F5_Commercial_Office_New_Space Heating_Natural Gas_Boiler_E5 | F5 | Commercial | Office | New | Space Heating | Natural Gas | Boiler | E5 | Utility - Cost of Operation | 0.59191 | 0.59191 | 0.59191 | 0.59191 | 0.59191 | 0.59191 | 0.59191 | 0.59191 | 0.59191 | 0.59191 | 0.59191 | 0.59191 | 0.59191 | 0.59191 | 0.59191 | 0.59191 | 0.59191 | 0.59191 | 0.59191 | 0.59191 | 0.59191 | 0.59191 | 0.59191 | 0.59191 | 0.59191 | 0.59191 | 0.59191 | 0.59191 | 0.59191 | 0.59191 | 0.59191 | 0.59191 | 0.59191 | 0 | 0 | 0 | 0 | 0 | 0 | 0 | 0 | 0
F5_Commercial_Office_New_Space Heating_Natural Gas_Boiler_E6 | F5 | Commercial | Office | New | Space Heating | Natural Gas | Boiler | E6 | Utility - Cost of Operation | 0 | 0 | 0 | 0 | 0 | 0 | 0 | 0 | 0 | 0 | 0 | 0 | 0 | 0 | 0 | 0 | 0 | 0 | 0 | 0 | 0 | 0 | 0 | 0 | 0 | 0 | 0 | 0 | 0 | 0 | 0 | 0 | 0 | 0 | 0 | 0 | 0 | 0 | 0 | 0 | 0 | 0
F5_Commercial_Office_New_Space Heating_Natural Gas_Boiler_E7 | F5 | Commercial | Office | New | Space Heating | Natural Gas | Boiler | E7 | Utility - Cost of Operation | 0 | 0 | 0 | 0 | 0 | 0 | 0 | 0 | 0 | 0 | 0 | 0 | 0 | 0 | 0 | 0 | 0 | 0 | 0 | 0 | 0 | 0 | 0 | 0 | 0 | 0 | 0 | 0 | 0 | 0 | 0 | 0 | 0 | 0 | 0 | 0 | 0 | 0 | 0 | 0 | 0 | 0
F5_Commercial_Office_New_Space Heating_Natural Gas_Boiler_E8 | F5 | Commercial | Office | New | Space Heating | Natural Gas | Boiler | E8 | Utility - Cost of Operation | 0 | 0 | 0 | 0 | 0 | 0 | 0 | 0 | 0 | 0 | 0 | 0 | 0 | 0 | 0 | 0 | 0 | 0 | 0 | 0 | 0 | 0 | 0 | 0 | 0 | 0 | 0 | 0 | 0 | 0 | 0 | 0 | 0 | 0 | 0 | 0 | 0 | 0 | 0 | 0 | 0 | 0
F5_Commercial_Office_New_Space Heating_Natural Gas_Boiler_E9 | F5 | Commercial | Office | New | Space Heating | Natural Gas | Boiler | E9 | Utility - Cost of Operation | 0 | 0 | 0 | 0 | 0 | 0 | 0 | 0 | 0 | 0 | 0 | 0 | 0 | 0 | 0 | 0 | 0 | 0 | 0 | 0 | 0 | 0 | 0 | 0 | 0 | 0 | 0 | 0 | 0 | 0 | 0 | 0 | 0 | 0 | 0 | 0 | 0 | 0 | 0 | 0 | 0 | 0
F5_Commercial_Office_New_Space Heating_Natural Gas_Boiler_E10 | F5 | Commercial | Office | New | Space Heating | Natural Gas | Boiler | E10 | Utility - Cost of Operation | 0 | 0 | 0 | 0 | 0 | 0 | 0 | 0 | 0 | 0 | 0 | 0 | 0 | 0 | 0 | 0 | 0 | 0 | 0 | 0 | 0 | 0 | 0 | 0 | 0 | 0 | 0 | 0 | 0 | 0 | 0 | 0 | 0 | 0 | 0 | 0 | 0 | 0 | 0 | 0 | 0 | 0
F6_Commercial_Office_New_Space Heating_Natural Gas_Boiler_E1 | F6 | Commercial | Office | New | Space Heating | Natural Gas | Boiler | E1 | Utility - Value of Sales | 0.67938 | 0.67723 | 0.67588 | 0.67154 | 0.66776 | 0 | 0 | 0 | 0 | 0 | 0 | 0 | 0 | 0 | 0 | 0 | 0 | 0 | 0 | 0 | 0 | 0 | 0 | 0 | 0 | 0 | 0 | 0 | 0 | 0 | 0 | 0 | 0 | 0 | 0 | 0 | 0 | 0 | 0 | 0 | 0 | 0
F6_Commercial_Office_New_Space Heating_Natural Gas_Boiler_E2 | F6 | Commercial | Office | New | Space Heating | Natural Gas | Boiler | E2 | Utility - Value of Sales | 0.64703 | 0.64498 | 0.6437 | 0.63956 | 0.63596 | 0 | 0 | 0 | 0 | 0 | 0 | 0 | 0 | 0 | 0 | 0 | 0 | 0 | 0 | 0 | 0 | 0 | 0 | 0 | 0 | 0 | 0 | 0 | 0 | 0 | 0 | 0 | 0 | 0 | 0 | 0 | 0 | 0 | 0 | 0 | 0 | 0
F6_Commercial_Office_New_Space Heating_Natural Gas_Boiler_E3 | F6 | Commercial | Office | New | Space Heating | Natural Gas | Boiler | E3 | Utility - Value of Sales | 0.57819 | 0.57637 | 0.57522 | 0.57152 | 0.56831 | 0.56514 | 0.56202 | 0.55896 | 0.55597 | 0.55306 | 0.55025 | 0.54753 | 0.54492 | 0.54244 | 0.54008 | 0.53786 | 0.53577 | 0.5338 | 0.53197 | 0.53027 | 0.5287 | 0.52727 | 0.52596 | 0.52478 | 0.52373 | 0.52282 | 0.52203 | 0.52138 | 0.52086 | 0.52046 | 0.5202 | 0.52007 | 0.52007 | 0 | 0 | 0 | 0 | 0 | 0 | 0 | 0 | 0
F6_Commercial_Office_New_Space Heating_Natural Gas_Boiler_E4 | F6 | Commercial | Office | New | Space Heating | Natural Gas | Boiler | E4 | Utility - Value of Sales | 0.55459 | 0.55284 | 0.55174 | 0.54819 | 0.54511 | 0.54207 | 0.53908 | 0.53615 | 0.53328 | 0.53049 | 0.52779 | 0.52518 | 0.52268 | 0.5203 | 0.51804 | 0.51591 | 0.5139 | 0.51202 | 0.51026 | 0.50863 | 0.50712 | 0.50574 | 0.50449 | 0.50336 | 0.50236 | 0.50148 | 0.50073 | 0.5001 | 0.4996 | 0.49922 | 0.49897 | 0.49884 | 0.49884 | 0 | 0 | 0 | 0 | 0 | 0 | 0 | 0 | 0
F6_Commercial_Office_New_Space Heating_Natural Gas_Boiler_E5 | F6 | Commercial | Office | New | Space Heating | Natural Gas | Boiler | E5 | Utility - Value of Sales | 0.41808 | 0.41676 | 0.41593 | 0.41325 | 0.41093 | 0.40864 | 0.40638 | 0.40417 | 0.40201 | 0.39991 | 0.39787 | 0.39591 | 0.39402 | 0.39222 | 0.39052 | 0.38891 | 0.3874 | 0.38598 | 0.38466 | 0.38343 | 0.38229 | 0.38125 | 0.38031 | 0.37946 | 0.3787 | 0.37804 | 0.37747 | 0.377 | 0.37662 | 0.37634 | 0.37615 | 0.37605 | 0.37605 | 0 | 0 | 0 | 0 | 0 | 0 | 0 | 0 | 0
F6_Commercial_Office_New_Space Heating_Natural Gas_Boiler_E6 | F6 | Commercial | Office | New | Space Heating | Natural Gas | Boiler | E6 | Utility - Value of Sales | 0 | 0 | 0 | 0 | 0 | 0 | 0 | 0 | 0 | 0 | 0 | 0 | 0 | 0 | 0 | 0 | 0 | 0 | 0 | 0 | 0 | 0 | 0 | 0 | 0 | 0 | 0 | 0 | 0 | 0 | 0 | 0 | 0 | 0 | 0 | 0 | 0 | 0 | 0 | 0 | 0 | 0
F6_Commercial_Office_New_Space Heating_Natural Gas_Boiler_E7 | F6 | Commercial | Office | New | Space Heating | Natural Gas | Boiler | E7 | Utility - Value of Sales | 0 | 0 | 0 | 0 | 0 | 0 | 0 | 0 | 0 | 0 | 0 | 0 | 0 | 0 | 0 | 0 | 0 | 0 | 0 | 0 | 0 | 0 | 0 | 0 | 0 | 0 | 0 | 0 | 0 | 0 | 0 | 0 | 0 | 0 | 0 | 0 | 0 | 0 | 0 | 0 | 0 | 0
F6_Commercial_Office_New_Space Heating_Natural Gas_Boiler_E8 | F6 | Commercial | Office | New | Space Heating | Natural Gas | Boiler | E8 | Utility - Value of Sales | 0 | 0 | 0 | 0 | 0 | 0 | 0 | 0 | 0 | 0 | 0 | 0 | 0 | 0 | 0 | 0 | 0 | 0 | 0 | 0 | 0 | 0 | 0 | 0 | 0 | 0 | 0 | 0 | 0 | 0 | 0 | 0 | 0 | 0 | 0 | 0 | 0 | 0 | 0 | 0 | 0 | 0
F6_Commercial_Office_New_Space Heating_Natural Gas_Boiler_E9 | F6 | Commercial | Office | New | Space Heating | Natural Gas | Boiler | E9 | Utility - Value of Sales | 0 | 0 | 0 | 0 | 0 | 0 | 0 | 0 | 0 | 0 | 0 | 0 | 0 | 0 | 0 | 0 | 0 | 0 | 0 | 0 | 0 | 0 | 0 | 0 | 0 | 0 | 0 | 0 | 0 | 0 | 0 | 0 | 0 | 0 | 0 | 0 | 0 | 0 | 0 | 0 | 0 | 0
F6_Commercial_Office_New_Space Heating_Natural Gas_Boiler_E10 | F6 | Commercial | Office | New | Space Heating | Natural Gas | Boiler | E10 | Utility - Value of Sales | 0 | 0 | 0 | 0 | 0 | 0 | 0 | 0 | 0 | 0 | 0 | 0 | 0 | 0 | 0 | 0 | 0 | 0 | 0 | 0 | 0 | 0 | 0 | 0 | 0 | 0 | 0 | 0 | 0 | 0 | 0 | 0 | 0 | 0 | 0 | 0 | 0 | 0 | 0 | 0 | 0 | 0
F1_Commercial_Office_New_Space Heating_Natural Gas_Unit Heater_E1 | F1 | Commercial | Office | New | Space Heating | Natural Gas | Unit Heater | E1 | RVT - Cost of Equipment | 0.12755 | 0.12744 | 0.12777 | 0.12675 | 0.12602 | 0 | 0 | 0 | 0 | 0 | 0 | 0 | 0 | 0 | 0 | 0 | 0 | 0 | 0 | 0 | 0 | 0 | 0 | 0 | 0 | 0 | 0 | 0 | 0 | 0 | 0 | 0 | 0 | 0 | 0 | 0 | 0 | 0 | 0 | 0 | 0 | 0
F1_Commercial_Office_New_Space Heating_Natural Gas_Unit Heater_E2 | F1 | Commercial | Office | New | Space Heating | Natural Gas | Unit Heater | E2 | RVT - Cost of Equipment | 0.11478 | 0.11468 | 0.11498 | 0.11406 | 0.1134 | 0.11315 | 0.11327 | 0.11328 | 0.1134 | 0.11349 | 0.11354 | 0.11356 | 0.11361 | 0.11369 | 0.11373 | 0.11379 | 0.11385 | 0.11396 | 0.11408 | 0.11426 | 0.11441 | 0.11459 | 0.11474 | 0.11493 | 0.11507 | 0.11521 | 0.11533 | 0.11547 | 0.11556 | 0.11566 | 0.11572 | 0.11579 | 0.11579 | 0 | 0 | 0 | 0 | 0 | 0 | 0 | 0 | 0
F1_Commercial_Office_New_Space Heating_Natural Gas_Unit Heater_E3 | F1 | Commercial | Office | New | Space Heating | Natural Gas | Unit Heater | E3 | RVT - Cost of Equipment | 0.099128 | 0.099041 | 0.099304 | 0.098507 | 0.097941 | 0.097724 | 0.097822 | 0.097835 | 0.097942 | 0.098012 | 0.098059 | 0.098075 | 0.098122 | 0.098188 | 0.098223 | 0.098273 | 0.098327 | 0.098425 | 0.098525 | 0.098676 | 0.09881 | 0.098965 | 0.099095 | 0.099258 | 0.099384 | 0.099499 | 0.099608 | 0.099727 | 0.099804 | 0.09989 | 0.099939 | 0.1 | 0.1 | 0 | 0 | 0 | 0 | 0 | 0 | 0 | 0 | 0
F1_Commercial_Office_New_Space Heating_Natural Gas_Unit Heater_E4 | F1 | Commercial | Office | New | Space Heating | Natural Gas | Unit Heater | E4 | RVT - Cost of Equipment | 0 | 0 | 0 | 0 | 0 | 0 | 0 | 0 | 0 | 0 | 0 | 0 | 0 | 0 | 0 | 0 | 0 | 0 | 0 | 0 | 0 | 0 | 0 | 0 | 0 | 0 | 0 | 0 | 0 | 0 | 0 | 0 | 0 | 0 | 0 | 0 | 0 | 0 | 0 | 0 | 0 | 0
F1_Commercial_Office_New_Space Heating_Natural Gas_Unit Heater_E5 | F1 | Commercial | Office | New | Space Heating | Natural Gas | Unit Heater | E5 | RVT - Cost of Equipment | 0 | 0 | 0 | 0 | 0 | 0 | 0 | 0 | 0 | 0 | 0 | 0 | 0 | 0 | 0 | 0 | 0 | 0 | 0 | 0 | 0 | 0 | 0 | 0 | 0 | 0 | 0 | 0 | 0 | 0 | 0 | 0 | 0 | 0 | 0 | 0 | 0 | 0 | 0 | 0 | 0 | 0
F1_Commercial_Office_New_Space Heating_Natural Gas_Unit Heater_E6 | F1 | Commercial | Office | New | Space Heating | Natural Gas | Unit Heater | E6 | RVT - Cost of Equipment | 0 | 0 | 0 | 0 | 0 | 0 | 0 | 0 | 0 | 0 | 0 | 0 | 0 | 0 | 0 | 0 | 0 | 0 | 0 | 0 | 0 | 0 | 0 | 0 | 0 | 0 | 0 | 0 | 0 | 0 | 0 | 0 | 0 | 0 | 0 | 0 | 0 | 0 | 0 | 0 | 0 | 0
F1_Commercial_Office_New_Space Heating_Natural Gas_Unit Heater_E7 | F1 | Commercial | Office | New | Space Heating | Natural Gas | Unit Heater | E7 | RVT - Cost of Equipment | 0 | 0 | 0 | 0 | 0 | 0 | 0 | 0 | 0 | 0 | 0 | 0 | 0 | 0 | 0 | 0 | 0 | 0 | 0 | 0 | 0 | 0 | 0 | 0 | 0 | 0 | 0 | 0 | 0 | 0 | 0 | 0 | 0 | 0 | 0 | 0 | 0 | 0 | 0 | 0 | 0 | 0
F1_Commercial_Office_New_Space Heating_Natural Gas_Unit Heater_E8 | F1 | Commercial | Office | New | Space Heating | Natural Gas | Unit Heater | E8 | RVT - Cost of Equipment | 0 | 0 | 0 | 0 | 0 | 0 | 0 | 0 | 0 | 0 | 0 | 0 | 0 | 0 | 0 | 0 | 0 | 0 | 0 | 0 | 0 | 0 | 0 | 0 | 0 | 0 | 0 | 0 | 0 | 0 | 0 | 0 | 0 | 0 | 0 | 0 | 0 | 0 | 0 | 0 | 0 | 0
F1_Commercial_Office_New_Space Heating_Natural Gas_Unit Heater_E9 | F1 | Commercial | Office | New | Space Heating | Natural Gas | Unit Heater | E9 | RVT - Cost of Equipment | 0 | 0 | 0 | 0 | 0 | 0 | 0 | 0 | 0 | 0 | 0 | 0 | 0 | 0 | 0 | 0 | 0 | 0 | 0 | 0 | 0 | 0 | 0 | 0 | 0 | 0 | 0 | 0 | 0 | 0 | 0 | 0 | 0 | 0 | 0 | 0 | 0 | 0 | 0 | 0 | 0 | 0
F1_Commercial_Office_New_Space Heating_Natural Gas_Unit Heater_E10 | F1 | Commercial | Office | New | Space Heating | Natural Gas | Unit Heater | E10 | RVT - Cost of Equipment | 0 | 0 | 0 | 0 | 0 | 0 | 0 | 0 | 0 | 0 | 0 | 0 | 0 | 0 | 0 | 0 | 0 | 0 | 0 | 0 | 0 | 0 | 0 | 0 | 0 | 0 | 0 | 0 | 0 | 0 | 0 | 0 | 0 | 0 | 0 | 0 | 0 | 0 | 0 | 0 | 0 | 0
F2_Commercial_Office_New_Space Heating_Natural Gas_Unit Heater_E1 | F2 | Commercial | Office | New | Space Heating | Natural Gas | Unit Heater | E1 | RVT - Cost of Operation | 0.15281 | 0.15268 | 0.15308 | 0.15185 | 0.15098 | 0 | 0 | 0 | 0 | 0 | 0 | 0 | 0 | 0 | 0 | 0 | 0 | 0 | 0 | 0 | 0 | 0 | 0 | 0 | 0 | 0 | 0 | 0 | 0 | 0 | 0 | 0 | 0 | 0 | 0 | 0 | 0 | 0 | 0 | 0 | 0 | 0
F2_Commercial_Office_New_Space Heating_Natural Gas_Unit Heater_E2 | F2 | Commercial | Office | New | Space Heating | Natural Gas | Unit Heater | E2 | RVT - Cost of Operation | 0.13751 | 0.13739 | 0.13776 | 0.13665 | 0.13587 | 0.13556 | 0.1357 | 0.13572 | 0.13587 | 0.13596 | 0.13603 | 0.13605 | 0.13612 | 0.13621 | 0.13626 | 0.13633 | 0.1364 | 0.13654 | 0.13668 | 0.13689 | 0.13707 | 0.13729 | 0.13747 | 0.13769 | 0.13787 | 0.13803 | 0.13818 | 0.13834 | 0.13845 | 0.13857 | 0.13864 | 0.13873 | 0.13873 | 0 | 0 | 0 | 0 | 0 | 0 | 0 | 0 | 0
F2_Commercial_Office_New_Space Heating_Natural Gas_Unit Heater_E3 | F2 | Commercial | Office | New | Space Heating | Natural Gas | Unit Heater | E3 | RVT - Cost of Operation | 0.11876 | 0.11866 | 0.11897 | 0.11802 | 0.11734 | 0.11708 | 0.1172 | 0.11721 | 0.11734 | 0.11742 | 0.11748 | 0.1175 | 0.11756 | 0.11764 | 0.11768 | 0.11774 | 0.1178 | 0.11792 | 0.11804 | 0.11822 | 0.11838 | 0.11857 | 0.11872 | 0.11892 | 0.11907 | 0.11921 | 0.11934 | 0.11948 | 0.11957 | 0.11967 | 0.11973 | 0.11981 | 0.11981 | 0 | 0 | 0 | 0 | 0 | 0 | 0 | 0 | 0
F2_Commercial_Office_New_Space Heating_Natural Gas_Unit Heater_E4 | F2 | Commercial | Office | New | Space Heating | Natural Gas | Unit Heater | E4 | RVT - Cost of Operation | 0 | 0 | 0 | 0 | 0 | 0 | 0 | 0 | 0 | 0 | 0 | 0 | 0 | 0 | 0 | 0 | 0 | 0 | 0 | 0 | 0 | 0 | 0 | 0 | 0 | 0 | 0 | 0 | 0 | 0 | 0 | 0 | 0 | 0 | 0 | 0 | 0 | 0 | 0 | 0 | 0 | 0
F2_Commercial_Office_New_Space Heating_Natural Gas_Unit Heater_E5 | F2 | Commercial | Office | New | Space Heating | Natural Gas | Unit Heater | E5 | RVT - Cost of Operation | 0 | 0 | 0 | 0 | 0 | 0 | 0 | 0 | 0 | 0 | 0 | 0 | 0 | 0 | 0 | 0 | 0 | 0 | 0 | 0 | 0 | 0 | 0 | 0 | 0 | 0 | 0 | 0 | 0 | 0 | 0 | 0 | 0 | 0 | 0 | 0 | 0 | 0 | 0 | 0 | 0 | 0
F2_Commercial_Office_New_Space Heating_Natural Gas_Unit Heater_E6 | F2 | Commercial | Office | New | Space Heating | Natural Gas | Unit Heater | E6 | RVT - Cost of Operation | 0 | 0 | 0 | 0 | 0 | 0 | 0 | 0 | 0 | 0 | 0 | 0 | 0 | 0 | 0 | 0 | 0 | 0 | 0 | 0 | 0 | 0 | 0 | 0 | 0 | 0 | 0 | 0 | 0 | 0 | 0 | 0 | 0 | 0 | 0 | 0 | 0 | 0 | 0 | 0 | 0 | 0
F2_Commercial_Office_New_Space Heating_Natural Gas_Unit Heater_E7 | F2 | Commercial | Office | New | Space Heating | Natural Gas | Unit Heater | E7 | RVT - Cost of Operation | 0 | 0 | 0 | 0 | 0 | 0 | 0 | 0 | 0 | 0 | 0 | 0 | 0 | 0 | 0 | 0 | 0 | 0 | 0 | 0 | 0 | 0 | 0 | 0 | 0 | 0 | 0 | 0 | 0 | 0 | 0 | 0 | 0 | 0 | 0 | 0 | 0 | 0 | 0 | 0 | 0 | 0
F2_Commercial_Office_New_Space Heating_Natural Gas_Unit Heater_E8 | F2 | Commercial | Office | New | Space Heating | Natural Gas | Unit Heater | E8 | RVT - Cost of Operation | 0 | 0 | 0 | 0 | 0 | 0 | 0 | 0 | 0 | 0 | 0 | 0 | 0 | 0 | 0 | 0 | 0 | 0 | 0 | 0 | 0 | 0 | 0 | 0 | 0 | 0 | 0 | 0 | 0 | 0 | 0 | 0 | 0 | 0 | 0 | 0 | 0 | 0 | 0 | 0 | 0 | 0
F2_Commercial_Office_New_Space Heating_Natural Gas_Unit Heater_E9 | F2 | Commercial | Office | New | Space Heating | Natural Gas | Unit Heater | E9 | RVT - Cost of Operation | 0 | 0 | 0 | 0 | 0 | 0 | 0 | 0 | 0 | 0 | 0 | 0 | 0 | 0 | 0 | 0 | 0 | 0 | 0 | 0 | 0 | 0 | 0 | 0 | 0 | 0 | 0 | 0 | 0 | 0 | 0 | 0 | 0 | 0 | 0 | 0 | 0 | 0 | 0 | 0 | 0 | 0
F2_Commercial_Office_New_Space Heating_Natural Gas_Unit Heater_E10 | F2 | Commercial | Office | New | Space Heating | Natural Gas | Unit Heater | E10 | RVT - Cost of Operation | 0 | 0 | 0 | 0 | 0 | 0 | 0 | 0 | 0 | 0 | 0 | 0 | 0 | 0 | 0 | 0 | 0 | 0 | 0 | 0 | 0 | 0 | 0 | 0 | 0 | 0 | 0 | 0 | 0 | 0 | 0 | 0 | 0 | 0 | 0 | 0 | 0 | 0 | 0 | 0 | 0 | 0
F3_Commercial_Office_New_Space Heating_Natural Gas_Unit Heater_E1 | F3 | Commercial | Office | New | Space Heating | Natural Gas | Unit Heater | E1 | System - kBTUs of Consumption | 0.0049862 | 0.0049862 | 0.0049862 | 0.0049862 | 0.0049862 | 0 | 0 | 0 | 0 | 0 | 0 | 0 | 0 | 0 | 0 | 0 | 0 | 0 | 0 | 0 | 0 | 0 | 0 | 0 | 0 | 0 | 0 | 0 | 0 | 0 | 0 | 0 | 0 | 0 | 0 | 0 | 0 | 0 | 0 | 0 | 0 | 0
F3_Commercial_Office_New_Space Heating_Natural Gas_Unit Heater_E2 | F3 | Commercial | Office | New | Space Heating | Natural Gas | Unit Heater | E2 | System - kBTUs of Consumption | 0.015945 | 0.015945 | 0.015945 | 0.015945 | 0.015945 | 0.015945 | 0.015945 | 0.015945 | 0.015945 | 0.015945 | 0.015945 | 0.015945 | 0.015945 | 0.015945 | 0.015945 | 0.015945 | 0.015945 | 0.015945 | 0.015945 | 0.015945 | 0.015945 | 0.015945 | 0.015945 | 0.015945 | 0.015945 | 0.015945 | 0.015945 | 0.015945 | 0.015945 | 0.015945 | 0.015945 | 0.015945 | 0.015945 | 0 | 0 | 0 | 0 | 0 | 0 | 0 | 0 | 0
F3_Commercial_Office_New_Space Heating_Natural Gas_Unit Heater_E3 | F3 | Commercial | Office | New | Space Heating | Natural Gas | Unit Heater | E3 | System - kBTUs of Consumption | 0.0068878 | 0.0068878 | 0.0068878 | 0.0068878 | 0.0068878 | 0.0068878 | 0.0068878 | 0.0068878 | 0.0068878 | 0.0068878 | 0.0068878 | 0.0068878 | 0.0068878 | 0.0068878 | 0.0068878 | 0.0068878 | 0.0068878 | 0.0068878 | 0.0068878 | 0.0068878 | 0.0068878 | 0.0068878 | 0.0068878 | 0.0068878 | 0.0068878 | 0.0068878 | 0.0068878 | 0.0068878 | 0.0068878 | 0.0068878 | 0.0068878 | 0.0068878 | 0.0068878 | 0 | 0 | 0 | 0 | 0 | 0 | 0 | 0 | 0
F3_Commercial_Office_New_Space Heating_Natural Gas_Unit Heater_E4 | F3 | Commercial | Office | New | Space Heating | Natural Gas | Unit Heater | E4 | System - kBTUs of Consumption | 0 | 0 | 0 | 0 | 0 | 0 | 0 | 0 | 0 | 0 | 0 | 0 | 0 | 0 | 0 | 0 | 0 | 0 | 0 | 0 | 0 | 0 | 0 | 0 | 0 | 0 | 0 | 0 | 0 | 0 | 0 | 0 | 0 | 0 | 0 | 0 | 0 | 0 | 0 | 0 | 0 | 0
F3_Commercial_Office_New_Space Heating_Natural Gas_Unit Heater_E5 | F3 | Commercial | Office | New | Space Heating | Natural Gas | Unit Heater | E5 | System - kBTUs of Consumption | 0 | 0 | 0 | 0 | 0 | 0 | 0 | 0 | 0 | 0 | 0 | 0 | 0 | 0 | 0 | 0 | 0 | 0 | 0 | 0 | 0 | 0 | 0 | 0 | 0 | 0 | 0 | 0 | 0 | 0 | 0 | 0 | 0 | 0 | 0 | 0 | 0 | 0 | 0 | 0 | 0 | 0
F3_Commercial_Office_New_Space Heating_Natural Gas_Unit Heater_E6 | F3 | Commercial | Office | New | Space Heating | Natural Gas | Unit Heater | E6 | System - kBTUs of Consumption | 0 | 0 | 0 | 0 | 0 | 0 | 0 | 0 | 0 | 0 | 0 | 0 | 0 | 0 | 0 | 0 | 0 | 0 | 0 | 0 | 0 | 0 | 0 | 0 | 0 | 0 | 0 | 0 | 0 | 0 | 0 | 0 | 0 | 0 | 0 | 0 | 0 | 0 | 0 | 0 | 0 | 0
F3_Commercial_Office_New_Space Heating_Natural Gas_Unit Heater_E7 | F3 | Commercial | Office | New | Space Heating | Natural Gas | Unit Heater | E7 | System - kBTUs of Consumption | 0 | 0 | 0 | 0 | 0 | 0 | 0 | 0 | 0 | 0 | 0 | 0 | 0 | 0 | 0 | 0 | 0 | 0 | 0 | 0 | 0 | 0 | 0 | 0 | 0 | 0 | 0 | 0 | 0 | 0 | 0 | 0 | 0 | 0 | 0 | 0 | 0 | 0 | 0 | 0 | 0 | 0
F3_Commercial_Office_New_Space Heating_Natural Gas_Unit Heater_E8 | F3 | Commercial | Office | New | Space Heating | Natural Gas | Unit Heater | E8 | System - kBTUs of Consumption | 0 | 0 | 0 | 0 | 0 | 0 | 0 | 0 | 0 | 0 | 0 | 0 | 0 | 0 | 0 | 0 | 0 | 0 | 0 | 0 | 0 | 0 | 0 | 0 | 0 | 0 | 0 | 0 | 0 | 0 | 0 | 0 | 0 | 0 | 0 | 0 | 0 | 0 | 0 | 0 | 0 | 0
F3_Commercial_Office_New_Space Heating_Natural Gas_Unit Heater_E9 | F3 | Commercial | Office | New | Space Heating | Natural Gas | Unit Heater | E9 | System - kBTUs of Consumption | 0 | 0 | 0 | 0 | 0 | 0 | 0 | 0 | 0 | 0 | 0 | 0 | 0 | 0 | 0 | 0 | 0 | 0 | 0 | 0 | 0 | 0 | 0 | 0 | 0 | 0 | 0 | 0 | 0 | 0 | 0 | 0 | 0 | 0 | 0 | 0 | 0 | 0 | 0 | 0 | 0 | 0
F3_Commercial_Office_New_Space Heating_Natural Gas_Unit Heater_E10 | F3 | Commercial | Office | New | Space Heating | Natural Gas | Unit Heater | E10 | System - kBTUs of Consumption | 0 | 0 | 0 | 0 | 0 | 0 | 0 | 0 | 0 | 0 | 0 | 0 | 0 | 0 | 0 | 0 | 0 | 0 | 0 | 0 | 0 | 0 | 0 | 0 | 0 | 0 | 0 | 0 | 0 | 0 | 0 | 0 | 0 | 0 | 0 | 0 | 0 | 0 | 0 | 0 | 0 | 0
F4_Commercial_Office_New_Space Heating_Natural Gas_Unit Heater_E1 | F4 | Commercial | Office | New | Space Heating | Natural Gas | Unit Heater | E1 | Utility - Cost of Equipment | 0.15281 | 0.15268 | 0.15308 | 0.15185 | 0.15098 | 0 | 0 | 0 | 0 | 0 | 0 | 0 | 0 | 0 | 0 | 0 | 0 | 0 | 0 | 0 | 0 | 0 | 0 | 0 | 0 | 0 | 0 | 0 | 0 | 0 | 0 | 0 | 0 | 0 | 0 | 0 | 0 | 0 | 0 | 0 | 0 | 0
F4_Commercial_Office_New_Space Heating_Natural Gas_Unit Heater_E2 | F4 | Commercial | Office | New | Space Heating | Natural Gas | Unit Heater | E2 | Utility - Cost of Equipment | 0.13751 | 0.13739 | 0.13776 | 0.13665 | 0.13587 | 0.13556 | 0.1357 | 0.13572 | 0.13587 | 0.13596 | 0.13603 | 0.13605 | 0.13612 | 0.13621 | 0.13626 | 0.13633 | 0.1364 | 0.13654 | 0.13668 | 0.13689 | 0.13707 | 0.13729 | 0.13747 | 0.13769 | 0.13787 | 0.13803 | 0.13818 | 0.13834 | 0.13845 | 0.13857 | 0.13864 | 0.13873 | 0.13873 | 0 | 0 | 0 | 0 | 0 | 0 | 0 | 0 | 0
F4_Commercial_Office_New_Space Heating_Natural Gas_Unit Heater_E3 | F4 | Commercial | Office | New | Space Heating | Natural Gas | Unit Heater | E3 | Utility - Cost of Equipment | 0.11876 | 0.11866 | 0.11897 | 0.11802 | 0.11734 | 0.11708 | 0.1172 | 0.11721 | 0.11734 | 0.11742 | 0.11748 | 0.1175 | 0.11756 | 0.11764 | 0.11768 | 0.11774 | 0.1178 | 0.11792 | 0.11804 | 0.11822 | 0.11838 | 0.11857 | 0.11872 | 0.11892 | 0.11907 | 0.11921 | 0.11934 | 0.11948 | 0.11957 | 0.11967 | 0.11973 | 0.11981 | 0.11981 | 0 | 0 | 0 | 0 | 0 | 0 | 0 | 0 | 0
F4_Commercial_Office_New_Space Heating_Natural Gas_Unit Heater_E4 | F4 | Commercial | Office | New | Space Heating | Natural Gas | Unit Heater | E4 | Utility - Cost of Equipment | 0 | 0 | 0 | 0 | 0 | 0 | 0 | 0 | 0 | 0 | 0 | 0 | 0 | 0 | 0 | 0 | 0 | 0 | 0 | 0 | 0 | 0 | 0 | 0 | 0 | 0 | 0 | 0 | 0 | 0 | 0 | 0 | 0 | 0 | 0 | 0 | 0 | 0 | 0 | 0 | 0 | 0
F4_Commercial_Office_New_Space Heating_Natural Gas_Unit Heater_E5 | F4 | Commercial | Office | New | Space Heating | Natural Gas | Unit Heater | E5 | Utility - Cost of Equipment | 0 | 0 | 0 | 0 | 0 | 0 | 0 | 0 | 0 | 0 | 0 | 0 | 0 | 0 | 0 | 0 | 0 | 0 | 0 | 0 | 0 | 0 | 0 | 0 | 0 | 0 | 0 | 0 | 0 | 0 | 0 | 0 | 0 | 0 | 0 | 0 | 0 | 0 | 0 | 0 | 0 | 0
F4_Commercial_Office_New_Space Heating_Natural Gas_Unit Heater_E6 | F4 | Commercial | Office | New | Space Heating | Natural Gas | Unit Heater | E6 | Utility - Cost of Equipment | 0 | 0 | 0 | 0 | 0 | 0 | 0 | 0 | 0 | 0 | 0 | 0 | 0 | 0 | 0 | 0 | 0 | 0 | 0 | 0 | 0 | 0 | 0 | 0 | 0 | 0 | 0 | 0 | 0 | 0 | 0 | 0 | 0 | 0 | 0 | 0 | 0 | 0 | 0 | 0 | 0 | 0
F4_Commercial_Office_New_Space Heating_Natural Gas_Unit Heater_E7 | F4 | Commercial | Office | New | Space Heating | Natural Gas | Unit Heater | E7 | Utility - Cost of Equipment | 0 | 0 | 0 | 0 | 0 | 0 | 0 | 0 | 0 | 0 | 0 | 0 | 0 | 0 | 0 | 0 | 0 | 0 | 0 | 0 | 0 | 0 | 0 | 0 | 0 | 0 | 0 | 0 | 0 | 0 | 0 | 0 | 0 | 0 | 0 | 0 | 0 | 0 | 0 | 0 | 0 | 0
F4_Commercial_Office_New_Space Heating_Natural Gas_Unit Heater_E8 | F4 | Commercial | Office | New | Space Heating | Natural Gas | Unit Heater | E8 | Utility - Cost of Equipment | 0 | 0 | 0 | 0 | 0 | 0 | 0 | 0 | 0 | 0 | 0 | 0 | 0 | 0 | 0 | 0 | 0 | 0 | 0 | 0 | 0 | 0 | 0 | 0 | 0 | 0 | 0 | 0 | 0 | 0 | 0 | 0 | 0 | 0 | 0 | 0 | 0 | 0 | 0 | 0 | 0 | 0
F4_Commercial_Office_New_Space Heating_Natural Gas_Unit Heater_E9 | F4 | Commercial | Office | New | Space Heating | Natural Gas | Unit Heater | E9 | Utility - Cost of Equipment | 0 | 0 | 0 | 0 | 0 | 0 | 0 | 0 | 0 | 0 | 0 | 0 | 0 | 0 | 0 | 0 | 0 | 0 | 0 | 0 | 0 | 0 | 0 | 0 | 0 | 0 | 0 | 0 | 0 | 0 | 0 | 0 | 0 | 0 | 0 | 0 | 0 | 0 | 0 | 0 | 0 | 0
F4_Commercial_Office_New_Space Heating_Natural Gas_Unit Heater_E10 | F4 | Commercial | Office | New | Space Heating | Natural Gas | Unit Heater | E10 | Utility - Cost of Equipment | 0 | 0 | 0 | 0 | 0 | 0 | 0 | 0 | 0 | 0 | 0 | 0 | 0 | 0 | 0 | 0 | 0 | 0 | 0 | 0 | 0 | 0 | 0 | 0 | 0 | 0 | 0 | 0 | 0 | 0 | 0 | 0 | 0 | 0 | 0 | 0 | 0 | 0 | 0 | 0 | 0 | 0
F5_Commercial_Office_New_Space Heating_Natural Gas_Unit Heater_E1 | F5 | Commercial | Office | New | Space Heating | Natural Gas | Unit Heater | E1 | Utility - Cost of Operation | 0.0049862 | 0.0049862 | 0.0049862 | 0.0049862 | 0.0049862 | 0 | 0 | 0 | 0 | 0 | 0 | 0 | 0 | 0 | 0 | 0 | 0 | 0 | 0 | 0 | 0 | 0 | 0 | 0 | 0 | 0 | 0 | 0 | 0 | 0 | 0 | 0 | 0 | 0 | 0 | 0 | 0 | 0 | 0 | 0 | 0 | 0
F5_Commercial_Office_New_Space Heating_Natural Gas_Unit Heater_E2 | F5 | Commercial | Office | New | Space Heating | Natural Gas | Unit Heater | E2 | Utility - Cost of Operation | 0.015945 | 0.015945 | 0.015945 | 0.015945 | 0.015945 | 0.015945 | 0.015945 | 0.015945 | 0.015945 | 0.015945 | 0.015945 | 0.015945 | 0.015945 | 0.015945 | 0.015945 | 0.015945 | 0.015945 | 0.015945 | 0.015945 | 0.015945 | 0.015945 | 0.015945 | 0.015945 | 0.015945 | 0.015945 | 0.015945 | 0.015945 | 0.015945 | 0.015945 | 0.015945 | 0.015945 | 0.015945 | 0.015945 | 0 | 0 | 0 | 0 | 0 | 0 | 0 | 0 | 0
F5_Commercial_Office_New_Space Heating_Natural Gas_Unit Heater_E3 | F5 | Commercial | Office | New | Space Heating | Natural Gas | Unit Heater | E3 | Utility - Cost of Operation | 0.0068878 | 0.0068878 | 0.0068878 | 0.0068878 | 0.0068878 | 0.0068878 | 0.0068878 | 0.0068878 | 0.0068878 | 0.0068878 | 0.0068878 | 0.0068878 | 0.0068878 | 0.0068878 | 0.0068878 | 0.0068878 | 0.0068878 | 0.0068878 | 0.0068878 | 0.0068878 | 0.0068878 | 0.0068878 | 0.0068878 | 0.0068878 | 0.0068878 | 0.0068878 | 0.0068878 | 0.0068878 | 0.0068878 | 0.0068878 | 0.0068878 | 0.0068878 | 0.0068878 | 0 | 0 | 0 | 0 | 0 | 0 | 0 | 0 | 0
F5_Commercial_Office_New_Space Heating_Natural Gas_Unit Heater_E4 | F5 | Commercial | Office | New | Space Heating | Natural Gas | Unit Heater | E4 | Utility - Cost of Operation | 0 | 0 | 0 | 0 | 0 | 0 | 0 | 0 | 0 | 0 | 0 | 0 | 0 | 0 | 0 | 0 | 0 | 0 | 0 | 0 | 0 | 0 | 0 | 0 | 0 | 0 | 0 | 0 | 0 | 0 | 0 | 0 | 0 | 0 | 0 | 0 | 0 | 0 | 0 | 0 | 0 | 0
F5_Commercial_Office_New_Space Heating_Natural Gas_Unit Heater_E5 | F5 | Commercial | Office | New | Space Heating | Natural Gas | Unit Heater | E5 | Utility - Cost of Operation | 0 | 0 | 0 | 0 | 0 | 0 | 0 | 0 | 0 | 0 | 0 | 0 | 0 | 0 | 0 | 0 | 0 | 0 | 0 | 0 | 0 | 0 | 0 | 0 | 0 | 0 | 0 | 0 | 0 | 0 | 0 | 0 | 0 | 0 | 0 | 0 | 0 | 0 | 0 | 0 | 0 | 0
F5_Commercial_Office_New_Space Heating_Natural Gas_Unit Heater_E6 | F5 | Commercial | Office | New | Space Heating | Natural Gas | Unit Heater | E6 | Utility - Cost of Operation | 0 | 0 | 0 | 0 | 0 | 0 | 0 | 0 | 0 | 0 | 0 | 0 | 0 | 0 | 0 | 0 | 0 | 0 | 0 | 0 | 0 | 0 | 0 | 0 | 0 | 0 | 0 | 0 | 0 | 0 | 0 | 0 | 0 | 0 | 0 | 0 | 0 | 0 | 0 | 0 | 0 | 0
F5_Commercial_Office_New_Space Heating_Natural Gas_Unit Heater_E7 | F5 | Commercial | Office | New | Space Heating | Natural Gas | Unit Heater | E7 | Utility - Cost of Operation | 0 | 0 | 0 | 0 | 0 | 0 | 0 | 0 | 0 | 0 | 0 | 0 | 0 | 0 | 0 | 0 | 0 | 0 | 0 | 0 | 0 | 0 | 0 | 0 | 0 | 0 | 0 | 0 | 0 | 0 | 0 | 0 | 0 | 0 | 0 | 0 | 0 | 0 | 0 | 0 | 0 | 0
F5_Commercial_Office_New_Space Heating_Natural Gas_Unit Heater_E8 | F5 | Commercial | Office | New | Space Heating | Natural Gas | Unit Heater | E8 | Utility - Cost of Operation | 0 | 0 | 0 | 0 | 0 | 0 | 0 | 0 | 0 | 0 | 0 | 0 | 0 | 0 | 0 | 0 | 0 | 0 | 0 | 0 | 0 | 0 | 0 | 0 | 0 | 0 | 0 | 0 | 0 | 0 | 0 | 0 | 0 | 0 | 0 | 0 | 0 | 0 | 0 | 0 | 0 | 0
F5_Commercial_Office_New_Space Heating_Natural Gas_Unit Heater_E9 | F5 | Commercial | Office | New | Space Heating | Natural Gas | Unit Heater | E9 | Utility - Cost of Operation | 0 | 0 | 0 | 0 | 0 | 0 | 0 | 0 | 0 | 0 | 0 | 0 | 0 | 0 | 0 | 0 | 0 | 0 | 0 | 0 | 0 | 0 | 0 | 0 | 0 | 0 | 0 | 0 | 0 | 0 | 0 | 0 | 0 | 0 | 0 | 0 | 0 | 0 | 0 | 0 | 0 | 0
F5_Commercial_Office_New_Space Heating_Natural Gas_Unit Heater_E10 | F5 | Commercial | Office | New | Space Heating | Natural Gas | Unit Heater | E10 | Utility - Cost of Operation | 0 | 0 | 0 | 0 | 0 | 0 | 0 | 0 | 0 | 0 | 0 | 0 | 0 | 0 | 0 | 0 | 0 | 0 | 0 | 0 | 0 | 0 | 0 | 0 | 0 | 0 | 0 | 0 | 0 | 0 | 0 | 0 | 0 | 0 | 0 | 0 | 0 | 0 | 0 | 0 | 0 | 0
F6_Commercial_Office_New_Space Heating_Natural Gas_Unit Heater_E1 | F6 | Commercial | Office | New | Space Heating | Natural Gas | Unit Heater | E1 | Utility - Value of Sales | 0.059345 | 0.059319 | 0.059432 | 0.059011 | 0.058685 | 0 | 0 | 0 | 0 | 0 | 0 | 0 | 0 | 0 | 0 | 0 | 0 | 0 | 0 | 0 | 0 | 0 | 0 | 0 | 0 | 0 | 0 | 0 | 0 | 0 | 0 | 0 | 0 | 0 | 0 | 0 | 0 | 0 | 0 | 0 | 0 | 0
F6_Commercial_Office_New_Space Heating_Natural Gas_Unit Heater_E2 | F6 | Commercial | Office | New | Space Heating | Natural Gas | Unit Heater | E2 | Utility - Value of Sales | 0.053404 | 0.053381 | 0.053482 | 0.053103 | 0.05281 | 0.052517 | 0.052224 | 0.051931 | 0.051638 | 0.051346 | 0.051053 | 0.05076 | 0.050467 | 0.050174 | 0.049881 | 0.049589 | 0.049296 | 0.049003 | 0.048714 | 0.048432 | 0.04816 | 0.047902 | 0.047661 | 0.047442 | 0.047247 | 0.047076 | 0.04693 | 0.046808 | 0.04671 | 0.046637 | 0.046588 | 0.046564 | 0.046564 | 0 | 0 | 0 | 0 | 0 | 0 | 0 | 0 | 0
F6_Commercial_Office_New_Space Heating_Natural Gas_Unit Heater_E3 | F6 | Commercial | Office | New | Space Heating | Natural Gas | Unit Heater | E3 | Utility - Value of Sales | 0.046122 | 0.046102 | 0.04619 | 0.045862 | 0.045609 | 0.045356 | 0.045103 | 0.04485 | 0.044597 | 0.044344 | 0.044091 | 0.043839 | 0.043586 | 0.043333 | 0.04308 | 0.042827 | 0.042574 | 0.042321 | 0.042072 | 0.041828 | 0.041593 | 0.04137 | 0.041163 | 0.040973 | 0.040805 | 0.040657 | 0.040531 | 0.040425 | 0.040341 | 0.040278 | 0.040236 | 0.040215 | 0.040215 | 0 | 0 | 0 | 0 | 0 | 0 | 0 | 0 | 0
F6_Commercial_Office_New_Space Heating_Natural Gas_Unit Heater_E4 | F6 | Commercial | Office | New | Space Heating | Natural Gas | Unit Heater | E4 | Utility - Value of Sales | 0 | 0 | 0 | 0 | 0 | 0 | 0 | 0 | 0 | 0 | 0 | 0 | 0 | 0 | 0 | 0 | 0 | 0 | 0 | 0 | 0 | 0 | 0 | 0 | 0 | 0 | 0 | 0 | 0 | 0 | 0 | 0 | 0 | 0 | 0 | 0 | 0 | 0 | 0 | 0 | 0 | 0
F6_Commercial_Office_New_Space Heating_Natural Gas_Unit Heater_E5 | F6 | Commercial | Office | New | Space Heating | Natural Gas | Unit Heater | E5 | Utility - Value of Sales | 0 | 0 | 0 | 0 | 0 | 0 | 0 | 0 | 0 | 0 | 0 | 0 | 0 | 0 | 0 | 0 | 0 | 0 | 0 | 0 | 0 | 0 | 0 | 0 | 0 | 0 | 0 | 0 | 0 | 0 | 0 | 0 | 0 | 0 | 0 | 0 | 0 | 0 | 0 | 0 | 0 | 0
F6_Commercial_Office_New_Space Heating_Natural Gas_Unit Heater_E6 | F6 | Commercial | Office | New | Space Heating | Natural Gas | Unit Heater | E6 | Utility - Value of Sales | 0 | 0 | 0 | 0 | 0 | 0 | 0 | 0 | 0 | 0 | 0 | 0 | 0 | 0 | 0 | 0 | 0 | 0 | 0 | 0 | 0 | 0 | 0 | 0 | 0 | 0 | 0 | 0 | 0 | 0 | 0 | 0 | 0 | 0 | 0 | 0 | 0 | 0 | 0 | 0 | 0 | 0
F6_Commercial_Office_New_Space Heating_Natural Gas_Unit Heater_E7 | F6 | Commercial | Office | New | Space Heating | Natural Gas | Unit Heater | E7 | Utility - Value of Sales | 0 | 0 | 0 | 0 | 0 | 0 | 0 | 0 | 0 | 0 | 0 | 0 | 0 | 0 | 0 | 0 | 0 | 0 | 0 | 0 | 0 | 0 | 0 | 0 | 0 | 0 | 0 | 0 | 0 | 0 | 0 | 0 | 0 | 0 | 0 | 0 | 0 | 0 | 0 | 0 | 0 | 0
F6_Commercial_Office_New_Space Heating_Natural Gas_Unit Heater_E8 | F6 | Commercial | Office | New | Space Heating | Natural Gas | Unit Heater | E8 | Utility - Value of Sales | 0 | 0 | 0 | 0 | 0 | 0 | 0 | 0 | 0 | 0 | 0 | 0 | 0 | 0 | 0 | 0 | 0 | 0 | 0 | 0 | 0 | 0 | 0 | 0 | 0 | 0 | 0 | 0 | 0 | 0 | 0 | 0 | 0 | 0 | 0 | 0 | 0 | 0 | 0 | 0 | 0 | 0
F6_Commercial_Office_New_Space Heating_Natural Gas_Unit Heater_E9 | F6 | Commercial | Office | New | Space Heating | Natural Gas | Unit Heater | E9 | Utility - Value of Sales | 0 | 0 | 0 | 0 | 0 | 0 | 0 | 0 | 0 | 0 | 0 | 0 | 0 | 0 | 0 | 0 | 0 | 0 | 0 | 0 | 0 | 0 | 0 | 0 | 0 | 0 | 0 | 0 | 0 | 0 | 0 | 0 | 0 | 0 | 0 | 0 | 0 | 0 | 0 | 0 | 0 | 0
F6_Commercial_Office_New_Space Heating_Natural Gas_Unit Heater_E10 | F6 | Commercial | Office | New | Space Heating | Natural Gas | Unit Heater | E10 | Utility - Value of Sales | 0 | 0 | 0 | 0 | 0 | 0 | 0 | 0 | 0 | 0 | 0 | 0 | 0 | 0 | 0 | 0 | 0 | 0 | 0 | 0 | 0 | 0 | 0 | 0 | 0 | 0 | 0 | 0 | 0 | 0 | 0 | 0 | 0 | 0 | 0 | 0 | 0 | 0 | 0 | 0 | 0 | 0
F1_Commercial_Office_New_Water Heating_Natural Gas_Water Heater_E1 | F1 | Commercial | Office | New | Water Heating | Natural Gas | Water Heater | E1 | RVT - Cost of Equipment | 0.19819 | 0.1979 | 0.19863 | 0.19696 | 0.19589 | 0.19671 | 0.19918 | 0.20113 | 0.20356 | 0.20585 | 0.20814 | 0.21024 | 0.2125 | 0.21486 | 0.21712 | 0.21942 | 0.22175 | 0.2243 | 0.22695 | 0.22974 | 0.2325 | 0.23537 | 0.23804 | 0.2408 | 0.24324 | 0.24536 | 0.24728 | 0.24895 | 0.25026 | 0.25133 | 0.25193 | 0.25233 | 0.25233 | 0 | 0 | 0 | 0 | 0 | 0 | 0 | 0 | 0
F1_Commercial_Office_New_Water Heating_Natural Gas_Water Heater_E2 | F1 | Commercial | Office | New | Water Heating | Natural Gas | Water Heater | E2 | RVT - Cost of Equipment | 0.19575 | 0.19545 | 0.19618 | 0.19452 | 0.19348 | 0.19428 | 0.19672 | 0.19865 | 0.20104 | 0.2033 | 0.20557 | 0.20764 | 0.20988 | 0.21221 | 0.21444 | 0.21671 | 0.21902 | 0.22153 | 0.22414 | 0.22691 | 0.22963 | 0.23247 | 0.2351 | 0.23783 | 0.24024 | 0.24233 | 0.24423 | 0.24588 | 0.24717 | 0.24823 | 0.24882 | 0.24922 | 0.24922 | 0 | 0 | 0 | 0 | 0 | 0 | 0 | 0 | 0
F1_Commercial_Office_New_Water Heating_Natural Gas_Water Heater_E3 | F1 | Commercial | Office | New | Water Heating | Natural Gas | Water Heater | E3 | RVT - Cost of Equipment | 0.18018 | 0.17991 | 0.18057 | 0.17905 | 0.17809 | 0.17883 | 0.18107 | 0.18285 | 0.18505 | 0.18713 | 0.18921 | 0.19113 | 0.19318 | 0.19533 | 0.19738 | 0.19947 | 0.20159 | 0.20391 | 0.20631 | 0.20886 | 0.21136 | 0.21398 | 0.2164 | 0.21891 | 0.22113 | 0.22305 | 0.2248 | 0.22632 | 0.22751 | 0.22848 | 0.22903 | 0.22939 | 0.22939 | 0 | 0 | 0 | 0 | 0 | 0 | 0 | 0 | 0
F1_Commercial_Office_New_Water Heating_Natural Gas_Water Heater_E4 | F1 | Commercial | Office | New | Water Heating | Natural Gas | Water Heater | E4 | RVT - Cost of Equipment | 0.16868 | 0.16842 | 0.16905 | 0.16762 | 0.16672 | 0.16741 | 0.16952 | 0.17118 | 0.17324 | 0.17519 | 0.17714 | 0.17893 | 0.18085 | 0.18286 | 0.18478 | 0.18674 | 0.18873 | 0.19089 | 0.19315 | 0.19553 | 0.19787 | 0.20032 | 0.20259 | 0.20494 | 0.20701 | 0.20882 | 0.21045 | 0.21188 | 0.21298 | 0.2139 | 0.21441 | 0.21475 | 0.21475 | 0 | 0 | 0 | 0 | 0 | 0 | 0 | 0 | 0
F1_Commercial_Office_New_Water Heating_Natural Gas_Water Heater_E5 | F1 | Commercial | Office | New | Water Heating | Natural Gas | Water Heater | E5 | RVT - Cost of Equipment | 0.16516 | 0.16491 | 0.16553 | 0.16413 | 0.16325 | 0.16393 | 0.16598 | 0.16761 | 0.16963 | 0.17154 | 0.17345 | 0.1752 | 0.17708 | 0.17905 | 0.18093 | 0.18285 | 0.18479 | 0.18692 | 0.18912 | 0.19145 | 0.19375 | 0.19615 | 0.19837 | 0.20067 | 0.2027 | 0.20447 | 0.20607 | 0.20746 | 0.20855 | 0.20944 | 0.20994 | 0.21028 | 0.21028 | 0 | 0 | 0 | 0 | 0 | 0 | 0 | 0 | 0
F1_Commercial_Office_New_Water Heating_Natural Gas_Water Heater_E6 | F1 | Commercial | Office | New | Water Heating | Natural Gas | Water Heater | E6 | RVT - Cost of Equipment | 0.16179 | 0.16155 | 0.16215 | 0.16078 | 0.15991 | 0.16058 | 0.1626 | 0.16419 | 0.16617 | 0.16804 | 0.16991 | 0.17162 | 0.17347 | 0.17539 | 0.17724 | 0.17912 | 0.18102 | 0.1831 | 0.18526 | 0.18754 | 0.1898 | 0.19214 | 0.19432 | 0.19657 | 0.19856 | 0.20029 | 0.20186 | 0.20323 | 0.20429 | 0.20517 | 0.20566 | 0.20598 | 0.20598 | 0 | 0 | 0 | 0 | 0 | 0 | 0 | 0 | 0
F1_Commercial_Office_New_Water Heating_Natural Gas_Water Heater_E7 | F1 | Commercial | Office | New | Water Heating | Natural Gas | Water Heater | E7 | RVT - Cost of Equipment | 0.10588 | 0.106 | 0.10655 | 0.10605 | 0.10581 | 0.10638 | 0.10765 | 0.10871 | 0.10998 | 0.11122 | 0.11247 | 0.11366 | 0.11492 | 0.11622 | 0.11749 | 0.11879 | 0.12009 | 0.12148 | 0.12288 | 0.12431 | 0.12567 | 0.12702 | 0.12823 | 0.12944 | 0.13049 | 0.13141 | 0.13223 | 0.13295 | 0.13351 | 0.13397 | 0.13423 | 0.1344 | 0.1344 | 0 | 0 | 0 | 0 | 0 | 0 | 0 | 0 | 0
F1_Commercial_Office_New_Water Heating_Natural Gas_Water Heater_E8 | F1 | Commercial | Office | New | Water Heating | Natural Gas | Water Heater | E8 | RVT - Cost of Equipment | 0 | 0 | 0 | 0 | 0 | 0 | 0 | 0 | 0 | 0 | 0 | 0 | 0 | 0 | 0 | 0 | 0 | 0 | 0 | 0 | 0 | 0 | 0 | 0 | 0 | 0 | 0 | 0 | 0 | 0 | 0 | 0 | 0 | 0 | 0 | 0 | 0 | 0 | 0 | 0 | 0 | 0
F1_Commercial_Office_New_Water Heating_Natural Gas_Water Heater_E9 | F1 | Commercial | Office | New | Water Heating | Natural Gas | Water Heater | E9 | RVT - Cost of Equipment | 0 | 0 | 0 | 0 | 0 | 0 | 0 | 0 | 0 | 0 | 0 | 0 | 0 | 0 | 0 | 0 | 0 | 0 | 0 | 0 | 0 | 0 | 0 | 0 | 0 | 0 | 0 | 0 | 0 | 0 | 0 | 0 | 0 | 0 | 0 | 0 | 0 | 0 | 0 | 0 | 0 | 0
F1_Commercial_Office_New_Water Heating_Natural Gas_Water Heater_E10 | F1 | Commercial | Office | New | Water Heating | Natural Gas | Water Heater | E10 | RVT - Cost of Equipment | 0 | 0 | 0 | 0 | 0 | 0 | 0 | 0 | 0 | 0 | 0 | 0 | 0 | 0 | 0 | 0 | 0 | 0 | 0 | 0 | 0 | 0 | 0 | 0 | 0 | 0 | 0 | 0 | 0 | 0 | 0 | 0 | 0 | 0 | 0 | 0 | 0 | 0 | 0 | 0 | 0 | 0
F2_Commercial_Office_New_Water Heating_Natural Gas_Water Heater_E1 | F2 | Commercial | Office | New | Water Heating | Natural Gas | Water Heater | E1 | RVT - Cost of Operation | 0.23745 | 0.23709 | 0.23797 | 0.23597 | 0.23469 | 0.23567 | 0.23863 | 0.24097 | 0.24387 | 0.24662 | 0.24936 | 0.25188 | 0.25459 | 0.25741 | 0.26012 | 0.26288 | 0.26567 | 0.26873 | 0.2719 | 0.27525 | 0.27855 | 0.28199 | 0.28519 | 0.28849 | 0.29142 | 0.29396 | 0.29626 | 0.29826 | 0.29982 | 0.30111 | 0.30183 | 0.30231 | 0.30231 | 0 | 0 | 0 | 0 | 0 | 0 | 0 | 0 | 0
F2_Commercial_Office_New_Water Heating_Natural Gas_Water Heater_E2 | F2 | Commercial | Office | New | Water Heating | Natural Gas | Water Heater | E2 | RVT - Cost of Operation | 0.23452 | 0.23417 | 0.23503 | 0.23305 | 0.2318 | 0.23276 | 0.23568 | 0.238 | 0.24086 | 0.24357 | 0.24628 | 0.24877 | 0.25145 | 0.25424 | 0.25691 | 0.25963 | 0.26239 | 0.26541 | 0.26854 | 0.27185 | 0.27511 | 0.27851 | 0.28167 | 0.28493 | 0.28782 | 0.29033 | 0.29261 | 0.29458 | 0.29612 | 0.29739 | 0.2981 | 0.29858 | 0.29858 | 0 | 0 | 0 | 0 | 0 | 0 | 0 | 0 | 0
F2_Commercial_Office_New_Water Heating_Natural Gas_Water Heater_E3 | F2 | Commercial | Office | New | Water Heating | Natural Gas | Water Heater | E3 | RVT - Cost of Operation | 0.21586 | 0.21554 | 0.21634 | 0.21452 | 0.21336 | 0.21425 | 0.21694 | 0.21906 | 0.2217 | 0.2242 | 0.22669 | 0.22898 | 0.23144 | 0.23401 | 0.23647 | 0.23898 | 0.24152 | 0.2443 | 0.24718 | 0.25022 | 0.25323 | 0.25636 | 0.25927 | 0.26227 | 0.26492 | 0.26723 | 0.26933 | 0.27115 | 0.27257 | 0.27374 | 0.27439 | 0.27483 | 0.27483 | 0 | 0 | 0 | 0 | 0 | 0 | 0 | 0 | 0
F2_Commercial_Office_New_Water Heating_Natural Gas_Water Heater_E4 | F2 | Commercial | Office | New | Water Heating | Natural Gas | Water Heater | E4 | RVT - Cost of Operation | 0.20208 | 0.20178 | 0.20253 | 0.20082 | 0.19974 | 0.20057 | 0.20309 | 0.20508 | 0.20755 | 0.20989 | 0.21222 | 0.21437 | 0.21667 | 0.21908 | 0.22138 | 0.22372 | 0.22611 | 0.2287 | 0.2314 | 0.23425 | 0.23706 | 0.23999 | 0.24272 | 0.24553 | 0.24801 | 0.25018 | 0.25214 | 0.25384 | 0.25517 | 0.25626 | 0.25688 | 0.25728 | 0.25728 | 0 | 0 | 0 | 0 | 0 | 0 | 0 | 0 | 0
F2_Commercial_Office_New_Water Heating_Natural Gas_Water Heater_E5 | F2 | Commercial | Office | New | Water Heating | Natural Gas | Water Heater | E5 | RVT - Cost of Operation | 0.19787 | 0.19758 | 0.19831 | 0.19664 | 0.19558 | 0.19639 | 0.19886 | 0.20081 | 0.20323 | 0.20551 | 0.2078 | 0.2099 | 0.21216 | 0.21451 | 0.21677 | 0.21906 | 0.2214 | 0.22394 | 0.22658 | 0.22937 | 0.23213 | 0.235 | 0.23766 | 0.24041 | 0.24285 | 0.24496 | 0.24689 | 0.24855 | 0.24985 | 0.25093 | 0.25152 | 0.25192 | 0.25192 | 0 | 0 | 0 | 0 | 0 | 0 | 0 | 0 | 0
F2_Commercial_Office_New_Water Heating_Natural Gas_Water Heater_E6 | F2 | Commercial | Office | New | Water Heating | Natural Gas | Water Heater | E6 | RVT - Cost of Operation | 0.19384 | 0.19355 | 0.19426 | 0.19263 | 0.19159 | 0.19239 | 0.1948 | 0.19671 | 0.19908 | 0.20132 | 0.20356 | 0.20562 | 0.20783 | 0.21013 | 0.21234 | 0.21459 | 0.21688 | 0.21937 | 0.22196 | 0.22469 | 0.22739 | 0.2302 | 0.23281 | 0.2355 | 0.23789 | 0.23997 | 0.24185 | 0.24348 | 0.24475 | 0.2458 | 0.24639 | 0.24678 | 0.24678 | 0 | 0 | 0 | 0 | 0 | 0 | 0 | 0 | 0
F2_Commercial_Office_New_Water Heating_Natural Gas_Water Heater_E7 | F2 | Commercial | Office | New | Water Heating | Natural Gas | Water Heater | E7 | RVT - Cost of Operation | 0.12685 | 0.12699 | 0.12765 | 0.12705 | 0.12677 | 0.12745 | 0.12898 | 0.13024 | 0.13177 | 0.13325 | 0.13475 | 0.13617 | 0.13768 | 0.13924 | 0.14076 | 0.14231 | 0.14387 | 0.14554 | 0.14722 | 0.14893 | 0.15056 | 0.15218 | 0.15363 | 0.15508 | 0.15634 | 0.15743 | 0.15842 | 0.15928 | 0.15995 | 0.16051 | 0.16082 | 0.16102 | 0.16102 | 0 | 0 | 0 | 0 | 0 | 0 | 0 | 0 | 0
F2_Commercial_Office_New_Water Heating_Natural Gas_Water Heater_E8 | F2 | Commercial | Office | New | Water Heating | Natural Gas | Water Heater | E8 | RVT - Cost of Operation | 0 | 0 | 0 | 0 | 0 | 0 | 0 | 0 | 0 | 0 | 0 | 0 | 0 | 0 | 0 | 0 | 0 | 0 | 0 | 0 | 0 | 0 | 0 | 0 | 0 | 0 | 0 | 0 | 0 | 0 | 0 | 0 | 0 | 0 | 0 | 0 | 0 | 0 | 0 | 0 | 0 | 0
F2_Commercial_Office_New_Water Heating_Natural Gas_Water Heater_E9 | F2 | Commercial | Office | New | Water Heating | Natural Gas | Water Heater | E9 | RVT - Cost of Operation | 0 | 0 | 0 | 0 | 0 | 0 | 0 | 0 | 0 | 0 | 0 | 0 | 0 | 0 | 0 | 0 | 0 | 0 | 0 | 0 | 0 | 0 | 0 | 0 | 0 | 0 | 0 | 0 | 0 | 0 | 0 | 0 | 0 | 0 | 0 | 0 | 0 | 0 | 0 | 0 | 0 | 0
F2_Commercial_Office_New_Water Heating_Natural Gas_Water Heater_E10 | F2 | Commercial | Office | New | Water Heating | Natural Gas | Water Heater | E10 | RVT - Cost of Operation | 0 | 0 | 0 | 0 | 0 | 0 | 0 | 0 | 0 | 0 | 0 | 0 | 0 | 0 | 0 | 0 | 0 | 0 | 0 | 0 | 0 | 0 | 0 | 0 | 0 | 0 | 0 | 0 | 0 | 0 | 0 | 0 | 0 | 0 | 0 | 0 | 0 | 0 | 0 | 0 | 0 | 0
F3_Commercial_Office_New_Water Heating_Natural Gas_Water Heater_E1 | F3 | Commercial | Office | New | Water Heating | Natural Gas | Water Heater | E1 | System - kBTUs of Consumption | 0.017654 | 0.017654 | 0.017654 | 0.017654 | 0.017654 | 0.017654 | 0.017654 | 0.017654 | 0.017654 | 0.017654 | 0.017654 | 0.017654 | 0.017654 | 0.017654 | 0.017654 | 0.017654 | 0.017654 | 0.017654 | 0.017654 | 0.017654 | 0.017654 | 0.017654 | 0.017654 | 0.017654 | 0.017654 | 0.017654 | 0.017654 | 0.017654 | 0.017654 | 0.017654 | 0.017654 | 0.017654 | 0.017654 | 0 | 0 | 0 | 0 | 0 | 0 | 0 | 0 | 0
F3_Commercial_Office_New_Water Heating_Natural Gas_Water Heater_E2 | F3 | Commercial | Office | New | Water Heating | Natural Gas | Water Heater | E2 | System - kBTUs of Consumption | 0.01765 | 0.01765 | 0.01765 | 0.01765 | 0.01765 | 0.01765 | 0.01765 | 0.01765 | 0.01765 | 0.01765 | 0.01765 | 0.01765 | 0.01765 | 0.01765 | 0.01765 | 0.01765 | 0.01765 | 0.01765 | 0.01765 | 0.01765 | 0.01765 | 0.01765 | 0.01765 | 0.01765 | 0.01765 | 0.01765 | 0.01765 | 0.01765 | 0.01765 | 0.01765 | 0.01765 | 0.01765 | 0.01765 | 0 | 0 | 0 | 0 | 0 | 0 | 0 | 0 | 0
F3_Commercial_Office_New_Water Heating_Natural Gas_Water Heater_E3 | F3 | Commercial | Office | New | Water Heating | Natural Gas | Water Heater | E3 | System - kBTUs of Consumption | 0.017907 | 0.017907 | 0.017907 | 0.017907 | 0.017907 | 0.017907 | 0.017907 | 0.017907 | 0.017907 | 0.017907 | 0.017907 | 0.017907 | 0.017907 | 0.017907 | 0.017907 | 0.017907 | 0.017907 | 0.017907 | 0.017907 | 0.017907 | 0.017907 | 0.017907 | 0.017907 | 0.017907 | 0.017907 | 0.017907 | 0.017907 | 0.017907 | 0.017907 | 0.017907 | 0.017907 | 0.017907 | 0.017907 | 0 | 0 | 0 | 0 | 0 | 0 | 0 | 0 | 0
F3_Commercial_Office_New_Water Heating_Natural Gas_Water Heater_E4 | F3 | Commercial | Office | New | Water Heating | Natural Gas | Water Heater | E4 | System - kBTUs of Consumption | 0.018164 | 0.018164 | 0.018164 | 0.018164 | 0.018164 | 0.018164 | 0.018164 | 0.018164 | 0.018164 | 0.018164 | 0.018164 | 0.018164 | 0.018164 | 0.018164 | 0.018164 | 0.018164 | 0.018164 | 0.018164 | 0.018164 | 0.018164 | 0.018164 | 0.018164 | 0.018164 | 0.018164 | 0.018164 | 0.018164 | 0.018164 | 0.018164 | 0.018164 | 0.018164 | 0.018164 | 0.018164 | 0.018164 | 0 | 0 | 0 | 0 | 0 | 0 | 0 | 0 | 0
F3_Commercial_Office_New_Water Heating_Natural Gas_Water Heater_E5 | F3 | Commercial | Office | New | Water Heating | Natural Gas | Water Heater | E5 | System - kBTUs of Consumption | 0.018551 | 0.018551 | 0.018551 | 0.018551 | 0.018551 | 0.018551 | 0.018551 | 0.018551 | 0.018551 | 0.018551 | 0.018551 | 0.018551 | 0.018551 | 0.018551 | 0.018551 | 0.018551 | 0.018551 | 0.018551 | 0.018551 | 0.018551 | 0.018551 | 0.018551 | 0.018551 | 0.018551 | 0.018551 | 0.018551 | 0.018551 | 0.018551 | 0.018551 | 0.018551 | 0.018551 | 0.018551 | 0.018551 | 0 | 0 | 0 | 0 | 0 | 0 | 0 | 0 | 0
F3_Commercial_Office_New_Water Heating_Natural Gas_Water Heater_E6 | F3 | Commercial | Office | New | Water Heating | Natural Gas | Water Heater | E6 | System - kBTUs of Consumption | 0.015442 | 0.015442 | 0.015442 | 0.015442 | 0.015442 | 0.015442 | 0.015442 | 0.015442 | 0.015442 | 0.015442 | 0.015442 | 0.015442 | 0.015442 | 0.015442 | 0.015442 | 0.015442 | 0.015442 | 0.015442 | 0.015442 | 0.015442 | 0.015442 | 0.015442 | 0.015442 | 0.015442 | 0.015442 | 0.015442 | 0.015442 | 0.015442 | 0.015442 | 0.015442 | 0.015442 | 0.015442 | 0.015442 | 0 | 0 | 0 | 0 | 0 | 0 | 0 | 0 | 0
F3_Commercial_Office_New_Water Heating_Natural Gas_Water Heater_E7 | F3 | Commercial | Office | New | Water Heating | Natural Gas | Water Heater | E7 | System - kBTUs of Consumption | 0.013451 | 0.013451 | 0.013451 | 0.013451 | 0.013451 | 0.013451 | 0.013451 | 0.013451 | 0.013451 | 0.013451 | 0.013451 | 0.013451 | 0.013451 | 0.013451 | 0.013451 | 0.013451 | 0.013451 | 0.013451 | 0.013451 | 0.013451 | 0.013451 | 0.013451 | 0.013451 | 0.013451 | 0.013451 | 0.013451 | 0.013451 | 0.013451 | 0.013451 | 0.013451 | 0.013451 | 0.013451 | 0.013451 | 0 | 0 | 0 | 0 | 0 | 0 | 0 | 0 | 0
F3_Commercial_Office_New_Water Heating_Natural Gas_Water Heater_E8 | F3 | Commercial | Office | New | Water Heating | Natural Gas | Water Heater | E8 | System - kBTUs of Consumption | 0 | 0 | 0 | 0 | 0 | 0 | 0 | 0 | 0 | 0 | 0 | 0 | 0 | 0 | 0 | 0 | 0 | 0 | 0 | 0 | 0 | 0 | 0 | 0 | 0 | 0 | 0 | 0 | 0 | 0 | 0 | 0 | 0 | 0 | 0 | 0 | 0 | 0 | 0 | 0 | 0 | 0
F3_Commercial_Office_New_Water Heating_Natural Gas_Water Heater_E9 | F3 | Commercial | Office | New | Water Heating | Natural Gas | Water Heater | E9 | System - kBTUs of Consumption | 0 | 0 | 0 | 0 | 0 | 0 | 0 | 0 | 0 | 0 | 0 | 0 | 0 | 0 | 0 | 0 | 0 | 0 | 0 | 0 | 0 | 0 | 0 | 0 | 0 | 0 | 0 | 0 | 0 | 0 | 0 | 0 | 0 | 0 | 0 | 0 | 0 | 0 | 0 | 0 | 0 | 0
F3_Commercial_Office_New_Water Heating_Natural Gas_Water Heater_E10 | F3 | Commercial | Office | New | Water Heating | Natural Gas | Water Heater | E10 | System - kBTUs of Consumption | 0 | 0 | 0 | 0 | 0 | 0 | 0 | 0 | 0 | 0 | 0 | 0 | 0 | 0 | 0 | 0 | 0 | 0 | 0 | 0 | 0 | 0 | 0 | 0 | 0 | 0 | 0 | 0 | 0 | 0 | 0 | 0 | 0 | 0 | 0 | 0 | 0 | 0 | 0 | 0 | 0 | 0
F4_Commercial_Office_New_Water Heating_Natural Gas_Water Heater_E1 | F4 | Commercial | Office | New | Water Heating | Natural Gas | Water Heater | E1 | Utility - Cost of Equipment | 0.23745 | 0.23709 | 0.23797 | 0.23597 | 0.23469 | 0.23567 | 0.23863 | 0.24097 | 0.24387 | 0.24662 | 0.24936 | 0.25188 | 0.25459 | 0.25741 | 0.26012 | 0.26288 | 0.26567 | 0.26873 | 0.2719 | 0.27525 | 0.27855 | 0.28199 | 0.28519 | 0.28849 | 0.29142 | 0.29396 | 0.29626 | 0.29826 | 0.29982 | 0.30111 | 0.30183 | 0.30231 | 0.30231 | 0 | 0 | 0 | 0 | 0 | 0 | 0 | 0 | 0
F4_Commercial_Office_New_Water Heating_Natural Gas_Water Heater_E2 | F4 | Commercial | Office | New | Water Heating | Natural Gas | Water Heater | E2 | Utility - Cost of Equipment | 0.23452 | 0.23417 | 0.23503 | 0.23305 | 0.2318 | 0.23276 | 0.23568 | 0.238 | 0.24086 | 0.24357 | 0.24628 | 0.24877 | 0.25145 | 0.25424 | 0.25691 | 0.25963 | 0.26239 | 0.26541 | 0.26854 | 0.27185 | 0.27511 | 0.27851 | 0.28167 | 0.28493 | 0.28782 | 0.29033 | 0.29261 | 0.29458 | 0.29612 | 0.29739 | 0.2981 | 0.29858 | 0.29858 | 0 | 0 | 0 | 0 | 0 | 0 | 0 | 0 | 0
F4_Commercial_Office_New_Water Heating_Natural Gas_Water Heater_E3 | F4 | Commercial | Office | New | Water Heating | Natural Gas | Water Heater | E3 | Utility - Cost of Equipment | 0.21586 | 0.21554 | 0.21634 | 0.21452 | 0.21336 | 0.21425 | 0.21694 | 0.21906 | 0.2217 | 0.2242 | 0.22669 | 0.22898 | 0.23144 | 0.23401 | 0.23647 | 0.23898 | 0.24152 | 0.2443 | 0.24718 | 0.25022 | 0.25323 | 0.25636 | 0.25927 | 0.26227 | 0.26492 | 0.26723 | 0.26933 | 0.27115 | 0.27257 | 0.27374 | 0.27439 | 0.27483 | 0.27483 | 0 | 0 | 0 | 0 | 0 | 0 | 0 | 0 | 0
F4_Commercial_Office_New_Water Heating_Natural Gas_Water Heater_E4 | F4 | Commercial | Office | New | Water Heating | Natural Gas | Water Heater | E4 | Utility - Cost of Equipment | 0.20208 | 0.20178 | 0.20253 | 0.20082 | 0.19974 | 0.20057 | 0.20309 | 0.20508 | 0.20755 | 0.20989 | 0.21222 | 0.21437 | 0.21667 | 0.21908 | 0.22138 | 0.22372 | 0.22611 | 0.2287 | 0.2314 | 0.23425 | 0.23706 | 0.23999 | 0.24272 | 0.24553 | 0.24801 | 0.25018 | 0.25214 | 0.25384 | 0.25517 | 0.25626 | 0.25688 | 0.25728 | 0.25728 | 0 | 0 | 0 | 0 | 0 | 0 | 0 | 0 | 0
F4_Commercial_Office_New_Water Heating_Natural Gas_Water Heater_E5 | F4 | Commercial | Office | New | Water Heating | Natural Gas | Water Heater | E5 | Utility - Cost of Equipment | 0.19787 | 0.19758 | 0.19831 | 0.19664 | 0.19558 | 0.19639 | 0.19886 | 0.20081 | 0.20323 | 0.20551 | 0.2078 | 0.2099 | 0.21216 | 0.21451 | 0.21677 | 0.21906 | 0.2214 | 0.22394 | 0.22658 | 0.22937 | 0.23213 | 0.235 | 0.23766 | 0.24041 | 0.24285 | 0.24496 | 0.24689 | 0.24855 | 0.24985 | 0.25093 | 0.25152 | 0.25192 | 0.25192 | 0 | 0 | 0 | 0 | 0 | 0 | 0 | 0 | 0
F4_Commercial_Office_New_Water Heating_Natural Gas_Water Heater_E6 | F4 | Commercial | Office | New | Water Heating | Natural Gas | Water Heater | E6 | Utility - Cost of Equipment | 0.19384 | 0.19355 | 0.19426 | 0.19263 | 0.19159 | 0.19239 | 0.1948 | 0.19671 | 0.19908 | 0.20132 | 0.20356 | 0.20562 | 0.20783 | 0.21013 | 0.21234 | 0.21459 | 0.21688 | 0.21937 | 0.22196 | 0.22469 | 0.22739 | 0.2302 | 0.23281 | 0.2355 | 0.23789 | 0.23997 | 0.24185 | 0.24348 | 0.24475 | 0.2458 | 0.24639 | 0.24678 | 0.24678 | 0 | 0 | 0 | 0 | 0 | 0 | 0 | 0 | 0
F4_Commercial_Office_New_Water Heating_Natural Gas_Water Heater_E7 | F4 | Commercial | Office | New | Water Heating | Natural Gas | Water Heater | E7 | Utility - Cost of Equipment | 0.12685 | 0.12699 | 0.12765 | 0.12705 | 0.12677 | 0.12745 | 0.12898 | 0.13024 | 0.13177 | 0.13325 | 0.13475 | 0.13617 | 0.13768 | 0.13924 | 0.14076 | 0.14231 | 0.14387 | 0.14554 | 0.14722 | 0.14893 | 0.15056 | 0.15218 | 0.15363 | 0.15508 | 0.15634 | 0.15743 | 0.15842 | 0.15928 | 0.15995 | 0.16051 | 0.16082 | 0.16102 | 0.16102 | 0 | 0 | 0 | 0 | 0 | 0 | 0 | 0 | 0
F4_Commercial_Office_New_Water Heating_Natural Gas_Water Heater_E8 | F4 | Commercial | Office | New | Water Heating | Natural Gas | Water Heater | E8 | Utility - Cost of Equipment | 0 | 0 | 0 | 0 | 0 | 0 | 0 | 0 | 0 | 0 | 0 | 0 | 0 | 0 | 0 | 0 | 0 | 0 | 0 | 0 | 0 | 0 | 0 | 0 | 0 | 0 | 0 | 0 | 0 | 0 | 0 | 0 | 0 | 0 | 0 | 0 | 0 | 0 | 0 | 0 | 0 | 0
F4_Commercial_Office_New_Water Heating_Natural Gas_Water Heater_E9 | F4 | Commercial | Office | New | Water Heating | Natural Gas | Water Heater | E9 | Utility - Cost of Equipment | 0 | 0 | 0 | 0 | 0 | 0 | 0 | 0 | 0 | 0 | 0 | 0 | 0 | 0 | 0 | 0 | 0 | 0 | 0 | 0 | 0 | 0 | 0 | 0 | 0 | 0 | 0 | 0 | 0 | 0 | 0 | 0 | 0 | 0 | 0 | 0 | 0 | 0 | 0 | 0 | 0 | 0
F4_Commercial_Office_New_Water Heating_Natural Gas_Water Heater_E10 | F4 | Commercial | Office | New | Water Heating | Natural Gas | Water Heater | E10 | Utility - Cost of Equipment | 0 | 0 | 0 | 0 | 0 | 0 | 0 | 0 | 0 | 0 | 0 | 0 | 0 | 0 | 0 | 0 | 0 | 0 | 0 | 0 | 0 | 0 | 0 | 0 | 0 | 0 | 0 | 0 | 0 | 0 | 0 | 0 | 0 | 0 | 0 | 0 | 0 | 0 | 0 | 0 | 0 | 0
F5_Commercial_Office_New_Water Heating_Natural Gas_Water Heater_E1 | F5 | Commercial | Office | New | Water Heating | Natural Gas | Water Heater | E1 | Utility - Cost of Operation | 0.017654 | 0.017654 | 0.017654 | 0.017654 | 0.017654 | 0.017654 | 0.017654 | 0.017654 | 0.017654 | 0.017654 | 0.017654 | 0.017654 | 0.017654 | 0.017654 | 0.017654 | 0.017654 | 0.017654 | 0.017654 | 0.017654 | 0.017654 | 0.017654 | 0.017654 | 0.017654 | 0.017654 | 0.017654 | 0.017654 | 0.017654 | 0.017654 | 0.017654 | 0.017654 | 0.017654 | 0.017654 | 0.017654 | 0 | 0 | 0 | 0 | 0 | 0 | 0 | 0 | 0
F5_Commercial_Office_New_Water Heating_Natural Gas_Water Heater_E2 | F5 | Commercial | Office | New | Water Heating | Natural Gas | Water Heater | E2 | Utility - Cost of Operation | 0.01765 | 0.01765 | 0.01765 | 0.01765 | 0.01765 | 0.01765 | 0.01765 | 0.01765 | 0.01765 | 0.01765 | 0.01765 | 0.01765 | 0.01765 | 0.01765 | 0.01765 | 0.01765 | 0.01765 | 0.01765 | 0.01765 | 0.01765 | 0.01765 | 0.01765 | 0.01765 | 0.01765 | 0.01765 | 0.01765 | 0.01765 | 0.01765 | 0.01765 | 0.01765 | 0.01765 | 0.01765 | 0.01765 | 0 | 0 | 0 | 0 | 0 | 0 | 0 | 0 | 0
F5_Commercial_Office_New_Water Heating_Natural Gas_Water Heater_E3 | F5 | Commercial | Office | New | Water Heating | Natural Gas | Water Heater | E3 | Utility - Cost of Operation | 0.017907 | 0.017907 | 0.017907 | 0.017907 | 0.017907 | 0.017907 | 0.017907 | 0.017907 | 0.017907 | 0.017907 | 0.017907 | 0.017907 | 0.017907 | 0.017907 | 0.017907 | 0.017907 | 0.017907 | 0.017907 | 0.017907 | 0.017907 | 0.017907 | 0.017907 | 0.017907 | 0.017907 | 0.017907 | 0.017907 | 0.017907 | 0.017907 | 0.017907 | 0.017907 | 0.017907 | 0.017907 | 0.017907 | 0 | 0 | 0 | 0 | 0 | 0 | 0 | 0 | 0
F5_Commercial_Office_New_Water Heating_Natural Gas_Water Heater_E4 | F5 | Commercial | Office | New | Water Heating | Natural Gas | Water Heater | E4 | Utility - Cost of Operation | 0.018164 | 0.018164 | 0.018164 | 0.018164 | 0.018164 | 0.018164 | 0.018164 | 0.018164 | 0.018164 | 0.018164 | 0.018164 | 0.018164 | 0.018164 | 0.018164 | 0.018164 | 0.018164 | 0.018164 | 0.018164 | 0.018164 | 0.018164 | 0.018164 | 0.018164 | 0.018164 | 0.018164 | 0.018164 | 0.018164 | 0.018164 | 0.018164 | 0.018164 | 0.018164 | 0.018164 | 0.018164 | 0.018164 | 0 | 0 | 0 | 0 | 0 | 0 | 0 | 0 | 0
F5_Commercial_Office_New_Water Heating_Natural Gas_Water Heater_E5 | F5 | Commercial | Office | New | Water Heating | Natural Gas | Water Heater | E5 | Utility - Cost of Operation | 0.018551 | 0.018551 | 0.018551 | 0.018551 | 0.018551 | 0.018551 | 0.018551 | 0.018551 | 0.018551 | 0.018551 | 0.018551 | 0.018551 | 0.018551 | 0.018551 | 0.018551 | 0.018551 | 0.018551 | 0.018551 | 0.018551 | 0.018551 | 0.018551 | 0.018551 | 0.018551 | 0.018551 | 0.018551 | 0.018551 | 0.018551 | 0.018551 | 0.018551 | 0.018551 | 0.018551 | 0.018551 | 0.018551 | 0 | 0 | 0 | 0 | 0 | 0 | 0 | 0 | 0
F5_Commercial_Office_New_Water Heating_Natural Gas_Water Heater_E6 | F5 | Commercial | Office | New | Water Heating | Natural Gas | Water Heater | E6 | Utility - Cost of Operation | 0.015442 | 0.015442 | 0.015442 | 0.015442 | 0.015442 | 0.015442 | 0.015442 | 0.015442 | 0.015442 | 0.015442 | 0.015442 | 0.015442 | 0.015442 | 0.015442 | 0.015442 | 0.015442 | 0.015442 | 0.015442 | 0.015442 | 0.015442 | 0.015442 | 0.015442 | 0.015442 | 0.015442 | 0.015442 | 0.015442 | 0.015442 | 0.015442 | 0.015442 | 0.015442 | 0.015442 | 0.015442 | 0.015442 | 0 | 0 | 0 | 0 | 0 | 0 | 0 | 0 | 0
F5_Commercial_Office_New_Water Heating_Natural Gas_Water Heater_E7 | F5 | Commercial | Office | New | Water Heating | Natural Gas | Water Heater | E7 | Utility - Cost of Operation | 0.013451 | 0.013451 | 0.013451 | 0.013451 | 0.013451 | 0.013451 | 0.013451 | 0.013451 | 0.013451 | 0.013451 | 0.013451 | 0.013451 | 0.013451 | 0.013451 | 0.013451 | 0.013451 | 0.013451 | 0.013451 | 0.013451 | 0.013451 | 0.013451 | 0.013451 | 0.013451 | 0.013451 | 0.013451 | 0.013451 | 0.013451 | 0.013451 | 0.013451 | 0.013451 | 0.013451 | 0.013451 | 0.013451 | 0 | 0 | 0 | 0 | 0 | 0 | 0 | 0 | 0
F5_Commercial_Office_New_Water Heating_Natural Gas_Water Heater_E8 | F5 | Commercial | Office | New | Water Heating | Natural Gas | Water Heater | E8 | Utility - Cost of Operation | 0 | 0 | 0 | 0 | 0 | 0 | 0 | 0 | 0 | 0 | 0 | 0 | 0 | 0 | 0 | 0 | 0 | 0 | 0 | 0 | 0 | 0 | 0 | 0 | 0 | 0 | 0 | 0 | 0 | 0 | 0 | 0 | 0 | 0 | 0 | 0 | 0 | 0 | 0 | 0 | 0 | 0
F5_Commercial_Office_New_Water Heating_Natural Gas_Water Heater_E9 | F5 | Commercial | Office | New | Water Heating | Natural Gas | Water Heater | E9 | Utility - Cost of Operation | 0 | 0 | 0 | 0 | 0 | 0 | 0 | 0 | 0 | 0 | 0 | 0 | 0 | 0 | 0 | 0 | 0 | 0 | 0 | 0 | 0 | 0 | 0 | 0 | 0 | 0 | 0 | 0 | 0 | 0 | 0 | 0 | 0 | 0 | 0 | 0 | 0 | 0 | 0 | 0 | 0 | 0
F5_Commercial_Office_New_Water Heating_Natural Gas_Water Heater_E10 | F5 | Commercial | Office | New | Water Heating | Natural Gas | Water Heater | E10 | Utility - Cost of Operation | 0 | 0 | 0 | 0 | 0 | 0 | 0 | 0 | 0 | 0 | 0 | 0 | 0 | 0 | 0 | 0 | 0 | 0 | 0 | 0 | 0 | 0 | 0 | 0 | 0 | 0 | 0 | 0 | 0 | 0 | 0 | 0 | 0 | 0 | 0 | 0 | 0 | 0 | 0 | 0 | 0 | 0
F6_Commercial_Office_New_Water Heating_Natural Gas_Water Heater_E1 | F6 | Commercial | Office | New | Water Heating | Natural Gas | Water Heater | E1 | Utility - Value of Sales | 0.15968 | 0.16054 | 0.16192 | 0.16162 | 0.16162 | 0.16162 | 0.16162 | 0.16162 | 0.16162 | 0.16162 | 0.16162 | 0.16162 | 0.16162 | 0.16162 | 0.16162 | 0.16162 | 0.16162 | 0.16162 | 0.16162 | 0.16162 | 0.16162 | 0.16162 | 0.16162 | 0.16162 | 0.16162 | 0.16162 | 0.16162 | 0.16162 | 0.16162 | 0.16162 | 0.16162 | 0.16162 | 0.16162 | 0 | 0 | 0 | 0 | 0 | 0 | 0 | 0 | 0
F6_Commercial_Office_New_Water Heating_Natural Gas_Water Heater_E2 | F6 | Commercial | Office | New | Water Heating | Natural Gas | Water Heater | E2 | Utility - Value of Sales | 0.15771 | 0.15856 | 0.15992 | 0.15962 | 0.15962 | 0.15962 | 0.15962 | 0.15962 | 0.15962 | 0.15962 | 0.15962 | 0.15962 | 0.15962 | 0.15962 | 0.15962 | 0.15962 | 0.15962 | 0.15962 | 0.15962 | 0.15962 | 0.15962 | 0.15962 | 0.15962 | 0.15962 | 0.15962 | 0.15962 | 0.15962 | 0.15962 | 0.15962 | 0.15962 | 0.15962 | 0.15962 | 0.15962 | 0 | 0 | 0 | 0 | 0 | 0 | 0 | 0 | 0
F6_Commercial_Office_New_Water Heating_Natural Gas_Water Heater_E3 | F6 | Commercial | Office | New | Water Heating | Natural Gas | Water Heater | E3 | Utility - Value of Sales | 0.14516 | 0.14594 | 0.1472 | 0.14693 | 0.14693 | 0.14693 | 0.14693 | 0.14693 | 0.14693 | 0.14693 | 0.14693 | 0.14693 | 0.14693 | 0.14693 | 0.14693 | 0.14693 | 0.14693 | 0.14693 | 0.14693 | 0.14693 | 0.14693 | 0.14693 | 0.14693 | 0.14693 | 0.14693 | 0.14693 | 0.14693 | 0.14693 | 0.14693 | 0.14693 | 0.14693 | 0.14693 | 0.14693 | 0 | 0 | 0 | 0 | 0 | 0 | 0 | 0 | 0
F6_Commercial_Office_New_Water Heating_Natural Gas_Water Heater_E4 | F6 | Commercial | Office | New | Water Heating | Natural Gas | Water Heater | E4 | Utility - Value of Sales | 0.1359 | 0.13663 | 0.1378 | 0.13755 | 0.13755 | 0.13755 | 0.13755 | 0.13755 | 0.13755 | 0.13755 | 0.13755 | 0.13755 | 0.13755 | 0.13755 | 0.13755 | 0.13755 | 0.13755 | 0.13755 | 0.13755 | 0.13755 | 0.13755 | 0.13755 | 0.13755 | 0.13755 | 0.13755 | 0.13755 | 0.13755 | 0.13755 | 0.13755 | 0.13755 | 0.13755 | 0.13755 | 0.13755 | 0 | 0 | 0 | 0 | 0 | 0 | 0 | 0 | 0
F6_Commercial_Office_New_Water Heating_Natural Gas_Water Heater_E5 | F6 | Commercial | Office | New | Water Heating | Natural Gas | Water Heater | E5 | Utility - Value of Sales | 0.13307 | 0.13378 | 0.13493 | 0.13468 | 0.13468 | 0.13468 | 0.13468 | 0.13468 | 0.13468 | 0.13468 | 0.13468 | 0.13468 | 0.13468 | 0.13468 | 0.13468 | 0.13468 | 0.13468 | 0.13468 | 0.13468 | 0.13468 | 0.13468 | 0.13468 | 0.13468 | 0.13468 | 0.13468 | 0.13468 | 0.13468 | 0.13468 | 0.13468 | 0.13468 | 0.13468 | 0.13468 | 0.13468 | 0 | 0 | 0 | 0 | 0 | 0 | 0 | 0 | 0
F6_Commercial_Office_New_Water Heating_Natural Gas_Water Heater_E6 | F6 | Commercial | Office | New | Water Heating | Natural Gas | Water Heater | E6 | Utility - Value of Sales | 0.13035 | 0.13105 | 0.13218 | 0.13193 | 0.13193 | 0.13193 | 0.13193 | 0.13193 | 0.13193 | 0.13193 | 0.13193 | 0.13193 | 0.13193 | 0.13193 | 0.13193 | 0.13193 | 0.13193 | 0.13193 | 0.13193 | 0.13193 | 0.13193 | 0.13193 | 0.13193 | 0.13193 | 0.13193 | 0.13193 | 0.13193 | 0.13193 | 0.13193 | 0.13193 | 0.13193 | 0.13193 | 0.13193 | 0 | 0 | 0 | 0 | 0 | 0 | 0 | 0 | 0
F6_Commercial_Office_New_Water Heating_Natural Gas_Water Heater_E7 | F6 | Commercial | Office | New | Water Heating | Natural Gas | Water Heater | E7 | Utility - Value of Sales | 0.085401 | 0.085754 | 0.08632 | 0.086196 | 0.086196 | 0.086196 | 0.086196 | 0.086196 | 0.086196 | 0.086196 | 0.086196 | 0.086196 | 0.086196 | 0.086196 | 0.086196 | 0.086196 | 0.086196 | 0.086196 | 0.086196 | 0.086196 | 0.086196 | 0.086196 | 0.086196 | 0.086196 | 0.086196 | 0.086196 | 0.086196 | 0.086196 | 0.086196 | 0.086196 | 0.086196 | 0.086196 | 0.086196 | 0 | 0 | 0 | 0 | 0 | 0 | 0 | 0 | 0
F6_Commercial_Office_New_Water Heating_Natural Gas_Water Heater_E8 | F6 | Commercial | Office | New | Water Heating | Natural Gas | Water Heater | E8 | Utility - Value of Sales | 0 | 0 | 0 | 0 | 0 | 0 | 0 | 0 | 0 | 0 | 0 | 0 | 0 | 0 | 0 | 0 | 0 | 0 | 0 | 0 | 0 | 0 | 0 | 0 | 0 | 0 | 0 | 0 | 0 | 0 | 0 | 0 | 0 | 0 | 0 | 0 | 0 | 0 | 0 | 0 | 0 | 0
F6_Commercial_Office_New_Water Heating_Natural Gas_Water Heater_E9 | F6 | Commercial | Office | New | Water Heating | Natural Gas | Water Heater | E9 | Utility - Value of Sales | 0 | 0 | 0 | 0 | 0 | 0 | 0 | 0 | 0 | 0 | 0 | 0 | 0 | 0 | 0 | 0 | 0 | 0 | 0 | 0 | 0 | 0 | 0 | 0 | 0 | 0 | 0 | 0 | 0 | 0 | 0 | 0 | 0 | 0 | 0 | 0 | 0 | 0 | 0 | 0 | 0 | 0
F6_Commercial_Office_New_Water Heating_Natural Gas_Water Heater_E10 | F6 | Commercial | Office | New | Water Heating | Natural Gas | Water Heater | E10 | Utility - Value of Sales | 0 | 0 | 0 | 0 | 0 | 0 | 0 | 0 | 0 | 0 | 0 | 0 | 0 | 0 | 0 | 0 | 0 | 0 | 0 | 0 | 0 | 0 | 0 | 0 | 0 | 0 | 0 | 0 | 0 | 0 | 0 | 0 | 0 | 0 | 0 | 0 | 0 | 0 | 0 | 0 | 0 | 0
F1_Commercial_Office_New_Food Preparation_Natural Gas_Oven_E1 | F1 | Commercial | Office | New | Food Preparation | Natural Gas | Oven | E1 | RVT - Cost of Equipment | 0.24459 | 0.24465 | 0.24588 | 0.24423 | 0.24325 | 0.2441 | 0.24648 | 0.24839 | 0.25073 | 0.25297 | 0.25521 | 0.25729 | 0.25951 | 0.26183 | 0.26405 | 0.26632 | 0.26861 | 0.27111 | 0.2737 | 0.27642 | 0.27907 | 0.28181 | 0.28431 | 0.28688 | 0.28916 | 0.29112 | 0.2929 | 0.29444 | 0.29565 | 0.29664 | 0.29718 | 0.29754 | 0.29754 | 0 | 0 | 0 | 0 | 0 | 0 | 0 | 0 | 0
F1_Commercial_Office_New_Food Preparation_Natural Gas_Oven_E2 | F1 | Commercial | Office | New | Food Preparation | Natural Gas | Oven | E2 | RVT - Cost of Equipment | 0.14006 | 0.14009 | 0.14079 | 0.13985 | 0.13929 | 0.13978 | 0.14114 | 0.14223 | 0.14358 | 0.14486 | 0.14614 | 0.14733 | 0.14861 | 0.14993 | 0.1512 | 0.1525 | 0.15381 | 0.15525 | 0.15673 | 0.15829 | 0.15981 | 0.16137 | 0.1628 | 0.16428 | 0.16558 | 0.1667 | 0.16773 | 0.16861 | 0.1693 | 0.16987 | 0.17017 | 0.17038 | 0.17038 | 0 | 0 | 0 | 0 | 0 | 0 | 0 | 0 | 0
F1_Commercial_Office_New_Food Preparation_Natural Gas_Oven_E3 | F1 | Commercial | Office | New | Food Preparation | Natural Gas | Oven | E3 | RVT - Cost of Equipment | 0 | 0 | 0 | 0 | 0 | 0 | 0 | 0 | 0 | 0 | 0 | 0 | 0 | 0 | 0 | 0 | 0 | 0 | 0 | 0 | 0 | 0 | 0 | 0 | 0 | 0 | 0 | 0 | 0 | 0 | 0 | 0 | 0 | 0 | 0 | 0 | 0 | 0 | 0 | 0 | 0 | 0
F1_Commercial_Office_New_Food Preparation_Natural Gas_Oven_E4 | F1 | Commercial | Office | New | Food Preparation | Natural Gas | Oven | E4 | RVT - Cost of Equipment | 0 | 0 | 0 | 0 | 0 | 0 | 0 | 0 | 0 | 0 | 0 | 0 | 0 | 0 | 0 | 0 | 0 | 0 | 0 | 0 | 0 | 0 | 0 | 0 | 0 | 0 | 0 | 0 | 0 | 0 | 0 | 0 | 0 | 0 | 0 | 0 | 0 | 0 | 0 | 0 | 0 | 0
F1_Commercial_Office_New_Food Preparation_Natural Gas_Oven_E5 | F1 | Commercial | Office | New | Food Preparation | Natural Gas | Oven | E5 | RVT - Cost of Equipment | 0 | 0 | 0 | 0 | 0 | 0 | 0 | 0 | 0 | 0 | 0 | 0 | 0 | 0 | 0 | 0 | 0 | 0 | 0 | 0 | 0 | 0 | 0 | 0 | 0 | 0 | 0 | 0 | 0 | 0 | 0 | 0 | 0 | 0 | 0 | 0 | 0 | 0 | 0 | 0 | 0 | 0
F1_Commercial_Office_New_Food Preparation_Natural Gas_Oven_E6 | F1 | Commercial | Office | New | Food Preparation | Natural Gas | Oven | E6 | RVT - Cost of Equipment | 0 | 0 | 0 | 0 | 0 | 0 | 0 | 0 | 0 | 0 | 0 | 0 | 0 | 0 | 0 | 0 | 0 | 0 | 0 | 0 | 0 | 0 | 0 | 0 | 0 | 0 | 0 | 0 | 0 | 0 | 0 | 0 | 0 | 0 | 0 | 0 | 0 | 0 | 0 | 0 | 0 | 0
F1_Commercial_Office_New_Food Preparation_Natural Gas_Oven_E7 | F1 | Commercial | Office | New | Food Preparation | Natural Gas | Oven | E7 | RVT - Cost of Equipment | 0 | 0 | 0 | 0 | 0 | 0 | 0 | 0 | 0 | 0 | 0 | 0 | 0 | 0 | 0 | 0 | 0 | 0 | 0 | 0 | 0 | 0 | 0 | 0 | 0 | 0 | 0 | 0 | 0 | 0 | 0 | 0 | 0 | 0 | 0 | 0 | 0 | 0 | 0 | 0 | 0 | 0
F1_Commercial_Office_New_Food Preparation_Natural Gas_Oven_E8 | F1 | Commercial | Office | New | Food Preparation | Natural Gas | Oven | E8 | RVT - Cost of Equipment | 0 | 0 | 0 | 0 | 0 | 0 | 0 | 0 | 0 | 0 | 0 | 0 | 0 | 0 | 0 | 0 | 0 | 0 | 0 | 0 | 0 | 0 | 0 | 0 | 0 | 0 | 0 | 0 | 0 | 0 | 0 | 0 | 0 | 0 | 0 | 0 | 0 | 0 | 0 | 0 | 0 | 0
F1_Commercial_Office_New_Food Preparation_Natural Gas_Oven_E9 | F1 | Commercial | Office | New | Food Preparation | Natural Gas | Oven | E9 | RVT - Cost of Equipment | 0 | 0 | 0 | 0 | 0 | 0 | 0 | 0 | 0 | 0 | 0 | 0 | 0 | 0 | 0 | 0 | 0 | 0 | 0 | 0 | 0 | 0 | 0 | 0 | 0 | 0 | 0 | 0 | 0 | 0 | 0 | 0 | 0 | 0 | 0 | 0 | 0 | 0 | 0 | 0 | 0 | 0
F1_Commercial_Office_New_Food Preparation_Natural Gas_Oven_E10 | F1 | Commercial | Office | New | Food Preparation | Natural Gas | Oven | E10 | RVT - Cost of Equipment | 0 | 0 | 0 | 0 | 0 | 0 | 0 | 0 | 0 | 0 | 0 | 0 | 0 | 0 | 0 | 0 | 0 | 0 | 0 | 0 | 0 | 0 | 0 | 0 | 0 | 0 | 0 | 0 | 0 | 0 | 0 | 0 | 0 | 0 | 0 | 0 | 0 | 0 | 0 | 0 | 0 | 0
F2_Commercial_Office_New_Food Preparation_Natural Gas_Oven_E1 | F2 | Commercial | Office | New | Food Preparation | Natural Gas | Oven | E1 | RVT - Cost of Operation | 0.29304 | 0.29311 | 0.29457 | 0.29261 | 0.29144 | 0.29245 | 0.2953 | 0.29758 | 0.30039 | 0.30308 | 0.30575 | 0.30824 | 0.31092 | 0.31369 | 0.31635 | 0.31907 | 0.32181 | 0.32481 | 0.32791 | 0.33117 | 0.33435 | 0.33762 | 0.34062 | 0.34371 | 0.34643 | 0.34878 | 0.35092 | 0.35276 | 0.35421 | 0.3554 | 0.35604 | 0.35647 | 0.35647 | 0 | 0 | 0 | 0 | 0 | 0 | 0 | 0 | 0
F2_Commercial_Office_New_Food Preparation_Natural Gas_Oven_E2 | F2 | Commercial | Office | New | Food Preparation | Natural Gas | Oven | E2 | RVT - Cost of Operation | 0.1678 | 0.16784 | 0.16868 | 0.16755 | 0.16688 | 0.16746 | 0.16909 | 0.1704 | 0.17201 | 0.17355 | 0.17508 | 0.17651 | 0.17804 | 0.17963 | 0.18115 | 0.18271 | 0.18428 | 0.18599 | 0.18777 | 0.18964 | 0.19146 | 0.19333 | 0.19505 | 0.19682 | 0.19837 | 0.19972 | 0.20095 | 0.202 | 0.20283 | 0.20351 | 0.20388 | 0.20413 | 0.20413 | 0 | 0 | 0 | 0 | 0 | 0 | 0 | 0 | 0
F2_Commercial_Office_New_Food Preparation_Natural Gas_Oven_E3 | F2 | Commercial | Office | New | Food Preparation | Natural Gas | Oven | E3 | RVT - Cost of Operation | 0 | 0 | 0 | 0 | 0 | 0 | 0 | 0 | 0 | 0 | 0 | 0 | 0 | 0 | 0 | 0 | 0 | 0 | 0 | 0 | 0 | 0 | 0 | 0 | 0 | 0 | 0 | 0 | 0 | 0 | 0 | 0 | 0 | 0 | 0 | 0 | 0 | 0 | 0 | 0 | 0 | 0
F2_Commercial_Office_New_Food Preparation_Natural Gas_Oven_E4 | F2 | Commercial | Office | New | Food Preparation | Natural Gas | Oven | E4 | RVT - Cost of Operation | 0 | 0 | 0 | 0 | 0 | 0 | 0 | 0 | 0 | 0 | 0 | 0 | 0 | 0 | 0 | 0 | 0 | 0 | 0 | 0 | 0 | 0 | 0 | 0 | 0 | 0 | 0 | 0 | 0 | 0 | 0 | 0 | 0 | 0 | 0 | 0 | 0 | 0 | 0 | 0 | 0 | 0
F2_Commercial_Office_New_Food Preparation_Natural Gas_Oven_E5 | F2 | Commercial | Office | New | Food Preparation | Natural Gas | Oven | E5 | RVT - Cost of Operation | 0 | 0 | 0 | 0 | 0 | 0 | 0 | 0 | 0 | 0 | 0 | 0 | 0 | 0 | 0 | 0 | 0 | 0 | 0 | 0 | 0 | 0 | 0 | 0 | 0 | 0 | 0 | 0 | 0 | 0 | 0 | 0 | 0 | 0 | 0 | 0 | 0 | 0 | 0 | 0 | 0 | 0
F2_Commercial_Office_New_Food Preparation_Natural Gas_Oven_E6 | F2 | Commercial | Office | New | Food Preparation | Natural Gas | Oven | E6 | RVT - Cost of Operation | 0 | 0 | 0 | 0 | 0 | 0 | 0 | 0 | 0 | 0 | 0 | 0 | 0 | 0 | 0 | 0 | 0 | 0 | 0 | 0 | 0 | 0 | 0 | 0 | 0 | 0 | 0 | 0 | 0 | 0 | 0 | 0 | 0 | 0 | 0 | 0 | 0 | 0 | 0 | 0 | 0 | 0
F2_Commercial_Office_New_Food Preparation_Natural Gas_Oven_E7 | F2 | Commercial | Office | New | Food Preparation | Natural Gas | Oven | E7 | RVT - Cost of Operation | 0 | 0 | 0 | 0 | 0 | 0 | 0 | 0 | 0 | 0 | 0 | 0 | 0 | 0 | 0 | 0 | 0 | 0 | 0 | 0 | 0 | 0 | 0 | 0 | 0 | 0 | 0 | 0 | 0 | 0 | 0 | 0 | 0 | 0 | 0 | 0 | 0 | 0 | 0 | 0 | 0 | 0
F2_Commercial_Office_New_Food Preparation_Natural Gas_Oven_E8 | F2 | Commercial | Office | New | Food Preparation | Natural Gas | Oven | E8 | RVT - Cost of Operation | 0 | 0 | 0 | 0 | 0 | 0 | 0 | 0 | 0 | 0 | 0 | 0 | 0 | 0 | 0 | 0 | 0 | 0 | 0 | 0 | 0 | 0 | 0 | 0 | 0 | 0 | 0 | 0 | 0 | 0 | 0 | 0 | 0 | 0 | 0 | 0 | 0 | 0 | 0 | 0 | 0 | 0
F2_Commercial_Office_New_Food Preparation_Natural Gas_Oven_E9 | F2 | Commercial | Office | New | Food Preparation | Natural Gas | Oven | E9 | RVT - Cost of Operation | 0 | 0 | 0 | 0 | 0 | 0 | 0 | 0 | 0 | 0 | 0 | 0 | 0 | 0 | 0 | 0 | 0 | 0 | 0 | 0 | 0 | 0 | 0 | 0 | 0 | 0 | 0 | 0 | 0 | 0 | 0 | 0 | 0 | 0 | 0 | 0 | 0 | 0 | 0 | 0 | 0 | 0
F2_Commercial_Office_New_Food Preparation_Natural Gas_Oven_E10 | F2 | Commercial | Office | New | Food Preparation | Natural Gas | Oven | E10 | RVT - Cost of Operation | 0 | 0 | 0 | 0 | 0 | 0 | 0 | 0 | 0 | 0 | 0 | 0 | 0 | 0 | 0 | 0 | 0 | 0 | 0 | 0 | 0 | 0 | 0 | 0 | 0 | 0 | 0 | 0 | 0 | 0 | 0 | 0 | 0 | 0 | 0 | 0 | 0 | 0 | 0 | 0 | 0 | 0
F3_Commercial_Office_New_Food Preparation_Natural Gas_Oven_E1 | F3 | Commercial | Office | New | Food Preparation | Natural Gas | Oven | E1 | System - kBTUs of Consumption | 0.41024 | 0.41024 | 0.41024 | 0.41024 | 0.41024 | 0.41024 | 0.41024 | 0.41024 | 0.41024 | 0.41024 | 0.41024 | 0.41024 | 0.41024 | 0.41024 | 0.41024 | 0.41024 | 0.41024 | 0.41024 | 0.41024 | 0.41024 | 0.41024 | 0.41024 | 0.41024 | 0.41024 | 0.41024 | 0.41024 | 0.41024 | 0.41024 | 0.41024 | 0.41024 | 0.41024 | 0.41024 | 0.41024 | 0 | 0 | 0 | 0 | 0 | 0 | 0 | 0 | 0
F3_Commercial_Office_New_Food Preparation_Natural Gas_Oven_E2 | F3 | Commercial | Office | New | Food Preparation | Natural Gas | Oven | E2 | System - kBTUs of Consumption | 0.42748 | 0.42748 | 0.42748 | 0.42748 | 0.42748 | 0.42748 | 0.42748 | 0.42748 | 0.42748 | 0.42748 | 0.42748 | 0.42748 | 0.42748 | 0.42748 | 0.42748 | 0.42748 | 0.42748 | 0.42748 | 0.42748 | 0.42748 | 0.42748 | 0.42748 | 0.42748 | 0.42748 | 0.42748 | 0.42748 | 0.42748 | 0.42748 | 0.42748 | 0.42748 | 0.42748 | 0.42748 | 0.42748 | 0 | 0 | 0 | 0 | 0 | 0 | 0 | 0 | 0
F3_Commercial_Office_New_Food Preparation_Natural Gas_Oven_E3 | F3 | Commercial | Office | New | Food Preparation | Natural Gas | Oven | E3 | System - kBTUs of Consumption | 0 | 0 | 0 | 0 | 0 | 0 | 0 | 0 | 0 | 0 | 0 | 0 | 0 | 0 | 0 | 0 | 0 | 0 | 0 | 0 | 0 | 0 | 0 | 0 | 0 | 0 | 0 | 0 | 0 | 0 | 0 | 0 | 0 | 0 | 0 | 0 | 0 | 0 | 0 | 0 | 0 | 0
F3_Commercial_Office_New_Food Preparation_Natural Gas_Oven_E4 | F3 | Commercial | Office | New | Food Preparation | Natural Gas | Oven | E4 | System - kBTUs of Consumption | 0 | 0 | 0 | 0 | 0 | 0 | 0 | 0 | 0 | 0 | 0 | 0 | 0 | 0 | 0 | 0 | 0 | 0 | 0 | 0 | 0 | 0 | 0 | 0 | 0 | 0 | 0 | 0 | 0 | 0 | 0 | 0 | 0 | 0 | 0 | 0 | 0 | 0 | 0 | 0 | 0 | 0
F3_Commercial_Office_New_Food Preparation_Natural Gas_Oven_E5 | F3 | Commercial | Office | New | Food Preparation | Natural Gas | Oven | E5 | System - kBTUs of Consumption | 0 | 0 | 0 | 0 | 0 | 0 | 0 | 0 | 0 | 0 | 0 | 0 | 0 | 0 | 0 | 0 | 0 | 0 | 0 | 0 | 0 | 0 | 0 | 0 | 0 | 0 | 0 | 0 | 0 | 0 | 0 | 0 | 0 | 0 | 0 | 0 | 0 | 0 | 0 | 0 | 0 | 0
F3_Commercial_Office_New_Food Preparation_Natural Gas_Oven_E6 | F3 | Commercial | Office | New | Food Preparation | Natural Gas | Oven | E6 | System - kBTUs of Consumption | 0 | 0 | 0 | 0 | 0 | 0 | 0 | 0 | 0 | 0 | 0 | 0 | 0 | 0 | 0 | 0 | 0 | 0 | 0 | 0 | 0 | 0 | 0 | 0 | 0 | 0 | 0 | 0 | 0 | 0 | 0 | 0 | 0 | 0 | 0 | 0 | 0 | 0 | 0 | 0 | 0 | 0
F3_Commercial_Office_New_Food Preparation_Natural Gas_Oven_E7 | F3 | Commercial | Office | New | Food Preparation | Natural Gas | Oven | E7 | System - kBTUs of Consumption | 0 | 0 | 0 | 0 | 0 | 0 | 0 | 0 | 0 | 0 | 0 | 0 | 0 | 0 | 0 | 0 | 0 | 0 | 0 | 0 | 0 | 0 | 0 | 0 | 0 | 0 | 0 | 0 | 0 | 0 | 0 | 0 | 0 | 0 | 0 | 0 | 0 | 0 | 0 | 0 | 0 | 0
F3_Commercial_Office_New_Food Preparation_Natural Gas_Oven_E8 | F3 | Commercial | Office | New | Food Preparation | Natural Gas | Oven | E8 | System - kBTUs of Consumption | 0 | 0 | 0 | 0 | 0 | 0 | 0 | 0 | 0 | 0 | 0 | 0 | 0 | 0 | 0 | 0 | 0 | 0 | 0 | 0 | 0 | 0 | 0 | 0 | 0 | 0 | 0 | 0 | 0 | 0 | 0 | 0 | 0 | 0 | 0 | 0 | 0 | 0 | 0 | 0 | 0 | 0
F3_Commercial_Office_New_Food Preparation_Natural Gas_Oven_E9 | F3 | Commercial | Office | New | Food Preparation | Natural Gas | Oven | E9 | System - kBTUs of Consumption | 0 | 0 | 0 | 0 | 0 | 0 | 0 | 0 | 0 | 0 | 0 | 0 | 0 | 0 | 0 | 0 | 0 | 0 | 0 | 0 | 0 | 0 | 0 | 0 | 0 | 0 | 0 | 0 | 0 | 0 | 0 | 0 | 0 | 0 | 0 | 0 | 0 | 0 | 0 | 0 | 0 | 0
F3_Commercial_Office_New_Food Preparation_Natural Gas_Oven_E10 | F3 | Commercial | Office | New | Food Preparation | Natural Gas | Oven | E10 | System - kBTUs of Consumption | 0 | 0 | 0 | 0 | 0 | 0 | 0 | 0 | 0 | 0 | 0 | 0 | 0 | 0 | 0 | 0 | 0 | 0 | 0 | 0 | 0 | 0 | 0 | 0 | 0 | 0 | 0 | 0 | 0 | 0 | 0 | 0 | 0 | 0 | 0 | 0 | 0 | 0 | 0 | 0 | 0 | 0
F4_Commercial_Office_New_Food Preparation_Natural Gas_Oven_E1 | F4 | Commercial | Office | New | Food Preparation | Natural Gas | Oven | E1 | Utility - Cost of Equipment | 0.29304 | 0.29311 | 0.29457 | 0.29261 | 0.29144 | 0.29245 | 0.2953 | 0.29758 | 0.30039 | 0.30308 | 0.30575 | 0.30824 | 0.31092 | 0.31369 | 0.31635 | 0.31907 | 0.32181 | 0.32481 | 0.32791 | 0.33117 | 0.33435 | 0.33762 | 0.34062 | 0.34371 | 0.34643 | 0.34878 | 0.35092 | 0.35276 | 0.35421 | 0.3554 | 0.35604 | 0.35647 | 0.35647 | 0 | 0 | 0 | 0 | 0 | 0 | 0 | 0 | 0
F4_Commercial_Office_New_Food Preparation_Natural Gas_Oven_E2 | F4 | Commercial | Office | New | Food Preparation | Natural Gas | Oven | E2 | Utility - Cost of Equipment | 0.1678 | 0.16784 | 0.16868 | 0.16755 | 0.16688 | 0.16746 | 0.16909 | 0.1704 | 0.17201 | 0.17355 | 0.17508 | 0.17651 | 0.17804 | 0.17963 | 0.18115 | 0.18271 | 0.18428 | 0.18599 | 0.18777 | 0.18964 | 0.19146 | 0.19333 | 0.19505 | 0.19682 | 0.19837 | 0.19972 | 0.20095 | 0.202 | 0.20283 | 0.20351 | 0.20388 | 0.20413 | 0.20413 | 0 | 0 | 0 | 0 | 0 | 0 | 0 | 0 | 0
F4_Commercial_Office_New_Food Preparation_Natural Gas_Oven_E3 | F4 | Commercial | Office | New | Food Preparation | Natural Gas | Oven | E3 | Utility - Cost of Equipment | 0 | 0 | 0 | 0 | 0 | 0 | 0 | 0 | 0 | 0 | 0 | 0 | 0 | 0 | 0 | 0 | 0 | 0 | 0 | 0 | 0 | 0 | 0 | 0 | 0 | 0 | 0 | 0 | 0 | 0 | 0 | 0 | 0 | 0 | 0 | 0 | 0 | 0 | 0 | 0 | 0 | 0
F4_Commercial_Office_New_Food Preparation_Natural Gas_Oven_E4 | F4 | Commercial | Office | New | Food Preparation | Natural Gas | Oven | E4 | Utility - Cost of Equipment | 0 | 0 | 0 | 0 | 0 | 0 | 0 | 0 | 0 | 0 | 0 | 0 | 0 | 0 | 0 | 0 | 0 | 0 | 0 | 0 | 0 | 0 | 0 | 0 | 0 | 0 | 0 | 0 | 0 | 0 | 0 | 0 | 0 | 0 | 0 | 0 | 0 | 0 | 0 | 0 | 0 | 0
F4_Commercial_Office_New_Food Preparation_Natural Gas_Oven_E5 | F4 | Commercial | Office | New | Food Preparation | Natural Gas | Oven | E5 | Utility - Cost of Equipment | 0 | 0 | 0 | 0 | 0 | 0 | 0 | 0 | 0 | 0 | 0 | 0 | 0 | 0 | 0 | 0 | 0 | 0 | 0 | 0 | 0 | 0 | 0 | 0 | 0 | 0 | 0 | 0 | 0 | 0 | 0 | 0 | 0 | 0 | 0 | 0 | 0 | 0 | 0 | 0 | 0 | 0
F4_Commercial_Office_New_Food Preparation_Natural Gas_Oven_E6 | F4 | Commercial | Office | New | Food Preparation | Natural Gas | Oven | E6 | Utility - Cost of Equipment | 0 | 0 | 0 | 0 | 0 | 0 | 0 | 0 | 0 | 0 | 0 | 0 | 0 | 0 | 0 | 0 | 0 | 0 | 0 | 0 | 0 | 0 | 0 | 0 | 0 | 0 | 0 | 0 | 0 | 0 | 0 | 0 | 0 | 0 | 0 | 0 | 0 | 0 | 0 | 0 | 0 | 0
F4_Commercial_Office_New_Food Preparation_Natural Gas_Oven_E7 | F4 | Commercial | Office | New | Food Preparation | Natural Gas | Oven | E7 | Utility - Cost of Equipment | 0 | 0 | 0 | 0 | 0 | 0 | 0 | 0 | 0 | 0 | 0 | 0 | 0 | 0 | 0 | 0 | 0 | 0 | 0 | 0 | 0 | 0 | 0 | 0 | 0 | 0 | 0 | 0 | 0 | 0 | 0 | 0 | 0 | 0 | 0 | 0 | 0 | 0 | 0 | 0 | 0 | 0
F4_Commercial_Office_New_Food Preparation_Natural Gas_Oven_E8 | F4 | Commercial | Office | New | Food Preparation | Natural Gas | Oven | E8 | Utility - Cost of Equipment | 0 | 0 | 0 | 0 | 0 | 0 | 0 | 0 | 0 | 0 | 0 | 0 | 0 | 0 | 0 | 0 | 0 | 0 | 0 | 0 | 0 | 0 | 0 | 0 | 0 | 0 | 0 | 0 | 0 | 0 | 0 | 0 | 0 | 0 | 0 | 0 | 0 | 0 | 0 | 0 | 0 | 0
F4_Commercial_Office_New_Food Preparation_Natural Gas_Oven_E9 | F4 | Commercial | Office | New | Food Preparation | Natural Gas | Oven | E9 | Utility - Cost of Equipment | 0 | 0 | 0 | 0 | 0 | 0 | 0 | 0 | 0 | 0 | 0 | 0 | 0 | 0 | 0 | 0 | 0 | 0 | 0 | 0 | 0 | 0 | 0 | 0 | 0 | 0 | 0 | 0 | 0 | 0 | 0 | 0 | 0 | 0 | 0 | 0 | 0 | 0 | 0 | 0 | 0 | 0
F4_Commercial_Office_New_Food Preparation_Natural Gas_Oven_E10 | F4 | Commercial | Office | New | Food Preparation | Natural Gas | Oven | E10 | Utility - Cost of Equipment | 0 | 0 | 0 | 0 | 0 | 0 | 0 | 0 | 0 | 0 | 0 | 0 | 0 | 0 | 0 | 0 | 0 | 0 | 0 | 0 | 0 | 0 | 0 | 0 | 0 | 0 | 0 | 0 | 0 | 0 | 0 | 0 | 0 | 0 | 0 | 0 | 0 | 0 | 0 | 0 | 0 | 0
F5_Commercial_Office_New_Food Preparation_Natural Gas_Oven_E1 | F5 | Commercial | Office | New | Food Preparation | Natural Gas | Oven | E1 | Utility - Cost of Operation | 0.41024 | 0.41024 | 0.41024 | 0.41024 | 0.41024 | 0.41024 | 0.41024 | 0.41024 | 0.41024 | 0.41024 | 0.41024 | 0.41024 | 0.41024 | 0.41024 | 0.41024 | 0.41024 | 0.41024 | 0.41024 | 0.41024 | 0.41024 | 0.41024 | 0.41024 | 0.41024 | 0.41024 | 0.41024 | 0.41024 | 0.41024 | 0.41024 | 0.41024 | 0.41024 | 0.41024 | 0.41024 | 0.41024 | 0 | 0 | 0 | 0 | 0 | 0 | 0 | 0 | 0
F5_Commercial_Office_New_Food Preparation_Natural Gas_Oven_E2 | F5 | Commercial | Office | New | Food Preparation | Natural Gas | Oven | E2 | Utility - Cost of Operation | 0.42748 | 0.42748 | 0.42748 | 0.42748 | 0.42748 | 0.42748 | 0.42748 | 0.42748 | 0.42748 | 0.42748 | 0.42748 | 0.42748 | 0.42748 | 0.42748 | 0.42748 | 0.42748 | 0.42748 | 0.42748 | 0.42748 | 0.42748 | 0.42748 | 0.42748 | 0.42748 | 0.42748 | 0.42748 | 0.42748 | 0.42748 | 0.42748 | 0.42748 | 0.42748 | 0.42748 | 0.42748 | 0.42748 | 0 | 0 | 0 | 0 | 0 | 0 | 0 | 0 | 0
F5_Commercial_Office_New_Food Preparation_Natural Gas_Oven_E3 | F5 | Commercial | Office | New | Food Preparation | Natural Gas | Oven | E3 | Utility - Cost of Operation | 0 | 0 | 0 | 0 | 0 | 0 | 0 | 0 | 0 | 0 | 0 | 0 | 0 | 0 | 0 | 0 | 0 | 0 | 0 | 0 | 0 | 0 | 0 | 0 | 0 | 0 | 0 | 0 | 0 | 0 | 0 | 0 | 0 | 0 | 0 | 0 | 0 | 0 | 0 | 0 | 0 | 0
F5_Commercial_Office_New_Food Preparation_Natural Gas_Oven_E4 | F5 | Commercial | Office | New | Food Preparation | Natural Gas | Oven | E4 | Utility - Cost of Operation | 0 | 0 | 0 | 0 | 0 | 0 | 0 | 0 | 0 | 0 | 0 | 0 | 0 | 0 | 0 | 0 | 0 | 0 | 0 | 0 | 0 | 0 | 0 | 0 | 0 | 0 | 0 | 0 | 0 | 0 | 0 | 0 | 0 | 0 | 0 | 0 | 0 | 0 | 0 | 0 | 0 | 0
F5_Commercial_Office_New_Food Preparation_Natural Gas_Oven_E5 | F5 | Commercial | Office | New | Food Preparation | Natural Gas | Oven | E5 | Utility - Cost of Operation | 0 | 0 | 0 | 0 | 0 | 0 | 0 | 0 | 0 | 0 | 0 | 0 | 0 | 0 | 0 | 0 | 0 | 0 | 0 | 0 | 0 | 0 | 0 | 0 | 0 | 0 | 0 | 0 | 0 | 0 | 0 | 0 | 0 | 0 | 0 | 0 | 0 | 0 | 0 | 0 | 0 | 0
F5_Commercial_Office_New_Food Preparation_Natural Gas_Oven_E6 | F5 | Commercial | Office | New | Food Preparation | Natural Gas | Oven | E6 | Utility - Cost of Operation | 0 | 0 | 0 | 0 | 0 | 0 | 0 | 0 | 0 | 0 | 0 | 0 | 0 | 0 | 0 | 0 | 0 | 0 | 0 | 0 | 0 | 0 | 0 | 0 | 0 | 0 | 0 | 0 | 0 | 0 | 0 | 0 | 0 | 0 | 0 | 0 | 0 | 0 | 0 | 0 | 0 | 0
F5_Commercial_Office_New_Food Preparation_Natural Gas_Oven_E7 | F5 | Commercial | Office | New | Food Preparation | Natural Gas | Oven | E7 | Utility - Cost of Operation | 0 | 0 | 0 | 0 | 0 | 0 | 0 | 0 | 0 | 0 | 0 | 0 | 0 | 0 | 0 | 0 | 0 | 0 | 0 | 0 | 0 | 0 | 0 | 0 | 0 | 0 | 0 | 0 | 0 | 0 | 0 | 0 | 0 | 0 | 0 | 0 | 0 | 0 | 0 | 0 | 0 | 0
F5_Commercial_Office_New_Food Preparation_Natural Gas_Oven_E8 | F5 | Commercial | Office | New | Food Preparation | Natural Gas | Oven | E8 | Utility - Cost of Operation | 0 | 0 | 0 | 0 | 0 | 0 | 0 | 0 | 0 | 0 | 0 | 0 | 0 | 0 | 0 | 0 | 0 | 0 | 0 | 0 | 0 | 0 | 0 | 0 | 0 | 0 | 0 | 0 | 0 | 0 | 0 | 0 | 0 | 0 | 0 | 0 | 0 | 0 | 0 | 0 | 0 | 0
F5_Commercial_Office_New_Food Preparation_Natural Gas_Oven_E9 | F5 | Commercial | Office | New | Food Preparation | Natural Gas | Oven | E9 | Utility - Cost of Operation | 0 | 0 | 0 | 0 | 0 | 0 | 0 | 0 | 0 | 0 | 0 | 0 | 0 | 0 | 0 | 0 | 0 | 0 | 0 | 0 | 0 | 0 | 0 | 0 | 0 | 0 | 0 | 0 | 0 | 0 | 0 | 0 | 0 | 0 | 0 | 0 | 0 | 0 | 0 | 0 | 0 | 0
F5_Commercial_Office_New_Food Preparation_Natural Gas_Oven_E10 | F5 | Commercial | Office | New | Food Preparation | Natural Gas | Oven | E10 | Utility - Cost of Operation | 0 | 0 | 0 | 0 | 0 | 0 | 0 | 0 | 0 | 0 | 0 | 0 | 0 | 0 | 0 | 0 | 0 | 0 | 0 | 0 | 0 | 0 | 0 | 0 | 0 | 0 | 0 | 0 | 0 | 0 | 0 | 0 | 0 | 0 | 0 | 0 | 0 | 0 | 0 | 0 | 0 | 0
F6_Commercial_Office_New_Food Preparation_Natural Gas_Oven_E1 | F6 | Commercial | Office | New | Food Preparation | Natural Gas | Oven | E1 | Utility - Value of Sales | 0.15523 | 0.15602 | 0.1573 | 0.15702 | 0.15702 | 0.15702 | 0.15702 | 0.15702 | 0.15702 | 0.15702 | 0.15702 | 0.15702 | 0.15702 | 0.15702 | 0.15702 | 0.15702 | 0.15702 | 0.15702 | 0.15702 | 0.15702 | 0.15702 | 0.15702 | 0.15702 | 0.15702 | 0.15702 | 0.15702 | 0.15702 | 0.15702 | 0.15702 | 0.15702 | 0.15702 | 0.15702 | 0.15702 | 0 | 0 | 0 | 0 | 0 | 0 | 0 | 0 | 0
F6_Commercial_Office_New_Food Preparation_Natural Gas_Oven_E2 | F6 | Commercial | Office | New | Food Preparation | Natural Gas | Oven | E2 | Utility - Value of Sales | 0.088887 | 0.089342 | 0.090075 | 0.089914 | 0.089914 | 0.089914 | 0.089914 | 0.089914 | 0.089914 | 0.089914 | 0.089914 | 0.089914 | 0.089914 | 0.089914 | 0.089914 | 0.089914 | 0.089914 | 0.089914 | 0.089914 | 0.089914 | 0.089914 | 0.089914 | 0.089914 | 0.089914 | 0.089914 | 0.089914 | 0.089914 | 0.089914 | 0.089914 | 0.089914 | 0.089914 | 0.089914 | 0.089914 | 0 | 0 | 0 | 0 | 0 | 0 | 0 | 0 | 0
F6_Commercial_Office_New_Food Preparation_Natural Gas_Oven_E3 | F6 | Commercial | Office | New | Food Preparation | Natural Gas | Oven | E3 | Utility - Value of Sales | 0 | 0 | 0 | 0 | 0 | 0 | 0 | 0 | 0 | 0 | 0 | 0 | 0 | 0 | 0 | 0 | 0 | 0 | 0 | 0 | 0 | 0 | 0 | 0 | 0 | 0 | 0 | 0 | 0 | 0 | 0 | 0 | 0 | 0 | 0 | 0 | 0 | 0 | 0 | 0 | 0 | 0
F6_Commercial_Office_New_Food Preparation_Natural Gas_Oven_E4 | F6 | Commercial | Office | New | Food Preparation | Natural Gas | Oven | E4 | Utility - Value of Sales | 0 | 0 | 0 | 0 | 0 | 0 | 0 | 0 | 0 | 0 | 0 | 0 | 0 | 0 | 0 | 0 | 0 | 0 | 0 | 0 | 0 | 0 | 0 | 0 | 0 | 0 | 0 | 0 | 0 | 0 | 0 | 0 | 0 | 0 | 0 | 0 | 0 | 0 | 0 | 0 | 0 | 0
F6_Commercial_Office_New_Food Preparation_Natural Gas_Oven_E5 | F6 | Commercial | Office | New | Food Preparation | Natural Gas | Oven | E5 | Utility - Value of Sales | 0 | 0 | 0 | 0 | 0 | 0 | 0 | 0 | 0 | 0 | 0 | 0 | 0 | 0 | 0 | 0 | 0 | 0 | 0 | 0 | 0 | 0 | 0 | 0 | 0 | 0 | 0 | 0 | 0 | 0 | 0 | 0 | 0 | 0 | 0 | 0 | 0 | 0 | 0 | 0 | 0 | 0
F6_Commercial_Office_New_Food Preparation_Natural Gas_Oven_E6 | F6 | Commercial | Office | New | Food Preparation | Natural Gas | Oven | E6 | Utility - Value of Sales | 0 | 0 | 0 | 0 | 0 | 0 | 0 | 0 | 0 | 0 | 0 | 0 | 0 | 0 | 0 | 0 | 0 | 0 | 0 | 0 | 0 | 0 | 0 | 0 | 0 | 0 | 0 | 0 | 0 | 0 | 0 | 0 | 0 | 0 | 0 | 0 | 0 | 0 | 0 | 0 | 0 | 0
F6_Commercial_Office_New_Food Preparation_Natural Gas_Oven_E7 | F6 | Commercial | Office | New | Food Preparation | Natural Gas | Oven | E7 | Utility - Value of Sales | 0 | 0 | 0 | 0 | 0 | 0 | 0 | 0 | 0 | 0 | 0 | 0 | 0 | 0 | 0 | 0 | 0 | 0 | 0 | 0 | 0 | 0 | 0 | 0 | 0 | 0 | 0 | 0 | 0 | 0 | 0 | 0 | 0 | 0 | 0 | 0 | 0 | 0 | 0 | 0 | 0 | 0
F6_Commercial_Office_New_Food Preparation_Natural Gas_Oven_E8 | F6 | Commercial | Office | New | Food Preparation | Natural Gas | Oven | E8 | Utility - Value of Sales | 0 | 0 | 0 | 0 | 0 | 0 | 0 | 0 | 0 | 0 | 0 | 0 | 0 | 0 | 0 | 0 | 0 | 0 | 0 | 0 | 0 | 0 | 0 | 0 | 0 | 0 | 0 | 0 | 0 | 0 | 0 | 0 | 0 | 0 | 0 | 0 | 0 | 0 | 0 | 0 | 0 | 0
F6_Commercial_Office_New_Food Preparation_Natural Gas_Oven_E9 | F6 | Commercial | Office | New | Food Preparation | Natural Gas | Oven | E9 | Utility - Value of Sales | 0 | 0 | 0 | 0 | 0 | 0 | 0 | 0 | 0 | 0 | 0 | 0 | 0 | 0 | 0 | 0 | 0 | 0 | 0 | 0 | 0 | 0 | 0 | 0 | 0 | 0 | 0 | 0 | 0 | 0 | 0 | 0 | 0 | 0 | 0 | 0 | 0 | 0 | 0 | 0 | 0 | 0
F6_Commercial_Office_New_Food Preparation_Natural Gas_Oven_E10 | F6 | Commercial | Office | New | Food Preparation | Natural Gas | Oven | E10 | Utility - Value of Sales | 0 | 0 | 0 | 0 | 0 | 0 | 0 | 0 | 0 | 0 | 0 | 0 | 0 | 0 | 0 | 0 | 0 | 0 | 0 | 0 | 0 | 0 | 0 | 0 | 0 | 0 | 0 | 0 | 0 | 0 | 0 | 0 | 0 | 0 | 0 | 0 | 0 | 0 | 0 | 0 | 0 | 0
F1_Commercial_Office_New_Food Preparation_Natural Gas_Conveyor Oven_E1 | F1 | Commercial | Office | New | Food Preparation | Natural Gas | Conveyor Oven | E1 | RVT - Cost of Equipment | 0.36893 | 0.37003 | 0.37227 | 0.37159 | 0.37159 | 0.37348 | 0.37697 | 0.38003 | 0.38358 | 0.38709 | 0.39064 | 0.39407 | 0.39766 | 0.40137 | 0.40495 | 0.40853 | 0.412 | 0.41552 | 0.41894 | 0.42229 | 0.42538 | 0.4284 | 0.43106 | 0.43373 | 0.43604 | 0.43804 | 0.43985 | 0.44142 | 0.44265 | 0.44366 | 0.44421 | 0.44457 | 0.44457 | 0 | 0 | 0 | 0 | 0 | 0 | 0 | 0 | 0
F1_Commercial_Office_New_Food Preparation_Natural Gas_Conveyor Oven_E2 | F1 | Commercial | Office | New | Food Preparation | Natural Gas | Conveyor Oven | E2 | RVT - Cost of Equipment | 0.28045 | 0.28128 | 0.28299 | 0.28246 | 0.28247 | 0.28391 | 0.28656 | 0.28888 | 0.29158 | 0.29425 | 0.29695 | 0.29956 | 0.30228 | 0.3051 | 0.30782 | 0.31054 | 0.31318 | 0.31586 | 0.31846 | 0.32101 | 0.32335 | 0.32565 | 0.32767 | 0.3297 | 0.33146 | 0.33298 | 0.33436 | 0.33555 | 0.33648 | 0.33725 | 0.33767 | 0.33794 | 0.33794 | 0 | 0 | 0 | 0 | 0 | 0 | 0 | 0 | 0
F1_Commercial_Office_New_Food Preparation_Natural Gas_Conveyor Oven_E3 | F1 | Commercial | Office | New | Food Preparation | Natural Gas | Conveyor Oven | E3 | RVT - Cost of Equipment | 0 | 0 | 0 | 0 | 0 | 0 | 0 | 0 | 0 | 0 | 0 | 0 | 0 | 0 | 0 | 0 | 0 | 0 | 0 | 0 | 0 | 0 | 0 | 0 | 0 | 0 | 0 | 0 | 0 | 0 | 0 | 0 | 0 | 0 | 0 | 0 | 0 | 0 | 0 | 0 | 0 | 0
F1_Commercial_Office_New_Food Preparation_Natural Gas_Conveyor Oven_E4 | F1 | Commercial | Office | New | Food Preparation | Natural Gas | Conveyor Oven | E4 | RVT - Cost of Equipment | 0 | 0 | 0 | 0 | 0 | 0 | 0 | 0 | 0 | 0 | 0 | 0 | 0 | 0 | 0 | 0 | 0 | 0 | 0 | 0 | 0 | 0 | 0 | 0 | 0 | 0 | 0 | 0 | 0 | 0 | 0 | 0 | 0 | 0 | 0 | 0 | 0 | 0 | 0 | 0 | 0 | 0
F1_Commercial_Office_New_Food Preparation_Natural Gas_Conveyor Oven_E5 | F1 | Commercial | Office | New | Food Preparation | Natural Gas | Conveyor Oven | E5 | RVT - Cost of Equipment | 0 | 0 | 0 | 0 | 0 | 0 | 0 | 0 | 0 | 0 | 0 | 0 | 0 | 0 | 0 | 0 | 0 | 0 | 0 | 0 | 0 | 0 | 0 | 0 | 0 | 0 | 0 | 0 | 0 | 0 | 0 | 0 | 0 | 0 | 0 | 0 | 0 | 0 | 0 | 0 | 0 | 0
F1_Commercial_Office_New_Food Preparation_Natural Gas_Conveyor Oven_E6 | F1 | Commercial | Office | New | Food Preparation | Natural Gas | Conveyor Oven | E6 | RVT - Cost of Equipment | 0 | 0 | 0 | 0 | 0 | 0 | 0 | 0 | 0 | 0 | 0 | 0 | 0 | 0 | 0 | 0 | 0 | 0 | 0 | 0 | 0 | 0 | 0 | 0 | 0 | 0 | 0 | 0 | 0 | 0 | 0 | 0 | 0 | 0 | 0 | 0 | 0 | 0 | 0 | 0 | 0 | 0
F1_Commercial_Office_New_Food Preparation_Natural Gas_Conveyor Oven_E7 | F1 | Commercial | Office | New | Food Preparation | Natural Gas | Conveyor Oven | E7 | RVT - Cost of Equipment | 0 | 0 | 0 | 0 | 0 | 0 | 0 | 0 | 0 | 0 | 0 | 0 | 0 | 0 | 0 | 0 | 0 | 0 | 0 | 0 | 0 | 0 | 0 | 0 | 0 | 0 | 0 | 0 | 0 | 0 | 0 | 0 | 0 | 0 | 0 | 0 | 0 | 0 | 0 | 0 | 0 | 0
F1_Commercial_Office_New_Food Preparation_Natural Gas_Conveyor Oven_E8 | F1 | Commercial | Office | New | Food Preparation | Natural Gas | Conveyor Oven | E8 | RVT - Cost of Equipment | 0 | 0 | 0 | 0 | 0 | 0 | 0 | 0 | 0 | 0 | 0 | 0 | 0 | 0 | 0 | 0 | 0 | 0 | 0 | 0 | 0 | 0 | 0 | 0 | 0 | 0 | 0 | 0 | 0 | 0 | 0 | 0 | 0 | 0 | 0 | 0 | 0 | 0 | 0 | 0 | 0 | 0
F1_Commercial_Office_New_Food Preparation_Natural Gas_Conveyor Oven_E9 | F1 | Commercial | Office | New | Food Preparation | Natural Gas | Conveyor Oven | E9 | RVT - Cost of Equipment | 0 | 0 | 0 | 0 | 0 | 0 | 0 | 0 | 0 | 0 | 0 | 0 | 0 | 0 | 0 | 0 | 0 | 0 | 0 | 0 | 0 | 0 | 0 | 0 | 0 | 0 | 0 | 0 | 0 | 0 | 0 | 0 | 0 | 0 | 0 | 0 | 0 | 0 | 0 | 0 | 0 | 0
F1_Commercial_Office_New_Food Preparation_Natural Gas_Conveyor Oven_E10 | F1 | Commercial | Office | New | Food Preparation | Natural Gas | Conveyor Oven | E10 | RVT - Cost of Equipment | 0 | 0 | 0 | 0 | 0 | 0 | 0 | 0 | 0 | 0 | 0 | 0 | 0 | 0 | 0 | 0 | 0 | 0 | 0 | 0 | 0 | 0 | 0 | 0 | 0 | 0 | 0 | 0 | 0 | 0 | 0 | 0 | 0 | 0 | 0 | 0 | 0 | 0 | 0 | 0 | 0 | 0
F2_Commercial_Office_New_Food Preparation_Natural Gas_Conveyor Oven_E1 | F2 | Commercial | Office | New | Food Preparation | Natural Gas | Conveyor Oven | E1 | RVT - Cost of Operation | 0.442 | 0.44333 | 0.44601 | 0.44519 | 0.44519 | 0.44746 | 0.45163 | 0.4553 | 0.45955 | 0.46376 | 0.46802 | 0.47212 | 0.47642 | 0.48087 | 0.48515 | 0.48944 | 0.4936 | 0.49782 | 0.50192 | 0.50594 | 0.50963 | 0.51325 | 0.51644 | 0.51964 | 0.5224 | 0.5248 | 0.52697 | 0.52885 | 0.53032 | 0.53153 | 0.53219 | 0.53263 | 0.53263 | 0 | 0 | 0 | 0 | 0 | 0 | 0 | 0 | 0
F2_Commercial_Office_New_Food Preparation_Natural Gas_Conveyor Oven_E2 | F2 | Commercial | Office | New | Food Preparation | Natural Gas | Conveyor Oven | E2 | RVT - Cost of Operation | 0.33599 | 0.337 | 0.33904 | 0.33841 | 0.33842 | 0.34014 | 0.34331 | 0.3461 | 0.34933 | 0.35253 | 0.35577 | 0.35889 | 0.36215 | 0.36553 | 0.36879 | 0.37205 | 0.37521 | 0.37842 | 0.38154 | 0.38459 | 0.3874 | 0.39015 | 0.39258 | 0.395 | 0.39711 | 0.39893 | 0.40058 | 0.40201 | 0.40313 | 0.40405 | 0.40454 | 0.40488 | 0.40488 | 0 | 0 | 0 | 0 | 0 | 0 | 0 | 0 | 0
F2_Commercial_Office_New_Food Preparation_Natural Gas_Conveyor Oven_E3 | F2 | Commercial | Office | New | Food Preparation | Natural Gas | Conveyor Oven | E3 | RVT - Cost of Operation | 0 | 0 | 0 | 0 | 0 | 0 | 0 | 0 | 0 | 0 | 0 | 0 | 0 | 0 | 0 | 0 | 0 | 0 | 0 | 0 | 0 | 0 | 0 | 0 | 0 | 0 | 0 | 0 | 0 | 0 | 0 | 0 | 0 | 0 | 0 | 0 | 0 | 0 | 0 | 0 | 0 | 0
F2_Commercial_Office_New_Food Preparation_Natural Gas_Conveyor Oven_E4 | F2 | Commercial | Office | New | Food Preparation | Natural Gas | Conveyor Oven | E4 | RVT - Cost of Operation | 0 | 0 | 0 | 0 | 0 | 0 | 0 | 0 | 0 | 0 | 0 | 0 | 0 | 0 | 0 | 0 | 0 | 0 | 0 | 0 | 0 | 0 | 0 | 0 | 0 | 0 | 0 | 0 | 0 | 0 | 0 | 0 | 0 | 0 | 0 | 0 | 0 | 0 | 0 | 0 | 0 | 0
F2_Commercial_Office_New_Food Preparation_Natural Gas_Conveyor Oven_E5 | F2 | Commercial | Office | New | Food Preparation | Natural Gas | Conveyor Oven | E5 | RVT - Cost of Operation | 0 | 0 | 0 | 0 | 0 | 0 | 0 | 0 | 0 | 0 | 0 | 0 | 0 | 0 | 0 | 0 | 0 | 0 | 0 | 0 | 0 | 0 | 0 | 0 | 0 | 0 | 0 | 0 | 0 | 0 | 0 | 0 | 0 | 0 | 0 | 0 | 0 | 0 | 0 | 0 | 0 | 0
F2_Commercial_Office_New_Food Preparation_Natural Gas_Conveyor Oven_E6 | F2 | Commercial | Office | New | Food Preparation | Natural Gas | Conveyor Oven | E6 | RVT - Cost of Operation | 0 | 0 | 0 | 0 | 0 | 0 | 0 | 0 | 0 | 0 | 0 | 0 | 0 | 0 | 0 | 0 | 0 | 0 | 0 | 0 | 0 | 0 | 0 | 0 | 0 | 0 | 0 | 0 | 0 | 0 | 0 | 0 | 0 | 0 | 0 | 0 | 0 | 0 | 0 | 0 | 0 | 0
F2_Commercial_Office_New_Food Preparation_Natural Gas_Conveyor Oven_E7 | F2 | Commercial | Office | New | Food Preparation | Natural Gas | Conveyor Oven | E7 | RVT - Cost of Operation | 0 | 0 | 0 | 0 | 0 | 0 | 0 | 0 | 0 | 0 | 0 | 0 | 0 | 0 | 0 | 0 | 0 | 0 | 0 | 0 | 0 | 0 | 0 | 0 | 0 | 0 | 0 | 0 | 0 | 0 | 0 | 0 | 0 | 0 | 0 | 0 | 0 | 0 | 0 | 0 | 0 | 0
F2_Commercial_Office_New_Food Preparation_Natural Gas_Conveyor Oven_E8 | F2 | Commercial | Office | New | Food Preparation | Natural Gas | Conveyor Oven | E8 | RVT - Cost of Operation | 0 | 0 | 0 | 0 | 0 | 0 | 0 | 0 | 0 | 0 | 0 | 0 | 0 | 0 | 0 | 0 | 0 | 0 | 0 | 0 | 0 | 0 | 0 | 0 | 0 | 0 | 0 | 0 | 0 | 0 | 0 | 0 | 0 | 0 | 0 | 0 | 0 | 0 | 0 | 0 | 0 | 0
F2_Commercial_Office_New_Food Preparation_Natural Gas_Conveyor Oven_E9 | F2 | Commercial | Office | New | Food Preparation | Natural Gas | Conveyor Oven | E9 | RVT - Cost of Operation | 0 | 0 | 0 | 0 | 0 | 0 | 0 | 0 | 0 | 0 | 0 | 0 | 0 | 0 | 0 | 0 | 0 | 0 | 0 | 0 | 0 | 0 | 0 | 0 | 0 | 0 | 0 | 0 | 0 | 0 | 0 | 0 | 0 | 0 | 0 | 0 | 0 | 0 | 0 | 0 | 0 | 0
F2_Commercial_Office_New_Food Preparation_Natural Gas_Conveyor Oven_E10 | F2 | Commercial | Office | New | Food Preparation | Natural Gas | Conveyor Oven | E10 | RVT - Cost of Operation | 0 | 0 | 0 | 0 | 0 | 0 | 0 | 0 | 0 | 0 | 0 | 0 | 0 | 0 | 0 | 0 | 0 | 0 | 0 | 0 | 0 | 0 | 0 | 0 | 0 | 0 | 0 | 0 | 0 | 0 | 0 | 0 | 0 | 0 | 0 | 0 | 0 | 0 | 0 | 0 | 0 | 0
F3_Commercial_Office_New_Food Preparation_Natural Gas_Conveyor Oven_E1 | F3 | Commercial | Office | New | Food Preparation | Natural Gas | Conveyor Oven | E1 | System - kBTUs of Consumption | 0.066585 | 0.066585 | 0.066585 | 0.066585 | 0.066585 | 0.066585 | 0.066585 | 0.066585 | 0.066585 | 0.066585 | 0.066585 | 0.066585 | 0.066585 | 0.066585 | 0.066585 | 0.066585 | 0.066585 | 0.066585 | 0.066585 | 0.066585 | 0.066585 | 0.066585 | 0.066585 | 0.066585 | 0.066585 | 0.066585 | 0.066585 | 0.066585 | 0.066585 | 0.066585 | 0.066585 | 0.066585 | 0.066585 | 0 | 0 | 0 | 0 | 0 | 0 | 0 | 0 | 0
F3_Commercial_Office_New_Food Preparation_Natural Gas_Conveyor Oven_E2 | F3 | Commercial | Office | New | Food Preparation | Natural Gas | Conveyor Oven | E2 | System - kBTUs of Consumption | 0.081175 | 0.081175 | 0.081175 | 0.081175 | 0.081175 | 0.081175 | 0.081175 | 0.081175 | 0.081175 | 0.081175 | 0.081175 | 0.081175 | 0.081175 | 0.081175 | 0.081175 | 0.081175 | 0.081175 | 0.081175 | 0.081175 | 0.081175 | 0.081175 | 0.081175 | 0.081175 | 0.081175 | 0.081175 | 0.081175 | 0.081175 | 0.081175 | 0.081175 | 0.081175 | 0.081175 | 0.081175 | 0.081175 | 0 | 0 | 0 | 0 | 0 | 0 | 0 | 0 | 0
F3_Commercial_Office_New_Food Preparation_Natural Gas_Conveyor Oven_E3 | F3 | Commercial | Office | New | Food Preparation | Natural Gas | Conveyor Oven | E3 | System - kBTUs of Consumption | 0 | 0 | 0 | 0 | 0 | 0 | 0 | 0 | 0 | 0 | 0 | 0 | 0 | 0 | 0 | 0 | 0 | 0 | 0 | 0 | 0 | 0 | 0 | 0 | 0 | 0 | 0 | 0 | 0 | 0 | 0 | 0 | 0 | 0 | 0 | 0 | 0 | 0 | 0 | 0 | 0 | 0
F3_Commercial_Office_New_Food Preparation_Natural Gas_Conveyor Oven_E4 | F3 | Commercial | Office | New | Food Preparation | Natural Gas | Conveyor Oven | E4 | System - kBTUs of Consumption | 0 | 0 | 0 | 0 | 0 | 0 | 0 | 0 | 0 | 0 | 0 | 0 | 0 | 0 | 0 | 0 | 0 | 0 | 0 | 0 | 0 | 0 | 0 | 0 | 0 | 0 | 0 | 0 | 0 | 0 | 0 | 0 | 0 | 0 | 0 | 0 | 0 | 0 | 0 | 0 | 0 | 0
F3_Commercial_Office_New_Food Preparation_Natural Gas_Conveyor Oven_E5 | F3 | Commercial | Office | New | Food Preparation | Natural Gas | Conveyor Oven | E5 | System - kBTUs of Consumption | 0 | 0 | 0 | 0 | 0 | 0 | 0 | 0 | 0 | 0 | 0 | 0 | 0 | 0 | 0 | 0 | 0 | 0 | 0 | 0 | 0 | 0 | 0 | 0 | 0 | 0 | 0 | 0 | 0 | 0 | 0 | 0 | 0 | 0 | 0 | 0 | 0 | 0 | 0 | 0 | 0 | 0
F3_Commercial_Office_New_Food Preparation_Natural Gas_Conveyor Oven_E6 | F3 | Commercial | Office | New | Food Preparation | Natural Gas | Conveyor Oven | E6 | System - kBTUs of Consumption | 0 | 0 | 0 | 0 | 0 | 0 | 0 | 0 | 0 | 0 | 0 | 0 | 0 | 0 | 0 | 0 | 0 | 0 | 0 | 0 | 0 | 0 | 0 | 0 | 0 | 0 | 0 | 0 | 0 | 0 | 0 | 0 | 0 | 0 | 0 | 0 | 0 | 0 | 0 | 0 | 0 | 0
F3_Commercial_Office_New_Food Preparation_Natural Gas_Conveyor Oven_E7 | F3 | Commercial | Office | New | Food Preparation | Natural Gas | Conveyor Oven | E7 | System - kBTUs of Consumption | 0 | 0 | 0 | 0 | 0 | 0 | 0 | 0 | 0 | 0 | 0 | 0 | 0 | 0 | 0 | 0 | 0 | 0 | 0 | 0 | 0 | 0 | 0 | 0 | 0 | 0 | 0 | 0 | 0 | 0 | 0 | 0 | 0 | 0 | 0 | 0 | 0 | 0 | 0 | 0 | 0 | 0
F3_Commercial_Office_New_Food Preparation_Natural Gas_Conveyor Oven_E8 | F3 | Commercial | Office | New | Food Preparation | Natural Gas | Conveyor Oven | E8 | System - kBTUs of Consumption | 0 | 0 | 0 | 0 | 0 | 0 | 0 | 0 | 0 | 0 | 0 | 0 | 0 | 0 | 0 | 0 | 0 | 0 | 0 | 0 | 0 | 0 | 0 | 0 | 0 | 0 | 0 | 0 | 0 | 0 | 0 | 0 | 0 | 0 | 0 | 0 | 0 | 0 | 0 | 0 | 0 | 0
F3_Commercial_Office_New_Food Preparation_Natural Gas_Conveyor Oven_E9 | F3 | Commercial | Office | New | Food Preparation | Natural Gas | Conveyor Oven | E9 | System - kBTUs of Consumption | 0 | 0 | 0 | 0 | 0 | 0 | 0 | 0 | 0 | 0 | 0 | 0 | 0 | 0 | 0 | 0 | 0 | 0 | 0 | 0 | 0 | 0 | 0 | 0 | 0 | 0 | 0 | 0 | 0 | 0 | 0 | 0 | 0 | 0 | 0 | 0 | 0 | 0 | 0 | 0 | 0 | 0
F3_Commercial_Office_New_Food Preparation_Natural Gas_Conveyor Oven_E10 | F3 | Commercial | Office | New | Food Preparation | Natural Gas | Conveyor Oven | E10 | System - kBTUs of Consumption | 0 | 0 | 0 | 0 | 0 | 0 | 0 | 0 | 0 | 0 | 0 | 0 | 0 | 0 | 0 | 0 | 0 | 0 | 0 | 0 | 0 | 0 | 0 | 0 | 0 | 0 | 0 | 0 | 0 | 0 | 0 | 0 | 0 | 0 | 0 | 0 | 0 | 0 | 0 | 0 | 0 | 0
F4_Commercial_Office_New_Food Preparation_Natural Gas_Conveyor Oven_E1 | F4 | Commercial | Office | New | Food Preparation | Natural Gas | Conveyor Oven | E1 | Utility - Cost of Equipment | 0.442 | 0.44333 | 0.44601 | 0.44519 | 0.44519 | 0.44746 | 0.45163 | 0.4553 | 0.45955 | 0.46376 | 0.46802 | 0.47212 | 0.47642 | 0.48087 | 0.48515 | 0.48944 | 0.4936 | 0.49782 | 0.50192 | 0.50594 | 0.50963 | 0.51325 | 0.51644 | 0.51964 | 0.5224 | 0.5248 | 0.52697 | 0.52885 | 0.53032 | 0.53153 | 0.53219 | 0.53263 | 0.53263 | 0 | 0 | 0 | 0 | 0 | 0 | 0 | 0 | 0
F4_Commercial_Office_New_Food Preparation_Natural Gas_Conveyor Oven_E2 | F4 | Commercial | Office | New | Food Preparation | Natural Gas | Conveyor Oven | E2 | Utility - Cost of Equipment | 0.33599 | 0.337 | 0.33904 | 0.33841 | 0.33842 | 0.34014 | 0.34331 | 0.3461 | 0.34933 | 0.35253 | 0.35577 | 0.35889 | 0.36215 | 0.36553 | 0.36879 | 0.37205 | 0.37521 | 0.37842 | 0.38154 | 0.38459 | 0.3874 | 0.39015 | 0.39258 | 0.395 | 0.39711 | 0.39893 | 0.40058 | 0.40201 | 0.40313 | 0.40405 | 0.40454 | 0.40488 | 0.40488 | 0 | 0 | 0 | 0 | 0 | 0 | 0 | 0 | 0
F4_Commercial_Office_New_Food Preparation_Natural Gas_Conveyor Oven_E3 | F4 | Commercial | Office | New | Food Preparation | Natural Gas | Conveyor Oven | E3 | Utility - Cost of Equipment | 0 | 0 | 0 | 0 | 0 | 0 | 0 | 0 | 0 | 0 | 0 | 0 | 0 | 0 | 0 | 0 | 0 | 0 | 0 | 0 | 0 | 0 | 0 | 0 | 0 | 0 | 0 | 0 | 0 | 0 | 0 | 0 | 0 | 0 | 0 | 0 | 0 | 0 | 0 | 0 | 0 | 0
F4_Commercial_Office_New_Food Preparation_Natural Gas_Conveyor Oven_E4 | F4 | Commercial | Office | New | Food Preparation | Natural Gas | Conveyor Oven | E4 | Utility - Cost of Equipment | 0 | 0 | 0 | 0 | 0 | 0 | 0 | 0 | 0 | 0 | 0 | 0 | 0 | 0 | 0 | 0 | 0 | 0 | 0 | 0 | 0 | 0 | 0 | 0 | 0 | 0 | 0 | 0 | 0 | 0 | 0 | 0 | 0 | 0 | 0 | 0 | 0 | 0 | 0 | 0 | 0 | 0
F4_Commercial_Office_New_Food Preparation_Natural Gas_Conveyor Oven_E5 | F4 | Commercial | Office | New | Food Preparation | Natural Gas | Conveyor Oven | E5 | Utility - Cost of Equipment | 0 | 0 | 0 | 0 | 0 | 0 | 0 | 0 | 0 | 0 | 0 | 0 | 0 | 0 | 0 | 0 | 0 | 0 | 0 | 0 | 0 | 0 | 0 | 0 | 0 | 0 | 0 | 0 | 0 | 0 | 0 | 0 | 0 | 0 | 0 | 0 | 0 | 0 | 0 | 0 | 0 | 0
F4_Commercial_Office_New_Food Preparation_Natural Gas_Conveyor Oven_E6 | F4 | Commercial | Office | New | Food Preparation | Natural Gas | Conveyor Oven | E6 | Utility - Cost of Equipment | 0 | 0 | 0 | 0 | 0 | 0 | 0 | 0 | 0 | 0 | 0 | 0 | 0 | 0 | 0 | 0 | 0 | 0 | 0 | 0 | 0 | 0 | 0 | 0 | 0 | 0 | 0 | 0 | 0 | 0 | 0 | 0 | 0 | 0 | 0 | 0 | 0 | 0 | 0 | 0 | 0 | 0
F4_Commercial_Office_New_Food Preparation_Natural Gas_Conveyor Oven_E7 | F4 | Commercial | Office | New | Food Preparation | Natural Gas | Conveyor Oven | E7 | Utility - Cost of Equipment | 0 | 0 | 0 | 0 | 0 | 0 | 0 | 0 | 0 | 0 | 0 | 0 | 0 | 0 | 0 | 0 | 0 | 0 | 0 | 0 | 0 | 0 | 0 | 0 | 0 | 0 | 0 | 0 | 0 | 0 | 0 | 0 | 0 | 0 | 0 | 0 | 0 | 0 | 0 | 0 | 0 | 0
F4_Commercial_Office_New_Food Preparation_Natural Gas_Conveyor Oven_E8 | F4 | Commercial | Office | New | Food Preparation | Natural Gas | Conveyor Oven | E8 | Utility - Cost of Equipment | 0 | 0 | 0 | 0 | 0 | 0 | 0 | 0 | 0 | 0 | 0 | 0 | 0 | 0 | 0 | 0 | 0 | 0 | 0 | 0 | 0 | 0 | 0 | 0 | 0 | 0 | 0 | 0 | 0 | 0 | 0 | 0 | 0 | 0 | 0 | 0 | 0 | 0 | 0 | 0 | 0 | 0
F4_Commercial_Office_New_Food Preparation_Natural Gas_Conveyor Oven_E9 | F4 | Commercial | Office | New | Food Preparation | Natural Gas | Conveyor Oven | E9 | Utility - Cost of Equipment | 0 | 0 | 0 | 0 | 0 | 0 | 0 | 0 | 0 | 0 | 0 | 0 | 0 | 0 | 0 | 0 | 0 | 0 | 0 | 0 | 0 | 0 | 0 | 0 | 0 | 0 | 0 | 0 | 0 | 0 | 0 | 0 | 0 | 0 | 0 | 0 | 0 | 0 | 0 | 0 | 0 | 0
F4_Commercial_Office_New_Food Preparation_Natural Gas_Conveyor Oven_E10 | F4 | Commercial | Office | New | Food Preparation | Natural Gas | Conveyor Oven | E10 | Utility - Cost of Equipment | 0 | 0 | 0 | 0 | 0 | 0 | 0 | 0 | 0 | 0 | 0 | 0 | 0 | 0 | 0 | 0 | 0 | 0 | 0 | 0 | 0 | 0 | 0 | 0 | 0 | 0 | 0 | 0 | 0 | 0 | 0 | 0 | 0 | 0 | 0 | 0 | 0 | 0 | 0 | 0 | 0 | 0
F5_Commercial_Office_New_Food Preparation_Natural Gas_Conveyor Oven_E1 | F5 | Commercial | Office | New | Food Preparation | Natural Gas | Conveyor Oven | E1 | Utility - Cost of Operation | 0.066585 | 0.066585 | 0.066585 | 0.066585 | 0.066585 | 0.066585 | 0.066585 | 0.066585 | 0.066585 | 0.066585 | 0.066585 | 0.066585 | 0.066585 | 0.066585 | 0.066585 | 0.066585 | 0.066585 | 0.066585 | 0.066585 | 0.066585 | 0.066585 | 0.066585 | 0.066585 | 0.066585 | 0.066585 | 0.066585 | 0.066585 | 0.066585 | 0.066585 | 0.066585 | 0.066585 | 0.066585 | 0.066585 | 0 | 0 | 0 | 0 | 0 | 0 | 0 | 0 | 0
F5_Commercial_Office_New_Food Preparation_Natural Gas_Conveyor Oven_E2 | F5 | Commercial | Office | New | Food Preparation | Natural Gas | Conveyor Oven | E2 | Utility - Cost of Operation | 0.081175 | 0.081175 | 0.081175 | 0.081175 | 0.081175 | 0.081175 | 0.081175 | 0.081175 | 0.081175 | 0.081175 | 0.081175 | 0.081175 | 0.081175 | 0.081175 | 0.081175 | 0.081175 | 0.081175 | 0.081175 | 0.081175 | 0.081175 | 0.081175 | 0.081175 | 0.081175 | 0.081175 | 0.081175 | 0.081175 | 0.081175 | 0.081175 | 0.081175 | 0.081175 | 0.081175 | 0.081175 | 0.081175 | 0 | 0 | 0 | 0 | 0 | 0 | 0 | 0 | 0
F5_Commercial_Office_New_Food Preparation_Natural Gas_Conveyor Oven_E3 | F5 | Commercial | Office | New | Food Preparation | Natural Gas | Conveyor Oven | E3 | Utility - Cost of Operation | 0 | 0 | 0 | 0 | 0 | 0 | 0 | 0 | 0 | 0 | 0 | 0 | 0 | 0 | 0 | 0 | 0 | 0 | 0 | 0 | 0 | 0 | 0 | 0 | 0 | 0 | 0 | 0 | 0 | 0 | 0 | 0 | 0 | 0 | 0 | 0 | 0 | 0 | 0 | 0 | 0 | 0
F5_Commercial_Office_New_Food Preparation_Natural Gas_Conveyor Oven_E4 | F5 | Commercial | Office | New | Food Preparation | Natural Gas | Conveyor Oven | E4 | Utility - Cost of Operation | 0 | 0 | 0 | 0 | 0 | 0 | 0 | 0 | 0 | 0 | 0 | 0 | 0 | 0 | 0 | 0 | 0 | 0 | 0 | 0 | 0 | 0 | 0 | 0 | 0 | 0 | 0 | 0 | 0 | 0 | 0 | 0 | 0 | 0 | 0 | 0 | 0 | 0 | 0 | 0 | 0 | 0
F5_Commercial_Office_New_Food Preparation_Natural Gas_Conveyor Oven_E5 | F5 | Commercial | Office | New | Food Preparation | Natural Gas | Conveyor Oven | E5 | Utility - Cost of Operation | 0 | 0 | 0 | 0 | 0 | 0 | 0 | 0 | 0 | 0 | 0 | 0 | 0 | 0 | 0 | 0 | 0 | 0 | 0 | 0 | 0 | 0 | 0 | 0 | 0 | 0 | 0 | 0 | 0 | 0 | 0 | 0 | 0 | 0 | 0 | 0 | 0 | 0 | 0 | 0 | 0 | 0
F5_Commercial_Office_New_Food Preparation_Natural Gas_Conveyor Oven_E6 | F5 | Commercial | Office | New | Food Preparation | Natural Gas | Conveyor Oven | E6 | Utility - Cost of Operation | 0 | 0 | 0 | 0 | 0 | 0 | 0 | 0 | 0 | 0 | 0 | 0 | 0 | 0 | 0 | 0 | 0 | 0 | 0 | 0 | 0 | 0 | 0 | 0 | 0 | 0 | 0 | 0 | 0 | 0 | 0 | 0 | 0 | 0 | 0 | 0 | 0 | 0 | 0 | 0 | 0 | 0
F5_Commercial_Office_New_Food Preparation_Natural Gas_Conveyor Oven_E7 | F5 | Commercial | Office | New | Food Preparation | Natural Gas | Conveyor Oven | E7 | Utility - Cost of Operation | 0 | 0 | 0 | 0 | 0 | 0 | 0 | 0 | 0 | 0 | 0 | 0 | 0 | 0 | 0 | 0 | 0 | 0 | 0 | 0 | 0 | 0 | 0 | 0 | 0 | 0 | 0 | 0 | 0 | 0 | 0 | 0 | 0 | 0 | 0 | 0 | 0 | 0 | 0 | 0 | 0 | 0
F5_Commercial_Office_New_Food Preparation_Natural Gas_Conveyor Oven_E8 | F5 | Commercial | Office | New | Food Preparation | Natural Gas | Conveyor Oven | E8 | Utility - Cost of Operation | 0 | 0 | 0 | 0 | 0 | 0 | 0 | 0 | 0 | 0 | 0 | 0 | 0 | 0 | 0 | 0 | 0 | 0 | 0 | 0 | 0 | 0 | 0 | 0 | 0 | 0 | 0 | 0 | 0 | 0 | 0 | 0 | 0 | 0 | 0 | 0 | 0 | 0 | 0 | 0 | 0 | 0
F5_Commercial_Office_New_Food Preparation_Natural Gas_Conveyor Oven_E9 | F5 | Commercial | Office | New | Food Preparation | Natural Gas | Conveyor Oven | E9 | Utility - Cost of Operation | 0 | 0 | 0 | 0 | 0 | 0 | 0 | 0 | 0 | 0 | 0 | 0 | 0 | 0 | 0 | 0 | 0 | 0 | 0 | 0 | 0 | 0 | 0 | 0 | 0 | 0 | 0 | 0 | 0 | 0 | 0 | 0 | 0 | 0 | 0 | 0 | 0 | 0 | 0 | 0 | 0 | 0
F5_Commercial_Office_New_Food Preparation_Natural Gas_Conveyor Oven_E10 | F5 | Commercial | Office | New | Food Preparation | Natural Gas | Conveyor Oven | E10 | Utility - Cost of Operation | 0 | 0 | 0 | 0 | 0 | 0 | 0 | 0 | 0 | 0 | 0 | 0 | 0 | 0 | 0 | 0 | 0 | 0 | 0 | 0 | 0 | 0 | 0 | 0 | 0 | 0 | 0 | 0 | 0 | 0 | 0 | 0 | 0 | 0 | 0 | 0 | 0 | 0 | 0 | 0 | 0 | 0
F6_Commercial_Office_New_Food Preparation_Natural Gas_Conveyor Oven_E1 | F6 | Commercial | Office | New | Food Preparation | Natural Gas | Conveyor Oven | E1 | Utility - Value of Sales | 0.23239 | 0.23313 | 0.2343 | 0.23405 | 0.23405 | 0.23405 | 0.23405 | 0.23405 | 0.23405 | 0.23405 | 0.23405 | 0.23405 | 0.23405 | 0.23405 | 0.23405 | 0.23405 | 0.23405 | 0.23405 | 0.23405 | 0.23405 | 0.23405 | 0.23405 | 0.23405 | 0.23405 | 0.23405 | 0.23405 | 0.23405 | 0.23405 | 0.23405 | 0.23405 | 0.23405 | 0.23405 | 0.23405 | 0 | 0 | 0 | 0 | 0 | 0 | 0 | 0 | 0
F6_Commercial_Office_New_Food Preparation_Natural Gas_Conveyor Oven_E2 | F6 | Commercial | Office | New | Food Preparation | Natural Gas | Conveyor Oven | E2 | Utility - Value of Sales | 0.17666 | 0.17721 | 0.17811 | 0.17791 | 0.17791 | 0.17791 | 0.17791 | 0.17791 | 0.17791 | 0.17791 | 0.17791 | 0.17791 | 0.17791 | 0.17791 | 0.17791 | 0.17791 | 0.17791 | 0.17791 | 0.17791 | 0.17791 | 0.17791 | 0.17791 | 0.17791 | 0.17791 | 0.17791 | 0.17791 | 0.17791 | 0.17791 | 0.17791 | 0.17791 | 0.17791 | 0.17791 | 0.17791 | 0 | 0 | 0 | 0 | 0 | 0 | 0 | 0 | 0
F6_Commercial_Office_New_Food Preparation_Natural Gas_Conveyor Oven_E3 | F6 | Commercial | Office | New | Food Preparation | Natural Gas | Conveyor Oven | E3 | Utility - Value of Sales | 0 | 0 | 0 | 0 | 0 | 0 | 0 | 0 | 0 | 0 | 0 | 0 | 0 | 0 | 0 | 0 | 0 | 0 | 0 | 0 | 0 | 0 | 0 | 0 | 0 | 0 | 0 | 0 | 0 | 0 | 0 | 0 | 0 | 0 | 0 | 0 | 0 | 0 | 0 | 0 | 0 | 0
F6_Commercial_Office_New_Food Preparation_Natural Gas_Conveyor Oven_E4 | F6 | Commercial | Office | New | Food Preparation | Natural Gas | Conveyor Oven | E4 | Utility - Value of Sales | 0 | 0 | 0 | 0 | 0 | 0 | 0 | 0 | 0 | 0 | 0 | 0 | 0 | 0 | 0 | 0 | 0 | 0 | 0 | 0 | 0 | 0 | 0 | 0 | 0 | 0 | 0 | 0 | 0 | 0 | 0 | 0 | 0 | 0 | 0 | 0 | 0 | 0 | 0 | 0 | 0 | 0
F6_Commercial_Office_New_Food Preparation_Natural Gas_Conveyor Oven_E5 | F6 | Commercial | Office | New | Food Preparation | Natural Gas | Conveyor Oven | E5 | Utility - Value of Sales | 0 | 0 | 0 | 0 | 0 | 0 | 0 | 0 | 0 | 0 | 0 | 0 | 0 | 0 | 0 | 0 | 0 | 0 | 0 | 0 | 0 | 0 | 0 | 0 | 0 | 0 | 0 | 0 | 0 | 0 | 0 | 0 | 0 | 0 | 0 | 0 | 0 | 0 | 0 | 0 | 0 | 0
F6_Commercial_Office_New_Food Preparation_Natural Gas_Conveyor Oven_E6 | F6 | Commercial | Office | New | Food Preparation | Natural Gas | Conveyor Oven | E6 | Utility - Value of Sales | 0 | 0 | 0 | 0 | 0 | 0 | 0 | 0 | 0 | 0 | 0 | 0 | 0 | 0 | 0 | 0 | 0 | 0 | 0 | 0 | 0 | 0 | 0 | 0 | 0 | 0 | 0 | 0 | 0 | 0 | 0 | 0 | 0 | 0 | 0 | 0 | 0 | 0 | 0 | 0 | 0 | 0
F6_Commercial_Office_New_Food Preparation_Natural Gas_Conveyor Oven_E7 | F6 | Commercial | Office | New | Food Preparation | Natural Gas | Conveyor Oven | E7 | Utility - Value of Sales | 0 | 0 | 0 | 0 | 0 | 0 | 0 | 0 | 0 | 0 | 0 | 0 | 0 | 0 | 0 | 0 | 0 | 0 | 0 | 0 | 0 | 0 | 0 | 0 | 0 | 0 | 0 | 0 | 0 | 0 | 0 | 0 | 0 | 0 | 0 | 0 | 0 | 0 | 0 | 0 | 0 | 0
F6_Commercial_Office_New_Food Preparation_Natural Gas_Conveyor Oven_E8 | F6 | Commercial | Office | New | Food Preparation | Natural Gas | Conveyor Oven | E8 | Utility - Value of Sales | 0 | 0 | 0 | 0 | 0 | 0 | 0 | 0 | 0 | 0 | 0 | 0 | 0 | 0 | 0 | 0 | 0 | 0 | 0 | 0 | 0 | 0 | 0 | 0 | 0 | 0 | 0 | 0 | 0 | 0 | 0 | 0 | 0 | 0 | 0 | 0 | 0 | 0 | 0 | 0 | 0 | 0
F6_Commercial_Office_New_Food Preparation_Natural Gas_Conveyor Oven_E9 | F6 | Commercial | Office | New | Food Preparation | Natural Gas | Conveyor Oven | E9 | Utility - Value of Sales | 0 | 0 | 0 | 0 | 0 | 0 | 0 | 0 | 0 | 0 | 0 | 0 | 0 | 0 | 0 | 0 | 0 | 0 | 0 | 0 | 0 | 0 | 0 | 0 | 0 | 0 | 0 | 0 | 0 | 0 | 0 | 0 | 0 | 0 | 0 | 0 | 0 | 0 | 0 | 0 | 0 | 0
F6_Commercial_Office_New_Food Preparation_Natural Gas_Conveyor Oven_E10 | F6 | Commercial | Office | New | Food Preparation | Natural Gas | Conveyor Oven | E10 | Utility - Value of Sales | 0 | 0 | 0 | 0 | 0 | 0 | 0 | 0 | 0 | 0 | 0 | 0 | 0 | 0 | 0 | 0 | 0 | 0 | 0 | 0 | 0 | 0 | 0 | 0 | 0 | 0 | 0 | 0 | 0 | 0 | 0 | 0 | 0 | 0 | 0 | 0 | 0 | 0 | 0 | 0 | 0 | 0
F1_Commercial_Office_New_Food Preparation_Natural Gas_Double Rack Oven_E1 | F1 | Commercial | Office | New | Food Preparation | Natural Gas | Double Rack Oven | E1 | RVT - Cost of Equipment | 0.65114 | 0.65198 | 0.65554 | 0.65222 | 0.65053 | 0.65312 | 0.65934 | 0.6644 | 0.67058 | 0.67653 | 0.68254 | 0.68822 | 0.69428 | 0.70053 | 0.70661 | 0.71282 | 0.71907 | 0.7258 | 0.73278 | 0.73998 | 0.74689 | 0.75384 | 0.76006 | 0.7663 | 0.7717 | 0.77637 | 0.78062 | 0.78429 | 0.78716 | 0.78952 | 0.7908 | 0.79166 | 0.79166 | 0 | 0 | 0 | 0 | 0 | 0 | 0 | 0 | 0
F1_Commercial_Office_New_Food Preparation_Natural Gas_Double Rack Oven_E2 | F1 | Commercial | Office | New | Food Preparation | Natural Gas | Double Rack Oven | E2 | RVT - Cost of Equipment | 0.35517 | 0.35562 | 0.35757 | 0.35576 | 0.35483 | 0.35625 | 0.35964 | 0.3624 | 0.36577 | 0.36901 | 0.3723 | 0.3754 | 0.3787 | 0.38211 | 0.38542 | 0.38881 | 0.39222 | 0.39589 | 0.3997 | 0.40363 | 0.4074 | 0.41119 | 0.41458 | 0.41798 | 0.42093 | 0.42348 | 0.42579 | 0.42779 | 0.42936 | 0.43064 | 0.43134 | 0.43181 | 0.43181 | 0 | 0 | 0 | 0 | 0 | 0 | 0 | 0 | 0
F1_Commercial_Office_New_Food Preparation_Natural Gas_Double Rack Oven_E3 | F1 | Commercial | Office | New | Food Preparation | Natural Gas | Double Rack Oven | E3 | RVT - Cost of Equipment | 0 | 0 | 0 | 0 | 0 | 0 | 0 | 0 | 0 | 0 | 0 | 0 | 0 | 0 | 0 | 0 | 0 | 0 | 0 | 0 | 0 | 0 | 0 | 0 | 0 | 0 | 0 | 0 | 0 | 0 | 0 | 0 | 0 | 0 | 0 | 0 | 0 | 0 | 0 | 0 | 0 | 0
F1_Commercial_Office_New_Food Preparation_Natural Gas_Double Rack Oven_E4 | F1 | Commercial | Office | New | Food Preparation | Natural Gas | Double Rack Oven | E4 | RVT - Cost of Equipment | 0 | 0 | 0 | 0 | 0 | 0 | 0 | 0 | 0 | 0 | 0 | 0 | 0 | 0 | 0 | 0 | 0 | 0 | 0 | 0 | 0 | 0 | 0 | 0 | 0 | 0 | 0 | 0 | 0 | 0 | 0 | 0 | 0 | 0 | 0 | 0 | 0 | 0 | 0 | 0 | 0 | 0
F1_Commercial_Office_New_Food Preparation_Natural Gas_Double Rack Oven_E5 | F1 | Commercial | Office | New | Food Preparation | Natural Gas | Double Rack Oven | E5 | RVT - Cost of Equipment | 0 | 0 | 0 | 0 | 0 | 0 | 0 | 0 | 0 | 0 | 0 | 0 | 0 | 0 | 0 | 0 | 0 | 0 | 0 | 0 | 0 | 0 | 0 | 0 | 0 | 0 | 0 | 0 | 0 | 0 | 0 | 0 | 0 | 0 | 0 | 0 | 0 | 0 | 0 | 0 | 0 | 0
F1_Commercial_Office_New_Food Preparation_Natural Gas_Double Rack Oven_E6 | F1 | Commercial | Office | New | Food Preparation | Natural Gas | Double Rack Oven | E6 | RVT - Cost of Equipment | 0 | 0 | 0 | 0 | 0 | 0 | 0 | 0 | 0 | 0 | 0 | 0 | 0 | 0 | 0 | 0 | 0 | 0 | 0 | 0 | 0 | 0 | 0 | 0 | 0 | 0 | 0 | 0 | 0 | 0 | 0 | 0 | 0 | 0 | 0 | 0 | 0 | 0 | 0 | 0 | 0 | 0
F1_Commercial_Office_New_Food Preparation_Natural Gas_Double Rack Oven_E7 | F1 | Commercial | Office | New | Food Preparation | Natural Gas | Double Rack Oven | E7 | RVT - Cost of Equipment | 0 | 0 | 0 | 0 | 0 | 0 | 0 | 0 | 0 | 0 | 0 | 0 | 0 | 0 | 0 | 0 | 0 | 0 | 0 | 0 | 0 | 0 | 0 | 0 | 0 | 0 | 0 | 0 | 0 | 0 | 0 | 0 | 0 | 0 | 0 | 0 | 0 | 0 | 0 | 0 | 0 | 0
F1_Commercial_Office_New_Food Preparation_Natural Gas_Double Rack Oven_E8 | F1 | Commercial | Office | New | Food Preparation | Natural Gas | Double Rack Oven | E8 | RVT - Cost of Equipment | 0 | 0 | 0 | 0 | 0 | 0 | 0 | 0 | 0 | 0 | 0 | 0 | 0 | 0 | 0 | 0 | 0 | 0 | 0 | 0 | 0 | 0 | 0 | 0 | 0 | 0 | 0 | 0 | 0 | 0 | 0 | 0 | 0 | 0 | 0 | 0 | 0 | 0 | 0 | 0 | 0 | 0
F1_Commercial_Office_New_Food Preparation_Natural Gas_Double Rack Oven_E9 | F1 | Commercial | Office | New | Food Preparation | Natural Gas | Double Rack Oven | E9 | RVT - Cost of Equipment | 0 | 0 | 0 | 0 | 0 | 0 | 0 | 0 | 0 | 0 | 0 | 0 | 0 | 0 | 0 | 0 | 0 | 0 | 0 | 0 | 0 | 0 | 0 | 0 | 0 | 0 | 0 | 0 | 0 | 0 | 0 | 0 | 0 | 0 | 0 | 0 | 0 | 0 | 0 | 0 | 0 | 0
F1_Commercial_Office_New_Food Preparation_Natural Gas_Double Rack Oven_E10 | F1 | Commercial | Office | New | Food Preparation | Natural Gas | Double Rack Oven | E10 | RVT - Cost of Equipment | 0 | 0 | 0 | 0 | 0 | 0 | 0 | 0 | 0 | 0 | 0 | 0 | 0 | 0 | 0 | 0 | 0 | 0 | 0 | 0 | 0 | 0 | 0 | 0 | 0 | 0 | 0 | 0 | 0 | 0 | 0 | 0 | 0 | 0 | 0 | 0 | 0 | 0 | 0 | 0 | 0 | 0
F2_Commercial_Office_New_Food Preparation_Natural Gas_Double Rack Oven_E1 | F2 | Commercial | Office | New | Food Preparation | Natural Gas | Double Rack Oven | E1 | RVT - Cost of Operation | 0.78011 | 0.78111 | 0.78538 | 0.7814 | 0.77938 | 0.78248 | 0.78993 | 0.796 | 0.8034 | 0.81052 | 0.81773 | 0.82454 | 0.83179 | 0.83929 | 0.84656 | 0.854 | 0.8615 | 0.86955 | 0.87792 | 0.88655 | 0.89483 | 0.90315 | 0.91061 | 0.91808 | 0.92455 | 0.93015 | 0.93524 | 0.93963 | 0.94307 | 0.94589 | 0.94743 | 0.94846 | 0.94846 | 0 | 0 | 0 | 0 | 0 | 0 | 0 | 0 | 0
F2_Commercial_Office_New_Food Preparation_Natural Gas_Double Rack Oven_E2 | F2 | Commercial | Office | New | Food Preparation | Natural Gas | Double Rack Oven | E2 | RVT - Cost of Operation | 0.42552 | 0.42606 | 0.42839 | 0.42622 | 0.42511 | 0.42681 | 0.43087 | 0.43418 | 0.43822 | 0.4421 | 0.44604 | 0.44975 | 0.4537 | 0.45779 | 0.46176 | 0.46582 | 0.46991 | 0.4743 | 0.47887 | 0.48357 | 0.48809 | 0.49263 | 0.49669 | 0.50077 | 0.5043 | 0.50735 | 0.51013 | 0.51253 | 0.5144 | 0.51594 | 0.51678 | 0.51734 | 0.51734 | 0 | 0 | 0 | 0 | 0 | 0 | 0 | 0 | 0
F2_Commercial_Office_New_Food Preparation_Natural Gas_Double Rack Oven_E3 | F2 | Commercial | Office | New | Food Preparation | Natural Gas | Double Rack Oven | E3 | RVT - Cost of Operation | 0 | 0 | 0 | 0 | 0 | 0 | 0 | 0 | 0 | 0 | 0 | 0 | 0 | 0 | 0 | 0 | 0 | 0 | 0 | 0 | 0 | 0 | 0 | 0 | 0 | 0 | 0 | 0 | 0 | 0 | 0 | 0 | 0 | 0 | 0 | 0 | 0 | 0 | 0 | 0 | 0 | 0
F2_Commercial_Office_New_Food Preparation_Natural Gas_Double Rack Oven_E4 | F2 | Commercial | Office | New | Food Preparation | Natural Gas | Double Rack Oven | E4 | RVT - Cost of Operation | 0 | 0 | 0 | 0 | 0 | 0 | 0 | 0 | 0 | 0 | 0 | 0 | 0 | 0 | 0 | 0 | 0 | 0 | 0 | 0 | 0 | 0 | 0 | 0 | 0 | 0 | 0 | 0 | 0 | 0 | 0 | 0 | 0 | 0 | 0 | 0 | 0 | 0 | 0 | 0 | 0 | 0
F2_Commercial_Office_New_Food Preparation_Natural Gas_Double Rack Oven_E5 | F2 | Commercial | Office | New | Food Preparation | Natural Gas | Double Rack Oven | E5 | RVT - Cost of Operation | 0 | 0 | 0 | 0 | 0 | 0 | 0 | 0 | 0 | 0 | 0 | 0 | 0 | 0 | 0 | 0 | 0 | 0 | 0 | 0 | 0 | 0 | 0 | 0 | 0 | 0 | 0 | 0 | 0 | 0 | 0 | 0 | 0 | 0 | 0 | 0 | 0 | 0 | 0 | 0 | 0 | 0
F2_Commercial_Office_New_Food Preparation_Natural Gas_Double Rack Oven_E6 | F2 | Commercial | Office | New | Food Preparation | Natural Gas | Double Rack Oven | E6 | RVT - Cost of Operation | 0 | 0 | 0 | 0 | 0 | 0 | 0 | 0 | 0 | 0 | 0 | 0 | 0 | 0 | 0 | 0 | 0 | 0 | 0 | 0 | 0 | 0 | 0 | 0 | 0 | 0 | 0 | 0 | 0 | 0 | 0 | 0 | 0 | 0 | 0 | 0 | 0 | 0 | 0 | 0 | 0 | 0
F2_Commercial_Office_New_Food Preparation_Natural Gas_Double Rack Oven_E7 | F2 | Commercial | Office | New | Food Preparation | Natural Gas | Double Rack Oven | E7 | RVT - Cost of Operation | 0 | 0 | 0 | 0 | 0 | 0 | 0 | 0 | 0 | 0 | 0 | 0 | 0 | 0 | 0 | 0 | 0 | 0 | 0 | 0 | 0 | 0 | 0 | 0 | 0 | 0 | 0 | 0 | 0 | 0 | 0 | 0 | 0 | 0 | 0 | 0 | 0 | 0 | 0 | 0 | 0 | 0
F2_Commercial_Office_New_Food Preparation_Natural Gas_Double Rack Oven_E8 | F2 | Commercial | Office | New | Food Preparation | Natural Gas | Double Rack Oven | E8 | RVT - Cost of Operation | 0 | 0 | 0 | 0 | 0 | 0 | 0 | 0 | 0 | 0 | 0 | 0 | 0 | 0 | 0 | 0 | 0 | 0 | 0 | 0 | 0 | 0 | 0 | 0 | 0 | 0 | 0 | 0 | 0 | 0 | 0 | 0 | 0 | 0 | 0 | 0 | 0 | 0 | 0 | 0 | 0 | 0
F2_Commercial_Office_New_Food Preparation_Natural Gas_Double Rack Oven_E9 | F2 | Commercial | Office | New | Food Preparation | Natural Gas | Double Rack Oven | E9 | RVT - Cost of Operation | 0 | 0 | 0 | 0 | 0 | 0 | 0 | 0 | 0 | 0 | 0 | 0 | 0 | 0 | 0 | 0 | 0 | 0 | 0 | 0 | 0 | 0 | 0 | 0 | 0 | 0 | 0 | 0 | 0 | 0 | 0 | 0 | 0 | 0 | 0 | 0 | 0 | 0 | 0 | 0 | 0 | 0
F2_Commercial_Office_New_Food Preparation_Natural Gas_Double Rack Oven_E10 | F2 | Commercial | Office | New | Food Preparation | Natural Gas | Double Rack Oven | E10 | RVT - Cost of Operation | 0 | 0 | 0 | 0 | 0 | 0 | 0 | 0 | 0 | 0 | 0 | 0 | 0 | 0 | 0 | 0 | 0 | 0 | 0 | 0 | 0 | 0 | 0 | 0 | 0 | 0 | 0 | 0 | 0 | 0 | 0 | 0 | 0 | 0 | 0 | 0 | 0 | 0 | 0 | 0 | 0 | 0
F3_Commercial_Office_New_Food Preparation_Natural Gas_Double Rack Oven_E1 | F3 | Commercial | Office | New | Food Preparation | Natural Gas | Double Rack Oven | E1 | System - kBTUs of Consumption | 0.12851 | 0.12851 | 0.12851 | 0.12851 | 0.12851 | 0.12851 | 0.12851 | 0.12851 | 0.12851 | 0.12851 | 0.12851 | 0.12851 | 0.12851 | 0.12851 | 0.12851 | 0.12851 | 0.12851 | 0.12851 | 0.12851 | 0.12851 | 0.12851 | 0.12851 | 0.12851 | 0.12851 | 0.12851 | 0.12851 | 0.12851 | 0.12851 | 0.12851 | 0.12851 | 0.12851 | 0.12851 | 0.12851 | 0 | 0 | 0 | 0 | 0 | 0 | 0 | 0 | 0
F3_Commercial_Office_New_Food Preparation_Natural Gas_Double Rack Oven_E2 | F3 | Commercial | Office | New | Food Preparation | Natural Gas | Double Rack Oven | E2 | System - kBTUs of Consumption | 0.1709 | 0.1709 | 0.1709 | 0.1709 | 0.1709 | 0.1709 | 0.1709 | 0.1709 | 0.1709 | 0.1709 | 0.1709 | 0.1709 | 0.1709 | 0.1709 | 0.1709 | 0.1709 | 0.1709 | 0.1709 | 0.1709 | 0.1709 | 0.1709 | 0.1709 | 0.1709 | 0.1709 | 0.1709 | 0.1709 | 0.1709 | 0.1709 | 0.1709 | 0.1709 | 0.1709 | 0.1709 | 0.1709 | 0 | 0 | 0 | 0 | 0 | 0 | 0 | 0 | 0
F3_Commercial_Office_New_Food Preparation_Natural Gas_Double Rack Oven_E3 | F3 | Commercial | Office | New | Food Preparation | Natural Gas | Double Rack Oven | E3 | System - kBTUs of Consumption | 0 | 0 | 0 | 0 | 0 | 0 | 0 | 0 | 0 | 0 | 0 | 0 | 0 | 0 | 0 | 0 | 0 | 0 | 0 | 0 | 0 | 0 | 0 | 0 | 0 | 0 | 0 | 0 | 0 | 0 | 0 | 0 | 0 | 0 | 0 | 0 | 0 | 0 | 0 | 0 | 0 | 0
F3_Commercial_Office_New_Food Preparation_Natural Gas_Double Rack Oven_E4 | F3 | Commercial | Office | New | Food Preparation | Natural Gas | Double Rack Oven | E4 | System - kBTUs of Consumption | 0 | 0 | 0 | 0 | 0 | 0 | 0 | 0 | 0 | 0 | 0 | 0 | 0 | 0 | 0 | 0 | 0 | 0 | 0 | 0 | 0 | 0 | 0 | 0 | 0 | 0 | 0 | 0 | 0 | 0 | 0 | 0 | 0 | 0 | 0 | 0 | 0 | 0 | 0 | 0 | 0 | 0
F3_Commercial_Office_New_Food Preparation_Natural Gas_Double Rack Oven_E5 | F3 | Commercial | Office | New | Food Preparation | Natural Gas | Double Rack Oven | E5 | System - kBTUs of Consumption | 0 | 0 | 0 | 0 | 0 | 0 | 0 | 0 | 0 | 0 | 0 | 0 | 0 | 0 | 0 | 0 | 0 | 0 | 0 | 0 | 0 | 0 | 0 | 0 | 0 | 0 | 0 | 0 | 0 | 0 | 0 | 0 | 0 | 0 | 0 | 0 | 0 | 0 | 0 | 0 | 0 | 0
F3_Commercial_Office_New_Food Preparation_Natural Gas_Double Rack Oven_E6 | F3 | Commercial | Office | New | Food Preparation | Natural Gas | Double Rack Oven | E6 | System - kBTUs of Consumption | 0 | 0 | 0 | 0 | 0 | 0 | 0 | 0 | 0 | 0 | 0 | 0 | 0 | 0 | 0 | 0 | 0 | 0 | 0 | 0 | 0 | 0 | 0 | 0 | 0 | 0 | 0 | 0 | 0 | 0 | 0 | 0 | 0 | 0 | 0 | 0 | 0 | 0 | 0 | 0 | 0 | 0
F3_Commercial_Office_New_Food Preparation_Natural Gas_Double Rack Oven_E7 | F3 | Commercial | Office | New | Food Preparation | Natural Gas | Double Rack Oven | E7 | System - kBTUs of Consumption | 0 | 0 | 0 | 0 | 0 | 0 | 0 | 0 | 0 | 0 | 0 | 0 | 0 | 0 | 0 | 0 | 0 | 0 | 0 | 0 | 0 | 0 | 0 | 0 | 0 | 0 | 0 | 0 | 0 | 0 | 0 | 0 | 0 | 0 | 0 | 0 | 0 | 0 | 0 | 0 | 0 | 0
F3_Commercial_Office_New_Food Preparation_Natural Gas_Double Rack Oven_E8 | F3 | Commercial | Office | New | Food Preparation | Natural Gas | Double Rack Oven | E8 | System - kBTUs of Consumption | 0 | 0 | 0 | 0 | 0 | 0 | 0 | 0 | 0 | 0 | 0 | 0 | 0 | 0 | 0 | 0 | 0 | 0 | 0 | 0 | 0 | 0 | 0 | 0 | 0 | 0 | 0 | 0 | 0 | 0 | 0 | 0 | 0 | 0 | 0 | 0 | 0 | 0 | 0 | 0 | 0 | 0
F3_Commercial_Office_New_Food Preparation_Natural Gas_Double Rack Oven_E9 | F3 | Commercial | Office | New | Food Preparation | Natural Gas | Double Rack Oven | E9 | System - kBTUs of Consumption | 0 | 0 | 0 | 0 | 0 | 0 | 0 | 0 | 0 | 0 | 0 | 0 | 0 | 0 | 0 | 0 | 0 | 0 | 0 | 0 | 0 | 0 | 0 | 0 | 0 | 0 | 0 | 0 | 0 | 0 | 0 | 0 | 0 | 0 | 0 | 0 | 0 | 0 | 0 | 0 | 0 | 0
F3_Commercial_Office_New_Food Preparation_Natural Gas_Double Rack Oven_E10 | F3 | Commercial | Office | New | Food Preparation | Natural Gas | Double Rack Oven | E10 | System - kBTUs of Consumption | 0 | 0 | 0 | 0 | 0 | 0 | 0 | 0 | 0 | 0 | 0 | 0 | 0 | 0 | 0 | 0 | 0 | 0 | 0 | 0 | 0 | 0 | 0 | 0 | 0 | 0 | 0 | 0 | 0 | 0 | 0 | 0 | 0 | 0 | 0 | 0 | 0 | 0 | 0 | 0 | 0 | 0
F4_Commercial_Office_New_Food Preparation_Natural Gas_Double Rack Oven_E1 | F4 | Commercial | Office | New | Food Preparation | Natural Gas | Double Rack Oven | E1 | Utility - Cost of Equipment | 0.78011 | 0.78111 | 0.78538 | 0.7814 | 0.77938 | 0.78248 | 0.78993 | 0.796 | 0.8034 | 0.81052 | 0.81773 | 0.82454 | 0.83179 | 0.83929 | 0.84656 | 0.854 | 0.8615 | 0.86955 | 0.87792 | 0.88655 | 0.89483 | 0.90315 | 0.91061 | 0.91808 | 0.92455 | 0.93015 | 0.93524 | 0.93963 | 0.94307 | 0.94589 | 0.94743 | 0.94846 | 0.94846 | 0 | 0 | 0 | 0 | 0 | 0 | 0 | 0 | 0
F4_Commercial_Office_New_Food Preparation_Natural Gas_Double Rack Oven_E2 | F4 | Commercial | Office | New | Food Preparation | Natural Gas | Double Rack Oven | E2 | Utility - Cost of Equipment | 0.42552 | 0.42606 | 0.42839 | 0.42622 | 0.42511 | 0.42681 | 0.43087 | 0.43418 | 0.43822 | 0.4421 | 0.44604 | 0.44975 | 0.4537 | 0.45779 | 0.46176 | 0.46582 | 0.46991 | 0.4743 | 0.47887 | 0.48357 | 0.48809 | 0.49263 | 0.49669 | 0.50077 | 0.5043 | 0.50735 | 0.51013 | 0.51253 | 0.5144 | 0.51594 | 0.51678 | 0.51734 | 0.51734 | 0 | 0 | 0 | 0 | 0 | 0 | 0 | 0 | 0
F4_Commercial_Office_New_Food Preparation_Natural Gas_Double Rack Oven_E3 | F4 | Commercial | Office | New | Food Preparation | Natural Gas | Double Rack Oven | E3 | Utility - Cost of Equipment | 0 | 0 | 0 | 0 | 0 | 0 | 0 | 0 | 0 | 0 | 0 | 0 | 0 | 0 | 0 | 0 | 0 | 0 | 0 | 0 | 0 | 0 | 0 | 0 | 0 | 0 | 0 | 0 | 0 | 0 | 0 | 0 | 0 | 0 | 0 | 0 | 0 | 0 | 0 | 0 | 0 | 0
F4_Commercial_Office_New_Food Preparation_Natural Gas_Double Rack Oven_E4 | F4 | Commercial | Office | New | Food Preparation | Natural Gas | Double Rack Oven | E4 | Utility - Cost of Equipment | 0 | 0 | 0 | 0 | 0 | 0 | 0 | 0 | 0 | 0 | 0 | 0 | 0 | 0 | 0 | 0 | 0 | 0 | 0 | 0 | 0 | 0 | 0 | 0 | 0 | 0 | 0 | 0 | 0 | 0 | 0 | 0 | 0 | 0 | 0 | 0 | 0 | 0 | 0 | 0 | 0 | 0
F4_Commercial_Office_New_Food Preparation_Natural Gas_Double Rack Oven_E5 | F4 | Commercial | Office | New | Food Preparation | Natural Gas | Double Rack Oven | E5 | Utility - Cost of Equipment | 0 | 0 | 0 | 0 | 0 | 0 | 0 | 0 | 0 | 0 | 0 | 0 | 0 | 0 | 0 | 0 | 0 | 0 | 0 | 0 | 0 | 0 | 0 | 0 | 0 | 0 | 0 | 0 | 0 | 0 | 0 | 0 | 0 | 0 | 0 | 0 | 0 | 0 | 0 | 0 | 0 | 0
F4_Commercial_Office_New_Food Preparation_Natural Gas_Double Rack Oven_E6 | F4 | Commercial | Office | New | Food Preparation | Natural Gas | Double Rack Oven | E6 | Utility - Cost of Equipment | 0 | 0 | 0 | 0 | 0 | 0 | 0 | 0 | 0 | 0 | 0 | 0 | 0 | 0 | 0 | 0 | 0 | 0 | 0 | 0 | 0 | 0 | 0 | 0 | 0 | 0 | 0 | 0 | 0 | 0 | 0 | 0 | 0 | 0 | 0 | 0 | 0 | 0 | 0 | 0 | 0 | 0
F4_Commercial_Office_New_Food Preparation_Natural Gas_Double Rack Oven_E7 | F4 | Commercial | Office | New | Food Preparation | Natural Gas | Double Rack Oven | E7 | Utility - Cost of Equipment | 0 | 0 | 0 | 0 | 0 | 0 | 0 | 0 | 0 | 0 | 0 | 0 | 0 | 0 | 0 | 0 | 0 | 0 | 0 | 0 | 0 | 0 | 0 | 0 | 0 | 0 | 0 | 0 | 0 | 0 | 0 | 0 | 0 | 0 | 0 | 0 | 0 | 0 | 0 | 0 | 0 | 0
F4_Commercial_Office_New_Food Preparation_Natural Gas_Double Rack Oven_E8 | F4 | Commercial | Office | New | Food Preparation | Natural Gas | Double Rack Oven | E8 | Utility - Cost of Equipment | 0 | 0 | 0 | 0 | 0 | 0 | 0 | 0 | 0 | 0 | 0 | 0 | 0 | 0 | 0 | 0 | 0 | 0 | 0 | 0 | 0 | 0 | 0 | 0 | 0 | 0 | 0 | 0 | 0 | 0 | 0 | 0 | 0 | 0 | 0 | 0 | 0 | 0 | 0 | 0 | 0 | 0
F4_Commercial_Office_New_Food Preparation_Natural Gas_Double Rack Oven_E9 | F4 | Commercial | Office | New | Food Preparation | Natural Gas | Double Rack Oven | E9 | Utility - Cost of Equipment | 0 | 0 | 0 | 0 | 0 | 0 | 0 | 0 | 0 | 0 | 0 | 0 | 0 | 0 | 0 | 0 | 0 | 0 | 0 | 0 | 0 | 0 | 0 | 0 | 0 | 0 | 0 | 0 | 0 | 0 | 0 | 0 | 0 | 0 | 0 | 0 | 0 | 0 | 0 | 0 | 0 | 0
F4_Commercial_Office_New_Food Preparation_Natural Gas_Double Rack Oven_E10 | F4 | Commercial | Office | New | Food Preparation | Natural Gas | Double Rack Oven | E10 | Utility - Cost of Equipment | 0 | 0 | 0 | 0 | 0 | 0 | 0 | 0 | 0 | 0 | 0 | 0 | 0 | 0 | 0 | 0 | 0 | 0 | 0 | 0 | 0 | 0 | 0 | 0 | 0 | 0 | 0 | 0 | 0 | 0 | 0 | 0 | 0 | 0 | 0 | 0 | 0 | 0 | 0 | 0 | 0 | 0
F5_Commercial_Office_New_Food Preparation_Natural Gas_Double Rack Oven_E1 | F5 | Commercial | Office | New | Food Preparation | Natural Gas | Double Rack Oven | E1 | Utility - Cost of Operation | 0.12851 | 0.12851 | 0.12851 | 0.12851 | 0.12851 | 0.12851 | 0.12851 | 0.12851 | 0.12851 | 0.12851 | 0.12851 | 0.12851 | 0.12851 | 0.12851 | 0.12851 | 0.12851 | 0.12851 | 0.12851 | 0.12851 | 0.12851 | 0.12851 | 0.12851 | 0.12851 | 0.12851 | 0.12851 | 0.12851 | 0.12851 | 0.12851 | 0.12851 | 0.12851 | 0.12851 | 0.12851 | 0.12851 | 0 | 0 | 0 | 0 | 0 | 0 | 0 | 0 | 0
F5_Commercial_Office_New_Food Preparation_Natural Gas_Double Rack Oven_E2 | F5 | Commercial | Office | New | Food Preparation | Natural Gas | Double Rack Oven | E2 | Utility - Cost of Operation | 0.1709 | 0.1709 | 0.1709 | 0.1709 | 0.1709 | 0.1709 | 0.1709 | 0.1709 | 0.1709 | 0.1709 | 0.1709 | 0.1709 | 0.1709 | 0.1709 | 0.1709 | 0.1709 | 0.1709 | 0.1709 | 0.1709 | 0.1709 | 0.1709 | 0.1709 | 0.1709 | 0.1709 | 0.1709 | 0.1709 | 0.1709 | 0.1709 | 0.1709 | 0.1709 | 0.1709 | 0.1709 | 0.1709 | 0 | 0 | 0 | 0 | 0 | 0 | 0 | 0 | 0
F5_Commercial_Office_New_Food Preparation_Natural Gas_Double Rack Oven_E3 | F5 | Commercial | Office | New | Food Preparation | Natural Gas | Double Rack Oven | E3 | Utility - Cost of Operation | 0 | 0 | 0 | 0 | 0 | 0 | 0 | 0 | 0 | 0 | 0 | 0 | 0 | 0 | 0 | 0 | 0 | 0 | 0 | 0 | 0 | 0 | 0 | 0 | 0 | 0 | 0 | 0 | 0 | 0 | 0 | 0 | 0 | 0 | 0 | 0 | 0 | 0 | 0 | 0 | 0 | 0
F5_Commercial_Office_New_Food Preparation_Natural Gas_Double Rack Oven_E4 | F5 | Commercial | Office | New | Food Preparation | Natural Gas | Double Rack Oven | E4 | Utility - Cost of Operation | 0 | 0 | 0 | 0 | 0 | 0 | 0 | 0 | 0 | 0 | 0 | 0 | 0 | 0 | 0 | 0 | 0 | 0 | 0 | 0 | 0 | 0 | 0 | 0 | 0 | 0 | 0 | 0 | 0 | 0 | 0 | 0 | 0 | 0 | 0 | 0 | 0 | 0 | 0 | 0 | 0 | 0
F5_Commercial_Office_New_Food Preparation_Natural Gas_Double Rack Oven_E5 | F5 | Commercial | Office | New | Food Preparation | Natural Gas | Double Rack Oven | E5 | Utility - Cost of Operation | 0 | 0 | 0 | 0 | 0 | 0 | 0 | 0 | 0 | 0 | 0 | 0 | 0 | 0 | 0 | 0 | 0 | 0 | 0 | 0 | 0 | 0 | 0 | 0 | 0 | 0 | 0 | 0 | 0 | 0 | 0 | 0 | 0 | 0 | 0 | 0 | 0 | 0 | 0 | 0 | 0 | 0
F5_Commercial_Office_New_Food Preparation_Natural Gas_Double Rack Oven_E6 | F5 | Commercial | Office | New | Food Preparation | Natural Gas | Double Rack Oven | E6 | Utility - Cost of Operation | 0 | 0 | 0 | 0 | 0 | 0 | 0 | 0 | 0 | 0 | 0 | 0 | 0 | 0 | 0 | 0 | 0 | 0 | 0 | 0 | 0 | 0 | 0 | 0 | 0 | 0 | 0 | 0 | 0 | 0 | 0 | 0 | 0 | 0 | 0 | 0 | 0 | 0 | 0 | 0 | 0 | 0
F5_Commercial_Office_New_Food Preparation_Natural Gas_Double Rack Oven_E7 | F5 | Commercial | Office | New | Food Preparation | Natural Gas | Double Rack Oven | E7 | Utility - Cost of Operation | 0 | 0 | 0 | 0 | 0 | 0 | 0 | 0 | 0 | 0 | 0 | 0 | 0 | 0 | 0 | 0 | 0 | 0 | 0 | 0 | 0 | 0 | 0 | 0 | 0 | 0 | 0 | 0 | 0 | 0 | 0 | 0 | 0 | 0 | 0 | 0 | 0 | 0 | 0 | 0 | 0 | 0
F5_Commercial_Office_New_Food Preparation_Natural Gas_Double Rack Oven_E8 | F5 | Commercial | Office | New | Food Preparation | Natural Gas | Double Rack Oven | E8 | Utility - Cost of Operation | 0 | 0 | 0 | 0 | 0 | 0 | 0 | 0 | 0 | 0 | 0 | 0 | 0 | 0 | 0 | 0 | 0 | 0 | 0 | 0 | 0 | 0 | 0 | 0 | 0 | 0 | 0 | 0 | 0 | 0 | 0 | 0 | 0 | 0 | 0 | 0 | 0 | 0 | 0 | 0 | 0 | 0
F5_Commercial_Office_New_Food Preparation_Natural Gas_Double Rack Oven_E9 | F5 | Commercial | Office | New | Food Preparation | Natural Gas | Double Rack Oven | E9 | Utility - Cost of Operation | 0 | 0 | 0 | 0 | 0 | 0 | 0 | 0 | 0 | 0 | 0 | 0 | 0 | 0 | 0 | 0 | 0 | 0 | 0 | 0 | 0 | 0 | 0 | 0 | 0 | 0 | 0 | 0 | 0 | 0 | 0 | 0 | 0 | 0 | 0 | 0 | 0 | 0 | 0 | 0 | 0 | 0
F5_Commercial_Office_New_Food Preparation_Natural Gas_Double Rack Oven_E10 | F5 | Commercial | Office | New | Food Preparation | Natural Gas | Double Rack Oven | E10 | Utility - Cost of Operation | 0 | 0 | 0 | 0 | 0 | 0 | 0 | 0 | 0 | 0 | 0 | 0 | 0 | 0 | 0 | 0 | 0 | 0 | 0 | 0 | 0 | 0 | 0 | 0 | 0 | 0 | 0 | 0 | 0 | 0 | 0 | 0 | 0 | 0 | 0 | 0 | 0 | 0 | 0 | 0 | 0 | 0
F6_Commercial_Office_New_Food Preparation_Natural Gas_Double Rack Oven_E1 | F6 | Commercial | Office | New | Food Preparation | Natural Gas | Double Rack Oven | E1 | Utility - Value of Sales | 0.41294 | 0.41478 | 0.41775 | 0.4171 | 0.4171 | 0.4171 | 0.4171 | 0.4171 | 0.4171 | 0.4171 | 0.4171 | 0.4171 | 0.4171 | 0.4171 | 0.4171 | 0.4171 | 0.4171 | 0.4171 | 0.4171 | 0.4171 | 0.4171 | 0.4171 | 0.4171 | 0.4171 | 0.4171 | 0.4171 | 0.4171 | 0.4171 | 0.4171 | 0.4171 | 0.4171 | 0.4171 | 0.4171 | 0 | 0 | 0 | 0 | 0 | 0 | 0 | 0 | 0
F6_Commercial_Office_New_Food Preparation_Natural Gas_Double Rack Oven_E2 | F6 | Commercial | Office | New | Food Preparation | Natural Gas | Double Rack Oven | E2 | Utility - Value of Sales | 0.22524 | 0.22625 | 0.22787 | 0.22751 | 0.22751 | 0.22751 | 0.22751 | 0.22751 | 0.22751 | 0.22751 | 0.22751 | 0.22751 | 0.22751 | 0.22751 | 0.22751 | 0.22751 | 0.22751 | 0.22751 | 0.22751 | 0.22751 | 0.22751 | 0.22751 | 0.22751 | 0.22751 | 0.22751 | 0.22751 | 0.22751 | 0.22751 | 0.22751 | 0.22751 | 0.22751 | 0.22751 | 0.22751 | 0 | 0 | 0 | 0 | 0 | 0 | 0 | 0 | 0
F6_Commercial_Office_New_Food Preparation_Natural Gas_Double Rack Oven_E3 | F6 | Commercial | Office | New | Food Preparation | Natural Gas | Double Rack Oven | E3 | Utility - Value of Sales | 0 | 0 | 0 | 0 | 0 | 0 | 0 | 0 | 0 | 0 | 0 | 0 | 0 | 0 | 0 | 0 | 0 | 0 | 0 | 0 | 0 | 0 | 0 | 0 | 0 | 0 | 0 | 0 | 0 | 0 | 0 | 0 | 0 | 0 | 0 | 0 | 0 | 0 | 0 | 0 | 0 | 0
F6_Commercial_Office_New_Food Preparation_Natural Gas_Double Rack Oven_E4 | F6 | Commercial | Office | New | Food Preparation | Natural Gas | Double Rack Oven | E4 | Utility - Value of Sales | 0 | 0 | 0 | 0 | 0 | 0 | 0 | 0 | 0 | 0 | 0 | 0 | 0 | 0 | 0 | 0 | 0 | 0 | 0 | 0 | 0 | 0 | 0 | 0 | 0 | 0 | 0 | 0 | 0 | 0 | 0 | 0 | 0 | 0 | 0 | 0 | 0 | 0 | 0 | 0 | 0 | 0
F6_Commercial_Office_New_Food Preparation_Natural Gas_Double Rack Oven_E5 | F6 | Commercial | Office | New | Food Preparation | Natural Gas | Double Rack Oven | E5 | Utility - Value of Sales | 0 | 0 | 0 | 0 | 0 | 0 | 0 | 0 | 0 | 0 | 0 | 0 | 0 | 0 | 0 | 0 | 0 | 0 | 0 | 0 | 0 | 0 | 0 | 0 | 0 | 0 | 0 | 0 | 0 | 0 | 0 | 0 | 0 | 0 | 0 | 0 | 0 | 0 | 0 | 0 | 0 | 0
F6_Commercial_Office_New_Food Preparation_Natural Gas_Double Rack Oven_E6 | F6 | Commercial | Office | New | Food Preparation | Natural Gas | Double Rack Oven | E6 | Utility - Value of Sales | 0 | 0 | 0 | 0 | 0 | 0 | 0 | 0 | 0 | 0 | 0 | 0 | 0 | 0 | 0 | 0 | 0 | 0 | 0 | 0 | 0 | 0 | 0 | 0 | 0 | 0 | 0 | 0 | 0 | 0 | 0 | 0 | 0 | 0 | 0 | 0 | 0 | 0 | 0 | 0 | 0 | 0
F6_Commercial_Office_New_Food Preparation_Natural Gas_Double Rack Oven_E7 | F6 | Commercial | Office | New | Food Preparation | Natural Gas | Double Rack Oven | E7 | Utility - Value of Sales | 0 | 0 | 0 | 0 | 0 | 0 | 0 | 0 | 0 | 0 | 0 | 0 | 0 | 0 | 0 | 0 | 0 | 0 | 0 | 0 | 0 | 0 | 0 | 0 | 0 | 0 | 0 | 0 | 0 | 0 | 0 | 0 | 0 | 0 | 0 | 0 | 0 | 0 | 0 | 0 | 0 | 0
F6_Commercial_Office_New_Food Preparation_Natural Gas_Double Rack Oven_E8 | F6 | Commercial | Office | New | Food Preparation | Natural Gas | Double Rack Oven | E8 | Utility - Value of Sales | 0 | 0 | 0 | 0 | 0 | 0 | 0 | 0 | 0 | 0 | 0 | 0 | 0 | 0 | 0 | 0 | 0 | 0 | 0 | 0 | 0 | 0 | 0 | 0 | 0 | 0 | 0 | 0 | 0 | 0 | 0 | 0 | 0 | 0 | 0 | 0 | 0 | 0 | 0 | 0 | 0 | 0
F6_Commercial_Office_New_Food Preparation_Natural Gas_Double Rack Oven_E9 | F6 | Commercial | Office | New | Food Preparation | Natural Gas | Double Rack Oven | E9 | Utility - Value of Sales | 0 | 0 | 0 | 0 | 0 | 0 | 0 | 0 | 0 | 0 | 0 | 0 | 0 | 0 | 0 | 0 | 0 | 0 | 0 | 0 | 0 | 0 | 0 | 0 | 0 | 0 | 0 | 0 | 0 | 0 | 0 | 0 | 0 | 0 | 0 | 0 | 0 | 0 | 0 | 0 | 0 | 0
F6_Commercial_Office_New_Food Preparation_Natural Gas_Double Rack Oven_E10 | F6 | Commercial | Office | New | Food Preparation | Natural Gas | Double Rack Oven | E10 | Utility - Value of Sales | 0 | 0 | 0 | 0 | 0 | 0 | 0 | 0 | 0 | 0 | 0 | 0 | 0 | 0 | 0 | 0 | 0 | 0 | 0 | 0 | 0 | 0 | 0 | 0 | 0 | 0 | 0 | 0 | 0 | 0 | 0 | 0 | 0 | 0 | 0 | 0 | 0 | 0 | 0 | 0 | 0 | 0
F1_Commercial_Office_New_Food Preparation_Natural Gas_Fryer_E1 | F1 | Commercial | Office | New | Food Preparation | Natural Gas | Fryer | E1 | RVT - Cost of Equipment | 0.32387 | 0.32351 | 0.32491 | 0 | 0 | 0 | 0 | 0 | 0 | 0 | 0 | 0 | 0 | 0 | 0 | 0 | 0 | 0 | 0 | 0 | 0 | 0 | 0 | 0 | 0 | 0 | 0 | 0 | 0 | 0 | 0 | 0 | 0 | 0 | 0 | 0 | 0 | 0 | 0 | 0 | 0 | 0
F1_Commercial_Office_New_Food Preparation_Natural Gas_Fryer_E2 | F1 | Commercial | Office | New | Food Preparation | Natural Gas | Fryer | E2 | RVT - Cost of Equipment | 0.21764 | 0.2174 | 0.21833 | 0.21637 | 0.21512 | 0.21571 | 0.21787 | 0.21956 | 0.22169 | 0.2237 | 0.22568 | 0.2275 | 0.22942 | 0.23144 | 0.23335 | 0.23532 | 0.23727 | 0.23945 | 0.24172 | 0.24413 | 0.24649 | 0.24901 | 0.25137 | 0.25388 | 0.25612 | 0.25811 | 0.25992 | 0.26148 | 0.2627 | 0.2637 | 0.26424 | 0.26461 | 0.26461 | 0 | 0 | 0 | 0 | 0 | 0 | 0 | 0 | 0
F1_Commercial_Office_New_Food Preparation_Natural Gas_Fryer_E3 | F1 | Commercial | Office | New | Food Preparation | Natural Gas | Fryer | E3 | RVT - Cost of Equipment | 0 | 0 | 0 | 0 | 0 | 0 | 0 | 0 | 0 | 0 | 0 | 0 | 0 | 0 | 0 | 0 | 0 | 0 | 0 | 0 | 0 | 0 | 0 | 0 | 0 | 0 | 0 | 0 | 0 | 0 | 0 | 0 | 0 | 0 | 0 | 0 | 0 | 0 | 0 | 0 | 0 | 0
F1_Commercial_Office_New_Food Preparation_Natural Gas_Fryer_E4 | F1 | Commercial | Office | New | Food Preparation | Natural Gas | Fryer | E4 | RVT - Cost of Equipment | 0 | 0 | 0 | 0 | 0 | 0 | 0 | 0 | 0 | 0 | 0 | 0 | 0 | 0 | 0 | 0 | 0 | 0 | 0 | 0 | 0 | 0 | 0 | 0 | 0 | 0 | 0 | 0 | 0 | 0 | 0 | 0 | 0 | 0 | 0 | 0 | 0 | 0 | 0 | 0 | 0 | 0
F1_Commercial_Office_New_Food Preparation_Natural Gas_Fryer_E5 | F1 | Commercial | Office | New | Food Preparation | Natural Gas | Fryer | E5 | RVT - Cost of Equipment | 0 | 0 | 0 | 0 | 0 | 0 | 0 | 0 | 0 | 0 | 0 | 0 | 0 | 0 | 0 | 0 | 0 | 0 | 0 | 0 | 0 | 0 | 0 | 0 | 0 | 0 | 0 | 0 | 0 | 0 | 0 | 0 | 0 | 0 | 0 | 0 | 0 | 0 | 0 | 0 | 0 | 0
F1_Commercial_Office_New_Food Preparation_Natural Gas_Fryer_E6 | F1 | Commercial | Office | New | Food Preparation | Natural Gas | Fryer | E6 | RVT - Cost of Equipment | 0 | 0 | 0 | 0 | 0 | 0 | 0 | 0 | 0 | 0 | 0 | 0 | 0 | 0 | 0 | 0 | 0 | 0 | 0 | 0 | 0 | 0 | 0 | 0 | 0 | 0 | 0 | 0 | 0 | 0 | 0 | 0 | 0 | 0 | 0 | 0 | 0 | 0 | 0 | 0 | 0 | 0
F1_Commercial_Office_New_Food Preparation_Natural Gas_Fryer_E7 | F1 | Commercial | Office | New | Food Preparation | Natural Gas | Fryer | E7 | RVT - Cost of Equipment | 0 | 0 | 0 | 0 | 0 | 0 | 0 | 0 | 0 | 0 | 0 | 0 | 0 | 0 | 0 | 0 | 0 | 0 | 0 | 0 | 0 | 0 | 0 | 0 | 0 | 0 | 0 | 0 | 0 | 0 | 0 | 0 | 0 | 0 | 0 | 0 | 0 | 0 | 0 | 0 | 0 | 0
F1_Commercial_Office_New_Food Preparation_Natural Gas_Fryer_E8 | F1 | Commercial | Office | New | Food Preparation | Natural Gas | Fryer | E8 | RVT - Cost of Equipment | 0 | 0 | 0 | 0 | 0 | 0 | 0 | 0 | 0 | 0 | 0 | 0 | 0 | 0 | 0 | 0 | 0 | 0 | 0 | 0 | 0 | 0 | 0 | 0 | 0 | 0 | 0 | 0 | 0 | 0 | 0 | 0 | 0 | 0 | 0 | 0 | 0 | 0 | 0 | 0 | 0 | 0
F1_Commercial_Office_New_Food Preparation_Natural Gas_Fryer_E9 | F1 | Commercial | Office | New | Food Preparation | Natural Gas | Fryer | E9 | RVT - Cost of Equipment | 0 | 0 | 0 | 0 | 0 | 0 | 0 | 0 | 0 | 0 | 0 | 0 | 0 | 0 | 0 | 0 | 0 | 0 | 0 | 0 | 0 | 0 | 0 | 0 | 0 | 0 | 0 | 0 | 0 | 0 | 0 | 0 | 0 | 0 | 0 | 0 | 0 | 0 | 0 | 0 | 0 | 0
F1_Commercial_Office_New_Food Preparation_Natural Gas_Fryer_E10 | F1 | Commercial | Office | New | Food Preparation | Natural Gas | Fryer | E10 | RVT - Cost of Equipment | 0 | 0 | 0 | 0 | 0 | 0 | 0 | 0 | 0 | 0 | 0 | 0 | 0 | 0 | 0 | 0 | 0 | 0 | 0 | 0 | 0 | 0 | 0 | 0 | 0 | 0 | 0 | 0 | 0 | 0 | 0 | 0 | 0 | 0 | 0 | 0 | 0 | 0 | 0 | 0 | 0 | 0
F2_Commercial_Office_New_Food Preparation_Natural Gas_Fryer_E1 | F2 | Commercial | Office | New | Food Preparation | Natural Gas | Fryer | E1 | RVT - Cost of Operation | 0.38802 | 0.38759 | 0.38926 | 0 | 0 | 0 | 0 | 0 | 0 | 0 | 0 | 0 | 0 | 0 | 0 | 0 | 0 | 0 | 0 | 0 | 0 | 0 | 0 | 0 | 0 | 0 | 0 | 0 | 0 | 0 | 0 | 0 | 0 | 0 | 0 | 0 | 0 | 0 | 0 | 0 | 0 | 0
F2_Commercial_Office_New_Food Preparation_Natural Gas_Fryer_E2 | F2 | Commercial | Office | New | Food Preparation | Natural Gas | Fryer | E2 | RVT - Cost of Operation | 0.26074 | 0.26046 | 0.26158 | 0.25922 | 0.25772 | 0.25844 | 0.26102 | 0.26305 | 0.2656 | 0.26801 | 0.27038 | 0.27256 | 0.27486 | 0.27728 | 0.27957 | 0.28192 | 0.28427 | 0.28688 | 0.2896 | 0.29248 | 0.29531 | 0.29834 | 0.30115 | 0.30416 | 0.30685 | 0.30923 | 0.3114 | 0.31326 | 0.31473 | 0.31593 | 0.31658 | 0.31702 | 0.31702 | 0 | 0 | 0 | 0 | 0 | 0 | 0 | 0 | 0
F2_Commercial_Office_New_Food Preparation_Natural Gas_Fryer_E3 | F2 | Commercial | Office | New | Food Preparation | Natural Gas | Fryer | E3 | RVT - Cost of Operation | 0 | 0 | 0 | 0 | 0 | 0 | 0 | 0 | 0 | 0 | 0 | 0 | 0 | 0 | 0 | 0 | 0 | 0 | 0 | 0 | 0 | 0 | 0 | 0 | 0 | 0 | 0 | 0 | 0 | 0 | 0 | 0 | 0 | 0 | 0 | 0 | 0 | 0 | 0 | 0 | 0 | 0
F2_Commercial_Office_New_Food Preparation_Natural Gas_Fryer_E4 | F2 | Commercial | Office | New | Food Preparation | Natural Gas | Fryer | E4 | RVT - Cost of Operation | 0 | 0 | 0 | 0 | 0 | 0 | 0 | 0 | 0 | 0 | 0 | 0 | 0 | 0 | 0 | 0 | 0 | 0 | 0 | 0 | 0 | 0 | 0 | 0 | 0 | 0 | 0 | 0 | 0 | 0 | 0 | 0 | 0 | 0 | 0 | 0 | 0 | 0 | 0 | 0 | 0 | 0
F2_Commercial_Office_New_Food Preparation_Natural Gas_Fryer_E5 | F2 | Commercial | Office | New | Food Preparation | Natural Gas | Fryer | E5 | RVT - Cost of Operation | 0 | 0 | 0 | 0 | 0 | 0 | 0 | 0 | 0 | 0 | 0 | 0 | 0 | 0 | 0 | 0 | 0 | 0 | 0 | 0 | 0 | 0 | 0 | 0 | 0 | 0 | 0 | 0 | 0 | 0 | 0 | 0 | 0 | 0 | 0 | 0 | 0 | 0 | 0 | 0 | 0 | 0
F2_Commercial_Office_New_Food Preparation_Natural Gas_Fryer_E6 | F2 | Commercial | Office | New | Food Preparation | Natural Gas | Fryer | E6 | RVT - Cost of Operation | 0 | 0 | 0 | 0 | 0 | 0 | 0 | 0 | 0 | 0 | 0 | 0 | 0 | 0 | 0 | 0 | 0 | 0 | 0 | 0 | 0 | 0 | 0 | 0 | 0 | 0 | 0 | 0 | 0 | 0 | 0 | 0 | 0 | 0 | 0 | 0 | 0 | 0 | 0 | 0 | 0 | 0
F2_Commercial_Office_New_Food Preparation_Natural Gas_Fryer_E7 | F2 | Commercial | Office | New | Food Preparation | Natural Gas | Fryer | E7 | RVT - Cost of Operation | 0 | 0 | 0 | 0 | 0 | 0 | 0 | 0 | 0 | 0 | 0 | 0 | 0 | 0 | 0 | 0 | 0 | 0 | 0 | 0 | 0 | 0 | 0 | 0 | 0 | 0 | 0 | 0 | 0 | 0 | 0 | 0 | 0 | 0 | 0 | 0 | 0 | 0 | 0 | 0 | 0 | 0
F2_Commercial_Office_New_Food Preparation_Natural Gas_Fryer_E8 | F2 | Commercial | Office | New | Food Preparation | Natural Gas | Fryer | E8 | RVT - Cost of Operation | 0 | 0 | 0 | 0 | 0 | 0 | 0 | 0 | 0 | 0 | 0 | 0 | 0 | 0 | 0 | 0 | 0 | 0 | 0 | 0 | 0 | 0 | 0 | 0 | 0 | 0 | 0 | 0 | 0 | 0 | 0 | 0 | 0 | 0 | 0 | 0 | 0 | 0 | 0 | 0 | 0 | 0
F2_Commercial_Office_New_Food Preparation_Natural Gas_Fryer_E9 | F2 | Commercial | Office | New | Food Preparation | Natural Gas | Fryer | E9 | RVT - Cost of Operation | 0 | 0 | 0 | 0 | 0 | 0 | 0 | 0 | 0 | 0 | 0 | 0 | 0 | 0 | 0 | 0 | 0 | 0 | 0 | 0 | 0 | 0 | 0 | 0 | 0 | 0 | 0 | 0 | 0 | 0 | 0 | 0 | 0 | 0 | 0 | 0 | 0 | 0 | 0 | 0 | 0 | 0
F2_Commercial_Office_New_Food Preparation_Natural Gas_Fryer_E10 | F2 | Commercial | Office | New | Food Preparation | Natural Gas | Fryer | E10 | RVT - Cost of Operation | 0 | 0 | 0 | 0 | 0 | 0 | 0 | 0 | 0 | 0 | 0 | 0 | 0 | 0 | 0 | 0 | 0 | 0 | 0 | 0 | 0 | 0 | 0 | 0 | 0 | 0 | 0 | 0 | 0 | 0 | 0 | 0 | 0 | 0 | 0 | 0 | 0 | 0 | 0 | 0 | 0 | 0
F3_Commercial_Office_New_Food Preparation_Natural Gas_Fryer_E1 | F3 | Commercial | Office | New | Food Preparation | Natural Gas | Fryer | E1 | System - kBTUs of Consumption | 0.10336 | 0.10336 | 0.10336 | 0 | 0 | 0 | 0 | 0 | 0 | 0 | 0 | 0 | 0 | 0 | 0 | 0 | 0 | 0 | 0 | 0 | 0 | 0 | 0 | 0 | 0 | 0 | 0 | 0 | 0 | 0 | 0 | 0 | 0 | 0 | 0 | 0 | 0 | 0 | 0 | 0 | 0 | 0
F3_Commercial_Office_New_Food Preparation_Natural Gas_Fryer_E2 | F3 | Commercial | Office | New | Food Preparation | Natural Gas | Fryer | E2 | System - kBTUs of Consumption | 0.12327 | 0.12327 | 0.12327 | 0.12327 | 0.12327 | 0.12327 | 0.12327 | 0.12327 | 0.12327 | 0.12327 | 0.12327 | 0.12327 | 0.12327 | 0.12327 | 0.12327 | 0.12327 | 0.12327 | 0.12327 | 0.12327 | 0.12327 | 0.12327 | 0.12327 | 0.12327 | 0.12327 | 0.12327 | 0.12327 | 0.12327 | 0.12327 | 0.12327 | 0.12327 | 0.12327 | 0.12327 | 0.12327 | 0 | 0 | 0 | 0 | 0 | 0 | 0 | 0 | 0
F3_Commercial_Office_New_Food Preparation_Natural Gas_Fryer_E3 | F3 | Commercial | Office | New | Food Preparation | Natural Gas | Fryer | E3 | System - kBTUs of Consumption | 0 | 0 | 0 | 0 | 0 | 0 | 0 | 0 | 0 | 0 | 0 | 0 | 0 | 0 | 0 | 0 | 0 | 0 | 0 | 0 | 0 | 0 | 0 | 0 | 0 | 0 | 0 | 0 | 0 | 0 | 0 | 0 | 0 | 0 | 0 | 0 | 0 | 0 | 0 | 0 | 0 | 0
F3_Commercial_Office_New_Food Preparation_Natural Gas_Fryer_E4 | F3 | Commercial | Office | New | Food Preparation | Natural Gas | Fryer | E4 | System - kBTUs of Consumption | 0 | 0 | 0 | 0 | 0 | 0 | 0 | 0 | 0 | 0 | 0 | 0 | 0 | 0 | 0 | 0 | 0 | 0 | 0 | 0 | 0 | 0 | 0 | 0 | 0 | 0 | 0 | 0 | 0 | 0 | 0 | 0 | 0 | 0 | 0 | 0 | 0 | 0 | 0 | 0 | 0 | 0
F3_Commercial_Office_New_Food Preparation_Natural Gas_Fryer_E5 | F3 | Commercial | Office | New | Food Preparation | Natural Gas | Fryer | E5 | System - kBTUs of Consumption | 0 | 0 | 0 | 0 | 0 | 0 | 0 | 0 | 0 | 0 | 0 | 0 | 0 | 0 | 0 | 0 | 0 | 0 | 0 | 0 | 0 | 0 | 0 | 0 | 0 | 0 | 0 | 0 | 0 | 0 | 0 | 0 | 0 | 0 | 0 | 0 | 0 | 0 | 0 | 0 | 0 | 0
F3_Commercial_Office_New_Food Preparation_Natural Gas_Fryer_E6 | F3 | Commercial | Office | New | Food Preparation | Natural Gas | Fryer | E6 | System - kBTUs of Consumption | 0 | 0 | 0 | 0 | 0 | 0 | 0 | 0 | 0 | 0 | 0 | 0 | 0 | 0 | 0 | 0 | 0 | 0 | 0 | 0 | 0 | 0 | 0 | 0 | 0 | 0 | 0 | 0 | 0 | 0 | 0 | 0 | 0 | 0 | 0 | 0 | 0 | 0 | 0 | 0 | 0 | 0
F3_Commercial_Office_New_Food Preparation_Natural Gas_Fryer_E7 | F3 | Commercial | Office | New | Food Preparation | Natural Gas | Fryer | E7 | System - kBTUs of Consumption | 0 | 0 | 0 | 0 | 0 | 0 | 0 | 0 | 0 | 0 | 0 | 0 | 0 | 0 | 0 | 0 | 0 | 0 | 0 | 0 | 0 | 0 | 0 | 0 | 0 | 0 | 0 | 0 | 0 | 0 | 0 | 0 | 0 | 0 | 0 | 0 | 0 | 0 | 0 | 0 | 0 | 0
F3_Commercial_Office_New_Food Preparation_Natural Gas_Fryer_E8 | F3 | Commercial | Office | New | Food Preparation | Natural Gas | Fryer | E8 | System - kBTUs of Consumption | 0 | 0 | 0 | 0 | 0 | 0 | 0 | 0 | 0 | 0 | 0 | 0 | 0 | 0 | 0 | 0 | 0 | 0 | 0 | 0 | 0 | 0 | 0 | 0 | 0 | 0 | 0 | 0 | 0 | 0 | 0 | 0 | 0 | 0 | 0 | 0 | 0 | 0 | 0 | 0 | 0 | 0
F3_Commercial_Office_New_Food Preparation_Natural Gas_Fryer_E9 | F3 | Commercial | Office | New | Food Preparation | Natural Gas | Fryer | E9 | System - kBTUs of Consumption | 0 | 0 | 0 | 0 | 0 | 0 | 0 | 0 | 0 | 0 | 0 | 0 | 0 | 0 | 0 | 0 | 0 | 0 | 0 | 0 | 0 | 0 | 0 | 0 | 0 | 0 | 0 | 0 | 0 | 0 | 0 | 0 | 0 | 0 | 0 | 0 | 0 | 0 | 0 | 0 | 0 | 0
F3_Commercial_Office_New_Food Preparation_Natural Gas_Fryer_E10 | F3 | Commercial | Office | New | Food Preparation | Natural Gas | Fryer | E10 | System - kBTUs of Consumption | 0 | 0 | 0 | 0 | 0 | 0 | 0 | 0 | 0 | 0 | 0 | 0 | 0 | 0 | 0 | 0 | 0 | 0 | 0 | 0 | 0 | 0 | 0 | 0 | 0 | 0 | 0 | 0 | 0 | 0 | 0 | 0 | 0 | 0 | 0 | 0 | 0 | 0 | 0 | 0 | 0 | 0
F4_Commercial_Office_New_Food Preparation_Natural Gas_Fryer_E1 | F4 | Commercial | Office | New | Food Preparation | Natural Gas | Fryer | E1 | Utility - Cost of Equipment | 0.38802 | 0.38759 | 0.38926 | 0 | 0 | 0 | 0 | 0 | 0 | 0 | 0 | 0 | 0 | 0 | 0 | 0 | 0 | 0 | 0 | 0 | 0 | 0 | 0 | 0 | 0 | 0 | 0 | 0 | 0 | 0 | 0 | 0 | 0 | 0 | 0 | 0 | 0 | 0 | 0 | 0 | 0 | 0
F4_Commercial_Office_New_Food Preparation_Natural Gas_Fryer_E2 | F4 | Commercial | Office | New | Food Preparation | Natural Gas | Fryer | E2 | Utility - Cost of Equipment | 0.26074 | 0.26046 | 0.26158 | 0.25922 | 0.25772 | 0.25844 | 0.26102 | 0.26305 | 0.2656 | 0.26801 | 0.27038 | 0.27256 | 0.27486 | 0.27728 | 0.27957 | 0.28192 | 0.28427 | 0.28688 | 0.2896 | 0.29248 | 0.29531 | 0.29834 | 0.30115 | 0.30416 | 0.30685 | 0.30923 | 0.3114 | 0.31326 | 0.31473 | 0.31593 | 0.31658 | 0.31702 | 0.31702 | 0 | 0 | 0 | 0 | 0 | 0 | 0 | 0 | 0
F4_Commercial_Office_New_Food Preparation_Natural Gas_Fryer_E3 | F4 | Commercial | Office | New | Food Preparation | Natural Gas | Fryer | E3 | Utility - Cost of Equipment | 0 | 0 | 0 | 0 | 0 | 0 | 0 | 0 | 0 | 0 | 0 | 0 | 0 | 0 | 0 | 0 | 0 | 0 | 0 | 0 | 0 | 0 | 0 | 0 | 0 | 0 | 0 | 0 | 0 | 0 | 0 | 0 | 0 | 0 | 0 | 0 | 0 | 0 | 0 | 0 | 0 | 0
F4_Commercial_Office_New_Food Preparation_Natural Gas_Fryer_E4 | F4 | Commercial | Office | New | Food Preparation | Natural Gas | Fryer | E4 | Utility - Cost of Equipment | 0 | 0 | 0 | 0 | 0 | 0 | 0 | 0 | 0 | 0 | 0 | 0 | 0 | 0 | 0 | 0 | 0 | 0 | 0 | 0 | 0 | 0 | 0 | 0 | 0 | 0 | 0 | 0 | 0 | 0 | 0 | 0 | 0 | 0 | 0 | 0 | 0 | 0 | 0 | 0 | 0 | 0
F4_Commercial_Office_New_Food Preparation_Natural Gas_Fryer_E5 | F4 | Commercial | Office | New | Food Preparation | Natural Gas | Fryer | E5 | Utility - Cost of Equipment | 0 | 0 | 0 | 0 | 0 | 0 | 0 | 0 | 0 | 0 | 0 | 0 | 0 | 0 | 0 | 0 | 0 | 0 | 0 | 0 | 0 | 0 | 0 | 0 | 0 | 0 | 0 | 0 | 0 | 0 | 0 | 0 | 0 | 0 | 0 | 0 | 0 | 0 | 0 | 0 | 0 | 0
F4_Commercial_Office_New_Food Preparation_Natural Gas_Fryer_E6 | F4 | Commercial | Office | New | Food Preparation | Natural Gas | Fryer | E6 | Utility - Cost of Equipment | 0 | 0 | 0 | 0 | 0 | 0 | 0 | 0 | 0 | 0 | 0 | 0 | 0 | 0 | 0 | 0 | 0 | 0 | 0 | 0 | 0 | 0 | 0 | 0 | 0 | 0 | 0 | 0 | 0 | 0 | 0 | 0 | 0 | 0 | 0 | 0 | 0 | 0 | 0 | 0 | 0 | 0
F4_Commercial_Office_New_Food Preparation_Natural Gas_Fryer_E7 | F4 | Commercial | Office | New | Food Preparation | Natural Gas | Fryer | E7 | Utility - Cost of Equipment | 0 | 0 | 0 | 0 | 0 | 0 | 0 | 0 | 0 | 0 | 0 | 0 | 0 | 0 | 0 | 0 | 0 | 0 | 0 | 0 | 0 | 0 | 0 | 0 | 0 | 0 | 0 | 0 | 0 | 0 | 0 | 0 | 0 | 0 | 0 | 0 | 0 | 0 | 0 | 0 | 0 | 0
F4_Commercial_Office_New_Food Preparation_Natural Gas_Fryer_E8 | F4 | Commercial | Office | New | Food Preparation | Natural Gas | Fryer | E8 | Utility - Cost of Equipment | 0 | 0 | 0 | 0 | 0 | 0 | 0 | 0 | 0 | 0 | 0 | 0 | 0 | 0 | 0 | 0 | 0 | 0 | 0 | 0 | 0 | 0 | 0 | 0 | 0 | 0 | 0 | 0 | 0 | 0 | 0 | 0 | 0 | 0 | 0 | 0 | 0 | 0 | 0 | 0 | 0 | 0
F4_Commercial_Office_New_Food Preparation_Natural Gas_Fryer_E9 | F4 | Commercial | Office | New | Food Preparation | Natural Gas | Fryer | E9 | Utility - Cost of Equipment | 0 | 0 | 0 | 0 | 0 | 0 | 0 | 0 | 0 | 0 | 0 | 0 | 0 | 0 | 0 | 0 | 0 | 0 | 0 | 0 | 0 | 0 | 0 | 0 | 0 | 0 | 0 | 0 | 0 | 0 | 0 | 0 | 0 | 0 | 0 | 0 | 0 | 0 | 0 | 0 | 0 | 0
F4_Commercial_Office_New_Food Preparation_Natural Gas_Fryer_E10 | F4 | Commercial | Office | New | Food Preparation | Natural Gas | Fryer | E10 | Utility - Cost of Equipment | 0 | 0 | 0 | 0 | 0 | 0 | 0 | 0 | 0 | 0 | 0 | 0 | 0 | 0 | 0 | 0 | 0 | 0 | 0 | 0 | 0 | 0 | 0 | 0 | 0 | 0 | 0 | 0 | 0 | 0 | 0 | 0 | 0 | 0 | 0 | 0 | 0 | 0 | 0 | 0 | 0 | 0
F5_Commercial_Office_New_Food Preparation_Natural Gas_Fryer_E1 | F5 | Commercial | Office | New | Food Preparation | Natural Gas | Fryer | E1 | Utility - Cost of Operation | 0.10336 | 0.10336 | 0.10336 | 0 | 0 | 0 | 0 | 0 | 0 | 0 | 0 | 0 | 0 | 0 | 0 | 0 | 0 | 0 | 0 | 0 | 0 | 0 | 0 | 0 | 0 | 0 | 0 | 0 | 0 | 0 | 0 | 0 | 0 | 0 | 0 | 0 | 0 | 0 | 0 | 0 | 0 | 0
F5_Commercial_Office_New_Food Preparation_Natural Gas_Fryer_E2 | F5 | Commercial | Office | New | Food Preparation | Natural Gas | Fryer | E2 | Utility - Cost of Operation | 0.12327 | 0.12327 | 0.12327 | 0.12327 | 0.12327 | 0.12327 | 0.12327 | 0.12327 | 0.12327 | 0.12327 | 0.12327 | 0.12327 | 0.12327 | 0.12327 | 0.12327 | 0.12327 | 0.12327 | 0.12327 | 0.12327 | 0.12327 | 0.12327 | 0.12327 | 0.12327 | 0.12327 | 0.12327 | 0.12327 | 0.12327 | 0.12327 | 0.12327 | 0.12327 | 0.12327 | 0.12327 | 0.12327 | 0 | 0 | 0 | 0 | 0 | 0 | 0 | 0 | 0
F5_Commercial_Office_New_Food Preparation_Natural Gas_Fryer_E3 | F5 | Commercial | Office | New | Food Preparation | Natural Gas | Fryer | E3 | Utility - Cost of Operation | 0 | 0 | 0 | 0 | 0 | 0 | 0 | 0 | 0 | 0 | 0 | 0 | 0 | 0 | 0 | 0 | 0 | 0 | 0 | 0 | 0 | 0 | 0 | 0 | 0 | 0 | 0 | 0 | 0 | 0 | 0 | 0 | 0 | 0 | 0 | 0 | 0 | 0 | 0 | 0 | 0 | 0
F5_Commercial_Office_New_Food Preparation_Natural Gas_Fryer_E4 | F5 | Commercial | Office | New | Food Preparation | Natural Gas | Fryer | E4 | Utility - Cost of Operation | 0 | 0 | 0 | 0 | 0 | 0 | 0 | 0 | 0 | 0 | 0 | 0 | 0 | 0 | 0 | 0 | 0 | 0 | 0 | 0 | 0 | 0 | 0 | 0 | 0 | 0 | 0 | 0 | 0 | 0 | 0 | 0 | 0 | 0 | 0 | 0 | 0 | 0 | 0 | 0 | 0 | 0
F5_Commercial_Office_New_Food Preparation_Natural Gas_Fryer_E5 | F5 | Commercial | Office | New | Food Preparation | Natural Gas | Fryer | E5 | Utility - Cost of Operation | 0 | 0 | 0 | 0 | 0 | 0 | 0 | 0 | 0 | 0 | 0 | 0 | 0 | 0 | 0 | 0 | 0 | 0 | 0 | 0 | 0 | 0 | 0 | 0 | 0 | 0 | 0 | 0 | 0 | 0 | 0 | 0 | 0 | 0 | 0 | 0 | 0 | 0 | 0 | 0 | 0 | 0
F5_Commercial_Office_New_Food Preparation_Natural Gas_Fryer_E6 | F5 | Commercial | Office | New | Food Preparation | Natural Gas | Fryer | E6 | Utility - Cost of Operation | 0 | 0 | 0 | 0 | 0 | 0 | 0 | 0 | 0 | 0 | 0 | 0 | 0 | 0 | 0 | 0 | 0 | 0 | 0 | 0 | 0 | 0 | 0 | 0 | 0 | 0 | 0 | 0 | 0 | 0 | 0 | 0 | 0 | 0 | 0 | 0 | 0 | 0 | 0 | 0 | 0 | 0
F5_Commercial_Office_New_Food Preparation_Natural Gas_Fryer_E7 | F5 | Commercial | Office | New | Food Preparation | Natural Gas | Fryer | E7 | Utility - Cost of Operation | 0 | 0 | 0 | 0 | 0 | 0 | 0 | 0 | 0 | 0 | 0 | 0 | 0 | 0 | 0 | 0 | 0 | 0 | 0 | 0 | 0 | 0 | 0 | 0 | 0 | 0 | 0 | 0 | 0 | 0 | 0 | 0 | 0 | 0 | 0 | 0 | 0 | 0 | 0 | 0 | 0 | 0
F5_Commercial_Office_New_Food Preparation_Natural Gas_Fryer_E8 | F5 | Commercial | Office | New | Food Preparation | Natural Gas | Fryer | E8 | Utility - Cost of Operation | 0 | 0 | 0 | 0 | 0 | 0 | 0 | 0 | 0 | 0 | 0 | 0 | 0 | 0 | 0 | 0 | 0 | 0 | 0 | 0 | 0 | 0 | 0 | 0 | 0 | 0 | 0 | 0 | 0 | 0 | 0 | 0 | 0 | 0 | 0 | 0 | 0 | 0 | 0 | 0 | 0 | 0
F5_Commercial_Office_New_Food Preparation_Natural Gas_Fryer_E9 | F5 | Commercial | Office | New | Food Preparation | Natural Gas | Fryer | E9 | Utility - Cost of Operation | 0 | 0 | 0 | 0 | 0 | 0 | 0 | 0 | 0 | 0 | 0 | 0 | 0 | 0 | 0 | 0 | 0 | 0 | 0 | 0 | 0 | 0 | 0 | 0 | 0 | 0 | 0 | 0 | 0 | 0 | 0 | 0 | 0 | 0 | 0 | 0 | 0 | 0 | 0 | 0 | 0 | 0
F5_Commercial_Office_New_Food Preparation_Natural Gas_Fryer_E10 | F5 | Commercial | Office | New | Food Preparation | Natural Gas | Fryer | E10 | Utility - Cost of Operation | 0 | 0 | 0 | 0 | 0 | 0 | 0 | 0 | 0 | 0 | 0 | 0 | 0 | 0 | 0 | 0 | 0 | 0 | 0 | 0 | 0 | 0 | 0 | 0 | 0 | 0 | 0 | 0 | 0 | 0 | 0 | 0 | 0 | 0 | 0 | 0 | 0 | 0 | 0 | 0 | 0 | 0
F6_Commercial_Office_New_Food Preparation_Natural Gas_Fryer_E1 | F6 | Commercial | Office | New | Food Preparation | Natural Gas | Fryer | E1 | Utility - Value of Sales | 0.20489 | 0.20612 | 0.20809 | 0 | 0 | 0 | 0 | 0 | 0 | 0 | 0 | 0 | 0 | 0 | 0 | 0 | 0 | 0 | 0 | 0 | 0 | 0 | 0 | 0 | 0 | 0 | 0 | 0 | 0 | 0 | 0 | 0 | 0 | 0 | 0 | 0 | 0 | 0 | 0 | 0 | 0 | 0
F6_Commercial_Office_New_Food Preparation_Natural Gas_Fryer_E2 | F6 | Commercial | Office | New | Food Preparation | Natural Gas | Fryer | E2 | Utility - Value of Sales | 0.13769 | 0.13851 | 0.13984 | 0.13954 | 0.13954 | 0.13954 | 0.13954 | 0.13954 | 0.13954 | 0.13954 | 0.13954 | 0.13954 | 0.13954 | 0.13954 | 0.13954 | 0.13954 | 0.13954 | 0.13954 | 0.13954 | 0.13954 | 0.13954 | 0.13954 | 0.13954 | 0.13954 | 0.13954 | 0.13954 | 0.13954 | 0.13954 | 0.13954 | 0.13954 | 0.13954 | 0.13954 | 0.13954 | 0 | 0 | 0 | 0 | 0 | 0 | 0 | 0 | 0
F6_Commercial_Office_New_Food Preparation_Natural Gas_Fryer_E3 | F6 | Commercial | Office | New | Food Preparation | Natural Gas | Fryer | E3 | Utility - Value of Sales | 0 | 0 | 0 | 0 | 0 | 0 | 0 | 0 | 0 | 0 | 0 | 0 | 0 | 0 | 0 | 0 | 0 | 0 | 0 | 0 | 0 | 0 | 0 | 0 | 0 | 0 | 0 | 0 | 0 | 0 | 0 | 0 | 0 | 0 | 0 | 0 | 0 | 0 | 0 | 0 | 0 | 0
F6_Commercial_Office_New_Food Preparation_Natural Gas_Fryer_E4 | F6 | Commercial | Office | New | Food Preparation | Natural Gas | Fryer | E4 | Utility - Value of Sales | 0 | 0 | 0 | 0 | 0 | 0 | 0 | 0 | 0 | 0 | 0 | 0 | 0 | 0 | 0 | 0 | 0 | 0 | 0 | 0 | 0 | 0 | 0 | 0 | 0 | 0 | 0 | 0 | 0 | 0 | 0 | 0 | 0 | 0 | 0 | 0 | 0 | 0 | 0 | 0 | 0 | 0
F6_Commercial_Office_New_Food Preparation_Natural Gas_Fryer_E5 | F6 | Commercial | Office | New | Food Preparation | Natural Gas | Fryer | E5 | Utility - Value of Sales | 0 | 0 | 0 | 0 | 0 | 0 | 0 | 0 | 0 | 0 | 0 | 0 | 0 | 0 | 0 | 0 | 0 | 0 | 0 | 0 | 0 | 0 | 0 | 0 | 0 | 0 | 0 | 0 | 0 | 0 | 0 | 0 | 0 | 0 | 0 | 0 | 0 | 0 | 0 | 0 | 0 | 0
F6_Commercial_Office_New_Food Preparation_Natural Gas_Fryer_E6 | F6 | Commercial | Office | New | Food Preparation | Natural Gas | Fryer | E6 | Utility - Value of Sales | 0 | 0 | 0 | 0 | 0 | 0 | 0 | 0 | 0 | 0 | 0 | 0 | 0 | 0 | 0 | 0 | 0 | 0 | 0 | 0 | 0 | 0 | 0 | 0 | 0 | 0 | 0 | 0 | 0 | 0 | 0 | 0 | 0 | 0 | 0 | 0 | 0 | 0 | 0 | 0 | 0 | 0
F6_Commercial_Office_New_Food Preparation_Natural Gas_Fryer_E7 | F6 | Commercial | Office | New | Food Preparation | Natural Gas | Fryer | E7 | Utility - Value of Sales | 0 | 0 | 0 | 0 | 0 | 0 | 0 | 0 | 0 | 0 | 0 | 0 | 0 | 0 | 0 | 0 | 0 | 0 | 0 | 0 | 0 | 0 | 0 | 0 | 0 | 0 | 0 | 0 | 0 | 0 | 0 | 0 | 0 | 0 | 0 | 0 | 0 | 0 | 0 | 0 | 0 | 0
F6_Commercial_Office_New_Food Preparation_Natural Gas_Fryer_E8 | F6 | Commercial | Office | New | Food Preparation | Natural Gas | Fryer | E8 | Utility - Value of Sales | 0 | 0 | 0 | 0 | 0 | 0 | 0 | 0 | 0 | 0 | 0 | 0 | 0 | 0 | 0 | 0 | 0 | 0 | 0 | 0 | 0 | 0 | 0 | 0 | 0 | 0 | 0 | 0 | 0 | 0 | 0 | 0 | 0 | 0 | 0 | 0 | 0 | 0 | 0 | 0 | 0 | 0
F6_Commercial_Office_New_Food Preparation_Natural Gas_Fryer_E9 | F6 | Commercial | Office | New | Food Preparation | Natural Gas | Fryer | E9 | Utility - Value of Sales | 0 | 0 | 0 | 0 | 0 | 0 | 0 | 0 | 0 | 0 | 0 | 0 | 0 | 0 | 0 | 0 | 0 | 0 | 0 | 0 | 0 | 0 | 0 | 0 | 0 | 0 | 0 | 0 | 0 | 0 | 0 | 0 | 0 | 0 | 0 | 0 | 0 | 0 | 0 | 0 | 0 | 0
F6_Commercial_Office_New_Food Preparation_Natural Gas_Fryer_E10 | F6 | Commercial | Office | New | Food Preparation | Natural Gas | Fryer | E10 | Utility - Value of Sales | 0 | 0 | 0 | 0 | 0 | 0 | 0 | 0 | 0 | 0 | 0 | 0 | 0 | 0 | 0 | 0 | 0 | 0 | 0 | 0 | 0 | 0 | 0 | 0 | 0 | 0 | 0 | 0 | 0 | 0 | 0 | 0 | 0 | 0 | 0 | 0 | 0 | 0 | 0 | 0 | 0 | 0
F1_Commercial_Office_New_Food Preparation_Natural Gas_Broiler_E1 | F1 | Commercial | Office | New | Food Preparation | Natural Gas | Broiler | E1 | RVT - Cost of Equipment | 0.35953 | 0.35999 | 0.36196 | 0.36013 | 0.35919 | 0.36062 | 0.36406 | 0.36685 | 0.37026 | 0.37355 | 0.37687 | 0.38001 | 0.38335 | 0.3868 | 0.39016 | 0.39358 | 0.39704 | 0.40075 | 0.40461 | 0.40859 | 0.4124 | 0.41624 | 0.41967 | 0.42312 | 0.4261 | 0.42868 | 0.43102 | 0.43305 | 0.43463 | 0.43593 | 0.43664 | 0.43712 | 0.43712 | 0 | 0 | 0 | 0 | 0 | 0 | 0 | 0 | 0
F1_Commercial_Office_New_Food Preparation_Natural Gas_Broiler_E2 | F1 | Commercial | Office | New | Food Preparation | Natural Gas | Broiler | E2 | RVT - Cost of Equipment | 0.23113 | 0.23142 | 0.23269 | 0.23151 | 0.23091 | 0.23183 | 0.23404 | 0.23583 | 0.23803 | 0.24014 | 0.24227 | 0.24429 | 0.24644 | 0.24866 | 0.25081 | 0.25302 | 0.25524 | 0.25763 | 0.26011 | 0.26266 | 0.26511 | 0.26758 | 0.26979 | 0.272 | 0.27392 | 0.27558 | 0.27709 | 0.27839 | 0.27941 | 0.28024 | 0.2807 | 0.281 | 0.281 | 0 | 0 | 0 | 0 | 0 | 0 | 0 | 0 | 0
F1_Commercial_Office_New_Food Preparation_Natural Gas_Broiler_E3 | F1 | Commercial | Office | New | Food Preparation | Natural Gas | Broiler | E3 | RVT - Cost of Equipment | 0 | 0 | 0 | 0 | 0 | 0 | 0 | 0 | 0 | 0 | 0 | 0 | 0 | 0 | 0 | 0 | 0 | 0 | 0 | 0 | 0 | 0 | 0 | 0 | 0 | 0 | 0 | 0 | 0 | 0 | 0 | 0 | 0 | 0 | 0 | 0 | 0 | 0 | 0 | 0 | 0 | 0
F1_Commercial_Office_New_Food Preparation_Natural Gas_Broiler_E4 | F1 | Commercial | Office | New | Food Preparation | Natural Gas | Broiler | E4 | RVT - Cost of Equipment | 0 | 0 | 0 | 0 | 0 | 0 | 0 | 0 | 0 | 0 | 0 | 0 | 0 | 0 | 0 | 0 | 0 | 0 | 0 | 0 | 0 | 0 | 0 | 0 | 0 | 0 | 0 | 0 | 0 | 0 | 0 | 0 | 0 | 0 | 0 | 0 | 0 | 0 | 0 | 0 | 0 | 0
F1_Commercial_Office_New_Food Preparation_Natural Gas_Broiler_E5 | F1 | Commercial | Office | New | Food Preparation | Natural Gas | Broiler | E5 | RVT - Cost of Equipment | 0 | 0 | 0 | 0 | 0 | 0 | 0 | 0 | 0 | 0 | 0 | 0 | 0 | 0 | 0 | 0 | 0 | 0 | 0 | 0 | 0 | 0 | 0 | 0 | 0 | 0 | 0 | 0 | 0 | 0 | 0 | 0 | 0 | 0 | 0 | 0 | 0 | 0 | 0 | 0 | 0 | 0
F1_Commercial_Office_New_Food Preparation_Natural Gas_Broiler_E6 | F1 | Commercial | Office | New | Food Preparation | Natural Gas | Broiler | E6 | RVT - Cost of Equipment | 0 | 0 | 0 | 0 | 0 | 0 | 0 | 0 | 0 | 0 | 0 | 0 | 0 | 0 | 0 | 0 | 0 | 0 | 0 | 0 | 0 | 0 | 0 | 0 | 0 | 0 | 0 | 0 | 0 | 0 | 0 | 0 | 0 | 0 | 0 | 0 | 0 | 0 | 0 | 0 | 0 | 0
F1_Commercial_Office_New_Food Preparation_Natural Gas_Broiler_E7 | F1 | Commercial | Office | New | Food Preparation | Natural Gas | Broiler | E7 | RVT - Cost of Equipment | 0 | 0 | 0 | 0 | 0 | 0 | 0 | 0 | 0 | 0 | 0 | 0 | 0 | 0 | 0 | 0 | 0 | 0 | 0 | 0 | 0 | 0 | 0 | 0 | 0 | 0 | 0 | 0 | 0 | 0 | 0 | 0 | 0 | 0 | 0 | 0 | 0 | 0 | 0 | 0 | 0 | 0
F1_Commercial_Office_New_Food Preparation_Natural Gas_Broiler_E8 | F1 | Commercial | Office | New | Food Preparation | Natural Gas | Broiler | E8 | RVT - Cost of Equipment | 0 | 0 | 0 | 0 | 0 | 0 | 0 | 0 | 0 | 0 | 0 | 0 | 0 | 0 | 0 | 0 | 0 | 0 | 0 | 0 | 0 | 0 | 0 | 0 | 0 | 0 | 0 | 0 | 0 | 0 | 0 | 0 | 0 | 0 | 0 | 0 | 0 | 0 | 0 | 0 | 0 | 0
F1_Commercial_Office_New_Food Preparation_Natural Gas_Broiler_E9 | F1 | Commercial | Office | New | Food Preparation | Natural Gas | Broiler | E9 | RVT - Cost of Equipment | 0 | 0 | 0 | 0 | 0 | 0 | 0 | 0 | 0 | 0 | 0 | 0 | 0 | 0 | 0 | 0 | 0 | 0 | 0 | 0 | 0 | 0 | 0 | 0 | 0 | 0 | 0 | 0 | 0 | 0 | 0 | 0 | 0 | 0 | 0 | 0 | 0 | 0 | 0 | 0 | 0 | 0
F1_Commercial_Office_New_Food Preparation_Natural Gas_Broiler_E10 | F1 | Commercial | Office | New | Food Preparation | Natural Gas | Broiler | E10 | RVT - Cost of Equipment | 0 | 0 | 0 | 0 | 0 | 0 | 0 | 0 | 0 | 0 | 0 | 0 | 0 | 0 | 0 | 0 | 0 | 0 | 0 | 0 | 0 | 0 | 0 | 0 | 0 | 0 | 0 | 0 | 0 | 0 | 0 | 0 | 0 | 0 | 0 | 0 | 0 | 0 | 0 | 0 | 0 | 0
F2_Commercial_Office_New_Food Preparation_Natural Gas_Broiler_E1 | F2 | Commercial | Office | New | Food Preparation | Natural Gas | Broiler | E1 | RVT - Cost of Operation | 0.43074 | 0.4313 | 0.43365 | 0.43145 | 0.43034 | 0.43205 | 0.43616 | 0.43951 | 0.4436 | 0.44753 | 0.45151 | 0.45527 | 0.45928 | 0.46342 | 0.46743 | 0.47154 | 0.47568 | 0.48013 | 0.48475 | 0.48951 | 0.49408 | 0.49868 | 0.50279 | 0.50692 | 0.5105 | 0.51358 | 0.5164 | 0.51882 | 0.52072 | 0.52228 | 0.52313 | 0.52369 | 0.52369 | 0 | 0 | 0 | 0 | 0 | 0 | 0 | 0 | 0
F2_Commercial_Office_New_Food Preparation_Natural Gas_Broiler_E2 | F2 | Commercial | Office | New | Food Preparation | Natural Gas | Broiler | E2 | RVT - Cost of Operation | 0.27691 | 0.27726 | 0.27877 | 0.27736 | 0.27664 | 0.27775 | 0.28039 | 0.28254 | 0.28517 | 0.2877 | 0.29026 | 0.29267 | 0.29525 | 0.29791 | 0.30049 | 0.30313 | 0.30579 | 0.30865 | 0.31162 | 0.31469 | 0.31763 | 0.32058 | 0.32323 | 0.32588 | 0.32818 | 0.33016 | 0.33197 | 0.33353 | 0.33475 | 0.33575 | 0.3363 | 0.33666 | 0.33666 | 0 | 0 | 0 | 0 | 0 | 0 | 0 | 0 | 0
F2_Commercial_Office_New_Food Preparation_Natural Gas_Broiler_E3 | F2 | Commercial | Office | New | Food Preparation | Natural Gas | Broiler | E3 | RVT - Cost of Operation | 0 | 0 | 0 | 0 | 0 | 0 | 0 | 0 | 0 | 0 | 0 | 0 | 0 | 0 | 0 | 0 | 0 | 0 | 0 | 0 | 0 | 0 | 0 | 0 | 0 | 0 | 0 | 0 | 0 | 0 | 0 | 0 | 0 | 0 | 0 | 0 | 0 | 0 | 0 | 0 | 0 | 0
F2_Commercial_Office_New_Food Preparation_Natural Gas_Broiler_E4 | F2 | Commercial | Office | New | Food Preparation | Natural Gas | Broiler | E4 | RVT - Cost of Operation | 0 | 0 | 0 | 0 | 0 | 0 | 0 | 0 | 0 | 0 | 0 | 0 | 0 | 0 | 0 | 0 | 0 | 0 | 0 | 0 | 0 | 0 | 0 | 0 | 0 | 0 | 0 | 0 | 0 | 0 | 0 | 0 | 0 | 0 | 0 | 0 | 0 | 0 | 0 | 0 | 0 | 0
F2_Commercial_Office_New_Food Preparation_Natural Gas_Broiler_E5 | F2 | Commercial | Office | New | Food Preparation | Natural Gas | Broiler | E5 | RVT - Cost of Operation | 0 | 0 | 0 | 0 | 0 | 0 | 0 | 0 | 0 | 0 | 0 | 0 | 0 | 0 | 0 | 0 | 0 | 0 | 0 | 0 | 0 | 0 | 0 | 0 | 0 | 0 | 0 | 0 | 0 | 0 | 0 | 0 | 0 | 0 | 0 | 0 | 0 | 0 | 0 | 0 | 0 | 0
F2_Commercial_Office_New_Food Preparation_Natural Gas_Broiler_E6 | F2 | Commercial | Office | New | Food Preparation | Natural Gas | Broiler | E6 | RVT - Cost of Operation | 0 | 0 | 0 | 0 | 0 | 0 | 0 | 0 | 0 | 0 | 0 | 0 | 0 | 0 | 0 | 0 | 0 | 0 | 0 | 0 | 0 | 0 | 0 | 0 | 0 | 0 | 0 | 0 | 0 | 0 | 0 | 0 | 0 | 0 | 0 | 0 | 0 | 0 | 0 | 0 | 0 | 0
F2_Commercial_Office_New_Food Preparation_Natural Gas_Broiler_E7 | F2 | Commercial | Office | New | Food Preparation | Natural Gas | Broiler | E7 | RVT - Cost of Operation | 0 | 0 | 0 | 0 | 0 | 0 | 0 | 0 | 0 | 0 | 0 | 0 | 0 | 0 | 0 | 0 | 0 | 0 | 0 | 0 | 0 | 0 | 0 | 0 | 0 | 0 | 0 | 0 | 0 | 0 | 0 | 0 | 0 | 0 | 0 | 0 | 0 | 0 | 0 | 0 | 0 | 0
F2_Commercial_Office_New_Food Preparation_Natural Gas_Broiler_E8 | F2 | Commercial | Office | New | Food Preparation | Natural Gas | Broiler | E8 | RVT - Cost of Operation | 0 | 0 | 0 | 0 | 0 | 0 | 0 | 0 | 0 | 0 | 0 | 0 | 0 | 0 | 0 | 0 | 0 | 0 | 0 | 0 | 0 | 0 | 0 | 0 | 0 | 0 | 0 | 0 | 0 | 0 | 0 | 0 | 0 | 0 | 0 | 0 | 0 | 0 | 0 | 0 | 0 | 0
F2_Commercial_Office_New_Food Preparation_Natural Gas_Broiler_E9 | F2 | Commercial | Office | New | Food Preparation | Natural Gas | Broiler | E9 | RVT - Cost of Operation | 0 | 0 | 0 | 0 | 0 | 0 | 0 | 0 | 0 | 0 | 0 | 0 | 0 | 0 | 0 | 0 | 0 | 0 | 0 | 0 | 0 | 0 | 0 | 0 | 0 | 0 | 0 | 0 | 0 | 0 | 0 | 0 | 0 | 0 | 0 | 0 | 0 | 0 | 0 | 0 | 0 | 0
F2_Commercial_Office_New_Food Preparation_Natural Gas_Broiler_E10 | F2 | Commercial | Office | New | Food Preparation | Natural Gas | Broiler | E10 | RVT - Cost of Operation | 0 | 0 | 0 | 0 | 0 | 0 | 0 | 0 | 0 | 0 | 0 | 0 | 0 | 0 | 0 | 0 | 0 | 0 | 0 | 0 | 0 | 0 | 0 | 0 | 0 | 0 | 0 | 0 | 0 | 0 | 0 | 0 | 0 | 0 | 0 | 0 | 0 | 0 | 0 | 0 | 0 | 0
F3_Commercial_Office_New_Food Preparation_Natural Gas_Broiler_E1 | F3 | Commercial | Office | New | Food Preparation | Natural Gas | Broiler | E1 | System - kBTUs of Consumption | 0.097208 | 0.097208 | 0.097208 | 0.097208 | 0.097208 | 0.097208 | 0.097208 | 0.097208 | 0.097208 | 0.097208 | 0.097208 | 0.097208 | 0.097208 | 0.097208 | 0.097208 | 0.097208 | 0.097208 | 0.097208 | 0.097208 | 0.097208 | 0.097208 | 0.097208 | 0.097208 | 0.097208 | 0.097208 | 0.097208 | 0.097208 | 0.097208 | 0.097208 | 0.097208 | 0.097208 | 0.097208 | 0.097208 | 0 | 0 | 0 | 0 | 0 | 0 | 0 | 0 | 0
F3_Commercial_Office_New_Food Preparation_Natural Gas_Broiler_E2 | F3 | Commercial | Office | New | Food Preparation | Natural Gas | Broiler | E2 | System - kBTUs of Consumption | 0.13609 | 0.13609 | 0.13609 | 0.13609 | 0.13609 | 0.13609 | 0.13609 | 0.13609 | 0.13609 | 0.13609 | 0.13609 | 0.13609 | 0.13609 | 0.13609 | 0.13609 | 0.13609 | 0.13609 | 0.13609 | 0.13609 | 0.13609 | 0.13609 | 0.13609 | 0.13609 | 0.13609 | 0.13609 | 0.13609 | 0.13609 | 0.13609 | 0.13609 | 0.13609 | 0.13609 | 0.13609 | 0.13609 | 0 | 0 | 0 | 0 | 0 | 0 | 0 | 0 | 0
F3_Commercial_Office_New_Food Preparation_Natural Gas_Broiler_E3 | F3 | Commercial | Office | New | Food Preparation | Natural Gas | Broiler | E3 | System - kBTUs of Consumption | 0 | 0 | 0 | 0 | 0 | 0 | 0 | 0 | 0 | 0 | 0 | 0 | 0 | 0 | 0 | 0 | 0 | 0 | 0 | 0 | 0 | 0 | 0 | 0 | 0 | 0 | 0 | 0 | 0 | 0 | 0 | 0 | 0 | 0 | 0 | 0 | 0 | 0 | 0 | 0 | 0 | 0
F3_Commercial_Office_New_Food Preparation_Natural Gas_Broiler_E4 | F3 | Commercial | Office | New | Food Preparation | Natural Gas | Broiler | E4 | System - kBTUs of Consumption | 0 | 0 | 0 | 0 | 0 | 0 | 0 | 0 | 0 | 0 | 0 | 0 | 0 | 0 | 0 | 0 | 0 | 0 | 0 | 0 | 0 | 0 | 0 | 0 | 0 | 0 | 0 | 0 | 0 | 0 | 0 | 0 | 0 | 0 | 0 | 0 | 0 | 0 | 0 | 0 | 0 | 0
F3_Commercial_Office_New_Food Preparation_Natural Gas_Broiler_E5 | F3 | Commercial | Office | New | Food Preparation | Natural Gas | Broiler | E5 | System - kBTUs of Consumption | 0 | 0 | 0 | 0 | 0 | 0 | 0 | 0 | 0 | 0 | 0 | 0 | 0 | 0 | 0 | 0 | 0 | 0 | 0 | 0 | 0 | 0 | 0 | 0 | 0 | 0 | 0 | 0 | 0 | 0 | 0 | 0 | 0 | 0 | 0 | 0 | 0 | 0 | 0 | 0 | 0 | 0
F3_Commercial_Office_New_Food Preparation_Natural Gas_Broiler_E6 | F3 | Commercial | Office | New | Food Preparation | Natural Gas | Broiler | E6 | System - kBTUs of Consumption | 0 | 0 | 0 | 0 | 0 | 0 | 0 | 0 | 0 | 0 | 0 | 0 | 0 | 0 | 0 | 0 | 0 | 0 | 0 | 0 | 0 | 0 | 0 | 0 | 0 | 0 | 0 | 0 | 0 | 0 | 0 | 0 | 0 | 0 | 0 | 0 | 0 | 0 | 0 | 0 | 0 | 0
F3_Commercial_Office_New_Food Preparation_Natural Gas_Broiler_E7 | F3 | Commercial | Office | New | Food Preparation | Natural Gas | Broiler | E7 | System - kBTUs of Consumption | 0 | 0 | 0 | 0 | 0 | 0 | 0 | 0 | 0 | 0 | 0 | 0 | 0 | 0 | 0 | 0 | 0 | 0 | 0 | 0 | 0 | 0 | 0 | 0 | 0 | 0 | 0 | 0 | 0 | 0 | 0 | 0 | 0 | 0 | 0 | 0 | 0 | 0 | 0 | 0 | 0 | 0
F3_Commercial_Office_New_Food Preparation_Natural Gas_Broiler_E8 | F3 | Commercial | Office | New | Food Preparation | Natural Gas | Broiler | E8 | System - kBTUs of Consumption | 0 | 0 | 0 | 0 | 0 | 0 | 0 | 0 | 0 | 0 | 0 | 0 | 0 | 0 | 0 | 0 | 0 | 0 | 0 | 0 | 0 | 0 | 0 | 0 | 0 | 0 | 0 | 0 | 0 | 0 | 0 | 0 | 0 | 0 | 0 | 0 | 0 | 0 | 0 | 0 | 0 | 0
F3_Commercial_Office_New_Food Preparation_Natural Gas_Broiler_E9 | F3 | Commercial | Office | New | Food Preparation | Natural Gas | Broiler | E9 | System - kBTUs of Consumption | 0 | 0 | 0 | 0 | 0 | 0 | 0 | 0 | 0 | 0 | 0 | 0 | 0 | 0 | 0 | 0 | 0 | 0 | 0 | 0 | 0 | 0 | 0 | 0 | 0 | 0 | 0 | 0 | 0 | 0 | 0 | 0 | 0 | 0 | 0 | 0 | 0 | 0 | 0 | 0 | 0 | 0
F3_Commercial_Office_New_Food Preparation_Natural Gas_Broiler_E10 | F3 | Commercial | Office | New | Food Preparation | Natural Gas | Broiler | E10 | System - kBTUs of Consumption | 0 | 0 | 0 | 0 | 0 | 0 | 0 | 0 | 0 | 0 | 0 | 0 | 0 | 0 | 0 | 0 | 0 | 0 | 0 | 0 | 0 | 0 | 0 | 0 | 0 | 0 | 0 | 0 | 0 | 0 | 0 | 0 | 0 | 0 | 0 | 0 | 0 | 0 | 0 | 0 | 0 | 0
F4_Commercial_Office_New_Food Preparation_Natural Gas_Broiler_E1 | F4 | Commercial | Office | New | Food Preparation | Natural Gas | Broiler | E1 | Utility - Cost of Equipment | 0.43074 | 0.4313 | 0.43365 | 0.43145 | 0.43034 | 0.43205 | 0.43616 | 0.43951 | 0.4436 | 0.44753 | 0.45151 | 0.45527 | 0.45928 | 0.46342 | 0.46743 | 0.47154 | 0.47568 | 0.48013 | 0.48475 | 0.48951 | 0.49408 | 0.49868 | 0.50279 | 0.50692 | 0.5105 | 0.51358 | 0.5164 | 0.51882 | 0.52072 | 0.52228 | 0.52313 | 0.52369 | 0.52369 | 0 | 0 | 0 | 0 | 0 | 0 | 0 | 0 | 0
F4_Commercial_Office_New_Food Preparation_Natural Gas_Broiler_E2 | F4 | Commercial | Office | New | Food Preparation | Natural Gas | Broiler | E2 | Utility - Cost of Equipment | 0.27691 | 0.27726 | 0.27877 | 0.27736 | 0.27664 | 0.27775 | 0.28039 | 0.28254 | 0.28517 | 0.2877 | 0.29026 | 0.29267 | 0.29525 | 0.29791 | 0.30049 | 0.30313 | 0.30579 | 0.30865 | 0.31162 | 0.31469 | 0.31763 | 0.32058 | 0.32323 | 0.32588 | 0.32818 | 0.33016 | 0.33197 | 0.33353 | 0.33475 | 0.33575 | 0.3363 | 0.33666 | 0.33666 | 0 | 0 | 0 | 0 | 0 | 0 | 0 | 0 | 0
F4_Commercial_Office_New_Food Preparation_Natural Gas_Broiler_E3 | F4 | Commercial | Office | New | Food Preparation | Natural Gas | Broiler | E3 | Utility - Cost of Equipment | 0 | 0 | 0 | 0 | 0 | 0 | 0 | 0 | 0 | 0 | 0 | 0 | 0 | 0 | 0 | 0 | 0 | 0 | 0 | 0 | 0 | 0 | 0 | 0 | 0 | 0 | 0 | 0 | 0 | 0 | 0 | 0 | 0 | 0 | 0 | 0 | 0 | 0 | 0 | 0 | 0 | 0
F4_Commercial_Office_New_Food Preparation_Natural Gas_Broiler_E4 | F4 | Commercial | Office | New | Food Preparation | Natural Gas | Broiler | E4 | Utility - Cost of Equipment | 0 | 0 | 0 | 0 | 0 | 0 | 0 | 0 | 0 | 0 | 0 | 0 | 0 | 0 | 0 | 0 | 0 | 0 | 0 | 0 | 0 | 0 | 0 | 0 | 0 | 0 | 0 | 0 | 0 | 0 | 0 | 0 | 0 | 0 | 0 | 0 | 0 | 0 | 0 | 0 | 0 | 0
F4_Commercial_Office_New_Food Preparation_Natural Gas_Broiler_E5 | F4 | Commercial | Office | New | Food Preparation | Natural Gas | Broiler | E5 | Utility - Cost of Equipment | 0 | 0 | 0 | 0 | 0 | 0 | 0 | 0 | 0 | 0 | 0 | 0 | 0 | 0 | 0 | 0 | 0 | 0 | 0 | 0 | 0 | 0 | 0 | 0 | 0 | 0 | 0 | 0 | 0 | 0 | 0 | 0 | 0 | 0 | 0 | 0 | 0 | 0 | 0 | 0 | 0 | 0
F4_Commercial_Office_New_Food Preparation_Natural Gas_Broiler_E6 | F4 | Commercial | Office | New | Food Preparation | Natural Gas | Broiler | E6 | Utility - Cost of Equipment | 0 | 0 | 0 | 0 | 0 | 0 | 0 | 0 | 0 | 0 | 0 | 0 | 0 | 0 | 0 | 0 | 0 | 0 | 0 | 0 | 0 | 0 | 0 | 0 | 0 | 0 | 0 | 0 | 0 | 0 | 0 | 0 | 0 | 0 | 0 | 0 | 0 | 0 | 0 | 0 | 0 | 0
F4_Commercial_Office_New_Food Preparation_Natural Gas_Broiler_E7 | F4 | Commercial | Office | New | Food Preparation | Natural Gas | Broiler | E7 | Utility - Cost of Equipment | 0 | 0 | 0 | 0 | 0 | 0 | 0 | 0 | 0 | 0 | 0 | 0 | 0 | 0 | 0 | 0 | 0 | 0 | 0 | 0 | 0 | 0 | 0 | 0 | 0 | 0 | 0 | 0 | 0 | 0 | 0 | 0 | 0 | 0 | 0 | 0 | 0 | 0 | 0 | 0 | 0 | 0
F4_Commercial_Office_New_Food Preparation_Natural Gas_Broiler_E8 | F4 | Commercial | Office | New | Food Preparation | Natural Gas | Broiler | E8 | Utility - Cost of Equipment | 0 | 0 | 0 | 0 | 0 | 0 | 0 | 0 | 0 | 0 | 0 | 0 | 0 | 0 | 0 | 0 | 0 | 0 | 0 | 0 | 0 | 0 | 0 | 0 | 0 | 0 | 0 | 0 | 0 | 0 | 0 | 0 | 0 | 0 | 0 | 0 | 0 | 0 | 0 | 0 | 0 | 0
F4_Commercial_Office_New_Food Preparation_Natural Gas_Broiler_E9 | F4 | Commercial | Office | New | Food Preparation | Natural Gas | Broiler | E9 | Utility - Cost of Equipment | 0 | 0 | 0 | 0 | 0 | 0 | 0 | 0 | 0 | 0 | 0 | 0 | 0 | 0 | 0 | 0 | 0 | 0 | 0 | 0 | 0 | 0 | 0 | 0 | 0 | 0 | 0 | 0 | 0 | 0 | 0 | 0 | 0 | 0 | 0 | 0 | 0 | 0 | 0 | 0 | 0 | 0
F4_Commercial_Office_New_Food Preparation_Natural Gas_Broiler_E10 | F4 | Commercial | Office | New | Food Preparation | Natural Gas | Broiler | E10 | Utility - Cost of Equipment | 0 | 0 | 0 | 0 | 0 | 0 | 0 | 0 | 0 | 0 | 0 | 0 | 0 | 0 | 0 | 0 | 0 | 0 | 0 | 0 | 0 | 0 | 0 | 0 | 0 | 0 | 0 | 0 | 0 | 0 | 0 | 0 | 0 | 0 | 0 | 0 | 0 | 0 | 0 | 0 | 0 | 0
F5_Commercial_Office_New_Food Preparation_Natural Gas_Broiler_E1 | F5 | Commercial | Office | New | Food Preparation | Natural Gas | Broiler | E1 | Utility - Cost of Operation | 0.097208 | 0.097208 | 0.097208 | 0.097208 | 0.097208 | 0.097208 | 0.097208 | 0.097208 | 0.097208 | 0.097208 | 0.097208 | 0.097208 | 0.097208 | 0.097208 | 0.097208 | 0.097208 | 0.097208 | 0.097208 | 0.097208 | 0.097208 | 0.097208 | 0.097208 | 0.097208 | 0.097208 | 0.097208 | 0.097208 | 0.097208 | 0.097208 | 0.097208 | 0.097208 | 0.097208 | 0.097208 | 0.097208 | 0 | 0 | 0 | 0 | 0 | 0 | 0 | 0 | 0
F5_Commercial_Office_New_Food Preparation_Natural Gas_Broiler_E2 | F5 | Commercial | Office | New | Food Preparation | Natural Gas | Broiler | E2 | Utility - Cost of Operation | 0.13609 | 0.13609 | 0.13609 | 0.13609 | 0.13609 | 0.13609 | 0.13609 | 0.13609 | 0.13609 | 0.13609 | 0.13609 | 0.13609 | 0.13609 | 0.13609 | 0.13609 | 0.13609 | 0.13609 | 0.13609 | 0.13609 | 0.13609 | 0.13609 | 0.13609 | 0.13609 | 0.13609 | 0.13609 | 0.13609 | 0.13609 | 0.13609 | 0.13609 | 0.13609 | 0.13609 | 0.13609 | 0.13609 | 0 | 0 | 0 | 0 | 0 | 0 | 0 | 0 | 0
F5_Commercial_Office_New_Food Preparation_Natural Gas_Broiler_E3 | F5 | Commercial | Office | New | Food Preparation | Natural Gas | Broiler | E3 | Utility - Cost of Operation | 0 | 0 | 0 | 0 | 0 | 0 | 0 | 0 | 0 | 0 | 0 | 0 | 0 | 0 | 0 | 0 | 0 | 0 | 0 | 0 | 0 | 0 | 0 | 0 | 0 | 0 | 0 | 0 | 0 | 0 | 0 | 0 | 0 | 0 | 0 | 0 | 0 | 0 | 0 | 0 | 0 | 0
F5_Commercial_Office_New_Food Preparation_Natural Gas_Broiler_E4 | F5 | Commercial | Office | New | Food Preparation | Natural Gas | Broiler | E4 | Utility - Cost of Operation | 0 | 0 | 0 | 0 | 0 | 0 | 0 | 0 | 0 | 0 | 0 | 0 | 0 | 0 | 0 | 0 | 0 | 0 | 0 | 0 | 0 | 0 | 0 | 0 | 0 | 0 | 0 | 0 | 0 | 0 | 0 | 0 | 0 | 0 | 0 | 0 | 0 | 0 | 0 | 0 | 0 | 0
F5_Commercial_Office_New_Food Preparation_Natural Gas_Broiler_E5 | F5 | Commercial | Office | New | Food Preparation | Natural Gas | Broiler | E5 | Utility - Cost of Operation | 0 | 0 | 0 | 0 | 0 | 0 | 0 | 0 | 0 | 0 | 0 | 0 | 0 | 0 | 0 | 0 | 0 | 0 | 0 | 0 | 0 | 0 | 0 | 0 | 0 | 0 | 0 | 0 | 0 | 0 | 0 | 0 | 0 | 0 | 0 | 0 | 0 | 0 | 0 | 0 | 0 | 0
F5_Commercial_Office_New_Food Preparation_Natural Gas_Broiler_E6 | F5 | Commercial | Office | New | Food Preparation | Natural Gas | Broiler | E6 | Utility - Cost of Operation | 0 | 0 | 0 | 0 | 0 | 0 | 0 | 0 | 0 | 0 | 0 | 0 | 0 | 0 | 0 | 0 | 0 | 0 | 0 | 0 | 0 | 0 | 0 | 0 | 0 | 0 | 0 | 0 | 0 | 0 | 0 | 0 | 0 | 0 | 0 | 0 | 0 | 0 | 0 | 0 | 0 | 0
F5_Commercial_Office_New_Food Preparation_Natural Gas_Broiler_E7 | F5 | Commercial | Office | New | Food Preparation | Natural Gas | Broiler | E7 | Utility - Cost of Operation | 0 | 0 | 0 | 0 | 0 | 0 | 0 | 0 | 0 | 0 | 0 | 0 | 0 | 0 | 0 | 0 | 0 | 0 | 0 | 0 | 0 | 0 | 0 | 0 | 0 | 0 | 0 | 0 | 0 | 0 | 0 | 0 | 0 | 0 | 0 | 0 | 0 | 0 | 0 | 0 | 0 | 0
F5_Commercial_Office_New_Food Preparation_Natural Gas_Broiler_E8 | F5 | Commercial | Office | New | Food Preparation | Natural Gas | Broiler | E8 | Utility - Cost of Operation | 0 | 0 | 0 | 0 | 0 | 0 | 0 | 0 | 0 | 0 | 0 | 0 | 0 | 0 | 0 | 0 | 0 | 0 | 0 | 0 | 0 | 0 | 0 | 0 | 0 | 0 | 0 | 0 | 0 | 0 | 0 | 0 | 0 | 0 | 0 | 0 | 0 | 0 | 0 | 0 | 0 | 0
F5_Commercial_Office_New_Food Preparation_Natural Gas_Broiler_E9 | F5 | Commercial | Office | New | Food Preparation | Natural Gas | Broiler | E9 | Utility - Cost of Operation | 0 | 0 | 0 | 0 | 0 | 0 | 0 | 0 | 0 | 0 | 0 | 0 | 0 | 0 | 0 | 0 | 0 | 0 | 0 | 0 | 0 | 0 | 0 | 0 | 0 | 0 | 0 | 0 | 0 | 0 | 0 | 0 | 0 | 0 | 0 | 0 | 0 | 0 | 0 | 0 | 0 | 0
F5_Commercial_Office_New_Food Preparation_Natural Gas_Broiler_E10 | F5 | Commercial | Office | New | Food Preparation | Natural Gas | Broiler | E10 | Utility - Cost of Operation | 0 | 0 | 0 | 0 | 0 | 0 | 0 | 0 | 0 | 0 | 0 | 0 | 0 | 0 | 0 | 0 | 0 | 0 | 0 | 0 | 0 | 0 | 0 | 0 | 0 | 0 | 0 | 0 | 0 | 0 | 0 | 0 | 0 | 0 | 0 | 0 | 0 | 0 | 0 | 0 | 0 | 0
F6_Commercial_Office_New_Food Preparation_Natural Gas_Broiler_E1 | F6 | Commercial | Office | New | Food Preparation | Natural Gas | Broiler | E1 | Utility - Value of Sales | 0.228 | 0.22902 | 0.23067 | 0.23031 | 0.23031 | 0.23031 | 0.23031 | 0.23031 | 0.23031 | 0.23031 | 0.23031 | 0.23031 | 0.23031 | 0.23031 | 0.23031 | 0.23031 | 0.23031 | 0.23031 | 0.23031 | 0.23031 | 0.23031 | 0.23031 | 0.23031 | 0.23031 | 0.23031 | 0.23031 | 0.23031 | 0.23031 | 0.23031 | 0.23031 | 0.23031 | 0.23031 | 0.23031 | 0 | 0 | 0 | 0 | 0 | 0 | 0 | 0 | 0
F6_Commercial_Office_New_Food Preparation_Natural Gas_Broiler_E2 | F6 | Commercial | Office | New | Food Preparation | Natural Gas | Broiler | E2 | Utility - Value of Sales | 0.14657 | 0.14723 | 0.14828 | 0.14805 | 0.14805 | 0.14805 | 0.14805 | 0.14805 | 0.14805 | 0.14805 | 0.14805 | 0.14805 | 0.14805 | 0.14805 | 0.14805 | 0.14805 | 0.14805 | 0.14805 | 0.14805 | 0.14805 | 0.14805 | 0.14805 | 0.14805 | 0.14805 | 0.14805 | 0.14805 | 0.14805 | 0.14805 | 0.14805 | 0.14805 | 0.14805 | 0.14805 | 0.14805 | 0 | 0 | 0 | 0 | 0 | 0 | 0 | 0 | 0
F6_Commercial_Office_New_Food Preparation_Natural Gas_Broiler_E3 | F6 | Commercial | Office | New | Food Preparation | Natural Gas | Broiler | E3 | Utility - Value of Sales | 0 | 0 | 0 | 0 | 0 | 0 | 0 | 0 | 0 | 0 | 0 | 0 | 0 | 0 | 0 | 0 | 0 | 0 | 0 | 0 | 0 | 0 | 0 | 0 | 0 | 0 | 0 | 0 | 0 | 0 | 0 | 0 | 0 | 0 | 0 | 0 | 0 | 0 | 0 | 0 | 0 | 0
F6_Commercial_Office_New_Food Preparation_Natural Gas_Broiler_E4 | F6 | Commercial | Office | New | Food Preparation | Natural Gas | Broiler | E4 | Utility - Value of Sales | 0 | 0 | 0 | 0 | 0 | 0 | 0 | 0 | 0 | 0 | 0 | 0 | 0 | 0 | 0 | 0 | 0 | 0 | 0 | 0 | 0 | 0 | 0 | 0 | 0 | 0 | 0 | 0 | 0 | 0 | 0 | 0 | 0 | 0 | 0 | 0 | 0 | 0 | 0 | 0 | 0 | 0
F6_Commercial_Office_New_Food Preparation_Natural Gas_Broiler_E5 | F6 | Commercial | Office | New | Food Preparation | Natural Gas | Broiler | E5 | Utility - Value of Sales | 0 | 0 | 0 | 0 | 0 | 0 | 0 | 0 | 0 | 0 | 0 | 0 | 0 | 0 | 0 | 0 | 0 | 0 | 0 | 0 | 0 | 0 | 0 | 0 | 0 | 0 | 0 | 0 | 0 | 0 | 0 | 0 | 0 | 0 | 0 | 0 | 0 | 0 | 0 | 0 | 0 | 0
F6_Commercial_Office_New_Food Preparation_Natural Gas_Broiler_E6 | F6 | Commercial | Office | New | Food Preparation | Natural Gas | Broiler | E6 | Utility - Value of Sales | 0 | 0 | 0 | 0 | 0 | 0 | 0 | 0 | 0 | 0 | 0 | 0 | 0 | 0 | 0 | 0 | 0 | 0 | 0 | 0 | 0 | 0 | 0 | 0 | 0 | 0 | 0 | 0 | 0 | 0 | 0 | 0 | 0 | 0 | 0 | 0 | 0 | 0 | 0 | 0 | 0 | 0
F6_Commercial_Office_New_Food Preparation_Natural Gas_Broiler_E7 | F6 | Commercial | Office | New | Food Preparation | Natural Gas | Broiler | E7 | Utility - Value of Sales | 0 | 0 | 0 | 0 | 0 | 0 | 0 | 0 | 0 | 0 | 0 | 0 | 0 | 0 | 0 | 0 | 0 | 0 | 0 | 0 | 0 | 0 | 0 | 0 | 0 | 0 | 0 | 0 | 0 | 0 | 0 | 0 | 0 | 0 | 0 | 0 | 0 | 0 | 0 | 0 | 0 | 0
F6_Commercial_Office_New_Food Preparation_Natural Gas_Broiler_E8 | F6 | Commercial | Office | New | Food Preparation | Natural Gas | Broiler | E8 | Utility - Value of Sales | 0 | 0 | 0 | 0 | 0 | 0 | 0 | 0 | 0 | 0 | 0 | 0 | 0 | 0 | 0 | 0 | 0 | 0 | 0 | 0 | 0 | 0 | 0 | 0 | 0 | 0 | 0 | 0 | 0 | 0 | 0 | 0 | 0 | 0 | 0 | 0 | 0 | 0 | 0 | 0 | 0 | 0
F6_Commercial_Office_New_Food Preparation_Natural Gas_Broiler_E9 | F6 | Commercial | Office | New | Food Preparation | Natural Gas | Broiler | E9 | Utility - Value of Sales | 0 | 0 | 0 | 0 | 0 | 0 | 0 | 0 | 0 | 0 | 0 | 0 | 0 | 0 | 0 | 0 | 0 | 0 | 0 | 0 | 0 | 0 | 0 | 0 | 0 | 0 | 0 | 0 | 0 | 0 | 0 | 0 | 0 | 0 | 0 | 0 | 0 | 0 | 0 | 0 | 0 | 0
F6_Commercial_Office_New_Food Preparation_Natural Gas_Broiler_E10 | F6 | Commercial | Office | New | Food Preparation | Natural Gas | Broiler | E10 | Utility - Value of Sales | 0 | 0 | 0 | 0 | 0 | 0 | 0 | 0 | 0 | 0 | 0 | 0 | 0 | 0 | 0 | 0 | 0 | 0 | 0 | 0 | 0 | 0 | 0 | 0 | 0 | 0 | 0 | 0 | 0 | 0 | 0 | 0 | 0 | 0 | 0 | 0 | 0 | 0 | 0 | 0 | 0 | 0
F1_Commercial_Office_New_Food Preparation_Natural Gas_Griddle_E1 | F1 | Commercial | Office | New | Food Preparation | Natural Gas | Griddle | E1 | RVT - Cost of Equipment | 0.22541 | 0.22569 | 0.22693 | 0 | 0 | 0 | 0 | 0 | 0 | 0 | 0 | 0 | 0 | 0 | 0 | 0 | 0 | 0 | 0 | 0 | 0 | 0 | 0 | 0 | 0 | 0 | 0 | 0 | 0 | 0 | 0 | 0 | 0 | 0 | 0 | 0 | 0 | 0 | 0 | 0 | 0 | 0
F1_Commercial_Office_New_Food Preparation_Natural Gas_Griddle_E2 | F1 | Commercial | Office | New | Food Preparation | Natural Gas | Griddle | E2 | RVT - Cost of Equipment | 0.19468 | 0.19493 | 0.19599 | 0.195 | 0.19449 | 0.19527 | 0.19713 | 0.19864 | 0.20049 | 0.20226 | 0.20406 | 0.20576 | 0.20757 | 0.20944 | 0.21126 | 0.21311 | 0.21498 | 0.217 | 0.21908 | 0.22124 | 0.2233 | 0.22538 | 0.22724 | 0.2291 | 0.23072 | 0.23212 | 0.23339 | 0.23448 | 0.23534 | 0.23605 | 0.23643 | 0.23669 | 0.23669 | 0 | 0 | 0 | 0 | 0 | 0 | 0 | 0 | 0
F1_Commercial_Office_New_Food Preparation_Natural Gas_Griddle_E3 | F1 | Commercial | Office | New | Food Preparation | Natural Gas | Griddle | E3 | RVT - Cost of Equipment | 0 | 0 | 0 | 0 | 0 | 0 | 0 | 0 | 0 | 0 | 0 | 0 | 0 | 0 | 0 | 0 | 0 | 0 | 0 | 0 | 0 | 0 | 0 | 0 | 0 | 0 | 0 | 0 | 0 | 0 | 0 | 0 | 0 | 0 | 0 | 0 | 0 | 0 | 0 | 0 | 0 | 0
F1_Commercial_Office_New_Food Preparation_Natural Gas_Griddle_E4 | F1 | Commercial | Office | New | Food Preparation | Natural Gas | Griddle | E4 | RVT - Cost of Equipment | 0 | 0 | 0 | 0 | 0 | 0 | 0 | 0 | 0 | 0 | 0 | 0 | 0 | 0 | 0 | 0 | 0 | 0 | 0 | 0 | 0 | 0 | 0 | 0 | 0 | 0 | 0 | 0 | 0 | 0 | 0 | 0 | 0 | 0 | 0 | 0 | 0 | 0 | 0 | 0 | 0 | 0
F1_Commercial_Office_New_Food Preparation_Natural Gas_Griddle_E5 | F1 | Commercial | Office | New | Food Preparation | Natural Gas | Griddle | E5 | RVT - Cost of Equipment | 0 | 0 | 0 | 0 | 0 | 0 | 0 | 0 | 0 | 0 | 0 | 0 | 0 | 0 | 0 | 0 | 0 | 0 | 0 | 0 | 0 | 0 | 0 | 0 | 0 | 0 | 0 | 0 | 0 | 0 | 0 | 0 | 0 | 0 | 0 | 0 | 0 | 0 | 0 | 0 | 0 | 0
F1_Commercial_Office_New_Food Preparation_Natural Gas_Griddle_E6 | F1 | Commercial | Office | New | Food Preparation | Natural Gas | Griddle | E6 | RVT - Cost of Equipment | 0 | 0 | 0 | 0 | 0 | 0 | 0 | 0 | 0 | 0 | 0 | 0 | 0 | 0 | 0 | 0 | 0 | 0 | 0 | 0 | 0 | 0 | 0 | 0 | 0 | 0 | 0 | 0 | 0 | 0 | 0 | 0 | 0 | 0 | 0 | 0 | 0 | 0 | 0 | 0 | 0 | 0
F1_Commercial_Office_New_Food Preparation_Natural Gas_Griddle_E7 | F1 | Commercial | Office | New | Food Preparation | Natural Gas | Griddle | E7 | RVT - Cost of Equipment | 0 | 0 | 0 | 0 | 0 | 0 | 0 | 0 | 0 | 0 | 0 | 0 | 0 | 0 | 0 | 0 | 0 | 0 | 0 | 0 | 0 | 0 | 0 | 0 | 0 | 0 | 0 | 0 | 0 | 0 | 0 | 0 | 0 | 0 | 0 | 0 | 0 | 0 | 0 | 0 | 0 | 0
F1_Commercial_Office_New_Food Preparation_Natural Gas_Griddle_E8 | F1 | Commercial | Office | New | Food Preparation | Natural Gas | Griddle | E8 | RVT - Cost of Equipment | 0 | 0 | 0 | 0 | 0 | 0 | 0 | 0 | 0 | 0 | 0 | 0 | 0 | 0 | 0 | 0 | 0 | 0 | 0 | 0 | 0 | 0 | 0 | 0 | 0 | 0 | 0 | 0 | 0 | 0 | 0 | 0 | 0 | 0 | 0 | 0 | 0 | 0 | 0 | 0 | 0 | 0
F1_Commercial_Office_New_Food Preparation_Natural Gas_Griddle_E9 | F1 | Commercial | Office | New | Food Preparation | Natural Gas | Griddle | E9 | RVT - Cost of Equipment | 0 | 0 | 0 | 0 | 0 | 0 | 0 | 0 | 0 | 0 | 0 | 0 | 0 | 0 | 0 | 0 | 0 | 0 | 0 | 0 | 0 | 0 | 0 | 0 | 0 | 0 | 0 | 0 | 0 | 0 | 0 | 0 | 0 | 0 | 0 | 0 | 0 | 0 | 0 | 0 | 0 | 0
F1_Commercial_Office_New_Food Preparation_Natural Gas_Griddle_E10 | F1 | Commercial | Office | New | Food Preparation | Natural Gas | Griddle | E10 | RVT - Cost of Equipment | 0 | 0 | 0 | 0 | 0 | 0 | 0 | 0 | 0 | 0 | 0 | 0 | 0 | 0 | 0 | 0 | 0 | 0 | 0 | 0 | 0 | 0 | 0 | 0 | 0 | 0 | 0 | 0 | 0 | 0 | 0 | 0 | 0 | 0 | 0 | 0 | 0 | 0 | 0 | 0 | 0 | 0
F2_Commercial_Office_New_Food Preparation_Natural Gas_Griddle_E1 | F2 | Commercial | Office | New | Food Preparation | Natural Gas | Griddle | E1 | RVT - Cost of Operation | 0.27005 | 0.2704 | 0.27187 | 0 | 0 | 0 | 0 | 0 | 0 | 0 | 0 | 0 | 0 | 0 | 0 | 0 | 0 | 0 | 0 | 0 | 0 | 0 | 0 | 0 | 0 | 0 | 0 | 0 | 0 | 0 | 0 | 0 | 0 | 0 | 0 | 0 | 0 | 0 | 0 | 0 | 0 | 0
F2_Commercial_Office_New_Food Preparation_Natural Gas_Griddle_E2 | F2 | Commercial | Office | New | Food Preparation | Natural Gas | Griddle | E2 | RVT - Cost of Operation | 0.23323 | 0.23353 | 0.23481 | 0.23362 | 0.23301 | 0.23394 | 0.23617 | 0.23798 | 0.2402 | 0.24233 | 0.24448 | 0.24652 | 0.24868 | 0.25093 | 0.2531 | 0.25532 | 0.25757 | 0.25997 | 0.26248 | 0.26506 | 0.26753 | 0.27002 | 0.27225 | 0.27448 | 0.27642 | 0.27809 | 0.27961 | 0.28093 | 0.28195 | 0.2828 | 0.28326 | 0.28356 | 0.28356 | 0 | 0 | 0 | 0 | 0 | 0 | 0 | 0 | 0
F2_Commercial_Office_New_Food Preparation_Natural Gas_Griddle_E3 | F2 | Commercial | Office | New | Food Preparation | Natural Gas | Griddle | E3 | RVT - Cost of Operation | 0 | 0 | 0 | 0 | 0 | 0 | 0 | 0 | 0 | 0 | 0 | 0 | 0 | 0 | 0 | 0 | 0 | 0 | 0 | 0 | 0 | 0 | 0 | 0 | 0 | 0 | 0 | 0 | 0 | 0 | 0 | 0 | 0 | 0 | 0 | 0 | 0 | 0 | 0 | 0 | 0 | 0
F2_Commercial_Office_New_Food Preparation_Natural Gas_Griddle_E4 | F2 | Commercial | Office | New | Food Preparation | Natural Gas | Griddle | E4 | RVT - Cost of Operation | 0 | 0 | 0 | 0 | 0 | 0 | 0 | 0 | 0 | 0 | 0 | 0 | 0 | 0 | 0 | 0 | 0 | 0 | 0 | 0 | 0 | 0 | 0 | 0 | 0 | 0 | 0 | 0 | 0 | 0 | 0 | 0 | 0 | 0 | 0 | 0 | 0 | 0 | 0 | 0 | 0 | 0
F2_Commercial_Office_New_Food Preparation_Natural Gas_Griddle_E5 | F2 | Commercial | Office | New | Food Preparation | Natural Gas | Griddle | E5 | RVT - Cost of Operation | 0 | 0 | 0 | 0 | 0 | 0 | 0 | 0 | 0 | 0 | 0 | 0 | 0 | 0 | 0 | 0 | 0 | 0 | 0 | 0 | 0 | 0 | 0 | 0 | 0 | 0 | 0 | 0 | 0 | 0 | 0 | 0 | 0 | 0 | 0 | 0 | 0 | 0 | 0 | 0 | 0 | 0
F2_Commercial_Office_New_Food Preparation_Natural Gas_Griddle_E6 | F2 | Commercial | Office | New | Food Preparation | Natural Gas | Griddle | E6 | RVT - Cost of Operation | 0 | 0 | 0 | 0 | 0 | 0 | 0 | 0 | 0 | 0 | 0 | 0 | 0 | 0 | 0 | 0 | 0 | 0 | 0 | 0 | 0 | 0 | 0 | 0 | 0 | 0 | 0 | 0 | 0 | 0 | 0 | 0 | 0 | 0 | 0 | 0 | 0 | 0 | 0 | 0 | 0 | 0
F2_Commercial_Office_New_Food Preparation_Natural Gas_Griddle_E7 | F2 | Commercial | Office | New | Food Preparation | Natural Gas | Griddle | E7 | RVT - Cost of Operation | 0 | 0 | 0 | 0 | 0 | 0 | 0 | 0 | 0 | 0 | 0 | 0 | 0 | 0 | 0 | 0 | 0 | 0 | 0 | 0 | 0 | 0 | 0 | 0 | 0 | 0 | 0 | 0 | 0 | 0 | 0 | 0 | 0 | 0 | 0 | 0 | 0 | 0 | 0 | 0 | 0 | 0
F2_Commercial_Office_New_Food Preparation_Natural Gas_Griddle_E8 | F2 | Commercial | Office | New | Food Preparation | Natural Gas | Griddle | E8 | RVT - Cost of Operation | 0 | 0 | 0 | 0 | 0 | 0 | 0 | 0 | 0 | 0 | 0 | 0 | 0 | 0 | 0 | 0 | 0 | 0 | 0 | 0 | 0 | 0 | 0 | 0 | 0 | 0 | 0 | 0 | 0 | 0 | 0 | 0 | 0 | 0 | 0 | 0 | 0 | 0 | 0 | 0 | 0 | 0
F2_Commercial_Office_New_Food Preparation_Natural Gas_Griddle_E9 | F2 | Commercial | Office | New | Food Preparation | Natural Gas | Griddle | E9 | RVT - Cost of Operation | 0 | 0 | 0 | 0 | 0 | 0 | 0 | 0 | 0 | 0 | 0 | 0 | 0 | 0 | 0 | 0 | 0 | 0 | 0 | 0 | 0 | 0 | 0 | 0 | 0 | 0 | 0 | 0 | 0 | 0 | 0 | 0 | 0 | 0 | 0 | 0 | 0 | 0 | 0 | 0 | 0 | 0
F2_Commercial_Office_New_Food Preparation_Natural Gas_Griddle_E10 | F2 | Commercial | Office | New | Food Preparation | Natural Gas | Griddle | E10 | RVT - Cost of Operation | 0 | 0 | 0 | 0 | 0 | 0 | 0 | 0 | 0 | 0 | 0 | 0 | 0 | 0 | 0 | 0 | 0 | 0 | 0 | 0 | 0 | 0 | 0 | 0 | 0 | 0 | 0 | 0 | 0 | 0 | 0 | 0 | 0 | 0 | 0 | 0 | 0 | 0 | 0 | 0 | 0 | 0
F3_Commercial_Office_New_Food Preparation_Natural Gas_Griddle_E1 | F3 | Commercial | Office | New | Food Preparation | Natural Gas | Griddle | E1 | System - kBTUs of Consumption | 0.066082 | 0.066082 | 0.066082 | 0 | 0 | 0 | 0 | 0 | 0 | 0 | 0 | 0 | 0 | 0 | 0 | 0 | 0 | 0 | 0 | 0 | 0 | 0 | 0 | 0 | 0 | 0 | 0 | 0 | 0 | 0 | 0 | 0 | 0 | 0 | 0 | 0 | 0 | 0 | 0 | 0 | 0 | 0
F3_Commercial_Office_New_Food Preparation_Natural Gas_Griddle_E2 | F3 | Commercial | Office | New | Food Preparation | Natural Gas | Griddle | E2 | System - kBTUs of Consumption | 0.070702 | 0.070702 | 0.070702 | 0.070702 | 0.070702 | 0.070702 | 0.070702 | 0.070702 | 0.070702 | 0.070702 | 0.070702 | 0.070702 | 0.070702 | 0.070702 | 0.070702 | 0.070702 | 0.070702 | 0.070702 | 0.070702 | 0.070702 | 0.070702 | 0.070702 | 0.070702 | 0.070702 | 0.070702 | 0.070702 | 0.070702 | 0.070702 | 0.070702 | 0.070702 | 0.070702 | 0.070702 | 0.070702 | 0 | 0 | 0 | 0 | 0 | 0 | 0 | 0 | 0
F3_Commercial_Office_New_Food Preparation_Natural Gas_Griddle_E3 | F3 | Commercial | Office | New | Food Preparation | Natural Gas | Griddle | E3 | System - kBTUs of Consumption | 0 | 0 | 0 | 0 | 0 | 0 | 0 | 0 | 0 | 0 | 0 | 0 | 0 | 0 | 0 | 0 | 0 | 0 | 0 | 0 | 0 | 0 | 0 | 0 | 0 | 0 | 0 | 0 | 0 | 0 | 0 | 0 | 0 | 0 | 0 | 0 | 0 | 0 | 0 | 0 | 0 | 0
F3_Commercial_Office_New_Food Preparation_Natural Gas_Griddle_E4 | F3 | Commercial | Office | New | Food Preparation | Natural Gas | Griddle | E4 | System - kBTUs of Consumption | 0 | 0 | 0 | 0 | 0 | 0 | 0 | 0 | 0 | 0 | 0 | 0 | 0 | 0 | 0 | 0 | 0 | 0 | 0 | 0 | 0 | 0 | 0 | 0 | 0 | 0 | 0 | 0 | 0 | 0 | 0 | 0 | 0 | 0 | 0 | 0 | 0 | 0 | 0 | 0 | 0 | 0
F3_Commercial_Office_New_Food Preparation_Natural Gas_Griddle_E5 | F3 | Commercial | Office | New | Food Preparation | Natural Gas | Griddle | E5 | System - kBTUs of Consumption | 0 | 0 | 0 | 0 | 0 | 0 | 0 | 0 | 0 | 0 | 0 | 0 | 0 | 0 | 0 | 0 | 0 | 0 | 0 | 0 | 0 | 0 | 0 | 0 | 0 | 0 | 0 | 0 | 0 | 0 | 0 | 0 | 0 | 0 | 0 | 0 | 0 | 0 | 0 | 0 | 0 | 0
F3_Commercial_Office_New_Food Preparation_Natural Gas_Griddle_E6 | F3 | Commercial | Office | New | Food Preparation | Natural Gas | Griddle | E6 | System - kBTUs of Consumption | 0 | 0 | 0 | 0 | 0 | 0 | 0 | 0 | 0 | 0 | 0 | 0 | 0 | 0 | 0 | 0 | 0 | 0 | 0 | 0 | 0 | 0 | 0 | 0 | 0 | 0 | 0 | 0 | 0 | 0 | 0 | 0 | 0 | 0 | 0 | 0 | 0 | 0 | 0 | 0 | 0 | 0
F3_Commercial_Office_New_Food Preparation_Natural Gas_Griddle_E7 | F3 | Commercial | Office | New | Food Preparation | Natural Gas | Griddle | E7 | System - kBTUs of Consumption | 0 | 0 | 0 | 0 | 0 | 0 | 0 | 0 | 0 | 0 | 0 | 0 | 0 | 0 | 0 | 0 | 0 | 0 | 0 | 0 | 0 | 0 | 0 | 0 | 0 | 0 | 0 | 0 | 0 | 0 | 0 | 0 | 0 | 0 | 0 | 0 | 0 | 0 | 0 | 0 | 0 | 0
F3_Commercial_Office_New_Food Preparation_Natural Gas_Griddle_E8 | F3 | Commercial | Office | New | Food Preparation | Natural Gas | Griddle | E8 | System - kBTUs of Consumption | 0 | 0 | 0 | 0 | 0 | 0 | 0 | 0 | 0 | 0 | 0 | 0 | 0 | 0 | 0 | 0 | 0 | 0 | 0 | 0 | 0 | 0 | 0 | 0 | 0 | 0 | 0 | 0 | 0 | 0 | 0 | 0 | 0 | 0 | 0 | 0 | 0 | 0 | 0 | 0 | 0 | 0
F3_Commercial_Office_New_Food Preparation_Natural Gas_Griddle_E9 | F3 | Commercial | Office | New | Food Preparation | Natural Gas | Griddle | E9 | System - kBTUs of Consumption | 0 | 0 | 0 | 0 | 0 | 0 | 0 | 0 | 0 | 0 | 0 | 0 | 0 | 0 | 0 | 0 | 0 | 0 | 0 | 0 | 0 | 0 | 0 | 0 | 0 | 0 | 0 | 0 | 0 | 0 | 0 | 0 | 0 | 0 | 0 | 0 | 0 | 0 | 0 | 0 | 0 | 0
F3_Commercial_Office_New_Food Preparation_Natural Gas_Griddle_E10 | F3 | Commercial | Office | New | Food Preparation | Natural Gas | Griddle | E10 | System - kBTUs of Consumption | 0 | 0 | 0 | 0 | 0 | 0 | 0 | 0 | 0 | 0 | 0 | 0 | 0 | 0 | 0 | 0 | 0 | 0 | 0 | 0 | 0 | 0 | 0 | 0 | 0 | 0 | 0 | 0 | 0 | 0 | 0 | 0 | 0 | 0 | 0 | 0 | 0 | 0 | 0 | 0 | 0 | 0
F4_Commercial_Office_New_Food Preparation_Natural Gas_Griddle_E1 | F4 | Commercial | Office | New | Food Preparation | Natural Gas | Griddle | E1 | Utility - Cost of Equipment | 0.27005 | 0.2704 | 0.27187 | 0 | 0 | 0 | 0 | 0 | 0 | 0 | 0 | 0 | 0 | 0 | 0 | 0 | 0 | 0 | 0 | 0 | 0 | 0 | 0 | 0 | 0 | 0 | 0 | 0 | 0 | 0 | 0 | 0 | 0 | 0 | 0 | 0 | 0 | 0 | 0 | 0 | 0 | 0
F4_Commercial_Office_New_Food Preparation_Natural Gas_Griddle_E2 | F4 | Commercial | Office | New | Food Preparation | Natural Gas | Griddle | E2 | Utility - Cost of Equipment | 0.23323 | 0.23353 | 0.23481 | 0.23362 | 0.23301 | 0.23394 | 0.23617 | 0.23798 | 0.2402 | 0.24233 | 0.24448 | 0.24652 | 0.24868 | 0.25093 | 0.2531 | 0.25532 | 0.25757 | 0.25997 | 0.26248 | 0.26506 | 0.26753 | 0.27002 | 0.27225 | 0.27448 | 0.27642 | 0.27809 | 0.27961 | 0.28093 | 0.28195 | 0.2828 | 0.28326 | 0.28356 | 0.28356 | 0 | 0 | 0 | 0 | 0 | 0 | 0 | 0 | 0
F4_Commercial_Office_New_Food Preparation_Natural Gas_Griddle_E3 | F4 | Commercial | Office | New | Food Preparation | Natural Gas | Griddle | E3 | Utility - Cost of Equipment | 0 | 0 | 0 | 0 | 0 | 0 | 0 | 0 | 0 | 0 | 0 | 0 | 0 | 0 | 0 | 0 | 0 | 0 | 0 | 0 | 0 | 0 | 0 | 0 | 0 | 0 | 0 | 0 | 0 | 0 | 0 | 0 | 0 | 0 | 0 | 0 | 0 | 0 | 0 | 0 | 0 | 0
F4_Commercial_Office_New_Food Preparation_Natural Gas_Griddle_E4 | F4 | Commercial | Office | New | Food Preparation | Natural Gas | Griddle | E4 | Utility - Cost of Equipment | 0 | 0 | 0 | 0 | 0 | 0 | 0 | 0 | 0 | 0 | 0 | 0 | 0 | 0 | 0 | 0 | 0 | 0 | 0 | 0 | 0 | 0 | 0 | 0 | 0 | 0 | 0 | 0 | 0 | 0 | 0 | 0 | 0 | 0 | 0 | 0 | 0 | 0 | 0 | 0 | 0 | 0
F4_Commercial_Office_New_Food Preparation_Natural Gas_Griddle_E5 | F4 | Commercial | Office | New | Food Preparation | Natural Gas | Griddle | E5 | Utility - Cost of Equipment | 0 | 0 | 0 | 0 | 0 | 0 | 0 | 0 | 0 | 0 | 0 | 0 | 0 | 0 | 0 | 0 | 0 | 0 | 0 | 0 | 0 | 0 | 0 | 0 | 0 | 0 | 0 | 0 | 0 | 0 | 0 | 0 | 0 | 0 | 0 | 0 | 0 | 0 | 0 | 0 | 0 | 0
F4_Commercial_Office_New_Food Preparation_Natural Gas_Griddle_E6 | F4 | Commercial | Office | New | Food Preparation | Natural Gas | Griddle | E6 | Utility - Cost of Equipment | 0 | 0 | 0 | 0 | 0 | 0 | 0 | 0 | 0 | 0 | 0 | 0 | 0 | 0 | 0 | 0 | 0 | 0 | 0 | 0 | 0 | 0 | 0 | 0 | 0 | 0 | 0 | 0 | 0 | 0 | 0 | 0 | 0 | 0 | 0 | 0 | 0 | 0 | 0 | 0 | 0 | 0
F4_Commercial_Office_New_Food Preparation_Natural Gas_Griddle_E7 | F4 | Commercial | Office | New | Food Preparation | Natural Gas | Griddle | E7 | Utility - Cost of Equipment | 0 | 0 | 0 | 0 | 0 | 0 | 0 | 0 | 0 | 0 | 0 | 0 | 0 | 0 | 0 | 0 | 0 | 0 | 0 | 0 | 0 | 0 | 0 | 0 | 0 | 0 | 0 | 0 | 0 | 0 | 0 | 0 | 0 | 0 | 0 | 0 | 0 | 0 | 0 | 0 | 0 | 0
F4_Commercial_Office_New_Food Preparation_Natural Gas_Griddle_E8 | F4 | Commercial | Office | New | Food Preparation | Natural Gas | Griddle | E8 | Utility - Cost of Equipment | 0 | 0 | 0 | 0 | 0 | 0 | 0 | 0 | 0 | 0 | 0 | 0 | 0 | 0 | 0 | 0 | 0 | 0 | 0 | 0 | 0 | 0 | 0 | 0 | 0 | 0 | 0 | 0 | 0 | 0 | 0 | 0 | 0 | 0 | 0 | 0 | 0 | 0 | 0 | 0 | 0 | 0
F4_Commercial_Office_New_Food Preparation_Natural Gas_Griddle_E9 | F4 | Commercial | Office | New | Food Preparation | Natural Gas | Griddle | E9 | Utility - Cost of Equipment | 0 | 0 | 0 | 0 | 0 | 0 | 0 | 0 | 0 | 0 | 0 | 0 | 0 | 0 | 0 | 0 | 0 | 0 | 0 | 0 | 0 | 0 | 0 | 0 | 0 | 0 | 0 | 0 | 0 | 0 | 0 | 0 | 0 | 0 | 0 | 0 | 0 | 0 | 0 | 0 | 0 | 0
F4_Commercial_Office_New_Food Preparation_Natural Gas_Griddle_E10 | F4 | Commercial | Office | New | Food Preparation | Natural Gas | Griddle | E10 | Utility - Cost of Equipment | 0 | 0 | 0 | 0 | 0 | 0 | 0 | 0 | 0 | 0 | 0 | 0 | 0 | 0 | 0 | 0 | 0 | 0 | 0 | 0 | 0 | 0 | 0 | 0 | 0 | 0 | 0 | 0 | 0 | 0 | 0 | 0 | 0 | 0 | 0 | 0 | 0 | 0 | 0 | 0 | 0 | 0
F5_Commercial_Office_New_Food Preparation_Natural Gas_Griddle_E1 | F5 | Commercial | Office | New | Food Preparation | Natural Gas | Griddle | E1 | Utility - Cost of Operation | 0.066082 | 0.066082 | 0.066082 | 0 | 0 | 0 | 0 | 0 | 0 | 0 | 0 | 0 | 0 | 0 | 0 | 0 | 0 | 0 | 0 | 0 | 0 | 0 | 0 | 0 | 0 | 0 | 0 | 0 | 0 | 0 | 0 | 0 | 0 | 0 | 0 | 0 | 0 | 0 | 0 | 0 | 0 | 0
F5_Commercial_Office_New_Food Preparation_Natural Gas_Griddle_E2 | F5 | Commercial | Office | New | Food Preparation | Natural Gas | Griddle | E2 | Utility - Cost of Operation | 0.070702 | 0.070702 | 0.070702 | 0.070702 | 0.070702 | 0.070702 | 0.070702 | 0.070702 | 0.070702 | 0.070702 | 0.070702 | 0.070702 | 0.070702 | 0.070702 | 0.070702 | 0.070702 | 0.070702 | 0.070702 | 0.070702 | 0.070702 | 0.070702 | 0.070702 | 0.070702 | 0.070702 | 0.070702 | 0.070702 | 0.070702 | 0.070702 | 0.070702 | 0.070702 | 0.070702 | 0.070702 | 0.070702 | 0 | 0 | 0 | 0 | 0 | 0 | 0 | 0 | 0
F5_Commercial_Office_New_Food Preparation_Natural Gas_Griddle_E3 | F5 | Commercial | Office | New | Food Preparation | Natural Gas | Griddle | E3 | Utility - Cost of Operation | 0 | 0 | 0 | 0 | 0 | 0 | 0 | 0 | 0 | 0 | 0 | 0 | 0 | 0 | 0 | 0 | 0 | 0 | 0 | 0 | 0 | 0 | 0 | 0 | 0 | 0 | 0 | 0 | 0 | 0 | 0 | 0 | 0 | 0 | 0 | 0 | 0 | 0 | 0 | 0 | 0 | 0
F5_Commercial_Office_New_Food Preparation_Natural Gas_Griddle_E4 | F5 | Commercial | Office | New | Food Preparation | Natural Gas | Griddle | E4 | Utility - Cost of Operation | 0 | 0 | 0 | 0 | 0 | 0 | 0 | 0 | 0 | 0 | 0 | 0 | 0 | 0 | 0 | 0 | 0 | 0 | 0 | 0 | 0 | 0 | 0 | 0 | 0 | 0 | 0 | 0 | 0 | 0 | 0 | 0 | 0 | 0 | 0 | 0 | 0 | 0 | 0 | 0 | 0 | 0
F5_Commercial_Office_New_Food Preparation_Natural Gas_Griddle_E5 | F5 | Commercial | Office | New | Food Preparation | Natural Gas | Griddle | E5 | Utility - Cost of Operation | 0 | 0 | 0 | 0 | 0 | 0 | 0 | 0 | 0 | 0 | 0 | 0 | 0 | 0 | 0 | 0 | 0 | 0 | 0 | 0 | 0 | 0 | 0 | 0 | 0 | 0 | 0 | 0 | 0 | 0 | 0 | 0 | 0 | 0 | 0 | 0 | 0 | 0 | 0 | 0 | 0 | 0
F5_Commercial_Office_New_Food Preparation_Natural Gas_Griddle_E6 | F5 | Commercial | Office | New | Food Preparation | Natural Gas | Griddle | E6 | Utility - Cost of Operation | 0 | 0 | 0 | 0 | 0 | 0 | 0 | 0 | 0 | 0 | 0 | 0 | 0 | 0 | 0 | 0 | 0 | 0 | 0 | 0 | 0 | 0 | 0 | 0 | 0 | 0 | 0 | 0 | 0 | 0 | 0 | 0 | 0 | 0 | 0 | 0 | 0 | 0 | 0 | 0 | 0 | 0
F5_Commercial_Office_New_Food Preparation_Natural Gas_Griddle_E7 | F5 | Commercial | Office | New | Food Preparation | Natural Gas | Griddle | E7 | Utility - Cost of Operation | 0 | 0 | 0 | 0 | 0 | 0 | 0 | 0 | 0 | 0 | 0 | 0 | 0 | 0 | 0 | 0 | 0 | 0 | 0 | 0 | 0 | 0 | 0 | 0 | 0 | 0 | 0 | 0 | 0 | 0 | 0 | 0 | 0 | 0 | 0 | 0 | 0 | 0 | 0 | 0 | 0 | 0
F5_Commercial_Office_New_Food Preparation_Natural Gas_Griddle_E8 | F5 | Commercial | Office | New | Food Preparation | Natural Gas | Griddle | E8 | Utility - Cost of Operation | 0 | 0 | 0 | 0 | 0 | 0 | 0 | 0 | 0 | 0 | 0 | 0 | 0 | 0 | 0 | 0 | 0 | 0 | 0 | 0 | 0 | 0 | 0 | 0 | 0 | 0 | 0 | 0 | 0 | 0 | 0 | 0 | 0 | 0 | 0 | 0 | 0 | 0 | 0 | 0 | 0 | 0
F5_Commercial_Office_New_Food Preparation_Natural Gas_Griddle_E9 | F5 | Commercial | Office | New | Food Preparation | Natural Gas | Griddle | E9 | Utility - Cost of Operation | 0 | 0 | 0 | 0 | 0 | 0 | 0 | 0 | 0 | 0 | 0 | 0 | 0 | 0 | 0 | 0 | 0 | 0 | 0 | 0 | 0 | 0 | 0 | 0 | 0 | 0 | 0 | 0 | 0 | 0 | 0 | 0 | 0 | 0 | 0 | 0 | 0 | 0 | 0 | 0 | 0 | 0
F5_Commercial_Office_New_Food Preparation_Natural Gas_Griddle_E10 | F5 | Commercial | Office | New | Food Preparation | Natural Gas | Griddle | E10 | Utility - Cost of Operation | 0 | 0 | 0 | 0 | 0 | 0 | 0 | 0 | 0 | 0 | 0 | 0 | 0 | 0 | 0 | 0 | 0 | 0 | 0 | 0 | 0 | 0 | 0 | 0 | 0 | 0 | 0 | 0 | 0 | 0 | 0 | 0 | 0 | 0 | 0 | 0 | 0 | 0 | 0 | 0 | 0 | 0
F6_Commercial_Office_New_Food Preparation_Natural Gas_Griddle_E1 | F6 | Commercial | Office | New | Food Preparation | Natural Gas | Griddle | E1 | Utility - Value of Sales | 0.14295 | 0.14359 | 0.14461 | 0 | 0 | 0 | 0 | 0 | 0 | 0 | 0 | 0 | 0 | 0 | 0 | 0 | 0 | 0 | 0 | 0 | 0 | 0 | 0 | 0 | 0 | 0 | 0 | 0 | 0 | 0 | 0 | 0 | 0 | 0 | 0 | 0 | 0 | 0 | 0 | 0 | 0 | 0
F6_Commercial_Office_New_Food Preparation_Natural Gas_Griddle_E2 | F6 | Commercial | Office | New | Food Preparation | Natural Gas | Griddle | E2 | Utility - Value of Sales | 0.12346 | 0.12401 | 0.1249 | 0.1247 | 0.1247 | 0.1247 | 0.1247 | 0.1247 | 0.1247 | 0.1247 | 0.1247 | 0.1247 | 0.1247 | 0.1247 | 0.1247 | 0.1247 | 0.1247 | 0.1247 | 0.1247 | 0.1247 | 0.1247 | 0.1247 | 0.1247 | 0.1247 | 0.1247 | 0.1247 | 0.1247 | 0.1247 | 0.1247 | 0.1247 | 0.1247 | 0.1247 | 0.1247 | 0 | 0 | 0 | 0 | 0 | 0 | 0 | 0 | 0
F6_Commercial_Office_New_Food Preparation_Natural Gas_Griddle_E3 | F6 | Commercial | Office | New | Food Preparation | Natural Gas | Griddle | E3 | Utility - Value of Sales | 0 | 0 | 0 | 0 | 0 | 0 | 0 | 0 | 0 | 0 | 0 | 0 | 0 | 0 | 0 | 0 | 0 | 0 | 0 | 0 | 0 | 0 | 0 | 0 | 0 | 0 | 0 | 0 | 0 | 0 | 0 | 0 | 0 | 0 | 0 | 0 | 0 | 0 | 0 | 0 | 0 | 0
F6_Commercial_Office_New_Food Preparation_Natural Gas_Griddle_E4 | F6 | Commercial | Office | New | Food Preparation | Natural Gas | Griddle | E4 | Utility - Value of Sales | 0 | 0 | 0 | 0 | 0 | 0 | 0 | 0 | 0 | 0 | 0 | 0 | 0 | 0 | 0 | 0 | 0 | 0 | 0 | 0 | 0 | 0 | 0 | 0 | 0 | 0 | 0 | 0 | 0 | 0 | 0 | 0 | 0 | 0 | 0 | 0 | 0 | 0 | 0 | 0 | 0 | 0
F6_Commercial_Office_New_Food Preparation_Natural Gas_Griddle_E5 | F6 | Commercial | Office | New | Food Preparation | Natural Gas | Griddle | E5 | Utility - Value of Sales | 0 | 0 | 0 | 0 | 0 | 0 | 0 | 0 | 0 | 0 | 0 | 0 | 0 | 0 | 0 | 0 | 0 | 0 | 0 | 0 | 0 | 0 | 0 | 0 | 0 | 0 | 0 | 0 | 0 | 0 | 0 | 0 | 0 | 0 | 0 | 0 | 0 | 0 | 0 | 0 | 0 | 0
F6_Commercial_Office_New_Food Preparation_Natural Gas_Griddle_E6 | F6 | Commercial | Office | New | Food Preparation | Natural Gas | Griddle | E6 | Utility - Value of Sales | 0 | 0 | 0 | 0 | 0 | 0 | 0 | 0 | 0 | 0 | 0 | 0 | 0 | 0 | 0 | 0 | 0 | 0 | 0 | 0 | 0 | 0 | 0 | 0 | 0 | 0 | 0 | 0 | 0 | 0 | 0 | 0 | 0 | 0 | 0 | 0 | 0 | 0 | 0 | 0 | 0 | 0
F6_Commercial_Office_New_Food Preparation_Natural Gas_Griddle_E7 | F6 | Commercial | Office | New | Food Preparation | Natural Gas | Griddle | E7 | Utility - Value of Sales | 0 | 0 | 0 | 0 | 0 | 0 | 0 | 0 | 0 | 0 | 0 | 0 | 0 | 0 | 0 | 0 | 0 | 0 | 0 | 0 | 0 | 0 | 0 | 0 | 0 | 0 | 0 | 0 | 0 | 0 | 0 | 0 | 0 | 0 | 0 | 0 | 0 | 0 | 0 | 0 | 0 | 0
F6_Commercial_Office_New_Food Preparation_Natural Gas_Griddle_E8 | F6 | Commercial | Office | New | Food Preparation | Natural Gas | Griddle | E8 | Utility - Value of Sales | 0 | 0 | 0 | 0 | 0 | 0 | 0 | 0 | 0 | 0 | 0 | 0 | 0 | 0 | 0 | 0 | 0 | 0 | 0 | 0 | 0 | 0 | 0 | 0 | 0 | 0 | 0 | 0 | 0 | 0 | 0 | 0 | 0 | 0 | 0 | 0 | 0 | 0 | 0 | 0 | 0 | 0
F6_Commercial_Office_New_Food Preparation_Natural Gas_Griddle_E9 | F6 | Commercial | Office | New | Food Preparation | Natural Gas | Griddle | E9 | Utility - Value of Sales | 0 | 0 | 0 | 0 | 0 | 0 | 0 | 0 | 0 | 0 | 0 | 0 | 0 | 0 | 0 | 0 | 0 | 0 | 0 | 0 | 0 | 0 | 0 | 0 | 0 | 0 | 0 | 0 | 0 | 0 | 0 | 0 | 0 | 0 | 0 | 0 | 0 | 0 | 0 | 0 | 0 | 0
F6_Commercial_Office_New_Food Preparation_Natural Gas_Griddle_E10 | F6 | Commercial | Office | New | Food Preparation | Natural Gas | Griddle | E10 | Utility - Value of Sales | 0 | 0 | 0 | 0 | 0 | 0 | 0 | 0 | 0 | 0 | 0 | 0 | 0 | 0 | 0 | 0 | 0 | 0 | 0 | 0 | 0 | 0 | 0 | 0 | 0 | 0 | 0 | 0 | 0 | 0 | 0 | 0 | 0 | 0 | 0 | 0 | 0 | 0 | 0 | 0 | 0 | 0
F1_Commercial_Office_New_Food Preparation_Natural Gas_Range_E1 | F1 | Commercial | Office | New | Food Preparation | Natural Gas | Range | E1 | RVT - Cost of Equipment | 0.26305 | 0.26301 | 0.26428 | 0.26233 | 0.26115 | 0.26201 | 0.2646 | 0.26664 | 0.26918 | 0.27157 | 0.27398 | 0.27619 | 0.27856 | 0.28104 | 0.28341 | 0.28582 | 0.28826 | 0.29092 | 0.2937 | 0.29663 | 0.29951 | 0.30251 | 0.30529 | 0.30816 | 0.3107 | 0.3129 | 0.3149 | 0.31663 | 0.31798 | 0.31909 | 0.31969 | 0.32009 | 0.32009 | 0 | 0 | 0 | 0 | 0 | 0 | 0 | 0 | 0
F1_Commercial_Office_New_Food Preparation_Natural Gas_Range_E2 | F1 | Commercial | Office | New | Food Preparation | Natural Gas | Range | E2 | RVT - Cost of Equipment | 0.19729 | 0.19726 | 0.19821 | 0.19675 | 0.19586 | 0.19651 | 0.19845 | 0.19998 | 0.20188 | 0.20368 | 0.20549 | 0.20714 | 0.20892 | 0.21078 | 0.21255 | 0.21436 | 0.2162 | 0.21819 | 0.22028 | 0.22247 | 0.22463 | 0.22689 | 0.22897 | 0.23112 | 0.23303 | 0.23468 | 0.23618 | 0.23747 | 0.23848 | 0.23931 | 0.23977 | 0.24007 | 0.24007 | 0 | 0 | 0 | 0 | 0 | 0 | 0 | 0 | 0
F1_Commercial_Office_New_Food Preparation_Natural Gas_Range_E3 | F1 | Commercial | Office | New | Food Preparation | Natural Gas | Range | E3 | RVT - Cost of Equipment | 0 | 0 | 0 | 0 | 0 | 0 | 0 | 0 | 0 | 0 | 0 | 0 | 0 | 0 | 0 | 0 | 0 | 0 | 0 | 0 | 0 | 0 | 0 | 0 | 0 | 0 | 0 | 0 | 0 | 0 | 0 | 0 | 0 | 0 | 0 | 0 | 0 | 0 | 0 | 0 | 0 | 0
F1_Commercial_Office_New_Food Preparation_Natural Gas_Range_E4 | F1 | Commercial | Office | New | Food Preparation | Natural Gas | Range | E4 | RVT - Cost of Equipment | 0 | 0 | 0 | 0 | 0 | 0 | 0 | 0 | 0 | 0 | 0 | 0 | 0 | 0 | 0 | 0 | 0 | 0 | 0 | 0 | 0 | 0 | 0 | 0 | 0 | 0 | 0 | 0 | 0 | 0 | 0 | 0 | 0 | 0 | 0 | 0 | 0 | 0 | 0 | 0 | 0 | 0
F1_Commercial_Office_New_Food Preparation_Natural Gas_Range_E5 | F1 | Commercial | Office | New | Food Preparation | Natural Gas | Range | E5 | RVT - Cost of Equipment | 0 | 0 | 0 | 0 | 0 | 0 | 0 | 0 | 0 | 0 | 0 | 0 | 0 | 0 | 0 | 0 | 0 | 0 | 0 | 0 | 0 | 0 | 0 | 0 | 0 | 0 | 0 | 0 | 0 | 0 | 0 | 0 | 0 | 0 | 0 | 0 | 0 | 0 | 0 | 0 | 0 | 0
F1_Commercial_Office_New_Food Preparation_Natural Gas_Range_E6 | F1 | Commercial | Office | New | Food Preparation | Natural Gas | Range | E6 | RVT - Cost of Equipment | 0 | 0 | 0 | 0 | 0 | 0 | 0 | 0 | 0 | 0 | 0 | 0 | 0 | 0 | 0 | 0 | 0 | 0 | 0 | 0 | 0 | 0 | 0 | 0 | 0 | 0 | 0 | 0 | 0 | 0 | 0 | 0 | 0 | 0 | 0 | 0 | 0 | 0 | 0 | 0 | 0 | 0
F1_Commercial_Office_New_Food Preparation_Natural Gas_Range_E7 | F1 | Commercial | Office | New | Food Preparation | Natural Gas | Range | E7 | RVT - Cost of Equipment | 0 | 0 | 0 | 0 | 0 | 0 | 0 | 0 | 0 | 0 | 0 | 0 | 0 | 0 | 0 | 0 | 0 | 0 | 0 | 0 | 0 | 0 | 0 | 0 | 0 | 0 | 0 | 0 | 0 | 0 | 0 | 0 | 0 | 0 | 0 | 0 | 0 | 0 | 0 | 0 | 0 | 0
F1_Commercial_Office_New_Food Preparation_Natural Gas_Range_E8 | F1 | Commercial | Office | New | Food Preparation | Natural Gas | Range | E8 | RVT - Cost of Equipment | 0 | 0 | 0 | 0 | 0 | 0 | 0 | 0 | 0 | 0 | 0 | 0 | 0 | 0 | 0 | 0 | 0 | 0 | 0 | 0 | 0 | 0 | 0 | 0 | 0 | 0 | 0 | 0 | 0 | 0 | 0 | 0 | 0 | 0 | 0 | 0 | 0 | 0 | 0 | 0 | 0 | 0
F1_Commercial_Office_New_Food Preparation_Natural Gas_Range_E9 | F1 | Commercial | Office | New | Food Preparation | Natural Gas | Range | E9 | RVT - Cost of Equipment | 0 | 0 | 0 | 0 | 0 | 0 | 0 | 0 | 0 | 0 | 0 | 0 | 0 | 0 | 0 | 0 | 0 | 0 | 0 | 0 | 0 | 0 | 0 | 0 | 0 | 0 | 0 | 0 | 0 | 0 | 0 | 0 | 0 | 0 | 0 | 0 | 0 | 0 | 0 | 0 | 0 | 0
F1_Commercial_Office_New_Food Preparation_Natural Gas_Range_E10 | F1 | Commercial | Office | New | Food Preparation | Natural Gas | Range | E10 | RVT - Cost of Equipment | 0 | 0 | 0 | 0 | 0 | 0 | 0 | 0 | 0 | 0 | 0 | 0 | 0 | 0 | 0 | 0 | 0 | 0 | 0 | 0 | 0 | 0 | 0 | 0 | 0 | 0 | 0 | 0 | 0 | 0 | 0 | 0 | 0 | 0 | 0 | 0 | 0 | 0 | 0 | 0 | 0 | 0
F2_Commercial_Office_New_Food Preparation_Natural Gas_Range_E1 | F2 | Commercial | Office | New | Food Preparation | Natural Gas | Range | E1 | RVT - Cost of Operation | 0.31515 | 0.3151 | 0.31662 | 0.31429 | 0.31287 | 0.3139 | 0.31701 | 0.31945 | 0.32249 | 0.32536 | 0.32825 | 0.3309 | 0.33374 | 0.3367 | 0.33954 | 0.34243 | 0.34536 | 0.34855 | 0.35187 | 0.35538 | 0.35883 | 0.36243 | 0.36576 | 0.3692 | 0.37224 | 0.37488 | 0.37727 | 0.37934 | 0.38096 | 0.38228 | 0.38301 | 0.38349 | 0.38349 | 0 | 0 | 0 | 0 | 0 | 0 | 0 | 0 | 0
F2_Commercial_Office_New_Food Preparation_Natural Gas_Range_E2 | F2 | Commercial | Office | New | Food Preparation | Natural Gas | Range | E2 | RVT - Cost of Operation | 0.23637 | 0.23633 | 0.23747 | 0.23572 | 0.23466 | 0.23543 | 0.23775 | 0.23959 | 0.24187 | 0.24402 | 0.24619 | 0.24817 | 0.2503 | 0.25253 | 0.25465 | 0.25682 | 0.25902 | 0.26141 | 0.2639 | 0.26653 | 0.26912 | 0.27182 | 0.27432 | 0.2769 | 0.27918 | 0.28116 | 0.28295 | 0.2845 | 0.28572 | 0.28671 | 0.28726 | 0.28762 | 0.28762 | 0 | 0 | 0 | 0 | 0 | 0 | 0 | 0 | 0
F2_Commercial_Office_New_Food Preparation_Natural Gas_Range_E3 | F2 | Commercial | Office | New | Food Preparation | Natural Gas | Range | E3 | RVT - Cost of Operation | 0 | 0 | 0 | 0 | 0 | 0 | 0 | 0 | 0 | 0 | 0 | 0 | 0 | 0 | 0 | 0 | 0 | 0 | 0 | 0 | 0 | 0 | 0 | 0 | 0 | 0 | 0 | 0 | 0 | 0 | 0 | 0 | 0 | 0 | 0 | 0 | 0 | 0 | 0 | 0 | 0 | 0
F2_Commercial_Office_New_Food Preparation_Natural Gas_Range_E4 | F2 | Commercial | Office | New | Food Preparation | Natural Gas | Range | E4 | RVT - Cost of Operation | 0 | 0 | 0 | 0 | 0 | 0 | 0 | 0 | 0 | 0 | 0 | 0 | 0 | 0 | 0 | 0 | 0 | 0 | 0 | 0 | 0 | 0 | 0 | 0 | 0 | 0 | 0 | 0 | 0 | 0 | 0 | 0 | 0 | 0 | 0 | 0 | 0 | 0 | 0 | 0 | 0 | 0
F2_Commercial_Office_New_Food Preparation_Natural Gas_Range_E5 | F2 | Commercial | Office | New | Food Preparation | Natural Gas | Range | E5 | RVT - Cost of Operation | 0 | 0 | 0 | 0 | 0 | 0 | 0 | 0 | 0 | 0 | 0 | 0 | 0 | 0 | 0 | 0 | 0 | 0 | 0 | 0 | 0 | 0 | 0 | 0 | 0 | 0 | 0 | 0 | 0 | 0 | 0 | 0 | 0 | 0 | 0 | 0 | 0 | 0 | 0 | 0 | 0 | 0
F2_Commercial_Office_New_Food Preparation_Natural Gas_Range_E6 | F2 | Commercial | Office | New | Food Preparation | Natural Gas | Range | E6 | RVT - Cost of Operation | 0 | 0 | 0 | 0 | 0 | 0 | 0 | 0 | 0 | 0 | 0 | 0 | 0 | 0 | 0 | 0 | 0 | 0 | 0 | 0 | 0 | 0 | 0 | 0 | 0 | 0 | 0 | 0 | 0 | 0 | 0 | 0 | 0 | 0 | 0 | 0 | 0 | 0 | 0 | 0 | 0 | 0
F2_Commercial_Office_New_Food Preparation_Natural Gas_Range_E7 | F2 | Commercial | Office | New | Food Preparation | Natural Gas | Range | E7 | RVT - Cost of Operation | 0 | 0 | 0 | 0 | 0 | 0 | 0 | 0 | 0 | 0 | 0 | 0 | 0 | 0 | 0 | 0 | 0 | 0 | 0 | 0 | 0 | 0 | 0 | 0 | 0 | 0 | 0 | 0 | 0 | 0 | 0 | 0 | 0 | 0 | 0 | 0 | 0 | 0 | 0 | 0 | 0 | 0
F2_Commercial_Office_New_Food Preparation_Natural Gas_Range_E8 | F2 | Commercial | Office | New | Food Preparation | Natural Gas | Range | E8 | RVT - Cost of Operation | 0 | 0 | 0 | 0 | 0 | 0 | 0 | 0 | 0 | 0 | 0 | 0 | 0 | 0 | 0 | 0 | 0 | 0 | 0 | 0 | 0 | 0 | 0 | 0 | 0 | 0 | 0 | 0 | 0 | 0 | 0 | 0 | 0 | 0 | 0 | 0 | 0 | 0 | 0 | 0 | 0 | 0
F2_Commercial_Office_New_Food Preparation_Natural Gas_Range_E9 | F2 | Commercial | Office | New | Food Preparation | Natural Gas | Range | E9 | RVT - Cost of Operation | 0 | 0 | 0 | 0 | 0 | 0 | 0 | 0 | 0 | 0 | 0 | 0 | 0 | 0 | 0 | 0 | 0 | 0 | 0 | 0 | 0 | 0 | 0 | 0 | 0 | 0 | 0 | 0 | 0 | 0 | 0 | 0 | 0 | 0 | 0 | 0 | 0 | 0 | 0 | 0 | 0 | 0
F2_Commercial_Office_New_Food Preparation_Natural Gas_Range_E10 | F2 | Commercial | Office | New | Food Preparation | Natural Gas | Range | E10 | RVT - Cost of Operation | 0 | 0 | 0 | 0 | 0 | 0 | 0 | 0 | 0 | 0 | 0 | 0 | 0 | 0 | 0 | 0 | 0 | 0 | 0 | 0 | 0 | 0 | 0 | 0 | 0 | 0 | 0 | 0 | 0 | 0 | 0 | 0 | 0 | 0 | 0 | 0 | 0 | 0 | 0 | 0 | 0 | 0
F3_Commercial_Office_New_Food Preparation_Natural Gas_Range_E1 | F3 | Commercial | Office | New | Food Preparation | Natural Gas | Range | E1 | System - kBTUs of Consumption | 0.12608 | 0.12608 | 0.12608 | 0.12608 | 0.12608 | 0.12608 | 0.12608 | 0.12608 | 0.12608 | 0.12608 | 0.12608 | 0.12608 | 0.12608 | 0.12608 | 0.12608 | 0.12608 | 0.12608 | 0.12608 | 0.12608 | 0.12608 | 0.12608 | 0.12608 | 0.12608 | 0.12608 | 0.12608 | 0.12608 | 0.12608 | 0.12608 | 0.12608 | 0.12608 | 0.12608 | 0.12608 | 0.12608 | 0 | 0 | 0 | 0 | 0 | 0 | 0 | 0 | 0
F3_Commercial_Office_New_Food Preparation_Natural Gas_Range_E2 | F3 | Commercial | Office | New | Food Preparation | Natural Gas | Range | E2 | System - kBTUs of Consumption | 0.1261 | 0.1261 | 0.1261 | 0.1261 | 0.1261 | 0.1261 | 0.1261 | 0.1261 | 0.1261 | 0.1261 | 0.1261 | 0.1261 | 0.1261 | 0.1261 | 0.1261 | 0.1261 | 0.1261 | 0.1261 | 0.1261 | 0.1261 | 0.1261 | 0.1261 | 0.1261 | 0.1261 | 0.1261 | 0.1261 | 0.1261 | 0.1261 | 0.1261 | 0.1261 | 0.1261 | 0.1261 | 0.1261 | 0 | 0 | 0 | 0 | 0 | 0 | 0 | 0 | 0
F3_Commercial_Office_New_Food Preparation_Natural Gas_Range_E3 | F3 | Commercial | Office | New | Food Preparation | Natural Gas | Range | E3 | System - kBTUs of Consumption | 0 | 0 | 0 | 0 | 0 | 0 | 0 | 0 | 0 | 0 | 0 | 0 | 0 | 0 | 0 | 0 | 0 | 0 | 0 | 0 | 0 | 0 | 0 | 0 | 0 | 0 | 0 | 0 | 0 | 0 | 0 | 0 | 0 | 0 | 0 | 0 | 0 | 0 | 0 | 0 | 0 | 0
F3_Commercial_Office_New_Food Preparation_Natural Gas_Range_E4 | F3 | Commercial | Office | New | Food Preparation | Natural Gas | Range | E4 | System - kBTUs of Consumption | 0 | 0 | 0 | 0 | 0 | 0 | 0 | 0 | 0 | 0 | 0 | 0 | 0 | 0 | 0 | 0 | 0 | 0 | 0 | 0 | 0 | 0 | 0 | 0 | 0 | 0 | 0 | 0 | 0 | 0 | 0 | 0 | 0 | 0 | 0 | 0 | 0 | 0 | 0 | 0 | 0 | 0
F3_Commercial_Office_New_Food Preparation_Natural Gas_Range_E5 | F3 | Commercial | Office | New | Food Preparation | Natural Gas | Range | E5 | System - kBTUs of Consumption | 0 | 0 | 0 | 0 | 0 | 0 | 0 | 0 | 0 | 0 | 0 | 0 | 0 | 0 | 0 | 0 | 0 | 0 | 0 | 0 | 0 | 0 | 0 | 0 | 0 | 0 | 0 | 0 | 0 | 0 | 0 | 0 | 0 | 0 | 0 | 0 | 0 | 0 | 0 | 0 | 0 | 0
F3_Commercial_Office_New_Food Preparation_Natural Gas_Range_E6 | F3 | Commercial | Office | New | Food Preparation | Natural Gas | Range | E6 | System - kBTUs of Consumption | 0 | 0 | 0 | 0 | 0 | 0 | 0 | 0 | 0 | 0 | 0 | 0 | 0 | 0 | 0 | 0 | 0 | 0 | 0 | 0 | 0 | 0 | 0 | 0 | 0 | 0 | 0 | 0 | 0 | 0 | 0 | 0 | 0 | 0 | 0 | 0 | 0 | 0 | 0 | 0 | 0 | 0
F3_Commercial_Office_New_Food Preparation_Natural Gas_Range_E7 | F3 | Commercial | Office | New | Food Preparation | Natural Gas | Range | E7 | System - kBTUs of Consumption | 0 | 0 | 0 | 0 | 0 | 0 | 0 | 0 | 0 | 0 | 0 | 0 | 0 | 0 | 0 | 0 | 0 | 0 | 0 | 0 | 0 | 0 | 0 | 0 | 0 | 0 | 0 | 0 | 0 | 0 | 0 | 0 | 0 | 0 | 0 | 0 | 0 | 0 | 0 | 0 | 0 | 0
F3_Commercial_Office_New_Food Preparation_Natural Gas_Range_E8 | F3 | Commercial | Office | New | Food Preparation | Natural Gas | Range | E8 | System - kBTUs of Consumption | 0 | 0 | 0 | 0 | 0 | 0 | 0 | 0 | 0 | 0 | 0 | 0 | 0 | 0 | 0 | 0 | 0 | 0 | 0 | 0 | 0 | 0 | 0 | 0 | 0 | 0 | 0 | 0 | 0 | 0 | 0 | 0 | 0 | 0 | 0 | 0 | 0 | 0 | 0 | 0 | 0 | 0
F3_Commercial_Office_New_Food Preparation_Natural Gas_Range_E9 | F3 | Commercial | Office | New | Food Preparation | Natural Gas | Range | E9 | System - kBTUs of Consumption | 0 | 0 | 0 | 0 | 0 | 0 | 0 | 0 | 0 | 0 | 0 | 0 | 0 | 0 | 0 | 0 | 0 | 0 | 0 | 0 | 0 | 0 | 0 | 0 | 0 | 0 | 0 | 0 | 0 | 0 | 0 | 0 | 0 | 0 | 0 | 0 | 0 | 0 | 0 | 0 | 0 | 0
F3_Commercial_Office_New_Food Preparation_Natural Gas_Range_E10 | F3 | Commercial | Office | New | Food Preparation | Natural Gas | Range | E10 | System - kBTUs of Consumption | 0 | 0 | 0 | 0 | 0 | 0 | 0 | 0 | 0 | 0 | 0 | 0 | 0 | 0 | 0 | 0 | 0 | 0 | 0 | 0 | 0 | 0 | 0 | 0 | 0 | 0 | 0 | 0 | 0 | 0 | 0 | 0 | 0 | 0 | 0 | 0 | 0 | 0 | 0 | 0 | 0 | 0
F4_Commercial_Office_New_Food Preparation_Natural Gas_Range_E1 | F4 | Commercial | Office | New | Food Preparation | Natural Gas | Range | E1 | Utility - Cost of Equipment | 0.31515 | 0.3151 | 0.31662 | 0.31429 | 0.31287 | 0.3139 | 0.31701 | 0.31945 | 0.32249 | 0.32536 | 0.32825 | 0.3309 | 0.33374 | 0.3367 | 0.33954 | 0.34243 | 0.34536 | 0.34855 | 0.35187 | 0.35538 | 0.35883 | 0.36243 | 0.36576 | 0.3692 | 0.37224 | 0.37488 | 0.37727 | 0.37934 | 0.38096 | 0.38228 | 0.38301 | 0.38349 | 0.38349 | 0 | 0 | 0 | 0 | 0 | 0 | 0 | 0 | 0
F4_Commercial_Office_New_Food Preparation_Natural Gas_Range_E2 | F4 | Commercial | Office | New | Food Preparation | Natural Gas | Range | E2 | Utility - Cost of Equipment | 0.23637 | 0.23633 | 0.23747 | 0.23572 | 0.23466 | 0.23543 | 0.23775 | 0.23959 | 0.24187 | 0.24402 | 0.24619 | 0.24817 | 0.2503 | 0.25253 | 0.25465 | 0.25682 | 0.25902 | 0.26141 | 0.2639 | 0.26653 | 0.26912 | 0.27182 | 0.27432 | 0.2769 | 0.27918 | 0.28116 | 0.28295 | 0.2845 | 0.28572 | 0.28671 | 0.28726 | 0.28762 | 0.28762 | 0 | 0 | 0 | 0 | 0 | 0 | 0 | 0 | 0
F4_Commercial_Office_New_Food Preparation_Natural Gas_Range_E3 | F4 | Commercial | Office | New | Food Preparation | Natural Gas | Range | E3 | Utility - Cost of Equipment | 0 | 0 | 0 | 0 | 0 | 0 | 0 | 0 | 0 | 0 | 0 | 0 | 0 | 0 | 0 | 0 | 0 | 0 | 0 | 0 | 0 | 0 | 0 | 0 | 0 | 0 | 0 | 0 | 0 | 0 | 0 | 0 | 0 | 0 | 0 | 0 | 0 | 0 | 0 | 0 | 0 | 0
F4_Commercial_Office_New_Food Preparation_Natural Gas_Range_E4 | F4 | Commercial | Office | New | Food Preparation | Natural Gas | Range | E4 | Utility - Cost of Equipment | 0 | 0 | 0 | 0 | 0 | 0 | 0 | 0 | 0 | 0 | 0 | 0 | 0 | 0 | 0 | 0 | 0 | 0 | 0 | 0 | 0 | 0 | 0 | 0 | 0 | 0 | 0 | 0 | 0 | 0 | 0 | 0 | 0 | 0 | 0 | 0 | 0 | 0 | 0 | 0 | 0 | 0
F4_Commercial_Office_New_Food Preparation_Natural Gas_Range_E5 | F4 | Commercial | Office | New | Food Preparation | Natural Gas | Range | E5 | Utility - Cost of Equipment | 0 | 0 | 0 | 0 | 0 | 0 | 0 | 0 | 0 | 0 | 0 | 0 | 0 | 0 | 0 | 0 | 0 | 0 | 0 | 0 | 0 | 0 | 0 | 0 | 0 | 0 | 0 | 0 | 0 | 0 | 0 | 0 | 0 | 0 | 0 | 0 | 0 | 0 | 0 | 0 | 0 | 0
F4_Commercial_Office_New_Food Preparation_Natural Gas_Range_E6 | F4 | Commercial | Office | New | Food Preparation | Natural Gas | Range | E6 | Utility - Cost of Equipment | 0 | 0 | 0 | 0 | 0 | 0 | 0 | 0 | 0 | 0 | 0 | 0 | 0 | 0 | 0 | 0 | 0 | 0 | 0 | 0 | 0 | 0 | 0 | 0 | 0 | 0 | 0 | 0 | 0 | 0 | 0 | 0 | 0 | 0 | 0 | 0 | 0 | 0 | 0 | 0 | 0 | 0
F4_Commercial_Office_New_Food Preparation_Natural Gas_Range_E7 | F4 | Commercial | Office | New | Food Preparation | Natural Gas | Range | E7 | Utility - Cost of Equipment | 0 | 0 | 0 | 0 | 0 | 0 | 0 | 0 | 0 | 0 | 0 | 0 | 0 | 0 | 0 | 0 | 0 | 0 | 0 | 0 | 0 | 0 | 0 | 0 | 0 | 0 | 0 | 0 | 0 | 0 | 0 | 0 | 0 | 0 | 0 | 0 | 0 | 0 | 0 | 0 | 0 | 0
F4_Commercial_Office_New_Food Preparation_Natural Gas_Range_E8 | F4 | Commercial | Office | New | Food Preparation | Natural Gas | Range | E8 | Utility - Cost of Equipment | 0 | 0 | 0 | 0 | 0 | 0 | 0 | 0 | 0 | 0 | 0 | 0 | 0 | 0 | 0 | 0 | 0 | 0 | 0 | 0 | 0 | 0 | 0 | 0 | 0 | 0 | 0 | 0 | 0 | 0 | 0 | 0 | 0 | 0 | 0 | 0 | 0 | 0 | 0 | 0 | 0 | 0
F4_Commercial_Office_New_Food Preparation_Natural Gas_Range_E9 | F4 | Commercial | Office | New | Food Preparation | Natural Gas | Range | E9 | Utility - Cost of Equipment | 0 | 0 | 0 | 0 | 0 | 0 | 0 | 0 | 0 | 0 | 0 | 0 | 0 | 0 | 0 | 0 | 0 | 0 | 0 | 0 | 0 | 0 | 0 | 0 | 0 | 0 | 0 | 0 | 0 | 0 | 0 | 0 | 0 | 0 | 0 | 0 | 0 | 0 | 0 | 0 | 0 | 0
F4_Commercial_Office_New_Food Preparation_Natural Gas_Range_E10 | F4 | Commercial | Office | New | Food Preparation | Natural Gas | Range | E10 | Utility - Cost of Equipment | 0 | 0 | 0 | 0 | 0 | 0 | 0 | 0 | 0 | 0 | 0 | 0 | 0 | 0 | 0 | 0 | 0 | 0 | 0 | 0 | 0 | 0 | 0 | 0 | 0 | 0 | 0 | 0 | 0 | 0 | 0 | 0 | 0 | 0 | 0 | 0 | 0 | 0 | 0 | 0 | 0 | 0
F5_Commercial_Office_New_Food Preparation_Natural Gas_Range_E1 | F5 | Commercial | Office | New | Food Preparation | Natural Gas | Range | E1 | Utility - Cost of Operation | 0.12608 | 0.12608 | 0.12608 | 0.12608 | 0.12608 | 0.12608 | 0.12608 | 0.12608 | 0.12608 | 0.12608 | 0.12608 | 0.12608 | 0.12608 | 0.12608 | 0.12608 | 0.12608 | 0.12608 | 0.12608 | 0.12608 | 0.12608 | 0.12608 | 0.12608 | 0.12608 | 0.12608 | 0.12608 | 0.12608 | 0.12608 | 0.12608 | 0.12608 | 0.12608 | 0.12608 | 0.12608 | 0.12608 | 0 | 0 | 0 | 0 | 0 | 0 | 0 | 0 | 0
F5_Commercial_Office_New_Food Preparation_Natural Gas_Range_E2 | F5 | Commercial | Office | New | Food Preparation | Natural Gas | Range | E2 | Utility - Cost of Operation | 0.1261 | 0.1261 | 0.1261 | 0.1261 | 0.1261 | 0.1261 | 0.1261 | 0.1261 | 0.1261 | 0.1261 | 0.1261 | 0.1261 | 0.1261 | 0.1261 | 0.1261 | 0.1261 | 0.1261 | 0.1261 | 0.1261 | 0.1261 | 0.1261 | 0.1261 | 0.1261 | 0.1261 | 0.1261 | 0.1261 | 0.1261 | 0.1261 | 0.1261 | 0.1261 | 0.1261 | 0.1261 | 0.1261 | 0 | 0 | 0 | 0 | 0 | 0 | 0 | 0 | 0
F5_Commercial_Office_New_Food Preparation_Natural Gas_Range_E3 | F5 | Commercial | Office | New | Food Preparation | Natural Gas | Range | E3 | Utility - Cost of Operation | 0 | 0 | 0 | 0 | 0 | 0 | 0 | 0 | 0 | 0 | 0 | 0 | 0 | 0 | 0 | 0 | 0 | 0 | 0 | 0 | 0 | 0 | 0 | 0 | 0 | 0 | 0 | 0 | 0 | 0 | 0 | 0 | 0 | 0 | 0 | 0 | 0 | 0 | 0 | 0 | 0 | 0
F5_Commercial_Office_New_Food Preparation_Natural Gas_Range_E4 | F5 | Commercial | Office | New | Food Preparation | Natural Gas | Range | E4 | Utility - Cost of Operation | 0 | 0 | 0 | 0 | 0 | 0 | 0 | 0 | 0 | 0 | 0 | 0 | 0 | 0 | 0 | 0 | 0 | 0 | 0 | 0 | 0 | 0 | 0 | 0 | 0 | 0 | 0 | 0 | 0 | 0 | 0 | 0 | 0 | 0 | 0 | 0 | 0 | 0 | 0 | 0 | 0 | 0
F5_Commercial_Office_New_Food Preparation_Natural Gas_Range_E5 | F5 | Commercial | Office | New | Food Preparation | Natural Gas | Range | E5 | Utility - Cost of Operation | 0 | 0 | 0 | 0 | 0 | 0 | 0 | 0 | 0 | 0 | 0 | 0 | 0 | 0 | 0 | 0 | 0 | 0 | 0 | 0 | 0 | 0 | 0 | 0 | 0 | 0 | 0 | 0 | 0 | 0 | 0 | 0 | 0 | 0 | 0 | 0 | 0 | 0 | 0 | 0 | 0 | 0
F5_Commercial_Office_New_Food Preparation_Natural Gas_Range_E6 | F5 | Commercial | Office | New | Food Preparation | Natural Gas | Range | E6 | Utility - Cost of Operation | 0 | 0 | 0 | 0 | 0 | 0 | 0 | 0 | 0 | 0 | 0 | 0 | 0 | 0 | 0 | 0 | 0 | 0 | 0 | 0 | 0 | 0 | 0 | 0 | 0 | 0 | 0 | 0 | 0 | 0 | 0 | 0 | 0 | 0 | 0 | 0 | 0 | 0 | 0 | 0 | 0 | 0
F5_Commercial_Office_New_Food Preparation_Natural Gas_Range_E7 | F5 | Commercial | Office | New | Food Preparation | Natural Gas | Range | E7 | Utility - Cost of Operation | 0 | 0 | 0 | 0 | 0 | 0 | 0 | 0 | 0 | 0 | 0 | 0 | 0 | 0 | 0 | 0 | 0 | 0 | 0 | 0 | 0 | 0 | 0 | 0 | 0 | 0 | 0 | 0 | 0 | 0 | 0 | 0 | 0 | 0 | 0 | 0 | 0 | 0 | 0 | 0 | 0 | 0
F5_Commercial_Office_New_Food Preparation_Natural Gas_Range_E8 | F5 | Commercial | Office | New | Food Preparation | Natural Gas | Range | E8 | Utility - Cost of Operation | 0 | 0 | 0 | 0 | 0 | 0 | 0 | 0 | 0 | 0 | 0 | 0 | 0 | 0 | 0 | 0 | 0 | 0 | 0 | 0 | 0 | 0 | 0 | 0 | 0 | 0 | 0 | 0 | 0 | 0 | 0 | 0 | 0 | 0 | 0 | 0 | 0 | 0 | 0 | 0 | 0 | 0
F5_Commercial_Office_New_Food Preparation_Natural Gas_Range_E9 | F5 | Commercial | Office | New | Food Preparation | Natural Gas | Range | E9 | Utility - Cost of Operation | 0 | 0 | 0 | 0 | 0 | 0 | 0 | 0 | 0 | 0 | 0 | 0 | 0 | 0 | 0 | 0 | 0 | 0 | 0 | 0 | 0 | 0 | 0 | 0 | 0 | 0 | 0 | 0 | 0 | 0 | 0 | 0 | 0 | 0 | 0 | 0 | 0 | 0 | 0 | 0 | 0 | 0
F5_Commercial_Office_New_Food Preparation_Natural Gas_Range_E10 | F5 | Commercial | Office | New | Food Preparation | Natural Gas | Range | E10 | Utility - Cost of Operation | 0 | 0 | 0 | 0 | 0 | 0 | 0 | 0 | 0 | 0 | 0 | 0 | 0 | 0 | 0 | 0 | 0 | 0 | 0 | 0 | 0 | 0 | 0 | 0 | 0 | 0 | 0 | 0 | 0 | 0 | 0 | 0 | 0 | 0 | 0 | 0 | 0 | 0 | 0 | 0 | 0 | 0
F6_Commercial_Office_New_Food Preparation_Natural Gas_Range_E1 | F6 | Commercial | Office | New | Food Preparation | Natural Gas | Range | E1 | Utility - Value of Sales | 0.16672 | 0.16762 | 0.16906 | 0.16874 | 0.16874 | 0.16874 | 0.16874 | 0.16874 | 0.16874 | 0.16874 | 0.16874 | 0.16874 | 0.16874 | 0.16874 | 0.16874 | 0.16874 | 0.16874 | 0.16874 | 0.16874 | 0.16874 | 0.16874 | 0.16874 | 0.16874 | 0.16874 | 0.16874 | 0.16874 | 0.16874 | 0.16874 | 0.16874 | 0.16874 | 0.16874 | 0.16874 | 0.16874 | 0 | 0 | 0 | 0 | 0 | 0 | 0 | 0 | 0
F6_Commercial_Office_New_Food Preparation_Natural Gas_Range_E2 | F6 | Commercial | Office | New | Food Preparation | Natural Gas | Range | E2 | Utility - Value of Sales | 0.12504 | 0.12571 | 0.12679 | 0.12656 | 0.12656 | 0.12656 | 0.12656 | 0.12656 | 0.12656 | 0.12656 | 0.12656 | 0.12656 | 0.12656 | 0.12656 | 0.12656 | 0.12656 | 0.12656 | 0.12656 | 0.12656 | 0.12656 | 0.12656 | 0.12656 | 0.12656 | 0.12656 | 0.12656 | 0.12656 | 0.12656 | 0.12656 | 0.12656 | 0.12656 | 0.12656 | 0.12656 | 0.12656 | 0 | 0 | 0 | 0 | 0 | 0 | 0 | 0 | 0
F6_Commercial_Office_New_Food Preparation_Natural Gas_Range_E3 | F6 | Commercial | Office | New | Food Preparation | Natural Gas | Range | E3 | Utility - Value of Sales | 0 | 0 | 0 | 0 | 0 | 0 | 0 | 0 | 0 | 0 | 0 | 0 | 0 | 0 | 0 | 0 | 0 | 0 | 0 | 0 | 0 | 0 | 0 | 0 | 0 | 0 | 0 | 0 | 0 | 0 | 0 | 0 | 0 | 0 | 0 | 0 | 0 | 0 | 0 | 0 | 0 | 0
F6_Commercial_Office_New_Food Preparation_Natural Gas_Range_E4 | F6 | Commercial | Office | New | Food Preparation | Natural Gas | Range | E4 | Utility - Value of Sales | 0 | 0 | 0 | 0 | 0 | 0 | 0 | 0 | 0 | 0 | 0 | 0 | 0 | 0 | 0 | 0 | 0 | 0 | 0 | 0 | 0 | 0 | 0 | 0 | 0 | 0 | 0 | 0 | 0 | 0 | 0 | 0 | 0 | 0 | 0 | 0 | 0 | 0 | 0 | 0 | 0 | 0
F6_Commercial_Office_New_Food Preparation_Natural Gas_Range_E5 | F6 | Commercial | Office | New | Food Preparation | Natural Gas | Range | E5 | Utility - Value of Sales | 0 | 0 | 0 | 0 | 0 | 0 | 0 | 0 | 0 | 0 | 0 | 0 | 0 | 0 | 0 | 0 | 0 | 0 | 0 | 0 | 0 | 0 | 0 | 0 | 0 | 0 | 0 | 0 | 0 | 0 | 0 | 0 | 0 | 0 | 0 | 0 | 0 | 0 | 0 | 0 | 0 | 0
F6_Commercial_Office_New_Food Preparation_Natural Gas_Range_E6 | F6 | Commercial | Office | New | Food Preparation | Natural Gas | Range | E6 | Utility - Value of Sales | 0 | 0 | 0 | 0 | 0 | 0 | 0 | 0 | 0 | 0 | 0 | 0 | 0 | 0 | 0 | 0 | 0 | 0 | 0 | 0 | 0 | 0 | 0 | 0 | 0 | 0 | 0 | 0 | 0 | 0 | 0 | 0 | 0 | 0 | 0 | 0 | 0 | 0 | 0 | 0 | 0 | 0
F6_Commercial_Office_New_Food Preparation_Natural Gas_Range_E7 | F6 | Commercial | Office | New | Food Preparation | Natural Gas | Range | E7 | Utility - Value of Sales | 0 | 0 | 0 | 0 | 0 | 0 | 0 | 0 | 0 | 0 | 0 | 0 | 0 | 0 | 0 | 0 | 0 | 0 | 0 | 0 | 0 | 0 | 0 | 0 | 0 | 0 | 0 | 0 | 0 | 0 | 0 | 0 | 0 | 0 | 0 | 0 | 0 | 0 | 0 | 0 | 0 | 0
F6_Commercial_Office_New_Food Preparation_Natural Gas_Range_E8 | F6 | Commercial | Office | New | Food Preparation | Natural Gas | Range | E8 | Utility - Value of Sales | 0 | 0 | 0 | 0 | 0 | 0 | 0 | 0 | 0 | 0 | 0 | 0 | 0 | 0 | 0 | 0 | 0 | 0 | 0 | 0 | 0 | 0 | 0 | 0 | 0 | 0 | 0 | 0 | 0 | 0 | 0 | 0 | 0 | 0 | 0 | 0 | 0 | 0 | 0 | 0 | 0 | 0
F6_Commercial_Office_New_Food Preparation_Natural Gas_Range_E9 | F6 | Commercial | Office | New | Food Preparation | Natural Gas | Range | E9 | Utility - Value of Sales | 0 | 0 | 0 | 0 | 0 | 0 | 0 | 0 | 0 | 0 | 0 | 0 | 0 | 0 | 0 | 0 | 0 | 0 | 0 | 0 | 0 | 0 | 0 | 0 | 0 | 0 | 0 | 0 | 0 | 0 | 0 | 0 | 0 | 0 | 0 | 0 | 0 | 0 | 0 | 0 | 0 | 0
F6_Commercial_Office_New_Food Preparation_Natural Gas_Range_E10 | F6 | Commercial | Office | New | Food Preparation | Natural Gas | Range | E10 | Utility - Value of Sales | 0 | 0 | 0 | 0 | 0 | 0 | 0 | 0 | 0 | 0 | 0 | 0 | 0 | 0 | 0 | 0 | 0 | 0 | 0 | 0 | 0 | 0 | 0 | 0 | 0 | 0 | 0 | 0 | 0 | 0 | 0 | 0 | 0 | 0 | 0 | 0 | 0 | 0 | 0 | 0 | 0 | 0
F1_Commercial_Office_New_Food Preparation_Natural Gas_Steamer_E1 | F1 | Commercial | Office | New | Food Preparation | Natural Gas | Steamer | E1 | RVT - Cost of Equipment | 0.6183 | 0.61902 | 0.62235 | 0 | 0 | 0 | 0 | 0 | 0 | 0 | 0 | 0 | 0 | 0 | 0 | 0 | 0 | 0 | 0 | 0 | 0 | 0 | 0 | 0 | 0 | 0 | 0 | 0 | 0 | 0 | 0 | 0 | 0 | 0 | 0 | 0 | 0 | 0 | 0 | 0 | 0 | 0
F1_Commercial_Office_New_Food Preparation_Natural Gas_Steamer_E2 | F1 | Commercial | Office | New | Food Preparation | Natural Gas | Steamer | E2 | RVT - Cost of Equipment | 0.12897 | 0.12912 | 0.12982 | 0.12914 | 0.12879 | 0.12929 | 0.13053 | 0.13155 | 0.13278 | 0.13398 | 0.13517 | 0.1363 | 0.1375 | 0.13874 | 0.13995 | 0.14117 | 0.14241 | 0.14373 | 0.14508 | 0.14646 | 0.14777 | 0.1491 | 0.1503 | 0.15153 | 0.1526 | 0.15353 | 0.15438 | 0.15511 | 0.15568 | 0.15615 | 0.1564 | 0.15657 | 0.15657 | 0 | 0 | 0 | 0 | 0 | 0 | 0 | 0 | 0
F1_Commercial_Office_New_Food Preparation_Natural Gas_Steamer_E3 | F1 | Commercial | Office | New | Food Preparation | Natural Gas | Steamer | E3 | RVT - Cost of Equipment | 0 | 0 | 0 | 0 | 0 | 0 | 0 | 0 | 0 | 0 | 0 | 0 | 0 | 0 | 0 | 0 | 0 | 0 | 0 | 0 | 0 | 0 | 0 | 0 | 0 | 0 | 0 | 0 | 0 | 0 | 0 | 0 | 0 | 0 | 0 | 0 | 0 | 0 | 0 | 0 | 0 | 0
F1_Commercial_Office_New_Food Preparation_Natural Gas_Steamer_E4 | F1 | Commercial | Office | New | Food Preparation | Natural Gas | Steamer | E4 | RVT - Cost of Equipment | 0 | 0 | 0 | 0 | 0 | 0 | 0 | 0 | 0 | 0 | 0 | 0 | 0 | 0 | 0 | 0 | 0 | 0 | 0 | 0 | 0 | 0 | 0 | 0 | 0 | 0 | 0 | 0 | 0 | 0 | 0 | 0 | 0 | 0 | 0 | 0 | 0 | 0 | 0 | 0 | 0 | 0
F1_Commercial_Office_New_Food Preparation_Natural Gas_Steamer_E5 | F1 | Commercial | Office | New | Food Preparation | Natural Gas | Steamer | E5 | RVT - Cost of Equipment | 0 | 0 | 0 | 0 | 0 | 0 | 0 | 0 | 0 | 0 | 0 | 0 | 0 | 0 | 0 | 0 | 0 | 0 | 0 | 0 | 0 | 0 | 0 | 0 | 0 | 0 | 0 | 0 | 0 | 0 | 0 | 0 | 0 | 0 | 0 | 0 | 0 | 0 | 0 | 0 | 0 | 0
F1_Commercial_Office_New_Food Preparation_Natural Gas_Steamer_E6 | F1 | Commercial | Office | New | Food Preparation | Natural Gas | Steamer | E6 | RVT - Cost of Equipment | 0 | 0 | 0 | 0 | 0 | 0 | 0 | 0 | 0 | 0 | 0 | 0 | 0 | 0 | 0 | 0 | 0 | 0 | 0 | 0 | 0 | 0 | 0 | 0 | 0 | 0 | 0 | 0 | 0 | 0 | 0 | 0 | 0 | 0 | 0 | 0 | 0 | 0 | 0 | 0 | 0 | 0
F1_Commercial_Office_New_Food Preparation_Natural Gas_Steamer_E7 | F1 | Commercial | Office | New | Food Preparation | Natural Gas | Steamer | E7 | RVT - Cost of Equipment | 0 | 0 | 0 | 0 | 0 | 0 | 0 | 0 | 0 | 0 | 0 | 0 | 0 | 0 | 0 | 0 | 0 | 0 | 0 | 0 | 0 | 0 | 0 | 0 | 0 | 0 | 0 | 0 | 0 | 0 | 0 | 0 | 0 | 0 | 0 | 0 | 0 | 0 | 0 | 0 | 0 | 0
F1_Commercial_Office_New_Food Preparation_Natural Gas_Steamer_E8 | F1 | Commercial | Office | New | Food Preparation | Natural Gas | Steamer | E8 | RVT - Cost of Equipment | 0 | 0 | 0 | 0 | 0 | 0 | 0 | 0 | 0 | 0 | 0 | 0 | 0 | 0 | 0 | 0 | 0 | 0 | 0 | 0 | 0 | 0 | 0 | 0 | 0 | 0 | 0 | 0 | 0 | 0 | 0 | 0 | 0 | 0 | 0 | 0 | 0 | 0 | 0 | 0 | 0 | 0
F1_Commercial_Office_New_Food Preparation_Natural Gas_Steamer_E9 | F1 | Commercial | Office | New | Food Preparation | Natural Gas | Steamer | E9 | RVT - Cost of Equipment | 0 | 0 | 0 | 0 | 0 | 0 | 0 | 0 | 0 | 0 | 0 | 0 | 0 | 0 | 0 | 0 | 0 | 0 | 0 | 0 | 0 | 0 | 0 | 0 | 0 | 0 | 0 | 0 | 0 | 0 | 0 | 0 | 0 | 0 | 0 | 0 | 0 | 0 | 0 | 0 | 0 | 0
F1_Commercial_Office_New_Food Preparation_Natural Gas_Steamer_E10 | F1 | Commercial | Office | New | Food Preparation | Natural Gas | Steamer | E10 | RVT - Cost of Equipment | 0 | 0 | 0 | 0 | 0 | 0 | 0 | 0 | 0 | 0 | 0 | 0 | 0 | 0 | 0 | 0 | 0 | 0 | 0 | 0 | 0 | 0 | 0 | 0 | 0 | 0 | 0 | 0 | 0 | 0 | 0 | 0 | 0 | 0 | 0 | 0 | 0 | 0 | 0 | 0 | 0 | 0
F2_Commercial_Office_New_Food Preparation_Natural Gas_Steamer_E1 | F2 | Commercial | Office | New | Food Preparation | Natural Gas | Steamer | E1 | RVT - Cost of Operation | 0.74076 | 0.74163 | 0.74562 | 0 | 0 | 0 | 0 | 0 | 0 | 0 | 0 | 0 | 0 | 0 | 0 | 0 | 0 | 0 | 0 | 0 | 0 | 0 | 0 | 0 | 0 | 0 | 0 | 0 | 0 | 0 | 0 | 0 | 0 | 0 | 0 | 0 | 0 | 0 | 0 | 0 | 0 | 0
F2_Commercial_Office_New_Food Preparation_Natural Gas_Steamer_E2 | F2 | Commercial | Office | New | Food Preparation | Natural Gas | Steamer | E2 | RVT - Cost of Operation | 0.15452 | 0.1547 | 0.15553 | 0.15472 | 0.1543 | 0.1549 | 0.15639 | 0.15761 | 0.15908 | 0.16051 | 0.16195 | 0.1633 | 0.16473 | 0.16622 | 0.16766 | 0.16913 | 0.17062 | 0.1722 | 0.17382 | 0.17547 | 0.17704 | 0.17864 | 0.18007 | 0.18154 | 0.18283 | 0.18394 | 0.18496 | 0.18583 | 0.18651 | 0.18707 | 0.18738 | 0.18758 | 0.18758 | 0 | 0 | 0 | 0 | 0 | 0 | 0 | 0 | 0
F2_Commercial_Office_New_Food Preparation_Natural Gas_Steamer_E3 | F2 | Commercial | Office | New | Food Preparation | Natural Gas | Steamer | E3 | RVT - Cost of Operation | 0 | 0 | 0 | 0 | 0 | 0 | 0 | 0 | 0 | 0 | 0 | 0 | 0 | 0 | 0 | 0 | 0 | 0 | 0 | 0 | 0 | 0 | 0 | 0 | 0 | 0 | 0 | 0 | 0 | 0 | 0 | 0 | 0 | 0 | 0 | 0 | 0 | 0 | 0 | 0 | 0 | 0
F2_Commercial_Office_New_Food Preparation_Natural Gas_Steamer_E4 | F2 | Commercial | Office | New | Food Preparation | Natural Gas | Steamer | E4 | RVT - Cost of Operation | 0 | 0 | 0 | 0 | 0 | 0 | 0 | 0 | 0 | 0 | 0 | 0 | 0 | 0 | 0 | 0 | 0 | 0 | 0 | 0 | 0 | 0 | 0 | 0 | 0 | 0 | 0 | 0 | 0 | 0 | 0 | 0 | 0 | 0 | 0 | 0 | 0 | 0 | 0 | 0 | 0 | 0
F2_Commercial_Office_New_Food Preparation_Natural Gas_Steamer_E5 | F2 | Commercial | Office | New | Food Preparation | Natural Gas | Steamer | E5 | RVT - Cost of Operation | 0 | 0 | 0 | 0 | 0 | 0 | 0 | 0 | 0 | 0 | 0 | 0 | 0 | 0 | 0 | 0 | 0 | 0 | 0 | 0 | 0 | 0 | 0 | 0 | 0 | 0 | 0 | 0 | 0 | 0 | 0 | 0 | 0 | 0 | 0 | 0 | 0 | 0 | 0 | 0 | 0 | 0
F2_Commercial_Office_New_Food Preparation_Natural Gas_Steamer_E6 | F2 | Commercial | Office | New | Food Preparation | Natural Gas | Steamer | E6 | RVT - Cost of Operation | 0 | 0 | 0 | 0 | 0 | 0 | 0 | 0 | 0 | 0 | 0 | 0 | 0 | 0 | 0 | 0 | 0 | 0 | 0 | 0 | 0 | 0 | 0 | 0 | 0 | 0 | 0 | 0 | 0 | 0 | 0 | 0 | 0 | 0 | 0 | 0 | 0 | 0 | 0 | 0 | 0 | 0
F2_Commercial_Office_New_Food Preparation_Natural Gas_Steamer_E7 | F2 | Commercial | Office | New | Food Preparation | Natural Gas | Steamer | E7 | RVT - Cost of Operation | 0 | 0 | 0 | 0 | 0 | 0 | 0 | 0 | 0 | 0 | 0 | 0 | 0 | 0 | 0 | 0 | 0 | 0 | 0 | 0 | 0 | 0 | 0 | 0 | 0 | 0 | 0 | 0 | 0 | 0 | 0 | 0 | 0 | 0 | 0 | 0 | 0 | 0 | 0 | 0 | 0 | 0
F2_Commercial_Office_New_Food Preparation_Natural Gas_Steamer_E8 | F2 | Commercial | Office | New | Food Preparation | Natural Gas | Steamer | E8 | RVT - Cost of Operation | 0 | 0 | 0 | 0 | 0 | 0 | 0 | 0 | 0 | 0 | 0 | 0 | 0 | 0 | 0 | 0 | 0 | 0 | 0 | 0 | 0 | 0 | 0 | 0 | 0 | 0 | 0 | 0 | 0 | 0 | 0 | 0 | 0 | 0 | 0 | 0 | 0 | 0 | 0 | 0 | 0 | 0
F2_Commercial_Office_New_Food Preparation_Natural Gas_Steamer_E9 | F2 | Commercial | Office | New | Food Preparation | Natural Gas | Steamer | E9 | RVT - Cost of Operation | 0 | 0 | 0 | 0 | 0 | 0 | 0 | 0 | 0 | 0 | 0 | 0 | 0 | 0 | 0 | 0 | 0 | 0 | 0 | 0 | 0 | 0 | 0 | 0 | 0 | 0 | 0 | 0 | 0 | 0 | 0 | 0 | 0 | 0 | 0 | 0 | 0 | 0 | 0 | 0 | 0 | 0
F2_Commercial_Office_New_Food Preparation_Natural Gas_Steamer_E10 | F2 | Commercial | Office | New | Food Preparation | Natural Gas | Steamer | E10 | RVT - Cost of Operation | 0 | 0 | 0 | 0 | 0 | 0 | 0 | 0 | 0 | 0 | 0 | 0 | 0 | 0 | 0 | 0 | 0 | 0 | 0 | 0 | 0 | 0 | 0 | 0 | 0 | 0 | 0 | 0 | 0 | 0 | 0 | 0 | 0 | 0 | 0 | 0 | 0 | 0 | 0 | 0 | 0 | 0
F3_Commercial_Office_New_Food Preparation_Natural Gas_Steamer_E1 | F3 | Commercial | Office | New | Food Preparation | Natural Gas | Steamer | E1 | System - kBTUs of Consumption | 0.3806 | 0.3806 | 0.3806 | 0 | 0 | 0 | 0 | 0 | 0 | 0 | 0 | 0 | 0 | 0 | 0 | 0 | 0 | 0 | 0 | 0 | 0 | 0 | 0 | 0 | 0 | 0 | 0 | 0 | 0 | 0 | 0 | 0 | 0 | 0 | 0 | 0 | 0 | 0 | 0 | 0 | 0 | 0
F3_Commercial_Office_New_Food Preparation_Natural Gas_Steamer_E2 | F3 | Commercial | Office | New | Food Preparation | Natural Gas | Steamer | E2 | System - kBTUs of Consumption | 0.40886 | 0.40886 | 0.40886 | 0.40886 | 0.40886 | 0.40886 | 0.40886 | 0.40886 | 0.40886 | 0.40886 | 0.40886 | 0.40886 | 0.40886 | 0.40886 | 0.40886 | 0.40886 | 0.40886 | 0.40886 | 0.40886 | 0.40886 | 0.40886 | 0.40886 | 0.40886 | 0.40886 | 0.40886 | 0.40886 | 0.40886 | 0.40886 | 0.40886 | 0.40886 | 0.40886 | 0.40886 | 0.40886 | 0 | 0 | 0 | 0 | 0 | 0 | 0 | 0 | 0
F3_Commercial_Office_New_Food Preparation_Natural Gas_Steamer_E3 | F3 | Commercial | Office | New | Food Preparation | Natural Gas | Steamer | E3 | System - kBTUs of Consumption | 0 | 0 | 0 | 0 | 0 | 0 | 0 | 0 | 0 | 0 | 0 | 0 | 0 | 0 | 0 | 0 | 0 | 0 | 0 | 0 | 0 | 0 | 0 | 0 | 0 | 0 | 0 | 0 | 0 | 0 | 0 | 0 | 0 | 0 | 0 | 0 | 0 | 0 | 0 | 0 | 0 | 0
F3_Commercial_Office_New_Food Preparation_Natural Gas_Steamer_E4 | F3 | Commercial | Office | New | Food Preparation | Natural Gas | Steamer | E4 | System - kBTUs of Consumption | 0 | 0 | 0 | 0 | 0 | 0 | 0 | 0 | 0 | 0 | 0 | 0 | 0 | 0 | 0 | 0 | 0 | 0 | 0 | 0 | 0 | 0 | 0 | 0 | 0 | 0 | 0 | 0 | 0 | 0 | 0 | 0 | 0 | 0 | 0 | 0 | 0 | 0 | 0 | 0 | 0 | 0
F3_Commercial_Office_New_Food Preparation_Natural Gas_Steamer_E5 | F3 | Commercial | Office | New | Food Preparation | Natural Gas | Steamer | E5 | System - kBTUs of Consumption | 0 | 0 | 0 | 0 | 0 | 0 | 0 | 0 | 0 | 0 | 0 | 0 | 0 | 0 | 0 | 0 | 0 | 0 | 0 | 0 | 0 | 0 | 0 | 0 | 0 | 0 | 0 | 0 | 0 | 0 | 0 | 0 | 0 | 0 | 0 | 0 | 0 | 0 | 0 | 0 | 0 | 0
F3_Commercial_Office_New_Food Preparation_Natural Gas_Steamer_E6 | F3 | Commercial | Office | New | Food Preparation | Natural Gas | Steamer | E6 | System - kBTUs of Consumption | 0 | 0 | 0 | 0 | 0 | 0 | 0 | 0 | 0 | 0 | 0 | 0 | 0 | 0 | 0 | 0 | 0 | 0 | 0 | 0 | 0 | 0 | 0 | 0 | 0 | 0 | 0 | 0 | 0 | 0 | 0 | 0 | 0 | 0 | 0 | 0 | 0 | 0 | 0 | 0 | 0 | 0
F3_Commercial_Office_New_Food Preparation_Natural Gas_Steamer_E7 | F3 | Commercial | Office | New | Food Preparation | Natural Gas | Steamer | E7 | System - kBTUs of Consumption | 0 | 0 | 0 | 0 | 0 | 0 | 0 | 0 | 0 | 0 | 0 | 0 | 0 | 0 | 0 | 0 | 0 | 0 | 0 | 0 | 0 | 0 | 0 | 0 | 0 | 0 | 0 | 0 | 0 | 0 | 0 | 0 | 0 | 0 | 0 | 0 | 0 | 0 | 0 | 0 | 0 | 0
F3_Commercial_Office_New_Food Preparation_Natural Gas_Steamer_E8 | F3 | Commercial | Office | New | Food Preparation | Natural Gas | Steamer | E8 | System - kBTUs of Consumption | 0 | 0 | 0 | 0 | 0 | 0 | 0 | 0 | 0 | 0 | 0 | 0 | 0 | 0 | 0 | 0 | 0 | 0 | 0 | 0 | 0 | 0 | 0 | 0 | 0 | 0 | 0 | 0 | 0 | 0 | 0 | 0 | 0 | 0 | 0 | 0 | 0 | 0 | 0 | 0 | 0 | 0
F3_Commercial_Office_New_Food Preparation_Natural Gas_Steamer_E9 | F3 | Commercial | Office | New | Food Preparation | Natural Gas | Steamer | E9 | System - kBTUs of Consumption | 0 | 0 | 0 | 0 | 0 | 0 | 0 | 0 | 0 | 0 | 0 | 0 | 0 | 0 | 0 | 0 | 0 | 0 | 0 | 0 | 0 | 0 | 0 | 0 | 0 | 0 | 0 | 0 | 0 | 0 | 0 | 0 | 0 | 0 | 0 | 0 | 0 | 0 | 0 | 0 | 0 | 0
F3_Commercial_Office_New_Food Preparation_Natural Gas_Steamer_E10 | F3 | Commercial | Office | New | Food Preparation | Natural Gas | Steamer | E10 | System - kBTUs of Consumption | 0 | 0 | 0 | 0 | 0 | 0 | 0 | 0 | 0 | 0 | 0 | 0 | 0 | 0 | 0 | 0 | 0 | 0 | 0 | 0 | 0 | 0 | 0 | 0 | 0 | 0 | 0 | 0 | 0 | 0 | 0 | 0 | 0 | 0 | 0 | 0 | 0 | 0 | 0 | 0 | 0 | 0
F4_Commercial_Office_New_Food Preparation_Natural Gas_Steamer_E1 | F4 | Commercial | Office | New | Food Preparation | Natural Gas | Steamer | E1 | Utility - Cost of Equipment | 0.74076 | 0.74163 | 0.74562 | 0 | 0 | 0 | 0 | 0 | 0 | 0 | 0 | 0 | 0 | 0 | 0 | 0 | 0 | 0 | 0 | 0 | 0 | 0 | 0 | 0 | 0 | 0 | 0 | 0 | 0 | 0 | 0 | 0 | 0 | 0 | 0 | 0 | 0 | 0 | 0 | 0 | 0 | 0
F4_Commercial_Office_New_Food Preparation_Natural Gas_Steamer_E2 | F4 | Commercial | Office | New | Food Preparation | Natural Gas | Steamer | E2 | Utility - Cost of Equipment | 0.15452 | 0.1547 | 0.15553 | 0.15472 | 0.1543 | 0.1549 | 0.15639 | 0.15761 | 0.15908 | 0.16051 | 0.16195 | 0.1633 | 0.16473 | 0.16622 | 0.16766 | 0.16913 | 0.17062 | 0.1722 | 0.17382 | 0.17547 | 0.17704 | 0.17864 | 0.18007 | 0.18154 | 0.18283 | 0.18394 | 0.18496 | 0.18583 | 0.18651 | 0.18707 | 0.18738 | 0.18758 | 0.18758 | 0 | 0 | 0 | 0 | 0 | 0 | 0 | 0 | 0
F4_Commercial_Office_New_Food Preparation_Natural Gas_Steamer_E3 | F4 | Commercial | Office | New | Food Preparation | Natural Gas | Steamer | E3 | Utility - Cost of Equipment | 0 | 0 | 0 | 0 | 0 | 0 | 0 | 0 | 0 | 0 | 0 | 0 | 0 | 0 | 0 | 0 | 0 | 0 | 0 | 0 | 0 | 0 | 0 | 0 | 0 | 0 | 0 | 0 | 0 | 0 | 0 | 0 | 0 | 0 | 0 | 0 | 0 | 0 | 0 | 0 | 0 | 0
F4_Commercial_Office_New_Food Preparation_Natural Gas_Steamer_E4 | F4 | Commercial | Office | New | Food Preparation | Natural Gas | Steamer | E4 | Utility - Cost of Equipment | 0 | 0 | 0 | 0 | 0 | 0 | 0 | 0 | 0 | 0 | 0 | 0 | 0 | 0 | 0 | 0 | 0 | 0 | 0 | 0 | 0 | 0 | 0 | 0 | 0 | 0 | 0 | 0 | 0 | 0 | 0 | 0 | 0 | 0 | 0 | 0 | 0 | 0 | 0 | 0 | 0 | 0
F4_Commercial_Office_New_Food Preparation_Natural Gas_Steamer_E5 | F4 | Commercial | Office | New | Food Preparation | Natural Gas | Steamer | E5 | Utility - Cost of Equipment | 0 | 0 | 0 | 0 | 0 | 0 | 0 | 0 | 0 | 0 | 0 | 0 | 0 | 0 | 0 | 0 | 0 | 0 | 0 | 0 | 0 | 0 | 0 | 0 | 0 | 0 | 0 | 0 | 0 | 0 | 0 | 0 | 0 | 0 | 0 | 0 | 0 | 0 | 0 | 0 | 0 | 0
F4_Commercial_Office_New_Food Preparation_Natural Gas_Steamer_E6 | F4 | Commercial | Office | New | Food Preparation | Natural Gas | Steamer | E6 | Utility - Cost of Equipment | 0 | 0 | 0 | 0 | 0 | 0 | 0 | 0 | 0 | 0 | 0 | 0 | 0 | 0 | 0 | 0 | 0 | 0 | 0 | 0 | 0 | 0 | 0 | 0 | 0 | 0 | 0 | 0 | 0 | 0 | 0 | 0 | 0 | 0 | 0 | 0 | 0 | 0 | 0 | 0 | 0 | 0
F4_Commercial_Office_New_Food Preparation_Natural Gas_Steamer_E7 | F4 | Commercial | Office | New | Food Preparation | Natural Gas | Steamer | E7 | Utility - Cost of Equipment | 0 | 0 | 0 | 0 | 0 | 0 | 0 | 0 | 0 | 0 | 0 | 0 | 0 | 0 | 0 | 0 | 0 | 0 | 0 | 0 | 0 | 0 | 0 | 0 | 0 | 0 | 0 | 0 | 0 | 0 | 0 | 0 | 0 | 0 | 0 | 0 | 0 | 0 | 0 | 0 | 0 | 0
F4_Commercial_Office_New_Food Preparation_Natural Gas_Steamer_E8 | F4 | Commercial | Office | New | Food Preparation | Natural Gas | Steamer | E8 | Utility - Cost of Equipment | 0 | 0 | 0 | 0 | 0 | 0 | 0 | 0 | 0 | 0 | 0 | 0 | 0 | 0 | 0 | 0 | 0 | 0 | 0 | 0 | 0 | 0 | 0 | 0 | 0 | 0 | 0 | 0 | 0 | 0 | 0 | 0 | 0 | 0 | 0 | 0 | 0 | 0 | 0 | 0 | 0 | 0
F4_Commercial_Office_New_Food Preparation_Natural Gas_Steamer_E9 | F4 | Commercial | Office | New | Food Preparation | Natural Gas | Steamer | E9 | Utility - Cost of Equipment | 0 | 0 | 0 | 0 | 0 | 0 | 0 | 0 | 0 | 0 | 0 | 0 | 0 | 0 | 0 | 0 | 0 | 0 | 0 | 0 | 0 | 0 | 0 | 0 | 0 | 0 | 0 | 0 | 0 | 0 | 0 | 0 | 0 | 0 | 0 | 0 | 0 | 0 | 0 | 0 | 0 | 0
F4_Commercial_Office_New_Food Preparation_Natural Gas_Steamer_E10 | F4 | Commercial | Office | New | Food Preparation | Natural Gas | Steamer | E10 | Utility - Cost of Equipment | 0 | 0 | 0 | 0 | 0 | 0 | 0 | 0 | 0 | 0 | 0 | 0 | 0 | 0 | 0 | 0 | 0 | 0 | 0 | 0 | 0 | 0 | 0 | 0 | 0 | 0 | 0 | 0 | 0 | 0 | 0 | 0 | 0 | 0 | 0 | 0 | 0 | 0 | 0 | 0 | 0 | 0
F5_Commercial_Office_New_Food Preparation_Natural Gas_Steamer_E1 | F5 | Commercial | Office | New | Food Preparation | Natural Gas | Steamer | E1 | Utility - Cost of Operation | 0.3806 | 0.3806 | 0.3806 | 0 | 0 | 0 | 0 | 0 | 0 | 0 | 0 | 0 | 0 | 0 | 0 | 0 | 0 | 0 | 0 | 0 | 0 | 0 | 0 | 0 | 0 | 0 | 0 | 0 | 0 | 0 | 0 | 0 | 0 | 0 | 0 | 0 | 0 | 0 | 0 | 0 | 0 | 0
F5_Commercial_Office_New_Food Preparation_Natural Gas_Steamer_E2 | F5 | Commercial | Office | New | Food Preparation | Natural Gas | Steamer | E2 | Utility - Cost of Operation | 0.40886 | 0.40886 | 0.40886 | 0.40886 | 0.40886 | 0.40886 | 0.40886 | 0.40886 | 0.40886 | 0.40886 | 0.40886 | 0.40886 | 0.40886 | 0.40886 | 0.40886 | 0.40886 | 0.40886 | 0.40886 | 0.40886 | 0.40886 | 0.40886 | 0.40886 | 0.40886 | 0.40886 | 0.40886 | 0.40886 | 0.40886 | 0.40886 | 0.40886 | 0.40886 | 0.40886 | 0.40886 | 0.40886 | 0 | 0 | 0 | 0 | 0 | 0 | 0 | 0 | 0
F5_Commercial_Office_New_Food Preparation_Natural Gas_Steamer_E3 | F5 | Commercial | Office | New | Food Preparation | Natural Gas | Steamer | E3 | Utility - Cost of Operation | 0 | 0 | 0 | 0 | 0 | 0 | 0 | 0 | 0 | 0 | 0 | 0 | 0 | 0 | 0 | 0 | 0 | 0 | 0 | 0 | 0 | 0 | 0 | 0 | 0 | 0 | 0 | 0 | 0 | 0 | 0 | 0 | 0 | 0 | 0 | 0 | 0 | 0 | 0 | 0 | 0 | 0
F5_Commercial_Office_New_Food Preparation_Natural Gas_Steamer_E4 | F5 | Commercial | Office | New | Food Preparation | Natural Gas | Steamer | E4 | Utility - Cost of Operation | 0 | 0 | 0 | 0 | 0 | 0 | 0 | 0 | 0 | 0 | 0 | 0 | 0 | 0 | 0 | 0 | 0 | 0 | 0 | 0 | 0 | 0 | 0 | 0 | 0 | 0 | 0 | 0 | 0 | 0 | 0 | 0 | 0 | 0 | 0 | 0 | 0 | 0 | 0 | 0 | 0 | 0
F5_Commercial_Office_New_Food Preparation_Natural Gas_Steamer_E5 | F5 | Commercial | Office | New | Food Preparation | Natural Gas | Steamer | E5 | Utility - Cost of Operation | 0 | 0 | 0 | 0 | 0 | 0 | 0 | 0 | 0 | 0 | 0 | 0 | 0 | 0 | 0 | 0 | 0 | 0 | 0 | 0 | 0 | 0 | 0 | 0 | 0 | 0 | 0 | 0 | 0 | 0 | 0 | 0 | 0 | 0 | 0 | 0 | 0 | 0 | 0 | 0 | 0 | 0
F5_Commercial_Office_New_Food Preparation_Natural Gas_Steamer_E6 | F5 | Commercial | Office | New | Food Preparation | Natural Gas | Steamer | E6 | Utility - Cost of Operation | 0 | 0 | 0 | 0 | 0 | 0 | 0 | 0 | 0 | 0 | 0 | 0 | 0 | 0 | 0 | 0 | 0 | 0 | 0 | 0 | 0 | 0 | 0 | 0 | 0 | 0 | 0 | 0 | 0 | 0 | 0 | 0 | 0 | 0 | 0 | 0 | 0 | 0 | 0 | 0 | 0 | 0
F5_Commercial_Office_New_Food Preparation_Natural Gas_Steamer_E7 | F5 | Commercial | Office | New | Food Preparation | Natural Gas | Steamer | E7 | Utility - Cost of Operation | 0 | 0 | 0 | 0 | 0 | 0 | 0 | 0 | 0 | 0 | 0 | 0 | 0 | 0 | 0 | 0 | 0 | 0 | 0 | 0 | 0 | 0 | 0 | 0 | 0 | 0 | 0 | 0 | 0 | 0 | 0 | 0 | 0 | 0 | 0 | 0 | 0 | 0 | 0 | 0 | 0 | 0
F5_Commercial_Office_New_Food Preparation_Natural Gas_Steamer_E8 | F5 | Commercial | Office | New | Food Preparation | Natural Gas | Steamer | E8 | Utility - Cost of Operation | 0 | 0 | 0 | 0 | 0 | 0 | 0 | 0 | 0 | 0 | 0 | 0 | 0 | 0 | 0 | 0 | 0 | 0 | 0 | 0 | 0 | 0 | 0 | 0 | 0 | 0 | 0 | 0 | 0 | 0 | 0 | 0 | 0 | 0 | 0 | 0 | 0 | 0 | 0 | 0 | 0 | 0
F5_Commercial_Office_New_Food Preparation_Natural Gas_Steamer_E9 | F5 | Commercial | Office | New | Food Preparation | Natural Gas | Steamer | E9 | Utility - Cost of Operation | 0 | 0 | 0 | 0 | 0 | 0 | 0 | 0 | 0 | 0 | 0 | 0 | 0 | 0 | 0 | 0 | 0 | 0 | 0 | 0 | 0 | 0 | 0 | 0 | 0 | 0 | 0 | 0 | 0 | 0 | 0 | 0 | 0 | 0 | 0 | 0 | 0 | 0 | 0 | 0 | 0 | 0
F5_Commercial_Office_New_Food Preparation_Natural Gas_Steamer_E10 | F5 | Commercial | Office | New | Food Preparation | Natural Gas | Steamer | E10 | Utility - Cost of Operation | 0 | 0 | 0 | 0 | 0 | 0 | 0 | 0 | 0 | 0 | 0 | 0 | 0 | 0 | 0 | 0 | 0 | 0 | 0 | 0 | 0 | 0 | 0 | 0 | 0 | 0 | 0 | 0 | 0 | 0 | 0 | 0 | 0 | 0 | 0 | 0 | 0 | 0 | 0 | 0 | 0 | 0
F6_Commercial_Office_New_Food Preparation_Natural Gas_Steamer_E1 | F6 | Commercial | Office | New | Food Preparation | Natural Gas | Steamer | E1 | Utility - Value of Sales | 0.39361 | 0.39537 | 0.3982 | 0 | 0 | 0 | 0 | 0 | 0 | 0 | 0 | 0 | 0 | 0 | 0 | 0 | 0 | 0 | 0 | 0 | 0 | 0 | 0 | 0 | 0 | 0 | 0 | 0 | 0 | 0 | 0 | 0 | 0 | 0 | 0 | 0 | 0 | 0 | 0 | 0 | 0 | 0
F6_Commercial_Office_New_Food Preparation_Natural Gas_Steamer_E2 | F6 | Commercial | Office | New | Food Preparation | Natural Gas | Steamer | E2 | Utility - Value of Sales | 0.082104 | 0.082471 | 0.083062 | 0.082932 | 0.082932 | 0.082932 | 0.082932 | 0.082932 | 0.082932 | 0.082932 | 0.082932 | 0.082932 | 0.082932 | 0.082932 | 0.082932 | 0.082932 | 0.082932 | 0.082932 | 0.082932 | 0.082932 | 0.082932 | 0.082932 | 0.082932 | 0.082932 | 0.082932 | 0.082932 | 0.082932 | 0.082932 | 0.082932 | 0.082932 | 0.082932 | 0.082932 | 0.082932 | 0 | 0 | 0 | 0 | 0 | 0 | 0 | 0 | 0
F6_Commercial_Office_New_Food Preparation_Natural Gas_Steamer_E3 | F6 | Commercial | Office | New | Food Preparation | Natural Gas | Steamer | E3 | Utility - Value of Sales | 0 | 0 | 0 | 0 | 0 | 0 | 0 | 0 | 0 | 0 | 0 | 0 | 0 | 0 | 0 | 0 | 0 | 0 | 0 | 0 | 0 | 0 | 0 | 0 | 0 | 0 | 0 | 0 | 0 | 0 | 0 | 0 | 0 | 0 | 0 | 0 | 0 | 0 | 0 | 0 | 0 | 0
F6_Commercial_Office_New_Food Preparation_Natural Gas_Steamer_E4 | F6 | Commercial | Office | New | Food Preparation | Natural Gas | Steamer | E4 | Utility - Value of Sales | 0 | 0 | 0 | 0 | 0 | 0 | 0 | 0 | 0 | 0 | 0 | 0 | 0 | 0 | 0 | 0 | 0 | 0 | 0 | 0 | 0 | 0 | 0 | 0 | 0 | 0 | 0 | 0 | 0 | 0 | 0 | 0 | 0 | 0 | 0 | 0 | 0 | 0 | 0 | 0 | 0 | 0
F6_Commercial_Office_New_Food Preparation_Natural Gas_Steamer_E5 | F6 | Commercial | Office | New | Food Preparation | Natural Gas | Steamer | E5 | Utility - Value of Sales | 0 | 0 | 0 | 0 | 0 | 0 | 0 | 0 | 0 | 0 | 0 | 0 | 0 | 0 | 0 | 0 | 0 | 0 | 0 | 0 | 0 | 0 | 0 | 0 | 0 | 0 | 0 | 0 | 0 | 0 | 0 | 0 | 0 | 0 | 0 | 0 | 0 | 0 | 0 | 0 | 0 | 0
F6_Commercial_Office_New_Food Preparation_Natural Gas_Steamer_E6 | F6 | Commercial | Office | New | Food Preparation | Natural Gas | Steamer | E6 | Utility - Value of Sales | 0 | 0 | 0 | 0 | 0 | 0 | 0 | 0 | 0 | 0 | 0 | 0 | 0 | 0 | 0 | 0 | 0 | 0 | 0 | 0 | 0 | 0 | 0 | 0 | 0 | 0 | 0 | 0 | 0 | 0 | 0 | 0 | 0 | 0 | 0 | 0 | 0 | 0 | 0 | 0 | 0 | 0
F6_Commercial_Office_New_Food Preparation_Natural Gas_Steamer_E7 | F6 | Commercial | Office | New | Food Preparation | Natural Gas | Steamer | E7 | Utility - Value of Sales | 0 | 0 | 0 | 0 | 0 | 0 | 0 | 0 | 0 | 0 | 0 | 0 | 0 | 0 | 0 | 0 | 0 | 0 | 0 | 0 | 0 | 0 | 0 | 0 | 0 | 0 | 0 | 0 | 0 | 0 | 0 | 0 | 0 | 0 | 0 | 0 | 0 | 0 | 0 | 0 | 0 | 0
F6_Commercial_Office_New_Food Preparation_Natural Gas_Steamer_E8 | F6 | Commercial | Office | New | Food Preparation | Natural Gas | Steamer | E8 | Utility - Value of Sales | 0 | 0 | 0 | 0 | 0 | 0 | 0 | 0 | 0 | 0 | 0 | 0 | 0 | 0 | 0 | 0 | 0 | 0 | 0 | 0 | 0 | 0 | 0 | 0 | 0 | 0 | 0 | 0 | 0 | 0 | 0 | 0 | 0 | 0 | 0 | 0 | 0 | 0 | 0 | 0 | 0 | 0
F6_Commercial_Office_New_Food Preparation_Natural Gas_Steamer_E9 | F6 | Commercial | Office | New | Food Preparation | Natural Gas | Steamer | E9 | Utility - Value of Sales | 0 | 0 | 0 | 0 | 0 | 0 | 0 | 0 | 0 | 0 | 0 | 0 | 0 | 0 | 0 | 0 | 0 | 0 | 0 | 0 | 0 | 0 | 0 | 0 | 0 | 0 | 0 | 0 | 0 | 0 | 0 | 0 | 0 | 0 | 0 | 0 | 0 | 0 | 0 | 0 | 0 | 0
F6_Commercial_Office_New_Food Preparation_Natural Gas_Steamer_E10 | F6 | Commercial | Office | New | Food Preparation | Natural Gas | Steamer | E10 | Utility - Value of Sales | 0 | 0 | 0 | 0 | 0 | 0 | 0 | 0 | 0 | 0 | 0 | 0 | 0 | 0 | 0 | 0 | 0 | 0 | 0 | 0 | 0 | 0 | 0 | 0 | 0 | 0 | 0 | 0 | 0 | 0 | 0 | 0 | 0 | 0 | 0 | 0 | 0 | 0 | 0 | 0 | 0 | 0
F1_Commercial_Office_New_Food Preparation_Natural Gas_Food Prep Other_E1 | F1 | Commercial | Office | New | Food Preparation | Natural Gas | Food Prep Other | E1 | RVT - Cost of Equipment | 0.093589 | 0.093574 | 0.094024 | 0.093332 | 0.092911 | 0.093217 | 0.094138 | 0.094865 | 0.095768 | 0.09662 | 0.097477 | 0.098263 | 0.099106 | 0.099988 | 0.10083 | 0.10169 | 0.10256 | 0.1035 | 0.10449 | 0.10553 | 0.10656 | 0.10763 | 0.10862 | 0.10964 | 0.11054 | 0.11132 | 0.11204 | 0.11265 | 0.11313 | 0.11352 | 0.11374 | 0.11388 | 0.11388 | 0 | 0 | 0 | 0 | 0 | 0 | 0 | 0 | 0
F1_Commercial_Office_New_Food Preparation_Natural Gas_Food Prep Other_E2 | F1 | Commercial | Office | New | Food Preparation | Natural Gas | Food Prep Other | E2 | RVT - Cost of Equipment | 0.093588 | 0.093573 | 0.094023 | 0.093331 | 0.092911 | 0.093217 | 0.094138 | 0.094865 | 0.095767 | 0.096619 | 0.097476 | 0.098262 | 0.099106 | 0.099987 | 0.10083 | 0.10169 | 0.10256 | 0.1035 | 0.10449 | 0.10553 | 0.10656 | 0.10763 | 0.10861 | 0.10964 | 0.11054 | 0.11132 | 0.11203 | 0.11265 | 0.11313 | 0.11352 | 0.11374 | 0.11388 | 0.11388 | 0 | 0 | 0 | 0 | 0 | 0 | 0 | 0 | 0
F1_Commercial_Office_New_Food Preparation_Natural Gas_Food Prep Other_E3 | F1 | Commercial | Office | New | Food Preparation | Natural Gas | Food Prep Other | E3 | RVT - Cost of Equipment | 0 | 0 | 0 | 0 | 0 | 0 | 0 | 0 | 0 | 0 | 0 | 0 | 0 | 0 | 0 | 0 | 0 | 0 | 0 | 0 | 0 | 0 | 0 | 0 | 0 | 0 | 0 | 0 | 0 | 0 | 0 | 0 | 0 | 0 | 0 | 0 | 0 | 0 | 0 | 0 | 0 | 0
F1_Commercial_Office_New_Food Preparation_Natural Gas_Food Prep Other_E4 | F1 | Commercial | Office | New | Food Preparation | Natural Gas | Food Prep Other | E4 | RVT - Cost of Equipment | 0 | 0 | 0 | 0 | 0 | 0 | 0 | 0 | 0 | 0 | 0 | 0 | 0 | 0 | 0 | 0 | 0 | 0 | 0 | 0 | 0 | 0 | 0 | 0 | 0 | 0 | 0 | 0 | 0 | 0 | 0 | 0 | 0 | 0 | 0 | 0 | 0 | 0 | 0 | 0 | 0 | 0
F1_Commercial_Office_New_Food Preparation_Natural Gas_Food Prep Other_E5 | F1 | Commercial | Office | New | Food Preparation | Natural Gas | Food Prep Other | E5 | RVT - Cost of Equipment | 0 | 0 | 0 | 0 | 0 | 0 | 0 | 0 | 0 | 0 | 0 | 0 | 0 | 0 | 0 | 0 | 0 | 0 | 0 | 0 | 0 | 0 | 0 | 0 | 0 | 0 | 0 | 0 | 0 | 0 | 0 | 0 | 0 | 0 | 0 | 0 | 0 | 0 | 0 | 0 | 0 | 0
F1_Commercial_Office_New_Food Preparation_Natural Gas_Food Prep Other_E6 | F1 | Commercial | Office | New | Food Preparation | Natural Gas | Food Prep Other | E6 | RVT - Cost of Equipment | 0 | 0 | 0 | 0 | 0 | 0 | 0 | 0 | 0 | 0 | 0 | 0 | 0 | 0 | 0 | 0 | 0 | 0 | 0 | 0 | 0 | 0 | 0 | 0 | 0 | 0 | 0 | 0 | 0 | 0 | 0 | 0 | 0 | 0 | 0 | 0 | 0 | 0 | 0 | 0 | 0 | 0
F1_Commercial_Office_New_Food Preparation_Natural Gas_Food Prep Other_E7 | F1 | Commercial | Office | New | Food Preparation | Natural Gas | Food Prep Other | E7 | RVT - Cost of Equipment | 0 | 0 | 0 | 0 | 0 | 0 | 0 | 0 | 0 | 0 | 0 | 0 | 0 | 0 | 0 | 0 | 0 | 0 | 0 | 0 | 0 | 0 | 0 | 0 | 0 | 0 | 0 | 0 | 0 | 0 | 0 | 0 | 0 | 0 | 0 | 0 | 0 | 0 | 0 | 0 | 0 | 0
F1_Commercial_Office_New_Food Preparation_Natural Gas_Food Prep Other_E8 | F1 | Commercial | Office | New | Food Preparation | Natural Gas | Food Prep Other | E8 | RVT - Cost of Equipment | 0 | 0 | 0 | 0 | 0 | 0 | 0 | 0 | 0 | 0 | 0 | 0 | 0 | 0 | 0 | 0 | 0 | 0 | 0 | 0 | 0 | 0 | 0 | 0 | 0 | 0 | 0 | 0 | 0 | 0 | 0 | 0 | 0 | 0 | 0 | 0 | 0 | 0 | 0 | 0 | 0 | 0
F1_Commercial_Office_New_Food Preparation_Natural Gas_Food Prep Other_E9 | F1 | Commercial | Office | New | Food Preparation | Natural Gas | Food Prep Other | E9 | RVT - Cost of Equipment | 0 | 0 | 0 | 0 | 0 | 0 | 0 | 0 | 0 | 0 | 0 | 0 | 0 | 0 | 0 | 0 | 0 | 0 | 0 | 0 | 0 | 0 | 0 | 0 | 0 | 0 | 0 | 0 | 0 | 0 | 0 | 0 | 0 | 0 | 0 | 0 | 0 | 0 | 0 | 0 | 0 | 0
F1_Commercial_Office_New_Food Preparation_Natural Gas_Food Prep Other_E10 | F1 | Commercial | Office | New | Food Preparation | Natural Gas | Food Prep Other | E10 | RVT - Cost of Equipment | 0 | 0 | 0 | 0 | 0 | 0 | 0 | 0 | 0 | 0 | 0 | 0 | 0 | 0 | 0 | 0 | 0 | 0 | 0 | 0 | 0 | 0 | 0 | 0 | 0 | 0 | 0 | 0 | 0 | 0 | 0 | 0 | 0 | 0 | 0 | 0 | 0 | 0 | 0 | 0 | 0 | 0
F2_Commercial_Office_New_Food Preparation_Natural Gas_Food Prep Other_E1 | F2 | Commercial | Office | New | Food Preparation | Natural Gas | Food Prep Other | E1 | RVT - Cost of Operation | 0.11213 | 0.11211 | 0.11265 | 0.11182 | 0.11131 | 0.11168 | 0.11278 | 0.11365 | 0.11474 | 0.11576 | 0.11678 | 0.11773 | 0.11874 | 0.11979 | 0.1208 | 0.12183 | 0.12287 | 0.12401 | 0.12519 | 0.12644 | 0.12766 | 0.12895 | 0.13013 | 0.13135 | 0.13244 | 0.13337 | 0.13423 | 0.13496 | 0.13554 | 0.13601 | 0.13627 | 0.13644 | 0.13644 | 0 | 0 | 0 | 0 | 0 | 0 | 0 | 0 | 0
F2_Commercial_Office_New_Food Preparation_Natural Gas_Food Prep Other_E2 | F2 | Commercial | Office | New | Food Preparation | Natural Gas | Food Prep Other | E2 | RVT - Cost of Operation | 0.11212 | 0.11211 | 0.11265 | 0.11182 | 0.11131 | 0.11168 | 0.11278 | 0.11365 | 0.11474 | 0.11576 | 0.11678 | 0.11772 | 0.11874 | 0.11979 | 0.1208 | 0.12183 | 0.12287 | 0.124 | 0.12519 | 0.12643 | 0.12766 | 0.12894 | 0.13013 | 0.13135 | 0.13244 | 0.13337 | 0.13422 | 0.13496 | 0.13554 | 0.13601 | 0.13626 | 0.13644 | 0.13644 | 0 | 0 | 0 | 0 | 0 | 0 | 0 | 0 | 0
F2_Commercial_Office_New_Food Preparation_Natural Gas_Food Prep Other_E3 | F2 | Commercial | Office | New | Food Preparation | Natural Gas | Food Prep Other | E3 | RVT - Cost of Operation | 0 | 0 | 0 | 0 | 0 | 0 | 0 | 0 | 0 | 0 | 0 | 0 | 0 | 0 | 0 | 0 | 0 | 0 | 0 | 0 | 0 | 0 | 0 | 0 | 0 | 0 | 0 | 0 | 0 | 0 | 0 | 0 | 0 | 0 | 0 | 0 | 0 | 0 | 0 | 0 | 0 | 0
F2_Commercial_Office_New_Food Preparation_Natural Gas_Food Prep Other_E4 | F2 | Commercial | Office | New | Food Preparation | Natural Gas | Food Prep Other | E4 | RVT - Cost of Operation | 0 | 0 | 0 | 0 | 0 | 0 | 0 | 0 | 0 | 0 | 0 | 0 | 0 | 0 | 0 | 0 | 0 | 0 | 0 | 0 | 0 | 0 | 0 | 0 | 0 | 0 | 0 | 0 | 0 | 0 | 0 | 0 | 0 | 0 | 0 | 0 | 0 | 0 | 0 | 0 | 0 | 0
F2_Commercial_Office_New_Food Preparation_Natural Gas_Food Prep Other_E5 | F2 | Commercial | Office | New | Food Preparation | Natural Gas | Food Prep Other | E5 | RVT - Cost of Operation | 0 | 0 | 0 | 0 | 0 | 0 | 0 | 0 | 0 | 0 | 0 | 0 | 0 | 0 | 0 | 0 | 0 | 0 | 0 | 0 | 0 | 0 | 0 | 0 | 0 | 0 | 0 | 0 | 0 | 0 | 0 | 0 | 0 | 0 | 0 | 0 | 0 | 0 | 0 | 0 | 0 | 0
F2_Commercial_Office_New_Food Preparation_Natural Gas_Food Prep Other_E6 | F2 | Commercial | Office | New | Food Preparation | Natural Gas | Food Prep Other | E6 | RVT - Cost of Operation | 0 | 0 | 0 | 0 | 0 | 0 | 0 | 0 | 0 | 0 | 0 | 0 | 0 | 0 | 0 | 0 | 0 | 0 | 0 | 0 | 0 | 0 | 0 | 0 | 0 | 0 | 0 | 0 | 0 | 0 | 0 | 0 | 0 | 0 | 0 | 0 | 0 | 0 | 0 | 0 | 0 | 0
F2_Commercial_Office_New_Food Preparation_Natural Gas_Food Prep Other_E7 | F2 | Commercial | Office | New | Food Preparation | Natural Gas | Food Prep Other | E7 | RVT - Cost of Operation | 0 | 0 | 0 | 0 | 0 | 0 | 0 | 0 | 0 | 0 | 0 | 0 | 0 | 0 | 0 | 0 | 0 | 0 | 0 | 0 | 0 | 0 | 0 | 0 | 0 | 0 | 0 | 0 | 0 | 0 | 0 | 0 | 0 | 0 | 0 | 0 | 0 | 0 | 0 | 0 | 0 | 0
F2_Commercial_Office_New_Food Preparation_Natural Gas_Food Prep Other_E8 | F2 | Commercial | Office | New | Food Preparation | Natural Gas | Food Prep Other | E8 | RVT - Cost of Operation | 0 | 0 | 0 | 0 | 0 | 0 | 0 | 0 | 0 | 0 | 0 | 0 | 0 | 0 | 0 | 0 | 0 | 0 | 0 | 0 | 0 | 0 | 0 | 0 | 0 | 0 | 0 | 0 | 0 | 0 | 0 | 0 | 0 | 0 | 0 | 0 | 0 | 0 | 0 | 0 | 0 | 0
F2_Commercial_Office_New_Food Preparation_Natural Gas_Food Prep Other_E9 | F2 | Commercial | Office | New | Food Preparation | Natural Gas | Food Prep Other | E9 | RVT - Cost of Operation | 0 | 0 | 0 | 0 | 0 | 0 | 0 | 0 | 0 | 0 | 0 | 0 | 0 | 0 | 0 | 0 | 0 | 0 | 0 | 0 | 0 | 0 | 0 | 0 | 0 | 0 | 0 | 0 | 0 | 0 | 0 | 0 | 0 | 0 | 0 | 0 | 0 | 0 | 0 | 0 | 0 | 0
F2_Commercial_Office_New_Food Preparation_Natural Gas_Food Prep Other_E10 | F2 | Commercial | Office | New | Food Preparation | Natural Gas | Food Prep Other | E10 | RVT - Cost of Operation | 0 | 0 | 0 | 0 | 0 | 0 | 0 | 0 | 0 | 0 | 0 | 0 | 0 | 0 | 0 | 0 | 0 | 0 | 0 | 0 | 0 | 0 | 0 | 0 | 0 | 0 | 0 | 0 | 0 | 0 | 0 | 0 | 0 | 0 | 0 | 0 | 0 | 0 | 0 | 0 | 0 | 0
F3_Commercial_Office_New_Food Preparation_Natural Gas_Food Prep Other_E1 | F3 | Commercial | Office | New | Food Preparation | Natural Gas | Food Prep Other | E1 | System - kBTUs of Consumption | 0.0056624 | 0.0056624 | 0.0056624 | 0.0056624 | 0.0056624 | 0.0056624 | 0.0056624 | 0.0056624 | 0.0056624 | 0.0056624 | 0.0056624 | 0.0056624 | 0.0056624 | 0.0056624 | 0.0056624 | 0.0056624 | 0.0056624 | 0.0056624 | 0.0056624 | 0.0056624 | 0.0056624 | 0.0056624 | 0.0056624 | 0.0056624 | 0.0056624 | 0.0056624 | 0.0056624 | 0.0056624 | 0.0056624 | 0.0056624 | 0.0056624 | 0.0056624 | 0.0056624 | 0 | 0 | 0 | 0 | 0 | 0 | 0 | 0 | 0
F3_Commercial_Office_New_Food Preparation_Natural Gas_Food Prep Other_E2 | F3 | Commercial | Office | New | Food Preparation | Natural Gas | Food Prep Other | E2 | System - kBTUs of Consumption | 0.0056681 | 0.0056681 | 0.0056681 | 0.0056681 | 0.0056681 | 0.0056681 | 0.0056681 | 0.0056681 | 0.0056681 | 0.0056681 | 0.0056681 | 0.0056681 | 0.0056681 | 0.0056681 | 0.0056681 | 0.0056681 | 0.0056681 | 0.0056681 | 0.0056681 | 0.0056681 | 0.0056681 | 0.0056681 | 0.0056681 | 0.0056681 | 0.0056681 | 0.0056681 | 0.0056681 | 0.0056681 | 0.0056681 | 0.0056681 | 0.0056681 | 0.0056681 | 0.0056681 | 0 | 0 | 0 | 0 | 0 | 0 | 0 | 0 | 0
F3_Commercial_Office_New_Food Preparation_Natural Gas_Food Prep Other_E3 | F3 | Commercial | Office | New | Food Preparation | Natural Gas | Food Prep Other | E3 | System - kBTUs of Consumption | 0 | 0 | 0 | 0 | 0 | 0 | 0 | 0 | 0 | 0 | 0 | 0 | 0 | 0 | 0 | 0 | 0 | 0 | 0 | 0 | 0 | 0 | 0 | 0 | 0 | 0 | 0 | 0 | 0 | 0 | 0 | 0 | 0 | 0 | 0 | 0 | 0 | 0 | 0 | 0 | 0 | 0
F3_Commercial_Office_New_Food Preparation_Natural Gas_Food Prep Other_E4 | F3 | Commercial | Office | New | Food Preparation | Natural Gas | Food Prep Other | E4 | System - kBTUs of Consumption | 0 | 0 | 0 | 0 | 0 | 0 | 0 | 0 | 0 | 0 | 0 | 0 | 0 | 0 | 0 | 0 | 0 | 0 | 0 | 0 | 0 | 0 | 0 | 0 | 0 | 0 | 0 | 0 | 0 | 0 | 0 | 0 | 0 | 0 | 0 | 0 | 0 | 0 | 0 | 0 | 0 | 0
F3_Commercial_Office_New_Food Preparation_Natural Gas_Food Prep Other_E5 | F3 | Commercial | Office | New | Food Preparation | Natural Gas | Food Prep Other | E5 | System - kBTUs of Consumption | 0 | 0 | 0 | 0 | 0 | 0 | 0 | 0 | 0 | 0 | 0 | 0 | 0 | 0 | 0 | 0 | 0 | 0 | 0 | 0 | 0 | 0 | 0 | 0 | 0 | 0 | 0 | 0 | 0 | 0 | 0 | 0 | 0 | 0 | 0 | 0 | 0 | 0 | 0 | 0 | 0 | 0
F3_Commercial_Office_New_Food Preparation_Natural Gas_Food Prep Other_E6 | F3 | Commercial | Office | New | Food Preparation | Natural Gas | Food Prep Other | E6 | System - kBTUs of Consumption | 0 | 0 | 0 | 0 | 0 | 0 | 0 | 0 | 0 | 0 | 0 | 0 | 0 | 0 | 0 | 0 | 0 | 0 | 0 | 0 | 0 | 0 | 0 | 0 | 0 | 0 | 0 | 0 | 0 | 0 | 0 | 0 | 0 | 0 | 0 | 0 | 0 | 0 | 0 | 0 | 0 | 0
F3_Commercial_Office_New_Food Preparation_Natural Gas_Food Prep Other_E7 | F3 | Commercial | Office | New | Food Preparation | Natural Gas | Food Prep Other | E7 | System - kBTUs of Consumption | 0 | 0 | 0 | 0 | 0 | 0 | 0 | 0 | 0 | 0 | 0 | 0 | 0 | 0 | 0 | 0 | 0 | 0 | 0 | 0 | 0 | 0 | 0 | 0 | 0 | 0 | 0 | 0 | 0 | 0 | 0 | 0 | 0 | 0 | 0 | 0 | 0 | 0 | 0 | 0 | 0 | 0
F3_Commercial_Office_New_Food Preparation_Natural Gas_Food Prep Other_E8 | F3 | Commercial | Office | New | Food Preparation | Natural Gas | Food Prep Other | E8 | System - kBTUs of Consumption | 0 | 0 | 0 | 0 | 0 | 0 | 0 | 0 | 0 | 0 | 0 | 0 | 0 | 0 | 0 | 0 | 0 | 0 | 0 | 0 | 0 | 0 | 0 | 0 | 0 | 0 | 0 | 0 | 0 | 0 | 0 | 0 | 0 | 0 | 0 | 0 | 0 | 0 | 0 | 0 | 0 | 0
F3_Commercial_Office_New_Food Preparation_Natural Gas_Food Prep Other_E9 | F3 | Commercial | Office | New | Food Preparation | Natural Gas | Food Prep Other | E9 | System - kBTUs of Consumption | 0 | 0 | 0 | 0 | 0 | 0 | 0 | 0 | 0 | 0 | 0 | 0 | 0 | 0 | 0 | 0 | 0 | 0 | 0 | 0 | 0 | 0 | 0 | 0 | 0 | 0 | 0 | 0 | 0 | 0 | 0 | 0 | 0 | 0 | 0 | 0 | 0 | 0 | 0 | 0 | 0 | 0
F3_Commercial_Office_New_Food Preparation_Natural Gas_Food Prep Other_E10 | F3 | Commercial | Office | New | Food Preparation | Natural Gas | Food Prep Other | E10 | System - kBTUs of Consumption | 0 | 0 | 0 | 0 | 0 | 0 | 0 | 0 | 0 | 0 | 0 | 0 | 0 | 0 | 0 | 0 | 0 | 0 | 0 | 0 | 0 | 0 | 0 | 0 | 0 | 0 | 0 | 0 | 0 | 0 | 0 | 0 | 0 | 0 | 0 | 0 | 0 | 0 | 0 | 0 | 0 | 0
F4_Commercial_Office_New_Food Preparation_Natural Gas_Food Prep Other_E1 | F4 | Commercial | Office | New | Food Preparation | Natural Gas | Food Prep Other | E1 | Utility - Cost of Equipment | 0.11213 | 0.11211 | 0.11265 | 0.11182 | 0.11131 | 0.11168 | 0.11278 | 0.11365 | 0.11474 | 0.11576 | 0.11678 | 0.11773 | 0.11874 | 0.11979 | 0.1208 | 0.12183 | 0.12287 | 0.12401 | 0.12519 | 0.12644 | 0.12766 | 0.12895 | 0.13013 | 0.13135 | 0.13244 | 0.13337 | 0.13423 | 0.13496 | 0.13554 | 0.13601 | 0.13627 | 0.13644 | 0.13644 | 0 | 0 | 0 | 0 | 0 | 0 | 0 | 0 | 0
F4_Commercial_Office_New_Food Preparation_Natural Gas_Food Prep Other_E2 | F4 | Commercial | Office | New | Food Preparation | Natural Gas | Food Prep Other | E2 | Utility - Cost of Equipment | 0.11212 | 0.11211 | 0.11265 | 0.11182 | 0.11131 | 0.11168 | 0.11278 | 0.11365 | 0.11474 | 0.11576 | 0.11678 | 0.11772 | 0.11874 | 0.11979 | 0.1208 | 0.12183 | 0.12287 | 0.124 | 0.12519 | 0.12643 | 0.12766 | 0.12894 | 0.13013 | 0.13135 | 0.13244 | 0.13337 | 0.13422 | 0.13496 | 0.13554 | 0.13601 | 0.13626 | 0.13644 | 0.13644 | 0 | 0 | 0 | 0 | 0 | 0 | 0 | 0 | 0
F4_Commercial_Office_New_Food Preparation_Natural Gas_Food Prep Other_E3 | F4 | Commercial | Office | New | Food Preparation | Natural Gas | Food Prep Other | E3 | Utility - Cost of Equipment | 0 | 0 | 0 | 0 | 0 | 0 | 0 | 0 | 0 | 0 | 0 | 0 | 0 | 0 | 0 | 0 | 0 | 0 | 0 | 0 | 0 | 0 | 0 | 0 | 0 | 0 | 0 | 0 | 0 | 0 | 0 | 0 | 0 | 0 | 0 | 0 | 0 | 0 | 0 | 0 | 0 | 0
F4_Commercial_Office_New_Food Preparation_Natural Gas_Food Prep Other_E4 | F4 | Commercial | Office | New | Food Preparation | Natural Gas | Food Prep Other | E4 | Utility - Cost of Equipment | 0 | 0 | 0 | 0 | 0 | 0 | 0 | 0 | 0 | 0 | 0 | 0 | 0 | 0 | 0 | 0 | 0 | 0 | 0 | 0 | 0 | 0 | 0 | 0 | 0 | 0 | 0 | 0 | 0 | 0 | 0 | 0 | 0 | 0 | 0 | 0 | 0 | 0 | 0 | 0 | 0 | 0
F4_Commercial_Office_New_Food Preparation_Natural Gas_Food Prep Other_E5 | F4 | Commercial | Office | New | Food Preparation | Natural Gas | Food Prep Other | E5 | Utility - Cost of Equipment | 0 | 0 | 0 | 0 | 0 | 0 | 0 | 0 | 0 | 0 | 0 | 0 | 0 | 0 | 0 | 0 | 0 | 0 | 0 | 0 | 0 | 0 | 0 | 0 | 0 | 0 | 0 | 0 | 0 | 0 | 0 | 0 | 0 | 0 | 0 | 0 | 0 | 0 | 0 | 0 | 0 | 0
F4_Commercial_Office_New_Food Preparation_Natural Gas_Food Prep Other_E6 | F4 | Commercial | Office | New | Food Preparation | Natural Gas | Food Prep Other | E6 | Utility - Cost of Equipment | 0 | 0 | 0 | 0 | 0 | 0 | 0 | 0 | 0 | 0 | 0 | 0 | 0 | 0 | 0 | 0 | 0 | 0 | 0 | 0 | 0 | 0 | 0 | 0 | 0 | 0 | 0 | 0 | 0 | 0 | 0 | 0 | 0 | 0 | 0 | 0 | 0 | 0 | 0 | 0 | 0 | 0
F4_Commercial_Office_New_Food Preparation_Natural Gas_Food Prep Other_E7 | F4 | Commercial | Office | New | Food Preparation | Natural Gas | Food Prep Other | E7 | Utility - Cost of Equipment | 0 | 0 | 0 | 0 | 0 | 0 | 0 | 0 | 0 | 0 | 0 | 0 | 0 | 0 | 0 | 0 | 0 | 0 | 0 | 0 | 0 | 0 | 0 | 0 | 0 | 0 | 0 | 0 | 0 | 0 | 0 | 0 | 0 | 0 | 0 | 0 | 0 | 0 | 0 | 0 | 0 | 0
F4_Commercial_Office_New_Food Preparation_Natural Gas_Food Prep Other_E8 | F4 | Commercial | Office | New | Food Preparation | Natural Gas | Food Prep Other | E8 | Utility - Cost of Equipment | 0 | 0 | 0 | 0 | 0 | 0 | 0 | 0 | 0 | 0 | 0 | 0 | 0 | 0 | 0 | 0 | 0 | 0 | 0 | 0 | 0 | 0 | 0 | 0 | 0 | 0 | 0 | 0 | 0 | 0 | 0 | 0 | 0 | 0 | 0 | 0 | 0 | 0 | 0 | 0 | 0 | 0
F4_Commercial_Office_New_Food Preparation_Natural Gas_Food Prep Other_E9 | F4 | Commercial | Office | New | Food Preparation | Natural Gas | Food Prep Other | E9 | Utility - Cost of Equipment | 0 | 0 | 0 | 0 | 0 | 0 | 0 | 0 | 0 | 0 | 0 | 0 | 0 | 0 | 0 | 0 | 0 | 0 | 0 | 0 | 0 | 0 | 0 | 0 | 0 | 0 | 0 | 0 | 0 | 0 | 0 | 0 | 0 | 0 | 0 | 0 | 0 | 0 | 0 | 0 | 0 | 0
F4_Commercial_Office_New_Food Preparation_Natural Gas_Food Prep Other_E10 | F4 | Commercial | Office | New | Food Preparation | Natural Gas | Food Prep Other | E10 | Utility - Cost of Equipment | 0 | 0 | 0 | 0 | 0 | 0 | 0 | 0 | 0 | 0 | 0 | 0 | 0 | 0 | 0 | 0 | 0 | 0 | 0 | 0 | 0 | 0 | 0 | 0 | 0 | 0 | 0 | 0 | 0 | 0 | 0 | 0 | 0 | 0 | 0 | 0 | 0 | 0 | 0 | 0 | 0 | 0
F5_Commercial_Office_New_Food Preparation_Natural Gas_Food Prep Other_E1 | F5 | Commercial | Office | New | Food Preparation | Natural Gas | Food Prep Other | E1 | Utility - Cost of Operation | 0.0056624 | 0.0056624 | 0.0056624 | 0.0056624 | 0.0056624 | 0.0056624 | 0.0056624 | 0.0056624 | 0.0056624 | 0.0056624 | 0.0056624 | 0.0056624 | 0.0056624 | 0.0056624 | 0.0056624 | 0.0056624 | 0.0056624 | 0.0056624 | 0.0056624 | 0.0056624 | 0.0056624 | 0.0056624 | 0.0056624 | 0.0056624 | 0.0056624 | 0.0056624 | 0.0056624 | 0.0056624 | 0.0056624 | 0.0056624 | 0.0056624 | 0.0056624 | 0.0056624 | 0 | 0 | 0 | 0 | 0 | 0 | 0 | 0 | 0
F5_Commercial_Office_New_Food Preparation_Natural Gas_Food Prep Other_E2 | F5 | Commercial | Office | New | Food Preparation | Natural Gas | Food Prep Other | E2 | Utility - Cost of Operation | 0.0056681 | 0.0056681 | 0.0056681 | 0.0056681 | 0.0056681 | 0.0056681 | 0.0056681 | 0.0056681 | 0.0056681 | 0.0056681 | 0.0056681 | 0.0056681 | 0.0056681 | 0.0056681 | 0.0056681 | 0.0056681 | 0.0056681 | 0.0056681 | 0.0056681 | 0.0056681 | 0.0056681 | 0.0056681 | 0.0056681 | 0.0056681 | 0.0056681 | 0.0056681 | 0.0056681 | 0.0056681 | 0.0056681 | 0.0056681 | 0.0056681 | 0.0056681 | 0.0056681 | 0 | 0 | 0 | 0 | 0 | 0 | 0 | 0 | 0
F5_Commercial_Office_New_Food Preparation_Natural Gas_Food Prep Other_E3 | F5 | Commercial | Office | New | Food Preparation | Natural Gas | Food Prep Other | E3 | Utility - Cost of Operation | 0 | 0 | 0 | 0 | 0 | 0 | 0 | 0 | 0 | 0 | 0 | 0 | 0 | 0 | 0 | 0 | 0 | 0 | 0 | 0 | 0 | 0 | 0 | 0 | 0 | 0 | 0 | 0 | 0 | 0 | 0 | 0 | 0 | 0 | 0 | 0 | 0 | 0 | 0 | 0 | 0 | 0
F5_Commercial_Office_New_Food Preparation_Natural Gas_Food Prep Other_E4 | F5 | Commercial | Office | New | Food Preparation | Natural Gas | Food Prep Other | E4 | Utility - Cost of Operation | 0 | 0 | 0 | 0 | 0 | 0 | 0 | 0 | 0 | 0 | 0 | 0 | 0 | 0 | 0 | 0 | 0 | 0 | 0 | 0 | 0 | 0 | 0 | 0 | 0 | 0 | 0 | 0 | 0 | 0 | 0 | 0 | 0 | 0 | 0 | 0 | 0 | 0 | 0 | 0 | 0 | 0
F5_Commercial_Office_New_Food Preparation_Natural Gas_Food Prep Other_E5 | F5 | Commercial | Office | New | Food Preparation | Natural Gas | Food Prep Other | E5 | Utility - Cost of Operation | 0 | 0 | 0 | 0 | 0 | 0 | 0 | 0 | 0 | 0 | 0 | 0 | 0 | 0 | 0 | 0 | 0 | 0 | 0 | 0 | 0 | 0 | 0 | 0 | 0 | 0 | 0 | 0 | 0 | 0 | 0 | 0 | 0 | 0 | 0 | 0 | 0 | 0 | 0 | 0 | 0 | 0
F5_Commercial_Office_New_Food Preparation_Natural Gas_Food Prep Other_E6 | F5 | Commercial | Office | New | Food Preparation | Natural Gas | Food Prep Other | E6 | Utility - Cost of Operation | 0 | 0 | 0 | 0 | 0 | 0 | 0 | 0 | 0 | 0 | 0 | 0 | 0 | 0 | 0 | 0 | 0 | 0 | 0 | 0 | 0 | 0 | 0 | 0 | 0 | 0 | 0 | 0 | 0 | 0 | 0 | 0 | 0 | 0 | 0 | 0 | 0 | 0 | 0 | 0 | 0 | 0
F5_Commercial_Office_New_Food Preparation_Natural Gas_Food Prep Other_E7 | F5 | Commercial | Office | New | Food Preparation | Natural Gas | Food Prep Other | E7 | Utility - Cost of Operation | 0 | 0 | 0 | 0 | 0 | 0 | 0 | 0 | 0 | 0 | 0 | 0 | 0 | 0 | 0 | 0 | 0 | 0 | 0 | 0 | 0 | 0 | 0 | 0 | 0 | 0 | 0 | 0 | 0 | 0 | 0 | 0 | 0 | 0 | 0 | 0 | 0 | 0 | 0 | 0 | 0 | 0
F5_Commercial_Office_New_Food Preparation_Natural Gas_Food Prep Other_E8 | F5 | Commercial | Office | New | Food Preparation | Natural Gas | Food Prep Other | E8 | Utility - Cost of Operation | 0 | 0 | 0 | 0 | 0 | 0 | 0 | 0 | 0 | 0 | 0 | 0 | 0 | 0 | 0 | 0 | 0 | 0 | 0 | 0 | 0 | 0 | 0 | 0 | 0 | 0 | 0 | 0 | 0 | 0 | 0 | 0 | 0 | 0 | 0 | 0 | 0 | 0 | 0 | 0 | 0 | 0
F5_Commercial_Office_New_Food Preparation_Natural Gas_Food Prep Other_E9 | F5 | Commercial | Office | New | Food Preparation | Natural Gas | Food Prep Other | E9 | Utility - Cost of Operation | 0 | 0 | 0 | 0 | 0 | 0 | 0 | 0 | 0 | 0 | 0 | 0 | 0 | 0 | 0 | 0 | 0 | 0 | 0 | 0 | 0 | 0 | 0 | 0 | 0 | 0 | 0 | 0 | 0 | 0 | 0 | 0 | 0 | 0 | 0 | 0 | 0 | 0 | 0 | 0 | 0 | 0
F5_Commercial_Office_New_Food Preparation_Natural Gas_Food Prep Other_E10 | F5 | Commercial | Office | New | Food Preparation | Natural Gas | Food Prep Other | E10 | Utility - Cost of Operation | 0 | 0 | 0 | 0 | 0 | 0 | 0 | 0 | 0 | 0 | 0 | 0 | 0 | 0 | 0 | 0 | 0 | 0 | 0 | 0 | 0 | 0 | 0 | 0 | 0 | 0 | 0 | 0 | 0 | 0 | 0 | 0 | 0 | 0 | 0 | 0 | 0 | 0 | 0 | 0 | 0 | 0
F6_Commercial_Office_New_Food Preparation_Natural Gas_Food Prep Other_E1 | F6 | Commercial | Office | New | Food Preparation | Natural Gas | Food Prep Other | E1 | Utility - Value of Sales | 0.059315 | 0.059634 | 0.060147 | 0.060035 | 0.060035 | 0.060035 | 0.060035 | 0.060035 | 0.060035 | 0.060035 | 0.060035 | 0.060035 | 0.060035 | 0.060035 | 0.060035 | 0.060035 | 0.060035 | 0.060035 | 0.060035 | 0.060035 | 0.060035 | 0.060035 | 0.060035 | 0.060035 | 0.060035 | 0.060035 | 0.060035 | 0.060035 | 0.060035 | 0.060035 | 0.060035 | 0.060035 | 0.060035 | 0 | 0 | 0 | 0 | 0 | 0 | 0 | 0 | 0
F6_Commercial_Office_New_Food Preparation_Natural Gas_Food Prep Other_E2 | F6 | Commercial | Office | New | Food Preparation | Natural Gas | Food Prep Other | E2 | Utility - Value of Sales | 0.059314 | 0.059633 | 0.060147 | 0.060034 | 0.060034 | 0.060034 | 0.060034 | 0.060034 | 0.060034 | 0.060034 | 0.060034 | 0.060034 | 0.060034 | 0.060034 | 0.060034 | 0.060034 | 0.060034 | 0.060034 | 0.060034 | 0.060034 | 0.060034 | 0.060034 | 0.060034 | 0.060034 | 0.060034 | 0.060034 | 0.060034 | 0.060034 | 0.060034 | 0.060034 | 0.060034 | 0.060034 | 0.060034 | 0 | 0 | 0 | 0 | 0 | 0 | 0 | 0 | 0
F6_Commercial_Office_New_Food Preparation_Natural Gas_Food Prep Other_E3 | F6 | Commercial | Office | New | Food Preparation | Natural Gas | Food Prep Other | E3 | Utility - Value of Sales | 0 | 0 | 0 | 0 | 0 | 0 | 0 | 0 | 0 | 0 | 0 | 0 | 0 | 0 | 0 | 0 | 0 | 0 | 0 | 0 | 0 | 0 | 0 | 0 | 0 | 0 | 0 | 0 | 0 | 0 | 0 | 0 | 0 | 0 | 0 | 0 | 0 | 0 | 0 | 0 | 0 | 0
F6_Commercial_Office_New_Food Preparation_Natural Gas_Food Prep Other_E4 | F6 | Commercial | Office | New | Food Preparation | Natural Gas | Food Prep Other | E4 | Utility - Value of Sales | 0 | 0 | 0 | 0 | 0 | 0 | 0 | 0 | 0 | 0 | 0 | 0 | 0 | 0 | 0 | 0 | 0 | 0 | 0 | 0 | 0 | 0 | 0 | 0 | 0 | 0 | 0 | 0 | 0 | 0 | 0 | 0 | 0 | 0 | 0 | 0 | 0 | 0 | 0 | 0 | 0 | 0
F6_Commercial_Office_New_Food Preparation_Natural Gas_Food Prep Other_E5 | F6 | Commercial | Office | New | Food Preparation | Natural Gas | Food Prep Other | E5 | Utility - Value of Sales | 0 | 0 | 0 | 0 | 0 | 0 | 0 | 0 | 0 | 0 | 0 | 0 | 0 | 0 | 0 | 0 | 0 | 0 | 0 | 0 | 0 | 0 | 0 | 0 | 0 | 0 | 0 | 0 | 0 | 0 | 0 | 0 | 0 | 0 | 0 | 0 | 0 | 0 | 0 | 0 | 0 | 0
F6_Commercial_Office_New_Food Preparation_Natural Gas_Food Prep Other_E6 | F6 | Commercial | Office | New | Food Preparation | Natural Gas | Food Prep Other | E6 | Utility - Value of Sales | 0 | 0 | 0 | 0 | 0 | 0 | 0 | 0 | 0 | 0 | 0 | 0 | 0 | 0 | 0 | 0 | 0 | 0 | 0 | 0 | 0 | 0 | 0 | 0 | 0 | 0 | 0 | 0 | 0 | 0 | 0 | 0 | 0 | 0 | 0 | 0 | 0 | 0 | 0 | 0 | 0 | 0
F6_Commercial_Office_New_Food Preparation_Natural Gas_Food Prep Other_E7 | F6 | Commercial | Office | New | Food Preparation | Natural Gas | Food Prep Other | E7 | Utility - Value of Sales | 0 | 0 | 0 | 0 | 0 | 0 | 0 | 0 | 0 | 0 | 0 | 0 | 0 | 0 | 0 | 0 | 0 | 0 | 0 | 0 | 0 | 0 | 0 | 0 | 0 | 0 | 0 | 0 | 0 | 0 | 0 | 0 | 0 | 0 | 0 | 0 | 0 | 0 | 0 | 0 | 0 | 0
F6_Commercial_Office_New_Food Preparation_Natural Gas_Food Prep Other_E8 | F6 | Commercial | Office | New | Food Preparation | Natural Gas | Food Prep Other | E8 | Utility - Value of Sales | 0 | 0 | 0 | 0 | 0 | 0 | 0 | 0 | 0 | 0 | 0 | 0 | 0 | 0 | 0 | 0 | 0 | 0 | 0 | 0 | 0 | 0 | 0 | 0 | 0 | 0 | 0 | 0 | 0 | 0 | 0 | 0 | 0 | 0 | 0 | 0 | 0 | 0 | 0 | 0 | 0 | 0
F6_Commercial_Office_New_Food Preparation_Natural Gas_Food Prep Other_E9 | F6 | Commercial | Office | New | Food Preparation | Natural Gas | Food Prep Other | E9 | Utility - Value of Sales | 0 | 0 | 0 | 0 | 0 | 0 | 0 | 0 | 0 | 0 | 0 | 0 | 0 | 0 | 0 | 0 | 0 | 0 | 0 | 0 | 0 | 0 | 0 | 0 | 0 | 0 | 0 | 0 | 0 | 0 | 0 | 0 | 0 | 0 | 0 | 0 | 0 | 0 | 0 | 0 | 0 | 0
F6_Commercial_Office_New_Food Preparation_Natural Gas_Food Prep Other_E10 | F6 | Commercial | Office | New | Food Preparation | Natural Gas | Food Prep Other | E10 | Utility - Value of Sales | 0 | 0 | 0 | 0 | 0 | 0 | 0 | 0 | 0 | 0 | 0 | 0 | 0 | 0 | 0 | 0 | 0 | 0 | 0 | 0 | 0 | 0 | 0 | 0 | 0 | 0 | 0 | 0 | 0 | 0 | 0 | 0 | 0 | 0 | 0 | 0 | 0 | 0 | 0 | 0 | 0 | 0
F1_Commercial_Office_New_Miscellaneous_Natural Gas_Pool Heater_E1 | F1 | Commercial | Office | New | Miscellaneous | Natural Gas | Pool Heater | E1 | RVT - Cost of Equipment | 0 | 0 | 0 | 0 | 0 | 0 | 0 | 0 | 0 | 0 | 0 | 0 | 0 | 0 | 0 | 0 | 0 | 0 | 0 | 0 | 0 | 0 | 0 | 0 | 0 | 0 | 0 | 0 | 0 | 0 | 0 | 0 | 0 | 0 | 0 | 0 | 0 | 0 | 0 | 0 | 0 | 0
F1_Commercial_Office_New_Miscellaneous_Natural Gas_Pool Heater_E2 | F1 | Commercial | Office | New | Miscellaneous | Natural Gas | Pool Heater | E2 | RVT - Cost of Equipment | 0 | 0 | 0 | 0 | 0 | 0 | 0 | 0 | 0 | 0 | 0 | 0 | 0 | 0 | 0 | 0 | 0 | 0 | 0 | 0 | 0 | 0 | 0 | 0 | 0 | 0 | 0 | 0 | 0 | 0 | 0 | 0 | 0 | 0 | 0 | 0 | 0 | 0 | 0 | 0 | 0 | 0
F1_Commercial_Office_New_Miscellaneous_Natural Gas_Pool Heater_E3 | F1 | Commercial | Office | New | Miscellaneous | Natural Gas | Pool Heater | E3 | RVT - Cost of Equipment | 0 | 0 | 0 | 0 | 0 | 0 | 0 | 0 | 0 | 0 | 0 | 0 | 0 | 0 | 0 | 0 | 0 | 0 | 0 | 0 | 0 | 0 | 0 | 0 | 0 | 0 | 0 | 0 | 0 | 0 | 0 | 0 | 0 | 0 | 0 | 0 | 0 | 0 | 0 | 0 | 0 | 0
F1_Commercial_Office_New_Miscellaneous_Natural Gas_Pool Heater_E4 | F1 | Commercial | Office | New | Miscellaneous | Natural Gas | Pool Heater | E4 | RVT - Cost of Equipment | 0 | 0 | 0 | 0 | 0 | 0 | 0 | 0 | 0 | 0 | 0 | 0 | 0 | 0 | 0 | 0 | 0 | 0 | 0 | 0 | 0 | 0 | 0 | 0 | 0 | 0 | 0 | 0 | 0 | 0 | 0 | 0 | 0 | 0 | 0 | 0 | 0 | 0 | 0 | 0 | 0 | 0
F1_Commercial_Office_New_Miscellaneous_Natural Gas_Pool Heater_E5 | F1 | Commercial | Office | New | Miscellaneous | Natural Gas | Pool Heater | E5 | RVT - Cost of Equipment | 0 | 0 | 0 | 0 | 0 | 0 | 0 | 0 | 0 | 0 | 0 | 0 | 0 | 0 | 0 | 0 | 0 | 0 | 0 | 0 | 0 | 0 | 0 | 0 | 0 | 0 | 0 | 0 | 0 | 0 | 0 | 0 | 0 | 0 | 0 | 0 | 0 | 0 | 0 | 0 | 0 | 0
F1_Commercial_Office_New_Miscellaneous_Natural Gas_Pool Heater_E6 | F1 | Commercial | Office | New | Miscellaneous | Natural Gas | Pool Heater | E6 | RVT - Cost of Equipment | 0 | 0 | 0 | 0 | 0 | 0 | 0 | 0 | 0 | 0 | 0 | 0 | 0 | 0 | 0 | 0 | 0 | 0 | 0 | 0 | 0 | 0 | 0 | 0 | 0 | 0 | 0 | 0 | 0 | 0 | 0 | 0 | 0 | 0 | 0 | 0 | 0 | 0 | 0 | 0 | 0 | 0
F1_Commercial_Office_New_Miscellaneous_Natural Gas_Pool Heater_E7 | F1 | Commercial | Office | New | Miscellaneous | Natural Gas | Pool Heater | E7 | RVT - Cost of Equipment | 0 | 0 | 0 | 0 | 0 | 0 | 0 | 0 | 0 | 0 | 0 | 0 | 0 | 0 | 0 | 0 | 0 | 0 | 0 | 0 | 0 | 0 | 0 | 0 | 0 | 0 | 0 | 0 | 0 | 0 | 0 | 0 | 0 | 0 | 0 | 0 | 0 | 0 | 0 | 0 | 0 | 0
F1_Commercial_Office_New_Miscellaneous_Natural Gas_Pool Heater_E8 | F1 | Commercial | Office | New | Miscellaneous | Natural Gas | Pool Heater | E8 | RVT - Cost of Equipment | 0 | 0 | 0 | 0 | 0 | 0 | 0 | 0 | 0 | 0 | 0 | 0 | 0 | 0 | 0 | 0 | 0 | 0 | 0 | 0 | 0 | 0 | 0 | 0 | 0 | 0 | 0 | 0 | 0 | 0 | 0 | 0 | 0 | 0 | 0 | 0 | 0 | 0 | 0 | 0 | 0 | 0
F1_Commercial_Office_New_Miscellaneous_Natural Gas_Pool Heater_E9 | F1 | Commercial | Office | New | Miscellaneous | Natural Gas | Pool Heater | E9 | RVT - Cost of Equipment | 0 | 0 | 0 | 0 | 0 | 0 | 0 | 0 | 0 | 0 | 0 | 0 | 0 | 0 | 0 | 0 | 0 | 0 | 0 | 0 | 0 | 0 | 0 | 0 | 0 | 0 | 0 | 0 | 0 | 0 | 0 | 0 | 0 | 0 | 0 | 0 | 0 | 0 | 0 | 0 | 0 | 0
F1_Commercial_Office_New_Miscellaneous_Natural Gas_Pool Heater_E10 | F1 | Commercial | Office | New | Miscellaneous | Natural Gas | Pool Heater | E10 | RVT - Cost of Equipment | 0 | 0 | 0 | 0 | 0 | 0 | 0 | 0 | 0 | 0 | 0 | 0 | 0 | 0 | 0 | 0 | 0 | 0 | 0 | 0 | 0 | 0 | 0 | 0 | 0 | 0 | 0 | 0 | 0 | 0 | 0 | 0 | 0 | 0 | 0 | 0 | 0 | 0 | 0 | 0 | 0 | 0
F2_Commercial_Office_New_Miscellaneous_Natural Gas_Pool Heater_E1 | F2 | Commercial | Office | New | Miscellaneous | Natural Gas | Pool Heater | E1 | RVT - Cost of Operation | 0 | 0 | 0 | 0 | 0 | 0 | 0 | 0 | 0 | 0 | 0 | 0 | 0 | 0 | 0 | 0 | 0 | 0 | 0 | 0 | 0 | 0 | 0 | 0 | 0 | 0 | 0 | 0 | 0 | 0 | 0 | 0 | 0 | 0 | 0 | 0 | 0 | 0 | 0 | 0 | 0 | 0
F2_Commercial_Office_New_Miscellaneous_Natural Gas_Pool Heater_E2 | F2 | Commercial | Office | New | Miscellaneous | Natural Gas | Pool Heater | E2 | RVT - Cost of Operation | 0 | 0 | 0 | 0 | 0 | 0 | 0 | 0 | 0 | 0 | 0 | 0 | 0 | 0 | 0 | 0 | 0 | 0 | 0 | 0 | 0 | 0 | 0 | 0 | 0 | 0 | 0 | 0 | 0 | 0 | 0 | 0 | 0 | 0 | 0 | 0 | 0 | 0 | 0 | 0 | 0 | 0
F2_Commercial_Office_New_Miscellaneous_Natural Gas_Pool Heater_E3 | F2 | Commercial | Office | New | Miscellaneous | Natural Gas | Pool Heater | E3 | RVT - Cost of Operation | 0 | 0 | 0 | 0 | 0 | 0 | 0 | 0 | 0 | 0 | 0 | 0 | 0 | 0 | 0 | 0 | 0 | 0 | 0 | 0 | 0 | 0 | 0 | 0 | 0 | 0 | 0 | 0 | 0 | 0 | 0 | 0 | 0 | 0 | 0 | 0 | 0 | 0 | 0 | 0 | 0 | 0
F2_Commercial_Office_New_Miscellaneous_Natural Gas_Pool Heater_E4 | F2 | Commercial | Office | New | Miscellaneous | Natural Gas | Pool Heater | E4 | RVT - Cost of Operation | 0 | 0 | 0 | 0 | 0 | 0 | 0 | 0 | 0 | 0 | 0 | 0 | 0 | 0 | 0 | 0 | 0 | 0 | 0 | 0 | 0 | 0 | 0 | 0 | 0 | 0 | 0 | 0 | 0 | 0 | 0 | 0 | 0 | 0 | 0 | 0 | 0 | 0 | 0 | 0 | 0 | 0
F2_Commercial_Office_New_Miscellaneous_Natural Gas_Pool Heater_E5 | F2 | Commercial | Office | New | Miscellaneous | Natural Gas | Pool Heater | E5 | RVT - Cost of Operation | 0 | 0 | 0 | 0 | 0 | 0 | 0 | 0 | 0 | 0 | 0 | 0 | 0 | 0 | 0 | 0 | 0 | 0 | 0 | 0 | 0 | 0 | 0 | 0 | 0 | 0 | 0 | 0 | 0 | 0 | 0 | 0 | 0 | 0 | 0 | 0 | 0 | 0 | 0 | 0 | 0 | 0
F2_Commercial_Office_New_Miscellaneous_Natural Gas_Pool Heater_E6 | F2 | Commercial | Office | New | Miscellaneous | Natural Gas | Pool Heater | E6 | RVT - Cost of Operation | 0 | 0 | 0 | 0 | 0 | 0 | 0 | 0 | 0 | 0 | 0 | 0 | 0 | 0 | 0 | 0 | 0 | 0 | 0 | 0 | 0 | 0 | 0 | 0 | 0 | 0 | 0 | 0 | 0 | 0 | 0 | 0 | 0 | 0 | 0 | 0 | 0 | 0 | 0 | 0 | 0 | 0
F2_Commercial_Office_New_Miscellaneous_Natural Gas_Pool Heater_E7 | F2 | Commercial | Office | New | Miscellaneous | Natural Gas | Pool Heater | E7 | RVT - Cost of Operation | 0 | 0 | 0 | 0 | 0 | 0 | 0 | 0 | 0 | 0 | 0 | 0 | 0 | 0 | 0 | 0 | 0 | 0 | 0 | 0 | 0 | 0 | 0 | 0 | 0 | 0 | 0 | 0 | 0 | 0 | 0 | 0 | 0 | 0 | 0 | 0 | 0 | 0 | 0 | 0 | 0 | 0
F2_Commercial_Office_New_Miscellaneous_Natural Gas_Pool Heater_E8 | F2 | Commercial | Office | New | Miscellaneous | Natural Gas | Pool Heater | E8 | RVT - Cost of Operation | 0 | 0 | 0 | 0 | 0 | 0 | 0 | 0 | 0 | 0 | 0 | 0 | 0 | 0 | 0 | 0 | 0 | 0 | 0 | 0 | 0 | 0 | 0 | 0 | 0 | 0 | 0 | 0 | 0 | 0 | 0 | 0 | 0 | 0 | 0 | 0 | 0 | 0 | 0 | 0 | 0 | 0
F2_Commercial_Office_New_Miscellaneous_Natural Gas_Pool Heater_E9 | F2 | Commercial | Office | New | Miscellaneous | Natural Gas | Pool Heater | E9 | RVT - Cost of Operation | 0 | 0 | 0 | 0 | 0 | 0 | 0 | 0 | 0 | 0 | 0 | 0 | 0 | 0 | 0 | 0 | 0 | 0 | 0 | 0 | 0 | 0 | 0 | 0 | 0 | 0 | 0 | 0 | 0 | 0 | 0 | 0 | 0 | 0 | 0 | 0 | 0 | 0 | 0 | 0 | 0 | 0
F2_Commercial_Office_New_Miscellaneous_Natural Gas_Pool Heater_E10 | F2 | Commercial | Office | New | Miscellaneous | Natural Gas | Pool Heater | E10 | RVT - Cost of Operation | 0 | 0 | 0 | 0 | 0 | 0 | 0 | 0 | 0 | 0 | 0 | 0 | 0 | 0 | 0 | 0 | 0 | 0 | 0 | 0 | 0 | 0 | 0 | 0 | 0 | 0 | 0 | 0 | 0 | 0 | 0 | 0 | 0 | 0 | 0 | 0 | 0 | 0 | 0 | 0 | 0 | 0
F3_Commercial_Office_New_Miscellaneous_Natural Gas_Pool Heater_E1 | F3 | Commercial | Office | New | Miscellaneous | Natural Gas | Pool Heater | E1 | System - kBTUs of Consumption | 0.002528 | 0.002528 | 0.002528 | 0.002528 | 0.002528 | 0.002528 | 0.002528 | 0.002528 | 0.002528 | 0.002528 | 0.002528 | 0.002528 | 0.002528 | 0.002528 | 0.002528 | 0.002528 | 0.002528 | 0.002528 | 0.002528 | 0.002528 | 0.002528 | 0.002528 | 0.002528 | 0.002528 | 0.002528 | 0.002528 | 0.002528 | 0.002528 | 0.002528 | 0.002528 | 0.002528 | 0.002528 | 0.002528 | 0 | 0 | 0 | 0 | 0 | 0 | 0 | 0 | 0
F3_Commercial_Office_New_Miscellaneous_Natural Gas_Pool Heater_E2 | F3 | Commercial | Office | New | Miscellaneous | Natural Gas | Pool Heater | E2 | System - kBTUs of Consumption | 0.0041394 | 0.0041394 | 0.0041394 | 0.0041394 | 0.0041394 | 0.0041394 | 0.0041394 | 0.0041394 | 0.0041394 | 0.0041394 | 0.0041394 | 0.0041394 | 0.0041394 | 0.0041394 | 0.0041394 | 0.0041394 | 0.0041394 | 0.0041394 | 0.0041394 | 0.0041394 | 0.0041394 | 0.0041394 | 0.0041394 | 0.0041394 | 0.0041394 | 0.0041394 | 0.0041394 | 0.0041394 | 0.0041394 | 0.0041394 | 0.0041394 | 0.0041394 | 0.0041394 | 0 | 0 | 0 | 0 | 0 | 0 | 0 | 0 | 0
F3_Commercial_Office_New_Miscellaneous_Natural Gas_Pool Heater_E3 | F3 | Commercial | Office | New | Miscellaneous | Natural Gas | Pool Heater | E3 | System - kBTUs of Consumption | 0 | 0 | 0 | 0 | 0 | 0 | 0 | 0 | 0 | 0 | 0 | 0 | 0 | 0 | 0 | 0 | 0 | 0 | 0 | 0 | 0 | 0 | 0 | 0 | 0 | 0 | 0 | 0 | 0 | 0 | 0 | 0 | 0 | 0 | 0 | 0 | 0 | 0 | 0 | 0 | 0 | 0
F3_Commercial_Office_New_Miscellaneous_Natural Gas_Pool Heater_E4 | F3 | Commercial | Office | New | Miscellaneous | Natural Gas | Pool Heater | E4 | System - kBTUs of Consumption | 0 | 0 | 0 | 0 | 0 | 0 | 0 | 0 | 0 | 0 | 0 | 0 | 0 | 0 | 0 | 0 | 0 | 0 | 0 | 0 | 0 | 0 | 0 | 0 | 0 | 0 | 0 | 0 | 0 | 0 | 0 | 0 | 0 | 0 | 0 | 0 | 0 | 0 | 0 | 0 | 0 | 0
F3_Commercial_Office_New_Miscellaneous_Natural Gas_Pool Heater_E5 | F3 | Commercial | Office | New | Miscellaneous | Natural Gas | Pool Heater | E5 | System - kBTUs of Consumption | 0 | 0 | 0 | 0 | 0 | 0 | 0 | 0 | 0 | 0 | 0 | 0 | 0 | 0 | 0 | 0 | 0 | 0 | 0 | 0 | 0 | 0 | 0 | 0 | 0 | 0 | 0 | 0 | 0 | 0 | 0 | 0 | 0 | 0 | 0 | 0 | 0 | 0 | 0 | 0 | 0 | 0
F3_Commercial_Office_New_Miscellaneous_Natural Gas_Pool Heater_E6 | F3 | Commercial | Office | New | Miscellaneous | Natural Gas | Pool Heater | E6 | System - kBTUs of Consumption | 0 | 0 | 0 | 0 | 0 | 0 | 0 | 0 | 0 | 0 | 0 | 0 | 0 | 0 | 0 | 0 | 0 | 0 | 0 | 0 | 0 | 0 | 0 | 0 | 0 | 0 | 0 | 0 | 0 | 0 | 0 | 0 | 0 | 0 | 0 | 0 | 0 | 0 | 0 | 0 | 0 | 0
F3_Commercial_Office_New_Miscellaneous_Natural Gas_Pool Heater_E7 | F3 | Commercial | Office | New | Miscellaneous | Natural Gas | Pool Heater | E7 | System - kBTUs of Consumption | 0 | 0 | 0 | 0 | 0 | 0 | 0 | 0 | 0 | 0 | 0 | 0 | 0 | 0 | 0 | 0 | 0 | 0 | 0 | 0 | 0 | 0 | 0 | 0 | 0 | 0 | 0 | 0 | 0 | 0 | 0 | 0 | 0 | 0 | 0 | 0 | 0 | 0 | 0 | 0 | 0 | 0
F3_Commercial_Office_New_Miscellaneous_Natural Gas_Pool Heater_E8 | F3 | Commercial | Office | New | Miscellaneous | Natural Gas | Pool Heater | E8 | System - kBTUs of Consumption | 0 | 0 | 0 | 0 | 0 | 0 | 0 | 0 | 0 | 0 | 0 | 0 | 0 | 0 | 0 | 0 | 0 | 0 | 0 | 0 | 0 | 0 | 0 | 0 | 0 | 0 | 0 | 0 | 0 | 0 | 0 | 0 | 0 | 0 | 0 | 0 | 0 | 0 | 0 | 0 | 0 | 0
F3_Commercial_Office_New_Miscellaneous_Natural Gas_Pool Heater_E9 | F3 | Commercial | Office | New | Miscellaneous | Natural Gas | Pool Heater | E9 | System - kBTUs of Consumption | 0 | 0 | 0 | 0 | 0 | 0 | 0 | 0 | 0 | 0 | 0 | 0 | 0 | 0 | 0 | 0 | 0 | 0 | 0 | 0 | 0 | 0 | 0 | 0 | 0 | 0 | 0 | 0 | 0 | 0 | 0 | 0 | 0 | 0 | 0 | 0 | 0 | 0 | 0 | 0 | 0 | 0
F3_Commercial_Office_New_Miscellaneous_Natural Gas_Pool Heater_E10 | F3 | Commercial | Office | New | Miscellaneous | Natural Gas | Pool Heater | E10 | System - kBTUs of Consumption | 0 | 0 | 0 | 0 | 0 | 0 | 0 | 0 | 0 | 0 | 0 | 0 | 0 | 0 | 0 | 0 | 0 | 0 | 0 | 0 | 0 | 0 | 0 | 0 | 0 | 0 | 0 | 0 | 0 | 0 | 0 | 0 | 0 | 0 | 0 | 0 | 0 | 0 | 0 | 0 | 0 | 0
F4_Commercial_Office_New_Miscellaneous_Natural Gas_Pool Heater_E1 | F4 | Commercial | Office | New | Miscellaneous | Natural Gas | Pool Heater | E1 | Utility - Cost of Equipment | 0 | 0 | 0 | 0 | 0 | 0 | 0 | 0 | 0 | 0 | 0 | 0 | 0 | 0 | 0 | 0 | 0 | 0 | 0 | 0 | 0 | 0 | 0 | 0 | 0 | 0 | 0 | 0 | 0 | 0 | 0 | 0 | 0 | 0 | 0 | 0 | 0 | 0 | 0 | 0 | 0 | 0
F4_Commercial_Office_New_Miscellaneous_Natural Gas_Pool Heater_E2 | F4 | Commercial | Office | New | Miscellaneous | Natural Gas | Pool Heater | E2 | Utility - Cost of Equipment | 0 | 0 | 0 | 0 | 0 | 0 | 0 | 0 | 0 | 0 | 0 | 0 | 0 | 0 | 0 | 0 | 0 | 0 | 0 | 0 | 0 | 0 | 0 | 0 | 0 | 0 | 0 | 0 | 0 | 0 | 0 | 0 | 0 | 0 | 0 | 0 | 0 | 0 | 0 | 0 | 0 | 0
F4_Commercial_Office_New_Miscellaneous_Natural Gas_Pool Heater_E3 | F4 | Commercial | Office | New | Miscellaneous | Natural Gas | Pool Heater | E3 | Utility - Cost of Equipment | 0 | 0 | 0 | 0 | 0 | 0 | 0 | 0 | 0 | 0 | 0 | 0 | 0 | 0 | 0 | 0 | 0 | 0 | 0 | 0 | 0 | 0 | 0 | 0 | 0 | 0 | 0 | 0 | 0 | 0 | 0 | 0 | 0 | 0 | 0 | 0 | 0 | 0 | 0 | 0 | 0 | 0
F4_Commercial_Office_New_Miscellaneous_Natural Gas_Pool Heater_E4 | F4 | Commercial | Office | New | Miscellaneous | Natural Gas | Pool Heater | E4 | Utility - Cost of Equipment | 0 | 0 | 0 | 0 | 0 | 0 | 0 | 0 | 0 | 0 | 0 | 0 | 0 | 0 | 0 | 0 | 0 | 0 | 0 | 0 | 0 | 0 | 0 | 0 | 0 | 0 | 0 | 0 | 0 | 0 | 0 | 0 | 0 | 0 | 0 | 0 | 0 | 0 | 0 | 0 | 0 | 0
F4_Commercial_Office_New_Miscellaneous_Natural Gas_Pool Heater_E5 | F4 | Commercial | Office | New | Miscellaneous | Natural Gas | Pool Heater | E5 | Utility - Cost of Equipment | 0 | 0 | 0 | 0 | 0 | 0 | 0 | 0 | 0 | 0 | 0 | 0 | 0 | 0 | 0 | 0 | 0 | 0 | 0 | 0 | 0 | 0 | 0 | 0 | 0 | 0 | 0 | 0 | 0 | 0 | 0 | 0 | 0 | 0 | 0 | 0 | 0 | 0 | 0 | 0 | 0 | 0
F4_Commercial_Office_New_Miscellaneous_Natural Gas_Pool Heater_E6 | F4 | Commercial | Office | New | Miscellaneous | Natural Gas | Pool Heater | E6 | Utility - Cost of Equipment | 0 | 0 | 0 | 0 | 0 | 0 | 0 | 0 | 0 | 0 | 0 | 0 | 0 | 0 | 0 | 0 | 0 | 0 | 0 | 0 | 0 | 0 | 0 | 0 | 0 | 0 | 0 | 0 | 0 | 0 | 0 | 0 | 0 | 0 | 0 | 0 | 0 | 0 | 0 | 0 | 0 | 0
F4_Commercial_Office_New_Miscellaneous_Natural Gas_Pool Heater_E7 | F4 | Commercial | Office | New | Miscellaneous | Natural Gas | Pool Heater | E7 | Utility - Cost of Equipment | 0 | 0 | 0 | 0 | 0 | 0 | 0 | 0 | 0 | 0 | 0 | 0 | 0 | 0 | 0 | 0 | 0 | 0 | 0 | 0 | 0 | 0 | 0 | 0 | 0 | 0 | 0 | 0 | 0 | 0 | 0 | 0 | 0 | 0 | 0 | 0 | 0 | 0 | 0 | 0 | 0 | 0
F4_Commercial_Office_New_Miscellaneous_Natural Gas_Pool Heater_E8 | F4 | Commercial | Office | New | Miscellaneous | Natural Gas | Pool Heater | E8 | Utility - Cost of Equipment | 0 | 0 | 0 | 0 | 0 | 0 | 0 | 0 | 0 | 0 | 0 | 0 | 0 | 0 | 0 | 0 | 0 | 0 | 0 | 0 | 0 | 0 | 0 | 0 | 0 | 0 | 0 | 0 | 0 | 0 | 0 | 0 | 0 | 0 | 0 | 0 | 0 | 0 | 0 | 0 | 0 | 0
F4_Commercial_Office_New_Miscellaneous_Natural Gas_Pool Heater_E9 | F4 | Commercial | Office | New | Miscellaneous | Natural Gas | Pool Heater | E9 | Utility - Cost of Equipment | 0 | 0 | 0 | 0 | 0 | 0 | 0 | 0 | 0 | 0 | 0 | 0 | 0 | 0 | 0 | 0 | 0 | 0 | 0 | 0 | 0 | 0 | 0 | 0 | 0 | 0 | 0 | 0 | 0 | 0 | 0 | 0 | 0 | 0 | 0 | 0 | 0 | 0 | 0 | 0 | 0 | 0
F4_Commercial_Office_New_Miscellaneous_Natural Gas_Pool Heater_E10 | F4 | Commercial | Office | New | Miscellaneous | Natural Gas | Pool Heater | E10 | Utility - Cost of Equipment | 0 | 0 | 0 | 0 | 0 | 0 | 0 | 0 | 0 | 0 | 0 | 0 | 0 | 0 | 0 | 0 | 0 | 0 | 0 | 0 | 0 | 0 | 0 | 0 | 0 | 0 | 0 | 0 | 0 | 0 | 0 | 0 | 0 | 0 | 0 | 0 | 0 | 0 | 0 | 0 | 0 | 0
F5_Commercial_Office_New_Miscellaneous_Natural Gas_Pool Heater_E1 | F5 | Commercial | Office | New | Miscellaneous | Natural Gas | Pool Heater | E1 | Utility - Cost of Operation | 0.002528 | 0.002528 | 0.002528 | 0.002528 | 0.002528 | 0.002528 | 0.002528 | 0.002528 | 0.002528 | 0.002528 | 0.002528 | 0.002528 | 0.002528 | 0.002528 | 0.002528 | 0.002528 | 0.002528 | 0.002528 | 0.002528 | 0.002528 | 0.002528 | 0.002528 | 0.002528 | 0.002528 | 0.002528 | 0.002528 | 0.002528 | 0.002528 | 0.002528 | 0.002528 | 0.002528 | 0.002528 | 0.002528 | 0 | 0 | 0 | 0 | 0 | 0 | 0 | 0 | 0
F5_Commercial_Office_New_Miscellaneous_Natural Gas_Pool Heater_E2 | F5 | Commercial | Office | New | Miscellaneous | Natural Gas | Pool Heater | E2 | Utility - Cost of Operation | 0.0041394 | 0.0041394 | 0.0041394 | 0.0041394 | 0.0041394 | 0.0041394 | 0.0041394 | 0.0041394 | 0.0041394 | 0.0041394 | 0.0041394 | 0.0041394 | 0.0041394 | 0.0041394 | 0.0041394 | 0.0041394 | 0.0041394 | 0.0041394 | 0.0041394 | 0.0041394 | 0.0041394 | 0.0041394 | 0.0041394 | 0.0041394 | 0.0041394 | 0.0041394 | 0.0041394 | 0.0041394 | 0.0041394 | 0.0041394 | 0.0041394 | 0.0041394 | 0.0041394 | 0 | 0 | 0 | 0 | 0 | 0 | 0 | 0 | 0
F5_Commercial_Office_New_Miscellaneous_Natural Gas_Pool Heater_E3 | F5 | Commercial | Office | New | Miscellaneous | Natural Gas | Pool Heater | E3 | Utility - Cost of Operation | 0 | 0 | 0 | 0 | 0 | 0 | 0 | 0 | 0 | 0 | 0 | 0 | 0 | 0 | 0 | 0 | 0 | 0 | 0 | 0 | 0 | 0 | 0 | 0 | 0 | 0 | 0 | 0 | 0 | 0 | 0 | 0 | 0 | 0 | 0 | 0 | 0 | 0 | 0 | 0 | 0 | 0
F5_Commercial_Office_New_Miscellaneous_Natural Gas_Pool Heater_E4 | F5 | Commercial | Office | New | Miscellaneous | Natural Gas | Pool Heater | E4 | Utility - Cost of Operation | 0 | 0 | 0 | 0 | 0 | 0 | 0 | 0 | 0 | 0 | 0 | 0 | 0 | 0 | 0 | 0 | 0 | 0 | 0 | 0 | 0 | 0 | 0 | 0 | 0 | 0 | 0 | 0 | 0 | 0 | 0 | 0 | 0 | 0 | 0 | 0 | 0 | 0 | 0 | 0 | 0 | 0
F5_Commercial_Office_New_Miscellaneous_Natural Gas_Pool Heater_E5 | F5 | Commercial | Office | New | Miscellaneous | Natural Gas | Pool Heater | E5 | Utility - Cost of Operation | 0 | 0 | 0 | 0 | 0 | 0 | 0 | 0 | 0 | 0 | 0 | 0 | 0 | 0 | 0 | 0 | 0 | 0 | 0 | 0 | 0 | 0 | 0 | 0 | 0 | 0 | 0 | 0 | 0 | 0 | 0 | 0 | 0 | 0 | 0 | 0 | 0 | 0 | 0 | 0 | 0 | 0
F5_Commercial_Office_New_Miscellaneous_Natural Gas_Pool Heater_E6 | F5 | Commercial | Office | New | Miscellaneous | Natural Gas | Pool Heater | E6 | Utility - Cost of Operation | 0 | 0 | 0 | 0 | 0 | 0 | 0 | 0 | 0 | 0 | 0 | 0 | 0 | 0 | 0 | 0 | 0 | 0 | 0 | 0 | 0 | 0 | 0 | 0 | 0 | 0 | 0 | 0 | 0 | 0 | 0 | 0 | 0 | 0 | 0 | 0 | 0 | 0 | 0 | 0 | 0 | 0
F5_Commercial_Office_New_Miscellaneous_Natural Gas_Pool Heater_E7 | F5 | Commercial | Office | New | Miscellaneous | Natural Gas | Pool Heater | E7 | Utility - Cost of Operation | 0 | 0 | 0 | 0 | 0 | 0 | 0 | 0 | 0 | 0 | 0 | 0 | 0 | 0 | 0 | 0 | 0 | 0 | 0 | 0 | 0 | 0 | 0 | 0 | 0 | 0 | 0 | 0 | 0 | 0 | 0 | 0 | 0 | 0 | 0 | 0 | 0 | 0 | 0 | 0 | 0 | 0
F5_Commercial_Office_New_Miscellaneous_Natural Gas_Pool Heater_E8 | F5 | Commercial | Office | New | Miscellaneous | Natural Gas | Pool Heater | E8 | Utility - Cost of Operation | 0 | 0 | 0 | 0 | 0 | 0 | 0 | 0 | 0 | 0 | 0 | 0 | 0 | 0 | 0 | 0 | 0 | 0 | 0 | 0 | 0 | 0 | 0 | 0 | 0 | 0 | 0 | 0 | 0 | 0 | 0 | 0 | 0 | 0 | 0 | 0 | 0 | 0 | 0 | 0 | 0 | 0
F5_Commercial_Office_New_Miscellaneous_Natural Gas_Pool Heater_E9 | F5 | Commercial | Office | New | Miscellaneous | Natural Gas | Pool Heater | E9 | Utility - Cost of Operation | 0 | 0 | 0 | 0 | 0 | 0 | 0 | 0 | 0 | 0 | 0 | 0 | 0 | 0 | 0 | 0 | 0 | 0 | 0 | 0 | 0 | 0 | 0 | 0 | 0 | 0 | 0 | 0 | 0 | 0 | 0 | 0 | 0 | 0 | 0 | 0 | 0 | 0 | 0 | 0 | 0 | 0
F5_Commercial_Office_New_Miscellaneous_Natural Gas_Pool Heater_E10 | F5 | Commercial | Office | New | Miscellaneous | Natural Gas | Pool Heater | E10 | Utility - Cost of Operation | 0 | 0 | 0 | 0 | 0 | 0 | 0 | 0 | 0 | 0 | 0 | 0 | 0 | 0 | 0 | 0 | 0 | 0 | 0 | 0 | 0 | 0 | 0 | 0 | 0 | 0 | 0 | 0 | 0 | 0 | 0 | 0 | 0 | 0 | 0 | 0 | 0 | 0 | 0 | 0 | 0 | 0
F6_Commercial_Office_New_Miscellaneous_Natural Gas_Pool Heater_E1 | F6 | Commercial | Office | New | Miscellaneous | Natural Gas | Pool Heater | E1 | Utility - Value of Sales | 0.010508 | 0.010603 | 0.010756 | 0.010722 | 0.010722 | 0.010722 | 0.010722 | 0.010722 | 0.010722 | 0.010722 | 0.010722 | 0.010722 | 0.010722 | 0.010722 | 0.010722 | 0.010722 | 0.010722 | 0.010722 | 0.010722 | 0.010722 | 0.010722 | 0.010722 | 0.010722 | 0.010722 | 0.010722 | 0.010722 | 0.010722 | 0.010722 | 0.010722 | 0.010722 | 0.010722 | 0.010722 | 0.010722 | 0 | 0 | 0 | 0 | 0 | 0 | 0 | 0 | 0
F6_Commercial_Office_New_Miscellaneous_Natural Gas_Pool Heater_E2 | F6 | Commercial | Office | New | Miscellaneous | Natural Gas | Pool Heater | E2 | Utility - Value of Sales | 0.0089319 | 0.0090127 | 0.0091425 | 0.0091141 | 0.0091141 | 0.0091141 | 0.0091141 | 0.0091141 | 0.0091141 | 0.0091141 | 0.0091141 | 0.0091141 | 0.0091141 | 0.0091141 | 0.0091141 | 0.0091141 | 0.0091141 | 0.0091141 | 0.0091141 | 0.0091141 | 0.0091141 | 0.0091141 | 0.0091141 | 0.0091141 | 0.0091141 | 0.0091141 | 0.0091141 | 0.0091141 | 0.0091141 | 0.0091141 | 0.0091141 | 0.0091141 | 0.0091141 | 0 | 0 | 0 | 0 | 0 | 0 | 0 | 0 | 0
F6_Commercial_Office_New_Miscellaneous_Natural Gas_Pool Heater_E3 | F6 | Commercial | Office | New | Miscellaneous | Natural Gas | Pool Heater | E3 | Utility - Value of Sales | 0 | 0 | 0 | 0 | 0 | 0 | 0 | 0 | 0 | 0 | 0 | 0 | 0 | 0 | 0 | 0 | 0 | 0 | 0 | 0 | 0 | 0 | 0 | 0 | 0 | 0 | 0 | 0 | 0 | 0 | 0 | 0 | 0 | 0 | 0 | 0 | 0 | 0 | 0 | 0 | 0 | 0
F6_Commercial_Office_New_Miscellaneous_Natural Gas_Pool Heater_E4 | F6 | Commercial | Office | New | Miscellaneous | Natural Gas | Pool Heater | E4 | Utility - Value of Sales | 0 | 0 | 0 | 0 | 0 | 0 | 0 | 0 | 0 | 0 | 0 | 0 | 0 | 0 | 0 | 0 | 0 | 0 | 0 | 0 | 0 | 0 | 0 | 0 | 0 | 0 | 0 | 0 | 0 | 0 | 0 | 0 | 0 | 0 | 0 | 0 | 0 | 0 | 0 | 0 | 0 | 0
F6_Commercial_Office_New_Miscellaneous_Natural Gas_Pool Heater_E5 | F6 | Commercial | Office | New | Miscellaneous | Natural Gas | Pool Heater | E5 | Utility - Value of Sales | 0 | 0 | 0 | 0 | 0 | 0 | 0 | 0 | 0 | 0 | 0 | 0 | 0 | 0 | 0 | 0 | 0 | 0 | 0 | 0 | 0 | 0 | 0 | 0 | 0 | 0 | 0 | 0 | 0 | 0 | 0 | 0 | 0 | 0 | 0 | 0 | 0 | 0 | 0 | 0 | 0 | 0
F6_Commercial_Office_New_Miscellaneous_Natural Gas_Pool Heater_E6 | F6 | Commercial | Office | New | Miscellaneous | Natural Gas | Pool Heater | E6 | Utility - Value of Sales | 0 | 0 | 0 | 0 | 0 | 0 | 0 | 0 | 0 | 0 | 0 | 0 | 0 | 0 | 0 | 0 | 0 | 0 | 0 | 0 | 0 | 0 | 0 | 0 | 0 | 0 | 0 | 0 | 0 | 0 | 0 | 0 | 0 | 0 | 0 | 0 | 0 | 0 | 0 | 0 | 0 | 0
F6_Commercial_Office_New_Miscellaneous_Natural Gas_Pool Heater_E7 | F6 | Commercial | Office | New | Miscellaneous | Natural Gas | Pool Heater | E7 | Utility - Value of Sales | 0 | 0 | 0 | 0 | 0 | 0 | 0 | 0 | 0 | 0 | 0 | 0 | 0 | 0 | 0 | 0 | 0 | 0 | 0 | 0 | 0 | 0 | 0 | 0 | 0 | 0 | 0 | 0 | 0 | 0 | 0 | 0 | 0 | 0 | 0 | 0 | 0 | 0 | 0 | 0 | 0 | 0
F6_Commercial_Office_New_Miscellaneous_Natural Gas_Pool Heater_E8 | F6 | Commercial | Office | New | Miscellaneous | Natural Gas | Pool Heater | E8 | Utility - Value of Sales | 0 | 0 | 0 | 0 | 0 | 0 | 0 | 0 | 0 | 0 | 0 | 0 | 0 | 0 | 0 | 0 | 0 | 0 | 0 | 0 | 0 | 0 | 0 | 0 | 0 | 0 | 0 | 0 | 0 | 0 | 0 | 0 | 0 | 0 | 0 | 0 | 0 | 0 | 0 | 0 | 0 | 0
F6_Commercial_Office_New_Miscellaneous_Natural Gas_Pool Heater_E9 | F6 | Commercial | Office | New | Miscellaneous | Natural Gas | Pool Heater | E9 | Utility - Value of Sales | 0 | 0 | 0 | 0 | 0 | 0 | 0 | 0 | 0 | 0 | 0 | 0 | 0 | 0 | 0 | 0 | 0 | 0 | 0 | 0 | 0 | 0 | 0 | 0 | 0 | 0 | 0 | 0 | 0 | 0 | 0 | 0 | 0 | 0 | 0 | 0 | 0 | 0 | 0 | 0 | 0 | 0
F6_Commercial_Office_New_Miscellaneous_Natural Gas_Pool Heater_E10 | F6 | Commercial | Office | New | Miscellaneous | Natural Gas | Pool Heater | E10 | Utility - Value of Sales | 0 | 0 | 0 | 0 | 0 | 0 | 0 | 0 | 0 | 0 | 0 | 0 | 0 | 0 | 0 | 0 | 0 | 0 | 0 | 0 | 0 | 0 | 0 | 0 | 0 | 0 | 0 | 0 | 0 | 0 | 0 | 0 | 0 | 0 | 0 | 0 | 0 | 0 | 0 | 0 | 0 | 0
F1_Commercial_Office_New_Miscellaneous_Natural Gas_Miscellaneous_E1 | F1 | Commercial | Office | New | Miscellaneous | Natural Gas | Miscellaneous | E1 | RVT - Cost of Equipment | 0 | 0 | 0 | 0 | 0 | 0 | 0 | 0 | 0 | 0 | 0 | 0 | 0 | 0 | 0 | 0 | 0 | 0 | 0 | 0 | 0 | 0 | 0 | 0 | 0 | 0 | 0 | 0 | 0 | 0 | 0 | 0 | 0 | 0 | 0 | 0 | 0 | 0 | 0 | 0 | 0 | 0
F1_Commercial_Office_New_Miscellaneous_Natural Gas_Miscellaneous_E2 | F1 | Commercial | Office | New | Miscellaneous | Natural Gas | Miscellaneous | E2 | RVT - Cost of Equipment | 0 | 0 | 0 | 0 | 0 | 0 | 0 | 0 | 0 | 0 | 0 | 0 | 0 | 0 | 0 | 0 | 0 | 0 | 0 | 0 | 0 | 0 | 0 | 0 | 0 | 0 | 0 | 0 | 0 | 0 | 0 | 0 | 0 | 0 | 0 | 0 | 0 | 0 | 0 | 0 | 0 | 0
F1_Commercial_Office_New_Miscellaneous_Natural Gas_Miscellaneous_E3 | F1 | Commercial | Office | New | Miscellaneous | Natural Gas | Miscellaneous | E3 | RVT - Cost of Equipment | 0 | 0 | 0 | 0 | 0 | 0 | 0 | 0 | 0 | 0 | 0 | 0 | 0 | 0 | 0 | 0 | 0 | 0 | 0 | 0 | 0 | 0 | 0 | 0 | 0 | 0 | 0 | 0 | 0 | 0 | 0 | 0 | 0 | 0 | 0 | 0 | 0 | 0 | 0 | 0 | 0 | 0
F1_Commercial_Office_New_Miscellaneous_Natural Gas_Miscellaneous_E4 | F1 | Commercial | Office | New | Miscellaneous | Natural Gas | Miscellaneous | E4 | RVT - Cost of Equipment | 0 | 0 | 0 | 0 | 0 | 0 | 0 | 0 | 0 | 0 | 0 | 0 | 0 | 0 | 0 | 0 | 0 | 0 | 0 | 0 | 0 | 0 | 0 | 0 | 0 | 0 | 0 | 0 | 0 | 0 | 0 | 0 | 0 | 0 | 0 | 0 | 0 | 0 | 0 | 0 | 0 | 0
F1_Commercial_Office_New_Miscellaneous_Natural Gas_Miscellaneous_E5 | F1 | Commercial | Office | New | Miscellaneous | Natural Gas | Miscellaneous | E5 | RVT - Cost of Equipment | 0 | 0 | 0 | 0 | 0 | 0 | 0 | 0 | 0 | 0 | 0 | 0 | 0 | 0 | 0 | 0 | 0 | 0 | 0 | 0 | 0 | 0 | 0 | 0 | 0 | 0 | 0 | 0 | 0 | 0 | 0 | 0 | 0 | 0 | 0 | 0 | 0 | 0 | 0 | 0 | 0 | 0
F1_Commercial_Office_New_Miscellaneous_Natural Gas_Miscellaneous_E6 | F1 | Commercial | Office | New | Miscellaneous | Natural Gas | Miscellaneous | E6 | RVT - Cost of Equipment | 0 | 0 | 0 | 0 | 0 | 0 | 0 | 0 | 0 | 0 | 0 | 0 | 0 | 0 | 0 | 0 | 0 | 0 | 0 | 0 | 0 | 0 | 0 | 0 | 0 | 0 | 0 | 0 | 0 | 0 | 0 | 0 | 0 | 0 | 0 | 0 | 0 | 0 | 0 | 0 | 0 | 0
F1_Commercial_Office_New_Miscellaneous_Natural Gas_Miscellaneous_E7 | F1 | Commercial | Office | New | Miscellaneous | Natural Gas | Miscellaneous | E7 | RVT - Cost of Equipment | 0 | 0 | 0 | 0 | 0 | 0 | 0 | 0 | 0 | 0 | 0 | 0 | 0 | 0 | 0 | 0 | 0 | 0 | 0 | 0 | 0 | 0 | 0 | 0 | 0 | 0 | 0 | 0 | 0 | 0 | 0 | 0 | 0 | 0 | 0 | 0 | 0 | 0 | 0 | 0 | 0 | 0
F1_Commercial_Office_New_Miscellaneous_Natural Gas_Miscellaneous_E8 | F1 | Commercial | Office | New | Miscellaneous | Natural Gas | Miscellaneous | E8 | RVT - Cost of Equipment | 0 | 0 | 0 | 0 | 0 | 0 | 0 | 0 | 0 | 0 | 0 | 0 | 0 | 0 | 0 | 0 | 0 | 0 | 0 | 0 | 0 | 0 | 0 | 0 | 0 | 0 | 0 | 0 | 0 | 0 | 0 | 0 | 0 | 0 | 0 | 0 | 0 | 0 | 0 | 0 | 0 | 0
F1_Commercial_Office_New_Miscellaneous_Natural Gas_Miscellaneous_E9 | F1 | Commercial | Office | New | Miscellaneous | Natural Gas | Miscellaneous | E9 | RVT - Cost of Equipment | 0 | 0 | 0 | 0 | 0 | 0 | 0 | 0 | 0 | 0 | 0 | 0 | 0 | 0 | 0 | 0 | 0 | 0 | 0 | 0 | 0 | 0 | 0 | 0 | 0 | 0 | 0 | 0 | 0 | 0 | 0 | 0 | 0 | 0 | 0 | 0 | 0 | 0 | 0 | 0 | 0 | 0
F1_Commercial_Office_New_Miscellaneous_Natural Gas_Miscellaneous_E10 | F1 | Commercial | Office | New | Miscellaneous | Natural Gas | Miscellaneous | E10 | RVT - Cost of Equipment | 0 | 0 | 0 | 0 | 0 | 0 | 0 | 0 | 0 | 0 | 0 | 0 | 0 | 0 | 0 | 0 | 0 | 0 | 0 | 0 | 0 | 0 | 0 | 0 | 0 | 0 | 0 | 0 | 0 | 0 | 0 | 0 | 0 | 0 | 0 | 0 | 0 | 0 | 0 | 0 | 0 | 0
F2_Commercial_Office_New_Miscellaneous_Natural Gas_Miscellaneous_E1 | F2 | Commercial | Office | New | Miscellaneous | Natural Gas | Miscellaneous | E1 | RVT - Cost of Operation | 0 | 0 | 0 | 0 | 0 | 0 | 0 | 0 | 0 | 0 | 0 | 0 | 0 | 0 | 0 | 0 | 0 | 0 | 0 | 0 | 0 | 0 | 0 | 0 | 0 | 0 | 0 | 0 | 0 | 0 | 0 | 0 | 0 | 0 | 0 | 0 | 0 | 0 | 0 | 0 | 0 | 0
F2_Commercial_Office_New_Miscellaneous_Natural Gas_Miscellaneous_E2 | F2 | Commercial | Office | New | Miscellaneous | Natural Gas | Miscellaneous | E2 | RVT - Cost of Operation | 0 | 0 | 0 | 0 | 0 | 0 | 0 | 0 | 0 | 0 | 0 | 0 | 0 | 0 | 0 | 0 | 0 | 0 | 0 | 0 | 0 | 0 | 0 | 0 | 0 | 0 | 0 | 0 | 0 | 0 | 0 | 0 | 0 | 0 | 0 | 0 | 0 | 0 | 0 | 0 | 0 | 0
F2_Commercial_Office_New_Miscellaneous_Natural Gas_Miscellaneous_E3 | F2 | Commercial | Office | New | Miscellaneous | Natural Gas | Miscellaneous | E3 | RVT - Cost of Operation | 0 | 0 | 0 | 0 | 0 | 0 | 0 | 0 | 0 | 0 | 0 | 0 | 0 | 0 | 0 | 0 | 0 | 0 | 0 | 0 | 0 | 0 | 0 | 0 | 0 | 0 | 0 | 0 | 0 | 0 | 0 | 0 | 0 | 0 | 0 | 0 | 0 | 0 | 0 | 0 | 0 | 0
F2_Commercial_Office_New_Miscellaneous_Natural Gas_Miscellaneous_E4 | F2 | Commercial | Office | New | Miscellaneous | Natural Gas | Miscellaneous | E4 | RVT - Cost of Operation | 0 | 0 | 0 | 0 | 0 | 0 | 0 | 0 | 0 | 0 | 0 | 0 | 0 | 0 | 0 | 0 | 0 | 0 | 0 | 0 | 0 | 0 | 0 | 0 | 0 | 0 | 0 | 0 | 0 | 0 | 0 | 0 | 0 | 0 | 0 | 0 | 0 | 0 | 0 | 0 | 0 | 0
F2_Commercial_Office_New_Miscellaneous_Natural Gas_Miscellaneous_E5 | F2 | Commercial | Office | New | Miscellaneous | Natural Gas | Miscellaneous | E5 | RVT - Cost of Operation | 0 | 0 | 0 | 0 | 0 | 0 | 0 | 0 | 0 | 0 | 0 | 0 | 0 | 0 | 0 | 0 | 0 | 0 | 0 | 0 | 0 | 0 | 0 | 0 | 0 | 0 | 0 | 0 | 0 | 0 | 0 | 0 | 0 | 0 | 0 | 0 | 0 | 0 | 0 | 0 | 0 | 0
F2_Commercial_Office_New_Miscellaneous_Natural Gas_Miscellaneous_E6 | F2 | Commercial | Office | New | Miscellaneous | Natural Gas | Miscellaneous | E6 | RVT - Cost of Operation | 0 | 0 | 0 | 0 | 0 | 0 | 0 | 0 | 0 | 0 | 0 | 0 | 0 | 0 | 0 | 0 | 0 | 0 | 0 | 0 | 0 | 0 | 0 | 0 | 0 | 0 | 0 | 0 | 0 | 0 | 0 | 0 | 0 | 0 | 0 | 0 | 0 | 0 | 0 | 0 | 0 | 0
F2_Commercial_Office_New_Miscellaneous_Natural Gas_Miscellaneous_E7 | F2 | Commercial | Office | New | Miscellaneous | Natural Gas | Miscellaneous | E7 | RVT - Cost of Operation | 0 | 0 | 0 | 0 | 0 | 0 | 0 | 0 | 0 | 0 | 0 | 0 | 0 | 0 | 0 | 0 | 0 | 0 | 0 | 0 | 0 | 0 | 0 | 0 | 0 | 0 | 0 | 0 | 0 | 0 | 0 | 0 | 0 | 0 | 0 | 0 | 0 | 0 | 0 | 0 | 0 | 0
F2_Commercial_Office_New_Miscellaneous_Natural Gas_Miscellaneous_E8 | F2 | Commercial | Office | New | Miscellaneous | Natural Gas | Miscellaneous | E8 | RVT - Cost of Operation | 0 | 0 | 0 | 0 | 0 | 0 | 0 | 0 | 0 | 0 | 0 | 0 | 0 | 0 | 0 | 0 | 0 | 0 | 0 | 0 | 0 | 0 | 0 | 0 | 0 | 0 | 0 | 0 | 0 | 0 | 0 | 0 | 0 | 0 | 0 | 0 | 0 | 0 | 0 | 0 | 0 | 0
F2_Commercial_Office_New_Miscellaneous_Natural Gas_Miscellaneous_E9 | F2 | Commercial | Office | New | Miscellaneous | Natural Gas | Miscellaneous | E9 | RVT - Cost of Operation | 0 | 0 | 0 | 0 | 0 | 0 | 0 | 0 | 0 | 0 | 0 | 0 | 0 | 0 | 0 | 0 | 0 | 0 | 0 | 0 | 0 | 0 | 0 | 0 | 0 | 0 | 0 | 0 | 0 | 0 | 0 | 0 | 0 | 0 | 0 | 0 | 0 | 0 | 0 | 0 | 0 | 0
F2_Commercial_Office_New_Miscellaneous_Natural Gas_Miscellaneous_E10 | F2 | Commercial | Office | New | Miscellaneous | Natural Gas | Miscellaneous | E10 | RVT - Cost of Operation | 0 | 0 | 0 | 0 | 0 | 0 | 0 | 0 | 0 | 0 | 0 | 0 | 0 | 0 | 0 | 0 | 0 | 0 | 0 | 0 | 0 | 0 | 0 | 0 | 0 | 0 | 0 | 0 | 0 | 0 | 0 | 0 | 0 | 0 | 0 | 0 | 0 | 0 | 0 | 0 | 0 | 0
F3_Commercial_Office_New_Miscellaneous_Natural Gas_Miscellaneous_E1 | F3 | Commercial | Office | New | Miscellaneous | Natural Gas | Miscellaneous | E1 | System - kBTUs of Consumption | 0.23718 | 0.23718 | 0.23718 | 0.23718 | 0.23718 | 0.23718 | 0.23718 | 0.23718 | 0.23718 | 0.23718 | 0.23718 | 0.23718 | 0.23718 | 0.23718 | 0.23718 | 0.23718 | 0.23718 | 0.23718 | 0.23718 | 0.23718 | 0.23718 | 0.23718 | 0.23718 | 0.23718 | 0.23718 | 0.23718 | 0.23718 | 0.23718 | 0.23718 | 0.23718 | 0.23718 | 0.23718 | 0.23718 | 0 | 0 | 0 | 0 | 0 | 0 | 0 | 0 | 0
F3_Commercial_Office_New_Miscellaneous_Natural Gas_Miscellaneous_E2 | F3 | Commercial | Office | New | Miscellaneous | Natural Gas | Miscellaneous | E2 | System - kBTUs of Consumption | 0 | 0 | 0 | 0 | 0 | 0 | 0 | 0 | 0 | 0 | 0 | 0 | 0 | 0 | 0 | 0 | 0 | 0 | 0 | 0 | 0 | 0 | 0 | 0 | 0 | 0 | 0 | 0 | 0 | 0 | 0 | 0 | 0 | 0 | 0 | 0 | 0 | 0 | 0 | 0 | 0 | 0
F3_Commercial_Office_New_Miscellaneous_Natural Gas_Miscellaneous_E3 | F3 | Commercial | Office | New | Miscellaneous | Natural Gas | Miscellaneous | E3 | System - kBTUs of Consumption | 0 | 0 | 0 | 0 | 0 | 0 | 0 | 0 | 0 | 0 | 0 | 0 | 0 | 0 | 0 | 0 | 0 | 0 | 0 | 0 | 0 | 0 | 0 | 0 | 0 | 0 | 0 | 0 | 0 | 0 | 0 | 0 | 0 | 0 | 0 | 0 | 0 | 0 | 0 | 0 | 0 | 0
F3_Commercial_Office_New_Miscellaneous_Natural Gas_Miscellaneous_E4 | F3 | Commercial | Office | New | Miscellaneous | Natural Gas | Miscellaneous | E4 | System - kBTUs of Consumption | 0 | 0 | 0 | 0 | 0 | 0 | 0 | 0 | 0 | 0 | 0 | 0 | 0 | 0 | 0 | 0 | 0 | 0 | 0 | 0 | 0 | 0 | 0 | 0 | 0 | 0 | 0 | 0 | 0 | 0 | 0 | 0 | 0 | 0 | 0 | 0 | 0 | 0 | 0 | 0 | 0 | 0
F3_Commercial_Office_New_Miscellaneous_Natural Gas_Miscellaneous_E5 | F3 | Commercial | Office | New | Miscellaneous | Natural Gas | Miscellaneous | E5 | System - kBTUs of Consumption | 0 | 0 | 0 | 0 | 0 | 0 | 0 | 0 | 0 | 0 | 0 | 0 | 0 | 0 | 0 | 0 | 0 | 0 | 0 | 0 | 0 | 0 | 0 | 0 | 0 | 0 | 0 | 0 | 0 | 0 | 0 | 0 | 0 | 0 | 0 | 0 | 0 | 0 | 0 | 0 | 0 | 0
F3_Commercial_Office_New_Miscellaneous_Natural Gas_Miscellaneous_E6 | F3 | Commercial | Office | New | Miscellaneous | Natural Gas | Miscellaneous | E6 | System - kBTUs of Consumption | 0 | 0 | 0 | 0 | 0 | 0 | 0 | 0 | 0 | 0 | 0 | 0 | 0 | 0 | 0 | 0 | 0 | 0 | 0 | 0 | 0 | 0 | 0 | 0 | 0 | 0 | 0 | 0 | 0 | 0 | 0 | 0 | 0 | 0 | 0 | 0 | 0 | 0 | 0 | 0 | 0 | 0
F3_Commercial_Office_New_Miscellaneous_Natural Gas_Miscellaneous_E7 | F3 | Commercial | Office | New | Miscellaneous | Natural Gas | Miscellaneous | E7 | System - kBTUs of Consumption | 0 | 0 | 0 | 0 | 0 | 0 | 0 | 0 | 0 | 0 | 0 | 0 | 0 | 0 | 0 | 0 | 0 | 0 | 0 | 0 | 0 | 0 | 0 | 0 | 0 | 0 | 0 | 0 | 0 | 0 | 0 | 0 | 0 | 0 | 0 | 0 | 0 | 0 | 0 | 0 | 0 | 0
F3_Commercial_Office_New_Miscellaneous_Natural Gas_Miscellaneous_E8 | F3 | Commercial | Office | New | Miscellaneous | Natural Gas | Miscellaneous | E8 | System - kBTUs of Consumption | 0 | 0 | 0 | 0 | 0 | 0 | 0 | 0 | 0 | 0 | 0 | 0 | 0 | 0 | 0 | 0 | 0 | 0 | 0 | 0 | 0 | 0 | 0 | 0 | 0 | 0 | 0 | 0 | 0 | 0 | 0 | 0 | 0 | 0 | 0 | 0 | 0 | 0 | 0 | 0 | 0 | 0
F3_Commercial_Office_New_Miscellaneous_Natural Gas_Miscellaneous_E9 | F3 | Commercial | Office | New | Miscellaneous | Natural Gas | Miscellaneous | E9 | System - kBTUs of Consumption | 0 | 0 | 0 | 0 | 0 | 0 | 0 | 0 | 0 | 0 | 0 | 0 | 0 | 0 | 0 | 0 | 0 | 0 | 0 | 0 | 0 | 0 | 0 | 0 | 0 | 0 | 0 | 0 | 0 | 0 | 0 | 0 | 0 | 0 | 0 | 0 | 0 | 0 | 0 | 0 | 0 | 0
F3_Commercial_Office_New_Miscellaneous_Natural Gas_Miscellaneous_E10 | F3 | Commercial | Office | New | Miscellaneous | Natural Gas | Miscellaneous | E10 | System - kBTUs of Consumption | 0 | 0 | 0 | 0 | 0 | 0 | 0 | 0 | 0 | 0 | 0 | 0 | 0 | 0 | 0 | 0 | 0 | 0 | 0 | 0 | 0 | 0 | 0 | 0 | 0 | 0 | 0 | 0 | 0 | 0 | 0 | 0 | 0 | 0 | 0 | 0 | 0 | 0 | 0 | 0 | 0 | 0
F4_Commercial_Office_New_Miscellaneous_Natural Gas_Miscellaneous_E1 | F4 | Commercial | Office | New | Miscellaneous | Natural Gas | Miscellaneous | E1 | Utility - Cost of Equipment | 0 | 0 | 0 | 0 | 0 | 0 | 0 | 0 | 0 | 0 | 0 | 0 | 0 | 0 | 0 | 0 | 0 | 0 | 0 | 0 | 0 | 0 | 0 | 0 | 0 | 0 | 0 | 0 | 0 | 0 | 0 | 0 | 0 | 0 | 0 | 0 | 0 | 0 | 0 | 0 | 0 | 0
F4_Commercial_Office_New_Miscellaneous_Natural Gas_Miscellaneous_E2 | F4 | Commercial | Office | New | Miscellaneous | Natural Gas | Miscellaneous | E2 | Utility - Cost of Equipment | 0 | 0 | 0 | 0 | 0 | 0 | 0 | 0 | 0 | 0 | 0 | 0 | 0 | 0 | 0 | 0 | 0 | 0 | 0 | 0 | 0 | 0 | 0 | 0 | 0 | 0 | 0 | 0 | 0 | 0 | 0 | 0 | 0 | 0 | 0 | 0 | 0 | 0 | 0 | 0 | 0 | 0
F4_Commercial_Office_New_Miscellaneous_Natural Gas_Miscellaneous_E3 | F4 | Commercial | Office | New | Miscellaneous | Natural Gas | Miscellaneous | E3 | Utility - Cost of Equipment | 0 | 0 | 0 | 0 | 0 | 0 | 0 | 0 | 0 | 0 | 0 | 0 | 0 | 0 | 0 | 0 | 0 | 0 | 0 | 0 | 0 | 0 | 0 | 0 | 0 | 0 | 0 | 0 | 0 | 0 | 0 | 0 | 0 | 0 | 0 | 0 | 0 | 0 | 0 | 0 | 0 | 0
F4_Commercial_Office_New_Miscellaneous_Natural Gas_Miscellaneous_E4 | F4 | Commercial | Office | New | Miscellaneous | Natural Gas | Miscellaneous | E4 | Utility - Cost of Equipment | 0 | 0 | 0 | 0 | 0 | 0 | 0 | 0 | 0 | 0 | 0 | 0 | 0 | 0 | 0 | 0 | 0 | 0 | 0 | 0 | 0 | 0 | 0 | 0 | 0 | 0 | 0 | 0 | 0 | 0 | 0 | 0 | 0 | 0 | 0 | 0 | 0 | 0 | 0 | 0 | 0 | 0
F4_Commercial_Office_New_Miscellaneous_Natural Gas_Miscellaneous_E5 | F4 | Commercial | Office | New | Miscellaneous | Natural Gas | Miscellaneous | E5 | Utility - Cost of Equipment | 0 | 0 | 0 | 0 | 0 | 0 | 0 | 0 | 0 | 0 | 0 | 0 | 0 | 0 | 0 | 0 | 0 | 0 | 0 | 0 | 0 | 0 | 0 | 0 | 0 | 0 | 0 | 0 | 0 | 0 | 0 | 0 | 0 | 0 | 0 | 0 | 0 | 0 | 0 | 0 | 0 | 0
F4_Commercial_Office_New_Miscellaneous_Natural Gas_Miscellaneous_E6 | F4 | Commercial | Office | New | Miscellaneous | Natural Gas | Miscellaneous | E6 | Utility - Cost of Equipment | 0 | 0 | 0 | 0 | 0 | 0 | 0 | 0 | 0 | 0 | 0 | 0 | 0 | 0 | 0 | 0 | 0 | 0 | 0 | 0 | 0 | 0 | 0 | 0 | 0 | 0 | 0 | 0 | 0 | 0 | 0 | 0 | 0 | 0 | 0 | 0 | 0 | 0 | 0 | 0 | 0 | 0
F4_Commercial_Office_New_Miscellaneous_Natural Gas_Miscellaneous_E7 | F4 | Commercial | Office | New | Miscellaneous | Natural Gas | Miscellaneous | E7 | Utility - Cost of Equipment | 0 | 0 | 0 | 0 | 0 | 0 | 0 | 0 | 0 | 0 | 0 | 0 | 0 | 0 | 0 | 0 | 0 | 0 | 0 | 0 | 0 | 0 | 0 | 0 | 0 | 0 | 0 | 0 | 0 | 0 | 0 | 0 | 0 | 0 | 0 | 0 | 0 | 0 | 0 | 0 | 0 | 0
F4_Commercial_Office_New_Miscellaneous_Natural Gas_Miscellaneous_E8 | F4 | Commercial | Office | New | Miscellaneous | Natural Gas | Miscellaneous | E8 | Utility - Cost of Equipment | 0 | 0 | 0 | 0 | 0 | 0 | 0 | 0 | 0 | 0 | 0 | 0 | 0 | 0 | 0 | 0 | 0 | 0 | 0 | 0 | 0 | 0 | 0 | 0 | 0 | 0 | 0 | 0 | 0 | 0 | 0 | 0 | 0 | 0 | 0 | 0 | 0 | 0 | 0 | 0 | 0 | 0
F4_Commercial_Office_New_Miscellaneous_Natural Gas_Miscellaneous_E9 | F4 | Commercial | Office | New | Miscellaneous | Natural Gas | Miscellaneous | E9 | Utility - Cost of Equipment | 0 | 0 | 0 | 0 | 0 | 0 | 0 | 0 | 0 | 0 | 0 | 0 | 0 | 0 | 0 | 0 | 0 | 0 | 0 | 0 | 0 | 0 | 0 | 0 | 0 | 0 | 0 | 0 | 0 | 0 | 0 | 0 | 0 | 0 | 0 | 0 | 0 | 0 | 0 | 0 | 0 | 0
F4_Commercial_Office_New_Miscellaneous_Natural Gas_Miscellaneous_E10 | F4 | Commercial | Office | New | Miscellaneous | Natural Gas | Miscellaneous | E10 | Utility - Cost of Equipment | 0 | 0 | 0 | 0 | 0 | 0 | 0 | 0 | 0 | 0 | 0 | 0 | 0 | 0 | 0 | 0 | 0 | 0 | 0 | 0 | 0 | 0 | 0 | 0 | 0 | 0 | 0 | 0 | 0 | 0 | 0 | 0 | 0 | 0 | 0 | 0 | 0 | 0 | 0 | 0 | 0 | 0
F5_Commercial_Office_New_Miscellaneous_Natural Gas_Miscellaneous_E1 | F5 | Commercial | Office | New | Miscellaneous | Natural Gas | Miscellaneous | E1 | Utility - Cost of Operation | 0.23718 | 0.23718 | 0.23718 | 0.23718 | 0.23718 | 0.23718 | 0.23718 | 0.23718 | 0.23718 | 0.23718 | 0.23718 | 0.23718 | 0.23718 | 0.23718 | 0.23718 | 0.23718 | 0.23718 | 0.23718 | 0.23718 | 0.23718 | 0.23718 | 0.23718 | 0.23718 | 0.23718 | 0.23718 | 0.23718 | 0.23718 | 0.23718 | 0.23718 | 0.23718 | 0.23718 | 0.23718 | 0.23718 | 0 | 0 | 0 | 0 | 0 | 0 | 0 | 0 | 0
F5_Commercial_Office_New_Miscellaneous_Natural Gas_Miscellaneous_E2 | F5 | Commercial | Office | New | Miscellaneous | Natural Gas | Miscellaneous | E2 | Utility - Cost of Operation | 0 | 0 | 0 | 0 | 0 | 0 | 0 | 0 | 0 | 0 | 0 | 0 | 0 | 0 | 0 | 0 | 0 | 0 | 0 | 0 | 0 | 0 | 0 | 0 | 0 | 0 | 0 | 0 | 0 | 0 | 0 | 0 | 0 | 0 | 0 | 0 | 0 | 0 | 0 | 0 | 0 | 0
F5_Commercial_Office_New_Miscellaneous_Natural Gas_Miscellaneous_E3 | F5 | Commercial | Office | New | Miscellaneous | Natural Gas | Miscellaneous | E3 | Utility - Cost of Operation | 0 | 0 | 0 | 0 | 0 | 0 | 0 | 0 | 0 | 0 | 0 | 0 | 0 | 0 | 0 | 0 | 0 | 0 | 0 | 0 | 0 | 0 | 0 | 0 | 0 | 0 | 0 | 0 | 0 | 0 | 0 | 0 | 0 | 0 | 0 | 0 | 0 | 0 | 0 | 0 | 0 | 0
F5_Commercial_Office_New_Miscellaneous_Natural Gas_Miscellaneous_E4 | F5 | Commercial | Office | New | Miscellaneous | Natural Gas | Miscellaneous | E4 | Utility - Cost of Operation | 0 | 0 | 0 | 0 | 0 | 0 | 0 | 0 | 0 | 0 | 0 | 0 | 0 | 0 | 0 | 0 | 0 | 0 | 0 | 0 | 0 | 0 | 0 | 0 | 0 | 0 | 0 | 0 | 0 | 0 | 0 | 0 | 0 | 0 | 0 | 0 | 0 | 0 | 0 | 0 | 0 | 0
F5_Commercial_Office_New_Miscellaneous_Natural Gas_Miscellaneous_E5 | F5 | Commercial | Office | New | Miscellaneous | Natural Gas | Miscellaneous | E5 | Utility - Cost of Operation | 0 | 0 | 0 | 0 | 0 | 0 | 0 | 0 | 0 | 0 | 0 | 0 | 0 | 0 | 0 | 0 | 0 | 0 | 0 | 0 | 0 | 0 | 0 | 0 | 0 | 0 | 0 | 0 | 0 | 0 | 0 | 0 | 0 | 0 | 0 | 0 | 0 | 0 | 0 | 0 | 0 | 0
F5_Commercial_Office_New_Miscellaneous_Natural Gas_Miscellaneous_E6 | F5 | Commercial | Office | New | Miscellaneous | Natural Gas | Miscellaneous | E6 | Utility - Cost of Operation | 0 | 0 | 0 | 0 | 0 | 0 | 0 | 0 | 0 | 0 | 0 | 0 | 0 | 0 | 0 | 0 | 0 | 0 | 0 | 0 | 0 | 0 | 0 | 0 | 0 | 0 | 0 | 0 | 0 | 0 | 0 | 0 | 0 | 0 | 0 | 0 | 0 | 0 | 0 | 0 | 0 | 0
F5_Commercial_Office_New_Miscellaneous_Natural Gas_Miscellaneous_E7 | F5 | Commercial | Office | New | Miscellaneous | Natural Gas | Miscellaneous | E7 | Utility - Cost of Operation | 0 | 0 | 0 | 0 | 0 | 0 | 0 | 0 | 0 | 0 | 0 | 0 | 0 | 0 | 0 | 0 | 0 | 0 | 0 | 0 | 0 | 0 | 0 | 0 | 0 | 0 | 0 | 0 | 0 | 0 | 0 | 0 | 0 | 0 | 0 | 0 | 0 | 0 | 0 | 0 | 0 | 0
F5_Commercial_Office_New_Miscellaneous_Natural Gas_Miscellaneous_E8 | F5 | Commercial | Office | New | Miscellaneous | Natural Gas | Miscellaneous | E8 | Utility - Cost of Operation | 0 | 0 | 0 | 0 | 0 | 0 | 0 | 0 | 0 | 0 | 0 | 0 | 0 | 0 | 0 | 0 | 0 | 0 | 0 | 0 | 0 | 0 | 0 | 0 | 0 | 0 | 0 | 0 | 0 | 0 | 0 | 0 | 0 | 0 | 0 | 0 | 0 | 0 | 0 | 0 | 0 | 0
F5_Commercial_Office_New_Miscellaneous_Natural Gas_Miscellaneous_E9 | F5 | Commercial | Office | New | Miscellaneous | Natural Gas | Miscellaneous | E9 | Utility - Cost of Operation | 0 | 0 | 0 | 0 | 0 | 0 | 0 | 0 | 0 | 0 | 0 | 0 | 0 | 0 | 0 | 0 | 0 | 0 | 0 | 0 | 0 | 0 | 0 | 0 | 0 | 0 | 0 | 0 | 0 | 0 | 0 | 0 | 0 | 0 | 0 | 0 | 0 | 0 | 0 | 0 | 0 | 0
F5_Commercial_Office_New_Miscellaneous_Natural Gas_Miscellaneous_E10 | F5 | Commercial | Office | New | Miscellaneous | Natural Gas | Miscellaneous | E10 | Utility - Cost of Operation | 0 | 0 | 0 | 0 | 0 | 0 | 0 | 0 | 0 | 0 | 0 | 0 | 0 | 0 | 0 | 0 | 0 | 0 | 0 | 0 | 0 | 0 | 0 | 0 | 0 | 0 | 0 | 0 | 0 | 0 | 0 | 0 | 0 | 0 | 0 | 0 | 0 | 0 | 0 | 0 | 0 | 0
F6_Commercial_Office_New_Miscellaneous_Natural Gas_Miscellaneous_E1 | F6 | Commercial | Office | New | Miscellaneous | Natural Gas | Miscellaneous | E1 | Utility - Value of Sales | 0.00063045 | 0.00063767 | 0.00064872 | 0.00064629 | 0.00064629 | 0.00064629 | 0.00064629 | 0.00064629 | 0.00064629 | 0.00064629 | 0.00064629 | 0.00064629 | 0.00064629 | 0.00064629 | 0.00064629 | 0.00064629 | 0.00064629 | 0.00064629 | 0.00064629 | 0.00064629 | 0.00064629 | 0.00064629 | 0.00064629 | 0.00064629 | 0.00064629 | 0.00064629 | 0.00064629 | 0.00064629 | 0.00064629 | 0.00064629 | 0.00064629 | 0.00064629 | 0.00064629 | 0 | 0 | 0 | 0 | 0 | 0 | 0 | 0 | 0
F6_Commercial_Office_New_Miscellaneous_Natural Gas_Miscellaneous_E2 | F6 | Commercial | Office | New | Miscellaneous | Natural Gas | Miscellaneous | E2 | Utility - Value of Sales | 0 | 0 | 0 | 0 | 0 | 0 | 0 | 0 | 0 | 0 | 0 | 0 | 0 | 0 | 0 | 0 | 0 | 0 | 0 | 0 | 0 | 0 | 0 | 0 | 0 | 0 | 0 | 0 | 0 | 0 | 0 | 0 | 0 | 0 | 0 | 0 | 0 | 0 | 0 | 0 | 0 | 0
F6_Commercial_Office_New_Miscellaneous_Natural Gas_Miscellaneous_E3 | F6 | Commercial | Office | New | Miscellaneous | Natural Gas | Miscellaneous | E3 | Utility - Value of Sales | 0 | 0 | 0 | 0 | 0 | 0 | 0 | 0 | 0 | 0 | 0 | 0 | 0 | 0 | 0 | 0 | 0 | 0 | 0 | 0 | 0 | 0 | 0 | 0 | 0 | 0 | 0 | 0 | 0 | 0 | 0 | 0 | 0 | 0 | 0 | 0 | 0 | 0 | 0 | 0 | 0 | 0
F6_Commercial_Office_New_Miscellaneous_Natural Gas_Miscellaneous_E4 | F6 | Commercial | Office | New | Miscellaneous | Natural Gas | Miscellaneous | E4 | Utility - Value of Sales | 0 | 0 | 0 | 0 | 0 | 0 | 0 | 0 | 0 | 0 | 0 | 0 | 0 | 0 | 0 | 0 | 0 | 0 | 0 | 0 | 0 | 0 | 0 | 0 | 0 | 0 | 0 | 0 | 0 | 0 | 0 | 0 | 0 | 0 | 0 | 0 | 0 | 0 | 0 | 0 | 0 | 0
F6_Commercial_Office_New_Miscellaneous_Natural Gas_Miscellaneous_E5 | F6 | Commercial | Office | New | Miscellaneous | Natural Gas | Miscellaneous | E5 | Utility - Value of Sales | 0 | 0 | 0 | 0 | 0 | 0 | 0 | 0 | 0 | 0 | 0 | 0 | 0 | 0 | 0 | 0 | 0 | 0 | 0 | 0 | 0 | 0 | 0 | 0 | 0 | 0 | 0 | 0 | 0 | 0 | 0 | 0 | 0 | 0 | 0 | 0 | 0 | 0 | 0 | 0 | 0 | 0
F6_Commercial_Office_New_Miscellaneous_Natural Gas_Miscellaneous_E6 | F6 | Commercial | Office | New | Miscellaneous | Natural Gas | Miscellaneous | E6 | Utility - Value of Sales | 0 | 0 | 0 | 0 | 0 | 0 | 0 | 0 | 0 | 0 | 0 | 0 | 0 | 0 | 0 | 0 | 0 | 0 | 0 | 0 | 0 | 0 | 0 | 0 | 0 | 0 | 0 | 0 | 0 | 0 | 0 | 0 | 0 | 0 | 0 | 0 | 0 | 0 | 0 | 0 | 0 | 0
F6_Commercial_Office_New_Miscellaneous_Natural Gas_Miscellaneous_E7 | F6 | Commercial | Office | New | Miscellaneous | Natural Gas | Miscellaneous | E7 | Utility - Value of Sales | 0 | 0 | 0 | 0 | 0 | 0 | 0 | 0 | 0 | 0 | 0 | 0 | 0 | 0 | 0 | 0 | 0 | 0 | 0 | 0 | 0 | 0 | 0 | 0 | 0 | 0 | 0 | 0 | 0 | 0 | 0 | 0 | 0 | 0 | 0 | 0 | 0 | 0 | 0 | 0 | 0 | 0
F6_Commercial_Office_New_Miscellaneous_Natural Gas_Miscellaneous_E8 | F6 | Commercial | Office | New | Miscellaneous | Natural Gas | Miscellaneous | E8 | Utility - Value of Sales | 0 | 0 | 0 | 0 | 0 | 0 | 0 | 0 | 0 | 0 | 0 | 0 | 0 | 0 | 0 | 0 | 0 | 0 | 0 | 0 | 0 | 0 | 0 | 0 | 0 | 0 | 0 | 0 | 0 | 0 | 0 | 0 | 0 | 0 | 0 | 0 | 0 | 0 | 0 | 0 | 0 | 0
F6_Commercial_Office_New_Miscellaneous_Natural Gas_Miscellaneous_E9 | F6 | Commercial | Office | New | Miscellaneous | Natural Gas | Miscellaneous | E9 | Utility - Value of Sales | 0 | 0 | 0 | 0 | 0 | 0 | 0 | 0 | 0 | 0 | 0 | 0 | 0 | 0 | 0 | 0 | 0 | 0 | 0 | 0 | 0 | 0 | 0 | 0 | 0 | 0 | 0 | 0 | 0 | 0 | 0 | 0 | 0 | 0 | 0 | 0 | 0 | 0 | 0 | 0 | 0 | 0
F6_Commercial_Office_New_Miscellaneous_Natural Gas_Miscellaneous_E10 | F6 | Commercial | Office | New | Miscellaneous | Natural Gas | Miscellaneous | E10 | Utility - Value of Sales | 0 | 0 | 0 | 0 | 0 | 0 | 0 | 0 | 0 | 0 | 0 | 0 | 0 | 0 | 0 | 0 | 0 | 0 | 0 | 0 | 0 | 0 | 0 | 0 | 0 | 0 | 0 | 0 | 0 | 0 | 0 | 0 | 0 | 0 | 0 | 0 | 0 | 0 | 0 | 0 | 0 | 0
F1_Commercial_Restaurant_Existing_Space Heating_Natural Gas_Furnace_E1 | F1 | Commercial | Restaurant | Existing | Space Heating | Natural Gas | Furnace | E1 | RVT - Cost of Equipment | 1.4302 | 1.4296 | 1.4322 | 1.4254 | 1.4207 | 0 | 0 | 0 | 0 | 0 | 0 | 0 | 0 | 0 | 0 | 0 | 0 | 0 | 0 | 0 | 0 | 0 | 0 | 0 | 0 | 0 | 0 | 0 | 0 | 0 | 0 | 0 | 0 | 0 | 0 | 0 | 0 | 0 | 0 | 0 | 0 | 0
F1_Commercial_Restaurant_Existing_Space Heating_Natural Gas_Furnace_E2 | F1 | Commercial | Restaurant | Existing | Space Heating | Natural Gas | Furnace | E2 | RVT - Cost of Equipment | 1.3035 | 1.303 | 1.3054 | 1.2992 | 1.2949 | 0 | 0 | 0 | 0 | 0 | 0 | 0 | 0 | 0 | 0 | 0 | 0 | 0 | 0 | 0 | 0 | 0 | 0 | 0 | 0 | 0 | 0 | 0 | 0 | 0 | 0 | 0 | 0 | 0 | 0 | 0 | 0 | 0 | 0 | 0 | 0 | 0
F1_Commercial_Restaurant_Existing_Space Heating_Natural Gas_Furnace_E3 | F1 | Commercial | Restaurant | Existing | Space Heating | Natural Gas | Furnace | E3 | RVT - Cost of Equipment | 1.2855 | 1.285 | 1.2874 | 1.2813 | 1.2771 | 1.2757 | 1.277 | 1.2777 | 1.2792 | 1.2804 | 1.2815 | 1.2822 | 1.2833 | 1.2844 | 1.2853 | 1.2862 | 1.2872 | 1.2884 | 1.2895 | 1.2909 | 1.2922 | 1.2935 | 1.2946 | 1.2959 | 1.2969 | 1.2978 | 1.2987 | 1.2997 | 1.3003 | 1.301 | 1.3014 | 1.3019 | 1.3019 | 0 | 0 | 0 | 0 | 0 | 0 | 0 | 0 | 0
F1_Commercial_Restaurant_Existing_Space Heating_Natural Gas_Furnace_E4 | F1 | Commercial | Restaurant | Existing | Space Heating | Natural Gas | Furnace | E4 | RVT - Cost of Equipment | 1.1918 | 1.1913 | 1.1935 | 1.1878 | 1.184 | 1.1827 | 1.1839 | 1.1845 | 1.1859 | 1.187 | 1.188 | 1.1888 | 1.1897 | 1.1908 | 1.1916 | 1.1925 | 1.1933 | 1.1944 | 1.1955 | 1.1968 | 1.1979 | 1.1992 | 1.2002 | 1.2014 | 1.2023 | 1.2032 | 1.204 | 1.2049 | 1.2055 | 1.2061 | 1.2065 | 1.207 | 1.207 | 0 | 0 | 0 | 0 | 0 | 0 | 0 | 0 | 0
F1_Commercial_Restaurant_Existing_Space Heating_Natural Gas_Furnace_E5 | F1 | Commercial | Restaurant | Existing | Space Heating | Natural Gas | Furnace | E5 | RVT - Cost of Equipment | 0 | 0 | 0 | 0 | 0 | 0 | 0 | 0.87472 | 0.87574 | 0.87658 | 0.8773 | 0.87785 | 0.87855 | 0.87934 | 0.87995 | 0.88058 | 0.88121 | 0.88203 | 0.8828 | 0.88378 | 0.88463 | 0.88554 | 0.8863 | 0.8872 | 0.88788 | 0.88852 | 0.88912 | 0.88977 | 0.8902 | 0.89067 | 0.89094 | 0.89129 | 0.89129 | 0 | 0 | 0 | 0 | 0 | 0 | 0 | 0 | 0
F1_Commercial_Restaurant_Existing_Space Heating_Natural Gas_Furnace_E6 | F1 | Commercial | Restaurant | Existing | Space Heating | Natural Gas | Furnace | E6 | RVT - Cost of Equipment | 0 | 0 | 0 | 0 | 0 | 0 | 0 | 0 | 0 | 0 | 0 | 0 | 0 | 0 | 0 | 0 | 0 | 0 | 0 | 0 | 0 | 0 | 0 | 0 | 0 | 0 | 0 | 0 | 0 | 0 | 0 | 0 | 0 | 0 | 0 | 0 | 0 | 0 | 0 | 0 | 0 | 0
F1_Commercial_Restaurant_Existing_Space Heating_Natural Gas_Furnace_E7 | F1 | Commercial | Restaurant | Existing | Space Heating | Natural Gas | Furnace | E7 | RVT - Cost of Equipment | 0 | 0 | 0 | 0 | 0 | 0 | 0 | 0 | 0 | 0 | 0 | 0 | 0 | 0 | 0 | 0 | 0 | 0 | 0 | 0 | 0 | 0 | 0 | 0 | 0 | 0 | 0 | 0 | 0 | 0 | 0 | 0 | 0 | 0 | 0 | 0 | 0 | 0 | 0 | 0 | 0 | 0
F1_Commercial_Restaurant_Existing_Space Heating_Natural Gas_Furnace_E8 | F1 | Commercial | Restaurant | Existing | Space Heating | Natural Gas | Furnace | E8 | RVT - Cost of Equipment | 0 | 0 | 0 | 0 | 0 | 0 | 0 | 0 | 0 | 0 | 0 | 0 | 0 | 0 | 0 | 0 | 0 | 0 | 0 | 0 | 0 | 0 | 0 | 0 | 0 | 0 | 0 | 0 | 0 | 0 | 0 | 0 | 0 | 0 | 0 | 0 | 0 | 0 | 0 | 0 | 0 | 0
F1_Commercial_Restaurant_Existing_Space Heating_Natural Gas_Furnace_E9 | F1 | Commercial | Restaurant | Existing | Space Heating | Natural Gas | Furnace | E9 | RVT - Cost of Equipment | 0 | 0 | 0 | 0 | 0 | 0 | 0 | 0 | 0 | 0 | 0 | 0 | 0 | 0 | 0 | 0 | 0 | 0 | 0 | 0 | 0 | 0 | 0 | 0 | 0 | 0 | 0 | 0 | 0 | 0 | 0 | 0 | 0 | 0 | 0 | 0 | 0 | 0 | 0 | 0 | 0 | 0
F1_Commercial_Restaurant_Existing_Space Heating_Natural Gas_Furnace_E10 | F1 | Commercial | Restaurant | Existing | Space Heating | Natural Gas | Furnace | E10 | RVT - Cost of Equipment | 0 | 0 | 0 | 0 | 0 | 0 | 0 | 0 | 0 | 0 | 0 | 0 | 0 | 0 | 0 | 0 | 0 | 0 | 0 | 0 | 0 | 0 | 0 | 0 | 0 | 0 | 0 | 0 | 0 | 0 | 0 | 0 | 0 | 0 | 0 | 0 | 0 | 0 | 0 | 0 | 0 | 0
F2_Commercial_Restaurant_Existing_Space Heating_Natural Gas_Furnace_E1 | F2 | Commercial | Restaurant | Existing | Space Heating | Natural Gas | Furnace | E1 | RVT - Cost of Operation | 1.7134 | 1.7128 | 1.7159 | 1.7077 | 1.7021 | 0 | 0 | 0 | 0 | 0 | 0 | 0 | 0 | 0 | 0 | 0 | 0 | 0 | 0 | 0 | 0 | 0 | 0 | 0 | 0 | 0 | 0 | 0 | 0 | 0 | 0 | 0 | 0 | 0 | 0 | 0 | 0 | 0 | 0 | 0 | 0 | 0
F2_Commercial_Restaurant_Existing_Space Heating_Natural Gas_Furnace_E2 | F2 | Commercial | Restaurant | Existing | Space Heating | Natural Gas | Furnace | E2 | RVT - Cost of Operation | 1.5617 | 1.5611 | 1.5639 | 1.5565 | 1.5514 | 0 | 0 | 0 | 0 | 0 | 0 | 0 | 0 | 0 | 0 | 0 | 0 | 0 | 0 | 0 | 0 | 0 | 0 | 0 | 0 | 0 | 0 | 0 | 0 | 0 | 0 | 0 | 0 | 0 | 0 | 0 | 0 | 0 | 0 | 0 | 0 | 0
F2_Commercial_Restaurant_Existing_Space Heating_Natural Gas_Furnace_E3 | F2 | Commercial | Restaurant | Existing | Space Heating | Natural Gas | Furnace | E3 | RVT - Cost of Operation | 1.5402 | 1.5396 | 1.5424 | 1.535 | 1.53 | 1.5284 | 1.5299 | 1.5307 | 1.5325 | 1.534 | 1.5353 | 1.5362 | 1.5375 | 1.5388 | 1.5399 | 1.541 | 1.5421 | 1.5435 | 1.5449 | 1.5466 | 1.5481 | 1.5497 | 1.551 | 1.5526 | 1.5538 | 1.5549 | 1.5559 | 1.5571 | 1.5578 | 1.5587 | 1.5591 | 1.5597 | 1.5597 | 0 | 0 | 0 | 0 | 0 | 0 | 0 | 0 | 0
F2_Commercial_Restaurant_Existing_Space Heating_Natural Gas_Furnace_E4 | F2 | Commercial | Restaurant | Existing | Space Heating | Natural Gas | Furnace | E4 | RVT - Cost of Operation | 1.4278 | 1.4273 | 1.4299 | 1.4231 | 1.4185 | 1.417 | 1.4184 | 1.4191 | 1.4208 | 1.4221 | 1.4233 | 1.4242 | 1.4253 | 1.4266 | 1.4276 | 1.4286 | 1.4297 | 1.431 | 1.4322 | 1.4338 | 1.4352 | 1.4367 | 1.4379 | 1.4394 | 1.4405 | 1.4415 | 1.4425 | 1.4435 | 1.4442 | 1.445 | 1.4454 | 1.446 | 1.446 | 0 | 0 | 0 | 0 | 0 | 0 | 0 | 0 | 0
F2_Commercial_Restaurant_Existing_Space Heating_Natural Gas_Furnace_E5 | F2 | Commercial | Restaurant | Existing | Space Heating | Natural Gas | Furnace | E5 | RVT - Cost of Operation | 0 | 0 | 0 | 0 | 0 | 0 | 0 | 1.048 | 1.0492 | 1.0502 | 1.0511 | 1.0517 | 1.0526 | 1.0535 | 1.0542 | 1.055 | 1.0558 | 1.0567 | 1.0576 | 1.0588 | 1.0598 | 1.0609 | 1.0618 | 1.0629 | 1.0637 | 1.0645 | 1.0652 | 1.066 | 1.0665 | 1.0671 | 1.0674 | 1.0678 | 1.0678 | 0 | 0 | 0 | 0 | 0 | 0 | 0 | 0 | 0
F2_Commercial_Restaurant_Existing_Space Heating_Natural Gas_Furnace_E6 | F2 | Commercial | Restaurant | Existing | Space Heating | Natural Gas | Furnace | E6 | RVT - Cost of Operation | 0 | 0 | 0 | 0 | 0 | 0 | 0 | 0 | 0 | 0 | 0 | 0 | 0 | 0 | 0 | 0 | 0 | 0 | 0 | 0 | 0 | 0 | 0 | 0 | 0 | 0 | 0 | 0 | 0 | 0 | 0 | 0 | 0 | 0 | 0 | 0 | 0 | 0 | 0 | 0 | 0 | 0
F2_Commercial_Restaurant_Existing_Space Heating_Natural Gas_Furnace_E7 | F2 | Commercial | Restaurant | Existing | Space Heating | Natural Gas | Furnace | E7 | RVT - Cost of Operation | 0 | 0 | 0 | 0 | 0 | 0 | 0 | 0 | 0 | 0 | 0 | 0 | 0 | 0 | 0 | 0 | 0 | 0 | 0 | 0 | 0 | 0 | 0 | 0 | 0 | 0 | 0 | 0 | 0 | 0 | 0 | 0 | 0 | 0 | 0 | 0 | 0 | 0 | 0 | 0 | 0 | 0
F2_Commercial_Restaurant_Existing_Space Heating_Natural Gas_Furnace_E8 | F2 | Commercial | Restaurant | Existing | Space Heating | Natural Gas | Furnace | E8 | RVT - Cost of Operation | 0 | 0 | 0 | 0 | 0 | 0 | 0 | 0 | 0 | 0 | 0 | 0 | 0 | 0 | 0 | 0 | 0 | 0 | 0 | 0 | 0 | 0 | 0 | 0 | 0 | 0 | 0 | 0 | 0 | 0 | 0 | 0 | 0 | 0 | 0 | 0 | 0 | 0 | 0 | 0 | 0 | 0
F2_Commercial_Restaurant_Existing_Space Heating_Natural Gas_Furnace_E9 | F2 | Commercial | Restaurant | Existing | Space Heating | Natural Gas | Furnace | E9 | RVT - Cost of Operation | 0 | 0 | 0 | 0 | 0 | 0 | 0 | 0 | 0 | 0 | 0 | 0 | 0 | 0 | 0 | 0 | 0 | 0 | 0 | 0 | 0 | 0 | 0 | 0 | 0 | 0 | 0 | 0 | 0 | 0 | 0 | 0 | 0 | 0 | 0 | 0 | 0 | 0 | 0 | 0 | 0 | 0
F2_Commercial_Restaurant_Existing_Space Heating_Natural Gas_Furnace_E10 | F2 | Commercial | Restaurant | Existing | Space Heating | Natural Gas | Furnace | E10 | RVT - Cost of Operation | 0 | 0 | 0 | 0 | 0 | 0 | 0 | 0 | 0 | 0 | 0 | 0 | 0 | 0 | 0 | 0 | 0 | 0 | 0 | 0 | 0 | 0 | 0 | 0 | 0 | 0 | 0 | 0 | 0 | 0 | 0 | 0 | 0 | 0 | 0 | 0 | 0 | 0 | 0 | 0 | 0 | 0
F3_Commercial_Restaurant_Existing_Space Heating_Natural Gas_Furnace_E1 | F3 | Commercial | Restaurant | Existing | Space Heating | Natural Gas | Furnace | E1 | System - kBTUs of Consumption | 0.093391 | 0.093391 | 0.093391 | 0.093391 | 0.093391 | 0 | 0 | 0 | 0 | 0 | 0 | 0 | 0 | 0 | 0 | 0 | 0 | 0 | 0 | 0 | 0 | 0 | 0 | 0 | 0 | 0 | 0 | 0 | 0 | 0 | 0 | 0 | 0 | 0 | 0 | 0 | 0 | 0 | 0 | 0 | 0 | 0
F3_Commercial_Restaurant_Existing_Space Heating_Natural Gas_Furnace_E2 | F3 | Commercial | Restaurant | Existing | Space Heating | Natural Gas | Furnace | E2 | System - kBTUs of Consumption | 0.094194 | 0.094194 | 0.094194 | 0.094194 | 0.094194 | 0 | 0 | 0 | 0 | 0 | 0 | 0 | 0 | 0 | 0 | 0 | 0 | 0 | 0 | 0 | 0 | 0 | 0 | 0 | 0 | 0 | 0 | 0 | 0 | 0 | 0 | 0 | 0 | 0 | 0 | 0 | 0 | 0 | 0 | 0 | 0 | 0
F3_Commercial_Restaurant_Existing_Space Heating_Natural Gas_Furnace_E3 | F3 | Commercial | Restaurant | Existing | Space Heating | Natural Gas | Furnace | E3 | System - kBTUs of Consumption | 0.109 | 0.109 | 0.109 | 0.109 | 0.109 | 0.109 | 0.109 | 0.109 | 0.109 | 0.109 | 0.109 | 0.109 | 0.109 | 0.109 | 0.109 | 0.109 | 0.109 | 0.109 | 0.109 | 0.109 | 0.109 | 0.109 | 0.109 | 0.109 | 0.109 | 0.109 | 0.109 | 0.109 | 0.109 | 0.109 | 0.109 | 0.109 | 0.109 | 0 | 0 | 0 | 0 | 0 | 0 | 0 | 0 | 0
F3_Commercial_Restaurant_Existing_Space Heating_Natural Gas_Furnace_E4 | F3 | Commercial | Restaurant | Existing | Space Heating | Natural Gas | Furnace | E4 | System - kBTUs of Consumption | 0.13395 | 0.13395 | 0.13395 | 0.13395 | 0.13395 | 0.13395 | 0.13395 | 0.13395 | 0.13395 | 0.13395 | 0.13395 | 0.13395 | 0.13395 | 0.13395 | 0.13395 | 0.13395 | 0.13395 | 0.13395 | 0.13395 | 0.13395 | 0.13395 | 0.13395 | 0.13395 | 0.13395 | 0.13395 | 0.13395 | 0.13395 | 0.13395 | 0.13395 | 0.13395 | 0.13395 | 0.13395 | 0.13395 | 0 | 0 | 0 | 0 | 0 | 0 | 0 | 0 | 0
F3_Commercial_Restaurant_Existing_Space Heating_Natural Gas_Furnace_E5 | F3 | Commercial | Restaurant | Existing | Space Heating | Natural Gas | Furnace | E5 | System - kBTUs of Consumption | 0 | 0 | 0 | 0 | 0 | 0 | 0 | 1.0679 | 1.0679 | 1.0679 | 1.0679 | 1.0679 | 1.0679 | 1.0679 | 1.0679 | 1.0679 | 1.0679 | 1.0679 | 1.0679 | 1.0679 | 1.0679 | 1.0679 | 1.0679 | 1.0679 | 1.0679 | 1.0679 | 1.0679 | 1.0679 | 1.0679 | 1.0679 | 1.0679 | 1.0679 | 1.0679 | 0 | 0 | 0 | 0 | 0 | 0 | 0 | 0 | 0
F3_Commercial_Restaurant_Existing_Space Heating_Natural Gas_Furnace_E6 | F3 | Commercial | Restaurant | Existing | Space Heating | Natural Gas | Furnace | E6 | System - kBTUs of Consumption | 0 | 0 | 0 | 0 | 0 | 0 | 0 | 0 | 0 | 0 | 0 | 0 | 0 | 0 | 0 | 0 | 0 | 0 | 0 | 0 | 0 | 0 | 0 | 0 | 0 | 0 | 0 | 0 | 0 | 0 | 0 | 0 | 0 | 0 | 0 | 0 | 0 | 0 | 0 | 0 | 0 | 0
F3_Commercial_Restaurant_Existing_Space Heating_Natural Gas_Furnace_E7 | F3 | Commercial | Restaurant | Existing | Space Heating | Natural Gas | Furnace | E7 | System - kBTUs of Consumption | 0 | 0 | 0 | 0 | 0 | 0 | 0 | 0 | 0 | 0 | 0 | 0 | 0 | 0 | 0 | 0 | 0 | 0 | 0 | 0 | 0 | 0 | 0 | 0 | 0 | 0 | 0 | 0 | 0 | 0 | 0 | 0 | 0 | 0 | 0 | 0 | 0 | 0 | 0 | 0 | 0 | 0
F3_Commercial_Restaurant_Existing_Space Heating_Natural Gas_Furnace_E8 | F3 | Commercial | Restaurant | Existing | Space Heating | Natural Gas | Furnace | E8 | System - kBTUs of Consumption | 0 | 0 | 0 | 0 | 0 | 0 | 0 | 0 | 0 | 0 | 0 | 0 | 0 | 0 | 0 | 0 | 0 | 0 | 0 | 0 | 0 | 0 | 0 | 0 | 0 | 0 | 0 | 0 | 0 | 0 | 0 | 0 | 0 | 0 | 0 | 0 | 0 | 0 | 0 | 0 | 0 | 0
F3_Commercial_Restaurant_Existing_Space Heating_Natural Gas_Furnace_E9 | F3 | Commercial | Restaurant | Existing | Space Heating | Natural Gas | Furnace | E9 | System - kBTUs of Consumption | 0 | 0 | 0 | 0 | 0 | 0 | 0 | 0 | 0 | 0 | 0 | 0 | 0 | 0 | 0 | 0 | 0 | 0 | 0 | 0 | 0 | 0 | 0 | 0 | 0 | 0 | 0 | 0 | 0 | 0 | 0 | 0 | 0 | 0 | 0 | 0 | 0 | 0 | 0 | 0 | 0 | 0
F3_Commercial_Restaurant_Existing_Space Heating_Natural Gas_Furnace_E10 | F3 | Commercial | Restaurant | Existing | Space Heating | Natural Gas | Furnace | E10 | System - kBTUs of Consumption | 0 | 0 | 0 | 0 | 0 | 0 | 0 | 0 | 0 | 0 | 0 | 0 | 0 | 0 | 0 | 0 | 0 | 0 | 0 | 0 | 0 | 0 | 0 | 0 | 0 | 0 | 0 | 0 | 0 | 0 | 0 | 0 | 0 | 0 | 0 | 0 | 0 | 0 | 0 | 0 | 0 | 0
F4_Commercial_Restaurant_Existing_Space Heating_Natural Gas_Furnace_E1 | F4 | Commercial | Restaurant | Existing | Space Heating | Natural Gas | Furnace | E1 | Utility - Cost of Equipment | 1.7134 | 1.7128 | 1.7159 | 1.7077 | 1.7021 | 0 | 0 | 0 | 0 | 0 | 0 | 0 | 0 | 0 | 0 | 0 | 0 | 0 | 0 | 0 | 0 | 0 | 0 | 0 | 0 | 0 | 0 | 0 | 0 | 0 | 0 | 0 | 0 | 0 | 0 | 0 | 0 | 0 | 0 | 0 | 0 | 0
F4_Commercial_Restaurant_Existing_Space Heating_Natural Gas_Furnace_E2 | F4 | Commercial | Restaurant | Existing | Space Heating | Natural Gas | Furnace | E2 | Utility - Cost of Equipment | 1.5617 | 1.5611 | 1.5639 | 1.5565 | 1.5514 | 0 | 0 | 0 | 0 | 0 | 0 | 0 | 0 | 0 | 0 | 0 | 0 | 0 | 0 | 0 | 0 | 0 | 0 | 0 | 0 | 0 | 0 | 0 | 0 | 0 | 0 | 0 | 0 | 0 | 0 | 0 | 0 | 0 | 0 | 0 | 0 | 0
F4_Commercial_Restaurant_Existing_Space Heating_Natural Gas_Furnace_E3 | F4 | Commercial | Restaurant | Existing | Space Heating | Natural Gas | Furnace | E3 | Utility - Cost of Equipment | 1.5402 | 1.5396 | 1.5424 | 1.535 | 1.53 | 1.5284 | 1.5299 | 1.5307 | 1.5325 | 1.534 | 1.5353 | 1.5362 | 1.5375 | 1.5388 | 1.5399 | 1.541 | 1.5421 | 1.5435 | 1.5449 | 1.5466 | 1.5481 | 1.5497 | 1.551 | 1.5526 | 1.5538 | 1.5549 | 1.5559 | 1.5571 | 1.5578 | 1.5587 | 1.5591 | 1.5597 | 1.5597 | 0 | 0 | 0 | 0 | 0 | 0 | 0 | 0 | 0
F4_Commercial_Restaurant_Existing_Space Heating_Natural Gas_Furnace_E4 | F4 | Commercial | Restaurant | Existing | Space Heating | Natural Gas | Furnace | E4 | Utility - Cost of Equipment | 1.4278 | 1.4273 | 1.4299 | 1.4231 | 1.4185 | 1.417 | 1.4184 | 1.4191 | 1.4208 | 1.4221 | 1.4233 | 1.4242 | 1.4253 | 1.4266 | 1.4276 | 1.4286 | 1.4297 | 1.431 | 1.4322 | 1.4338 | 1.4352 | 1.4367 | 1.4379 | 1.4394 | 1.4405 | 1.4415 | 1.4425 | 1.4435 | 1.4442 | 1.445 | 1.4454 | 1.446 | 1.446 | 0 | 0 | 0 | 0 | 0 | 0 | 0 | 0 | 0
F4_Commercial_Restaurant_Existing_Space Heating_Natural Gas_Furnace_E5 | F4 | Commercial | Restaurant | Existing | Space Heating | Natural Gas | Furnace | E5 | Utility - Cost of Equipment | 0 | 0 | 0 | 0 | 0 | 0 | 0 | 1.048 | 1.0492 | 1.0502 | 1.0511 | 1.0517 | 1.0526 | 1.0535 | 1.0542 | 1.055 | 1.0558 | 1.0567 | 1.0576 | 1.0588 | 1.0598 | 1.0609 | 1.0618 | 1.0629 | 1.0637 | 1.0645 | 1.0652 | 1.066 | 1.0665 | 1.0671 | 1.0674 | 1.0678 | 1.0678 | 0 | 0 | 0 | 0 | 0 | 0 | 0 | 0 | 0
F4_Commercial_Restaurant_Existing_Space Heating_Natural Gas_Furnace_E6 | F4 | Commercial | Restaurant | Existing | Space Heating | Natural Gas | Furnace | E6 | Utility - Cost of Equipment | 0 | 0 | 0 | 0 | 0 | 0 | 0 | 0 | 0 | 0 | 0 | 0 | 0 | 0 | 0 | 0 | 0 | 0 | 0 | 0 | 0 | 0 | 0 | 0 | 0 | 0 | 0 | 0 | 0 | 0 | 0 | 0 | 0 | 0 | 0 | 0 | 0 | 0 | 0 | 0 | 0 | 0
F4_Commercial_Restaurant_Existing_Space Heating_Natural Gas_Furnace_E7 | F4 | Commercial | Restaurant | Existing | Space Heating | Natural Gas | Furnace | E7 | Utility - Cost of Equipment | 0 | 0 | 0 | 0 | 0 | 0 | 0 | 0 | 0 | 0 | 0 | 0 | 0 | 0 | 0 | 0 | 0 | 0 | 0 | 0 | 0 | 0 | 0 | 0 | 0 | 0 | 0 | 0 | 0 | 0 | 0 | 0 | 0 | 0 | 0 | 0 | 0 | 0 | 0 | 0 | 0 | 0
F4_Commercial_Restaurant_Existing_Space Heating_Natural Gas_Furnace_E8 | F4 | Commercial | Restaurant | Existing | Space Heating | Natural Gas | Furnace | E8 | Utility - Cost of Equipment | 0 | 0 | 0 | 0 | 0 | 0 | 0 | 0 | 0 | 0 | 0 | 0 | 0 | 0 | 0 | 0 | 0 | 0 | 0 | 0 | 0 | 0 | 0 | 0 | 0 | 0 | 0 | 0 | 0 | 0 | 0 | 0 | 0 | 0 | 0 | 0 | 0 | 0 | 0 | 0 | 0 | 0
F4_Commercial_Restaurant_Existing_Space Heating_Natural Gas_Furnace_E9 | F4 | Commercial | Restaurant | Existing | Space Heating | Natural Gas | Furnace | E9 | Utility - Cost of Equipment | 0 | 0 | 0 | 0 | 0 | 0 | 0 | 0 | 0 | 0 | 0 | 0 | 0 | 0 | 0 | 0 | 0 | 0 | 0 | 0 | 0 | 0 | 0 | 0 | 0 | 0 | 0 | 0 | 0 | 0 | 0 | 0 | 0 | 0 | 0 | 0 | 0 | 0 | 0 | 0 | 0 | 0
F4_Commercial_Restaurant_Existing_Space Heating_Natural Gas_Furnace_E10 | F4 | Commercial | Restaurant | Existing | Space Heating | Natural Gas | Furnace | E10 | Utility - Cost of Equipment | 0 | 0 | 0 | 0 | 0 | 0 | 0 | 0 | 0 | 0 | 0 | 0 | 0 | 0 | 0 | 0 | 0 | 0 | 0 | 0 | 0 | 0 | 0 | 0 | 0 | 0 | 0 | 0 | 0 | 0 | 0 | 0 | 0 | 0 | 0 | 0 | 0 | 0 | 0 | 0 | 0 | 0
F5_Commercial_Restaurant_Existing_Space Heating_Natural Gas_Furnace_E1 | F5 | Commercial | Restaurant | Existing | Space Heating | Natural Gas | Furnace | E1 | Utility - Cost of Operation | 0.093391 | 0.093391 | 0.093391 | 0.093391 | 0.093391 | 0 | 0 | 0 | 0 | 0 | 0 | 0 | 0 | 0 | 0 | 0 | 0 | 0 | 0 | 0 | 0 | 0 | 0 | 0 | 0 | 0 | 0 | 0 | 0 | 0 | 0 | 0 | 0 | 0 | 0 | 0 | 0 | 0 | 0 | 0 | 0 | 0
F5_Commercial_Restaurant_Existing_Space Heating_Natural Gas_Furnace_E2 | F5 | Commercial | Restaurant | Existing | Space Heating | Natural Gas | Furnace | E2 | Utility - Cost of Operation | 0.094194 | 0.094194 | 0.094194 | 0.094194 | 0.094194 | 0 | 0 | 0 | 0 | 0 | 0 | 0 | 0 | 0 | 0 | 0 | 0 | 0 | 0 | 0 | 0 | 0 | 0 | 0 | 0 | 0 | 0 | 0 | 0 | 0 | 0 | 0 | 0 | 0 | 0 | 0 | 0 | 0 | 0 | 0 | 0 | 0
F5_Commercial_Restaurant_Existing_Space Heating_Natural Gas_Furnace_E3 | F5 | Commercial | Restaurant | Existing | Space Heating | Natural Gas | Furnace | E3 | Utility - Cost of Operation | 0.109 | 0.109 | 0.109 | 0.109 | 0.109 | 0.109 | 0.109 | 0.109 | 0.109 | 0.109 | 0.109 | 0.109 | 0.109 | 0.109 | 0.109 | 0.109 | 0.109 | 0.109 | 0.109 | 0.109 | 0.109 | 0.109 | 0.109 | 0.109 | 0.109 | 0.109 | 0.109 | 0.109 | 0.109 | 0.109 | 0.109 | 0.109 | 0.109 | 0 | 0 | 0 | 0 | 0 | 0 | 0 | 0 | 0
F5_Commercial_Restaurant_Existing_Space Heating_Natural Gas_Furnace_E4 | F5 | Commercial | Restaurant | Existing | Space Heating | Natural Gas | Furnace | E4 | Utility - Cost of Operation | 0.13395 | 0.13395 | 0.13395 | 0.13395 | 0.13395 | 0.13395 | 0.13395 | 0.13395 | 0.13395 | 0.13395 | 0.13395 | 0.13395 | 0.13395 | 0.13395 | 0.13395 | 0.13395 | 0.13395 | 0.13395 | 0.13395 | 0.13395 | 0.13395 | 0.13395 | 0.13395 | 0.13395 | 0.13395 | 0.13395 | 0.13395 | 0.13395 | 0.13395 | 0.13395 | 0.13395 | 0.13395 | 0.13395 | 0 | 0 | 0 | 0 | 0 | 0 | 0 | 0 | 0
F5_Commercial_Restaurant_Existing_Space Heating_Natural Gas_Furnace_E5 | F5 | Commercial | Restaurant | Existing | Space Heating | Natural Gas | Furnace | E5 | Utility - Cost of Operation | 0 | 0 | 0 | 0 | 0 | 0 | 0 | 1.0679 | 1.0679 | 1.0679 | 1.0679 | 1.0679 | 1.0679 | 1.0679 | 1.0679 | 1.0679 | 1.0679 | 1.0679 | 1.0679 | 1.0679 | 1.0679 | 1.0679 | 1.0679 | 1.0679 | 1.0679 | 1.0679 | 1.0679 | 1.0679 | 1.0679 | 1.0679 | 1.0679 | 1.0679 | 1.0679 | 0 | 0 | 0 | 0 | 0 | 0 | 0 | 0 | 0
F5_Commercial_Restaurant_Existing_Space Heating_Natural Gas_Furnace_E6 | F5 | Commercial | Restaurant | Existing | Space Heating | Natural Gas | Furnace | E6 | Utility - Cost of Operation | 0 | 0 | 0 | 0 | 0 | 0 | 0 | 0 | 0 | 0 | 0 | 0 | 0 | 0 | 0 | 0 | 0 | 0 | 0 | 0 | 0 | 0 | 0 | 0 | 0 | 0 | 0 | 0 | 0 | 0 | 0 | 0 | 0 | 0 | 0 | 0 | 0 | 0 | 0 | 0 | 0 | 0
F5_Commercial_Restaurant_Existing_Space Heating_Natural Gas_Furnace_E7 | F5 | Commercial | Restaurant | Existing | Space Heating | Natural Gas | Furnace | E7 | Utility - Cost of Operation | 0 | 0 | 0 | 0 | 0 | 0 | 0 | 0 | 0 | 0 | 0 | 0 | 0 | 0 | 0 | 0 | 0 | 0 | 0 | 0 | 0 | 0 | 0 | 0 | 0 | 0 | 0 | 0 | 0 | 0 | 0 | 0 | 0 | 0 | 0 | 0 | 0 | 0 | 0 | 0 | 0 | 0
F5_Commercial_Restaurant_Existing_Space Heating_Natural Gas_Furnace_E8 | F5 | Commercial | Restaurant | Existing | Space Heating | Natural Gas | Furnace | E8 | Utility - Cost of Operation | 0 | 0 | 0 | 0 | 0 | 0 | 0 | 0 | 0 | 0 | 0 | 0 | 0 | 0 | 0 | 0 | 0 | 0 | 0 | 0 | 0 | 0 | 0 | 0 | 0 | 0 | 0 | 0 | 0 | 0 | 0 | 0 | 0 | 0 | 0 | 0 | 0 | 0 | 0 | 0 | 0 | 0
F5_Commercial_Restaurant_Existing_Space Heating_Natural Gas_Furnace_E9 | F5 | Commercial | Restaurant | Existing | Space Heating | Natural Gas | Furnace | E9 | Utility - Cost of Operation | 0 | 0 | 0 | 0 | 0 | 0 | 0 | 0 | 0 | 0 | 0 | 0 | 0 | 0 | 0 | 0 | 0 | 0 | 0 | 0 | 0 | 0 | 0 | 0 | 0 | 0 | 0 | 0 | 0 | 0 | 0 | 0 | 0 | 0 | 0 | 0 | 0 | 0 | 0 | 0 | 0 | 0
F5_Commercial_Restaurant_Existing_Space Heating_Natural Gas_Furnace_E10 | F5 | Commercial | Restaurant | Existing | Space Heating | Natural Gas | Furnace | E10 | Utility - Cost of Operation | 0 | 0 | 0 | 0 | 0 | 0 | 0 | 0 | 0 | 0 | 0 | 0 | 0 | 0 | 0 | 0 | 0 | 0 | 0 | 0 | 0 | 0 | 0 | 0 | 0 | 0 | 0 | 0 | 0 | 0 | 0 | 0 | 0 | 0 | 0 | 0 | 0 | 0 | 0 | 0 | 0 | 0
F6_Commercial_Restaurant_Existing_Space Heating_Natural Gas_Furnace_E1 | F6 | Commercial | Restaurant | Existing | Space Heating | Natural Gas | Furnace | E1 | Utility - Value of Sales | 0.65226 | 0.65035 | 0.64926 | 0.64503 | 0.64137 | 0 | 0 | 0 | 0 | 0 | 0 | 0 | 0 | 0 | 0 | 0 | 0 | 0 | 0 | 0 | 0 | 0 | 0 | 0 | 0 | 0 | 0 | 0 | 0 | 0 | 0 | 0 | 0 | 0 | 0 | 0 | 0 | 0 | 0 | 0 | 0 | 0
F6_Commercial_Restaurant_Existing_Space Heating_Natural Gas_Furnace_E2 | F6 | Commercial | Restaurant | Existing | Space Heating | Natural Gas | Furnace | E2 | Utility - Value of Sales | 0.5945 | 0.59276 | 0.59177 | 0.58791 | 0.58457 | 0 | 0 | 0 | 0 | 0 | 0 | 0 | 0 | 0 | 0 | 0 | 0 | 0 | 0 | 0 | 0 | 0 | 0 | 0 | 0 | 0 | 0 | 0 | 0 | 0 | 0 | 0 | 0 | 0 | 0 | 0 | 0 | 0 | 0 | 0 | 0 | 0
F6_Commercial_Restaurant_Existing_Space Heating_Natural Gas_Furnace_E3 | F6 | Commercial | Restaurant | Existing | Space Heating | Natural Gas | Furnace | E3 | Utility - Value of Sales | 0.5863 | 0.58459 | 0.5836 | 0.5798 | 0.57651 | 0.57324 | 0.57001 | 0.56682 | 0.56369 | 0.56062 | 0.55763 | 0.55472 | 0.55192 | 0.54923 | 0.54666 | 0.54422 | 0.54193 | 0.53977 | 0.53777 | 0.5359 | 0.53418 | 0.5326 | 0.53117 | 0.52988 | 0.52873 | 0.52773 | 0.52687 | 0.52615 | 0.52557 | 0.52514 | 0.52486 | 0.52471 | 0.52471 | 0 | 0 | 0 | 0 | 0 | 0 | 0 | 0 | 0
F6_Commercial_Restaurant_Existing_Space Heating_Natural Gas_Furnace_E4 | F6 | Commercial | Restaurant | Existing | Space Heating | Natural Gas | Furnace | E4 | Utility - Value of Sales | 0.54355 | 0.54196 | 0.54105 | 0.53752 | 0.53447 | 0.53144 | 0.52845 | 0.52549 | 0.52258 | 0.51974 | 0.51697 | 0.51428 | 0.51168 | 0.50918 | 0.5068 | 0.50454 | 0.50241 | 0.50042 | 0.49855 | 0.49683 | 0.49523 | 0.49377 | 0.49244 | 0.49124 | 0.49018 | 0.48925 | 0.48845 | 0.48778 | 0.48725 | 0.48685 | 0.48659 | 0.48645 | 0.48645 | 0 | 0 | 0 | 0 | 0 | 0 | 0 | 0 | 0
F6_Commercial_Restaurant_Existing_Space Heating_Natural Gas_Furnace_E5 | F6 | Commercial | Restaurant | Existing | Space Heating | Natural Gas | Furnace | E5 | Utility - Value of Sales | 0 | 0 | 0 | 0 | 0 | 0 | 0 | 0.38805 | 0.38591 | 0.38381 | 0.38176 | 0.37977 | 0.37785 | 0.37601 | 0.37425 | 0.37258 | 0.37101 | 0.36954 | 0.36816 | 0.36689 | 0.36571 | 0.36463 | 0.36365 | 0.36276 | 0.36198 | 0.36129 | 0.3607 | 0.36021 | 0.35982 | 0.35952 | 0.35933 | 0.35923 | 0.35923 | 0 | 0 | 0 | 0 | 0 | 0 | 0 | 0 | 0
F6_Commercial_Restaurant_Existing_Space Heating_Natural Gas_Furnace_E6 | F6 | Commercial | Restaurant | Existing | Space Heating | Natural Gas | Furnace | E6 | Utility - Value of Sales | 0 | 0 | 0 | 0 | 0 | 0 | 0 | 0 | 0 | 0 | 0 | 0 | 0 | 0 | 0 | 0 | 0 | 0 | 0 | 0 | 0 | 0 | 0 | 0 | 0 | 0 | 0 | 0 | 0 | 0 | 0 | 0 | 0 | 0 | 0 | 0 | 0 | 0 | 0 | 0 | 0 | 0
F6_Commercial_Restaurant_Existing_Space Heating_Natural Gas_Furnace_E7 | F6 | Commercial | Restaurant | Existing | Space Heating | Natural Gas | Furnace | E7 | Utility - Value of Sales | 0 | 0 | 0 | 0 | 0 | 0 | 0 | 0 | 0 | 0 | 0 | 0 | 0 | 0 | 0 | 0 | 0 | 0 | 0 | 0 | 0 | 0 | 0 | 0 | 0 | 0 | 0 | 0 | 0 | 0 | 0 | 0 | 0 | 0 | 0 | 0 | 0 | 0 | 0 | 0 | 0 | 0
F6_Commercial_Restaurant_Existing_Space Heating_Natural Gas_Furnace_E8 | F6 | Commercial | Restaurant | Existing | Space Heating | Natural Gas | Furnace | E8 | Utility - Value of Sales | 0 | 0 | 0 | 0 | 0 | 0 | 0 | 0 | 0 | 0 | 0 | 0 | 0 | 0 | 0 | 0 | 0 | 0 | 0 | 0 | 0 | 0 | 0 | 0 | 0 | 0 | 0 | 0 | 0 | 0 | 0 | 0 | 0 | 0 | 0 | 0 | 0 | 0 | 0 | 0 | 0 | 0
F6_Commercial_Restaurant_Existing_Space Heating_Natural Gas_Furnace_E9 | F6 | Commercial | Restaurant | Existing | Space Heating | Natural Gas | Furnace | E9 | Utility - Value of Sales | 0 | 0 | 0 | 0 | 0 | 0 | 0 | 0 | 0 | 0 | 0 | 0 | 0 | 0 | 0 | 0 | 0 | 0 | 0 | 0 | 0 | 0 | 0 | 0 | 0 | 0 | 0 | 0 | 0 | 0 | 0 | 0 | 0 | 0 | 0 | 0 | 0 | 0 | 0 | 0 | 0 | 0
F6_Commercial_Restaurant_Existing_Space Heating_Natural Gas_Furnace_E10 | F6 | Commercial | Restaurant | Existing | Space Heating | Natural Gas | Furnace | E10 | Utility - Value of Sales | 0 | 0 | 0 | 0 | 0 | 0 | 0 | 0 | 0 | 0 | 0 | 0 | 0 | 0 | 0 | 0 | 0 | 0 | 0 | 0 | 0 | 0 | 0 | 0 | 0 | 0 | 0 | 0 | 0 | 0 | 0 | 0 | 0 | 0 | 0 | 0 | 0 | 0 | 0 | 0 | 0 | 0
F1_Commercial_Restaurant_Existing_Space Heating_Natural Gas_Boiler_E1 | F1 | Commercial | Restaurant | Existing | Space Heating | Natural Gas | Boiler | E1 | RVT - Cost of Equipment | 7.4798 | 7.4776 | 7.4911 | 7.458 | 7.4355 | 0 | 0 | 0 | 0 | 0 | 0 | 0 | 0 | 0 | 0 | 0 | 0 | 0 | 0 | 0 | 0 | 0 | 0 | 0 | 0 | 0 | 0 | 0 | 0 | 0 | 0 | 0 | 0 | 0 | 0 | 0 | 0 | 0 | 0 | 0 | 0 | 0
F1_Commercial_Restaurant_Existing_Space Heating_Natural Gas_Boiler_E2 | F1 | Commercial | Restaurant | Existing | Space Heating | Natural Gas | Boiler | E2 | RVT - Cost of Equipment | 7.1236 | 7.1215 | 7.1344 | 7.1029 | 7.0815 | 0 | 0 | 0 | 0 | 0 | 0 | 0 | 0 | 0 | 0 | 0 | 0 | 0 | 0 | 0 | 0 | 0 | 0 | 0 | 0 | 0 | 0 | 0 | 0 | 0 | 0 | 0 | 0 | 0 | 0 | 0 | 0 | 0 | 0 | 0 | 0 | 0
F1_Commercial_Restaurant_Existing_Space Heating_Natural Gas_Boiler_E3 | F1 | Commercial | Restaurant | Existing | Space Heating | Natural Gas | Boiler | E3 | RVT - Cost of Equipment | 6.3658 | 6.3639 | 6.3754 | 6.3472 | 6.3281 | 6.3224 | 6.3288 | 6.3323 | 6.3397 | 6.3458 | 6.351 | 6.355 | 6.3601 | 6.3657 | 6.3699 | 6.3743 | 6.3786 | 6.3842 | 6.3894 | 6.3962 | 6.402 | 6.4082 | 6.4134 | 6.4195 | 6.4243 | 6.4286 | 6.4327 | 6.4372 | 6.4401 | 6.4433 | 6.4451 | 6.4476 | 6.4476 | 0 | 0 | 0 | 0 | 0 | 0 | 0 | 0 | 0
F1_Commercial_Restaurant_Existing_Space Heating_Natural Gas_Boiler_E4 | F1 | Commercial | Restaurant | Existing | Space Heating | Natural Gas | Boiler | E4 | RVT - Cost of Equipment | 6.106 | 6.1042 | 6.1152 | 6.0882 | 6.0698 | 6.0643 | 6.0705 | 6.0738 | 6.0809 | 6.0868 | 6.0918 | 6.0956 | 6.1005 | 6.1058 | 6.1099 | 6.1141 | 6.1182 | 6.1236 | 6.1286 | 6.1351 | 6.1407 | 6.1467 | 6.1516 | 6.1575 | 6.162 | 6.1662 | 6.1701 | 6.1744 | 6.1772 | 6.1803 | 6.1821 | 6.1844 | 6.1844 | 0 | 0 | 0 | 0 | 0 | 0 | 0 | 0 | 0
F1_Commercial_Restaurant_Existing_Space Heating_Natural Gas_Boiler_E5 | F1 | Commercial | Restaurant | Existing | Space Heating | Natural Gas | Boiler | E5 | RVT - Cost of Equipment | 4.6029 | 4.6016 | 4.6099 | 4.5895 | 4.5757 | 4.5716 | 4.5762 | 4.5787 | 4.5841 | 4.5885 | 4.5923 | 4.5952 | 4.5988 | 4.6029 | 4.6059 | 4.6091 | 4.6122 | 4.6162 | 4.62 | 4.6249 | 4.6291 | 4.6336 | 4.6374 | 4.6418 | 4.6452 | 4.6484 | 4.6513 | 4.6546 | 4.6567 | 4.659 | 4.6603 | 4.6621 | 4.6621 | 0 | 0 | 0 | 0 | 0 | 0 | 0 | 0 | 0
F1_Commercial_Restaurant_Existing_Space Heating_Natural Gas_Boiler_E6 | F1 | Commercial | Restaurant | Existing | Space Heating | Natural Gas | Boiler | E6 | RVT - Cost of Equipment | 0 | 0 | 0 | 0 | 0 | 0 | 0 | 0 | 0 | 0 | 0 | 0 | 0 | 0 | 0 | 0 | 0 | 0 | 0 | 0 | 0 | 0 | 0 | 0 | 0 | 0 | 0 | 0 | 0 | 0 | 0 | 0 | 0 | 0 | 0 | 0 | 0 | 0 | 0 | 0 | 0 | 0
F1_Commercial_Restaurant_Existing_Space Heating_Natural Gas_Boiler_E7 | F1 | Commercial | Restaurant | Existing | Space Heating | Natural Gas | Boiler | E7 | RVT - Cost of Equipment | 0 | 0 | 0 | 0 | 0 | 0 | 0 | 0 | 0 | 0 | 0 | 0 | 0 | 0 | 0 | 0 | 0 | 0 | 0 | 0 | 0 | 0 | 0 | 0 | 0 | 0 | 0 | 0 | 0 | 0 | 0 | 0 | 0 | 0 | 0 | 0 | 0 | 0 | 0 | 0 | 0 | 0
F1_Commercial_Restaurant_Existing_Space Heating_Natural Gas_Boiler_E8 | F1 | Commercial | Restaurant | Existing | Space Heating | Natural Gas | Boiler | E8 | RVT - Cost of Equipment | 0 | 0 | 0 | 0 | 0 | 0 | 0 | 0 | 0 | 0 | 0 | 0 | 0 | 0 | 0 | 0 | 0 | 0 | 0 | 0 | 0 | 0 | 0 | 0 | 0 | 0 | 0 | 0 | 0 | 0 | 0 | 0 | 0 | 0 | 0 | 0 | 0 | 0 | 0 | 0 | 0 | 0
F1_Commercial_Restaurant_Existing_Space Heating_Natural Gas_Boiler_E9 | F1 | Commercial | Restaurant | Existing | Space Heating | Natural Gas | Boiler | E9 | RVT - Cost of Equipment | 0 | 0 | 0 | 0 | 0 | 0 | 0 | 0 | 0 | 0 | 0 | 0 | 0 | 0 | 0 | 0 | 0 | 0 | 0 | 0 | 0 | 0 | 0 | 0 | 0 | 0 | 0 | 0 | 0 | 0 | 0 | 0 | 0 | 0 | 0 | 0 | 0 | 0 | 0 | 0 | 0 | 0
F1_Commercial_Restaurant_Existing_Space Heating_Natural Gas_Boiler_E10 | F1 | Commercial | Restaurant | Existing | Space Heating | Natural Gas | Boiler | E10 | RVT - Cost of Equipment | 0 | 0 | 0 | 0 | 0 | 0 | 0 | 0 | 0 | 0 | 0 | 0 | 0 | 0 | 0 | 0 | 0 | 0 | 0 | 0 | 0 | 0 | 0 | 0 | 0 | 0 | 0 | 0 | 0 | 0 | 0 | 0 | 0 | 0 | 0 | 0 | 0 | 0 | 0 | 0 | 0 | 0
F2_Commercial_Restaurant_Existing_Space Heating_Natural Gas_Boiler_E1 | F2 | Commercial | Restaurant | Existing | Space Heating | Natural Gas | Boiler | E1 | RVT - Cost of Operation | 8.9613 | 8.9586 | 8.9748 | 8.9352 | 8.9083 | 0 | 0 | 0 | 0 | 0 | 0 | 0 | 0 | 0 | 0 | 0 | 0 | 0 | 0 | 0 | 0 | 0 | 0 | 0 | 0 | 0 | 0 | 0 | 0 | 0 | 0 | 0 | 0 | 0 | 0 | 0 | 0 | 0 | 0 | 0 | 0 | 0
F2_Commercial_Restaurant_Existing_Space Heating_Natural Gas_Boiler_E2 | F2 | Commercial | Restaurant | Existing | Space Heating | Natural Gas | Boiler | E2 | RVT - Cost of Operation | 8.5346 | 8.532 | 8.5474 | 8.5097 | 8.4841 | 0 | 0 | 0 | 0 | 0 | 0 | 0 | 0 | 0 | 0 | 0 | 0 | 0 | 0 | 0 | 0 | 0 | 0 | 0 | 0 | 0 | 0 | 0 | 0 | 0 | 0 | 0 | 0 | 0 | 0 | 0 | 0 | 0 | 0 | 0 | 0 | 0
F2_Commercial_Restaurant_Existing_Space Heating_Natural Gas_Boiler_E3 | F2 | Commercial | Restaurant | Existing | Space Heating | Natural Gas | Boiler | E3 | RVT - Cost of Operation | 7.6266 | 7.6244 | 7.6381 | 7.6044 | 7.5815 | 7.5746 | 7.5823 | 7.5865 | 7.5954 | 7.6027 | 7.609 | 7.6137 | 7.6198 | 7.6265 | 7.6316 | 7.6368 | 7.642 | 7.6486 | 7.6549 | 7.663 | 7.67 | 7.6775 | 7.6837 | 7.691 | 7.6967 | 7.7019 | 7.7068 | 7.7121 | 7.7156 | 7.7195 | 7.7217 | 7.7246 | 7.7246 | 0 | 0 | 0 | 0 | 0 | 0 | 0 | 0 | 0
F2_Commercial_Restaurant_Existing_Space Heating_Natural Gas_Boiler_E4 | F2 | Commercial | Restaurant | Existing | Space Heating | Natural Gas | Boiler | E4 | RVT - Cost of Operation | 7.3153 | 7.3132 | 7.3264 | 7.294 | 7.272 | 7.2654 | 7.2728 | 7.2769 | 7.2853 | 7.2923 | 7.2984 | 7.303 | 7.3088 | 7.3152 | 7.3201 | 7.3251 | 7.33 | 7.3364 | 7.3425 | 7.3502 | 7.3569 | 7.3641 | 7.3701 | 7.3771 | 7.3825 | 7.3875 | 7.3922 | 7.3974 | 7.4007 | 7.4044 | 7.4065 | 7.4093 | 7.4093 | 0 | 0 | 0 | 0 | 0 | 0 | 0 | 0 | 0
F2_Commercial_Restaurant_Existing_Space Heating_Natural Gas_Boiler_E5 | F2 | Commercial | Restaurant | Existing | Space Heating | Natural Gas | Boiler | E5 | RVT - Cost of Operation | 5.5146 | 5.513 | 5.5229 | 5.4986 | 5.482 | 5.477 | 5.4826 | 5.4856 | 5.492 | 5.4973 | 5.5019 | 5.5053 | 5.5097 | 5.5145 | 5.5182 | 5.522 | 5.5257 | 5.5305 | 5.5351 | 5.5409 | 5.546 | 5.5514 | 5.5559 | 5.5612 | 5.5653 | 5.5691 | 5.5726 | 5.5765 | 5.579 | 5.5818 | 5.5834 | 5.5855 | 5.5855 | 0 | 0 | 0 | 0 | 0 | 0 | 0 | 0 | 0
F2_Commercial_Restaurant_Existing_Space Heating_Natural Gas_Boiler_E6 | F2 | Commercial | Restaurant | Existing | Space Heating | Natural Gas | Boiler | E6 | RVT - Cost of Operation | 0 | 0 | 0 | 0 | 0 | 0 | 0 | 0 | 0 | 0 | 0 | 0 | 0 | 0 | 0 | 0 | 0 | 0 | 0 | 0 | 0 | 0 | 0 | 0 | 0 | 0 | 0 | 0 | 0 | 0 | 0 | 0 | 0 | 0 | 0 | 0 | 0 | 0 | 0 | 0 | 0 | 0
F2_Commercial_Restaurant_Existing_Space Heating_Natural Gas_Boiler_E7 | F2 | Commercial | Restaurant | Existing | Space Heating | Natural Gas | Boiler | E7 | RVT - Cost of Operation | 0 | 0 | 0 | 0 | 0 | 0 | 0 | 0 | 0 | 0 | 0 | 0 | 0 | 0 | 0 | 0 | 0 | 0 | 0 | 0 | 0 | 0 | 0 | 0 | 0 | 0 | 0 | 0 | 0 | 0 | 0 | 0 | 0 | 0 | 0 | 0 | 0 | 0 | 0 | 0 | 0 | 0
F2_Commercial_Restaurant_Existing_Space Heating_Natural Gas_Boiler_E8 | F2 | Commercial | Restaurant | Existing | Space Heating | Natural Gas | Boiler | E8 | RVT - Cost of Operation | 0 | 0 | 0 | 0 | 0 | 0 | 0 | 0 | 0 | 0 | 0 | 0 | 0 | 0 | 0 | 0 | 0 | 0 | 0 | 0 | 0 | 0 | 0 | 0 | 0 | 0 | 0 | 0 | 0 | 0 | 0 | 0 | 0 | 0 | 0 | 0 | 0 | 0 | 0 | 0 | 0 | 0
F2_Commercial_Restaurant_Existing_Space Heating_Natural Gas_Boiler_E9 | F2 | Commercial | Restaurant | Existing | Space Heating | Natural Gas | Boiler | E9 | RVT - Cost of Operation | 0 | 0 | 0 | 0 | 0 | 0 | 0 | 0 | 0 | 0 | 0 | 0 | 0 | 0 | 0 | 0 | 0 | 0 | 0 | 0 | 0 | 0 | 0 | 0 | 0 | 0 | 0 | 0 | 0 | 0 | 0 | 0 | 0 | 0 | 0 | 0 | 0 | 0 | 0 | 0 | 0 | 0
F2_Commercial_Restaurant_Existing_Space Heating_Natural Gas_Boiler_E10 | F2 | Commercial | Restaurant | Existing | Space Heating | Natural Gas | Boiler | E10 | RVT - Cost of Operation | 0 | 0 | 0 | 0 | 0 | 0 | 0 | 0 | 0 | 0 | 0 | 0 | 0 | 0 | 0 | 0 | 0 | 0 | 0 | 0 | 0 | 0 | 0 | 0 | 0 | 0 | 0 | 0 | 0 | 0 | 0 | 0 | 0 | 0 | 0 | 0 | 0 | 0 | 0 | 0 | 0 | 0
F3_Commercial_Restaurant_Existing_Space Heating_Natural Gas_Boiler_E1 | F3 | Commercial | Restaurant | Existing | Space Heating | Natural Gas | Boiler | E1 | System - kBTUs of Consumption | 0.19691 | 0.19691 | 0.19691 | 0.19691 | 0.19691 | 0 | 0 | 0 | 0 | 0 | 0 | 0 | 0 | 0 | 0 | 0 | 0 | 0 | 0 | 0 | 0 | 0 | 0 | 0 | 0 | 0 | 0 | 0 | 0 | 0 | 0 | 0 | 0 | 0 | 0 | 0 | 0 | 0 | 0 | 0 | 0 | 0
F3_Commercial_Restaurant_Existing_Space Heating_Natural Gas_Boiler_E2 | F3 | Commercial | Restaurant | Existing | Space Heating | Natural Gas | Boiler | E2 | System - kBTUs of Consumption | 0.20355 | 0.20355 | 0.20355 | 0.20355 | 0.20355 | 0 | 0 | 0 | 0 | 0 | 0 | 0 | 0 | 0 | 0 | 0 | 0 | 0 | 0 | 0 | 0 | 0 | 0 | 0 | 0 | 0 | 0 | 0 | 0 | 0 | 0 | 0 | 0 | 0 | 0 | 0 | 0 | 0 | 0 | 0 | 0 | 0
F3_Commercial_Restaurant_Existing_Space Heating_Natural Gas_Boiler_E3 | F3 | Commercial | Restaurant | Existing | Space Heating | Natural Gas | Boiler | E3 | System - kBTUs of Consumption | 0.31996 | 0.31996 | 0.31996 | 0.31996 | 0.31996 | 0.31996 | 0.31996 | 0.31996 | 0.31996 | 0.31996 | 0.31996 | 0.31996 | 0.31996 | 0.31996 | 0.31996 | 0.31996 | 0.31996 | 0.31996 | 0.31996 | 0.31996 | 0.31996 | 0.31996 | 0.31996 | 0.31996 | 0.31996 | 0.31996 | 0.31996 | 0.31996 | 0.31996 | 0.31996 | 0.31996 | 0.31996 | 0.31996 | 0 | 0 | 0 | 0 | 0 | 0 | 0 | 0 | 0
F3_Commercial_Restaurant_Existing_Space Heating_Natural Gas_Boiler_E4 | F3 | Commercial | Restaurant | Existing | Space Heating | Natural Gas | Boiler | E4 | System - kBTUs of Consumption | 0.34992 | 0.34992 | 0.34992 | 0.34992 | 0.34992 | 0.34992 | 0.34992 | 0.34992 | 0.34992 | 0.34992 | 0.34992 | 0.34992 | 0.34992 | 0.34992 | 0.34992 | 0.34992 | 0.34992 | 0.34992 | 0.34992 | 0.34992 | 0.34992 | 0.34992 | 0.34992 | 0.34992 | 0.34992 | 0.34992 | 0.34992 | 0.34992 | 0.34992 | 0.34992 | 0.34992 | 0.34992 | 0.34992 | 0 | 0 | 0 | 0 | 0 | 0 | 0 | 0 | 0
F3_Commercial_Restaurant_Existing_Space Heating_Natural Gas_Boiler_E5 | F3 | Commercial | Restaurant | Existing | Space Heating | Natural Gas | Boiler | E5 | System - kBTUs of Consumption | 1.1838 | 1.1838 | 1.1838 | 1.1838 | 1.1838 | 1.1838 | 1.1838 | 1.1838 | 1.1838 | 1.1838 | 1.1838 | 1.1838 | 1.1838 | 1.1838 | 1.1838 | 1.1838 | 1.1838 | 1.1838 | 1.1838 | 1.1838 | 1.1838 | 1.1838 | 1.1838 | 1.1838 | 1.1838 | 1.1838 | 1.1838 | 1.1838 | 1.1838 | 1.1838 | 1.1838 | 1.1838 | 1.1838 | 0 | 0 | 0 | 0 | 0 | 0 | 0 | 0 | 0
F3_Commercial_Restaurant_Existing_Space Heating_Natural Gas_Boiler_E6 | F3 | Commercial | Restaurant | Existing | Space Heating | Natural Gas | Boiler | E6 | System - kBTUs of Consumption | 0 | 0 | 0 | 0 | 0 | 0 | 0 | 0 | 0 | 0 | 0 | 0 | 0 | 0 | 0 | 0 | 0 | 0 | 0 | 0 | 0 | 0 | 0 | 0 | 0 | 0 | 0 | 0 | 0 | 0 | 0 | 0 | 0 | 0 | 0 | 0 | 0 | 0 | 0 | 0 | 0 | 0
F3_Commercial_Restaurant_Existing_Space Heating_Natural Gas_Boiler_E7 | F3 | Commercial | Restaurant | Existing | Space Heating | Natural Gas | Boiler | E7 | System - kBTUs of Consumption | 0 | 0 | 0 | 0 | 0 | 0 | 0 | 0 | 0 | 0 | 0 | 0 | 0 | 0 | 0 | 0 | 0 | 0 | 0 | 0 | 0 | 0 | 0 | 0 | 0 | 0 | 0 | 0 | 0 | 0 | 0 | 0 | 0 | 0 | 0 | 0 | 0 | 0 | 0 | 0 | 0 | 0
F3_Commercial_Restaurant_Existing_Space Heating_Natural Gas_Boiler_E8 | F3 | Commercial | Restaurant | Existing | Space Heating | Natural Gas | Boiler | E8 | System - kBTUs of Consumption | 0 | 0 | 0 | 0 | 0 | 0 | 0 | 0 | 0 | 0 | 0 | 0 | 0 | 0 | 0 | 0 | 0 | 0 | 0 | 0 | 0 | 0 | 0 | 0 | 0 | 0 | 0 | 0 | 0 | 0 | 0 | 0 | 0 | 0 | 0 | 0 | 0 | 0 | 0 | 0 | 0 | 0
F3_Commercial_Restaurant_Existing_Space Heating_Natural Gas_Boiler_E9 | F3 | Commercial | Restaurant | Existing | Space Heating | Natural Gas | Boiler | E9 | System - kBTUs of Consumption | 0 | 0 | 0 | 0 | 0 | 0 | 0 | 0 | 0 | 0 | 0 | 0 | 0 | 0 | 0 | 0 | 0 | 0 | 0 | 0 | 0 | 0 | 0 | 0 | 0 | 0 | 0 | 0 | 0 | 0 | 0 | 0 | 0 | 0 | 0 | 0 | 0 | 0 | 0 | 0 | 0 | 0
F3_Commercial_Restaurant_Existing_Space Heating_Natural Gas_Boiler_E10 | F3 | Commercial | Restaurant | Existing | Space Heating | Natural Gas | Boiler | E10 | System - kBTUs of Consumption | 0 | 0 | 0 | 0 | 0 | 0 | 0 | 0 | 0 | 0 | 0 | 0 | 0 | 0 | 0 | 0 | 0 | 0 | 0 | 0 | 0 | 0 | 0 | 0 | 0 | 0 | 0 | 0 | 0 | 0 | 0 | 0 | 0 | 0 | 0 | 0 | 0 | 0 | 0 | 0 | 0 | 0
F4_Commercial_Restaurant_Existing_Space Heating_Natural Gas_Boiler_E1 | F4 | Commercial | Restaurant | Existing | Space Heating | Natural Gas | Boiler | E1 | Utility - Cost of Equipment | 8.9613 | 8.9586 | 8.9748 | 8.9352 | 8.9083 | 0 | 0 | 0 | 0 | 0 | 0 | 0 | 0 | 0 | 0 | 0 | 0 | 0 | 0 | 0 | 0 | 0 | 0 | 0 | 0 | 0 | 0 | 0 | 0 | 0 | 0 | 0 | 0 | 0 | 0 | 0 | 0 | 0 | 0 | 0 | 0 | 0
F4_Commercial_Restaurant_Existing_Space Heating_Natural Gas_Boiler_E2 | F4 | Commercial | Restaurant | Existing | Space Heating | Natural Gas | Boiler | E2 | Utility - Cost of Equipment | 8.5346 | 8.532 | 8.5474 | 8.5097 | 8.4841 | 0 | 0 | 0 | 0 | 0 | 0 | 0 | 0 | 0 | 0 | 0 | 0 | 0 | 0 | 0 | 0 | 0 | 0 | 0 | 0 | 0 | 0 | 0 | 0 | 0 | 0 | 0 | 0 | 0 | 0 | 0 | 0 | 0 | 0 | 0 | 0 | 0
F4_Commercial_Restaurant_Existing_Space Heating_Natural Gas_Boiler_E3 | F4 | Commercial | Restaurant | Existing | Space Heating | Natural Gas | Boiler | E3 | Utility - Cost of Equipment | 7.6266 | 7.6244 | 7.6381 | 7.6044 | 7.5815 | 7.5746 | 7.5823 | 7.5865 | 7.5954 | 7.6027 | 7.609 | 7.6137 | 7.6198 | 7.6265 | 7.6316 | 7.6368 | 7.642 | 7.6486 | 7.6549 | 7.663 | 7.67 | 7.6775 | 7.6837 | 7.691 | 7.6967 | 7.7019 | 7.7068 | 7.7121 | 7.7156 | 7.7195 | 7.7217 | 7.7246 | 7.7246 | 0 | 0 | 0 | 0 | 0 | 0 | 0 | 0 | 0
F4_Commercial_Restaurant_Existing_Space Heating_Natural Gas_Boiler_E4 | F4 | Commercial | Restaurant | Existing | Space Heating | Natural Gas | Boiler | E4 | Utility - Cost of Equipment | 7.3153 | 7.3132 | 7.3264 | 7.294 | 7.272 | 7.2654 | 7.2728 | 7.2769 | 7.2853 | 7.2923 | 7.2984 | 7.303 | 7.3088 | 7.3152 | 7.3201 | 7.3251 | 7.33 | 7.3364 | 7.3425 | 7.3502 | 7.3569 | 7.3641 | 7.3701 | 7.3771 | 7.3825 | 7.3875 | 7.3922 | 7.3974 | 7.4007 | 7.4044 | 7.4065 | 7.4093 | 7.4093 | 0 | 0 | 0 | 0 | 0 | 0 | 0 | 0 | 0
F4_Commercial_Restaurant_Existing_Space Heating_Natural Gas_Boiler_E5 | F4 | Commercial | Restaurant | Existing | Space Heating | Natural Gas | Boiler | E5 | Utility - Cost of Equipment | 5.5146 | 5.513 | 5.5229 | 5.4986 | 5.482 | 5.477 | 5.4826 | 5.4856 | 5.492 | 5.4973 | 5.5019 | 5.5053 | 5.5097 | 5.5145 | 5.5182 | 5.522 | 5.5257 | 5.5305 | 5.5351 | 5.5409 | 5.546 | 5.5514 | 5.5559 | 5.5612 | 5.5653 | 5.5691 | 5.5726 | 5.5765 | 5.579 | 5.5818 | 5.5834 | 5.5855 | 5.5855 | 0 | 0 | 0 | 0 | 0 | 0 | 0 | 0 | 0
F4_Commercial_Restaurant_Existing_Space Heating_Natural Gas_Boiler_E6 | F4 | Commercial | Restaurant | Existing | Space Heating | Natural Gas | Boiler | E6 | Utility - Cost of Equipment | 0 | 0 | 0 | 0 | 0 | 0 | 0 | 0 | 0 | 0 | 0 | 0 | 0 | 0 | 0 | 0 | 0 | 0 | 0 | 0 | 0 | 0 | 0 | 0 | 0 | 0 | 0 | 0 | 0 | 0 | 0 | 0 | 0 | 0 | 0 | 0 | 0 | 0 | 0 | 0 | 0 | 0
F4_Commercial_Restaurant_Existing_Space Heating_Natural Gas_Boiler_E7 | F4 | Commercial | Restaurant | Existing | Space Heating | Natural Gas | Boiler | E7 | Utility - Cost of Equipment | 0 | 0 | 0 | 0 | 0 | 0 | 0 | 0 | 0 | 0 | 0 | 0 | 0 | 0 | 0 | 0 | 0 | 0 | 0 | 0 | 0 | 0 | 0 | 0 | 0 | 0 | 0 | 0 | 0 | 0 | 0 | 0 | 0 | 0 | 0 | 0 | 0 | 0 | 0 | 0 | 0 | 0
F4_Commercial_Restaurant_Existing_Space Heating_Natural Gas_Boiler_E8 | F4 | Commercial | Restaurant | Existing | Space Heating | Natural Gas | Boiler | E8 | Utility - Cost of Equipment | 0 | 0 | 0 | 0 | 0 | 0 | 0 | 0 | 0 | 0 | 0 | 0 | 0 | 0 | 0 | 0 | 0 | 0 | 0 | 0 | 0 | 0 | 0 | 0 | 0 | 0 | 0 | 0 | 0 | 0 | 0 | 0 | 0 | 0 | 0 | 0 | 0 | 0 | 0 | 0 | 0 | 0
F4_Commercial_Restaurant_Existing_Space Heating_Natural Gas_Boiler_E9 | F4 | Commercial | Restaurant | Existing | Space Heating | Natural Gas | Boiler | E9 | Utility - Cost of Equipment | 0 | 0 | 0 | 0 | 0 | 0 | 0 | 0 | 0 | 0 | 0 | 0 | 0 | 0 | 0 | 0 | 0 | 0 | 0 | 0 | 0 | 0 | 0 | 0 | 0 | 0 | 0 | 0 | 0 | 0 | 0 | 0 | 0 | 0 | 0 | 0 | 0 | 0 | 0 | 0 | 0 | 0
F4_Commercial_Restaurant_Existing_Space Heating_Natural Gas_Boiler_E10 | F4 | Commercial | Restaurant | Existing | Space Heating | Natural Gas | Boiler | E10 | Utility - Cost of Equipment | 0 | 0 | 0 | 0 | 0 | 0 | 0 | 0 | 0 | 0 | 0 | 0 | 0 | 0 | 0 | 0 | 0 | 0 | 0 | 0 | 0 | 0 | 0 | 0 | 0 | 0 | 0 | 0 | 0 | 0 | 0 | 0 | 0 | 0 | 0 | 0 | 0 | 0 | 0 | 0 | 0 | 0
F5_Commercial_Restaurant_Existing_Space Heating_Natural Gas_Boiler_E1 | F5 | Commercial | Restaurant | Existing | Space Heating | Natural Gas | Boiler | E1 | Utility - Cost of Operation | 0.19691 | 0.19691 | 0.19691 | 0.19691 | 0.19691 | 0 | 0 | 0 | 0 | 0 | 0 | 0 | 0 | 0 | 0 | 0 | 0 | 0 | 0 | 0 | 0 | 0 | 0 | 0 | 0 | 0 | 0 | 0 | 0 | 0 | 0 | 0 | 0 | 0 | 0 | 0 | 0 | 0 | 0 | 0 | 0 | 0
F5_Commercial_Restaurant_Existing_Space Heating_Natural Gas_Boiler_E2 | F5 | Commercial | Restaurant | Existing | Space Heating | Natural Gas | Boiler | E2 | Utility - Cost of Operation | 0.20355 | 0.20355 | 0.20355 | 0.20355 | 0.20355 | 0 | 0 | 0 | 0 | 0 | 0 | 0 | 0 | 0 | 0 | 0 | 0 | 0 | 0 | 0 | 0 | 0 | 0 | 0 | 0 | 0 | 0 | 0 | 0 | 0 | 0 | 0 | 0 | 0 | 0 | 0 | 0 | 0 | 0 | 0 | 0 | 0
F5_Commercial_Restaurant_Existing_Space Heating_Natural Gas_Boiler_E3 | F5 | Commercial | Restaurant | Existing | Space Heating | Natural Gas | Boiler | E3 | Utility - Cost of Operation | 0.31996 | 0.31996 | 0.31996 | 0.31996 | 0.31996 | 0.31996 | 0.31996 | 0.31996 | 0.31996 | 0.31996 | 0.31996 | 0.31996 | 0.31996 | 0.31996 | 0.31996 | 0.31996 | 0.31996 | 0.31996 | 0.31996 | 0.31996 | 0.31996 | 0.31996 | 0.31996 | 0.31996 | 0.31996 | 0.31996 | 0.31996 | 0.31996 | 0.31996 | 0.31996 | 0.31996 | 0.31996 | 0.31996 | 0 | 0 | 0 | 0 | 0 | 0 | 0 | 0 | 0
F5_Commercial_Restaurant_Existing_Space Heating_Natural Gas_Boiler_E4 | F5 | Commercial | Restaurant | Existing | Space Heating | Natural Gas | Boiler | E4 | Utility - Cost of Operation | 0.34992 | 0.34992 | 0.34992 | 0.34992 | 0.34992 | 0.34992 | 0.34992 | 0.34992 | 0.34992 | 0.34992 | 0.34992 | 0.34992 | 0.34992 | 0.34992 | 0.34992 | 0.34992 | 0.34992 | 0.34992 | 0.34992 | 0.34992 | 0.34992 | 0.34992 | 0.34992 | 0.34992 | 0.34992 | 0.34992 | 0.34992 | 0.34992 | 0.34992 | 0.34992 | 0.34992 | 0.34992 | 0.34992 | 0 | 0 | 0 | 0 | 0 | 0 | 0 | 0 | 0
F5_Commercial_Restaurant_Existing_Space Heating_Natural Gas_Boiler_E5 | F5 | Commercial | Restaurant | Existing | Space Heating | Natural Gas | Boiler | E5 | Utility - Cost of Operation | 1.1838 | 1.1838 | 1.1838 | 1.1838 | 1.1838 | 1.1838 | 1.1838 | 1.1838 | 1.1838 | 1.1838 | 1.1838 | 1.1838 | 1.1838 | 1.1838 | 1.1838 | 1.1838 | 1.1838 | 1.1838 | 1.1838 | 1.1838 | 1.1838 | 1.1838 | 1.1838 | 1.1838 | 1.1838 | 1.1838 | 1.1838 | 1.1838 | 1.1838 | 1.1838 | 1.1838 | 1.1838 | 1.1838 | 0 | 0 | 0 | 0 | 0 | 0 | 0 | 0 | 0
F5_Commercial_Restaurant_Existing_Space Heating_Natural Gas_Boiler_E6 | F5 | Commercial | Restaurant | Existing | Space Heating | Natural Gas | Boiler | E6 | Utility - Cost of Operation | 0 | 0 | 0 | 0 | 0 | 0 | 0 | 0 | 0 | 0 | 0 | 0 | 0 | 0 | 0 | 0 | 0 | 0 | 0 | 0 | 0 | 0 | 0 | 0 | 0 | 0 | 0 | 0 | 0 | 0 | 0 | 0 | 0 | 0 | 0 | 0 | 0 | 0 | 0 | 0 | 0 | 0
F5_Commercial_Restaurant_Existing_Space Heating_Natural Gas_Boiler_E7 | F5 | Commercial | Restaurant | Existing | Space Heating | Natural Gas | Boiler | E7 | Utility - Cost of Operation | 0 | 0 | 0 | 0 | 0 | 0 | 0 | 0 | 0 | 0 | 0 | 0 | 0 | 0 | 0 | 0 | 0 | 0 | 0 | 0 | 0 | 0 | 0 | 0 | 0 | 0 | 0 | 0 | 0 | 0 | 0 | 0 | 0 | 0 | 0 | 0 | 0 | 0 | 0 | 0 | 0 | 0
F5_Commercial_Restaurant_Existing_Space Heating_Natural Gas_Boiler_E8 | F5 | Commercial | Restaurant | Existing | Space Heating | Natural Gas | Boiler | E8 | Utility - Cost of Operation | 0 | 0 | 0 | 0 | 0 | 0 | 0 | 0 | 0 | 0 | 0 | 0 | 0 | 0 | 0 | 0 | 0 | 0 | 0 | 0 | 0 | 0 | 0 | 0 | 0 | 0 | 0 | 0 | 0 | 0 | 0 | 0 | 0 | 0 | 0 | 0 | 0 | 0 | 0 | 0 | 0 | 0
F5_Commercial_Restaurant_Existing_Space Heating_Natural Gas_Boiler_E9 | F5 | Commercial | Restaurant | Existing | Space Heating | Natural Gas | Boiler | E9 | Utility - Cost of Operation | 0 | 0 | 0 | 0 | 0 | 0 | 0 | 0 | 0 | 0 | 0 | 0 | 0 | 0 | 0 | 0 | 0 | 0 | 0 | 0 | 0 | 0 | 0 | 0 | 0 | 0 | 0 | 0 | 0 | 0 | 0 | 0 | 0 | 0 | 0 | 0 | 0 | 0 | 0 | 0 | 0 | 0
F5_Commercial_Restaurant_Existing_Space Heating_Natural Gas_Boiler_E10 | F5 | Commercial | Restaurant | Existing | Space Heating | Natural Gas | Boiler | E10 | Utility - Cost of Operation | 0 | 0 | 0 | 0 | 0 | 0 | 0 | 0 | 0 | 0 | 0 | 0 | 0 | 0 | 0 | 0 | 0 | 0 | 0 | 0 | 0 | 0 | 0 | 0 | 0 | 0 | 0 | 0 | 0 | 0 | 0 | 0 | 0 | 0 | 0 | 0 | 0 | 0 | 0 | 0 | 0 | 0
F6_Commercial_Restaurant_Existing_Space Heating_Natural Gas_Boiler_E1 | F6 | Commercial | Restaurant | Existing | Space Heating | Natural Gas | Boiler | E1 | Utility - Value of Sales | 3.392 | 3.3813 | 3.3746 | 3.3528 | 3.334 | 0 | 0 | 0 | 0 | 0 | 0 | 0 | 0 | 0 | 0 | 0 | 0 | 0 | 0 | 0 | 0 | 0 | 0 | 0 | 0 | 0 | 0 | 0 | 0 | 0 | 0 | 0 | 0 | 0 | 0 | 0 | 0 | 0 | 0 | 0 | 0 | 0
F6_Commercial_Restaurant_Existing_Space Heating_Natural Gas_Boiler_E2 | F6 | Commercial | Restaurant | Existing | Space Heating | Natural Gas | Boiler | E2 | Utility - Value of Sales | 3.2305 | 3.2203 | 3.2139 | 3.1932 | 3.1753 | 0 | 0 | 0 | 0 | 0 | 0 | 0 | 0 | 0 | 0 | 0 | 0 | 0 | 0 | 0 | 0 | 0 | 0 | 0 | 0 | 0 | 0 | 0 | 0 | 0 | 0 | 0 | 0 | 0 | 0 | 0 | 0 | 0 | 0 | 0 | 0 | 0
F6_Commercial_Restaurant_Existing_Space Heating_Natural Gas_Boiler_E3 | F6 | Commercial | Restaurant | Existing | Space Heating | Natural Gas | Boiler | E3 | Utility - Value of Sales | 2.8868 | 2.8777 | 2.872 | 2.8535 | 2.8375 | 2.8216 | 2.8061 | 2.7908 | 2.7759 | 2.7613 | 2.7473 | 2.7337 | 2.7207 | 2.7083 | 2.6965 | 2.6854 | 2.675 | 2.6652 | 2.656 | 2.6476 | 2.6397 | 2.6325 | 2.626 | 2.6201 | 2.6149 | 2.6103 | 2.6064 | 2.6032 | 2.6005 | 2.5986 | 2.5973 | 2.5966 | 2.5966 | 0 | 0 | 0 | 0 | 0 | 0 | 0 | 0 | 0
F6_Commercial_Restaurant_Existing_Space Heating_Natural Gas_Boiler_E4 | F6 | Commercial | Restaurant | Existing | Space Heating | Natural Gas | Boiler | E4 | Utility - Value of Sales | 2.769 | 2.7602 | 2.7547 | 2.737 | 2.7216 | 2.7065 | 2.6915 | 2.6769 | 2.6626 | 2.6486 | 2.6351 | 2.6221 | 2.6096 | 2.5977 | 2.5865 | 2.5758 | 2.5658 | 2.5564 | 2.5476 | 2.5395 | 2.532 | 2.5251 | 2.5188 | 2.5132 | 2.5082 | 2.5038 | 2.5 | 2.4969 | 2.4944 | 2.4925 | 2.4913 | 2.4906 | 2.4906 | 0 | 0 | 0 | 0 | 0 | 0 | 0 | 0 | 0
F6_Commercial_Restaurant_Existing_Space Heating_Natural Gas_Boiler_E5 | F6 | Commercial | Restaurant | Existing | Space Heating | Natural Gas | Boiler | E5 | Utility - Value of Sales | 2.0874 | 2.0808 | 2.0767 | 2.0633 | 2.0517 | 2.0403 | 2.029 | 2.0179 | 2.0072 | 1.9967 | 1.9865 | 1.9767 | 1.9673 | 1.9583 | 1.9498 | 1.9418 | 1.9342 | 1.9271 | 1.9205 | 1.9144 | 1.9087 | 1.9035 | 1.8988 | 1.8946 | 1.8908 | 1.8875 | 1.8846 | 1.8823 | 1.8804 | 1.879 | 1.878 | 1.8776 | 1.8776 | 0 | 0 | 0 | 0 | 0 | 0 | 0 | 0 | 0
F6_Commercial_Restaurant_Existing_Space Heating_Natural Gas_Boiler_E6 | F6 | Commercial | Restaurant | Existing | Space Heating | Natural Gas | Boiler | E6 | Utility - Value of Sales | 0 | 0 | 0 | 0 | 0 | 0 | 0 | 0 | 0 | 0 | 0 | 0 | 0 | 0 | 0 | 0 | 0 | 0 | 0 | 0 | 0 | 0 | 0 | 0 | 0 | 0 | 0 | 0 | 0 | 0 | 0 | 0 | 0 | 0 | 0 | 0 | 0 | 0 | 0 | 0 | 0 | 0
F6_Commercial_Restaurant_Existing_Space Heating_Natural Gas_Boiler_E7 | F6 | Commercial | Restaurant | Existing | Space Heating | Natural Gas | Boiler | E7 | Utility - Value of Sales | 0 | 0 | 0 | 0 | 0 | 0 | 0 | 0 | 0 | 0 | 0 | 0 | 0 | 0 | 0 | 0 | 0 | 0 | 0 | 0 | 0 | 0 | 0 | 0 | 0 | 0 | 0 | 0 | 0 | 0 | 0 | 0 | 0 | 0 | 0 | 0 | 0 | 0 | 0 | 0 | 0 | 0
F6_Commercial_Restaurant_Existing_Space Heating_Natural Gas_Boiler_E8 | F6 | Commercial | Restaurant | Existing | Space Heating | Natural Gas | Boiler | E8 | Utility - Value of Sales | 0 | 0 | 0 | 0 | 0 | 0 | 0 | 0 | 0 | 0 | 0 | 0 | 0 | 0 | 0 | 0 | 0 | 0 | 0 | 0 | 0 | 0 | 0 | 0 | 0 | 0 | 0 | 0 | 0 | 0 | 0 | 0 | 0 | 0 | 0 | 0 | 0 | 0 | 0 | 0 | 0 | 0
F6_Commercial_Restaurant_Existing_Space Heating_Natural Gas_Boiler_E9 | F6 | Commercial | Restaurant | Existing | Space Heating | Natural Gas | Boiler | E9 | Utility - Value of Sales | 0 | 0 | 0 | 0 | 0 | 0 | 0 | 0 | 0 | 0 | 0 | 0 | 0 | 0 | 0 | 0 | 0 | 0 | 0 | 0 | 0 | 0 | 0 | 0 | 0 | 0 | 0 | 0 | 0 | 0 | 0 | 0 | 0 | 0 | 0 | 0 | 0 | 0 | 0 | 0 | 0 | 0
F6_Commercial_Restaurant_Existing_Space Heating_Natural Gas_Boiler_E10 | F6 | Commercial | Restaurant | Existing | Space Heating | Natural Gas | Boiler | E10 | Utility - Value of Sales | 0 | 0 | 0 | 0 | 0 | 0 | 0 | 0 | 0 | 0 | 0 | 0 | 0 | 0 | 0 | 0 | 0 | 0 | 0 | 0 | 0 | 0 | 0 | 0 | 0 | 0 | 0 | 0 | 0 | 0 | 0 | 0 | 0 | 0 | 0 | 0 | 0 | 0 | 0 | 0 | 0 | 0
F1_Commercial_Restaurant_Existing_Space Heating_Natural Gas_Unit Heater_E1 | F1 | Commercial | Restaurant | Existing | Space Heating | Natural Gas | Unit Heater | E1 | RVT - Cost of Equipment | 0.73748 | 0.73683 | 0.73879 | 0.73286 | 0.72865 | 0 | 0 | 0 | 0 | 0 | 0 | 0 | 0 | 0 | 0 | 0 | 0 | 0 | 0 | 0 | 0 | 0 | 0 | 0 | 0 | 0 | 0 | 0 | 0 | 0 | 0 | 0 | 0 | 0 | 0 | 0 | 0 | 0 | 0 | 0 | 0 | 0
F1_Commercial_Restaurant_Existing_Space Heating_Natural Gas_Unit Heater_E2 | F1 | Commercial | Restaurant | Existing | Space Heating | Natural Gas | Unit Heater | E2 | RVT - Cost of Equipment | 0.66365 | 0.66307 | 0.66483 | 0.65949 | 0.6557 | 0.65425 | 0.6549 | 0.65499 | 0.6557 | 0.65618 | 0.65649 | 0.6566 | 0.65691 | 0.65735 | 0.65759 | 0.65792 | 0.65828 | 0.65894 | 0.65961 | 0.66062 | 0.66152 | 0.66255 | 0.66343 | 0.66452 | 0.66536 | 0.66613 | 0.66686 | 0.66765 | 0.66817 | 0.66875 | 0.66907 | 0.6695 | 0.6695 | 0 | 0 | 0 | 0 | 0 | 0 | 0 | 0 | 0
F1_Commercial_Restaurant_Existing_Space Heating_Natural Gas_Unit Heater_E3 | F1 | Commercial | Restaurant | Existing | Space Heating | Natural Gas | Unit Heater | E3 | RVT - Cost of Equipment | 0.57316 | 0.57265 | 0.57418 | 0.56957 | 0.56629 | 0.56504 | 0.56561 | 0.56568 | 0.5663 | 0.5667 | 0.56697 | 0.56707 | 0.56734 | 0.56772 | 0.56793 | 0.56821 | 0.56853 | 0.56909 | 0.56967 | 0.57055 | 0.57132 | 0.57221 | 0.57297 | 0.57391 | 0.57463 | 0.5753 | 0.57593 | 0.57662 | 0.57707 | 0.57756 | 0.57784 | 0.57822 | 0.57822 | 0 | 0 | 0 | 0 | 0 | 0 | 0 | 0 | 0
F1_Commercial_Restaurant_Existing_Space Heating_Natural Gas_Unit Heater_E4 | F1 | Commercial | Restaurant | Existing | Space Heating | Natural Gas | Unit Heater | E4 | RVT - Cost of Equipment | 0 | 0 | 0 | 0 | 0 | 0 | 0 | 0 | 0 | 0 | 0 | 0 | 0 | 0 | 0 | 0 | 0 | 0 | 0 | 0 | 0 | 0 | 0 | 0 | 0 | 0 | 0 | 0 | 0 | 0 | 0 | 0 | 0 | 0 | 0 | 0 | 0 | 0 | 0 | 0 | 0 | 0
F1_Commercial_Restaurant_Existing_Space Heating_Natural Gas_Unit Heater_E5 | F1 | Commercial | Restaurant | Existing | Space Heating | Natural Gas | Unit Heater | E5 | RVT - Cost of Equipment | 0 | 0 | 0 | 0 | 0 | 0 | 0 | 0 | 0 | 0 | 0 | 0 | 0 | 0 | 0 | 0 | 0 | 0 | 0 | 0 | 0 | 0 | 0 | 0 | 0 | 0 | 0 | 0 | 0 | 0 | 0 | 0 | 0 | 0 | 0 | 0 | 0 | 0 | 0 | 0 | 0 | 0
F1_Commercial_Restaurant_Existing_Space Heating_Natural Gas_Unit Heater_E6 | F1 | Commercial | Restaurant | Existing | Space Heating | Natural Gas | Unit Heater | E6 | RVT - Cost of Equipment | 0 | 0 | 0 | 0 | 0 | 0 | 0 | 0 | 0 | 0 | 0 | 0 | 0 | 0 | 0 | 0 | 0 | 0 | 0 | 0 | 0 | 0 | 0 | 0 | 0 | 0 | 0 | 0 | 0 | 0 | 0 | 0 | 0 | 0 | 0 | 0 | 0 | 0 | 0 | 0 | 0 | 0
F1_Commercial_Restaurant_Existing_Space Heating_Natural Gas_Unit Heater_E7 | F1 | Commercial | Restaurant | Existing | Space Heating | Natural Gas | Unit Heater | E7 | RVT - Cost of Equipment | 0 | 0 | 0 | 0 | 0 | 0 | 0 | 0 | 0 | 0 | 0 | 0 | 0 | 0 | 0 | 0 | 0 | 0 | 0 | 0 | 0 | 0 | 0 | 0 | 0 | 0 | 0 | 0 | 0 | 0 | 0 | 0 | 0 | 0 | 0 | 0 | 0 | 0 | 0 | 0 | 0 | 0
F1_Commercial_Restaurant_Existing_Space Heating_Natural Gas_Unit Heater_E8 | F1 | Commercial | Restaurant | Existing | Space Heating | Natural Gas | Unit Heater | E8 | RVT - Cost of Equipment | 0 | 0 | 0 | 0 | 0 | 0 | 0 | 0 | 0 | 0 | 0 | 0 | 0 | 0 | 0 | 0 | 0 | 0 | 0 | 0 | 0 | 0 | 0 | 0 | 0 | 0 | 0 | 0 | 0 | 0 | 0 | 0 | 0 | 0 | 0 | 0 | 0 | 0 | 0 | 0 | 0 | 0
F1_Commercial_Restaurant_Existing_Space Heating_Natural Gas_Unit Heater_E9 | F1 | Commercial | Restaurant | Existing | Space Heating | Natural Gas | Unit Heater | E9 | RVT - Cost of Equipment | 0 | 0 | 0 | 0 | 0 | 0 | 0 | 0 | 0 | 0 | 0 | 0 | 0 | 0 | 0 | 0 | 0 | 0 | 0 | 0 | 0 | 0 | 0 | 0 | 0 | 0 | 0 | 0 | 0 | 0 | 0 | 0 | 0 | 0 | 0 | 0 | 0 | 0 | 0 | 0 | 0 | 0
F1_Commercial_Restaurant_Existing_Space Heating_Natural Gas_Unit Heater_E10 | F1 | Commercial | Restaurant | Existing | Space Heating | Natural Gas | Unit Heater | E10 | RVT - Cost of Equipment | 0 | 0 | 0 | 0 | 0 | 0 | 0 | 0 | 0 | 0 | 0 | 0 | 0 | 0 | 0 | 0 | 0 | 0 | 0 | 0 | 0 | 0 | 0 | 0 | 0 | 0 | 0 | 0 | 0 | 0 | 0 | 0 | 0 | 0 | 0 | 0 | 0 | 0 | 0 | 0 | 0 | 0
F2_Commercial_Restaurant_Existing_Space Heating_Natural Gas_Unit Heater_E1 | F2 | Commercial | Restaurant | Existing | Space Heating | Natural Gas | Unit Heater | E1 | RVT - Cost of Operation | 0.88355 | 0.88277 | 0.88512 | 0.87801 | 0.87297 | 0 | 0 | 0 | 0 | 0 | 0 | 0 | 0 | 0 | 0 | 0 | 0 | 0 | 0 | 0 | 0 | 0 | 0 | 0 | 0 | 0 | 0 | 0 | 0 | 0 | 0 | 0 | 0 | 0 | 0 | 0 | 0 | 0 | 0 | 0 | 0 | 0
F2_Commercial_Restaurant_Existing_Space Heating_Natural Gas_Unit Heater_E2 | F2 | Commercial | Restaurant | Existing | Space Heating | Natural Gas | Unit Heater | E2 | RVT - Cost of Operation | 0.79509 | 0.7944 | 0.79651 | 0.79011 | 0.78557 | 0.78383 | 0.78462 | 0.78472 | 0.78558 | 0.78614 | 0.78652 | 0.78665 | 0.78702 | 0.78755 | 0.78784 | 0.78823 | 0.78867 | 0.78945 | 0.79026 | 0.79147 | 0.79254 | 0.79378 | 0.79483 | 0.79614 | 0.79714 | 0.79807 | 0.79894 | 0.79989 | 0.80051 | 0.8012 | 0.80159 | 0.80211 | 0.80211 | 0 | 0 | 0 | 0 | 0 | 0 | 0 | 0 | 0
F2_Commercial_Restaurant_Existing_Space Heating_Natural Gas_Unit Heater_E3 | F2 | Commercial | Restaurant | Existing | Space Heating | Natural Gas | Unit Heater | E3 | RVT - Cost of Operation | 0.68668 | 0.68608 | 0.6879 | 0.68238 | 0.67846 | 0.67696 | 0.67763 | 0.67772 | 0.67846 | 0.67895 | 0.67927 | 0.67939 | 0.67971 | 0.68017 | 0.68041 | 0.68076 | 0.68113 | 0.68181 | 0.68251 | 0.68355 | 0.68448 | 0.68555 | 0.68645 | 0.68758 | 0.68845 | 0.68925 | 0.69 | 0.69083 | 0.69136 | 0.69196 | 0.69229 | 0.69274 | 0.69274 | 0 | 0 | 0 | 0 | 0 | 0 | 0 | 0 | 0
F2_Commercial_Restaurant_Existing_Space Heating_Natural Gas_Unit Heater_E4 | F2 | Commercial | Restaurant | Existing | Space Heating | Natural Gas | Unit Heater | E4 | RVT - Cost of Operation | 0 | 0 | 0 | 0 | 0 | 0 | 0 | 0 | 0 | 0 | 0 | 0 | 0 | 0 | 0 | 0 | 0 | 0 | 0 | 0 | 0 | 0 | 0 | 0 | 0 | 0 | 0 | 0 | 0 | 0 | 0 | 0 | 0 | 0 | 0 | 0 | 0 | 0 | 0 | 0 | 0 | 0
F2_Commercial_Restaurant_Existing_Space Heating_Natural Gas_Unit Heater_E5 | F2 | Commercial | Restaurant | Existing | Space Heating | Natural Gas | Unit Heater | E5 | RVT - Cost of Operation | 0 | 0 | 0 | 0 | 0 | 0 | 0 | 0 | 0 | 0 | 0 | 0 | 0 | 0 | 0 | 0 | 0 | 0 | 0 | 0 | 0 | 0 | 0 | 0 | 0 | 0 | 0 | 0 | 0 | 0 | 0 | 0 | 0 | 0 | 0 | 0 | 0 | 0 | 0 | 0 | 0 | 0
F2_Commercial_Restaurant_Existing_Space Heating_Natural Gas_Unit Heater_E6 | F2 | Commercial | Restaurant | Existing | Space Heating | Natural Gas | Unit Heater | E6 | RVT - Cost of Operation | 0 | 0 | 0 | 0 | 0 | 0 | 0 | 0 | 0 | 0 | 0 | 0 | 0 | 0 | 0 | 0 | 0 | 0 | 0 | 0 | 0 | 0 | 0 | 0 | 0 | 0 | 0 | 0 | 0 | 0 | 0 | 0 | 0 | 0 | 0 | 0 | 0 | 0 | 0 | 0 | 0 | 0
F2_Commercial_Restaurant_Existing_Space Heating_Natural Gas_Unit Heater_E7 | F2 | Commercial | Restaurant | Existing | Space Heating | Natural Gas | Unit Heater | E7 | RVT - Cost of Operation | 0 | 0 | 0 | 0 | 0 | 0 | 0 | 0 | 0 | 0 | 0 | 0 | 0 | 0 | 0 | 0 | 0 | 0 | 0 | 0 | 0 | 0 | 0 | 0 | 0 | 0 | 0 | 0 | 0 | 0 | 0 | 0 | 0 | 0 | 0 | 0 | 0 | 0 | 0 | 0 | 0 | 0
F2_Commercial_Restaurant_Existing_Space Heating_Natural Gas_Unit Heater_E8 | F2 | Commercial | Restaurant | Existing | Space Heating | Natural Gas | Unit Heater | E8 | RVT - Cost of Operation | 0 | 0 | 0 | 0 | 0 | 0 | 0 | 0 | 0 | 0 | 0 | 0 | 0 | 0 | 0 | 0 | 0 | 0 | 0 | 0 | 0 | 0 | 0 | 0 | 0 | 0 | 0 | 0 | 0 | 0 | 0 | 0 | 0 | 0 | 0 | 0 | 0 | 0 | 0 | 0 | 0 | 0
F2_Commercial_Restaurant_Existing_Space Heating_Natural Gas_Unit Heater_E9 | F2 | Commercial | Restaurant | Existing | Space Heating | Natural Gas | Unit Heater | E9 | RVT - Cost of Operation | 0 | 0 | 0 | 0 | 0 | 0 | 0 | 0 | 0 | 0 | 0 | 0 | 0 | 0 | 0 | 0 | 0 | 0 | 0 | 0 | 0 | 0 | 0 | 0 | 0 | 0 | 0 | 0 | 0 | 0 | 0 | 0 | 0 | 0 | 0 | 0 | 0 | 0 | 0 | 0 | 0 | 0
F2_Commercial_Restaurant_Existing_Space Heating_Natural Gas_Unit Heater_E10 | F2 | Commercial | Restaurant | Existing | Space Heating | Natural Gas | Unit Heater | E10 | RVT - Cost of Operation | 0 | 0 | 0 | 0 | 0 | 0 | 0 | 0 | 0 | 0 | 0 | 0 | 0 | 0 | 0 | 0 | 0 | 0 | 0 | 0 | 0 | 0 | 0 | 0 | 0 | 0 | 0 | 0 | 0 | 0 | 0 | 0 | 0 | 0 | 0 | 0 | 0 | 0 | 0 | 0 | 0 | 0
F3_Commercial_Restaurant_Existing_Space Heating_Natural Gas_Unit Heater_E1 | F3 | Commercial | Restaurant | Existing | Space Heating | Natural Gas | Unit Heater | E1 | System - kBTUs of Consumption | 0.02883 | 0.02883 | 0.02883 | 0.02883 | 0.02883 | 0 | 0 | 0 | 0 | 0 | 0 | 0 | 0 | 0 | 0 | 0 | 0 | 0 | 0 | 0 | 0 | 0 | 0 | 0 | 0 | 0 | 0 | 0 | 0 | 0 | 0 | 0 | 0 | 0 | 0 | 0 | 0 | 0 | 0 | 0 | 0 | 0
F3_Commercial_Restaurant_Existing_Space Heating_Natural Gas_Unit Heater_E2 | F3 | Commercial | Restaurant | Existing | Space Heating | Natural Gas | Unit Heater | E2 | System - kBTUs of Consumption | 0.092192 | 0.092192 | 0.092192 | 0.092192 | 0.092192 | 0.092192 | 0.092192 | 0.092192 | 0.092192 | 0.092192 | 0.092192 | 0.092192 | 0.092192 | 0.092192 | 0.092192 | 0.092192 | 0.092192 | 0.092192 | 0.092192 | 0.092192 | 0.092192 | 0.092192 | 0.092192 | 0.092192 | 0.092192 | 0.092192 | 0.092192 | 0.092192 | 0.092192 | 0.092192 | 0.092192 | 0.092192 | 0.092192 | 0 | 0 | 0 | 0 | 0 | 0 | 0 | 0 | 0
F3_Commercial_Restaurant_Existing_Space Heating_Natural Gas_Unit Heater_E3 | F3 | Commercial | Restaurant | Existing | Space Heating | Natural Gas | Unit Heater | E3 | System - kBTUs of Consumption | 0.039825 | 0.039825 | 0.039825 | 0.039825 | 0.039825 | 0.039825 | 0.039825 | 0.039825 | 0.039825 | 0.039825 | 0.039825 | 0.039825 | 0.039825 | 0.039825 | 0.039825 | 0.039825 | 0.039825 | 0.039825 | 0.039825 | 0.039825 | 0.039825 | 0.039825 | 0.039825 | 0.039825 | 0.039825 | 0.039825 | 0.039825 | 0.039825 | 0.039825 | 0.039825 | 0.039825 | 0.039825 | 0.039825 | 0 | 0 | 0 | 0 | 0 | 0 | 0 | 0 | 0
F3_Commercial_Restaurant_Existing_Space Heating_Natural Gas_Unit Heater_E4 | F3 | Commercial | Restaurant | Existing | Space Heating | Natural Gas | Unit Heater | E4 | System - kBTUs of Consumption | 0 | 0 | 0 | 0 | 0 | 0 | 0 | 0 | 0 | 0 | 0 | 0 | 0 | 0 | 0 | 0 | 0 | 0 | 0 | 0 | 0 | 0 | 0 | 0 | 0 | 0 | 0 | 0 | 0 | 0 | 0 | 0 | 0 | 0 | 0 | 0 | 0 | 0 | 0 | 0 | 0 | 0
F3_Commercial_Restaurant_Existing_Space Heating_Natural Gas_Unit Heater_E5 | F3 | Commercial | Restaurant | Existing | Space Heating | Natural Gas | Unit Heater | E5 | System - kBTUs of Consumption | 0 | 0 | 0 | 0 | 0 | 0 | 0 | 0 | 0 | 0 | 0 | 0 | 0 | 0 | 0 | 0 | 0 | 0 | 0 | 0 | 0 | 0 | 0 | 0 | 0 | 0 | 0 | 0 | 0 | 0 | 0 | 0 | 0 | 0 | 0 | 0 | 0 | 0 | 0 | 0 | 0 | 0
F3_Commercial_Restaurant_Existing_Space Heating_Natural Gas_Unit Heater_E6 | F3 | Commercial | Restaurant | Existing | Space Heating | Natural Gas | Unit Heater | E6 | System - kBTUs of Consumption | 0 | 0 | 0 | 0 | 0 | 0 | 0 | 0 | 0 | 0 | 0 | 0 | 0 | 0 | 0 | 0 | 0 | 0 | 0 | 0 | 0 | 0 | 0 | 0 | 0 | 0 | 0 | 0 | 0 | 0 | 0 | 0 | 0 | 0 | 0 | 0 | 0 | 0 | 0 | 0 | 0 | 0
F3_Commercial_Restaurant_Existing_Space Heating_Natural Gas_Unit Heater_E7 | F3 | Commercial | Restaurant | Existing | Space Heating | Natural Gas | Unit Heater | E7 | System - kBTUs of Consumption | 0 | 0 | 0 | 0 | 0 | 0 | 0 | 0 | 0 | 0 | 0 | 0 | 0 | 0 | 0 | 0 | 0 | 0 | 0 | 0 | 0 | 0 | 0 | 0 | 0 | 0 | 0 | 0 | 0 | 0 | 0 | 0 | 0 | 0 | 0 | 0 | 0 | 0 | 0 | 0 | 0 | 0
F3_Commercial_Restaurant_Existing_Space Heating_Natural Gas_Unit Heater_E8 | F3 | Commercial | Restaurant | Existing | Space Heating | Natural Gas | Unit Heater | E8 | System - kBTUs of Consumption | 0 | 0 | 0 | 0 | 0 | 0 | 0 | 0 | 0 | 0 | 0 | 0 | 0 | 0 | 0 | 0 | 0 | 0 | 0 | 0 | 0 | 0 | 0 | 0 | 0 | 0 | 0 | 0 | 0 | 0 | 0 | 0 | 0 | 0 | 0 | 0 | 0 | 0 | 0 | 0 | 0 | 0
F3_Commercial_Restaurant_Existing_Space Heating_Natural Gas_Unit Heater_E9 | F3 | Commercial | Restaurant | Existing | Space Heating | Natural Gas | Unit Heater | E9 | System - kBTUs of Consumption | 0 | 0 | 0 | 0 | 0 | 0 | 0 | 0 | 0 | 0 | 0 | 0 | 0 | 0 | 0 | 0 | 0 | 0 | 0 | 0 | 0 | 0 | 0 | 0 | 0 | 0 | 0 | 0 | 0 | 0 | 0 | 0 | 0 | 0 | 0 | 0 | 0 | 0 | 0 | 0 | 0 | 0
F3_Commercial_Restaurant_Existing_Space Heating_Natural Gas_Unit Heater_E10 | F3 | Commercial | Restaurant | Existing | Space Heating | Natural Gas | Unit Heater | E10 | System - kBTUs of Consumption | 0 | 0 | 0 | 0 | 0 | 0 | 0 | 0 | 0 | 0 | 0 | 0 | 0 | 0 | 0 | 0 | 0 | 0 | 0 | 0 | 0 | 0 | 0 | 0 | 0 | 0 | 0 | 0 | 0 | 0 | 0 | 0 | 0 | 0 | 0 | 0 | 0 | 0 | 0 | 0 | 0 | 0
F4_Commercial_Restaurant_Existing_Space Heating_Natural Gas_Unit Heater_E1 | F4 | Commercial | Restaurant | Existing | Space Heating | Natural Gas | Unit Heater | E1 | Utility - Cost of Equipment | 0.88355 | 0.88277 | 0.88512 | 0.87801 | 0.87297 | 0 | 0 | 0 | 0 | 0 | 0 | 0 | 0 | 0 | 0 | 0 | 0 | 0 | 0 | 0 | 0 | 0 | 0 | 0 | 0 | 0 | 0 | 0 | 0 | 0 | 0 | 0 | 0 | 0 | 0 | 0 | 0 | 0 | 0 | 0 | 0 | 0
F4_Commercial_Restaurant_Existing_Space Heating_Natural Gas_Unit Heater_E2 | F4 | Commercial | Restaurant | Existing | Space Heating | Natural Gas | Unit Heater | E2 | Utility - Cost of Equipment | 0.79509 | 0.7944 | 0.79651 | 0.79011 | 0.78557 | 0.78383 | 0.78462 | 0.78472 | 0.78558 | 0.78614 | 0.78652 | 0.78665 | 0.78702 | 0.78755 | 0.78784 | 0.78823 | 0.78867 | 0.78945 | 0.79026 | 0.79147 | 0.79254 | 0.79378 | 0.79483 | 0.79614 | 0.79714 | 0.79807 | 0.79894 | 0.79989 | 0.80051 | 0.8012 | 0.80159 | 0.80211 | 0.80211 | 0 | 0 | 0 | 0 | 0 | 0 | 0 | 0 | 0
F4_Commercial_Restaurant_Existing_Space Heating_Natural Gas_Unit Heater_E3 | F4 | Commercial | Restaurant | Existing | Space Heating | Natural Gas | Unit Heater | E3 | Utility - Cost of Equipment | 0.68668 | 0.68608 | 0.6879 | 0.68238 | 0.67846 | 0.67696 | 0.67763 | 0.67772 | 0.67846 | 0.67895 | 0.67927 | 0.67939 | 0.67971 | 0.68017 | 0.68041 | 0.68076 | 0.68113 | 0.68181 | 0.68251 | 0.68355 | 0.68448 | 0.68555 | 0.68645 | 0.68758 | 0.68845 | 0.68925 | 0.69 | 0.69083 | 0.69136 | 0.69196 | 0.69229 | 0.69274 | 0.69274 | 0 | 0 | 0 | 0 | 0 | 0 | 0 | 0 | 0
F4_Commercial_Restaurant_Existing_Space Heating_Natural Gas_Unit Heater_E4 | F4 | Commercial | Restaurant | Existing | Space Heating | Natural Gas | Unit Heater | E4 | Utility - Cost of Equipment | 0 | 0 | 0 | 0 | 0 | 0 | 0 | 0 | 0 | 0 | 0 | 0 | 0 | 0 | 0 | 0 | 0 | 0 | 0 | 0 | 0 | 0 | 0 | 0 | 0 | 0 | 0 | 0 | 0 | 0 | 0 | 0 | 0 | 0 | 0 | 0 | 0 | 0 | 0 | 0 | 0 | 0
F4_Commercial_Restaurant_Existing_Space Heating_Natural Gas_Unit Heater_E5 | F4 | Commercial | Restaurant | Existing | Space Heating | Natural Gas | Unit Heater | E5 | Utility - Cost of Equipment | 0 | 0 | 0 | 0 | 0 | 0 | 0 | 0 | 0 | 0 | 0 | 0 | 0 | 0 | 0 | 0 | 0 | 0 | 0 | 0 | 0 | 0 | 0 | 0 | 0 | 0 | 0 | 0 | 0 | 0 | 0 | 0 | 0 | 0 | 0 | 0 | 0 | 0 | 0 | 0 | 0 | 0
F4_Commercial_Restaurant_Existing_Space Heating_Natural Gas_Unit Heater_E6 | F4 | Commercial | Restaurant | Existing | Space Heating | Natural Gas | Unit Heater | E6 | Utility - Cost of Equipment | 0 | 0 | 0 | 0 | 0 | 0 | 0 | 0 | 0 | 0 | 0 | 0 | 0 | 0 | 0 | 0 | 0 | 0 | 0 | 0 | 0 | 0 | 0 | 0 | 0 | 0 | 0 | 0 | 0 | 0 | 0 | 0 | 0 | 0 | 0 | 0 | 0 | 0 | 0 | 0 | 0 | 0
F4_Commercial_Restaurant_Existing_Space Heating_Natural Gas_Unit Heater_E7 | F4 | Commercial | Restaurant | Existing | Space Heating | Natural Gas | Unit Heater | E7 | Utility - Cost of Equipment | 0 | 0 | 0 | 0 | 0 | 0 | 0 | 0 | 0 | 0 | 0 | 0 | 0 | 0 | 0 | 0 | 0 | 0 | 0 | 0 | 0 | 0 | 0 | 0 | 0 | 0 | 0 | 0 | 0 | 0 | 0 | 0 | 0 | 0 | 0 | 0 | 0 | 0 | 0 | 0 | 0 | 0
F4_Commercial_Restaurant_Existing_Space Heating_Natural Gas_Unit Heater_E8 | F4 | Commercial | Restaurant | Existing | Space Heating | Natural Gas | Unit Heater | E8 | Utility - Cost of Equipment | 0 | 0 | 0 | 0 | 0 | 0 | 0 | 0 | 0 | 0 | 0 | 0 | 0 | 0 | 0 | 0 | 0 | 0 | 0 | 0 | 0 | 0 | 0 | 0 | 0 | 0 | 0 | 0 | 0 | 0 | 0 | 0 | 0 | 0 | 0 | 0 | 0 | 0 | 0 | 0 | 0 | 0
F4_Commercial_Restaurant_Existing_Space Heating_Natural Gas_Unit Heater_E9 | F4 | Commercial | Restaurant | Existing | Space Heating | Natural Gas | Unit Heater | E9 | Utility - Cost of Equipment | 0 | 0 | 0 | 0 | 0 | 0 | 0 | 0 | 0 | 0 | 0 | 0 | 0 | 0 | 0 | 0 | 0 | 0 | 0 | 0 | 0 | 0 | 0 | 0 | 0 | 0 | 0 | 0 | 0 | 0 | 0 | 0 | 0 | 0 | 0 | 0 | 0 | 0 | 0 | 0 | 0 | 0
F4_Commercial_Restaurant_Existing_Space Heating_Natural Gas_Unit Heater_E10 | F4 | Commercial | Restaurant | Existing | Space Heating | Natural Gas | Unit Heater | E10 | Utility - Cost of Equipment | 0 | 0 | 0 | 0 | 0 | 0 | 0 | 0 | 0 | 0 | 0 | 0 | 0 | 0 | 0 | 0 | 0 | 0 | 0 | 0 | 0 | 0 | 0 | 0 | 0 | 0 | 0 | 0 | 0 | 0 | 0 | 0 | 0 | 0 | 0 | 0 | 0 | 0 | 0 | 0 | 0 | 0
F5_Commercial_Restaurant_Existing_Space Heating_Natural Gas_Unit Heater_E1 | F5 | Commercial | Restaurant | Existing | Space Heating | Natural Gas | Unit Heater | E1 | Utility - Cost of Operation | 0.02883 | 0.02883 | 0.02883 | 0.02883 | 0.02883 | 0 | 0 | 0 | 0 | 0 | 0 | 0 | 0 | 0 | 0 | 0 | 0 | 0 | 0 | 0 | 0 | 0 | 0 | 0 | 0 | 0 | 0 | 0 | 0 | 0 | 0 | 0 | 0 | 0 | 0 | 0 | 0 | 0 | 0 | 0 | 0 | 0
F5_Commercial_Restaurant_Existing_Space Heating_Natural Gas_Unit Heater_E2 | F5 | Commercial | Restaurant | Existing | Space Heating | Natural Gas | Unit Heater | E2 | Utility - Cost of Operation | 0.092192 | 0.092192 | 0.092192 | 0.092192 | 0.092192 | 0.092192 | 0.092192 | 0.092192 | 0.092192 | 0.092192 | 0.092192 | 0.092192 | 0.092192 | 0.092192 | 0.092192 | 0.092192 | 0.092192 | 0.092192 | 0.092192 | 0.092192 | 0.092192 | 0.092192 | 0.092192 | 0.092192 | 0.092192 | 0.092192 | 0.092192 | 0.092192 | 0.092192 | 0.092192 | 0.092192 | 0.092192 | 0.092192 | 0 | 0 | 0 | 0 | 0 | 0 | 0 | 0 | 0
F5_Commercial_Restaurant_Existing_Space Heating_Natural Gas_Unit Heater_E3 | F5 | Commercial | Restaurant | Existing | Space Heating | Natural Gas | Unit Heater | E3 | Utility - Cost of Operation | 0.039825 | 0.039825 | 0.039825 | 0.039825 | 0.039825 | 0.039825 | 0.039825 | 0.039825 | 0.039825 | 0.039825 | 0.039825 | 0.039825 | 0.039825 | 0.039825 | 0.039825 | 0.039825 | 0.039825 | 0.039825 | 0.039825 | 0.039825 | 0.039825 | 0.039825 | 0.039825 | 0.039825 | 0.039825 | 0.039825 | 0.039825 | 0.039825 | 0.039825 | 0.039825 | 0.039825 | 0.039825 | 0.039825 | 0 | 0 | 0 | 0 | 0 | 0 | 0 | 0 | 0
F5_Commercial_Restaurant_Existing_Space Heating_Natural Gas_Unit Heater_E4 | F5 | Commercial | Restaurant | Existing | Space Heating | Natural Gas | Unit Heater | E4 | Utility - Cost of Operation | 0 | 0 | 0 | 0 | 0 | 0 | 0 | 0 | 0 | 0 | 0 | 0 | 0 | 0 | 0 | 0 | 0 | 0 | 0 | 0 | 0 | 0 | 0 | 0 | 0 | 0 | 0 | 0 | 0 | 0 | 0 | 0 | 0 | 0 | 0 | 0 | 0 | 0 | 0 | 0 | 0 | 0
F5_Commercial_Restaurant_Existing_Space Heating_Natural Gas_Unit Heater_E5 | F5 | Commercial | Restaurant | Existing | Space Heating | Natural Gas | Unit Heater | E5 | Utility - Cost of Operation | 0 | 0 | 0 | 0 | 0 | 0 | 0 | 0 | 0 | 0 | 0 | 0 | 0 | 0 | 0 | 0 | 0 | 0 | 0 | 0 | 0 | 0 | 0 | 0 | 0 | 0 | 0 | 0 | 0 | 0 | 0 | 0 | 0 | 0 | 0 | 0 | 0 | 0 | 0 | 0 | 0 | 0
F5_Commercial_Restaurant_Existing_Space Heating_Natural Gas_Unit Heater_E6 | F5 | Commercial | Restaurant | Existing | Space Heating | Natural Gas | Unit Heater | E6 | Utility - Cost of Operation | 0 | 0 | 0 | 0 | 0 | 0 | 0 | 0 | 0 | 0 | 0 | 0 | 0 | 0 | 0 | 0 | 0 | 0 | 0 | 0 | 0 | 0 | 0 | 0 | 0 | 0 | 0 | 0 | 0 | 0 | 0 | 0 | 0 | 0 | 0 | 0 | 0 | 0 | 0 | 0 | 0 | 0
F5_Commercial_Restaurant_Existing_Space Heating_Natural Gas_Unit Heater_E7 | F5 | Commercial | Restaurant | Existing | Space Heating | Natural Gas | Unit Heater | E7 | Utility - Cost of Operation | 0 | 0 | 0 | 0 | 0 | 0 | 0 | 0 | 0 | 0 | 0 | 0 | 0 | 0 | 0 | 0 | 0 | 0 | 0 | 0 | 0 | 0 | 0 | 0 | 0 | 0 | 0 | 0 | 0 | 0 | 0 | 0 | 0 | 0 | 0 | 0 | 0 | 0 | 0 | 0 | 0 | 0
F5_Commercial_Restaurant_Existing_Space Heating_Natural Gas_Unit Heater_E8 | F5 | Commercial | Restaurant | Existing | Space Heating | Natural Gas | Unit Heater | E8 | Utility - Cost of Operation | 0 | 0 | 0 | 0 | 0 | 0 | 0 | 0 | 0 | 0 | 0 | 0 | 0 | 0 | 0 | 0 | 0 | 0 | 0 | 0 | 0 | 0 | 0 | 0 | 0 | 0 | 0 | 0 | 0 | 0 | 0 | 0 | 0 | 0 | 0 | 0 | 0 | 0 | 0 | 0 | 0 | 0
F5_Commercial_Restaurant_Existing_Space Heating_Natural Gas_Unit Heater_E9 | F5 | Commercial | Restaurant | Existing | Space Heating | Natural Gas | Unit Heater | E9 | Utility - Cost of Operation | 0 | 0 | 0 | 0 | 0 | 0 | 0 | 0 | 0 | 0 | 0 | 0 | 0 | 0 | 0 | 0 | 0 | 0 | 0 | 0 | 0 | 0 | 0 | 0 | 0 | 0 | 0 | 0 | 0 | 0 | 0 | 0 | 0 | 0 | 0 | 0 | 0 | 0 | 0 | 0 | 0 | 0
F5_Commercial_Restaurant_Existing_Space Heating_Natural Gas_Unit Heater_E10 | F5 | Commercial | Restaurant | Existing | Space Heating | Natural Gas | Unit Heater | E10 | Utility - Cost of Operation | 0 | 0 | 0 | 0 | 0 | 0 | 0 | 0 | 0 | 0 | 0 | 0 | 0 | 0 | 0 | 0 | 0 | 0 | 0 | 0 | 0 | 0 | 0 | 0 | 0 | 0 | 0 | 0 | 0 | 0 | 0 | 0 | 0 | 0 | 0 | 0 | 0 | 0 | 0 | 0 | 0 | 0
F6_Commercial_Restaurant_Existing_Space Heating_Natural Gas_Unit Heater_E1 | F6 | Commercial | Restaurant | Existing | Space Heating | Natural Gas | Unit Heater | E1 | Utility - Value of Sales | 0.34313 | 0.34298 | 0.34363 | 0.3412 | 0.33932 | 0 | 0 | 0 | 0 | 0 | 0 | 0 | 0 | 0 | 0 | 0 | 0 | 0 | 0 | 0 | 0 | 0 | 0 | 0 | 0 | 0 | 0 | 0 | 0 | 0 | 0 | 0 | 0 | 0 | 0 | 0 | 0 | 0 | 0 | 0 | 0 | 0
F6_Commercial_Restaurant_Existing_Space Heating_Natural Gas_Unit Heater_E2 | F6 | Commercial | Restaurant | Existing | Space Heating | Natural Gas | Unit Heater | E2 | Utility - Value of Sales | 0.30878 | 0.30865 | 0.30923 | 0.30704 | 0.30535 | 0.30365 | 0.30196 | 0.30027 | 0.29857 | 0.29688 | 0.29519 | 0.29349 | 0.2918 | 0.29011 | 0.28841 | 0.28672 | 0.28503 | 0.28334 | 0.28166 | 0.28003 | 0.27846 | 0.27697 | 0.27558 | 0.27431 | 0.27318 | 0.27219 | 0.27135 | 0.27064 | 0.27008 | 0.26965 | 0.26937 | 0.26923 | 0.26923 | 0 | 0 | 0 | 0 | 0 | 0 | 0 | 0 | 0
F6_Commercial_Restaurant_Existing_Space Heating_Natural Gas_Unit Heater_E3 | F6 | Commercial | Restaurant | Existing | Space Heating | Natural Gas | Unit Heater | E3 | Utility - Value of Sales | 0.26668 | 0.26656 | 0.26707 | 0.26517 | 0.26371 | 0.26225 | 0.26079 | 0.25932 | 0.25786 | 0.2564 | 0.25494 | 0.25347 | 0.25201 | 0.25055 | 0.24909 | 0.24763 | 0.24616 | 0.2447 | 0.24326 | 0.24185 | 0.24049 | 0.2392 | 0.238 | 0.23691 | 0.23593 | 0.23508 | 0.23435 | 0.23374 | 0.23325 | 0.23289 | 0.23264 | 0.23252 | 0.23252 | 0 | 0 | 0 | 0 | 0 | 0 | 0 | 0 | 0
F6_Commercial_Restaurant_Existing_Space Heating_Natural Gas_Unit Heater_E4 | F6 | Commercial | Restaurant | Existing | Space Heating | Natural Gas | Unit Heater | E4 | Utility - Value of Sales | 0 | 0 | 0 | 0 | 0 | 0 | 0 | 0 | 0 | 0 | 0 | 0 | 0 | 0 | 0 | 0 | 0 | 0 | 0 | 0 | 0 | 0 | 0 | 0 | 0 | 0 | 0 | 0 | 0 | 0 | 0 | 0 | 0 | 0 | 0 | 0 | 0 | 0 | 0 | 0 | 0 | 0
F6_Commercial_Restaurant_Existing_Space Heating_Natural Gas_Unit Heater_E5 | F6 | Commercial | Restaurant | Existing | Space Heating | Natural Gas | Unit Heater | E5 | Utility - Value of Sales | 0 | 0 | 0 | 0 | 0 | 0 | 0 | 0 | 0 | 0 | 0 | 0 | 0 | 0 | 0 | 0 | 0 | 0 | 0 | 0 | 0 | 0 | 0 | 0 | 0 | 0 | 0 | 0 | 0 | 0 | 0 | 0 | 0 | 0 | 0 | 0 | 0 | 0 | 0 | 0 | 0 | 0
F6_Commercial_Restaurant_Existing_Space Heating_Natural Gas_Unit Heater_E6 | F6 | Commercial | Restaurant | Existing | Space Heating | Natural Gas | Unit Heater | E6 | Utility - Value of Sales | 0 | 0 | 0 | 0 | 0 | 0 | 0 | 0 | 0 | 0 | 0 | 0 | 0 | 0 | 0 | 0 | 0 | 0 | 0 | 0 | 0 | 0 | 0 | 0 | 0 | 0 | 0 | 0 | 0 | 0 | 0 | 0 | 0 | 0 | 0 | 0 | 0 | 0 | 0 | 0 | 0 | 0
F6_Commercial_Restaurant_Existing_Space Heating_Natural Gas_Unit Heater_E7 | F6 | Commercial | Restaurant | Existing | Space Heating | Natural Gas | Unit Heater | E7 | Utility - Value of Sales | 0 | 0 | 0 | 0 | 0 | 0 | 0 | 0 | 0 | 0 | 0 | 0 | 0 | 0 | 0 | 0 | 0 | 0 | 0 | 0 | 0 | 0 | 0 | 0 | 0 | 0 | 0 | 0 | 0 | 0 | 0 | 0 | 0 | 0 | 0 | 0 | 0 | 0 | 0 | 0 | 0 | 0
F6_Commercial_Restaurant_Existing_Space Heating_Natural Gas_Unit Heater_E8 | F6 | Commercial | Restaurant | Existing | Space Heating | Natural Gas | Unit Heater | E8 | Utility - Value of Sales | 0 | 0 | 0 | 0 | 0 | 0 | 0 | 0 | 0 | 0 | 0 | 0 | 0 | 0 | 0 | 0 | 0 | 0 | 0 | 0 | 0 | 0 | 0 | 0 | 0 | 0 | 0 | 0 | 0 | 0 | 0 | 0 | 0 | 0 | 0 | 0 | 0 | 0 | 0 | 0 | 0 | 0
F6_Commercial_Restaurant_Existing_Space Heating_Natural Gas_Unit Heater_E9 | F6 | Commercial | Restaurant | Existing | Space Heating | Natural Gas | Unit Heater | E9 | Utility - Value of Sales | 0 | 0 | 0 | 0 | 0 | 0 | 0 | 0 | 0 | 0 | 0 | 0 | 0 | 0 | 0 | 0 | 0 | 0 | 0 | 0 | 0 | 0 | 0 | 0 | 0 | 0 | 0 | 0 | 0 | 0 | 0 | 0 | 0 | 0 | 0 | 0 | 0 | 0 | 0 | 0 | 0 | 0
F6_Commercial_Restaurant_Existing_Space Heating_Natural Gas_Unit Heater_E10 | F6 | Commercial | Restaurant | Existing | Space Heating | Natural Gas | Unit Heater | E10 | Utility - Value of Sales | 0 | 0 | 0 | 0 | 0 | 0 | 0 | 0 | 0 | 0 | 0 | 0 | 0 | 0 | 0 | 0 | 0 | 0 | 0 | 0 | 0 | 0 | 0 | 0 | 0 | 0 | 0 | 0 | 0 | 0 | 0 | 0 | 0 | 0 | 0 | 0 | 0 | 0 | 0 | 0 | 0 | 0
F1_Commercial_Restaurant_Existing_Water Heating_Natural Gas_Water Heater_E1 | F1 | Commercial | Restaurant | Existing | Water Heating | Natural Gas | Water Heater | E1 | RVT - Cost of Equipment | 1.544 | 1.5417 | 1.5474 | 1.5344 | 1.5261 | 1.5325 | 1.5517 | 1.5669 | 1.5858 | 1.6037 | 1.6215 | 1.6379 | 1.6555 | 1.6739 | 1.6915 | 1.7094 | 1.7276 | 1.7474 | 1.768 | 1.7898 | 1.8113 | 1.8337 | 1.8545 | 1.876 | 1.895 | 1.9115 | 1.9265 | 1.9395 | 1.9496 | 1.958 | 1.9627 | 1.9658 | 1.9658 | 0 | 0 | 0 | 0 | 0 | 0 | 0 | 0 | 0
F1_Commercial_Restaurant_Existing_Water Heating_Natural Gas_Water Heater_E2 | F1 | Commercial | Restaurant | Existing | Water Heating | Natural Gas | Water Heater | E2 | RVT - Cost of Equipment | 1.525 | 1.5227 | 1.5283 | 1.5155 | 1.5073 | 1.5136 | 1.5326 | 1.5476 | 1.5662 | 1.5839 | 1.6015 | 1.6176 | 1.635 | 1.6532 | 1.6706 | 1.6883 | 1.7062 | 1.7258 | 1.7462 | 1.7677 | 1.7889 | 1.8111 | 1.8316 | 1.8528 | 1.8716 | 1.8879 | 1.9027 | 1.9155 | 1.9256 | 1.9338 | 1.9384 | 1.9415 | 1.9415 | 0 | 0 | 0 | 0 | 0 | 0 | 0 | 0 | 0
F1_Commercial_Restaurant_Existing_Water Heating_Natural Gas_Water Heater_E3 | F1 | Commercial | Restaurant | Existing | Water Heating | Natural Gas | Water Heater | E3 | RVT - Cost of Equipment | 1.4037 | 1.4016 | 1.4068 | 1.3949 | 1.3874 | 1.3932 | 1.4107 | 1.4245 | 1.4417 | 1.4579 | 1.4741 | 1.489 | 1.505 | 1.5217 | 1.5377 | 1.554 | 1.5705 | 1.5886 | 1.6073 | 1.6271 | 1.6466 | 1.667 | 1.6859 | 1.7054 | 1.7227 | 1.7377 | 1.7513 | 1.7632 | 1.7724 | 1.78 | 1.7842 | 1.7871 | 1.7871 | 0 | 0 | 0 | 0 | 0 | 0 | 0 | 0 | 0
F1_Commercial_Restaurant_Existing_Water Heating_Natural Gas_Water Heater_E4 | F1 | Commercial | Restaurant | Existing | Water Heating | Natural Gas | Water Heater | E4 | RVT - Cost of Equipment | 1.3141 | 1.3121 | 1.317 | 1.3059 | 1.2988 | 1.3042 | 1.3206 | 1.3336 | 1.3496 | 1.3648 | 1.38 | 1.3939 | 1.4089 | 1.4246 | 1.4395 | 1.4548 | 1.4703 | 1.4872 | 1.5047 | 1.5232 | 1.5415 | 1.5606 | 1.5783 | 1.5966 | 1.6127 | 1.6268 | 1.6396 | 1.6506 | 1.6593 | 1.6664 | 1.6704 | 1.673 | 1.673 | 0 | 0 | 0 | 0 | 0 | 0 | 0 | 0 | 0
F1_Commercial_Restaurant_Existing_Water Heating_Natural Gas_Water Heater_E5 | F1 | Commercial | Restaurant | Existing | Water Heating | Natural Gas | Water Heater | E5 | RVT - Cost of Equipment | 1.2867 | 1.2848 | 1.2895 | 1.2787 | 1.2718 | 1.2771 | 1.2931 | 1.3058 | 1.3215 | 1.3364 | 1.3512 | 1.3649 | 1.3796 | 1.3949 | 1.4095 | 1.4245 | 1.4396 | 1.4562 | 1.4734 | 1.4915 | 1.5094 | 1.5281 | 1.5454 | 1.5633 | 1.5791 | 1.5929 | 1.6054 | 1.6162 | 1.6247 | 1.6317 | 1.6356 | 1.6382 | 1.6382 | 0 | 0 | 0 | 0 | 0 | 0 | 0 | 0 | 0
F1_Commercial_Restaurant_Existing_Water Heating_Natural Gas_Water Heater_E6 | F1 | Commercial | Restaurant | Existing | Water Heating | Natural Gas | Water Heater | E6 | RVT - Cost of Equipment | 1.2604 | 1.2586 | 1.2632 | 1.2526 | 1.2458 | 1.251 | 1.2667 | 1.2791 | 1.2945 | 1.3091 | 1.3237 | 1.337 | 1.3514 | 1.3664 | 1.3808 | 1.3954 | 1.4103 | 1.4265 | 1.4433 | 1.4611 | 1.4786 | 1.4969 | 1.5139 | 1.5314 | 1.5469 | 1.5604 | 1.5726 | 1.5832 | 1.5915 | 1.5984 | 1.6022 | 1.6047 | 1.6047 | 0 | 0 | 0 | 0 | 0 | 0 | 0 | 0 | 0
F1_Commercial_Restaurant_Existing_Water Heating_Natural Gas_Water Heater_E7 | F1 | Commercial | Restaurant | Existing | Water Heating | Natural Gas | Water Heater | E7 | RVT - Cost of Equipment | 0.82483 | 0.82579 | 0.83006 | 0.82616 | 0.82433 | 0.82874 | 0.83867 | 0.84692 | 0.85682 | 0.86649 | 0.87623 | 0.88546 | 0.89527 | 0.90541 | 0.9153 | 0.9254 | 0.93555 | 0.94636 | 0.95731 | 0.96846 | 0.97903 | 0.98956 | 0.99901 | 1.0084 | 1.0166 | 1.0237 | 1.0302 | 1.0358 | 1.0401 | 1.0437 | 1.0457 | 1.0471 | 1.0471 | 0 | 0 | 0 | 0 | 0 | 0 | 0 | 0 | 0
F1_Commercial_Restaurant_Existing_Water Heating_Natural Gas_Water Heater_E8 | F1 | Commercial | Restaurant | Existing | Water Heating | Natural Gas | Water Heater | E8 | RVT - Cost of Equipment | 0 | 0 | 0 | 0 | 0 | 0 | 0 | 0 | 0 | 0 | 0 | 0 | 0 | 0 | 0 | 0 | 0 | 0 | 0 | 0 | 0 | 0 | 0 | 0 | 0 | 0 | 0 | 0 | 0 | 0 | 0 | 0 | 0 | 0 | 0 | 0 | 0 | 0 | 0 | 0 | 0 | 0
F1_Commercial_Restaurant_Existing_Water Heating_Natural Gas_Water Heater_E9 | F1 | Commercial | Restaurant | Existing | Water Heating | Natural Gas | Water Heater | E9 | RVT - Cost of Equipment | 0 | 0 | 0 | 0 | 0 | 0 | 0 | 0 | 0 | 0 | 0 | 0 | 0 | 0 | 0 | 0 | 0 | 0 | 0 | 0 | 0 | 0 | 0 | 0 | 0 | 0 | 0 | 0 | 0 | 0 | 0 | 0 | 0 | 0 | 0 | 0 | 0 | 0 | 0 | 0 | 0 | 0
F1_Commercial_Restaurant_Existing_Water Heating_Natural Gas_Water Heater_E10 | F1 | Commercial | Restaurant | Existing | Water Heating | Natural Gas | Water Heater | E10 | RVT - Cost of Equipment | 0 | 0 | 0 | 0 | 0 | 0 | 0 | 0 | 0 | 0 | 0 | 0 | 0 | 0 | 0 | 0 | 0 | 0 | 0 | 0 | 0 | 0 | 0 | 0 | 0 | 0 | 0 | 0 | 0 | 0 | 0 | 0 | 0 | 0 | 0 | 0 | 0 | 0 | 0 | 0 | 0 | 0
F2_Commercial_Restaurant_Existing_Water Heating_Natural Gas_Water Heater_E1 | F2 | Commercial | Restaurant | Existing | Water Heating | Natural Gas | Water Heater | E1 | RVT - Cost of Operation | 1.8499 | 1.8471 | 1.8539 | 1.8383 | 1.8284 | 1.836 | 1.8591 | 1.8773 | 1.8999 | 1.9213 | 1.9427 | 1.9623 | 1.9834 | 2.0054 | 2.0265 | 2.0479 | 2.0697 | 2.0935 | 2.1182 | 2.1443 | 2.1701 | 2.1969 | 2.2218 | 2.2475 | 2.2703 | 2.2901 | 2.308 | 2.3236 | 2.3358 | 2.3458 | 2.3514 | 2.3552 | 2.3552 | 0 | 0 | 0 | 0 | 0 | 0 | 0 | 0 | 0
F2_Commercial_Restaurant_Existing_Water Heating_Natural Gas_Water Heater_E2 | F2 | Commercial | Restaurant | Existing | Water Heating | Natural Gas | Water Heater | E2 | RVT - Cost of Operation | 1.827 | 1.8243 | 1.831 | 1.8156 | 1.8058 | 1.8133 | 1.8361 | 1.8541 | 1.8765 | 1.8976 | 1.9187 | 1.938 | 1.9589 | 1.9806 | 2.0015 | 2.0227 | 2.0442 | 2.0677 | 2.0921 | 2.1178 | 2.1433 | 2.1698 | 2.1944 | 2.2198 | 2.2423 | 2.2618 | 2.2796 | 2.2949 | 2.3069 | 2.3168 | 2.3224 | 2.3261 | 2.3261 | 0 | 0 | 0 | 0 | 0 | 0 | 0 | 0 | 0
F2_Commercial_Restaurant_Existing_Water Heating_Natural Gas_Water Heater_E3 | F2 | Commercial | Restaurant | Existing | Water Heating | Natural Gas | Water Heater | E3 | RVT - Cost of Operation | 1.6817 | 1.6792 | 1.6854 | 1.6712 | 1.6622 | 1.6691 | 1.6901 | 1.7066 | 1.7272 | 1.7466 | 1.766 | 1.7839 | 1.8031 | 1.8231 | 1.8423 | 1.8618 | 1.8816 | 1.9032 | 1.9256 | 1.9494 | 1.9728 | 1.9972 | 2.0198 | 2.0432 | 2.0639 | 2.0819 | 2.0982 | 2.1124 | 2.1234 | 2.1326 | 2.1376 | 2.141 | 2.141 | 0 | 0 | 0 | 0 | 0 | 0 | 0 | 0 | 0
F2_Commercial_Restaurant_Existing_Water Heating_Natural Gas_Water Heater_E4 | F2 | Commercial | Restaurant | Existing | Water Heating | Natural Gas | Water Heater | E4 | RVT - Cost of Operation | 1.5743 | 1.572 | 1.5778 | 1.5645 | 1.5561 | 1.5626 | 1.5822 | 1.5977 | 1.6169 | 1.6351 | 1.6533 | 1.67 | 1.688 | 1.7067 | 1.7247 | 1.7429 | 1.7615 | 1.7817 | 1.8027 | 1.8249 | 1.8469 | 1.8697 | 1.8909 | 1.9128 | 1.9322 | 1.949 | 1.9643 | 1.9775 | 1.9879 | 1.9964 | 2.0012 | 2.0044 | 2.0044 | 0 | 0 | 0 | 0 | 0 | 0 | 0 | 0 | 0
F2_Commercial_Restaurant_Existing_Water Heating_Natural Gas_Water Heater_E5 | F2 | Commercial | Restaurant | Existing | Water Heating | Natural Gas | Water Heater | E5 | RVT - Cost of Operation | 1.5415 | 1.5392 | 1.5449 | 1.5319 | 1.5237 | 1.53 | 1.5492 | 1.5644 | 1.5833 | 1.6011 | 1.6189 | 1.6352 | 1.6528 | 1.6712 | 1.6887 | 1.7066 | 1.7248 | 1.7446 | 1.7652 | 1.7869 | 1.8084 | 1.8307 | 1.8515 | 1.8729 | 1.8919 | 1.9084 | 1.9234 | 1.9364 | 1.9465 | 1.9548 | 1.9595 | 1.9626 | 1.9626 | 0 | 0 | 0 | 0 | 0 | 0 | 0 | 0 | 0
F2_Commercial_Restaurant_Existing_Water Heating_Natural Gas_Water Heater_E6 | F2 | Commercial | Restaurant | Existing | Water Heating | Natural Gas | Water Heater | E6 | RVT - Cost of Operation | 1.5101 | 1.5078 | 1.5134 | 1.5007 | 1.4926 | 1.4988 | 1.5176 | 1.5325 | 1.551 | 1.5684 | 1.5858 | 1.6019 | 1.6191 | 1.6371 | 1.6543 | 1.6718 | 1.6896 | 1.709 | 1.7292 | 1.7505 | 1.7715 | 1.7934 | 1.8137 | 1.8347 | 1.8533 | 1.8695 | 1.8841 | 1.8968 | 1.9068 | 1.9149 | 1.9195 | 1.9226 | 1.9226 | 0 | 0 | 0 | 0 | 0 | 0 | 0 | 0 | 0
F2_Commercial_Restaurant_Existing_Water Heating_Natural Gas_Water Heater_E7 | F2 | Commercial | Restaurant | Existing | Water Heating | Natural Gas | Water Heater | E7 | RVT - Cost of Operation | 0.9882 | 0.98935 | 0.99447 | 0.9898 | 0.98761 | 0.99289 | 1.0048 | 1.0147 | 1.0265 | 1.0381 | 1.0498 | 1.0608 | 1.0726 | 1.0847 | 1.0966 | 1.1087 | 1.1209 | 1.1338 | 1.1469 | 1.1603 | 1.1729 | 1.1856 | 1.1969 | 1.2082 | 1.218 | 1.2265 | 1.2342 | 1.2409 | 1.2461 | 1.2504 | 1.2528 | 1.2545 | 1.2545 | 0 | 0 | 0 | 0 | 0 | 0 | 0 | 0 | 0
F2_Commercial_Restaurant_Existing_Water Heating_Natural Gas_Water Heater_E8 | F2 | Commercial | Restaurant | Existing | Water Heating | Natural Gas | Water Heater | E8 | RVT - Cost of Operation | 0 | 0 | 0 | 0 | 0 | 0 | 0 | 0 | 0 | 0 | 0 | 0 | 0 | 0 | 0 | 0 | 0 | 0 | 0 | 0 | 0 | 0 | 0 | 0 | 0 | 0 | 0 | 0 | 0 | 0 | 0 | 0 | 0 | 0 | 0 | 0 | 0 | 0 | 0 | 0 | 0 | 0
F2_Commercial_Restaurant_Existing_Water Heating_Natural Gas_Water Heater_E9 | F2 | Commercial | Restaurant | Existing | Water Heating | Natural Gas | Water Heater | E9 | RVT - Cost of Operation | 0 | 0 | 0 | 0 | 0 | 0 | 0 | 0 | 0 | 0 | 0 | 0 | 0 | 0 | 0 | 0 | 0 | 0 | 0 | 0 | 0 | 0 | 0 | 0 | 0 | 0 | 0 | 0 | 0 | 0 | 0 | 0 | 0 | 0 | 0 | 0 | 0 | 0 | 0 | 0 | 0 | 0
F2_Commercial_Restaurant_Existing_Water Heating_Natural Gas_Water Heater_E10 | F2 | Commercial | Restaurant | Existing | Water Heating | Natural Gas | Water Heater | E10 | RVT - Cost of Operation | 0 | 0 | 0 | 0 | 0 | 0 | 0 | 0 | 0 | 0 | 0 | 0 | 0 | 0 | 0 | 0 | 0 | 0 | 0 | 0 | 0 | 0 | 0 | 0 | 0 | 0 | 0 | 0 | 0 | 0 | 0 | 0 | 0 | 0 | 0 | 0 | 0 | 0 | 0 | 0 | 0 | 0
F3_Commercial_Restaurant_Existing_Water Heating_Natural Gas_Water Heater_E1 | F3 | Commercial | Restaurant | Existing | Water Heating | Natural Gas | Water Heater | E1 | System - kBTUs of Consumption | 0.1625 | 0.1625 | 0.1625 | 0.1625 | 0.1625 | 0.1625 | 0.1625 | 0.1625 | 0.1625 | 0.1625 | 0.1625 | 0.1625 | 0.1625 | 0.1625 | 0.1625 | 0.1625 | 0.1625 | 0.1625 | 0.1625 | 0.1625 | 0.1625 | 0.1625 | 0.1625 | 0.1625 | 0.1625 | 0.1625 | 0.1625 | 0.1625 | 0.1625 | 0.1625 | 0.1625 | 0.1625 | 0.1625 | 0 | 0 | 0 | 0 | 0 | 0 | 0 | 0 | 0
F3_Commercial_Restaurant_Existing_Water Heating_Natural Gas_Water Heater_E2 | F3 | Commercial | Restaurant | Existing | Water Heating | Natural Gas | Water Heater | E2 | System - kBTUs of Consumption | 0.16245 | 0.16245 | 0.16245 | 0.16245 | 0.16245 | 0.16245 | 0.16245 | 0.16245 | 0.16245 | 0.16245 | 0.16245 | 0.16245 | 0.16245 | 0.16245 | 0.16245 | 0.16245 | 0.16245 | 0.16245 | 0.16245 | 0.16245 | 0.16245 | 0.16245 | 0.16245 | 0.16245 | 0.16245 | 0.16245 | 0.16245 | 0.16245 | 0.16245 | 0.16245 | 0.16245 | 0.16245 | 0.16245 | 0 | 0 | 0 | 0 | 0 | 0 | 0 | 0 | 0
F3_Commercial_Restaurant_Existing_Water Heating_Natural Gas_Water Heater_E3 | F3 | Commercial | Restaurant | Existing | Water Heating | Natural Gas | Water Heater | E3 | System - kBTUs of Consumption | 0.16482 | 0.16482 | 0.16482 | 0.16482 | 0.16482 | 0.16482 | 0.16482 | 0.16482 | 0.16482 | 0.16482 | 0.16482 | 0.16482 | 0.16482 | 0.16482 | 0.16482 | 0.16482 | 0.16482 | 0.16482 | 0.16482 | 0.16482 | 0.16482 | 0.16482 | 0.16482 | 0.16482 | 0.16482 | 0.16482 | 0.16482 | 0.16482 | 0.16482 | 0.16482 | 0.16482 | 0.16482 | 0.16482 | 0 | 0 | 0 | 0 | 0 | 0 | 0 | 0 | 0
F3_Commercial_Restaurant_Existing_Water Heating_Natural Gas_Water Heater_E4 | F3 | Commercial | Restaurant | Existing | Water Heating | Natural Gas | Water Heater | E4 | System - kBTUs of Consumption | 0.16719 | 0.16719 | 0.16719 | 0.16719 | 0.16719 | 0.16719 | 0.16719 | 0.16719 | 0.16719 | 0.16719 | 0.16719 | 0.16719 | 0.16719 | 0.16719 | 0.16719 | 0.16719 | 0.16719 | 0.16719 | 0.16719 | 0.16719 | 0.16719 | 0.16719 | 0.16719 | 0.16719 | 0.16719 | 0.16719 | 0.16719 | 0.16719 | 0.16719 | 0.16719 | 0.16719 | 0.16719 | 0.16719 | 0 | 0 | 0 | 0 | 0 | 0 | 0 | 0 | 0
F3_Commercial_Restaurant_Existing_Water Heating_Natural Gas_Water Heater_E5 | F3 | Commercial | Restaurant | Existing | Water Heating | Natural Gas | Water Heater | E5 | System - kBTUs of Consumption | 0.17075 | 0.17075 | 0.17075 | 0.17075 | 0.17075 | 0.17075 | 0.17075 | 0.17075 | 0.17075 | 0.17075 | 0.17075 | 0.17075 | 0.17075 | 0.17075 | 0.17075 | 0.17075 | 0.17075 | 0.17075 | 0.17075 | 0.17075 | 0.17075 | 0.17075 | 0.17075 | 0.17075 | 0.17075 | 0.17075 | 0.17075 | 0.17075 | 0.17075 | 0.17075 | 0.17075 | 0.17075 | 0.17075 | 0 | 0 | 0 | 0 | 0 | 0 | 0 | 0 | 0
F3_Commercial_Restaurant_Existing_Water Heating_Natural Gas_Water Heater_E6 | F3 | Commercial | Restaurant | Existing | Water Heating | Natural Gas | Water Heater | E6 | System - kBTUs of Consumption | 0.14214 | 0.14214 | 0.14214 | 0.14214 | 0.14214 | 0.14214 | 0.14214 | 0.14214 | 0.14214 | 0.14214 | 0.14214 | 0.14214 | 0.14214 | 0.14214 | 0.14214 | 0.14214 | 0.14214 | 0.14214 | 0.14214 | 0.14214 | 0.14214 | 0.14214 | 0.14214 | 0.14214 | 0.14214 | 0.14214 | 0.14214 | 0.14214 | 0.14214 | 0.14214 | 0.14214 | 0.14214 | 0.14214 | 0 | 0 | 0 | 0 | 0 | 0 | 0 | 0 | 0
F3_Commercial_Restaurant_Existing_Water Heating_Natural Gas_Water Heater_E7 | F3 | Commercial | Restaurant | Existing | Water Heating | Natural Gas | Water Heater | E7 | System - kBTUs of Consumption | 0.12381 | 0.12381 | 0.12381 | 0.12381 | 0.12381 | 0.12381 | 0.12381 | 0.12381 | 0.12381 | 0.12381 | 0.12381 | 0.12381 | 0.12381 | 0.12381 | 0.12381 | 0.12381 | 0.12381 | 0.12381 | 0.12381 | 0.12381 | 0.12381 | 0.12381 | 0.12381 | 0.12381 | 0.12381 | 0.12381 | 0.12381 | 0.12381 | 0.12381 | 0.12381 | 0.12381 | 0.12381 | 0.12381 | 0 | 0 | 0 | 0 | 0 | 0 | 0 | 0 | 0
F3_Commercial_Restaurant_Existing_Water Heating_Natural Gas_Water Heater_E8 | F3 | Commercial | Restaurant | Existing | Water Heating | Natural Gas | Water Heater | E8 | System - kBTUs of Consumption | 0 | 0 | 0 | 0 | 0 | 0 | 0 | 0 | 0 | 0 | 0 | 0 | 0 | 0 | 0 | 0 | 0 | 0 | 0 | 0 | 0 | 0 | 0 | 0 | 0 | 0 | 0 | 0 | 0 | 0 | 0 | 0 | 0 | 0 | 0 | 0 | 0 | 0 | 0 | 0 | 0 | 0
F3_Commercial_Restaurant_Existing_Water Heating_Natural Gas_Water Heater_E9 | F3 | Commercial | Restaurant | Existing | Water Heating | Natural Gas | Water Heater | E9 | System - kBTUs of Consumption | 0 | 0 | 0 | 0 | 0 | 0 | 0 | 0 | 0 | 0 | 0 | 0 | 0 | 0 | 0 | 0 | 0 | 0 | 0 | 0 | 0 | 0 | 0 | 0 | 0 | 0 | 0 | 0 | 0 | 0 | 0 | 0 | 0 | 0 | 0 | 0 | 0 | 0 | 0 | 0 | 0 | 0
F3_Commercial_Restaurant_Existing_Water Heating_Natural Gas_Water Heater_E10 | F3 | Commercial | Restaurant | Existing | Water Heating | Natural Gas | Water Heater | E10 | System - kBTUs of Consumption | 0 | 0 | 0 | 0 | 0 | 0 | 0 | 0 | 0 | 0 | 0 | 0 | 0 | 0 | 0 | 0 | 0 | 0 | 0 | 0 | 0 | 0 | 0 | 0 | 0 | 0 | 0 | 0 | 0 | 0 | 0 | 0 | 0 | 0 | 0 | 0 | 0 | 0 | 0 | 0 | 0 | 0
F4_Commercial_Restaurant_Existing_Water Heating_Natural Gas_Water Heater_E1 | F4 | Commercial | Restaurant | Existing | Water Heating | Natural Gas | Water Heater | E1 | Utility - Cost of Equipment | 1.8499 | 1.8471 | 1.8539 | 1.8383 | 1.8284 | 1.836 | 1.8591 | 1.8773 | 1.8999 | 1.9213 | 1.9427 | 1.9623 | 1.9834 | 2.0054 | 2.0265 | 2.0479 | 2.0697 | 2.0935 | 2.1182 | 2.1443 | 2.1701 | 2.1969 | 2.2218 | 2.2475 | 2.2703 | 2.2901 | 2.308 | 2.3236 | 2.3358 | 2.3458 | 2.3514 | 2.3552 | 2.3552 | 0 | 0 | 0 | 0 | 0 | 0 | 0 | 0 | 0
F4_Commercial_Restaurant_Existing_Water Heating_Natural Gas_Water Heater_E2 | F4 | Commercial | Restaurant | Existing | Water Heating | Natural Gas | Water Heater | E2 | Utility - Cost of Equipment | 1.827 | 1.8243 | 1.831 | 1.8156 | 1.8058 | 1.8133 | 1.8361 | 1.8541 | 1.8765 | 1.8976 | 1.9187 | 1.938 | 1.9589 | 1.9806 | 2.0015 | 2.0227 | 2.0442 | 2.0677 | 2.0921 | 2.1178 | 2.1433 | 2.1698 | 2.1944 | 2.2198 | 2.2423 | 2.2618 | 2.2796 | 2.2949 | 2.3069 | 2.3168 | 2.3224 | 2.3261 | 2.3261 | 0 | 0 | 0 | 0 | 0 | 0 | 0 | 0 | 0
F4_Commercial_Restaurant_Existing_Water Heating_Natural Gas_Water Heater_E3 | F4 | Commercial | Restaurant | Existing | Water Heating | Natural Gas | Water Heater | E3 | Utility - Cost of Equipment | 1.6817 | 1.6792 | 1.6854 | 1.6712 | 1.6622 | 1.6691 | 1.6901 | 1.7066 | 1.7272 | 1.7466 | 1.766 | 1.7839 | 1.8031 | 1.8231 | 1.8423 | 1.8618 | 1.8816 | 1.9032 | 1.9256 | 1.9494 | 1.9728 | 1.9972 | 2.0198 | 2.0432 | 2.0639 | 2.0819 | 2.0982 | 2.1124 | 2.1234 | 2.1326 | 2.1376 | 2.141 | 2.141 | 0 | 0 | 0 | 0 | 0 | 0 | 0 | 0 | 0
F4_Commercial_Restaurant_Existing_Water Heating_Natural Gas_Water Heater_E4 | F4 | Commercial | Restaurant | Existing | Water Heating | Natural Gas | Water Heater | E4 | Utility - Cost of Equipment | 1.5743 | 1.572 | 1.5778 | 1.5645 | 1.5561 | 1.5626 | 1.5822 | 1.5977 | 1.6169 | 1.6351 | 1.6533 | 1.67 | 1.688 | 1.7067 | 1.7247 | 1.7429 | 1.7615 | 1.7817 | 1.8027 | 1.8249 | 1.8469 | 1.8697 | 1.8909 | 1.9128 | 1.9322 | 1.949 | 1.9643 | 1.9775 | 1.9879 | 1.9964 | 2.0012 | 2.0044 | 2.0044 | 0 | 0 | 0 | 0 | 0 | 0 | 0 | 0 | 0
F4_Commercial_Restaurant_Existing_Water Heating_Natural Gas_Water Heater_E5 | F4 | Commercial | Restaurant | Existing | Water Heating | Natural Gas | Water Heater | E5 | Utility - Cost of Equipment | 1.5415 | 1.5392 | 1.5449 | 1.5319 | 1.5237 | 1.53 | 1.5492 | 1.5644 | 1.5833 | 1.6011 | 1.6189 | 1.6352 | 1.6528 | 1.6712 | 1.6887 | 1.7066 | 1.7248 | 1.7446 | 1.7652 | 1.7869 | 1.8084 | 1.8307 | 1.8515 | 1.8729 | 1.8919 | 1.9084 | 1.9234 | 1.9364 | 1.9465 | 1.9548 | 1.9595 | 1.9626 | 1.9626 | 0 | 0 | 0 | 0 | 0 | 0 | 0 | 0 | 0
F4_Commercial_Restaurant_Existing_Water Heating_Natural Gas_Water Heater_E6 | F4 | Commercial | Restaurant | Existing | Water Heating | Natural Gas | Water Heater | E6 | Utility - Cost of Equipment | 1.5101 | 1.5078 | 1.5134 | 1.5007 | 1.4926 | 1.4988 | 1.5176 | 1.5325 | 1.551 | 1.5684 | 1.5858 | 1.6019 | 1.6191 | 1.6371 | 1.6543 | 1.6718 | 1.6896 | 1.709 | 1.7292 | 1.7505 | 1.7715 | 1.7934 | 1.8137 | 1.8347 | 1.8533 | 1.8695 | 1.8841 | 1.8968 | 1.9068 | 1.9149 | 1.9195 | 1.9226 | 1.9226 | 0 | 0 | 0 | 0 | 0 | 0 | 0 | 0 | 0
F4_Commercial_Restaurant_Existing_Water Heating_Natural Gas_Water Heater_E7 | F4 | Commercial | Restaurant | Existing | Water Heating | Natural Gas | Water Heater | E7 | Utility - Cost of Equipment | 0.9882 | 0.98935 | 0.99447 | 0.9898 | 0.98761 | 0.99289 | 1.0048 | 1.0147 | 1.0265 | 1.0381 | 1.0498 | 1.0608 | 1.0726 | 1.0847 | 1.0966 | 1.1087 | 1.1209 | 1.1338 | 1.1469 | 1.1603 | 1.1729 | 1.1856 | 1.1969 | 1.2082 | 1.218 | 1.2265 | 1.2342 | 1.2409 | 1.2461 | 1.2504 | 1.2528 | 1.2545 | 1.2545 | 0 | 0 | 0 | 0 | 0 | 0 | 0 | 0 | 0
F4_Commercial_Restaurant_Existing_Water Heating_Natural Gas_Water Heater_E8 | F4 | Commercial | Restaurant | Existing | Water Heating | Natural Gas | Water Heater | E8 | Utility - Cost of Equipment | 0 | 0 | 0 | 0 | 0 | 0 | 0 | 0 | 0 | 0 | 0 | 0 | 0 | 0 | 0 | 0 | 0 | 0 | 0 | 0 | 0 | 0 | 0 | 0 | 0 | 0 | 0 | 0 | 0 | 0 | 0 | 0 | 0 | 0 | 0 | 0 | 0 | 0 | 0 | 0 | 0 | 0
F4_Commercial_Restaurant_Existing_Water Heating_Natural Gas_Water Heater_E9 | F4 | Commercial | Restaurant | Existing | Water Heating | Natural Gas | Water Heater | E9 | Utility - Cost of Equipment | 0 | 0 | 0 | 0 | 0 | 0 | 0 | 0 | 0 | 0 | 0 | 0 | 0 | 0 | 0 | 0 | 0 | 0 | 0 | 0 | 0 | 0 | 0 | 0 | 0 | 0 | 0 | 0 | 0 | 0 | 0 | 0 | 0 | 0 | 0 | 0 | 0 | 0 | 0 | 0 | 0 | 0
F4_Commercial_Restaurant_Existing_Water Heating_Natural Gas_Water Heater_E10 | F4 | Commercial | Restaurant | Existing | Water Heating | Natural Gas | Water Heater | E10 | Utility - Cost of Equipment | 0 | 0 | 0 | 0 | 0 | 0 | 0 | 0 | 0 | 0 | 0 | 0 | 0 | 0 | 0 | 0 | 0 | 0 | 0 | 0 | 0 | 0 | 0 | 0 | 0 | 0 | 0 | 0 | 0 | 0 | 0 | 0 | 0 | 0 | 0 | 0 | 0 | 0 | 0 | 0 | 0 | 0
F5_Commercial_Restaurant_Existing_Water Heating_Natural Gas_Water Heater_E1 | F5 | Commercial | Restaurant | Existing | Water Heating | Natural Gas | Water Heater | E1 | Utility - Cost of Operation | 0.1625 | 0.1625 | 0.1625 | 0.1625 | 0.1625 | 0.1625 | 0.1625 | 0.1625 | 0.1625 | 0.1625 | 0.1625 | 0.1625 | 0.1625 | 0.1625 | 0.1625 | 0.1625 | 0.1625 | 0.1625 | 0.1625 | 0.1625 | 0.1625 | 0.1625 | 0.1625 | 0.1625 | 0.1625 | 0.1625 | 0.1625 | 0.1625 | 0.1625 | 0.1625 | 0.1625 | 0.1625 | 0.1625 | 0 | 0 | 0 | 0 | 0 | 0 | 0 | 0 | 0
F5_Commercial_Restaurant_Existing_Water Heating_Natural Gas_Water Heater_E2 | F5 | Commercial | Restaurant | Existing | Water Heating | Natural Gas | Water Heater | E2 | Utility - Cost of Operation | 0.16245 | 0.16245 | 0.16245 | 0.16245 | 0.16245 | 0.16245 | 0.16245 | 0.16245 | 0.16245 | 0.16245 | 0.16245 | 0.16245 | 0.16245 | 0.16245 | 0.16245 | 0.16245 | 0.16245 | 0.16245 | 0.16245 | 0.16245 | 0.16245 | 0.16245 | 0.16245 | 0.16245 | 0.16245 | 0.16245 | 0.16245 | 0.16245 | 0.16245 | 0.16245 | 0.16245 | 0.16245 | 0.16245 | 0 | 0 | 0 | 0 | 0 | 0 | 0 | 0 | 0
F5_Commercial_Restaurant_Existing_Water Heating_Natural Gas_Water Heater_E3 | F5 | Commercial | Restaurant | Existing | Water Heating | Natural Gas | Water Heater | E3 | Utility - Cost of Operation | 0.16482 | 0.16482 | 0.16482 | 0.16482 | 0.16482 | 0.16482 | 0.16482 | 0.16482 | 0.16482 | 0.16482 | 0.16482 | 0.16482 | 0.16482 | 0.16482 | 0.16482 | 0.16482 | 0.16482 | 0.16482 | 0.16482 | 0.16482 | 0.16482 | 0.16482 | 0.16482 | 0.16482 | 0.16482 | 0.16482 | 0.16482 | 0.16482 | 0.16482 | 0.16482 | 0.16482 | 0.16482 | 0.16482 | 0 | 0 | 0 | 0 | 0 | 0 | 0 | 0 | 0
F5_Commercial_Restaurant_Existing_Water Heating_Natural Gas_Water Heater_E4 | F5 | Commercial | Restaurant | Existing | Water Heating | Natural Gas | Water Heater | E4 | Utility - Cost of Operation | 0.16719 | 0.16719 | 0.16719 | 0.16719 | 0.16719 | 0.16719 | 0.16719 | 0.16719 | 0.16719 | 0.16719 | 0.16719 | 0.16719 | 0.16719 | 0.16719 | 0.16719 | 0.16719 | 0.16719 | 0.16719 | 0.16719 | 0.16719 | 0.16719 | 0.16719 | 0.16719 | 0.16719 | 0.16719 | 0.16719 | 0.16719 | 0.16719 | 0.16719 | 0.16719 | 0.16719 | 0.16719 | 0.16719 | 0 | 0 | 0 | 0 | 0 | 0 | 0 | 0 | 0
F5_Commercial_Restaurant_Existing_Water Heating_Natural Gas_Water Heater_E5 | F5 | Commercial | Restaurant | Existing | Water Heating | Natural Gas | Water Heater | E5 | Utility - Cost of Operation | 0.17075 | 0.17075 | 0.17075 | 0.17075 | 0.17075 | 0.17075 | 0.17075 | 0.17075 | 0.17075 | 0.17075 | 0.17075 | 0.17075 | 0.17075 | 0.17075 | 0.17075 | 0.17075 | 0.17075 | 0.17075 | 0.17075 | 0.17075 | 0.17075 | 0.17075 | 0.17075 | 0.17075 | 0.17075 | 0.17075 | 0.17075 | 0.17075 | 0.17075 | 0.17075 | 0.17075 | 0.17075 | 0.17075 | 0 | 0 | 0 | 0 | 0 | 0 | 0 | 0 | 0
F5_Commercial_Restaurant_Existing_Water Heating_Natural Gas_Water Heater_E6 | F5 | Commercial | Restaurant | Existing | Water Heating | Natural Gas | Water Heater | E6 | Utility - Cost of Operation | 0.14214 | 0.14214 | 0.14214 | 0.14214 | 0.14214 | 0.14214 | 0.14214 | 0.14214 | 0.14214 | 0.14214 | 0.14214 | 0.14214 | 0.14214 | 0.14214 | 0.14214 | 0.14214 | 0.14214 | 0.14214 | 0.14214 | 0.14214 | 0.14214 | 0.14214 | 0.14214 | 0.14214 | 0.14214 | 0.14214 | 0.14214 | 0.14214 | 0.14214 | 0.14214 | 0.14214 | 0.14214 | 0.14214 | 0 | 0 | 0 | 0 | 0 | 0 | 0 | 0 | 0
F5_Commercial_Restaurant_Existing_Water Heating_Natural Gas_Water Heater_E7 | F5 | Commercial | Restaurant | Existing | Water Heating | Natural Gas | Water Heater | E7 | Utility - Cost of Operation | 0.12381 | 0.12381 | 0.12381 | 0.12381 | 0.12381 | 0.12381 | 0.12381 | 0.12381 | 0.12381 | 0.12381 | 0.12381 | 0.12381 | 0.12381 | 0.12381 | 0.12381 | 0.12381 | 0.12381 | 0.12381 | 0.12381 | 0.12381 | 0.12381 | 0.12381 | 0.12381 | 0.12381 | 0.12381 | 0.12381 | 0.12381 | 0.12381 | 0.12381 | 0.12381 | 0.12381 | 0.12381 | 0.12381 | 0 | 0 | 0 | 0 | 0 | 0 | 0 | 0 | 0
F5_Commercial_Restaurant_Existing_Water Heating_Natural Gas_Water Heater_E8 | F5 | Commercial | Restaurant | Existing | Water Heating | Natural Gas | Water Heater | E8 | Utility - Cost of Operation | 0 | 0 | 0 | 0 | 0 | 0 | 0 | 0 | 0 | 0 | 0 | 0 | 0 | 0 | 0 | 0 | 0 | 0 | 0 | 0 | 0 | 0 | 0 | 0 | 0 | 0 | 0 | 0 | 0 | 0 | 0 | 0 | 0 | 0 | 0 | 0 | 0 | 0 | 0 | 0 | 0 | 0
F5_Commercial_Restaurant_Existing_Water Heating_Natural Gas_Water Heater_E9 | F5 | Commercial | Restaurant | Existing | Water Heating | Natural Gas | Water Heater | E9 | Utility - Cost of Operation | 0 | 0 | 0 | 0 | 0 | 0 | 0 | 0 | 0 | 0 | 0 | 0 | 0 | 0 | 0 | 0 | 0 | 0 | 0 | 0 | 0 | 0 | 0 | 0 | 0 | 0 | 0 | 0 | 0 | 0 | 0 | 0 | 0 | 0 | 0 | 0 | 0 | 0 | 0 | 0 | 0 | 0
F5_Commercial_Restaurant_Existing_Water Heating_Natural Gas_Water Heater_E10 | F5 | Commercial | Restaurant | Existing | Water Heating | Natural Gas | Water Heater | E10 | Utility - Cost of Operation | 0 | 0 | 0 | 0 | 0 | 0 | 0 | 0 | 0 | 0 | 0 | 0 | 0 | 0 | 0 | 0 | 0 | 0 | 0 | 0 | 0 | 0 | 0 | 0 | 0 | 0 | 0 | 0 | 0 | 0 | 0 | 0 | 0 | 0 | 0 | 0 | 0 | 0 | 0 | 0 | 0 | 0
F6_Commercial_Restaurant_Existing_Water Heating_Natural Gas_Water Heater_E1 | F6 | Commercial | Restaurant | Existing | Water Heating | Natural Gas | Water Heater | E1 | Utility - Value of Sales | 1.244 | 1.2507 | 1.2614 | 1.2591 | 1.2591 | 1.2591 | 1.2591 | 1.2591 | 1.2591 | 1.2591 | 1.2591 | 1.2591 | 1.2591 | 1.2591 | 1.2591 | 1.2591 | 1.2591 | 1.2591 | 1.2591 | 1.2591 | 1.2591 | 1.2591 | 1.2591 | 1.2591 | 1.2591 | 1.2591 | 1.2591 | 1.2591 | 1.2591 | 1.2591 | 1.2591 | 1.2591 | 1.2591 | 0 | 0 | 0 | 0 | 0 | 0 | 0 | 0 | 0
F6_Commercial_Restaurant_Existing_Water Heating_Natural Gas_Water Heater_E2 | F6 | Commercial | Restaurant | Existing | Water Heating | Natural Gas | Water Heater | E2 | Utility - Value of Sales | 1.2286 | 1.2352 | 1.2459 | 1.2435 | 1.2435 | 1.2435 | 1.2435 | 1.2435 | 1.2435 | 1.2435 | 1.2435 | 1.2435 | 1.2435 | 1.2435 | 1.2435 | 1.2435 | 1.2435 | 1.2435 | 1.2435 | 1.2435 | 1.2435 | 1.2435 | 1.2435 | 1.2435 | 1.2435 | 1.2435 | 1.2435 | 1.2435 | 1.2435 | 1.2435 | 1.2435 | 1.2435 | 1.2435 | 0 | 0 | 0 | 0 | 0 | 0 | 0 | 0 | 0
F6_Commercial_Restaurant_Existing_Water Heating_Natural Gas_Water Heater_E3 | F6 | Commercial | Restaurant | Existing | Water Heating | Natural Gas | Water Heater | E3 | Utility - Value of Sales | 1.1309 | 1.137 | 1.1468 | 1.1446 | 1.1446 | 1.1446 | 1.1446 | 1.1446 | 1.1446 | 1.1446 | 1.1446 | 1.1446 | 1.1446 | 1.1446 | 1.1446 | 1.1446 | 1.1446 | 1.1446 | 1.1446 | 1.1446 | 1.1446 | 1.1446 | 1.1446 | 1.1446 | 1.1446 | 1.1446 | 1.1446 | 1.1446 | 1.1446 | 1.1446 | 1.1446 | 1.1446 | 1.1446 | 0 | 0 | 0 | 0 | 0 | 0 | 0 | 0 | 0
F6_Commercial_Restaurant_Existing_Water Heating_Natural Gas_Water Heater_E4 | F6 | Commercial | Restaurant | Existing | Water Heating | Natural Gas | Water Heater | E4 | Utility - Value of Sales | 1.0587 | 1.0644 | 1.0736 | 1.0716 | 1.0716 | 1.0716 | 1.0716 | 1.0716 | 1.0716 | 1.0716 | 1.0716 | 1.0716 | 1.0716 | 1.0716 | 1.0716 | 1.0716 | 1.0716 | 1.0716 | 1.0716 | 1.0716 | 1.0716 | 1.0716 | 1.0716 | 1.0716 | 1.0716 | 1.0716 | 1.0716 | 1.0716 | 1.0716 | 1.0716 | 1.0716 | 1.0716 | 1.0716 | 0 | 0 | 0 | 0 | 0 | 0 | 0 | 0 | 0
F6_Commercial_Restaurant_Existing_Water Heating_Natural Gas_Water Heater_E5 | F6 | Commercial | Restaurant | Existing | Water Heating | Natural Gas | Water Heater | E5 | Utility - Value of Sales | 1.0367 | 1.0422 | 1.0512 | 1.0492 | 1.0492 | 1.0492 | 1.0492 | 1.0492 | 1.0492 | 1.0492 | 1.0492 | 1.0492 | 1.0492 | 1.0492 | 1.0492 | 1.0492 | 1.0492 | 1.0492 | 1.0492 | 1.0492 | 1.0492 | 1.0492 | 1.0492 | 1.0492 | 1.0492 | 1.0492 | 1.0492 | 1.0492 | 1.0492 | 1.0492 | 1.0492 | 1.0492 | 1.0492 | 0 | 0 | 0 | 0 | 0 | 0 | 0 | 0 | 0
F6_Commercial_Restaurant_Existing_Water Heating_Natural Gas_Water Heater_E6 | F6 | Commercial | Restaurant | Existing | Water Heating | Natural Gas | Water Heater | E6 | Utility - Value of Sales | 1.0155 | 1.021 | 1.0298 | 1.0278 | 1.0278 | 1.0278 | 1.0278 | 1.0278 | 1.0278 | 1.0278 | 1.0278 | 1.0278 | 1.0278 | 1.0278 | 1.0278 | 1.0278 | 1.0278 | 1.0278 | 1.0278 | 1.0278 | 1.0278 | 1.0278 | 1.0278 | 1.0278 | 1.0278 | 1.0278 | 1.0278 | 1.0278 | 1.0278 | 1.0278 | 1.0278 | 1.0278 | 1.0278 | 0 | 0 | 0 | 0 | 0 | 0 | 0 | 0 | 0
F6_Commercial_Restaurant_Existing_Water Heating_Natural Gas_Water Heater_E7 | F6 | Commercial | Restaurant | Existing | Water Heating | Natural Gas | Water Heater | E7 | Utility - Value of Sales | 0.66532 | 0.66807 | 0.67248 | 0.67151 | 0.67151 | 0.67151 | 0.67151 | 0.67151 | 0.67151 | 0.67151 | 0.67151 | 0.67151 | 0.67151 | 0.67151 | 0.67151 | 0.67151 | 0.67151 | 0.67151 | 0.67151 | 0.67151 | 0.67151 | 0.67151 | 0.67151 | 0.67151 | 0.67151 | 0.67151 | 0.67151 | 0.67151 | 0.67151 | 0.67151 | 0.67151 | 0.67151 | 0.67151 | 0 | 0 | 0 | 0 | 0 | 0 | 0 | 0 | 0
F6_Commercial_Restaurant_Existing_Water Heating_Natural Gas_Water Heater_E8 | F6 | Commercial | Restaurant | Existing | Water Heating | Natural Gas | Water Heater | E8 | Utility - Value of Sales | 0 | 0 | 0 | 0 | 0 | 0 | 0 | 0 | 0 | 0 | 0 | 0 | 0 | 0 | 0 | 0 | 0 | 0 | 0 | 0 | 0 | 0 | 0 | 0 | 0 | 0 | 0 | 0 | 0 | 0 | 0 | 0 | 0 | 0 | 0 | 0 | 0 | 0 | 0 | 0 | 0 | 0
F6_Commercial_Restaurant_Existing_Water Heating_Natural Gas_Water Heater_E9 | F6 | Commercial | Restaurant | Existing | Water Heating | Natural Gas | Water Heater | E9 | Utility - Value of Sales | 0 | 0 | 0 | 0 | 0 | 0 | 0 | 0 | 0 | 0 | 0 | 0 | 0 | 0 | 0 | 0 | 0 | 0 | 0 | 0 | 0 | 0 | 0 | 0 | 0 | 0 | 0 | 0 | 0 | 0 | 0 | 0 | 0 | 0 | 0 | 0 | 0 | 0 | 0 | 0 | 0 | 0
F6_Commercial_Restaurant_Existing_Water Heating_Natural Gas_Water Heater_E10 | F6 | Commercial | Restaurant | Existing | Water Heating | Natural Gas | Water Heater | E10 | Utility - Value of Sales | 0 | 0 | 0 | 0 | 0 | 0 | 0 | 0 | 0 | 0 | 0 | 0 | 0 | 0 | 0 | 0 | 0 | 0 | 0 | 0 | 0 | 0 | 0 | 0 | 0 | 0 | 0 | 0 | 0 | 0 | 0 | 0 | 0 | 0 | 0 | 0 | 0 | 0 | 0 | 0 | 0 | 0
F1_Commercial_Restaurant_Existing_Food Preparation_Natural Gas_Oven_E1 | F1 | Commercial | Restaurant | Existing | Food Preparation | Natural Gas | Oven | E1 | RVT - Cost of Equipment | 1.3987 | 1.3991 | 1.4061 | 1.3967 | 1.3911 | 1.3959 | 1.4095 | 1.4204 | 1.4338 | 1.4467 | 1.4594 | 1.4713 | 1.4841 | 1.4973 | 1.51 | 1.523 | 1.5361 | 1.5504 | 1.5652 | 1.5808 | 1.5959 | 1.6116 | 1.6259 | 1.6406 | 1.6536 | 1.6648 | 1.675 | 1.6838 | 1.6907 | 1.6964 | 1.6995 | 1.7015 | 1.7015 | 0 | 0 | 0 | 0 | 0 | 0 | 0 | 0 | 0
F1_Commercial_Restaurant_Existing_Food Preparation_Natural Gas_Oven_E2 | F1 | Commercial | Restaurant | Existing | Food Preparation | Natural Gas | Oven | E2 | RVT - Cost of Equipment | 0.80095 | 0.80115 | 0.80515 | 0.79977 | 0.79657 | 0.79933 | 0.80713 | 0.81338 | 0.82105 | 0.8284 | 0.83571 | 0.84252 | 0.84982 | 0.85741 | 0.86468 | 0.8721 | 0.87961 | 0.88779 | 0.89627 | 0.90519 | 0.91386 | 0.92282 | 0.93101 | 0.93945 | 0.94688 | 0.95331 | 0.95916 | 0.9642 | 0.96815 | 0.97139 | 0.97316 | 0.97434 | 0.97434 | 0 | 0 | 0 | 0 | 0 | 0 | 0 | 0 | 0
F1_Commercial_Restaurant_Existing_Food Preparation_Natural Gas_Oven_E3 | F1 | Commercial | Restaurant | Existing | Food Preparation | Natural Gas | Oven | E3 | RVT - Cost of Equipment | 0 | 0 | 0 | 0 | 0 | 0 | 0 | 0 | 0 | 0 | 0 | 0 | 0 | 0 | 0 | 0 | 0 | 0 | 0 | 0 | 0 | 0 | 0 | 0 | 0 | 0 | 0 | 0 | 0 | 0 | 0 | 0 | 0 | 0 | 0 | 0 | 0 | 0 | 0 | 0 | 0 | 0
F1_Commercial_Restaurant_Existing_Food Preparation_Natural Gas_Oven_E4 | F1 | Commercial | Restaurant | Existing | Food Preparation | Natural Gas | Oven | E4 | RVT - Cost of Equipment | 0 | 0 | 0 | 0 | 0 | 0 | 0 | 0 | 0 | 0 | 0 | 0 | 0 | 0 | 0 | 0 | 0 | 0 | 0 | 0 | 0 | 0 | 0 | 0 | 0 | 0 | 0 | 0 | 0 | 0 | 0 | 0 | 0 | 0 | 0 | 0 | 0 | 0 | 0 | 0 | 0 | 0
F1_Commercial_Restaurant_Existing_Food Preparation_Natural Gas_Oven_E5 | F1 | Commercial | Restaurant | Existing | Food Preparation | Natural Gas | Oven | E5 | RVT - Cost of Equipment | 0 | 0 | 0 | 0 | 0 | 0 | 0 | 0 | 0 | 0 | 0 | 0 | 0 | 0 | 0 | 0 | 0 | 0 | 0 | 0 | 0 | 0 | 0 | 0 | 0 | 0 | 0 | 0 | 0 | 0 | 0 | 0 | 0 | 0 | 0 | 0 | 0 | 0 | 0 | 0 | 0 | 0
F1_Commercial_Restaurant_Existing_Food Preparation_Natural Gas_Oven_E6 | F1 | Commercial | Restaurant | Existing | Food Preparation | Natural Gas | Oven | E6 | RVT - Cost of Equipment | 0 | 0 | 0 | 0 | 0 | 0 | 0 | 0 | 0 | 0 | 0 | 0 | 0 | 0 | 0 | 0 | 0 | 0 | 0 | 0 | 0 | 0 | 0 | 0 | 0 | 0 | 0 | 0 | 0 | 0 | 0 | 0 | 0 | 0 | 0 | 0 | 0 | 0 | 0 | 0 | 0 | 0
F1_Commercial_Restaurant_Existing_Food Preparation_Natural Gas_Oven_E7 | F1 | Commercial | Restaurant | Existing | Food Preparation | Natural Gas | Oven | E7 | RVT - Cost of Equipment | 0 | 0 | 0 | 0 | 0 | 0 | 0 | 0 | 0 | 0 | 0 | 0 | 0 | 0 | 0 | 0 | 0 | 0 | 0 | 0 | 0 | 0 | 0 | 0 | 0 | 0 | 0 | 0 | 0 | 0 | 0 | 0 | 0 | 0 | 0 | 0 | 0 | 0 | 0 | 0 | 0 | 0
F1_Commercial_Restaurant_Existing_Food Preparation_Natural Gas_Oven_E8 | F1 | Commercial | Restaurant | Existing | Food Preparation | Natural Gas | Oven | E8 | RVT - Cost of Equipment | 0 | 0 | 0 | 0 | 0 | 0 | 0 | 0 | 0 | 0 | 0 | 0 | 0 | 0 | 0 | 0 | 0 | 0 | 0 | 0 | 0 | 0 | 0 | 0 | 0 | 0 | 0 | 0 | 0 | 0 | 0 | 0 | 0 | 0 | 0 | 0 | 0 | 0 | 0 | 0 | 0 | 0
F1_Commercial_Restaurant_Existing_Food Preparation_Natural Gas_Oven_E9 | F1 | Commercial | Restaurant | Existing | Food Preparation | Natural Gas | Oven | E9 | RVT - Cost of Equipment | 0 | 0 | 0 | 0 | 0 | 0 | 0 | 0 | 0 | 0 | 0 | 0 | 0 | 0 | 0 | 0 | 0 | 0 | 0 | 0 | 0 | 0 | 0 | 0 | 0 | 0 | 0 | 0 | 0 | 0 | 0 | 0 | 0 | 0 | 0 | 0 | 0 | 0 | 0 | 0 | 0 | 0
F1_Commercial_Restaurant_Existing_Food Preparation_Natural Gas_Oven_E10 | F1 | Commercial | Restaurant | Existing | Food Preparation | Natural Gas | Oven | E10 | RVT - Cost of Equipment | 0 | 0 | 0 | 0 | 0 | 0 | 0 | 0 | 0 | 0 | 0 | 0 | 0 | 0 | 0 | 0 | 0 | 0 | 0 | 0 | 0 | 0 | 0 | 0 | 0 | 0 | 0 | 0 | 0 | 0 | 0 | 0 | 0 | 0 | 0 | 0 | 0 | 0 | 0 | 0 | 0 | 0
F2_Commercial_Restaurant_Existing_Food Preparation_Natural Gas_Oven_E1 | F2 | Commercial | Restaurant | Existing | Food Preparation | Natural Gas | Oven | E1 | RVT - Cost of Operation | 1.6758 | 1.6762 | 1.6846 | 1.6733 | 1.6666 | 1.6724 | 1.6887 | 1.7018 | 1.7178 | 1.7332 | 1.7485 | 1.7627 | 1.778 | 1.7939 | 1.8091 | 1.8246 | 1.8403 | 1.8575 | 1.8752 | 1.8939 | 1.912 | 1.9307 | 1.9479 | 1.9655 | 1.9811 | 1.9945 | 2.0068 | 2.0173 | 2.0256 | 2.0324 | 2.0361 | 2.0385 | 2.0385 | 0 | 0 | 0 | 0 | 0 | 0 | 0 | 0 | 0
F2_Commercial_Restaurant_Existing_Food Preparation_Natural Gas_Oven_E2 | F2 | Commercial | Restaurant | Existing | Food Preparation | Natural Gas | Oven | E2 | RVT - Cost of Operation | 0.95959 | 0.95983 | 0.96463 | 0.95818 | 0.95435 | 0.95765 | 0.96699 | 0.97448 | 0.98367 | 0.99247 | 1.0012 | 1.0094 | 1.0181 | 1.0272 | 1.0359 | 1.0448 | 1.0538 | 1.0636 | 1.0738 | 1.0845 | 1.0949 | 1.1056 | 1.1154 | 1.1255 | 1.1344 | 1.1421 | 1.1491 | 1.1552 | 1.1599 | 1.1638 | 1.1659 | 1.1673 | 1.1673 | 0 | 0 | 0 | 0 | 0 | 0 | 0 | 0 | 0
F2_Commercial_Restaurant_Existing_Food Preparation_Natural Gas_Oven_E3 | F2 | Commercial | Restaurant | Existing | Food Preparation | Natural Gas | Oven | E3 | RVT - Cost of Operation | 0 | 0 | 0 | 0 | 0 | 0 | 0 | 0 | 0 | 0 | 0 | 0 | 0 | 0 | 0 | 0 | 0 | 0 | 0 | 0 | 0 | 0 | 0 | 0 | 0 | 0 | 0 | 0 | 0 | 0 | 0 | 0 | 0 | 0 | 0 | 0 | 0 | 0 | 0 | 0 | 0 | 0
F2_Commercial_Restaurant_Existing_Food Preparation_Natural Gas_Oven_E4 | F2 | Commercial | Restaurant | Existing | Food Preparation | Natural Gas | Oven | E4 | RVT - Cost of Operation | 0 | 0 | 0 | 0 | 0 | 0 | 0 | 0 | 0 | 0 | 0 | 0 | 0 | 0 | 0 | 0 | 0 | 0 | 0 | 0 | 0 | 0 | 0 | 0 | 0 | 0 | 0 | 0 | 0 | 0 | 0 | 0 | 0 | 0 | 0 | 0 | 0 | 0 | 0 | 0 | 0 | 0
F2_Commercial_Restaurant_Existing_Food Preparation_Natural Gas_Oven_E5 | F2 | Commercial | Restaurant | Existing | Food Preparation | Natural Gas | Oven | E5 | RVT - Cost of Operation | 0 | 0 | 0 | 0 | 0 | 0 | 0 | 0 | 0 | 0 | 0 | 0 | 0 | 0 | 0 | 0 | 0 | 0 | 0 | 0 | 0 | 0 | 0 | 0 | 0 | 0 | 0 | 0 | 0 | 0 | 0 | 0 | 0 | 0 | 0 | 0 | 0 | 0 | 0 | 0 | 0 | 0
F2_Commercial_Restaurant_Existing_Food Preparation_Natural Gas_Oven_E6 | F2 | Commercial | Restaurant | Existing | Food Preparation | Natural Gas | Oven | E6 | RVT - Cost of Operation | 0 | 0 | 0 | 0 | 0 | 0 | 0 | 0 | 0 | 0 | 0 | 0 | 0 | 0 | 0 | 0 | 0 | 0 | 0 | 0 | 0 | 0 | 0 | 0 | 0 | 0 | 0 | 0 | 0 | 0 | 0 | 0 | 0 | 0 | 0 | 0 | 0 | 0 | 0 | 0 | 0 | 0
F2_Commercial_Restaurant_Existing_Food Preparation_Natural Gas_Oven_E7 | F2 | Commercial | Restaurant | Existing | Food Preparation | Natural Gas | Oven | E7 | RVT - Cost of Operation | 0 | 0 | 0 | 0 | 0 | 0 | 0 | 0 | 0 | 0 | 0 | 0 | 0 | 0 | 0 | 0 | 0 | 0 | 0 | 0 | 0 | 0 | 0 | 0 | 0 | 0 | 0 | 0 | 0 | 0 | 0 | 0 | 0 | 0 | 0 | 0 | 0 | 0 | 0 | 0 | 0 | 0
F2_Commercial_Restaurant_Existing_Food Preparation_Natural Gas_Oven_E8 | F2 | Commercial | Restaurant | Existing | Food Preparation | Natural Gas | Oven | E8 | RVT - Cost of Operation | 0 | 0 | 0 | 0 | 0 | 0 | 0 | 0 | 0 | 0 | 0 | 0 | 0 | 0 | 0 | 0 | 0 | 0 | 0 | 0 | 0 | 0 | 0 | 0 | 0 | 0 | 0 | 0 | 0 | 0 | 0 | 0 | 0 | 0 | 0 | 0 | 0 | 0 | 0 | 0 | 0 | 0
F2_Commercial_Restaurant_Existing_Food Preparation_Natural Gas_Oven_E9 | F2 | Commercial | Restaurant | Existing | Food Preparation | Natural Gas | Oven | E9 | RVT - Cost of Operation | 0 | 0 | 0 | 0 | 0 | 0 | 0 | 0 | 0 | 0 | 0 | 0 | 0 | 0 | 0 | 0 | 0 | 0 | 0 | 0 | 0 | 0 | 0 | 0 | 0 | 0 | 0 | 0 | 0 | 0 | 0 | 0 | 0 | 0 | 0 | 0 | 0 | 0 | 0 | 0 | 0 | 0
F2_Commercial_Restaurant_Existing_Food Preparation_Natural Gas_Oven_E10 | F2 | Commercial | Restaurant | Existing | Food Preparation | Natural Gas | Oven | E10 | RVT - Cost of Operation | 0 | 0 | 0 | 0 | 0 | 0 | 0 | 0 | 0 | 0 | 0 | 0 | 0 | 0 | 0 | 0 | 0 | 0 | 0 | 0 | 0 | 0 | 0 | 0 | 0 | 0 | 0 | 0 | 0 | 0 | 0 | 0 | 0 | 0 | 0 | 0 | 0 | 0 | 0 | 0 | 0 | 0
F3_Commercial_Restaurant_Existing_Food Preparation_Natural Gas_Oven_E1 | F3 | Commercial | Restaurant | Existing | Food Preparation | Natural Gas | Oven | E1 | System - kBTUs of Consumption | 2.346 | 2.346 | 2.346 | 2.346 | 2.346 | 2.346 | 2.346 | 2.346 | 2.346 | 2.346 | 2.346 | 2.346 | 2.346 | 2.346 | 2.346 | 2.346 | 2.346 | 2.346 | 2.346 | 2.346 | 2.346 | 2.346 | 2.346 | 2.346 | 2.346 | 2.346 | 2.346 | 2.346 | 2.346 | 2.346 | 2.346 | 2.346 | 2.346 | 0 | 0 | 0 | 0 | 0 | 0 | 0 | 0 | 0
F3_Commercial_Restaurant_Existing_Food Preparation_Natural Gas_Oven_E2 | F3 | Commercial | Restaurant | Existing | Food Preparation | Natural Gas | Oven | E2 | System - kBTUs of Consumption | 2.4446 | 2.4446 | 2.4446 | 2.4446 | 2.4446 | 2.4446 | 2.4446 | 2.4446 | 2.4446 | 2.4446 | 2.4446 | 2.4446 | 2.4446 | 2.4446 | 2.4446 | 2.4446 | 2.4446 | 2.4446 | 2.4446 | 2.4446 | 2.4446 | 2.4446 | 2.4446 | 2.4446 | 2.4446 | 2.4446 | 2.4446 | 2.4446 | 2.4446 | 2.4446 | 2.4446 | 2.4446 | 2.4446 | 0 | 0 | 0 | 0 | 0 | 0 | 0 | 0 | 0
F3_Commercial_Restaurant_Existing_Food Preparation_Natural Gas_Oven_E3 | F3 | Commercial | Restaurant | Existing | Food Preparation | Natural Gas | Oven | E3 | System - kBTUs of Consumption | 0 | 0 | 0 | 0 | 0 | 0 | 0 | 0 | 0 | 0 | 0 | 0 | 0 | 0 | 0 | 0 | 0 | 0 | 0 | 0 | 0 | 0 | 0 | 0 | 0 | 0 | 0 | 0 | 0 | 0 | 0 | 0 | 0 | 0 | 0 | 0 | 0 | 0 | 0 | 0 | 0 | 0
F3_Commercial_Restaurant_Existing_Food Preparation_Natural Gas_Oven_E4 | F3 | Commercial | Restaurant | Existing | Food Preparation | Natural Gas | Oven | E4 | System - kBTUs of Consumption | 0 | 0 | 0 | 0 | 0 | 0 | 0 | 0 | 0 | 0 | 0 | 0 | 0 | 0 | 0 | 0 | 0 | 0 | 0 | 0 | 0 | 0 | 0 | 0 | 0 | 0 | 0 | 0 | 0 | 0 | 0 | 0 | 0 | 0 | 0 | 0 | 0 | 0 | 0 | 0 | 0 | 0
F3_Commercial_Restaurant_Existing_Food Preparation_Natural Gas_Oven_E5 | F3 | Commercial | Restaurant | Existing | Food Preparation | Natural Gas | Oven | E5 | System - kBTUs of Consumption | 0 | 0 | 0 | 0 | 0 | 0 | 0 | 0 | 0 | 0 | 0 | 0 | 0 | 0 | 0 | 0 | 0 | 0 | 0 | 0 | 0 | 0 | 0 | 0 | 0 | 0 | 0 | 0 | 0 | 0 | 0 | 0 | 0 | 0 | 0 | 0 | 0 | 0 | 0 | 0 | 0 | 0
F3_Commercial_Restaurant_Existing_Food Preparation_Natural Gas_Oven_E6 | F3 | Commercial | Restaurant | Existing | Food Preparation | Natural Gas | Oven | E6 | System - kBTUs of Consumption | 0 | 0 | 0 | 0 | 0 | 0 | 0 | 0 | 0 | 0 | 0 | 0 | 0 | 0 | 0 | 0 | 0 | 0 | 0 | 0 | 0 | 0 | 0 | 0 | 0 | 0 | 0 | 0 | 0 | 0 | 0 | 0 | 0 | 0 | 0 | 0 | 0 | 0 | 0 | 0 | 0 | 0
F3_Commercial_Restaurant_Existing_Food Preparation_Natural Gas_Oven_E7 | F3 | Commercial | Restaurant | Existing | Food Preparation | Natural Gas | Oven | E7 | System - kBTUs of Consumption | 0 | 0 | 0 | 0 | 0 | 0 | 0 | 0 | 0 | 0 | 0 | 0 | 0 | 0 | 0 | 0 | 0 | 0 | 0 | 0 | 0 | 0 | 0 | 0 | 0 | 0 | 0 | 0 | 0 | 0 | 0 | 0 | 0 | 0 | 0 | 0 | 0 | 0 | 0 | 0 | 0 | 0
F3_Commercial_Restaurant_Existing_Food Preparation_Natural Gas_Oven_E8 | F3 | Commercial | Restaurant | Existing | Food Preparation | Natural Gas | Oven | E8 | System - kBTUs of Consumption | 0 | 0 | 0 | 0 | 0 | 0 | 0 | 0 | 0 | 0 | 0 | 0 | 0 | 0 | 0 | 0 | 0 | 0 | 0 | 0 | 0 | 0 | 0 | 0 | 0 | 0 | 0 | 0 | 0 | 0 | 0 | 0 | 0 | 0 | 0 | 0 | 0 | 0 | 0 | 0 | 0 | 0
F3_Commercial_Restaurant_Existing_Food Preparation_Natural Gas_Oven_E9 | F3 | Commercial | Restaurant | Existing | Food Preparation | Natural Gas | Oven | E9 | System - kBTUs of Consumption | 0 | 0 | 0 | 0 | 0 | 0 | 0 | 0 | 0 | 0 | 0 | 0 | 0 | 0 | 0 | 0 | 0 | 0 | 0 | 0 | 0 | 0 | 0 | 0 | 0 | 0 | 0 | 0 | 0 | 0 | 0 | 0 | 0 | 0 | 0 | 0 | 0 | 0 | 0 | 0 | 0 | 0
F3_Commercial_Restaurant_Existing_Food Preparation_Natural Gas_Oven_E10 | F3 | Commercial | Restaurant | Existing | Food Preparation | Natural Gas | Oven | E10 | System - kBTUs of Consumption | 0 | 0 | 0 | 0 | 0 | 0 | 0 | 0 | 0 | 0 | 0 | 0 | 0 | 0 | 0 | 0 | 0 | 0 | 0 | 0 | 0 | 0 | 0 | 0 | 0 | 0 | 0 | 0 | 0 | 0 | 0 | 0 | 0 | 0 | 0 | 0 | 0 | 0 | 0 | 0 | 0 | 0
F4_Commercial_Restaurant_Existing_Food Preparation_Natural Gas_Oven_E1 | F4 | Commercial | Restaurant | Existing | Food Preparation | Natural Gas | Oven | E1 | Utility - Cost of Equipment | 1.6758 | 1.6762 | 1.6846 | 1.6733 | 1.6666 | 1.6724 | 1.6887 | 1.7018 | 1.7178 | 1.7332 | 1.7485 | 1.7627 | 1.778 | 1.7939 | 1.8091 | 1.8246 | 1.8403 | 1.8575 | 1.8752 | 1.8939 | 1.912 | 1.9307 | 1.9479 | 1.9655 | 1.9811 | 1.9945 | 2.0068 | 2.0173 | 2.0256 | 2.0324 | 2.0361 | 2.0385 | 2.0385 | 0 | 0 | 0 | 0 | 0 | 0 | 0 | 0 | 0
F4_Commercial_Restaurant_Existing_Food Preparation_Natural Gas_Oven_E2 | F4 | Commercial | Restaurant | Existing | Food Preparation | Natural Gas | Oven | E2 | Utility - Cost of Equipment | 0.95959 | 0.95983 | 0.96463 | 0.95818 | 0.95435 | 0.95765 | 0.96699 | 0.97448 | 0.98367 | 0.99247 | 1.0012 | 1.0094 | 1.0181 | 1.0272 | 1.0359 | 1.0448 | 1.0538 | 1.0636 | 1.0738 | 1.0845 | 1.0949 | 1.1056 | 1.1154 | 1.1255 | 1.1344 | 1.1421 | 1.1491 | 1.1552 | 1.1599 | 1.1638 | 1.1659 | 1.1673 | 1.1673 | 0 | 0 | 0 | 0 | 0 | 0 | 0 | 0 | 0
F4_Commercial_Restaurant_Existing_Food Preparation_Natural Gas_Oven_E3 | F4 | Commercial | Restaurant | Existing | Food Preparation | Natural Gas | Oven | E3 | Utility - Cost of Equipment | 0 | 0 | 0 | 0 | 0 | 0 | 0 | 0 | 0 | 0 | 0 | 0 | 0 | 0 | 0 | 0 | 0 | 0 | 0 | 0 | 0 | 0 | 0 | 0 | 0 | 0 | 0 | 0 | 0 | 0 | 0 | 0 | 0 | 0 | 0 | 0 | 0 | 0 | 0 | 0 | 0 | 0
F4_Commercial_Restaurant_Existing_Food Preparation_Natural Gas_Oven_E4 | F4 | Commercial | Restaurant | Existing | Food Preparation | Natural Gas | Oven | E4 | Utility - Cost of Equipment | 0 | 0 | 0 | 0 | 0 | 0 | 0 | 0 | 0 | 0 | 0 | 0 | 0 | 0 | 0 | 0 | 0 | 0 | 0 | 0 | 0 | 0 | 0 | 0 | 0 | 0 | 0 | 0 | 0 | 0 | 0 | 0 | 0 | 0 | 0 | 0 | 0 | 0 | 0 | 0 | 0 | 0
F4_Commercial_Restaurant_Existing_Food Preparation_Natural Gas_Oven_E5 | F4 | Commercial | Restaurant | Existing | Food Preparation | Natural Gas | Oven | E5 | Utility - Cost of Equipment | 0 | 0 | 0 | 0 | 0 | 0 | 0 | 0 | 0 | 0 | 0 | 0 | 0 | 0 | 0 | 0 | 0 | 0 | 0 | 0 | 0 | 0 | 0 | 0 | 0 | 0 | 0 | 0 | 0 | 0 | 0 | 0 | 0 | 0 | 0 | 0 | 0 | 0 | 0 | 0 | 0 | 0
F4_Commercial_Restaurant_Existing_Food Preparation_Natural Gas_Oven_E6 | F4 | Commercial | Restaurant | Existing | Food Preparation | Natural Gas | Oven | E6 | Utility - Cost of Equipment | 0 | 0 | 0 | 0 | 0 | 0 | 0 | 0 | 0 | 0 | 0 | 0 | 0 | 0 | 0 | 0 | 0 | 0 | 0 | 0 | 0 | 0 | 0 | 0 | 0 | 0 | 0 | 0 | 0 | 0 | 0 | 0 | 0 | 0 | 0 | 0 | 0 | 0 | 0 | 0 | 0 | 0
F4_Commercial_Restaurant_Existing_Food Preparation_Natural Gas_Oven_E7 | F4 | Commercial | Restaurant | Existing | Food Preparation | Natural Gas | Oven | E7 | Utility - Cost of Equipment | 0 | 0 | 0 | 0 | 0 | 0 | 0 | 0 | 0 | 0 | 0 | 0 | 0 | 0 | 0 | 0 | 0 | 0 | 0 | 0 | 0 | 0 | 0 | 0 | 0 | 0 | 0 | 0 | 0 | 0 | 0 | 0 | 0 | 0 | 0 | 0 | 0 | 0 | 0 | 0 | 0 | 0
F4_Commercial_Restaurant_Existing_Food Preparation_Natural Gas_Oven_E8 | F4 | Commercial | Restaurant | Existing | Food Preparation | Natural Gas | Oven | E8 | Utility - Cost of Equipment | 0 | 0 | 0 | 0 | 0 | 0 | 0 | 0 | 0 | 0 | 0 | 0 | 0 | 0 | 0 | 0 | 0 | 0 | 0 | 0 | 0 | 0 | 0 | 0 | 0 | 0 | 0 | 0 | 0 | 0 | 0 | 0 | 0 | 0 | 0 | 0 | 0 | 0 | 0 | 0 | 0 | 0
F4_Commercial_Restaurant_Existing_Food Preparation_Natural Gas_Oven_E9 | F4 | Commercial | Restaurant | Existing | Food Preparation | Natural Gas | Oven | E9 | Utility - Cost of Equipment | 0 | 0 | 0 | 0 | 0 | 0 | 0 | 0 | 0 | 0 | 0 | 0 | 0 | 0 | 0 | 0 | 0 | 0 | 0 | 0 | 0 | 0 | 0 | 0 | 0 | 0 | 0 | 0 | 0 | 0 | 0 | 0 | 0 | 0 | 0 | 0 | 0 | 0 | 0 | 0 | 0 | 0
F4_Commercial_Restaurant_Existing_Food Preparation_Natural Gas_Oven_E10 | F4 | Commercial | Restaurant | Existing | Food Preparation | Natural Gas | Oven | E10 | Utility - Cost of Equipment | 0 | 0 | 0 | 0 | 0 | 0 | 0 | 0 | 0 | 0 | 0 | 0 | 0 | 0 | 0 | 0 | 0 | 0 | 0 | 0 | 0 | 0 | 0 | 0 | 0 | 0 | 0 | 0 | 0 | 0 | 0 | 0 | 0 | 0 | 0 | 0 | 0 | 0 | 0 | 0 | 0 | 0
F5_Commercial_Restaurant_Existing_Food Preparation_Natural Gas_Oven_E1 | F5 | Commercial | Restaurant | Existing | Food Preparation | Natural Gas | Oven | E1 | Utility - Cost of Operation | 2.346 | 2.346 | 2.346 | 2.346 | 2.346 | 2.346 | 2.346 | 2.346 | 2.346 | 2.346 | 2.346 | 2.346 | 2.346 | 2.346 | 2.346 | 2.346 | 2.346 | 2.346 | 2.346 | 2.346 | 2.346 | 2.346 | 2.346 | 2.346 | 2.346 | 2.346 | 2.346 | 2.346 | 2.346 | 2.346 | 2.346 | 2.346 | 2.346 | 0 | 0 | 0 | 0 | 0 | 0 | 0 | 0 | 0
F5_Commercial_Restaurant_Existing_Food Preparation_Natural Gas_Oven_E2 | F5 | Commercial | Restaurant | Existing | Food Preparation | Natural Gas | Oven | E2 | Utility - Cost of Operation | 2.4446 | 2.4446 | 2.4446 | 2.4446 | 2.4446 | 2.4446 | 2.4446 | 2.4446 | 2.4446 | 2.4446 | 2.4446 | 2.4446 | 2.4446 | 2.4446 | 2.4446 | 2.4446 | 2.4446 | 2.4446 | 2.4446 | 2.4446 | 2.4446 | 2.4446 | 2.4446 | 2.4446 | 2.4446 | 2.4446 | 2.4446 | 2.4446 | 2.4446 | 2.4446 | 2.4446 | 2.4446 | 2.4446 | 0 | 0 | 0 | 0 | 0 | 0 | 0 | 0 | 0
F5_Commercial_Restaurant_Existing_Food Preparation_Natural Gas_Oven_E3 | F5 | Commercial | Restaurant | Existing | Food Preparation | Natural Gas | Oven | E3 | Utility - Cost of Operation | 0 | 0 | 0 | 0 | 0 | 0 | 0 | 0 | 0 | 0 | 0 | 0 | 0 | 0 | 0 | 0 | 0 | 0 | 0 | 0 | 0 | 0 | 0 | 0 | 0 | 0 | 0 | 0 | 0 | 0 | 0 | 0 | 0 | 0 | 0 | 0 | 0 | 0 | 0 | 0 | 0 | 0
F5_Commercial_Restaurant_Existing_Food Preparation_Natural Gas_Oven_E4 | F5 | Commercial | Restaurant | Existing | Food Preparation | Natural Gas | Oven | E4 | Utility - Cost of Operation | 0 | 0 | 0 | 0 | 0 | 0 | 0 | 0 | 0 | 0 | 0 | 0 | 0 | 0 | 0 | 0 | 0 | 0 | 0 | 0 | 0 | 0 | 0 | 0 | 0 | 0 | 0 | 0 | 0 | 0 | 0 | 0 | 0 | 0 | 0 | 0 | 0 | 0 | 0 | 0 | 0 | 0
F5_Commercial_Restaurant_Existing_Food Preparation_Natural Gas_Oven_E5 | F5 | Commercial | Restaurant | Existing | Food Preparation | Natural Gas | Oven | E5 | Utility - Cost of Operation | 0 | 0 | 0 | 0 | 0 | 0 | 0 | 0 | 0 | 0 | 0 | 0 | 0 | 0 | 0 | 0 | 0 | 0 | 0 | 0 | 0 | 0 | 0 | 0 | 0 | 0 | 0 | 0 | 0 | 0 | 0 | 0 | 0 | 0 | 0 | 0 | 0 | 0 | 0 | 0 | 0 | 0
F5_Commercial_Restaurant_Existing_Food Preparation_Natural Gas_Oven_E6 | F5 | Commercial | Restaurant | Existing | Food Preparation | Natural Gas | Oven | E6 | Utility - Cost of Operation | 0 | 0 | 0 | 0 | 0 | 0 | 0 | 0 | 0 | 0 | 0 | 0 | 0 | 0 | 0 | 0 | 0 | 0 | 0 | 0 | 0 | 0 | 0 | 0 | 0 | 0 | 0 | 0 | 0 | 0 | 0 | 0 | 0 | 0 | 0 | 0 | 0 | 0 | 0 | 0 | 0 | 0
F5_Commercial_Restaurant_Existing_Food Preparation_Natural Gas_Oven_E7 | F5 | Commercial | Restaurant | Existing | Food Preparation | Natural Gas | Oven | E7 | Utility - Cost of Operation | 0 | 0 | 0 | 0 | 0 | 0 | 0 | 0 | 0 | 0 | 0 | 0 | 0 | 0 | 0 | 0 | 0 | 0 | 0 | 0 | 0 | 0 | 0 | 0 | 0 | 0 | 0 | 0 | 0 | 0 | 0 | 0 | 0 | 0 | 0 | 0 | 0 | 0 | 0 | 0 | 0 | 0
F5_Commercial_Restaurant_Existing_Food Preparation_Natural Gas_Oven_E8 | F5 | Commercial | Restaurant | Existing | Food Preparation | Natural Gas | Oven | E8 | Utility - Cost of Operation | 0 | 0 | 0 | 0 | 0 | 0 | 0 | 0 | 0 | 0 | 0 | 0 | 0 | 0 | 0 | 0 | 0 | 0 | 0 | 0 | 0 | 0 | 0 | 0 | 0 | 0 | 0 | 0 | 0 | 0 | 0 | 0 | 0 | 0 | 0 | 0 | 0 | 0 | 0 | 0 | 0 | 0
F5_Commercial_Restaurant_Existing_Food Preparation_Natural Gas_Oven_E9 | F5 | Commercial | Restaurant | Existing | Food Preparation | Natural Gas | Oven | E9 | Utility - Cost of Operation | 0 | 0 | 0 | 0 | 0 | 0 | 0 | 0 | 0 | 0 | 0 | 0 | 0 | 0 | 0 | 0 | 0 | 0 | 0 | 0 | 0 | 0 | 0 | 0 | 0 | 0 | 0 | 0 | 0 | 0 | 0 | 0 | 0 | 0 | 0 | 0 | 0 | 0 | 0 | 0 | 0 | 0
F5_Commercial_Restaurant_Existing_Food Preparation_Natural Gas_Oven_E10 | F5 | Commercial | Restaurant | Existing | Food Preparation | Natural Gas | Oven | E10 | Utility - Cost of Operation | 0 | 0 | 0 | 0 | 0 | 0 | 0 | 0 | 0 | 0 | 0 | 0 | 0 | 0 | 0 | 0 | 0 | 0 | 0 | 0 | 0 | 0 | 0 | 0 | 0 | 0 | 0 | 0 | 0 | 0 | 0 | 0 | 0 | 0 | 0 | 0 | 0 | 0 | 0 | 0 | 0 | 0
F6_Commercial_Restaurant_Existing_Food Preparation_Natural Gas_Oven_E1 | F6 | Commercial | Restaurant | Existing | Food Preparation | Natural Gas | Oven | E1 | Utility - Value of Sales | 0.88768 | 0.89223 | 0.89954 | 0.89794 | 0.89794 | 0.89794 | 0.89794 | 0.89794 | 0.89794 | 0.89794 | 0.89794 | 0.89794 | 0.89794 | 0.89794 | 0.89794 | 0.89794 | 0.89794 | 0.89794 | 0.89794 | 0.89794 | 0.89794 | 0.89794 | 0.89794 | 0.89794 | 0.89794 | 0.89794 | 0.89794 | 0.89794 | 0.89794 | 0.89794 | 0.89794 | 0.89794 | 0.89794 | 0 | 0 | 0 | 0 | 0 | 0 | 0 | 0 | 0
F6_Commercial_Restaurant_Existing_Food Preparation_Natural Gas_Oven_E2 | F6 | Commercial | Restaurant | Existing | Food Preparation | Natural Gas | Oven | E2 | Utility - Value of Sales | 0.50831 | 0.51092 | 0.5151 | 0.51418 | 0.51418 | 0.51418 | 0.51418 | 0.51418 | 0.51418 | 0.51418 | 0.51418 | 0.51418 | 0.51418 | 0.51418 | 0.51418 | 0.51418 | 0.51418 | 0.51418 | 0.51418 | 0.51418 | 0.51418 | 0.51418 | 0.51418 | 0.51418 | 0.51418 | 0.51418 | 0.51418 | 0.51418 | 0.51418 | 0.51418 | 0.51418 | 0.51418 | 0.51418 | 0 | 0 | 0 | 0 | 0 | 0 | 0 | 0 | 0
F6_Commercial_Restaurant_Existing_Food Preparation_Natural Gas_Oven_E3 | F6 | Commercial | Restaurant | Existing | Food Preparation | Natural Gas | Oven | E3 | Utility - Value of Sales | 0 | 0 | 0 | 0 | 0 | 0 | 0 | 0 | 0 | 0 | 0 | 0 | 0 | 0 | 0 | 0 | 0 | 0 | 0 | 0 | 0 | 0 | 0 | 0 | 0 | 0 | 0 | 0 | 0 | 0 | 0 | 0 | 0 | 0 | 0 | 0 | 0 | 0 | 0 | 0 | 0 | 0
F6_Commercial_Restaurant_Existing_Food Preparation_Natural Gas_Oven_E4 | F6 | Commercial | Restaurant | Existing | Food Preparation | Natural Gas | Oven | E4 | Utility - Value of Sales | 0 | 0 | 0 | 0 | 0 | 0 | 0 | 0 | 0 | 0 | 0 | 0 | 0 | 0 | 0 | 0 | 0 | 0 | 0 | 0 | 0 | 0 | 0 | 0 | 0 | 0 | 0 | 0 | 0 | 0 | 0 | 0 | 0 | 0 | 0 | 0 | 0 | 0 | 0 | 0 | 0 | 0
F6_Commercial_Restaurant_Existing_Food Preparation_Natural Gas_Oven_E5 | F6 | Commercial | Restaurant | Existing | Food Preparation | Natural Gas | Oven | E5 | Utility - Value of Sales | 0 | 0 | 0 | 0 | 0 | 0 | 0 | 0 | 0 | 0 | 0 | 0 | 0 | 0 | 0 | 0 | 0 | 0 | 0 | 0 | 0 | 0 | 0 | 0 | 0 | 0 | 0 | 0 | 0 | 0 | 0 | 0 | 0 | 0 | 0 | 0 | 0 | 0 | 0 | 0 | 0 | 0
F6_Commercial_Restaurant_Existing_Food Preparation_Natural Gas_Oven_E6 | F6 | Commercial | Restaurant | Existing | Food Preparation | Natural Gas | Oven | E6 | Utility - Value of Sales | 0 | 0 | 0 | 0 | 0 | 0 | 0 | 0 | 0 | 0 | 0 | 0 | 0 | 0 | 0 | 0 | 0 | 0 | 0 | 0 | 0 | 0 | 0 | 0 | 0 | 0 | 0 | 0 | 0 | 0 | 0 | 0 | 0 | 0 | 0 | 0 | 0 | 0 | 0 | 0 | 0 | 0
F6_Commercial_Restaurant_Existing_Food Preparation_Natural Gas_Oven_E7 | F6 | Commercial | Restaurant | Existing | Food Preparation | Natural Gas | Oven | E7 | Utility - Value of Sales | 0 | 0 | 0 | 0 | 0 | 0 | 0 | 0 | 0 | 0 | 0 | 0 | 0 | 0 | 0 | 0 | 0 | 0 | 0 | 0 | 0 | 0 | 0 | 0 | 0 | 0 | 0 | 0 | 0 | 0 | 0 | 0 | 0 | 0 | 0 | 0 | 0 | 0 | 0 | 0 | 0 | 0
F6_Commercial_Restaurant_Existing_Food Preparation_Natural Gas_Oven_E8 | F6 | Commercial | Restaurant | Existing | Food Preparation | Natural Gas | Oven | E8 | Utility - Value of Sales | 0 | 0 | 0 | 0 | 0 | 0 | 0 | 0 | 0 | 0 | 0 | 0 | 0 | 0 | 0 | 0 | 0 | 0 | 0 | 0 | 0 | 0 | 0 | 0 | 0 | 0 | 0 | 0 | 0 | 0 | 0 | 0 | 0 | 0 | 0 | 0 | 0 | 0 | 0 | 0 | 0 | 0
F6_Commercial_Restaurant_Existing_Food Preparation_Natural Gas_Oven_E9 | F6 | Commercial | Restaurant | Existing | Food Preparation | Natural Gas | Oven | E9 | Utility - Value of Sales | 0 | 0 | 0 | 0 | 0 | 0 | 0 | 0 | 0 | 0 | 0 | 0 | 0 | 0 | 0 | 0 | 0 | 0 | 0 | 0 | 0 | 0 | 0 | 0 | 0 | 0 | 0 | 0 | 0 | 0 | 0 | 0 | 0 | 0 | 0 | 0 | 0 | 0 | 0 | 0 | 0 | 0
F6_Commercial_Restaurant_Existing_Food Preparation_Natural Gas_Oven_E10 | F6 | Commercial | Restaurant | Existing | Food Preparation | Natural Gas | Oven | E10 | Utility - Value of Sales | 0 | 0 | 0 | 0 | 0 | 0 | 0 | 0 | 0 | 0 | 0 | 0 | 0 | 0 | 0 | 0 | 0 | 0 | 0 | 0 | 0 | 0 | 0 | 0 | 0 | 0 | 0 | 0 | 0 | 0 | 0 | 0 | 0 | 0 | 0 | 0 | 0 | 0 | 0 | 0 | 0 | 0
F1_Commercial_Restaurant_Existing_Food Preparation_Natural Gas_Conveyor Oven_E1 | F1 | Commercial | Restaurant | Existing | Food Preparation | Natural Gas | Conveyor Oven | E1 | RVT - Cost of Equipment | 2.1098 | 2.1161 | 2.1289 | 2.125 | 2.125 | 2.1358 | 2.1558 | 2.1733 | 2.1935 | 2.2136 | 2.2339 | 2.2535 | 2.2741 | 2.2953 | 2.3157 | 2.3362 | 2.3561 | 2.3762 | 2.3958 | 2.4149 | 2.4326 | 2.4499 | 2.4651 | 2.4803 | 2.4936 | 2.505 | 2.5154 | 2.5243 | 2.5314 | 2.5371 | 2.5402 | 2.5423 | 2.5423 | 0 | 0 | 0 | 0 | 0 | 0 | 0 | 0 | 0
F1_Commercial_Restaurant_Existing_Food Preparation_Natural Gas_Conveyor Oven_E2 | F1 | Commercial | Restaurant | Existing | Food Preparation | Natural Gas | Conveyor Oven | E2 | RVT - Cost of Equipment | 1.6038 | 1.6086 | 1.6183 | 1.6153 | 1.6153 | 1.6235 | 1.6387 | 1.652 | 1.6674 | 1.6827 | 1.6981 | 1.713 | 1.7286 | 1.7448 | 1.7603 | 1.7759 | 1.791 | 1.8063 | 1.8212 | 1.8357 | 1.8491 | 1.8623 | 1.8738 | 1.8854 | 1.8955 | 1.9042 | 1.9121 | 1.9189 | 1.9242 | 1.9286 | 1.931 | 1.9326 | 1.9326 | 0 | 0 | 0 | 0 | 0 | 0 | 0 | 0 | 0
F1_Commercial_Restaurant_Existing_Food Preparation_Natural Gas_Conveyor Oven_E3 | F1 | Commercial | Restaurant | Existing | Food Preparation | Natural Gas | Conveyor Oven | E3 | RVT - Cost of Equipment | 0 | 0 | 0 | 0 | 0 | 0 | 0 | 0 | 0 | 0 | 0 | 0 | 0 | 0 | 0 | 0 | 0 | 0 | 0 | 0 | 0 | 0 | 0 | 0 | 0 | 0 | 0 | 0 | 0 | 0 | 0 | 0 | 0 | 0 | 0 | 0 | 0 | 0 | 0 | 0 | 0 | 0
F1_Commercial_Restaurant_Existing_Food Preparation_Natural Gas_Conveyor Oven_E4 | F1 | Commercial | Restaurant | Existing | Food Preparation | Natural Gas | Conveyor Oven | E4 | RVT - Cost of Equipment | 0 | 0 | 0 | 0 | 0 | 0 | 0 | 0 | 0 | 0 | 0 | 0 | 0 | 0 | 0 | 0 | 0 | 0 | 0 | 0 | 0 | 0 | 0 | 0 | 0 | 0 | 0 | 0 | 0 | 0 | 0 | 0 | 0 | 0 | 0 | 0 | 0 | 0 | 0 | 0 | 0 | 0
F1_Commercial_Restaurant_Existing_Food Preparation_Natural Gas_Conveyor Oven_E5 | F1 | Commercial | Restaurant | Existing | Food Preparation | Natural Gas | Conveyor Oven | E5 | RVT - Cost of Equipment | 0 | 0 | 0 | 0 | 0 | 0 | 0 | 0 | 0 | 0 | 0 | 0 | 0 | 0 | 0 | 0 | 0 | 0 | 0 | 0 | 0 | 0 | 0 | 0 | 0 | 0 | 0 | 0 | 0 | 0 | 0 | 0 | 0 | 0 | 0 | 0 | 0 | 0 | 0 | 0 | 0 | 0
F1_Commercial_Restaurant_Existing_Food Preparation_Natural Gas_Conveyor Oven_E6 | F1 | Commercial | Restaurant | Existing | Food Preparation | Natural Gas | Conveyor Oven | E6 | RVT - Cost of Equipment | 0 | 0 | 0 | 0 | 0 | 0 | 0 | 0 | 0 | 0 | 0 | 0 | 0 | 0 | 0 | 0 | 0 | 0 | 0 | 0 | 0 | 0 | 0 | 0 | 0 | 0 | 0 | 0 | 0 | 0 | 0 | 0 | 0 | 0 | 0 | 0 | 0 | 0 | 0 | 0 | 0 | 0
F1_Commercial_Restaurant_Existing_Food Preparation_Natural Gas_Conveyor Oven_E7 | F1 | Commercial | Restaurant | Existing | Food Preparation | Natural Gas | Conveyor Oven | E7 | RVT - Cost of Equipment | 0 | 0 | 0 | 0 | 0 | 0 | 0 | 0 | 0 | 0 | 0 | 0 | 0 | 0 | 0 | 0 | 0 | 0 | 0 | 0 | 0 | 0 | 0 | 0 | 0 | 0 | 0 | 0 | 0 | 0 | 0 | 0 | 0 | 0 | 0 | 0 | 0 | 0 | 0 | 0 | 0 | 0
F1_Commercial_Restaurant_Existing_Food Preparation_Natural Gas_Conveyor Oven_E8 | F1 | Commercial | Restaurant | Existing | Food Preparation | Natural Gas | Conveyor Oven | E8 | RVT - Cost of Equipment | 0 | 0 | 0 | 0 | 0 | 0 | 0 | 0 | 0 | 0 | 0 | 0 | 0 | 0 | 0 | 0 | 0 | 0 | 0 | 0 | 0 | 0 | 0 | 0 | 0 | 0 | 0 | 0 | 0 | 0 | 0 | 0 | 0 | 0 | 0 | 0 | 0 | 0 | 0 | 0 | 0 | 0
F1_Commercial_Restaurant_Existing_Food Preparation_Natural Gas_Conveyor Oven_E9 | F1 | Commercial | Restaurant | Existing | Food Preparation | Natural Gas | Conveyor Oven | E9 | RVT - Cost of Equipment | 0 | 0 | 0 | 0 | 0 | 0 | 0 | 0 | 0 | 0 | 0 | 0 | 0 | 0 | 0 | 0 | 0 | 0 | 0 | 0 | 0 | 0 | 0 | 0 | 0 | 0 | 0 | 0 | 0 | 0 | 0 | 0 | 0 | 0 | 0 | 0 | 0 | 0 | 0 | 0 | 0 | 0
F1_Commercial_Restaurant_Existing_Food Preparation_Natural Gas_Conveyor Oven_E10 | F1 | Commercial | Restaurant | Existing | Food Preparation | Natural Gas | Conveyor Oven | E10 | RVT - Cost of Equipment | 0 | 0 | 0 | 0 | 0 | 0 | 0 | 0 | 0 | 0 | 0 | 0 | 0 | 0 | 0 | 0 | 0 | 0 | 0 | 0 | 0 | 0 | 0 | 0 | 0 | 0 | 0 | 0 | 0 | 0 | 0 | 0 | 0 | 0 | 0 | 0 | 0 | 0 | 0 | 0 | 0 | 0
F2_Commercial_Restaurant_Existing_Food Preparation_Natural Gas_Conveyor Oven_E1 | F2 | Commercial | Restaurant | Existing | Food Preparation | Natural Gas | Conveyor Oven | E1 | RVT - Cost of Operation | 2.5277 | 2.5352 | 2.5506 | 2.5459 | 2.5459 | 2.5588 | 2.5827 | 2.6037 | 2.628 | 2.6521 | 2.6764 | 2.6999 | 2.7245 | 2.7499 | 2.7744 | 2.7989 | 2.8227 | 2.8469 | 2.8703 | 2.8933 | 2.9144 | 2.9351 | 2.9533 | 2.9716 | 2.9874 | 3.0011 | 3.0136 | 3.0243 | 3.0327 | 3.0396 | 3.0434 | 3.0459 | 3.0459 | 0 | 0 | 0 | 0 | 0 | 0 | 0 | 0 | 0
F2_Commercial_Restaurant_Existing_Food Preparation_Natural Gas_Conveyor Oven_E2 | F2 | Commercial | Restaurant | Existing | Food Preparation | Natural Gas | Conveyor Oven | E2 | RVT - Cost of Operation | 1.9214 | 1.9272 | 1.9388 | 1.9352 | 1.9353 | 1.9451 | 1.9633 | 1.9792 | 1.9977 | 2.016 | 2.0345 | 2.0523 | 2.071 | 2.0903 | 2.109 | 2.1276 | 2.1457 | 2.1641 | 2.1819 | 2.1993 | 2.2154 | 2.2311 | 2.245 | 2.2589 | 2.2709 | 2.2813 | 2.2908 | 2.2989 | 2.3053 | 2.3106 | 2.3134 | 2.3154 | 2.3154 | 0 | 0 | 0 | 0 | 0 | 0 | 0 | 0 | 0
F2_Commercial_Restaurant_Existing_Food Preparation_Natural Gas_Conveyor Oven_E3 | F2 | Commercial | Restaurant | Existing | Food Preparation | Natural Gas | Conveyor Oven | E3 | RVT - Cost of Operation | 0 | 0 | 0 | 0 | 0 | 0 | 0 | 0 | 0 | 0 | 0 | 0 | 0 | 0 | 0 | 0 | 0 | 0 | 0 | 0 | 0 | 0 | 0 | 0 | 0 | 0 | 0 | 0 | 0 | 0 | 0 | 0 | 0 | 0 | 0 | 0 | 0 | 0 | 0 | 0 | 0 | 0
F2_Commercial_Restaurant_Existing_Food Preparation_Natural Gas_Conveyor Oven_E4 | F2 | Commercial | Restaurant | Existing | Food Preparation | Natural Gas | Conveyor Oven | E4 | RVT - Cost of Operation | 0 | 0 | 0 | 0 | 0 | 0 | 0 | 0 | 0 | 0 | 0 | 0 | 0 | 0 | 0 | 0 | 0 | 0 | 0 | 0 | 0 | 0 | 0 | 0 | 0 | 0 | 0 | 0 | 0 | 0 | 0 | 0 | 0 | 0 | 0 | 0 | 0 | 0 | 0 | 0 | 0 | 0
F2_Commercial_Restaurant_Existing_Food Preparation_Natural Gas_Conveyor Oven_E5 | F2 | Commercial | Restaurant | Existing | Food Preparation | Natural Gas | Conveyor Oven | E5 | RVT - Cost of Operation | 0 | 0 | 0 | 0 | 0 | 0 | 0 | 0 | 0 | 0 | 0 | 0 | 0 | 0 | 0 | 0 | 0 | 0 | 0 | 0 | 0 | 0 | 0 | 0 | 0 | 0 | 0 | 0 | 0 | 0 | 0 | 0 | 0 | 0 | 0 | 0 | 0 | 0 | 0 | 0 | 0 | 0
F2_Commercial_Restaurant_Existing_Food Preparation_Natural Gas_Conveyor Oven_E6 | F2 | Commercial | Restaurant | Existing | Food Preparation | Natural Gas | Conveyor Oven | E6 | RVT - Cost of Operation | 0 | 0 | 0 | 0 | 0 | 0 | 0 | 0 | 0 | 0 | 0 | 0 | 0 | 0 | 0 | 0 | 0 | 0 | 0 | 0 | 0 | 0 | 0 | 0 | 0 | 0 | 0 | 0 | 0 | 0 | 0 | 0 | 0 | 0 | 0 | 0 | 0 | 0 | 0 | 0 | 0 | 0
F2_Commercial_Restaurant_Existing_Food Preparation_Natural Gas_Conveyor Oven_E7 | F2 | Commercial | Restaurant | Existing | Food Preparation | Natural Gas | Conveyor Oven | E7 | RVT - Cost of Operation | 0 | 0 | 0 | 0 | 0 | 0 | 0 | 0 | 0 | 0 | 0 | 0 | 0 | 0 | 0 | 0 | 0 | 0 | 0 | 0 | 0 | 0 | 0 | 0 | 0 | 0 | 0 | 0 | 0 | 0 | 0 | 0 | 0 | 0 | 0 | 0 | 0 | 0 | 0 | 0 | 0 | 0
F2_Commercial_Restaurant_Existing_Food Preparation_Natural Gas_Conveyor Oven_E8 | F2 | Commercial | Restaurant | Existing | Food Preparation | Natural Gas | Conveyor Oven | E8 | RVT - Cost of Operation | 0 | 0 | 0 | 0 | 0 | 0 | 0 | 0 | 0 | 0 | 0 | 0 | 0 | 0 | 0 | 0 | 0 | 0 | 0 | 0 | 0 | 0 | 0 | 0 | 0 | 0 | 0 | 0 | 0 | 0 | 0 | 0 | 0 | 0 | 0 | 0 | 0 | 0 | 0 | 0 | 0 | 0
F2_Commercial_Restaurant_Existing_Food Preparation_Natural Gas_Conveyor Oven_E9 | F2 | Commercial | Restaurant | Existing | Food Preparation | Natural Gas | Conveyor Oven | E9 | RVT - Cost of Operation | 0 | 0 | 0 | 0 | 0 | 0 | 0 | 0 | 0 | 0 | 0 | 0 | 0 | 0 | 0 | 0 | 0 | 0 | 0 | 0 | 0 | 0 | 0 | 0 | 0 | 0 | 0 | 0 | 0 | 0 | 0 | 0 | 0 | 0 | 0 | 0 | 0 | 0 | 0 | 0 | 0 | 0
F2_Commercial_Restaurant_Existing_Food Preparation_Natural Gas_Conveyor Oven_E10 | F2 | Commercial | Restaurant | Existing | Food Preparation | Natural Gas | Conveyor Oven | E10 | RVT - Cost of Operation | 0 | 0 | 0 | 0 | 0 | 0 | 0 | 0 | 0 | 0 | 0 | 0 | 0 | 0 | 0 | 0 | 0 | 0 | 0 | 0 | 0 | 0 | 0 | 0 | 0 | 0 | 0 | 0 | 0 | 0 | 0 | 0 | 0 | 0 | 0 | 0 | 0 | 0 | 0 | 0 | 0 | 0
F3_Commercial_Restaurant_Existing_Food Preparation_Natural Gas_Conveyor Oven_E1 | F3 | Commercial | Restaurant | Existing | Food Preparation | Natural Gas | Conveyor Oven | E1 | System - kBTUs of Consumption | 0.38077 | 0.38077 | 0.38077 | 0.38077 | 0.38077 | 0.38077 | 0.38077 | 0.38077 | 0.38077 | 0.38077 | 0.38077 | 0.38077 | 0.38077 | 0.38077 | 0.38077 | 0.38077 | 0.38077 | 0.38077 | 0.38077 | 0.38077 | 0.38077 | 0.38077 | 0.38077 | 0.38077 | 0.38077 | 0.38077 | 0.38077 | 0.38077 | 0.38077 | 0.38077 | 0.38077 | 0.38077 | 0.38077 | 0 | 0 | 0 | 0 | 0 | 0 | 0 | 0 | 0
F3_Commercial_Restaurant_Existing_Food Preparation_Natural Gas_Conveyor Oven_E2 | F3 | Commercial | Restaurant | Existing | Food Preparation | Natural Gas | Conveyor Oven | E2 | System - kBTUs of Consumption | 0.46421 | 0.46421 | 0.46421 | 0.46421 | 0.46421 | 0.46421 | 0.46421 | 0.46421 | 0.46421 | 0.46421 | 0.46421 | 0.46421 | 0.46421 | 0.46421 | 0.46421 | 0.46421 | 0.46421 | 0.46421 | 0.46421 | 0.46421 | 0.46421 | 0.46421 | 0.46421 | 0.46421 | 0.46421 | 0.46421 | 0.46421 | 0.46421 | 0.46421 | 0.46421 | 0.46421 | 0.46421 | 0.46421 | 0 | 0 | 0 | 0 | 0 | 0 | 0 | 0 | 0
F3_Commercial_Restaurant_Existing_Food Preparation_Natural Gas_Conveyor Oven_E3 | F3 | Commercial | Restaurant | Existing | Food Preparation | Natural Gas | Conveyor Oven | E3 | System - kBTUs of Consumption | 0 | 0 | 0 | 0 | 0 | 0 | 0 | 0 | 0 | 0 | 0 | 0 | 0 | 0 | 0 | 0 | 0 | 0 | 0 | 0 | 0 | 0 | 0 | 0 | 0 | 0 | 0 | 0 | 0 | 0 | 0 | 0 | 0 | 0 | 0 | 0 | 0 | 0 | 0 | 0 | 0 | 0
F3_Commercial_Restaurant_Existing_Food Preparation_Natural Gas_Conveyor Oven_E4 | F3 | Commercial | Restaurant | Existing | Food Preparation | Natural Gas | Conveyor Oven | E4 | System - kBTUs of Consumption | 0 | 0 | 0 | 0 | 0 | 0 | 0 | 0 | 0 | 0 | 0 | 0 | 0 | 0 | 0 | 0 | 0 | 0 | 0 | 0 | 0 | 0 | 0 | 0 | 0 | 0 | 0 | 0 | 0 | 0 | 0 | 0 | 0 | 0 | 0 | 0 | 0 | 0 | 0 | 0 | 0 | 0
F3_Commercial_Restaurant_Existing_Food Preparation_Natural Gas_Conveyor Oven_E5 | F3 | Commercial | Restaurant | Existing | Food Preparation | Natural Gas | Conveyor Oven | E5 | System - kBTUs of Consumption | 0 | 0 | 0 | 0 | 0 | 0 | 0 | 0 | 0 | 0 | 0 | 0 | 0 | 0 | 0 | 0 | 0 | 0 | 0 | 0 | 0 | 0 | 0 | 0 | 0 | 0 | 0 | 0 | 0 | 0 | 0 | 0 | 0 | 0 | 0 | 0 | 0 | 0 | 0 | 0 | 0 | 0
F3_Commercial_Restaurant_Existing_Food Preparation_Natural Gas_Conveyor Oven_E6 | F3 | Commercial | Restaurant | Existing | Food Preparation | Natural Gas | Conveyor Oven | E6 | System - kBTUs of Consumption | 0 | 0 | 0 | 0 | 0 | 0 | 0 | 0 | 0 | 0 | 0 | 0 | 0 | 0 | 0 | 0 | 0 | 0 | 0 | 0 | 0 | 0 | 0 | 0 | 0 | 0 | 0 | 0 | 0 | 0 | 0 | 0 | 0 | 0 | 0 | 0 | 0 | 0 | 0 | 0 | 0 | 0
F3_Commercial_Restaurant_Existing_Food Preparation_Natural Gas_Conveyor Oven_E7 | F3 | Commercial | Restaurant | Existing | Food Preparation | Natural Gas | Conveyor Oven | E7 | System - kBTUs of Consumption | 0 | 0 | 0 | 0 | 0 | 0 | 0 | 0 | 0 | 0 | 0 | 0 | 0 | 0 | 0 | 0 | 0 | 0 | 0 | 0 | 0 | 0 | 0 | 0 | 0 | 0 | 0 | 0 | 0 | 0 | 0 | 0 | 0 | 0 | 0 | 0 | 0 | 0 | 0 | 0 | 0 | 0
F3_Commercial_Restaurant_Existing_Food Preparation_Natural Gas_Conveyor Oven_E8 | F3 | Commercial | Restaurant | Existing | Food Preparation | Natural Gas | Conveyor Oven | E8 | System - kBTUs of Consumption | 0 | 0 | 0 | 0 | 0 | 0 | 0 | 0 | 0 | 0 | 0 | 0 | 0 | 0 | 0 | 0 | 0 | 0 | 0 | 0 | 0 | 0 | 0 | 0 | 0 | 0 | 0 | 0 | 0 | 0 | 0 | 0 | 0 | 0 | 0 | 0 | 0 | 0 | 0 | 0 | 0 | 0
F3_Commercial_Restaurant_Existing_Food Preparation_Natural Gas_Conveyor Oven_E9 | F3 | Commercial | Restaurant | Existing | Food Preparation | Natural Gas | Conveyor Oven | E9 | System - kBTUs of Consumption | 0 | 0 | 0 | 0 | 0 | 0 | 0 | 0 | 0 | 0 | 0 | 0 | 0 | 0 | 0 | 0 | 0 | 0 | 0 | 0 | 0 | 0 | 0 | 0 | 0 | 0 | 0 | 0 | 0 | 0 | 0 | 0 | 0 | 0 | 0 | 0 | 0 | 0 | 0 | 0 | 0 | 0
F3_Commercial_Restaurant_Existing_Food Preparation_Natural Gas_Conveyor Oven_E10 | F3 | Commercial | Restaurant | Existing | Food Preparation | Natural Gas | Conveyor Oven | E10 | System - kBTUs of Consumption | 0 | 0 | 0 | 0 | 0 | 0 | 0 | 0 | 0 | 0 | 0 | 0 | 0 | 0 | 0 | 0 | 0 | 0 | 0 | 0 | 0 | 0 | 0 | 0 | 0 | 0 | 0 | 0 | 0 | 0 | 0 | 0 | 0 | 0 | 0 | 0 | 0 | 0 | 0 | 0 | 0 | 0
F4_Commercial_Restaurant_Existing_Food Preparation_Natural Gas_Conveyor Oven_E1 | F4 | Commercial | Restaurant | Existing | Food Preparation | Natural Gas | Conveyor Oven | E1 | Utility - Cost of Equipment | 2.5277 | 2.5352 | 2.5506 | 2.5459 | 2.5459 | 2.5588 | 2.5827 | 2.6037 | 2.628 | 2.6521 | 2.6764 | 2.6999 | 2.7245 | 2.7499 | 2.7744 | 2.7989 | 2.8227 | 2.8469 | 2.8703 | 2.8933 | 2.9144 | 2.9351 | 2.9533 | 2.9716 | 2.9874 | 3.0011 | 3.0136 | 3.0243 | 3.0327 | 3.0396 | 3.0434 | 3.0459 | 3.0459 | 0 | 0 | 0 | 0 | 0 | 0 | 0 | 0 | 0
F4_Commercial_Restaurant_Existing_Food Preparation_Natural Gas_Conveyor Oven_E2 | F4 | Commercial | Restaurant | Existing | Food Preparation | Natural Gas | Conveyor Oven | E2 | Utility - Cost of Equipment | 1.9214 | 1.9272 | 1.9388 | 1.9352 | 1.9353 | 1.9451 | 1.9633 | 1.9792 | 1.9977 | 2.016 | 2.0345 | 2.0523 | 2.071 | 2.0903 | 2.109 | 2.1276 | 2.1457 | 2.1641 | 2.1819 | 2.1993 | 2.2154 | 2.2311 | 2.245 | 2.2589 | 2.2709 | 2.2813 | 2.2908 | 2.2989 | 2.3053 | 2.3106 | 2.3134 | 2.3154 | 2.3154 | 0 | 0 | 0 | 0 | 0 | 0 | 0 | 0 | 0
F4_Commercial_Restaurant_Existing_Food Preparation_Natural Gas_Conveyor Oven_E3 | F4 | Commercial | Restaurant | Existing | Food Preparation | Natural Gas | Conveyor Oven | E3 | Utility - Cost of Equipment | 0 | 0 | 0 | 0 | 0 | 0 | 0 | 0 | 0 | 0 | 0 | 0 | 0 | 0 | 0 | 0 | 0 | 0 | 0 | 0 | 0 | 0 | 0 | 0 | 0 | 0 | 0 | 0 | 0 | 0 | 0 | 0 | 0 | 0 | 0 | 0 | 0 | 0 | 0 | 0 | 0 | 0
F4_Commercial_Restaurant_Existing_Food Preparation_Natural Gas_Conveyor Oven_E4 | F4 | Commercial | Restaurant | Existing | Food Preparation | Natural Gas | Conveyor Oven | E4 | Utility - Cost of Equipment | 0 | 0 | 0 | 0 | 0 | 0 | 0 | 0 | 0 | 0 | 0 | 0 | 0 | 0 | 0 | 0 | 0 | 0 | 0 | 0 | 0 | 0 | 0 | 0 | 0 | 0 | 0 | 0 | 0 | 0 | 0 | 0 | 0 | 0 | 0 | 0 | 0 | 0 | 0 | 0 | 0 | 0
F4_Commercial_Restaurant_Existing_Food Preparation_Natural Gas_Conveyor Oven_E5 | F4 | Commercial | Restaurant | Existing | Food Preparation | Natural Gas | Conveyor Oven | E5 | Utility - Cost of Equipment | 0 | 0 | 0 | 0 | 0 | 0 | 0 | 0 | 0 | 0 | 0 | 0 | 0 | 0 | 0 | 0 | 0 | 0 | 0 | 0 | 0 | 0 | 0 | 0 | 0 | 0 | 0 | 0 | 0 | 0 | 0 | 0 | 0 | 0 | 0 | 0 | 0 | 0 | 0 | 0 | 0 | 0
F4_Commercial_Restaurant_Existing_Food Preparation_Natural Gas_Conveyor Oven_E6 | F4 | Commercial | Restaurant | Existing | Food Preparation | Natural Gas | Conveyor Oven | E6 | Utility - Cost of Equipment | 0 | 0 | 0 | 0 | 0 | 0 | 0 | 0 | 0 | 0 | 0 | 0 | 0 | 0 | 0 | 0 | 0 | 0 | 0 | 0 | 0 | 0 | 0 | 0 | 0 | 0 | 0 | 0 | 0 | 0 | 0 | 0 | 0 | 0 | 0 | 0 | 0 | 0 | 0 | 0 | 0 | 0
F4_Commercial_Restaurant_Existing_Food Preparation_Natural Gas_Conveyor Oven_E7 | F4 | Commercial | Restaurant | Existing | Food Preparation | Natural Gas | Conveyor Oven | E7 | Utility - Cost of Equipment | 0 | 0 | 0 | 0 | 0 | 0 | 0 | 0 | 0 | 0 | 0 | 0 | 0 | 0 | 0 | 0 | 0 | 0 | 0 | 0 | 0 | 0 | 0 | 0 | 0 | 0 | 0 | 0 | 0 | 0 | 0 | 0 | 0 | 0 | 0 | 0 | 0 | 0 | 0 | 0 | 0 | 0
F4_Commercial_Restaurant_Existing_Food Preparation_Natural Gas_Conveyor Oven_E8 | F4 | Commercial | Restaurant | Existing | Food Preparation | Natural Gas | Conveyor Oven | E8 | Utility - Cost of Equipment | 0 | 0 | 0 | 0 | 0 | 0 | 0 | 0 | 0 | 0 | 0 | 0 | 0 | 0 | 0 | 0 | 0 | 0 | 0 | 0 | 0 | 0 | 0 | 0 | 0 | 0 | 0 | 0 | 0 | 0 | 0 | 0 | 0 | 0 | 0 | 0 | 0 | 0 | 0 | 0 | 0 | 0
F4_Commercial_Restaurant_Existing_Food Preparation_Natural Gas_Conveyor Oven_E9 | F4 | Commercial | Restaurant | Existing | Food Preparation | Natural Gas | Conveyor Oven | E9 | Utility - Cost of Equipment | 0 | 0 | 0 | 0 | 0 | 0 | 0 | 0 | 0 | 0 | 0 | 0 | 0 | 0 | 0 | 0 | 0 | 0 | 0 | 0 | 0 | 0 | 0 | 0 | 0 | 0 | 0 | 0 | 0 | 0 | 0 | 0 | 0 | 0 | 0 | 0 | 0 | 0 | 0 | 0 | 0 | 0
F4_Commercial_Restaurant_Existing_Food Preparation_Natural Gas_Conveyor Oven_E10 | F4 | Commercial | Restaurant | Existing | Food Preparation | Natural Gas | Conveyor Oven | E10 | Utility - Cost of Equipment | 0 | 0 | 0 | 0 | 0 | 0 | 0 | 0 | 0 | 0 | 0 | 0 | 0 | 0 | 0 | 0 | 0 | 0 | 0 | 0 | 0 | 0 | 0 | 0 | 0 | 0 | 0 | 0 | 0 | 0 | 0 | 0 | 0 | 0 | 0 | 0 | 0 | 0 | 0 | 0 | 0 | 0
F5_Commercial_Restaurant_Existing_Food Preparation_Natural Gas_Conveyor Oven_E1 | F5 | Commercial | Restaurant | Existing | Food Preparation | Natural Gas | Conveyor Oven | E1 | Utility - Cost of Operation | 0.38077 | 0.38077 | 0.38077 | 0.38077 | 0.38077 | 0.38077 | 0.38077 | 0.38077 | 0.38077 | 0.38077 | 0.38077 | 0.38077 | 0.38077 | 0.38077 | 0.38077 | 0.38077 | 0.38077 | 0.38077 | 0.38077 | 0.38077 | 0.38077 | 0.38077 | 0.38077 | 0.38077 | 0.38077 | 0.38077 | 0.38077 | 0.38077 | 0.38077 | 0.38077 | 0.38077 | 0.38077 | 0.38077 | 0 | 0 | 0 | 0 | 0 | 0 | 0 | 0 | 0
F5_Commercial_Restaurant_Existing_Food Preparation_Natural Gas_Conveyor Oven_E2 | F5 | Commercial | Restaurant | Existing | Food Preparation | Natural Gas | Conveyor Oven | E2 | Utility - Cost of Operation | 0.46421 | 0.46421 | 0.46421 | 0.46421 | 0.46421 | 0.46421 | 0.46421 | 0.46421 | 0.46421 | 0.46421 | 0.46421 | 0.46421 | 0.46421 | 0.46421 | 0.46421 | 0.46421 | 0.46421 | 0.46421 | 0.46421 | 0.46421 | 0.46421 | 0.46421 | 0.46421 | 0.46421 | 0.46421 | 0.46421 | 0.46421 | 0.46421 | 0.46421 | 0.46421 | 0.46421 | 0.46421 | 0.46421 | 0 | 0 | 0 | 0 | 0 | 0 | 0 | 0 | 0
F5_Commercial_Restaurant_Existing_Food Preparation_Natural Gas_Conveyor Oven_E3 | F5 | Commercial | Restaurant | Existing | Food Preparation | Natural Gas | Conveyor Oven | E3 | Utility - Cost of Operation | 0 | 0 | 0 | 0 | 0 | 0 | 0 | 0 | 0 | 0 | 0 | 0 | 0 | 0 | 0 | 0 | 0 | 0 | 0 | 0 | 0 | 0 | 0 | 0 | 0 | 0 | 0 | 0 | 0 | 0 | 0 | 0 | 0 | 0 | 0 | 0 | 0 | 0 | 0 | 0 | 0 | 0
F5_Commercial_Restaurant_Existing_Food Preparation_Natural Gas_Conveyor Oven_E4 | F5 | Commercial | Restaurant | Existing | Food Preparation | Natural Gas | Conveyor Oven | E4 | Utility - Cost of Operation | 0 | 0 | 0 | 0 | 0 | 0 | 0 | 0 | 0 | 0 | 0 | 0 | 0 | 0 | 0 | 0 | 0 | 0 | 0 | 0 | 0 | 0 | 0 | 0 | 0 | 0 | 0 | 0 | 0 | 0 | 0 | 0 | 0 | 0 | 0 | 0 | 0 | 0 | 0 | 0 | 0 | 0
F5_Commercial_Restaurant_Existing_Food Preparation_Natural Gas_Conveyor Oven_E5 | F5 | Commercial | Restaurant | Existing | Food Preparation | Natural Gas | Conveyor Oven | E5 | Utility - Cost of Operation | 0 | 0 | 0 | 0 | 0 | 0 | 0 | 0 | 0 | 0 | 0 | 0 | 0 | 0 | 0 | 0 | 0 | 0 | 0 | 0 | 0 | 0 | 0 | 0 | 0 | 0 | 0 | 0 | 0 | 0 | 0 | 0 | 0 | 0 | 0 | 0 | 0 | 0 | 0 | 0 | 0 | 0
F5_Commercial_Restaurant_Existing_Food Preparation_Natural Gas_Conveyor Oven_E6 | F5 | Commercial | Restaurant | Existing | Food Preparation | Natural Gas | Conveyor Oven | E6 | Utility - Cost of Operation | 0 | 0 | 0 | 0 | 0 | 0 | 0 | 0 | 0 | 0 | 0 | 0 | 0 | 0 | 0 | 0 | 0 | 0 | 0 | 0 | 0 | 0 | 0 | 0 | 0 | 0 | 0 | 0 | 0 | 0 | 0 | 0 | 0 | 0 | 0 | 0 | 0 | 0 | 0 | 0 | 0 | 0
F5_Commercial_Restaurant_Existing_Food Preparation_Natural Gas_Conveyor Oven_E7 | F5 | Commercial | Restaurant | Existing | Food Preparation | Natural Gas | Conveyor Oven | E7 | Utility - Cost of Operation | 0 | 0 | 0 | 0 | 0 | 0 | 0 | 0 | 0 | 0 | 0 | 0 | 0 | 0 | 0 | 0 | 0 | 0 | 0 | 0 | 0 | 0 | 0 | 0 | 0 | 0 | 0 | 0 | 0 | 0 | 0 | 0 | 0 | 0 | 0 | 0 | 0 | 0 | 0 | 0 | 0 | 0
F5_Commercial_Restaurant_Existing_Food Preparation_Natural Gas_Conveyor Oven_E8 | F5 | Commercial | Restaurant | Existing | Food Preparation | Natural Gas | Conveyor Oven | E8 | Utility - Cost of Operation | 0 | 0 | 0 | 0 | 0 | 0 | 0 | 0 | 0 | 0 | 0 | 0 | 0 | 0 | 0 | 0 | 0 | 0 | 0 | 0 | 0 | 0 | 0 | 0 | 0 | 0 | 0 | 0 | 0 | 0 | 0 | 0 | 0 | 0 | 0 | 0 | 0 | 0 | 0 | 0 | 0 | 0
F5_Commercial_Restaurant_Existing_Food Preparation_Natural Gas_Conveyor Oven_E9 | F5 | Commercial | Restaurant | Existing | Food Preparation | Natural Gas | Conveyor Oven | E9 | Utility - Cost of Operation | 0 | 0 | 0 | 0 | 0 | 0 | 0 | 0 | 0 | 0 | 0 | 0 | 0 | 0 | 0 | 0 | 0 | 0 | 0 | 0 | 0 | 0 | 0 | 0 | 0 | 0 | 0 | 0 | 0 | 0 | 0 | 0 | 0 | 0 | 0 | 0 | 0 | 0 | 0 | 0 | 0 | 0
F5_Commercial_Restaurant_Existing_Food Preparation_Natural Gas_Conveyor Oven_E10 | F5 | Commercial | Restaurant | Existing | Food Preparation | Natural Gas | Conveyor Oven | E10 | Utility - Cost of Operation | 0 | 0 | 0 | 0 | 0 | 0 | 0 | 0 | 0 | 0 | 0 | 0 | 0 | 0 | 0 | 0 | 0 | 0 | 0 | 0 | 0 | 0 | 0 | 0 | 0 | 0 | 0 | 0 | 0 | 0 | 0 | 0 | 0 | 0 | 0 | 0 | 0 | 0 | 0 | 0 | 0 | 0
F6_Commercial_Restaurant_Existing_Food Preparation_Natural Gas_Conveyor Oven_E1 | F6 | Commercial | Restaurant | Existing | Food Preparation | Natural Gas | Conveyor Oven | E1 | Utility - Value of Sales | 1.329 | 1.3332 | 1.3399 | 1.3384 | 1.3384 | 1.3384 | 1.3384 | 1.3384 | 1.3384 | 1.3384 | 1.3384 | 1.3384 | 1.3384 | 1.3384 | 1.3384 | 1.3384 | 1.3384 | 1.3384 | 1.3384 | 1.3384 | 1.3384 | 1.3384 | 1.3384 | 1.3384 | 1.3384 | 1.3384 | 1.3384 | 1.3384 | 1.3384 | 1.3384 | 1.3384 | 1.3384 | 1.3384 | 0 | 0 | 0 | 0 | 0 | 0 | 0 | 0 | 0
F6_Commercial_Restaurant_Existing_Food Preparation_Natural Gas_Conveyor Oven_E2 | F6 | Commercial | Restaurant | Existing | Food Preparation | Natural Gas | Conveyor Oven | E2 | Utility - Value of Sales | 1.0102 | 1.0134 | 1.0185 | 1.0174 | 1.0174 | 1.0174 | 1.0174 | 1.0174 | 1.0174 | 1.0174 | 1.0174 | 1.0174 | 1.0174 | 1.0174 | 1.0174 | 1.0174 | 1.0174 | 1.0174 | 1.0174 | 1.0174 | 1.0174 | 1.0174 | 1.0174 | 1.0174 | 1.0174 | 1.0174 | 1.0174 | 1.0174 | 1.0174 | 1.0174 | 1.0174 | 1.0174 | 1.0174 | 0 | 0 | 0 | 0 | 0 | 0 | 0 | 0 | 0
F6_Commercial_Restaurant_Existing_Food Preparation_Natural Gas_Conveyor Oven_E3 | F6 | Commercial | Restaurant | Existing | Food Preparation | Natural Gas | Conveyor Oven | E3 | Utility - Value of Sales | 0 | 0 | 0 | 0 | 0 | 0 | 0 | 0 | 0 | 0 | 0 | 0 | 0 | 0 | 0 | 0 | 0 | 0 | 0 | 0 | 0 | 0 | 0 | 0 | 0 | 0 | 0 | 0 | 0 | 0 | 0 | 0 | 0 | 0 | 0 | 0 | 0 | 0 | 0 | 0 | 0 | 0
F6_Commercial_Restaurant_Existing_Food Preparation_Natural Gas_Conveyor Oven_E4 | F6 | Commercial | Restaurant | Existing | Food Preparation | Natural Gas | Conveyor Oven | E4 | Utility - Value of Sales | 0 | 0 | 0 | 0 | 0 | 0 | 0 | 0 | 0 | 0 | 0 | 0 | 0 | 0 | 0 | 0 | 0 | 0 | 0 | 0 | 0 | 0 | 0 | 0 | 0 | 0 | 0 | 0 | 0 | 0 | 0 | 0 | 0 | 0 | 0 | 0 | 0 | 0 | 0 | 0 | 0 | 0
F6_Commercial_Restaurant_Existing_Food Preparation_Natural Gas_Conveyor Oven_E5 | F6 | Commercial | Restaurant | Existing | Food Preparation | Natural Gas | Conveyor Oven | E5 | Utility - Value of Sales | 0 | 0 | 0 | 0 | 0 | 0 | 0 | 0 | 0 | 0 | 0 | 0 | 0 | 0 | 0 | 0 | 0 | 0 | 0 | 0 | 0 | 0 | 0 | 0 | 0 | 0 | 0 | 0 | 0 | 0 | 0 | 0 | 0 | 0 | 0 | 0 | 0 | 0 | 0 | 0 | 0 | 0
F6_Commercial_Restaurant_Existing_Food Preparation_Natural Gas_Conveyor Oven_E6 | F6 | Commercial | Restaurant | Existing | Food Preparation | Natural Gas | Conveyor Oven | E6 | Utility - Value of Sales | 0 | 0 | 0 | 0 | 0 | 0 | 0 | 0 | 0 | 0 | 0 | 0 | 0 | 0 | 0 | 0 | 0 | 0 | 0 | 0 | 0 | 0 | 0 | 0 | 0 | 0 | 0 | 0 | 0 | 0 | 0 | 0 | 0 | 0 | 0 | 0 | 0 | 0 | 0 | 0 | 0 | 0
F6_Commercial_Restaurant_Existing_Food Preparation_Natural Gas_Conveyor Oven_E7 | F6 | Commercial | Restaurant | Existing | Food Preparation | Natural Gas | Conveyor Oven | E7 | Utility - Value of Sales | 0 | 0 | 0 | 0 | 0 | 0 | 0 | 0 | 0 | 0 | 0 | 0 | 0 | 0 | 0 | 0 | 0 | 0 | 0 | 0 | 0 | 0 | 0 | 0 | 0 | 0 | 0 | 0 | 0 | 0 | 0 | 0 | 0 | 0 | 0 | 0 | 0 | 0 | 0 | 0 | 0 | 0
F6_Commercial_Restaurant_Existing_Food Preparation_Natural Gas_Conveyor Oven_E8 | F6 | Commercial | Restaurant | Existing | Food Preparation | Natural Gas | Conveyor Oven | E8 | Utility - Value of Sales | 0 | 0 | 0 | 0 | 0 | 0 | 0 | 0 | 0 | 0 | 0 | 0 | 0 | 0 | 0 | 0 | 0 | 0 | 0 | 0 | 0 | 0 | 0 | 0 | 0 | 0 | 0 | 0 | 0 | 0 | 0 | 0 | 0 | 0 | 0 | 0 | 0 | 0 | 0 | 0 | 0 | 0
F6_Commercial_Restaurant_Existing_Food Preparation_Natural Gas_Conveyor Oven_E9 | F6 | Commercial | Restaurant | Existing | Food Preparation | Natural Gas | Conveyor Oven | E9 | Utility - Value of Sales | 0 | 0 | 0 | 0 | 0 | 0 | 0 | 0 | 0 | 0 | 0 | 0 | 0 | 0 | 0 | 0 | 0 | 0 | 0 | 0 | 0 | 0 | 0 | 0 | 0 | 0 | 0 | 0 | 0 | 0 | 0 | 0 | 0 | 0 | 0 | 0 | 0 | 0 | 0 | 0 | 0 | 0
F6_Commercial_Restaurant_Existing_Food Preparation_Natural Gas_Conveyor Oven_E10 | F6 | Commercial | Restaurant | Existing | Food Preparation | Natural Gas | Conveyor Oven | E10 | Utility - Value of Sales | 0 | 0 | 0 | 0 | 0 | 0 | 0 | 0 | 0 | 0 | 0 | 0 | 0 | 0 | 0 | 0 | 0 | 0 | 0 | 0 | 0 | 0 | 0 | 0 | 0 | 0 | 0 | 0 | 0 | 0 | 0 | 0 | 0 | 0 | 0 | 0 | 0 | 0 | 0 | 0 | 0 | 0
F1_Commercial_Restaurant_Existing_Food Preparation_Natural Gas_Double Rack Oven_E1 | F1 | Commercial | Restaurant | Existing | Food Preparation | Natural Gas | Double Rack Oven | E1 | RVT - Cost of Equipment | 3.7236 | 3.7284 | 3.7488 | 3.7298 | 3.7201 | 3.7349 | 3.7705 | 3.7995 | 3.8348 | 3.8688 | 3.9032 | 3.9357 | 3.9703 | 4.0061 | 4.0408 | 4.0763 | 4.1121 | 4.1506 | 4.1905 | 4.2317 | 4.2712 | 4.3109 | 4.3465 | 4.3822 | 4.4131 | 4.4398 | 4.4641 | 4.4851 | 4.5015 | 4.5149 | 4.5223 | 4.5272 | 4.5272 | 0 | 0 | 0 | 0 | 0 | 0 | 0 | 0 | 0
F1_Commercial_Restaurant_Existing_Food Preparation_Natural Gas_Double Rack Oven_E2 | F1 | Commercial | Restaurant | Existing | Food Preparation | Natural Gas | Double Rack Oven | E2 | RVT - Cost of Equipment | 2.0311 | 2.0337 | 2.0448 | 2.0344 | 2.0292 | 2.0372 | 2.0566 | 2.0724 | 2.0917 | 2.1103 | 2.129 | 2.1467 | 2.1656 | 2.1851 | 2.2041 | 2.2234 | 2.243 | 2.2639 | 2.2857 | 2.3082 | 2.3297 | 2.3514 | 2.3708 | 2.3903 | 2.4071 | 2.4217 | 2.435 | 2.4464 | 2.4554 | 2.4627 | 2.4667 | 2.4694 | 2.4694 | 0 | 0 | 0 | 0 | 0 | 0 | 0 | 0 | 0
F1_Commercial_Restaurant_Existing_Food Preparation_Natural Gas_Double Rack Oven_E3 | F1 | Commercial | Restaurant | Existing | Food Preparation | Natural Gas | Double Rack Oven | E3 | RVT - Cost of Equipment | 0 | 0 | 0 | 0 | 0 | 0 | 0 | 0 | 0 | 0 | 0 | 0 | 0 | 0 | 0 | 0 | 0 | 0 | 0 | 0 | 0 | 0 | 0 | 0 | 0 | 0 | 0 | 0 | 0 | 0 | 0 | 0 | 0 | 0 | 0 | 0 | 0 | 0 | 0 | 0 | 0 | 0
F1_Commercial_Restaurant_Existing_Food Preparation_Natural Gas_Double Rack Oven_E4 | F1 | Commercial | Restaurant | Existing | Food Preparation | Natural Gas | Double Rack Oven | E4 | RVT - Cost of Equipment | 0 | 0 | 0 | 0 | 0 | 0 | 0 | 0 | 0 | 0 | 0 | 0 | 0 | 0 | 0 | 0 | 0 | 0 | 0 | 0 | 0 | 0 | 0 | 0 | 0 | 0 | 0 | 0 | 0 | 0 | 0 | 0 | 0 | 0 | 0 | 0 | 0 | 0 | 0 | 0 | 0 | 0
F1_Commercial_Restaurant_Existing_Food Preparation_Natural Gas_Double Rack Oven_E5 | F1 | Commercial | Restaurant | Existing | Food Preparation | Natural Gas | Double Rack Oven | E5 | RVT - Cost of Equipment | 0 | 0 | 0 | 0 | 0 | 0 | 0 | 0 | 0 | 0 | 0 | 0 | 0 | 0 | 0 | 0 | 0 | 0 | 0 | 0 | 0 | 0 | 0 | 0 | 0 | 0 | 0 | 0 | 0 | 0 | 0 | 0 | 0 | 0 | 0 | 0 | 0 | 0 | 0 | 0 | 0 | 0
F1_Commercial_Restaurant_Existing_Food Preparation_Natural Gas_Double Rack Oven_E6 | F1 | Commercial | Restaurant | Existing | Food Preparation | Natural Gas | Double Rack Oven | E6 | RVT - Cost of Equipment | 0 | 0 | 0 | 0 | 0 | 0 | 0 | 0 | 0 | 0 | 0 | 0 | 0 | 0 | 0 | 0 | 0 | 0 | 0 | 0 | 0 | 0 | 0 | 0 | 0 | 0 | 0 | 0 | 0 | 0 | 0 | 0 | 0 | 0 | 0 | 0 | 0 | 0 | 0 | 0 | 0 | 0
F1_Commercial_Restaurant_Existing_Food Preparation_Natural Gas_Double Rack Oven_E7 | F1 | Commercial | Restaurant | Existing | Food Preparation | Natural Gas | Double Rack Oven | E7 | RVT - Cost of Equipment | 0 | 0 | 0 | 0 | 0 | 0 | 0 | 0 | 0 | 0 | 0 | 0 | 0 | 0 | 0 | 0 | 0 | 0 | 0 | 0 | 0 | 0 | 0 | 0 | 0 | 0 | 0 | 0 | 0 | 0 | 0 | 0 | 0 | 0 | 0 | 0 | 0 | 0 | 0 | 0 | 0 | 0
F1_Commercial_Restaurant_Existing_Food Preparation_Natural Gas_Double Rack Oven_E8 | F1 | Commercial | Restaurant | Existing | Food Preparation | Natural Gas | Double Rack Oven | E8 | RVT - Cost of Equipment | 0 | 0 | 0 | 0 | 0 | 0 | 0 | 0 | 0 | 0 | 0 | 0 | 0 | 0 | 0 | 0 | 0 | 0 | 0 | 0 | 0 | 0 | 0 | 0 | 0 | 0 | 0 | 0 | 0 | 0 | 0 | 0 | 0 | 0 | 0 | 0 | 0 | 0 | 0 | 0 | 0 | 0
F1_Commercial_Restaurant_Existing_Food Preparation_Natural Gas_Double Rack Oven_E9 | F1 | Commercial | Restaurant | Existing | Food Preparation | Natural Gas | Double Rack Oven | E9 | RVT - Cost of Equipment | 0 | 0 | 0 | 0 | 0 | 0 | 0 | 0 | 0 | 0 | 0 | 0 | 0 | 0 | 0 | 0 | 0 | 0 | 0 | 0 | 0 | 0 | 0 | 0 | 0 | 0 | 0 | 0 | 0 | 0 | 0 | 0 | 0 | 0 | 0 | 0 | 0 | 0 | 0 | 0 | 0 | 0
F1_Commercial_Restaurant_Existing_Food Preparation_Natural Gas_Double Rack Oven_E10 | F1 | Commercial | Restaurant | Existing | Food Preparation | Natural Gas | Double Rack Oven | E10 | RVT - Cost of Equipment | 0 | 0 | 0 | 0 | 0 | 0 | 0 | 0 | 0 | 0 | 0 | 0 | 0 | 0 | 0 | 0 | 0 | 0 | 0 | 0 | 0 | 0 | 0 | 0 | 0 | 0 | 0 | 0 | 0 | 0 | 0 | 0 | 0 | 0 | 0 | 0 | 0 | 0 | 0 | 0 | 0 | 0
F2_Commercial_Restaurant_Existing_Food Preparation_Natural Gas_Double Rack Oven_E1 | F2 | Commercial | Restaurant | Existing | Food Preparation | Natural Gas | Double Rack Oven | E1 | RVT - Cost of Operation | 4.4612 | 4.4669 | 4.4913 | 4.4685 | 4.457 | 4.4747 | 4.5173 | 4.552 | 4.5943 | 4.6351 | 4.6763 | 4.7152 | 4.7567 | 4.7996 | 4.8412 | 4.8837 | 4.9266 | 4.9726 | 5.0205 | 5.0698 | 5.1172 | 5.1648 | 5.2074 | 5.2501 | 5.2872 | 5.3191 | 5.3483 | 5.3734 | 5.3931 | 5.4092 | 5.418 | 5.4239 | 5.4239 | 0 | 0 | 0 | 0 | 0 | 0 | 0 | 0 | 0
F2_Commercial_Restaurant_Existing_Food Preparation_Natural Gas_Double Rack Oven_E2 | F2 | Commercial | Restaurant | Existing | Food Preparation | Natural Gas | Double Rack Oven | E2 | RVT - Cost of Operation | 2.4334 | 2.4365 | 2.4498 | 2.4374 | 2.4311 | 2.4407 | 2.464 | 2.4829 | 2.506 | 2.5282 | 2.5507 | 2.5719 | 2.5946 | 2.6179 | 2.6406 | 2.6638 | 2.6872 | 2.7124 | 2.7385 | 2.7654 | 2.7912 | 2.8171 | 2.8404 | 2.8637 | 2.8839 | 2.9014 | 2.9172 | 2.9309 | 2.9417 | 2.9505 | 2.9553 | 2.9585 | 2.9585 | 0 | 0 | 0 | 0 | 0 | 0 | 0 | 0 | 0
F2_Commercial_Restaurant_Existing_Food Preparation_Natural Gas_Double Rack Oven_E3 | F2 | Commercial | Restaurant | Existing | Food Preparation | Natural Gas | Double Rack Oven | E3 | RVT - Cost of Operation | 0 | 0 | 0 | 0 | 0 | 0 | 0 | 0 | 0 | 0 | 0 | 0 | 0 | 0 | 0 | 0 | 0 | 0 | 0 | 0 | 0 | 0 | 0 | 0 | 0 | 0 | 0 | 0 | 0 | 0 | 0 | 0 | 0 | 0 | 0 | 0 | 0 | 0 | 0 | 0 | 0 | 0
F2_Commercial_Restaurant_Existing_Food Preparation_Natural Gas_Double Rack Oven_E4 | F2 | Commercial | Restaurant | Existing | Food Preparation | Natural Gas | Double Rack Oven | E4 | RVT - Cost of Operation | 0 | 0 | 0 | 0 | 0 | 0 | 0 | 0 | 0 | 0 | 0 | 0 | 0 | 0 | 0 | 0 | 0 | 0 | 0 | 0 | 0 | 0 | 0 | 0 | 0 | 0 | 0 | 0 | 0 | 0 | 0 | 0 | 0 | 0 | 0 | 0 | 0 | 0 | 0 | 0 | 0 | 0
F2_Commercial_Restaurant_Existing_Food Preparation_Natural Gas_Double Rack Oven_E5 | F2 | Commercial | Restaurant | Existing | Food Preparation | Natural Gas | Double Rack Oven | E5 | RVT - Cost of Operation | 0 | 0 | 0 | 0 | 0 | 0 | 0 | 0 | 0 | 0 | 0 | 0 | 0 | 0 | 0 | 0 | 0 | 0 | 0 | 0 | 0 | 0 | 0 | 0 | 0 | 0 | 0 | 0 | 0 | 0 | 0 | 0 | 0 | 0 | 0 | 0 | 0 | 0 | 0 | 0 | 0 | 0
F2_Commercial_Restaurant_Existing_Food Preparation_Natural Gas_Double Rack Oven_E6 | F2 | Commercial | Restaurant | Existing | Food Preparation | Natural Gas | Double Rack Oven | E6 | RVT - Cost of Operation | 0 | 0 | 0 | 0 | 0 | 0 | 0 | 0 | 0 | 0 | 0 | 0 | 0 | 0 | 0 | 0 | 0 | 0 | 0 | 0 | 0 | 0 | 0 | 0 | 0 | 0 | 0 | 0 | 0 | 0 | 0 | 0 | 0 | 0 | 0 | 0 | 0 | 0 | 0 | 0 | 0 | 0
F2_Commercial_Restaurant_Existing_Food Preparation_Natural Gas_Double Rack Oven_E7 | F2 | Commercial | Restaurant | Existing | Food Preparation | Natural Gas | Double Rack Oven | E7 | RVT - Cost of Operation | 0 | 0 | 0 | 0 | 0 | 0 | 0 | 0 | 0 | 0 | 0 | 0 | 0 | 0 | 0 | 0 | 0 | 0 | 0 | 0 | 0 | 0 | 0 | 0 | 0 | 0 | 0 | 0 | 0 | 0 | 0 | 0 | 0 | 0 | 0 | 0 | 0 | 0 | 0 | 0 | 0 | 0
F2_Commercial_Restaurant_Existing_Food Preparation_Natural Gas_Double Rack Oven_E8 | F2 | Commercial | Restaurant | Existing | Food Preparation | Natural Gas | Double Rack Oven | E8 | RVT - Cost of Operation | 0 | 0 | 0 | 0 | 0 | 0 | 0 | 0 | 0 | 0 | 0 | 0 | 0 | 0 | 0 | 0 | 0 | 0 | 0 | 0 | 0 | 0 | 0 | 0 | 0 | 0 | 0 | 0 | 0 | 0 | 0 | 0 | 0 | 0 | 0 | 0 | 0 | 0 | 0 | 0 | 0 | 0
F2_Commercial_Restaurant_Existing_Food Preparation_Natural Gas_Double Rack Oven_E9 | F2 | Commercial | Restaurant | Existing | Food Preparation | Natural Gas | Double Rack Oven | E9 | RVT - Cost of Operation | 0 | 0 | 0 | 0 | 0 | 0 | 0 | 0 | 0 | 0 | 0 | 0 | 0 | 0 | 0 | 0 | 0 | 0 | 0 | 0 | 0 | 0 | 0 | 0 | 0 | 0 | 0 | 0 | 0 | 0 | 0 | 0 | 0 | 0 | 0 | 0 | 0 | 0 | 0 | 0 | 0 | 0
F2_Commercial_Restaurant_Existing_Food Preparation_Natural Gas_Double Rack Oven_E10 | F2 | Commercial | Restaurant | Existing | Food Preparation | Natural Gas | Double Rack Oven | E10 | RVT - Cost of Operation | 0 | 0 | 0 | 0 | 0 | 0 | 0 | 0 | 0 | 0 | 0 | 0 | 0 | 0 | 0 | 0 | 0 | 0 | 0 | 0 | 0 | 0 | 0 | 0 | 0 | 0 | 0 | 0 | 0 | 0 | 0 | 0 | 0 | 0 | 0 | 0 | 0 | 0 | 0 | 0 | 0 | 0
F3_Commercial_Restaurant_Existing_Food Preparation_Natural Gas_Double Rack Oven_E1 | F3 | Commercial | Restaurant | Existing | Food Preparation | Natural Gas | Double Rack Oven | E1 | System - kBTUs of Consumption | 0.73488 | 0.73488 | 0.73488 | 0.73488 | 0.73488 | 0.73488 | 0.73488 | 0.73488 | 0.73488 | 0.73488 | 0.73488 | 0.73488 | 0.73488 | 0.73488 | 0.73488 | 0.73488 | 0.73488 | 0.73488 | 0.73488 | 0.73488 | 0.73488 | 0.73488 | 0.73488 | 0.73488 | 0.73488 | 0.73488 | 0.73488 | 0.73488 | 0.73488 | 0.73488 | 0.73488 | 0.73488 | 0.73488 | 0 | 0 | 0 | 0 | 0 | 0 | 0 | 0 | 0
F3_Commercial_Restaurant_Existing_Food Preparation_Natural Gas_Double Rack Oven_E2 | F3 | Commercial | Restaurant | Existing | Food Preparation | Natural Gas | Double Rack Oven | E2 | System - kBTUs of Consumption | 0.97732 | 0.97732 | 0.97732 | 0.97732 | 0.97732 | 0.97732 | 0.97732 | 0.97732 | 0.97732 | 0.97732 | 0.97732 | 0.97732 | 0.97732 | 0.97732 | 0.97732 | 0.97732 | 0.97732 | 0.97732 | 0.97732 | 0.97732 | 0.97732 | 0.97732 | 0.97732 | 0.97732 | 0.97732 | 0.97732 | 0.97732 | 0.97732 | 0.97732 | 0.97732 | 0.97732 | 0.97732 | 0.97732 | 0 | 0 | 0 | 0 | 0 | 0 | 0 | 0 | 0
F3_Commercial_Restaurant_Existing_Food Preparation_Natural Gas_Double Rack Oven_E3 | F3 | Commercial | Restaurant | Existing | Food Preparation | Natural Gas | Double Rack Oven | E3 | System - kBTUs of Consumption | 0 | 0 | 0 | 0 | 0 | 0 | 0 | 0 | 0 | 0 | 0 | 0 | 0 | 0 | 0 | 0 | 0 | 0 | 0 | 0 | 0 | 0 | 0 | 0 | 0 | 0 | 0 | 0 | 0 | 0 | 0 | 0 | 0 | 0 | 0 | 0 | 0 | 0 | 0 | 0 | 0 | 0
F3_Commercial_Restaurant_Existing_Food Preparation_Natural Gas_Double Rack Oven_E4 | F3 | Commercial | Restaurant | Existing | Food Preparation | Natural Gas | Double Rack Oven | E4 | System - kBTUs of Consumption | 0 | 0 | 0 | 0 | 0 | 0 | 0 | 0 | 0 | 0 | 0 | 0 | 0 | 0 | 0 | 0 | 0 | 0 | 0 | 0 | 0 | 0 | 0 | 0 | 0 | 0 | 0 | 0 | 0 | 0 | 0 | 0 | 0 | 0 | 0 | 0 | 0 | 0 | 0 | 0 | 0 | 0
F3_Commercial_Restaurant_Existing_Food Preparation_Natural Gas_Double Rack Oven_E5 | F3 | Commercial | Restaurant | Existing | Food Preparation | Natural Gas | Double Rack Oven | E5 | System - kBTUs of Consumption | 0 | 0 | 0 | 0 | 0 | 0 | 0 | 0 | 0 | 0 | 0 | 0 | 0 | 0 | 0 | 0 | 0 | 0 | 0 | 0 | 0 | 0 | 0 | 0 | 0 | 0 | 0 | 0 | 0 | 0 | 0 | 0 | 0 | 0 | 0 | 0 | 0 | 0 | 0 | 0 | 0 | 0
F3_Commercial_Restaurant_Existing_Food Preparation_Natural Gas_Double Rack Oven_E6 | F3 | Commercial | Restaurant | Existing | Food Preparation | Natural Gas | Double Rack Oven | E6 | System - kBTUs of Consumption | 0 | 0 | 0 | 0 | 0 | 0 | 0 | 0 | 0 | 0 | 0 | 0 | 0 | 0 | 0 | 0 | 0 | 0 | 0 | 0 | 0 | 0 | 0 | 0 | 0 | 0 | 0 | 0 | 0 | 0 | 0 | 0 | 0 | 0 | 0 | 0 | 0 | 0 | 0 | 0 | 0 | 0
F3_Commercial_Restaurant_Existing_Food Preparation_Natural Gas_Double Rack Oven_E7 | F3 | Commercial | Restaurant | Existing | Food Preparation | Natural Gas | Double Rack Oven | E7 | System - kBTUs of Consumption | 0 | 0 | 0 | 0 | 0 | 0 | 0 | 0 | 0 | 0 | 0 | 0 | 0 | 0 | 0 | 0 | 0 | 0 | 0 | 0 | 0 | 0 | 0 | 0 | 0 | 0 | 0 | 0 | 0 | 0 | 0 | 0 | 0 | 0 | 0 | 0 | 0 | 0 | 0 | 0 | 0 | 0
F3_Commercial_Restaurant_Existing_Food Preparation_Natural Gas_Double Rack Oven_E8 | F3 | Commercial | Restaurant | Existing | Food Preparation | Natural Gas | Double Rack Oven | E8 | System - kBTUs of Consumption | 0 | 0 | 0 | 0 | 0 | 0 | 0 | 0 | 0 | 0 | 0 | 0 | 0 | 0 | 0 | 0 | 0 | 0 | 0 | 0 | 0 | 0 | 0 | 0 | 0 | 0 | 0 | 0 | 0 | 0 | 0 | 0 | 0 | 0 | 0 | 0 | 0 | 0 | 0 | 0 | 0 | 0
F3_Commercial_Restaurant_Existing_Food Preparation_Natural Gas_Double Rack Oven_E9 | F3 | Commercial | Restaurant | Existing | Food Preparation | Natural Gas | Double Rack Oven | E9 | System - kBTUs of Consumption | 0 | 0 | 0 | 0 | 0 | 0 | 0 | 0 | 0 | 0 | 0 | 0 | 0 | 0 | 0 | 0 | 0 | 0 | 0 | 0 | 0 | 0 | 0 | 0 | 0 | 0 | 0 | 0 | 0 | 0 | 0 | 0 | 0 | 0 | 0 | 0 | 0 | 0 | 0 | 0 | 0 | 0
F3_Commercial_Restaurant_Existing_Food Preparation_Natural Gas_Double Rack Oven_E10 | F3 | Commercial | Restaurant | Existing | Food Preparation | Natural Gas | Double Rack Oven | E10 | System - kBTUs of Consumption | 0 | 0 | 0 | 0 | 0 | 0 | 0 | 0 | 0 | 0 | 0 | 0 | 0 | 0 | 0 | 0 | 0 | 0 | 0 | 0 | 0 | 0 | 0 | 0 | 0 | 0 | 0 | 0 | 0 | 0 | 0 | 0 | 0 | 0 | 0 | 0 | 0 | 0 | 0 | 0 | 0 | 0
F4_Commercial_Restaurant_Existing_Food Preparation_Natural Gas_Double Rack Oven_E1 | F4 | Commercial | Restaurant | Existing | Food Preparation | Natural Gas | Double Rack Oven | E1 | Utility - Cost of Equipment | 4.4612 | 4.4669 | 4.4913 | 4.4685 | 4.457 | 4.4747 | 4.5173 | 4.552 | 4.5943 | 4.6351 | 4.6763 | 4.7152 | 4.7567 | 4.7996 | 4.8412 | 4.8837 | 4.9266 | 4.9726 | 5.0205 | 5.0698 | 5.1172 | 5.1648 | 5.2074 | 5.2501 | 5.2872 | 5.3191 | 5.3483 | 5.3734 | 5.3931 | 5.4092 | 5.418 | 5.4239 | 5.4239 | 0 | 0 | 0 | 0 | 0 | 0 | 0 | 0 | 0
F4_Commercial_Restaurant_Existing_Food Preparation_Natural Gas_Double Rack Oven_E2 | F4 | Commercial | Restaurant | Existing | Food Preparation | Natural Gas | Double Rack Oven | E2 | Utility - Cost of Equipment | 2.4334 | 2.4365 | 2.4498 | 2.4374 | 2.4311 | 2.4407 | 2.464 | 2.4829 | 2.506 | 2.5282 | 2.5507 | 2.5719 | 2.5946 | 2.6179 | 2.6406 | 2.6638 | 2.6872 | 2.7124 | 2.7385 | 2.7654 | 2.7912 | 2.8171 | 2.8404 | 2.8637 | 2.8839 | 2.9014 | 2.9172 | 2.9309 | 2.9417 | 2.9505 | 2.9553 | 2.9585 | 2.9585 | 0 | 0 | 0 | 0 | 0 | 0 | 0 | 0 | 0
F4_Commercial_Restaurant_Existing_Food Preparation_Natural Gas_Double Rack Oven_E3 | F4 | Commercial | Restaurant | Existing | Food Preparation | Natural Gas | Double Rack Oven | E3 | Utility - Cost of Equipment | 0 | 0 | 0 | 0 | 0 | 0 | 0 | 0 | 0 | 0 | 0 | 0 | 0 | 0 | 0 | 0 | 0 | 0 | 0 | 0 | 0 | 0 | 0 | 0 | 0 | 0 | 0 | 0 | 0 | 0 | 0 | 0 | 0 | 0 | 0 | 0 | 0 | 0 | 0 | 0 | 0 | 0
F4_Commercial_Restaurant_Existing_Food Preparation_Natural Gas_Double Rack Oven_E4 | F4 | Commercial | Restaurant | Existing | Food Preparation | Natural Gas | Double Rack Oven | E4 | Utility - Cost of Equipment | 0 | 0 | 0 | 0 | 0 | 0 | 0 | 0 | 0 | 0 | 0 | 0 | 0 | 0 | 0 | 0 | 0 | 0 | 0 | 0 | 0 | 0 | 0 | 0 | 0 | 0 | 0 | 0 | 0 | 0 | 0 | 0 | 0 | 0 | 0 | 0 | 0 | 0 | 0 | 0 | 0 | 0
F4_Commercial_Restaurant_Existing_Food Preparation_Natural Gas_Double Rack Oven_E5 | F4 | Commercial | Restaurant | Existing | Food Preparation | Natural Gas | Double Rack Oven | E5 | Utility - Cost of Equipment | 0 | 0 | 0 | 0 | 0 | 0 | 0 | 0 | 0 | 0 | 0 | 0 | 0 | 0 | 0 | 0 | 0 | 0 | 0 | 0 | 0 | 0 | 0 | 0 | 0 | 0 | 0 | 0 | 0 | 0 | 0 | 0 | 0 | 0 | 0 | 0 | 0 | 0 | 0 | 0 | 0 | 0
F4_Commercial_Restaurant_Existing_Food Preparation_Natural Gas_Double Rack Oven_E6 | F4 | Commercial | Restaurant | Existing | Food Preparation | Natural Gas | Double Rack Oven | E6 | Utility - Cost of Equipment | 0 | 0 | 0 | 0 | 0 | 0 | 0 | 0 | 0 | 0 | 0 | 0 | 0 | 0 | 0 | 0 | 0 | 0 | 0 | 0 | 0 | 0 | 0 | 0 | 0 | 0 | 0 | 0 | 0 | 0 | 0 | 0 | 0 | 0 | 0 | 0 | 0 | 0 | 0 | 0 | 0 | 0
F4_Commercial_Restaurant_Existing_Food Preparation_Natural Gas_Double Rack Oven_E7 | F4 | Commercial | Restaurant | Existing | Food Preparation | Natural Gas | Double Rack Oven | E7 | Utility - Cost of Equipment | 0 | 0 | 0 | 0 | 0 | 0 | 0 | 0 | 0 | 0 | 0 | 0 | 0 | 0 | 0 | 0 | 0 | 0 | 0 | 0 | 0 | 0 | 0 | 0 | 0 | 0 | 0 | 0 | 0 | 0 | 0 | 0 | 0 | 0 | 0 | 0 | 0 | 0 | 0 | 0 | 0 | 0
F4_Commercial_Restaurant_Existing_Food Preparation_Natural Gas_Double Rack Oven_E8 | F4 | Commercial | Restaurant | Existing | Food Preparation | Natural Gas | Double Rack Oven | E8 | Utility - Cost of Equipment | 0 | 0 | 0 | 0 | 0 | 0 | 0 | 0 | 0 | 0 | 0 | 0 | 0 | 0 | 0 | 0 | 0 | 0 | 0 | 0 | 0 | 0 | 0 | 0 | 0 | 0 | 0 | 0 | 0 | 0 | 0 | 0 | 0 | 0 | 0 | 0 | 0 | 0 | 0 | 0 | 0 | 0
F4_Commercial_Restaurant_Existing_Food Preparation_Natural Gas_Double Rack Oven_E9 | F4 | Commercial | Restaurant | Existing | Food Preparation | Natural Gas | Double Rack Oven | E9 | Utility - Cost of Equipment | 0 | 0 | 0 | 0 | 0 | 0 | 0 | 0 | 0 | 0 | 0 | 0 | 0 | 0 | 0 | 0 | 0 | 0 | 0 | 0 | 0 | 0 | 0 | 0 | 0 | 0 | 0 | 0 | 0 | 0 | 0 | 0 | 0 | 0 | 0 | 0 | 0 | 0 | 0 | 0 | 0 | 0
F4_Commercial_Restaurant_Existing_Food Preparation_Natural Gas_Double Rack Oven_E10 | F4 | Commercial | Restaurant | Existing | Food Preparation | Natural Gas | Double Rack Oven | E10 | Utility - Cost of Equipment | 0 | 0 | 0 | 0 | 0 | 0 | 0 | 0 | 0 | 0 | 0 | 0 | 0 | 0 | 0 | 0 | 0 | 0 | 0 | 0 | 0 | 0 | 0 | 0 | 0 | 0 | 0 | 0 | 0 | 0 | 0 | 0 | 0 | 0 | 0 | 0 | 0 | 0 | 0 | 0 | 0 | 0
F5_Commercial_Restaurant_Existing_Food Preparation_Natural Gas_Double Rack Oven_E1 | F5 | Commercial | Restaurant | Existing | Food Preparation | Natural Gas | Double Rack Oven | E1 | Utility - Cost of Operation | 0.73488 | 0.73488 | 0.73488 | 0.73488 | 0.73488 | 0.73488 | 0.73488 | 0.73488 | 0.73488 | 0.73488 | 0.73488 | 0.73488 | 0.73488 | 0.73488 | 0.73488 | 0.73488 | 0.73488 | 0.73488 | 0.73488 | 0.73488 | 0.73488 | 0.73488 | 0.73488 | 0.73488 | 0.73488 | 0.73488 | 0.73488 | 0.73488 | 0.73488 | 0.73488 | 0.73488 | 0.73488 | 0.73488 | 0 | 0 | 0 | 0 | 0 | 0 | 0 | 0 | 0
F5_Commercial_Restaurant_Existing_Food Preparation_Natural Gas_Double Rack Oven_E2 | F5 | Commercial | Restaurant | Existing | Food Preparation | Natural Gas | Double Rack Oven | E2 | Utility - Cost of Operation | 0.97732 | 0.97732 | 0.97732 | 0.97732 | 0.97732 | 0.97732 | 0.97732 | 0.97732 | 0.97732 | 0.97732 | 0.97732 | 0.97732 | 0.97732 | 0.97732 | 0.97732 | 0.97732 | 0.97732 | 0.97732 | 0.97732 | 0.97732 | 0.97732 | 0.97732 | 0.97732 | 0.97732 | 0.97732 | 0.97732 | 0.97732 | 0.97732 | 0.97732 | 0.97732 | 0.97732 | 0.97732 | 0.97732 | 0 | 0 | 0 | 0 | 0 | 0 | 0 | 0 | 0
F5_Commercial_Restaurant_Existing_Food Preparation_Natural Gas_Double Rack Oven_E3 | F5 | Commercial | Restaurant | Existing | Food Preparation | Natural Gas | Double Rack Oven | E3 | Utility - Cost of Operation | 0 | 0 | 0 | 0 | 0 | 0 | 0 | 0 | 0 | 0 | 0 | 0 | 0 | 0 | 0 | 0 | 0 | 0 | 0 | 0 | 0 | 0 | 0 | 0 | 0 | 0 | 0 | 0 | 0 | 0 | 0 | 0 | 0 | 0 | 0 | 0 | 0 | 0 | 0 | 0 | 0 | 0
F5_Commercial_Restaurant_Existing_Food Preparation_Natural Gas_Double Rack Oven_E4 | F5 | Commercial | Restaurant | Existing | Food Preparation | Natural Gas | Double Rack Oven | E4 | Utility - Cost of Operation | 0 | 0 | 0 | 0 | 0 | 0 | 0 | 0 | 0 | 0 | 0 | 0 | 0 | 0 | 0 | 0 | 0 | 0 | 0 | 0 | 0 | 0 | 0 | 0 | 0 | 0 | 0 | 0 | 0 | 0 | 0 | 0 | 0 | 0 | 0 | 0 | 0 | 0 | 0 | 0 | 0 | 0
F5_Commercial_Restaurant_Existing_Food Preparation_Natural Gas_Double Rack Oven_E5 | F5 | Commercial | Restaurant | Existing | Food Preparation | Natural Gas | Double Rack Oven | E5 | Utility - Cost of Operation | 0 | 0 | 0 | 0 | 0 | 0 | 0 | 0 | 0 | 0 | 0 | 0 | 0 | 0 | 0 | 0 | 0 | 0 | 0 | 0 | 0 | 0 | 0 | 0 | 0 | 0 | 0 | 0 | 0 | 0 | 0 | 0 | 0 | 0 | 0 | 0 | 0 | 0 | 0 | 0 | 0 | 0
F5_Commercial_Restaurant_Existing_Food Preparation_Natural Gas_Double Rack Oven_E6 | F5 | Commercial | Restaurant | Existing | Food Preparation | Natural Gas | Double Rack Oven | E6 | Utility - Cost of Operation | 0 | 0 | 0 | 0 | 0 | 0 | 0 | 0 | 0 | 0 | 0 | 0 | 0 | 0 | 0 | 0 | 0 | 0 | 0 | 0 | 0 | 0 | 0 | 0 | 0 | 0 | 0 | 0 | 0 | 0 | 0 | 0 | 0 | 0 | 0 | 0 | 0 | 0 | 0 | 0 | 0 | 0
F5_Commercial_Restaurant_Existing_Food Preparation_Natural Gas_Double Rack Oven_E7 | F5 | Commercial | Restaurant | Existing | Food Preparation | Natural Gas | Double Rack Oven | E7 | Utility - Cost of Operation | 0 | 0 | 0 | 0 | 0 | 0 | 0 | 0 | 0 | 0 | 0 | 0 | 0 | 0 | 0 | 0 | 0 | 0 | 0 | 0 | 0 | 0 | 0 | 0 | 0 | 0 | 0 | 0 | 0 | 0 | 0 | 0 | 0 | 0 | 0 | 0 | 0 | 0 | 0 | 0 | 0 | 0
F5_Commercial_Restaurant_Existing_Food Preparation_Natural Gas_Double Rack Oven_E8 | F5 | Commercial | Restaurant | Existing | Food Preparation | Natural Gas | Double Rack Oven | E8 | Utility - Cost of Operation | 0 | 0 | 0 | 0 | 0 | 0 | 0 | 0 | 0 | 0 | 0 | 0 | 0 | 0 | 0 | 0 | 0 | 0 | 0 | 0 | 0 | 0 | 0 | 0 | 0 | 0 | 0 | 0 | 0 | 0 | 0 | 0 | 0 | 0 | 0 | 0 | 0 | 0 | 0 | 0 | 0 | 0
F5_Commercial_Restaurant_Existing_Food Preparation_Natural Gas_Double Rack Oven_E9 | F5 | Commercial | Restaurant | Existing | Food Preparation | Natural Gas | Double Rack Oven | E9 | Utility - Cost of Operation | 0 | 0 | 0 | 0 | 0 | 0 | 0 | 0 | 0 | 0 | 0 | 0 | 0 | 0 | 0 | 0 | 0 | 0 | 0 | 0 | 0 | 0 | 0 | 0 | 0 | 0 | 0 | 0 | 0 | 0 | 0 | 0 | 0 | 0 | 0 | 0 | 0 | 0 | 0 | 0 | 0 | 0
F5_Commercial_Restaurant_Existing_Food Preparation_Natural Gas_Double Rack Oven_E10 | F5 | Commercial | Restaurant | Existing | Food Preparation | Natural Gas | Double Rack Oven | E10 | Utility - Cost of Operation | 0 | 0 | 0 | 0 | 0 | 0 | 0 | 0 | 0 | 0 | 0 | 0 | 0 | 0 | 0 | 0 | 0 | 0 | 0 | 0 | 0 | 0 | 0 | 0 | 0 | 0 | 0 | 0 | 0 | 0 | 0 | 0 | 0 | 0 | 0 | 0 | 0 | 0 | 0 | 0 | 0 | 0
F6_Commercial_Restaurant_Existing_Food Preparation_Natural Gas_Double Rack Oven_E1 | F6 | Commercial | Restaurant | Existing | Food Preparation | Natural Gas | Double Rack Oven | E1 | Utility - Value of Sales | 2.3614 | 2.372 | 2.389 | 2.3853 | 2.3853 | 2.3853 | 2.3853 | 2.3853 | 2.3853 | 2.3853 | 2.3853 | 2.3853 | 2.3853 | 2.3853 | 2.3853 | 2.3853 | 2.3853 | 2.3853 | 2.3853 | 2.3853 | 2.3853 | 2.3853 | 2.3853 | 2.3853 | 2.3853 | 2.3853 | 2.3853 | 2.3853 | 2.3853 | 2.3853 | 2.3853 | 2.3853 | 2.3853 | 0 | 0 | 0 | 0 | 0 | 0 | 0 | 0 | 0
F6_Commercial_Restaurant_Existing_Food Preparation_Natural Gas_Double Rack Oven_E2 | F6 | Commercial | Restaurant | Existing | Food Preparation | Natural Gas | Double Rack Oven | E2 | Utility - Value of Sales | 1.288 | 1.2938 | 1.3031 | 1.301 | 1.301 | 1.301 | 1.301 | 1.301 | 1.301 | 1.301 | 1.301 | 1.301 | 1.301 | 1.301 | 1.301 | 1.301 | 1.301 | 1.301 | 1.301 | 1.301 | 1.301 | 1.301 | 1.301 | 1.301 | 1.301 | 1.301 | 1.301 | 1.301 | 1.301 | 1.301 | 1.301 | 1.301 | 1.301 | 0 | 0 | 0 | 0 | 0 | 0 | 0 | 0 | 0
F6_Commercial_Restaurant_Existing_Food Preparation_Natural Gas_Double Rack Oven_E3 | F6 | Commercial | Restaurant | Existing | Food Preparation | Natural Gas | Double Rack Oven | E3 | Utility - Value of Sales | 0 | 0 | 0 | 0 | 0 | 0 | 0 | 0 | 0 | 0 | 0 | 0 | 0 | 0 | 0 | 0 | 0 | 0 | 0 | 0 | 0 | 0 | 0 | 0 | 0 | 0 | 0 | 0 | 0 | 0 | 0 | 0 | 0 | 0 | 0 | 0 | 0 | 0 | 0 | 0 | 0 | 0
F6_Commercial_Restaurant_Existing_Food Preparation_Natural Gas_Double Rack Oven_E4 | F6 | Commercial | Restaurant | Existing | Food Preparation | Natural Gas | Double Rack Oven | E4 | Utility - Value of Sales | 0 | 0 | 0 | 0 | 0 | 0 | 0 | 0 | 0 | 0 | 0 | 0 | 0 | 0 | 0 | 0 | 0 | 0 | 0 | 0 | 0 | 0 | 0 | 0 | 0 | 0 | 0 | 0 | 0 | 0 | 0 | 0 | 0 | 0 | 0 | 0 | 0 | 0 | 0 | 0 | 0 | 0
F6_Commercial_Restaurant_Existing_Food Preparation_Natural Gas_Double Rack Oven_E5 | F6 | Commercial | Restaurant | Existing | Food Preparation | Natural Gas | Double Rack Oven | E5 | Utility - Value of Sales | 0 | 0 | 0 | 0 | 0 | 0 | 0 | 0 | 0 | 0 | 0 | 0 | 0 | 0 | 0 | 0 | 0 | 0 | 0 | 0 | 0 | 0 | 0 | 0 | 0 | 0 | 0 | 0 | 0 | 0 | 0 | 0 | 0 | 0 | 0 | 0 | 0 | 0 | 0 | 0 | 0 | 0
F6_Commercial_Restaurant_Existing_Food Preparation_Natural Gas_Double Rack Oven_E6 | F6 | Commercial | Restaurant | Existing | Food Preparation | Natural Gas | Double Rack Oven | E6 | Utility - Value of Sales | 0 | 0 | 0 | 0 | 0 | 0 | 0 | 0 | 0 | 0 | 0 | 0 | 0 | 0 | 0 | 0 | 0 | 0 | 0 | 0 | 0 | 0 | 0 | 0 | 0 | 0 | 0 | 0 | 0 | 0 | 0 | 0 | 0 | 0 | 0 | 0 | 0 | 0 | 0 | 0 | 0 | 0
F6_Commercial_Restaurant_Existing_Food Preparation_Natural Gas_Double Rack Oven_E7 | F6 | Commercial | Restaurant | Existing | Food Preparation | Natural Gas | Double Rack Oven | E7 | Utility - Value of Sales | 0 | 0 | 0 | 0 | 0 | 0 | 0 | 0 | 0 | 0 | 0 | 0 | 0 | 0 | 0 | 0 | 0 | 0 | 0 | 0 | 0 | 0 | 0 | 0 | 0 | 0 | 0 | 0 | 0 | 0 | 0 | 0 | 0 | 0 | 0 | 0 | 0 | 0 | 0 | 0 | 0 | 0
F6_Commercial_Restaurant_Existing_Food Preparation_Natural Gas_Double Rack Oven_E8 | F6 | Commercial | Restaurant | Existing | Food Preparation | Natural Gas | Double Rack Oven | E8 | Utility - Value of Sales | 0 | 0 | 0 | 0 | 0 | 0 | 0 | 0 | 0 | 0 | 0 | 0 | 0 | 0 | 0 | 0 | 0 | 0 | 0 | 0 | 0 | 0 | 0 | 0 | 0 | 0 | 0 | 0 | 0 | 0 | 0 | 0 | 0 | 0 | 0 | 0 | 0 | 0 | 0 | 0 | 0 | 0
F6_Commercial_Restaurant_Existing_Food Preparation_Natural Gas_Double Rack Oven_E9 | F6 | Commercial | Restaurant | Existing | Food Preparation | Natural Gas | Double Rack Oven | E9 | Utility - Value of Sales | 0 | 0 | 0 | 0 | 0 | 0 | 0 | 0 | 0 | 0 | 0 | 0 | 0 | 0 | 0 | 0 | 0 | 0 | 0 | 0 | 0 | 0 | 0 | 0 | 0 | 0 | 0 | 0 | 0 | 0 | 0 | 0 | 0 | 0 | 0 | 0 | 0 | 0 | 0 | 0 | 0 | 0
F6_Commercial_Restaurant_Existing_Food Preparation_Natural Gas_Double Rack Oven_E10 | F6 | Commercial | Restaurant | Existing | Food Preparation | Natural Gas | Double Rack Oven | E10 | Utility - Value of Sales | 0 | 0 | 0 | 0 | 0 | 0 | 0 | 0 | 0 | 0 | 0 | 0 | 0 | 0 | 0 | 0 | 0 | 0 | 0 | 0 | 0 | 0 | 0 | 0 | 0 | 0 | 0 | 0 | 0 | 0 | 0 | 0 | 0 | 0 | 0 | 0 | 0 | 0 | 0 | 0 | 0 | 0
F1_Commercial_Restaurant_Existing_Food Preparation_Natural Gas_Fryer_E1 | F1 | Commercial | Restaurant | Existing | Food Preparation | Natural Gas | Fryer | E1 | RVT - Cost of Equipment | 1.8521 | 1.85 | 1.858 | 0 | 0 | 0 | 0 | 0 | 0 | 0 | 0 | 0 | 0 | 0 | 0 | 0 | 0 | 0 | 0 | 0 | 0 | 0 | 0 | 0 | 0 | 0 | 0 | 0 | 0 | 0 | 0 | 0 | 0 | 0 | 0 | 0 | 0 | 0 | 0 | 0 | 0 | 0
F1_Commercial_Restaurant_Existing_Food Preparation_Natural Gas_Fryer_E2 | F1 | Commercial | Restaurant | Existing | Food Preparation | Natural Gas | Fryer | E2 | RVT - Cost of Equipment | 1.2446 | 1.2432 | 1.2486 | 1.2373 | 1.2302 | 1.2336 | 1.2459 | 1.2556 | 1.2678 | 1.2793 | 1.2906 | 1.301 | 1.312 | 1.3235 | 1.3344 | 1.3457 | 1.3569 | 1.3693 | 1.3823 | 1.3961 | 1.4096 | 1.424 | 1.4375 | 1.4518 | 1.4647 | 1.476 | 1.4864 | 1.4953 | 1.5023 | 1.508 | 1.5111 | 1.5132 | 1.5132 | 0 | 0 | 0 | 0 | 0 | 0 | 0 | 0 | 0
F1_Commercial_Restaurant_Existing_Food Preparation_Natural Gas_Fryer_E3 | F1 | Commercial | Restaurant | Existing | Food Preparation | Natural Gas | Fryer | E3 | RVT - Cost of Equipment | 0 | 0 | 0 | 0 | 0 | 0 | 0 | 0 | 0 | 0 | 0 | 0 | 0 | 0 | 0 | 0 | 0 | 0 | 0 | 0 | 0 | 0 | 0 | 0 | 0 | 0 | 0 | 0 | 0 | 0 | 0 | 0 | 0 | 0 | 0 | 0 | 0 | 0 | 0 | 0 | 0 | 0
F1_Commercial_Restaurant_Existing_Food Preparation_Natural Gas_Fryer_E4 | F1 | Commercial | Restaurant | Existing | Food Preparation | Natural Gas | Fryer | E4 | RVT - Cost of Equipment | 0 | 0 | 0 | 0 | 0 | 0 | 0 | 0 | 0 | 0 | 0 | 0 | 0 | 0 | 0 | 0 | 0 | 0 | 0 | 0 | 0 | 0 | 0 | 0 | 0 | 0 | 0 | 0 | 0 | 0 | 0 | 0 | 0 | 0 | 0 | 0 | 0 | 0 | 0 | 0 | 0 | 0
F1_Commercial_Restaurant_Existing_Food Preparation_Natural Gas_Fryer_E5 | F1 | Commercial | Restaurant | Existing | Food Preparation | Natural Gas | Fryer | E5 | RVT - Cost of Equipment | 0 | 0 | 0 | 0 | 0 | 0 | 0 | 0 | 0 | 0 | 0 | 0 | 0 | 0 | 0 | 0 | 0 | 0 | 0 | 0 | 0 | 0 | 0 | 0 | 0 | 0 | 0 | 0 | 0 | 0 | 0 | 0 | 0 | 0 | 0 | 0 | 0 | 0 | 0 | 0 | 0 | 0
F1_Commercial_Restaurant_Existing_Food Preparation_Natural Gas_Fryer_E6 | F1 | Commercial | Restaurant | Existing | Food Preparation | Natural Gas | Fryer | E6 | RVT - Cost of Equipment | 0 | 0 | 0 | 0 | 0 | 0 | 0 | 0 | 0 | 0 | 0 | 0 | 0 | 0 | 0 | 0 | 0 | 0 | 0 | 0 | 0 | 0 | 0 | 0 | 0 | 0 | 0 | 0 | 0 | 0 | 0 | 0 | 0 | 0 | 0 | 0 | 0 | 0 | 0 | 0 | 0 | 0
F1_Commercial_Restaurant_Existing_Food Preparation_Natural Gas_Fryer_E7 | F1 | Commercial | Restaurant | Existing | Food Preparation | Natural Gas | Fryer | E7 | RVT - Cost of Equipment | 0 | 0 | 0 | 0 | 0 | 0 | 0 | 0 | 0 | 0 | 0 | 0 | 0 | 0 | 0 | 0 | 0 | 0 | 0 | 0 | 0 | 0 | 0 | 0 | 0 | 0 | 0 | 0 | 0 | 0 | 0 | 0 | 0 | 0 | 0 | 0 | 0 | 0 | 0 | 0 | 0 | 0
F1_Commercial_Restaurant_Existing_Food Preparation_Natural Gas_Fryer_E8 | F1 | Commercial | Restaurant | Existing | Food Preparation | Natural Gas | Fryer | E8 | RVT - Cost of Equipment | 0 | 0 | 0 | 0 | 0 | 0 | 0 | 0 | 0 | 0 | 0 | 0 | 0 | 0 | 0 | 0 | 0 | 0 | 0 | 0 | 0 | 0 | 0 | 0 | 0 | 0 | 0 | 0 | 0 | 0 | 0 | 0 | 0 | 0 | 0 | 0 | 0 | 0 | 0 | 0 | 0 | 0
F1_Commercial_Restaurant_Existing_Food Preparation_Natural Gas_Fryer_E9 | F1 | Commercial | Restaurant | Existing | Food Preparation | Natural Gas | Fryer | E9 | RVT - Cost of Equipment | 0 | 0 | 0 | 0 | 0 | 0 | 0 | 0 | 0 | 0 | 0 | 0 | 0 | 0 | 0 | 0 | 0 | 0 | 0 | 0 | 0 | 0 | 0 | 0 | 0 | 0 | 0 | 0 | 0 | 0 | 0 | 0 | 0 | 0 | 0 | 0 | 0 | 0 | 0 | 0 | 0 | 0
F1_Commercial_Restaurant_Existing_Food Preparation_Natural Gas_Fryer_E10 | F1 | Commercial | Restaurant | Existing | Food Preparation | Natural Gas | Fryer | E10 | RVT - Cost of Equipment | 0 | 0 | 0 | 0 | 0 | 0 | 0 | 0 | 0 | 0 | 0 | 0 | 0 | 0 | 0 | 0 | 0 | 0 | 0 | 0 | 0 | 0 | 0 | 0 | 0 | 0 | 0 | 0 | 0 | 0 | 0 | 0 | 0 | 0 | 0 | 0 | 0 | 0 | 0 | 0 | 0 | 0
F2_Commercial_Restaurant_Existing_Food Preparation_Natural Gas_Fryer_E1 | F2 | Commercial | Restaurant | Existing | Food Preparation | Natural Gas | Fryer | E1 | RVT - Cost of Operation | 2.2189 | 2.2165 | 2.226 | 0 | 0 | 0 | 0 | 0 | 0 | 0 | 0 | 0 | 0 | 0 | 0 | 0 | 0 | 0 | 0 | 0 | 0 | 0 | 0 | 0 | 0 | 0 | 0 | 0 | 0 | 0 | 0 | 0 | 0 | 0 | 0 | 0 | 0 | 0 | 0 | 0 | 0 | 0
F2_Commercial_Restaurant_Existing_Food Preparation_Natural Gas_Fryer_E2 | F2 | Commercial | Restaurant | Existing | Food Preparation | Natural Gas | Fryer | E2 | RVT - Cost of Operation | 1.4911 | 1.4894 | 1.4959 | 1.4824 | 1.4738 | 1.4779 | 1.4927 | 1.5043 | 1.5188 | 1.5327 | 1.5462 | 1.5586 | 1.5718 | 1.5857 | 1.5987 | 1.6122 | 1.6256 | 1.6405 | 1.6561 | 1.6726 | 1.6887 | 1.7061 | 1.7222 | 1.7394 | 1.7547 | 1.7684 | 1.7808 | 1.7914 | 1.7998 | 1.8067 | 1.8104 | 1.8129 | 1.8129 | 0 | 0 | 0 | 0 | 0 | 0 | 0 | 0 | 0
F2_Commercial_Restaurant_Existing_Food Preparation_Natural Gas_Fryer_E3 | F2 | Commercial | Restaurant | Existing | Food Preparation | Natural Gas | Fryer | E3 | RVT - Cost of Operation | 0 | 0 | 0 | 0 | 0 | 0 | 0 | 0 | 0 | 0 | 0 | 0 | 0 | 0 | 0 | 0 | 0 | 0 | 0 | 0 | 0 | 0 | 0 | 0 | 0 | 0 | 0 | 0 | 0 | 0 | 0 | 0 | 0 | 0 | 0 | 0 | 0 | 0 | 0 | 0 | 0 | 0
F2_Commercial_Restaurant_Existing_Food Preparation_Natural Gas_Fryer_E4 | F2 | Commercial | Restaurant | Existing | Food Preparation | Natural Gas | Fryer | E4 | RVT - Cost of Operation | 0 | 0 | 0 | 0 | 0 | 0 | 0 | 0 | 0 | 0 | 0 | 0 | 0 | 0 | 0 | 0 | 0 | 0 | 0 | 0 | 0 | 0 | 0 | 0 | 0 | 0 | 0 | 0 | 0 | 0 | 0 | 0 | 0 | 0 | 0 | 0 | 0 | 0 | 0 | 0 | 0 | 0
F2_Commercial_Restaurant_Existing_Food Preparation_Natural Gas_Fryer_E5 | F2 | Commercial | Restaurant | Existing | Food Preparation | Natural Gas | Fryer | E5 | RVT - Cost of Operation | 0 | 0 | 0 | 0 | 0 | 0 | 0 | 0 | 0 | 0 | 0 | 0 | 0 | 0 | 0 | 0 | 0 | 0 | 0 | 0 | 0 | 0 | 0 | 0 | 0 | 0 | 0 | 0 | 0 | 0 | 0 | 0 | 0 | 0 | 0 | 0 | 0 | 0 | 0 | 0 | 0 | 0
F2_Commercial_Restaurant_Existing_Food Preparation_Natural Gas_Fryer_E6 | F2 | Commercial | Restaurant | Existing | Food Preparation | Natural Gas | Fryer | E6 | RVT - Cost of Operation | 0 | 0 | 0 | 0 | 0 | 0 | 0 | 0 | 0 | 0 | 0 | 0 | 0 | 0 | 0 | 0 | 0 | 0 | 0 | 0 | 0 | 0 | 0 | 0 | 0 | 0 | 0 | 0 | 0 | 0 | 0 | 0 | 0 | 0 | 0 | 0 | 0 | 0 | 0 | 0 | 0 | 0
F2_Commercial_Restaurant_Existing_Food Preparation_Natural Gas_Fryer_E7 | F2 | Commercial | Restaurant | Existing | Food Preparation | Natural Gas | Fryer | E7 | RVT - Cost of Operation | 0 | 0 | 0 | 0 | 0 | 0 | 0 | 0 | 0 | 0 | 0 | 0 | 0 | 0 | 0 | 0 | 0 | 0 | 0 | 0 | 0 | 0 | 0 | 0 | 0 | 0 | 0 | 0 | 0 | 0 | 0 | 0 | 0 | 0 | 0 | 0 | 0 | 0 | 0 | 0 | 0 | 0
F2_Commercial_Restaurant_Existing_Food Preparation_Natural Gas_Fryer_E8 | F2 | Commercial | Restaurant | Existing | Food Preparation | Natural Gas | Fryer | E8 | RVT - Cost of Operation | 0 | 0 | 0 | 0 | 0 | 0 | 0 | 0 | 0 | 0 | 0 | 0 | 0 | 0 | 0 | 0 | 0 | 0 | 0 | 0 | 0 | 0 | 0 | 0 | 0 | 0 | 0 | 0 | 0 | 0 | 0 | 0 | 0 | 0 | 0 | 0 | 0 | 0 | 0 | 0 | 0 | 0
F2_Commercial_Restaurant_Existing_Food Preparation_Natural Gas_Fryer_E9 | F2 | Commercial | Restaurant | Existing | Food Preparation | Natural Gas | Fryer | E9 | RVT - Cost of Operation | 0 | 0 | 0 | 0 | 0 | 0 | 0 | 0 | 0 | 0 | 0 | 0 | 0 | 0 | 0 | 0 | 0 | 0 | 0 | 0 | 0 | 0 | 0 | 0 | 0 | 0 | 0 | 0 | 0 | 0 | 0 | 0 | 0 | 0 | 0 | 0 | 0 | 0 | 0 | 0 | 0 | 0
F2_Commercial_Restaurant_Existing_Food Preparation_Natural Gas_Fryer_E10 | F2 | Commercial | Restaurant | Existing | Food Preparation | Natural Gas | Fryer | E10 | RVT - Cost of Operation | 0 | 0 | 0 | 0 | 0 | 0 | 0 | 0 | 0 | 0 | 0 | 0 | 0 | 0 | 0 | 0 | 0 | 0 | 0 | 0 | 0 | 0 | 0 | 0 | 0 | 0 | 0 | 0 | 0 | 0 | 0 | 0 | 0 | 0 | 0 | 0 | 0 | 0 | 0 | 0 | 0 | 0
F3_Commercial_Restaurant_Existing_Food Preparation_Natural Gas_Fryer_E1 | F3 | Commercial | Restaurant | Existing | Food Preparation | Natural Gas | Fryer | E1 | System - kBTUs of Consumption | 0.59105 | 0.59105 | 0.59105 | 0 | 0 | 0 | 0 | 0 | 0 | 0 | 0 | 0 | 0 | 0 | 0 | 0 | 0 | 0 | 0 | 0 | 0 | 0 | 0 | 0 | 0 | 0 | 0 | 0 | 0 | 0 | 0 | 0 | 0 | 0 | 0 | 0 | 0 | 0 | 0 | 0 | 0 | 0
F3_Commercial_Restaurant_Existing_Food Preparation_Natural Gas_Fryer_E2 | F3 | Commercial | Restaurant | Existing | Food Preparation | Natural Gas | Fryer | E2 | System - kBTUs of Consumption | 0.70491 | 0.70491 | 0.70491 | 0.70491 | 0.70491 | 0.70491 | 0.70491 | 0.70491 | 0.70491 | 0.70491 | 0.70491 | 0.70491 | 0.70491 | 0.70491 | 0.70491 | 0.70491 | 0.70491 | 0.70491 | 0.70491 | 0.70491 | 0.70491 | 0.70491 | 0.70491 | 0.70491 | 0.70491 | 0.70491 | 0.70491 | 0.70491 | 0.70491 | 0.70491 | 0.70491 | 0.70491 | 0.70491 | 0 | 0 | 0 | 0 | 0 | 0 | 0 | 0 | 0
F3_Commercial_Restaurant_Existing_Food Preparation_Natural Gas_Fryer_E3 | F3 | Commercial | Restaurant | Existing | Food Preparation | Natural Gas | Fryer | E3 | System - kBTUs of Consumption | 0 | 0 | 0 | 0 | 0 | 0 | 0 | 0 | 0 | 0 | 0 | 0 | 0 | 0 | 0 | 0 | 0 | 0 | 0 | 0 | 0 | 0 | 0 | 0 | 0 | 0 | 0 | 0 | 0 | 0 | 0 | 0 | 0 | 0 | 0 | 0 | 0 | 0 | 0 | 0 | 0 | 0
F3_Commercial_Restaurant_Existing_Food Preparation_Natural Gas_Fryer_E4 | F3 | Commercial | Restaurant | Existing | Food Preparation | Natural Gas | Fryer | E4 | System - kBTUs of Consumption | 0 | 0 | 0 | 0 | 0 | 0 | 0 | 0 | 0 | 0 | 0 | 0 | 0 | 0 | 0 | 0 | 0 | 0 | 0 | 0 | 0 | 0 | 0 | 0 | 0 | 0 | 0 | 0 | 0 | 0 | 0 | 0 | 0 | 0 | 0 | 0 | 0 | 0 | 0 | 0 | 0 | 0
F3_Commercial_Restaurant_Existing_Food Preparation_Natural Gas_Fryer_E5 | F3 | Commercial | Restaurant | Existing | Food Preparation | Natural Gas | Fryer | E5 | System - kBTUs of Consumption | 0 | 0 | 0 | 0 | 0 | 0 | 0 | 0 | 0 | 0 | 0 | 0 | 0 | 0 | 0 | 0 | 0 | 0 | 0 | 0 | 0 | 0 | 0 | 0 | 0 | 0 | 0 | 0 | 0 | 0 | 0 | 0 | 0 | 0 | 0 | 0 | 0 | 0 | 0 | 0 | 0 | 0
F3_Commercial_Restaurant_Existing_Food Preparation_Natural Gas_Fryer_E6 | F3 | Commercial | Restaurant | Existing | Food Preparation | Natural Gas | Fryer | E6 | System - kBTUs of Consumption | 0 | 0 | 0 | 0 | 0 | 0 | 0 | 0 | 0 | 0 | 0 | 0 | 0 | 0 | 0 | 0 | 0 | 0 | 0 | 0 | 0 | 0 | 0 | 0 | 0 | 0 | 0 | 0 | 0 | 0 | 0 | 0 | 0 | 0 | 0 | 0 | 0 | 0 | 0 | 0 | 0 | 0
F3_Commercial_Restaurant_Existing_Food Preparation_Natural Gas_Fryer_E7 | F3 | Commercial | Restaurant | Existing | Food Preparation | Natural Gas | Fryer | E7 | System - kBTUs of Consumption | 0 | 0 | 0 | 0 | 0 | 0 | 0 | 0 | 0 | 0 | 0 | 0 | 0 | 0 | 0 | 0 | 0 | 0 | 0 | 0 | 0 | 0 | 0 | 0 | 0 | 0 | 0 | 0 | 0 | 0 | 0 | 0 | 0 | 0 | 0 | 0 | 0 | 0 | 0 | 0 | 0 | 0
F3_Commercial_Restaurant_Existing_Food Preparation_Natural Gas_Fryer_E8 | F3 | Commercial | Restaurant | Existing | Food Preparation | Natural Gas | Fryer | E8 | System - kBTUs of Consumption | 0 | 0 | 0 | 0 | 0 | 0 | 0 | 0 | 0 | 0 | 0 | 0 | 0 | 0 | 0 | 0 | 0 | 0 | 0 | 0 | 0 | 0 | 0 | 0 | 0 | 0 | 0 | 0 | 0 | 0 | 0 | 0 | 0 | 0 | 0 | 0 | 0 | 0 | 0 | 0 | 0 | 0
F3_Commercial_Restaurant_Existing_Food Preparation_Natural Gas_Fryer_E9 | F3 | Commercial | Restaurant | Existing | Food Preparation | Natural Gas | Fryer | E9 | System - kBTUs of Consumption | 0 | 0 | 0 | 0 | 0 | 0 | 0 | 0 | 0 | 0 | 0 | 0 | 0 | 0 | 0 | 0 | 0 | 0 | 0 | 0 | 0 | 0 | 0 | 0 | 0 | 0 | 0 | 0 | 0 | 0 | 0 | 0 | 0 | 0 | 0 | 0 | 0 | 0 | 0 | 0 | 0 | 0
F3_Commercial_Restaurant_Existing_Food Preparation_Natural Gas_Fryer_E10 | F3 | Commercial | Restaurant | Existing | Food Preparation | Natural Gas | Fryer | E10 | System - kBTUs of Consumption | 0 | 0 | 0 | 0 | 0 | 0 | 0 | 0 | 0 | 0 | 0 | 0 | 0 | 0 | 0 | 0 | 0 | 0 | 0 | 0 | 0 | 0 | 0 | 0 | 0 | 0 | 0 | 0 | 0 | 0 | 0 | 0 | 0 | 0 | 0 | 0 | 0 | 0 | 0 | 0 | 0 | 0
F4_Commercial_Restaurant_Existing_Food Preparation_Natural Gas_Fryer_E1 | F4 | Commercial | Restaurant | Existing | Food Preparation | Natural Gas | Fryer | E1 | Utility - Cost of Equipment | 2.2189 | 2.2165 | 2.226 | 0 | 0 | 0 | 0 | 0 | 0 | 0 | 0 | 0 | 0 | 0 | 0 | 0 | 0 | 0 | 0 | 0 | 0 | 0 | 0 | 0 | 0 | 0 | 0 | 0 | 0 | 0 | 0 | 0 | 0 | 0 | 0 | 0 | 0 | 0 | 0 | 0 | 0 | 0
F4_Commercial_Restaurant_Existing_Food Preparation_Natural Gas_Fryer_E2 | F4 | Commercial | Restaurant | Existing | Food Preparation | Natural Gas | Fryer | E2 | Utility - Cost of Equipment | 1.4911 | 1.4894 | 1.4959 | 1.4824 | 1.4738 | 1.4779 | 1.4927 | 1.5043 | 1.5188 | 1.5327 | 1.5462 | 1.5586 | 1.5718 | 1.5857 | 1.5987 | 1.6122 | 1.6256 | 1.6405 | 1.6561 | 1.6726 | 1.6887 | 1.7061 | 1.7222 | 1.7394 | 1.7547 | 1.7684 | 1.7808 | 1.7914 | 1.7998 | 1.8067 | 1.8104 | 1.8129 | 1.8129 | 0 | 0 | 0 | 0 | 0 | 0 | 0 | 0 | 0
F4_Commercial_Restaurant_Existing_Food Preparation_Natural Gas_Fryer_E3 | F4 | Commercial | Restaurant | Existing | Food Preparation | Natural Gas | Fryer | E3 | Utility - Cost of Equipment | 0 | 0 | 0 | 0 | 0 | 0 | 0 | 0 | 0 | 0 | 0 | 0 | 0 | 0 | 0 | 0 | 0 | 0 | 0 | 0 | 0 | 0 | 0 | 0 | 0 | 0 | 0 | 0 | 0 | 0 | 0 | 0 | 0 | 0 | 0 | 0 | 0 | 0 | 0 | 0 | 0 | 0
F4_Commercial_Restaurant_Existing_Food Preparation_Natural Gas_Fryer_E4 | F4 | Commercial | Restaurant | Existing | Food Preparation | Natural Gas | Fryer | E4 | Utility - Cost of Equipment | 0 | 0 | 0 | 0 | 0 | 0 | 0 | 0 | 0 | 0 | 0 | 0 | 0 | 0 | 0 | 0 | 0 | 0 | 0 | 0 | 0 | 0 | 0 | 0 | 0 | 0 | 0 | 0 | 0 | 0 | 0 | 0 | 0 | 0 | 0 | 0 | 0 | 0 | 0 | 0 | 0 | 0
F4_Commercial_Restaurant_Existing_Food Preparation_Natural Gas_Fryer_E5 | F4 | Commercial | Restaurant | Existing | Food Preparation | Natural Gas | Fryer | E5 | Utility - Cost of Equipment | 0 | 0 | 0 | 0 | 0 | 0 | 0 | 0 | 0 | 0 | 0 | 0 | 0 | 0 | 0 | 0 | 0 | 0 | 0 | 0 | 0 | 0 | 0 | 0 | 0 | 0 | 0 | 0 | 0 | 0 | 0 | 0 | 0 | 0 | 0 | 0 | 0 | 0 | 0 | 0 | 0 | 0
F4_Commercial_Restaurant_Existing_Food Preparation_Natural Gas_Fryer_E6 | F4 | Commercial | Restaurant | Existing | Food Preparation | Natural Gas | Fryer | E6 | Utility - Cost of Equipment | 0 | 0 | 0 | 0 | 0 | 0 | 0 | 0 | 0 | 0 | 0 | 0 | 0 | 0 | 0 | 0 | 0 | 0 | 0 | 0 | 0 | 0 | 0 | 0 | 0 | 0 | 0 | 0 | 0 | 0 | 0 | 0 | 0 | 0 | 0 | 0 | 0 | 0 | 0 | 0 | 0 | 0
F4_Commercial_Restaurant_Existing_Food Preparation_Natural Gas_Fryer_E7 | F4 | Commercial | Restaurant | Existing | Food Preparation | Natural Gas | Fryer | E7 | Utility - Cost of Equipment | 0 | 0 | 0 | 0 | 0 | 0 | 0 | 0 | 0 | 0 | 0 | 0 | 0 | 0 | 0 | 0 | 0 | 0 | 0 | 0 | 0 | 0 | 0 | 0 | 0 | 0 | 0 | 0 | 0 | 0 | 0 | 0 | 0 | 0 | 0 | 0 | 0 | 0 | 0 | 0 | 0 | 0
F4_Commercial_Restaurant_Existing_Food Preparation_Natural Gas_Fryer_E8 | F4 | Commercial | Restaurant | Existing | Food Preparation | Natural Gas | Fryer | E8 | Utility - Cost of Equipment | 0 | 0 | 0 | 0 | 0 | 0 | 0 | 0 | 0 | 0 | 0 | 0 | 0 | 0 | 0 | 0 | 0 | 0 | 0 | 0 | 0 | 0 | 0 | 0 | 0 | 0 | 0 | 0 | 0 | 0 | 0 | 0 | 0 | 0 | 0 | 0 | 0 | 0 | 0 | 0 | 0 | 0
F4_Commercial_Restaurant_Existing_Food Preparation_Natural Gas_Fryer_E9 | F4 | Commercial | Restaurant | Existing | Food Preparation | Natural Gas | Fryer | E9 | Utility - Cost of Equipment | 0 | 0 | 0 | 0 | 0 | 0 | 0 | 0 | 0 | 0 | 0 | 0 | 0 | 0 | 0 | 0 | 0 | 0 | 0 | 0 | 0 | 0 | 0 | 0 | 0 | 0 | 0 | 0 | 0 | 0 | 0 | 0 | 0 | 0 | 0 | 0 | 0 | 0 | 0 | 0 | 0 | 0
F4_Commercial_Restaurant_Existing_Food Preparation_Natural Gas_Fryer_E10 | F4 | Commercial | Restaurant | Existing | Food Preparation | Natural Gas | Fryer | E10 | Utility - Cost of Equipment | 0 | 0 | 0 | 0 | 0 | 0 | 0 | 0 | 0 | 0 | 0 | 0 | 0 | 0 | 0 | 0 | 0 | 0 | 0 | 0 | 0 | 0 | 0 | 0 | 0 | 0 | 0 | 0 | 0 | 0 | 0 | 0 | 0 | 0 | 0 | 0 | 0 | 0 | 0 | 0 | 0 | 0
F5_Commercial_Restaurant_Existing_Food Preparation_Natural Gas_Fryer_E1 | F5 | Commercial | Restaurant | Existing | Food Preparation | Natural Gas | Fryer | E1 | Utility - Cost of Operation | 0.59105 | 0.59105 | 0.59105 | 0 | 0 | 0 | 0 | 0 | 0 | 0 | 0 | 0 | 0 | 0 | 0 | 0 | 0 | 0 | 0 | 0 | 0 | 0 | 0 | 0 | 0 | 0 | 0 | 0 | 0 | 0 | 0 | 0 | 0 | 0 | 0 | 0 | 0 | 0 | 0 | 0 | 0 | 0
F5_Commercial_Restaurant_Existing_Food Preparation_Natural Gas_Fryer_E2 | F5 | Commercial | Restaurant | Existing | Food Preparation | Natural Gas | Fryer | E2 | Utility - Cost of Operation | 0.70491 | 0.70491 | 0.70491 | 0.70491 | 0.70491 | 0.70491 | 0.70491 | 0.70491 | 0.70491 | 0.70491 | 0.70491 | 0.70491 | 0.70491 | 0.70491 | 0.70491 | 0.70491 | 0.70491 | 0.70491 | 0.70491 | 0.70491 | 0.70491 | 0.70491 | 0.70491 | 0.70491 | 0.70491 | 0.70491 | 0.70491 | 0.70491 | 0.70491 | 0.70491 | 0.70491 | 0.70491 | 0.70491 | 0 | 0 | 0 | 0 | 0 | 0 | 0 | 0 | 0
F5_Commercial_Restaurant_Existing_Food Preparation_Natural Gas_Fryer_E3 | F5 | Commercial | Restaurant | Existing | Food Preparation | Natural Gas | Fryer | E3 | Utility - Cost of Operation | 0 | 0 | 0 | 0 | 0 | 0 | 0 | 0 | 0 | 0 | 0 | 0 | 0 | 0 | 0 | 0 | 0 | 0 | 0 | 0 | 0 | 0 | 0 | 0 | 0 | 0 | 0 | 0 | 0 | 0 | 0 | 0 | 0 | 0 | 0 | 0 | 0 | 0 | 0 | 0 | 0 | 0
F5_Commercial_Restaurant_Existing_Food Preparation_Natural Gas_Fryer_E4 | F5 | Commercial | Restaurant | Existing | Food Preparation | Natural Gas | Fryer | E4 | Utility - Cost of Operation | 0 | 0 | 0 | 0 | 0 | 0 | 0 | 0 | 0 | 0 | 0 | 0 | 0 | 0 | 0 | 0 | 0 | 0 | 0 | 0 | 0 | 0 | 0 | 0 | 0 | 0 | 0 | 0 | 0 | 0 | 0 | 0 | 0 | 0 | 0 | 0 | 0 | 0 | 0 | 0 | 0 | 0
F5_Commercial_Restaurant_Existing_Food Preparation_Natural Gas_Fryer_E5 | F5 | Commercial | Restaurant | Existing | Food Preparation | Natural Gas | Fryer | E5 | Utility - Cost of Operation | 0 | 0 | 0 | 0 | 0 | 0 | 0 | 0 | 0 | 0 | 0 | 0 | 0 | 0 | 0 | 0 | 0 | 0 | 0 | 0 | 0 | 0 | 0 | 0 | 0 | 0 | 0 | 0 | 0 | 0 | 0 | 0 | 0 | 0 | 0 | 0 | 0 | 0 | 0 | 0 | 0 | 0
F5_Commercial_Restaurant_Existing_Food Preparation_Natural Gas_Fryer_E6 | F5 | Commercial | Restaurant | Existing | Food Preparation | Natural Gas | Fryer | E6 | Utility - Cost of Operation | 0 | 0 | 0 | 0 | 0 | 0 | 0 | 0 | 0 | 0 | 0 | 0 | 0 | 0 | 0 | 0 | 0 | 0 | 0 | 0 | 0 | 0 | 0 | 0 | 0 | 0 | 0 | 0 | 0 | 0 | 0 | 0 | 0 | 0 | 0 | 0 | 0 | 0 | 0 | 0 | 0 | 0
F5_Commercial_Restaurant_Existing_Food Preparation_Natural Gas_Fryer_E7 | F5 | Commercial | Restaurant | Existing | Food Preparation | Natural Gas | Fryer | E7 | Utility - Cost of Operation | 0 | 0 | 0 | 0 | 0 | 0 | 0 | 0 | 0 | 0 | 0 | 0 | 0 | 0 | 0 | 0 | 0 | 0 | 0 | 0 | 0 | 0 | 0 | 0 | 0 | 0 | 0 | 0 | 0 | 0 | 0 | 0 | 0 | 0 | 0 | 0 | 0 | 0 | 0 | 0 | 0 | 0
F5_Commercial_Restaurant_Existing_Food Preparation_Natural Gas_Fryer_E8 | F5 | Commercial | Restaurant | Existing | Food Preparation | Natural Gas | Fryer | E8 | Utility - Cost of Operation | 0 | 0 | 0 | 0 | 0 | 0 | 0 | 0 | 0 | 0 | 0 | 0 | 0 | 0 | 0 | 0 | 0 | 0 | 0 | 0 | 0 | 0 | 0 | 0 | 0 | 0 | 0 | 0 | 0 | 0 | 0 | 0 | 0 | 0 | 0 | 0 | 0 | 0 | 0 | 0 | 0 | 0
F5_Commercial_Restaurant_Existing_Food Preparation_Natural Gas_Fryer_E9 | F5 | Commercial | Restaurant | Existing | Food Preparation | Natural Gas | Fryer | E9 | Utility - Cost of Operation | 0 | 0 | 0 | 0 | 0 | 0 | 0 | 0 | 0 | 0 | 0 | 0 | 0 | 0 | 0 | 0 | 0 | 0 | 0 | 0 | 0 | 0 | 0 | 0 | 0 | 0 | 0 | 0 | 0 | 0 | 0 | 0 | 0 | 0 | 0 | 0 | 0 | 0 | 0 | 0 | 0 | 0
F5_Commercial_Restaurant_Existing_Food Preparation_Natural Gas_Fryer_E10 | F5 | Commercial | Restaurant | Existing | Food Preparation | Natural Gas | Fryer | E10 | Utility - Cost of Operation | 0 | 0 | 0 | 0 | 0 | 0 | 0 | 0 | 0 | 0 | 0 | 0 | 0 | 0 | 0 | 0 | 0 | 0 | 0 | 0 | 0 | 0 | 0 | 0 | 0 | 0 | 0 | 0 | 0 | 0 | 0 | 0 | 0 | 0 | 0 | 0 | 0 | 0 | 0 | 0 | 0 | 0
F6_Commercial_Restaurant_Existing_Food Preparation_Natural Gas_Fryer_E1 | F6 | Commercial | Restaurant | Existing | Food Preparation | Natural Gas | Fryer | E1 | Utility - Value of Sales | 1.1717 | 1.1787 | 1.19 | 0 | 0 | 0 | 0 | 0 | 0 | 0 | 0 | 0 | 0 | 0 | 0 | 0 | 0 | 0 | 0 | 0 | 0 | 0 | 0 | 0 | 0 | 0 | 0 | 0 | 0 | 0 | 0 | 0 | 0 | 0 | 0 | 0 | 0 | 0 | 0 | 0 | 0 | 0
F6_Commercial_Restaurant_Existing_Food Preparation_Natural Gas_Fryer_E2 | F6 | Commercial | Restaurant | Existing | Food Preparation | Natural Gas | Fryer | E2 | Utility - Value of Sales | 0.78737 | 0.79209 | 0.79967 | 0.798 | 0.798 | 0.798 | 0.798 | 0.798 | 0.798 | 0.798 | 0.798 | 0.798 | 0.798 | 0.798 | 0.798 | 0.798 | 0.798 | 0.798 | 0.798 | 0.798 | 0.798 | 0.798 | 0.798 | 0.798 | 0.798 | 0.798 | 0.798 | 0.798 | 0.798 | 0.798 | 0.798 | 0.798 | 0.798 | 0 | 0 | 0 | 0 | 0 | 0 | 0 | 0 | 0
F6_Commercial_Restaurant_Existing_Food Preparation_Natural Gas_Fryer_E3 | F6 | Commercial | Restaurant | Existing | Food Preparation | Natural Gas | Fryer | E3 | Utility - Value of Sales | 0 | 0 | 0 | 0 | 0 | 0 | 0 | 0 | 0 | 0 | 0 | 0 | 0 | 0 | 0 | 0 | 0 | 0 | 0 | 0 | 0 | 0 | 0 | 0 | 0 | 0 | 0 | 0 | 0 | 0 | 0 | 0 | 0 | 0 | 0 | 0 | 0 | 0 | 0 | 0 | 0 | 0
F6_Commercial_Restaurant_Existing_Food Preparation_Natural Gas_Fryer_E4 | F6 | Commercial | Restaurant | Existing | Food Preparation | Natural Gas | Fryer | E4 | Utility - Value of Sales | 0 | 0 | 0 | 0 | 0 | 0 | 0 | 0 | 0 | 0 | 0 | 0 | 0 | 0 | 0 | 0 | 0 | 0 | 0 | 0 | 0 | 0 | 0 | 0 | 0 | 0 | 0 | 0 | 0 | 0 | 0 | 0 | 0 | 0 | 0 | 0 | 0 | 0 | 0 | 0 | 0 | 0
F6_Commercial_Restaurant_Existing_Food Preparation_Natural Gas_Fryer_E5 | F6 | Commercial | Restaurant | Existing | Food Preparation | Natural Gas | Fryer | E5 | Utility - Value of Sales | 0 | 0 | 0 | 0 | 0 | 0 | 0 | 0 | 0 | 0 | 0 | 0 | 0 | 0 | 0 | 0 | 0 | 0 | 0 | 0 | 0 | 0 | 0 | 0 | 0 | 0 | 0 | 0 | 0 | 0 | 0 | 0 | 0 | 0 | 0 | 0 | 0 | 0 | 0 | 0 | 0 | 0
F6_Commercial_Restaurant_Existing_Food Preparation_Natural Gas_Fryer_E6 | F6 | Commercial | Restaurant | Existing | Food Preparation | Natural Gas | Fryer | E6 | Utility - Value of Sales | 0 | 0 | 0 | 0 | 0 | 0 | 0 | 0 | 0 | 0 | 0 | 0 | 0 | 0 | 0 | 0 | 0 | 0 | 0 | 0 | 0 | 0 | 0 | 0 | 0 | 0 | 0 | 0 | 0 | 0 | 0 | 0 | 0 | 0 | 0 | 0 | 0 | 0 | 0 | 0 | 0 | 0
F6_Commercial_Restaurant_Existing_Food Preparation_Natural Gas_Fryer_E7 | F6 | Commercial | Restaurant | Existing | Food Preparation | Natural Gas | Fryer | E7 | Utility - Value of Sales | 0 | 0 | 0 | 0 | 0 | 0 | 0 | 0 | 0 | 0 | 0 | 0 | 0 | 0 | 0 | 0 | 0 | 0 | 0 | 0 | 0 | 0 | 0 | 0 | 0 | 0 | 0 | 0 | 0 | 0 | 0 | 0 | 0 | 0 | 0 | 0 | 0 | 0 | 0 | 0 | 0 | 0
F6_Commercial_Restaurant_Existing_Food Preparation_Natural Gas_Fryer_E8 | F6 | Commercial | Restaurant | Existing | Food Preparation | Natural Gas | Fryer | E8 | Utility - Value of Sales | 0 | 0 | 0 | 0 | 0 | 0 | 0 | 0 | 0 | 0 | 0 | 0 | 0 | 0 | 0 | 0 | 0 | 0 | 0 | 0 | 0 | 0 | 0 | 0 | 0 | 0 | 0 | 0 | 0 | 0 | 0 | 0 | 0 | 0 | 0 | 0 | 0 | 0 | 0 | 0 | 0 | 0
F6_Commercial_Restaurant_Existing_Food Preparation_Natural Gas_Fryer_E9 | F6 | Commercial | Restaurant | Existing | Food Preparation | Natural Gas | Fryer | E9 | Utility - Value of Sales | 0 | 0 | 0 | 0 | 0 | 0 | 0 | 0 | 0 | 0 | 0 | 0 | 0 | 0 | 0 | 0 | 0 | 0 | 0 | 0 | 0 | 0 | 0 | 0 | 0 | 0 | 0 | 0 | 0 | 0 | 0 | 0 | 0 | 0 | 0 | 0 | 0 | 0 | 0 | 0 | 0 | 0
F6_Commercial_Restaurant_Existing_Food Preparation_Natural Gas_Fryer_E10 | F6 | Commercial | Restaurant | Existing | Food Preparation | Natural Gas | Fryer | E10 | Utility - Value of Sales | 0 | 0 | 0 | 0 | 0 | 0 | 0 | 0 | 0 | 0 | 0 | 0 | 0 | 0 | 0 | 0 | 0 | 0 | 0 | 0 | 0 | 0 | 0 | 0 | 0 | 0 | 0 | 0 | 0 | 0 | 0 | 0 | 0 | 0 | 0 | 0 | 0 | 0 | 0 | 0 | 0 | 0
F1_Commercial_Restaurant_Existing_Food Preparation_Natural Gas_Broiler_E1 | F1 | Commercial | Restaurant | Existing | Food Preparation | Natural Gas | Broiler | E1 | RVT - Cost of Equipment | 2.056 | 2.0587 | 2.0699 | 2.0594 | 2.0541 | 2.0623 | 2.0819 | 2.0979 | 2.1174 | 2.1362 | 2.1552 | 2.1731 | 2.1922 | 2.212 | 2.2312 | 2.2508 | 2.2705 | 2.2918 | 2.3138 | 2.3365 | 2.3584 | 2.3803 | 2.3999 | 2.4196 | 2.4367 | 2.4514 | 2.4649 | 2.4764 | 2.4855 | 2.4929 | 2.497 | 2.4997 | 2.4997 | 0 | 0 | 0 | 0 | 0 | 0 | 0 | 0 | 0
F1_Commercial_Restaurant_Existing_Food Preparation_Natural Gas_Broiler_E2 | F1 | Commercial | Restaurant | Existing | Food Preparation | Natural Gas | Broiler | E2 | RVT - Cost of Equipment | 1.3217 | 1.3234 | 1.3306 | 1.3239 | 1.3205 | 1.3257 | 1.3384 | 1.3486 | 1.3612 | 1.3733 | 1.3855 | 1.397 | 1.4093 | 1.422 | 1.4343 | 1.4469 | 1.4596 | 1.4733 | 1.4874 | 1.5021 | 1.5161 | 1.5302 | 1.5428 | 1.5555 | 1.5665 | 1.5759 | 1.5846 | 1.592 | 1.5978 | 1.6026 | 1.6052 | 1.607 | 1.607 | 0 | 0 | 0 | 0 | 0 | 0 | 0 | 0 | 0
F1_Commercial_Restaurant_Existing_Food Preparation_Natural Gas_Broiler_E3 | F1 | Commercial | Restaurant | Existing | Food Preparation | Natural Gas | Broiler | E3 | RVT - Cost of Equipment | 0 | 0 | 0 | 0 | 0 | 0 | 0 | 0 | 0 | 0 | 0 | 0 | 0 | 0 | 0 | 0 | 0 | 0 | 0 | 0 | 0 | 0 | 0 | 0 | 0 | 0 | 0 | 0 | 0 | 0 | 0 | 0 | 0 | 0 | 0 | 0 | 0 | 0 | 0 | 0 | 0 | 0
F1_Commercial_Restaurant_Existing_Food Preparation_Natural Gas_Broiler_E4 | F1 | Commercial | Restaurant | Existing | Food Preparation | Natural Gas | Broiler | E4 | RVT - Cost of Equipment | 0 | 0 | 0 | 0 | 0 | 0 | 0 | 0 | 0 | 0 | 0 | 0 | 0 | 0 | 0 | 0 | 0 | 0 | 0 | 0 | 0 | 0 | 0 | 0 | 0 | 0 | 0 | 0 | 0 | 0 | 0 | 0 | 0 | 0 | 0 | 0 | 0 | 0 | 0 | 0 | 0 | 0
F1_Commercial_Restaurant_Existing_Food Preparation_Natural Gas_Broiler_E5 | F1 | Commercial | Restaurant | Existing | Food Preparation | Natural Gas | Broiler | E5 | RVT - Cost of Equipment | 0 | 0 | 0 | 0 | 0 | 0 | 0 | 0 | 0 | 0 | 0 | 0 | 0 | 0 | 0 | 0 | 0 | 0 | 0 | 0 | 0 | 0 | 0 | 0 | 0 | 0 | 0 | 0 | 0 | 0 | 0 | 0 | 0 | 0 | 0 | 0 | 0 | 0 | 0 | 0 | 0 | 0
F1_Commercial_Restaurant_Existing_Food Preparation_Natural Gas_Broiler_E6 | F1 | Commercial | Restaurant | Existing | Food Preparation | Natural Gas | Broiler | E6 | RVT - Cost of Equipment | 0 | 0 | 0 | 0 | 0 | 0 | 0 | 0 | 0 | 0 | 0 | 0 | 0 | 0 | 0 | 0 | 0 | 0 | 0 | 0 | 0 | 0 | 0 | 0 | 0 | 0 | 0 | 0 | 0 | 0 | 0 | 0 | 0 | 0 | 0 | 0 | 0 | 0 | 0 | 0 | 0 | 0
F1_Commercial_Restaurant_Existing_Food Preparation_Natural Gas_Broiler_E7 | F1 | Commercial | Restaurant | Existing | Food Preparation | Natural Gas | Broiler | E7 | RVT - Cost of Equipment | 0 | 0 | 0 | 0 | 0 | 0 | 0 | 0 | 0 | 0 | 0 | 0 | 0 | 0 | 0 | 0 | 0 | 0 | 0 | 0 | 0 | 0 | 0 | 0 | 0 | 0 | 0 | 0 | 0 | 0 | 0 | 0 | 0 | 0 | 0 | 0 | 0 | 0 | 0 | 0 | 0 | 0
F1_Commercial_Restaurant_Existing_Food Preparation_Natural Gas_Broiler_E8 | F1 | Commercial | Restaurant | Existing | Food Preparation | Natural Gas | Broiler | E8 | RVT - Cost of Equipment | 0 | 0 | 0 | 0 | 0 | 0 | 0 | 0 | 0 | 0 | 0 | 0 | 0 | 0 | 0 | 0 | 0 | 0 | 0 | 0 | 0 | 0 | 0 | 0 | 0 | 0 | 0 | 0 | 0 | 0 | 0 | 0 | 0 | 0 | 0 | 0 | 0 | 0 | 0 | 0 | 0 | 0
F1_Commercial_Restaurant_Existing_Food Preparation_Natural Gas_Broiler_E9 | F1 | Commercial | Restaurant | Existing | Food Preparation | Natural Gas | Broiler | E9 | RVT - Cost of Equipment | 0 | 0 | 0 | 0 | 0 | 0 | 0 | 0 | 0 | 0 | 0 | 0 | 0 | 0 | 0 | 0 | 0 | 0 | 0 | 0 | 0 | 0 | 0 | 0 | 0 | 0 | 0 | 0 | 0 | 0 | 0 | 0 | 0 | 0 | 0 | 0 | 0 | 0 | 0 | 0 | 0 | 0
F1_Commercial_Restaurant_Existing_Food Preparation_Natural Gas_Broiler_E10 | F1 | Commercial | Restaurant | Existing | Food Preparation | Natural Gas | Broiler | E10 | RVT - Cost of Equipment | 0 | 0 | 0 | 0 | 0 | 0 | 0 | 0 | 0 | 0 | 0 | 0 | 0 | 0 | 0 | 0 | 0 | 0 | 0 | 0 | 0 | 0 | 0 | 0 | 0 | 0 | 0 | 0 | 0 | 0 | 0 | 0 | 0 | 0 | 0 | 0 | 0 | 0 | 0 | 0 | 0 | 0
F2_Commercial_Restaurant_Existing_Food Preparation_Natural Gas_Broiler_E1 | F2 | Commercial | Restaurant | Existing | Food Preparation | Natural Gas | Broiler | E1 | RVT - Cost of Operation | 2.4633 | 2.4664 | 2.4799 | 2.4673 | 2.4609 | 2.4707 | 2.4943 | 2.5134 | 2.5368 | 2.5593 | 2.582 | 2.6035 | 2.6264 | 2.6501 | 2.6731 | 2.6966 | 2.7202 | 2.7457 | 2.7721 | 2.7993 | 2.8255 | 2.8518 | 2.8753 | 2.8989 | 2.9193 | 2.937 | 2.9531 | 2.9669 | 2.9778 | 2.9867 | 2.9916 | 2.9948 | 2.9948 | 0 | 0 | 0 | 0 | 0 | 0 | 0 | 0 | 0
F2_Commercial_Restaurant_Existing_Food Preparation_Natural Gas_Broiler_E2 | F2 | Commercial | Restaurant | Existing | Food Preparation | Natural Gas | Broiler | E2 | RVT - Cost of Operation | 1.5835 | 1.5856 | 1.5942 | 1.5861 | 1.582 | 1.5883 | 1.6035 | 1.6158 | 1.6308 | 1.6452 | 1.6599 | 1.6737 | 1.6884 | 1.7036 | 1.7184 | 1.7335 | 1.7487 | 1.7651 | 1.7821 | 1.7996 | 1.8164 | 1.8333 | 1.8484 | 1.8636 | 1.8767 | 1.8881 | 1.8984 | 1.9073 | 1.9143 | 1.92 | 1.9231 | 1.9252 | 1.9252 | 0 | 0 | 0 | 0 | 0 | 0 | 0 | 0 | 0
F2_Commercial_Restaurant_Existing_Food Preparation_Natural Gas_Broiler_E3 | F2 | Commercial | Restaurant | Existing | Food Preparation | Natural Gas | Broiler | E3 | RVT - Cost of Operation | 0 | 0 | 0 | 0 | 0 | 0 | 0 | 0 | 0 | 0 | 0 | 0 | 0 | 0 | 0 | 0 | 0 | 0 | 0 | 0 | 0 | 0 | 0 | 0 | 0 | 0 | 0 | 0 | 0 | 0 | 0 | 0 | 0 | 0 | 0 | 0 | 0 | 0 | 0 | 0 | 0 | 0
F2_Commercial_Restaurant_Existing_Food Preparation_Natural Gas_Broiler_E4 | F2 | Commercial | Restaurant | Existing | Food Preparation | Natural Gas | Broiler | E4 | RVT - Cost of Operation | 0 | 0 | 0 | 0 | 0 | 0 | 0 | 0 | 0 | 0 | 0 | 0 | 0 | 0 | 0 | 0 | 0 | 0 | 0 | 0 | 0 | 0 | 0 | 0 | 0 | 0 | 0 | 0 | 0 | 0 | 0 | 0 | 0 | 0 | 0 | 0 | 0 | 0 | 0 | 0 | 0 | 0
F2_Commercial_Restaurant_Existing_Food Preparation_Natural Gas_Broiler_E5 | F2 | Commercial | Restaurant | Existing | Food Preparation | Natural Gas | Broiler | E5 | RVT - Cost of Operation | 0 | 0 | 0 | 0 | 0 | 0 | 0 | 0 | 0 | 0 | 0 | 0 | 0 | 0 | 0 | 0 | 0 | 0 | 0 | 0 | 0 | 0 | 0 | 0 | 0 | 0 | 0 | 0 | 0 | 0 | 0 | 0 | 0 | 0 | 0 | 0 | 0 | 0 | 0 | 0 | 0 | 0
F2_Commercial_Restaurant_Existing_Food Preparation_Natural Gas_Broiler_E6 | F2 | Commercial | Restaurant | Existing | Food Preparation | Natural Gas | Broiler | E6 | RVT - Cost of Operation | 0 | 0 | 0 | 0 | 0 | 0 | 0 | 0 | 0 | 0 | 0 | 0 | 0 | 0 | 0 | 0 | 0 | 0 | 0 | 0 | 0 | 0 | 0 | 0 | 0 | 0 | 0 | 0 | 0 | 0 | 0 | 0 | 0 | 0 | 0 | 0 | 0 | 0 | 0 | 0 | 0 | 0
F2_Commercial_Restaurant_Existing_Food Preparation_Natural Gas_Broiler_E7 | F2 | Commercial | Restaurant | Existing | Food Preparation | Natural Gas | Broiler | E7 | RVT - Cost of Operation | 0 | 0 | 0 | 0 | 0 | 0 | 0 | 0 | 0 | 0 | 0 | 0 | 0 | 0 | 0 | 0 | 0 | 0 | 0 | 0 | 0 | 0 | 0 | 0 | 0 | 0 | 0 | 0 | 0 | 0 | 0 | 0 | 0 | 0 | 0 | 0 | 0 | 0 | 0 | 0 | 0 | 0
F2_Commercial_Restaurant_Existing_Food Preparation_Natural Gas_Broiler_E8 | F2 | Commercial | Restaurant | Existing | Food Preparation | Natural Gas | Broiler | E8 | RVT - Cost of Operation | 0 | 0 | 0 | 0 | 0 | 0 | 0 | 0 | 0 | 0 | 0 | 0 | 0 | 0 | 0 | 0 | 0 | 0 | 0 | 0 | 0 | 0 | 0 | 0 | 0 | 0 | 0 | 0 | 0 | 0 | 0 | 0 | 0 | 0 | 0 | 0 | 0 | 0 | 0 | 0 | 0 | 0
F2_Commercial_Restaurant_Existing_Food Preparation_Natural Gas_Broiler_E9 | F2 | Commercial | Restaurant | Existing | Food Preparation | Natural Gas | Broiler | E9 | RVT - Cost of Operation | 0 | 0 | 0 | 0 | 0 | 0 | 0 | 0 | 0 | 0 | 0 | 0 | 0 | 0 | 0 | 0 | 0 | 0 | 0 | 0 | 0 | 0 | 0 | 0 | 0 | 0 | 0 | 0 | 0 | 0 | 0 | 0 | 0 | 0 | 0 | 0 | 0 | 0 | 0 | 0 | 0 | 0
F2_Commercial_Restaurant_Existing_Food Preparation_Natural Gas_Broiler_E10 | F2 | Commercial | Restaurant | Existing | Food Preparation | Natural Gas | Broiler | E10 | RVT - Cost of Operation | 0 | 0 | 0 | 0 | 0 | 0 | 0 | 0 | 0 | 0 | 0 | 0 | 0 | 0 | 0 | 0 | 0 | 0 | 0 | 0 | 0 | 0 | 0 | 0 | 0 | 0 | 0 | 0 | 0 | 0 | 0 | 0 | 0 | 0 | 0 | 0 | 0 | 0 | 0 | 0 | 0 | 0
F3_Commercial_Restaurant_Existing_Food Preparation_Natural Gas_Broiler_E1 | F3 | Commercial | Restaurant | Existing | Food Preparation | Natural Gas | Broiler | E1 | System - kBTUs of Consumption | 0.5559 | 0.5559 | 0.5559 | 0.5559 | 0.5559 | 0.5559 | 0.5559 | 0.5559 | 0.5559 | 0.5559 | 0.5559 | 0.5559 | 0.5559 | 0.5559 | 0.5559 | 0.5559 | 0.5559 | 0.5559 | 0.5559 | 0.5559 | 0.5559 | 0.5559 | 0.5559 | 0.5559 | 0.5559 | 0.5559 | 0.5559 | 0.5559 | 0.5559 | 0.5559 | 0.5559 | 0.5559 | 0.5559 | 0 | 0 | 0 | 0 | 0 | 0 | 0 | 0 | 0
F3_Commercial_Restaurant_Existing_Food Preparation_Natural Gas_Broiler_E2 | F3 | Commercial | Restaurant | Existing | Food Preparation | Natural Gas | Broiler | E2 | System - kBTUs of Consumption | 0.77826 | 0.77826 | 0.77826 | 0.77826 | 0.77826 | 0.77826 | 0.77826 | 0.77826 | 0.77826 | 0.77826 | 0.77826 | 0.77826 | 0.77826 | 0.77826 | 0.77826 | 0.77826 | 0.77826 | 0.77826 | 0.77826 | 0.77826 | 0.77826 | 0.77826 | 0.77826 | 0.77826 | 0.77826 | 0.77826 | 0.77826 | 0.77826 | 0.77826 | 0.77826 | 0.77826 | 0.77826 | 0.77826 | 0 | 0 | 0 | 0 | 0 | 0 | 0 | 0 | 0
F3_Commercial_Restaurant_Existing_Food Preparation_Natural Gas_Broiler_E3 | F3 | Commercial | Restaurant | Existing | Food Preparation | Natural Gas | Broiler | E3 | System - kBTUs of Consumption | 0 | 0 | 0 | 0 | 0 | 0 | 0 | 0 | 0 | 0 | 0 | 0 | 0 | 0 | 0 | 0 | 0 | 0 | 0 | 0 | 0 | 0 | 0 | 0 | 0 | 0 | 0 | 0 | 0 | 0 | 0 | 0 | 0 | 0 | 0 | 0 | 0 | 0 | 0 | 0 | 0 | 0
F3_Commercial_Restaurant_Existing_Food Preparation_Natural Gas_Broiler_E4 | F3 | Commercial | Restaurant | Existing | Food Preparation | Natural Gas | Broiler | E4 | System - kBTUs of Consumption | 0 | 0 | 0 | 0 | 0 | 0 | 0 | 0 | 0 | 0 | 0 | 0 | 0 | 0 | 0 | 0 | 0 | 0 | 0 | 0 | 0 | 0 | 0 | 0 | 0 | 0 | 0 | 0 | 0 | 0 | 0 | 0 | 0 | 0 | 0 | 0 | 0 | 0 | 0 | 0 | 0 | 0
F3_Commercial_Restaurant_Existing_Food Preparation_Natural Gas_Broiler_E5 | F3 | Commercial | Restaurant | Existing | Food Preparation | Natural Gas | Broiler | E5 | System - kBTUs of Consumption | 0 | 0 | 0 | 0 | 0 | 0 | 0 | 0 | 0 | 0 | 0 | 0 | 0 | 0 | 0 | 0 | 0 | 0 | 0 | 0 | 0 | 0 | 0 | 0 | 0 | 0 | 0 | 0 | 0 | 0 | 0 | 0 | 0 | 0 | 0 | 0 | 0 | 0 | 0 | 0 | 0 | 0
F3_Commercial_Restaurant_Existing_Food Preparation_Natural Gas_Broiler_E6 | F3 | Commercial | Restaurant | Existing | Food Preparation | Natural Gas | Broiler | E6 | System - kBTUs of Consumption | 0 | 0 | 0 | 0 | 0 | 0 | 0 | 0 | 0 | 0 | 0 | 0 | 0 | 0 | 0 | 0 | 0 | 0 | 0 | 0 | 0 | 0 | 0 | 0 | 0 | 0 | 0 | 0 | 0 | 0 | 0 | 0 | 0 | 0 | 0 | 0 | 0 | 0 | 0 | 0 | 0 | 0
F3_Commercial_Restaurant_Existing_Food Preparation_Natural Gas_Broiler_E7 | F3 | Commercial | Restaurant | Existing | Food Preparation | Natural Gas | Broiler | E7 | System - kBTUs of Consumption | 0 | 0 | 0 | 0 | 0 | 0 | 0 | 0 | 0 | 0 | 0 | 0 | 0 | 0 | 0 | 0 | 0 | 0 | 0 | 0 | 0 | 0 | 0 | 0 | 0 | 0 | 0 | 0 | 0 | 0 | 0 | 0 | 0 | 0 | 0 | 0 | 0 | 0 | 0 | 0 | 0 | 0
F3_Commercial_Restaurant_Existing_Food Preparation_Natural Gas_Broiler_E8 | F3 | Commercial | Restaurant | Existing | Food Preparation | Natural Gas | Broiler | E8 | System - kBTUs of Consumption | 0 | 0 | 0 | 0 | 0 | 0 | 0 | 0 | 0 | 0 | 0 | 0 | 0 | 0 | 0 | 0 | 0 | 0 | 0 | 0 | 0 | 0 | 0 | 0 | 0 | 0 | 0 | 0 | 0 | 0 | 0 | 0 | 0 | 0 | 0 | 0 | 0 | 0 | 0 | 0 | 0 | 0
F3_Commercial_Restaurant_Existing_Food Preparation_Natural Gas_Broiler_E9 | F3 | Commercial | Restaurant | Existing | Food Preparation | Natural Gas | Broiler | E9 | System - kBTUs of Consumption | 0 | 0 | 0 | 0 | 0 | 0 | 0 | 0 | 0 | 0 | 0 | 0 | 0 | 0 | 0 | 0 | 0 | 0 | 0 | 0 | 0 | 0 | 0 | 0 | 0 | 0 | 0 | 0 | 0 | 0 | 0 | 0 | 0 | 0 | 0 | 0 | 0 | 0 | 0 | 0 | 0 | 0
F3_Commercial_Restaurant_Existing_Food Preparation_Natural Gas_Broiler_E10 | F3 | Commercial | Restaurant | Existing | Food Preparation | Natural Gas | Broiler | E10 | System - kBTUs of Consumption | 0 | 0 | 0 | 0 | 0 | 0 | 0 | 0 | 0 | 0 | 0 | 0 | 0 | 0 | 0 | 0 | 0 | 0 | 0 | 0 | 0 | 0 | 0 | 0 | 0 | 0 | 0 | 0 | 0 | 0 | 0 | 0 | 0 | 0 | 0 | 0 | 0 | 0 | 0 | 0 | 0 | 0
F4_Commercial_Restaurant_Existing_Food Preparation_Natural Gas_Broiler_E1 | F4 | Commercial | Restaurant | Existing | Food Preparation | Natural Gas | Broiler | E1 | Utility - Cost of Equipment | 2.4633 | 2.4664 | 2.4799 | 2.4673 | 2.4609 | 2.4707 | 2.4943 | 2.5134 | 2.5368 | 2.5593 | 2.582 | 2.6035 | 2.6264 | 2.6501 | 2.6731 | 2.6966 | 2.7202 | 2.7457 | 2.7721 | 2.7993 | 2.8255 | 2.8518 | 2.8753 | 2.8989 | 2.9193 | 2.937 | 2.9531 | 2.9669 | 2.9778 | 2.9867 | 2.9916 | 2.9948 | 2.9948 | 0 | 0 | 0 | 0 | 0 | 0 | 0 | 0 | 0
F4_Commercial_Restaurant_Existing_Food Preparation_Natural Gas_Broiler_E2 | F4 | Commercial | Restaurant | Existing | Food Preparation | Natural Gas | Broiler | E2 | Utility - Cost of Equipment | 1.5835 | 1.5856 | 1.5942 | 1.5861 | 1.582 | 1.5883 | 1.6035 | 1.6158 | 1.6308 | 1.6452 | 1.6599 | 1.6737 | 1.6884 | 1.7036 | 1.7184 | 1.7335 | 1.7487 | 1.7651 | 1.7821 | 1.7996 | 1.8164 | 1.8333 | 1.8484 | 1.8636 | 1.8767 | 1.8881 | 1.8984 | 1.9073 | 1.9143 | 1.92 | 1.9231 | 1.9252 | 1.9252 | 0 | 0 | 0 | 0 | 0 | 0 | 0 | 0 | 0
F4_Commercial_Restaurant_Existing_Food Preparation_Natural Gas_Broiler_E3 | F4 | Commercial | Restaurant | Existing | Food Preparation | Natural Gas | Broiler | E3 | Utility - Cost of Equipment | 0 | 0 | 0 | 0 | 0 | 0 | 0 | 0 | 0 | 0 | 0 | 0 | 0 | 0 | 0 | 0 | 0 | 0 | 0 | 0 | 0 | 0 | 0 | 0 | 0 | 0 | 0 | 0 | 0 | 0 | 0 | 0 | 0 | 0 | 0 | 0 | 0 | 0 | 0 | 0 | 0 | 0
F4_Commercial_Restaurant_Existing_Food Preparation_Natural Gas_Broiler_E4 | F4 | Commercial | Restaurant | Existing | Food Preparation | Natural Gas | Broiler | E4 | Utility - Cost of Equipment | 0 | 0 | 0 | 0 | 0 | 0 | 0 | 0 | 0 | 0 | 0 | 0 | 0 | 0 | 0 | 0 | 0 | 0 | 0 | 0 | 0 | 0 | 0 | 0 | 0 | 0 | 0 | 0 | 0 | 0 | 0 | 0 | 0 | 0 | 0 | 0 | 0 | 0 | 0 | 0 | 0 | 0
F4_Commercial_Restaurant_Existing_Food Preparation_Natural Gas_Broiler_E5 | F4 | Commercial | Restaurant | Existing | Food Preparation | Natural Gas | Broiler | E5 | Utility - Cost of Equipment | 0 | 0 | 0 | 0 | 0 | 0 | 0 | 0 | 0 | 0 | 0 | 0 | 0 | 0 | 0 | 0 | 0 | 0 | 0 | 0 | 0 | 0 | 0 | 0 | 0 | 0 | 0 | 0 | 0 | 0 | 0 | 0 | 0 | 0 | 0 | 0 | 0 | 0 | 0 | 0 | 0 | 0
F4_Commercial_Restaurant_Existing_Food Preparation_Natural Gas_Broiler_E6 | F4 | Commercial | Restaurant | Existing | Food Preparation | Natural Gas | Broiler | E6 | Utility - Cost of Equipment | 0 | 0 | 0 | 0 | 0 | 0 | 0 | 0 | 0 | 0 | 0 | 0 | 0 | 0 | 0 | 0 | 0 | 0 | 0 | 0 | 0 | 0 | 0 | 0 | 0 | 0 | 0 | 0 | 0 | 0 | 0 | 0 | 0 | 0 | 0 | 0 | 0 | 0 | 0 | 0 | 0 | 0
F4_Commercial_Restaurant_Existing_Food Preparation_Natural Gas_Broiler_E7 | F4 | Commercial | Restaurant | Existing | Food Preparation | Natural Gas | Broiler | E7 | Utility - Cost of Equipment | 0 | 0 | 0 | 0 | 0 | 0 | 0 | 0 | 0 | 0 | 0 | 0 | 0 | 0 | 0 | 0 | 0 | 0 | 0 | 0 | 0 | 0 | 0 | 0 | 0 | 0 | 0 | 0 | 0 | 0 | 0 | 0 | 0 | 0 | 0 | 0 | 0 | 0 | 0 | 0 | 0 | 0
F4_Commercial_Restaurant_Existing_Food Preparation_Natural Gas_Broiler_E8 | F4 | Commercial | Restaurant | Existing | Food Preparation | Natural Gas | Broiler | E8 | Utility - Cost of Equipment | 0 | 0 | 0 | 0 | 0 | 0 | 0 | 0 | 0 | 0 | 0 | 0 | 0 | 0 | 0 | 0 | 0 | 0 | 0 | 0 | 0 | 0 | 0 | 0 | 0 | 0 | 0 | 0 | 0 | 0 | 0 | 0 | 0 | 0 | 0 | 0 | 0 | 0 | 0 | 0 | 0 | 0
F4_Commercial_Restaurant_Existing_Food Preparation_Natural Gas_Broiler_E9 | F4 | Commercial | Restaurant | Existing | Food Preparation | Natural Gas | Broiler | E9 | Utility - Cost of Equipment | 0 | 0 | 0 | 0 | 0 | 0 | 0 | 0 | 0 | 0 | 0 | 0 | 0 | 0 | 0 | 0 | 0 | 0 | 0 | 0 | 0 | 0 | 0 | 0 | 0 | 0 | 0 | 0 | 0 | 0 | 0 | 0 | 0 | 0 | 0 | 0 | 0 | 0 | 0 | 0 | 0 | 0
F4_Commercial_Restaurant_Existing_Food Preparation_Natural Gas_Broiler_E10 | F4 | Commercial | Restaurant | Existing | Food Preparation | Natural Gas | Broiler | E10 | Utility - Cost of Equipment | 0 | 0 | 0 | 0 | 0 | 0 | 0 | 0 | 0 | 0 | 0 | 0 | 0 | 0 | 0 | 0 | 0 | 0 | 0 | 0 | 0 | 0 | 0 | 0 | 0 | 0 | 0 | 0 | 0 | 0 | 0 | 0 | 0 | 0 | 0 | 0 | 0 | 0 | 0 | 0 | 0 | 0
F5_Commercial_Restaurant_Existing_Food Preparation_Natural Gas_Broiler_E1 | F5 | Commercial | Restaurant | Existing | Food Preparation | Natural Gas | Broiler | E1 | Utility - Cost of Operation | 0.5559 | 0.5559 | 0.5559 | 0.5559 | 0.5559 | 0.5559 | 0.5559 | 0.5559 | 0.5559 | 0.5559 | 0.5559 | 0.5559 | 0.5559 | 0.5559 | 0.5559 | 0.5559 | 0.5559 | 0.5559 | 0.5559 | 0.5559 | 0.5559 | 0.5559 | 0.5559 | 0.5559 | 0.5559 | 0.5559 | 0.5559 | 0.5559 | 0.5559 | 0.5559 | 0.5559 | 0.5559 | 0.5559 | 0 | 0 | 0 | 0 | 0 | 0 | 0 | 0 | 0
F5_Commercial_Restaurant_Existing_Food Preparation_Natural Gas_Broiler_E2 | F5 | Commercial | Restaurant | Existing | Food Preparation | Natural Gas | Broiler | E2 | Utility - Cost of Operation | 0.77826 | 0.77826 | 0.77826 | 0.77826 | 0.77826 | 0.77826 | 0.77826 | 0.77826 | 0.77826 | 0.77826 | 0.77826 | 0.77826 | 0.77826 | 0.77826 | 0.77826 | 0.77826 | 0.77826 | 0.77826 | 0.77826 | 0.77826 | 0.77826 | 0.77826 | 0.77826 | 0.77826 | 0.77826 | 0.77826 | 0.77826 | 0.77826 | 0.77826 | 0.77826 | 0.77826 | 0.77826 | 0.77826 | 0 | 0 | 0 | 0 | 0 | 0 | 0 | 0 | 0
F5_Commercial_Restaurant_Existing_Food Preparation_Natural Gas_Broiler_E3 | F5 | Commercial | Restaurant | Existing | Food Preparation | Natural Gas | Broiler | E3 | Utility - Cost of Operation | 0 | 0 | 0 | 0 | 0 | 0 | 0 | 0 | 0 | 0 | 0 | 0 | 0 | 0 | 0 | 0 | 0 | 0 | 0 | 0 | 0 | 0 | 0 | 0 | 0 | 0 | 0 | 0 | 0 | 0 | 0 | 0 | 0 | 0 | 0 | 0 | 0 | 0 | 0 | 0 | 0 | 0
F5_Commercial_Restaurant_Existing_Food Preparation_Natural Gas_Broiler_E4 | F5 | Commercial | Restaurant | Existing | Food Preparation | Natural Gas | Broiler | E4 | Utility - Cost of Operation | 0 | 0 | 0 | 0 | 0 | 0 | 0 | 0 | 0 | 0 | 0 | 0 | 0 | 0 | 0 | 0 | 0 | 0 | 0 | 0 | 0 | 0 | 0 | 0 | 0 | 0 | 0 | 0 | 0 | 0 | 0 | 0 | 0 | 0 | 0 | 0 | 0 | 0 | 0 | 0 | 0 | 0
F5_Commercial_Restaurant_Existing_Food Preparation_Natural Gas_Broiler_E5 | F5 | Commercial | Restaurant | Existing | Food Preparation | Natural Gas | Broiler | E5 | Utility - Cost of Operation | 0 | 0 | 0 | 0 | 0 | 0 | 0 | 0 | 0 | 0 | 0 | 0 | 0 | 0 | 0 | 0 | 0 | 0 | 0 | 0 | 0 | 0 | 0 | 0 | 0 | 0 | 0 | 0 | 0 | 0 | 0 | 0 | 0 | 0 | 0 | 0 | 0 | 0 | 0 | 0 | 0 | 0
F5_Commercial_Restaurant_Existing_Food Preparation_Natural Gas_Broiler_E6 | F5 | Commercial | Restaurant | Existing | Food Preparation | Natural Gas | Broiler | E6 | Utility - Cost of Operation | 0 | 0 | 0 | 0 | 0 | 0 | 0 | 0 | 0 | 0 | 0 | 0 | 0 | 0 | 0 | 0 | 0 | 0 | 0 | 0 | 0 | 0 | 0 | 0 | 0 | 0 | 0 | 0 | 0 | 0 | 0 | 0 | 0 | 0 | 0 | 0 | 0 | 0 | 0 | 0 | 0 | 0
F5_Commercial_Restaurant_Existing_Food Preparation_Natural Gas_Broiler_E7 | F5 | Commercial | Restaurant | Existing | Food Preparation | Natural Gas | Broiler | E7 | Utility - Cost of Operation | 0 | 0 | 0 | 0 | 0 | 0 | 0 | 0 | 0 | 0 | 0 | 0 | 0 | 0 | 0 | 0 | 0 | 0 | 0 | 0 | 0 | 0 | 0 | 0 | 0 | 0 | 0 | 0 | 0 | 0 | 0 | 0 | 0 | 0 | 0 | 0 | 0 | 0 | 0 | 0 | 0 | 0
F5_Commercial_Restaurant_Existing_Food Preparation_Natural Gas_Broiler_E8 | F5 | Commercial | Restaurant | Existing | Food Preparation | Natural Gas | Broiler | E8 | Utility - Cost of Operation | 0 | 0 | 0 | 0 | 0 | 0 | 0 | 0 | 0 | 0 | 0 | 0 | 0 | 0 | 0 | 0 | 0 | 0 | 0 | 0 | 0 | 0 | 0 | 0 | 0 | 0 | 0 | 0 | 0 | 0 | 0 | 0 | 0 | 0 | 0 | 0 | 0 | 0 | 0 | 0 | 0 | 0
F5_Commercial_Restaurant_Existing_Food Preparation_Natural Gas_Broiler_E9 | F5 | Commercial | Restaurant | Existing | Food Preparation | Natural Gas | Broiler | E9 | Utility - Cost of Operation | 0 | 0 | 0 | 0 | 0 | 0 | 0 | 0 | 0 | 0 | 0 | 0 | 0 | 0 | 0 | 0 | 0 | 0 | 0 | 0 | 0 | 0 | 0 | 0 | 0 | 0 | 0 | 0 | 0 | 0 | 0 | 0 | 0 | 0 | 0 | 0 | 0 | 0 | 0 | 0 | 0 | 0
F5_Commercial_Restaurant_Existing_Food Preparation_Natural Gas_Broiler_E10 | F5 | Commercial | Restaurant | Existing | Food Preparation | Natural Gas | Broiler | E10 | Utility - Cost of Operation | 0 | 0 | 0 | 0 | 0 | 0 | 0 | 0 | 0 | 0 | 0 | 0 | 0 | 0 | 0 | 0 | 0 | 0 | 0 | 0 | 0 | 0 | 0 | 0 | 0 | 0 | 0 | 0 | 0 | 0 | 0 | 0 | 0 | 0 | 0 | 0 | 0 | 0 | 0 | 0 | 0 | 0
F6_Commercial_Restaurant_Existing_Food Preparation_Natural Gas_Broiler_E1 | F6 | Commercial | Restaurant | Existing | Food Preparation | Natural Gas | Broiler | E1 | Utility - Value of Sales | 1.3039 | 1.3097 | 1.3191 | 1.317 | 1.317 | 1.317 | 1.317 | 1.317 | 1.317 | 1.317 | 1.317 | 1.317 | 1.317 | 1.317 | 1.317 | 1.317 | 1.317 | 1.317 | 1.317 | 1.317 | 1.317 | 1.317 | 1.317 | 1.317 | 1.317 | 1.317 | 1.317 | 1.317 | 1.317 | 1.317 | 1.317 | 1.317 | 1.317 | 0 | 0 | 0 | 0 | 0 | 0 | 0 | 0 | 0
F6_Commercial_Restaurant_Existing_Food Preparation_Natural Gas_Broiler_E2 | F6 | Commercial | Restaurant | Existing | Food Preparation | Natural Gas | Broiler | E2 | Utility - Value of Sales | 0.8382 | 0.84195 | 0.84799 | 0.84666 | 0.84666 | 0.84666 | 0.84666 | 0.84666 | 0.84666 | 0.84666 | 0.84666 | 0.84666 | 0.84666 | 0.84666 | 0.84666 | 0.84666 | 0.84666 | 0.84666 | 0.84666 | 0.84666 | 0.84666 | 0.84666 | 0.84666 | 0.84666 | 0.84666 | 0.84666 | 0.84666 | 0.84666 | 0.84666 | 0.84666 | 0.84666 | 0.84666 | 0.84666 | 0 | 0 | 0 | 0 | 0 | 0 | 0 | 0 | 0
F6_Commercial_Restaurant_Existing_Food Preparation_Natural Gas_Broiler_E3 | F6 | Commercial | Restaurant | Existing | Food Preparation | Natural Gas | Broiler | E3 | Utility - Value of Sales | 0 | 0 | 0 | 0 | 0 | 0 | 0 | 0 | 0 | 0 | 0 | 0 | 0 | 0 | 0 | 0 | 0 | 0 | 0 | 0 | 0 | 0 | 0 | 0 | 0 | 0 | 0 | 0 | 0 | 0 | 0 | 0 | 0 | 0 | 0 | 0 | 0 | 0 | 0 | 0 | 0 | 0
F6_Commercial_Restaurant_Existing_Food Preparation_Natural Gas_Broiler_E4 | F6 | Commercial | Restaurant | Existing | Food Preparation | Natural Gas | Broiler | E4 | Utility - Value of Sales | 0 | 0 | 0 | 0 | 0 | 0 | 0 | 0 | 0 | 0 | 0 | 0 | 0 | 0 | 0 | 0 | 0 | 0 | 0 | 0 | 0 | 0 | 0 | 0 | 0 | 0 | 0 | 0 | 0 | 0 | 0 | 0 | 0 | 0 | 0 | 0 | 0 | 0 | 0 | 0 | 0 | 0
F6_Commercial_Restaurant_Existing_Food Preparation_Natural Gas_Broiler_E5 | F6 | Commercial | Restaurant | Existing | Food Preparation | Natural Gas | Broiler | E5 | Utility - Value of Sales | 0 | 0 | 0 | 0 | 0 | 0 | 0 | 0 | 0 | 0 | 0 | 0 | 0 | 0 | 0 | 0 | 0 | 0 | 0 | 0 | 0 | 0 | 0 | 0 | 0 | 0 | 0 | 0 | 0 | 0 | 0 | 0 | 0 | 0 | 0 | 0 | 0 | 0 | 0 | 0 | 0 | 0
F6_Commercial_Restaurant_Existing_Food Preparation_Natural Gas_Broiler_E6 | F6 | Commercial | Restaurant | Existing | Food Preparation | Natural Gas | Broiler | E6 | Utility - Value of Sales | 0 | 0 | 0 | 0 | 0 | 0 | 0 | 0 | 0 | 0 | 0 | 0 | 0 | 0 | 0 | 0 | 0 | 0 | 0 | 0 | 0 | 0 | 0 | 0 | 0 | 0 | 0 | 0 | 0 | 0 | 0 | 0 | 0 | 0 | 0 | 0 | 0 | 0 | 0 | 0 | 0 | 0
F6_Commercial_Restaurant_Existing_Food Preparation_Natural Gas_Broiler_E7 | F6 | Commercial | Restaurant | Existing | Food Preparation | Natural Gas | Broiler | E7 | Utility - Value of Sales | 0 | 0 | 0 | 0 | 0 | 0 | 0 | 0 | 0 | 0 | 0 | 0 | 0 | 0 | 0 | 0 | 0 | 0 | 0 | 0 | 0 | 0 | 0 | 0 | 0 | 0 | 0 | 0 | 0 | 0 | 0 | 0 | 0 | 0 | 0 | 0 | 0 | 0 | 0 | 0 | 0 | 0
F6_Commercial_Restaurant_Existing_Food Preparation_Natural Gas_Broiler_E8 | F6 | Commercial | Restaurant | Existing | Food Preparation | Natural Gas | Broiler | E8 | Utility - Value of Sales | 0 | 0 | 0 | 0 | 0 | 0 | 0 | 0 | 0 | 0 | 0 | 0 | 0 | 0 | 0 | 0 | 0 | 0 | 0 | 0 | 0 | 0 | 0 | 0 | 0 | 0 | 0 | 0 | 0 | 0 | 0 | 0 | 0 | 0 | 0 | 0 | 0 | 0 | 0 | 0 | 0 | 0
F6_Commercial_Restaurant_Existing_Food Preparation_Natural Gas_Broiler_E9 | F6 | Commercial | Restaurant | Existing | Food Preparation | Natural Gas | Broiler | E9 | Utility - Value of Sales | 0 | 0 | 0 | 0 | 0 | 0 | 0 | 0 | 0 | 0 | 0 | 0 | 0 | 0 | 0 | 0 | 0 | 0 | 0 | 0 | 0 | 0 | 0 | 0 | 0 | 0 | 0 | 0 | 0 | 0 | 0 | 0 | 0 | 0 | 0 | 0 | 0 | 0 | 0 | 0 | 0 | 0
F6_Commercial_Restaurant_Existing_Food Preparation_Natural Gas_Broiler_E10 | F6 | Commercial | Restaurant | Existing | Food Preparation | Natural Gas | Broiler | E10 | Utility - Value of Sales | 0 | 0 | 0 | 0 | 0 | 0 | 0 | 0 | 0 | 0 | 0 | 0 | 0 | 0 | 0 | 0 | 0 | 0 | 0 | 0 | 0 | 0 | 0 | 0 | 0 | 0 | 0 | 0 | 0 | 0 | 0 | 0 | 0 | 0 | 0 | 0 | 0 | 0 | 0 | 0 | 0 | 0
F1_Commercial_Restaurant_Existing_Food Preparation_Natural Gas_Griddle_E1 | F1 | Commercial | Restaurant | Existing | Food Preparation | Natural Gas | Griddle | E1 | RVT - Cost of Equipment | 1.289 | 1.2907 | 1.2977 | 0 | 0 | 0 | 0 | 0 | 0 | 0 | 0 | 0 | 0 | 0 | 0 | 0 | 0 | 0 | 0 | 0 | 0 | 0 | 0 | 0 | 0 | 0 | 0 | 0 | 0 | 0 | 0 | 0 | 0 | 0 | 0 | 0 | 0 | 0 | 0 | 0 | 0 | 0
F1_Commercial_Restaurant_Existing_Food Preparation_Natural Gas_Griddle_E2 | F1 | Commercial | Restaurant | Existing | Food Preparation | Natural Gas | Griddle | E2 | RVT - Cost of Equipment | 1.1133 | 1.1147 | 1.1208 | 1.1151 | 1.1122 | 1.1167 | 1.1273 | 1.1359 | 1.1465 | 1.1567 | 1.167 | 1.1767 | 1.187 | 1.1977 | 1.2081 | 1.2187 | 1.2294 | 1.2409 | 1.2529 | 1.2652 | 1.277 | 1.2889 | 1.2995 | 1.3102 | 1.3194 | 1.3274 | 1.3347 | 1.3409 | 1.3458 | 1.3499 | 1.352 | 1.3535 | 1.3535 | 0 | 0 | 0 | 0 | 0 | 0 | 0 | 0 | 0
F1_Commercial_Restaurant_Existing_Food Preparation_Natural Gas_Griddle_E3 | F1 | Commercial | Restaurant | Existing | Food Preparation | Natural Gas | Griddle | E3 | RVT - Cost of Equipment | 0 | 0 | 0 | 0 | 0 | 0 | 0 | 0 | 0 | 0 | 0 | 0 | 0 | 0 | 0 | 0 | 0 | 0 | 0 | 0 | 0 | 0 | 0 | 0 | 0 | 0 | 0 | 0 | 0 | 0 | 0 | 0 | 0 | 0 | 0 | 0 | 0 | 0 | 0 | 0 | 0 | 0
F1_Commercial_Restaurant_Existing_Food Preparation_Natural Gas_Griddle_E4 | F1 | Commercial | Restaurant | Existing | Food Preparation | Natural Gas | Griddle | E4 | RVT - Cost of Equipment | 0 | 0 | 0 | 0 | 0 | 0 | 0 | 0 | 0 | 0 | 0 | 0 | 0 | 0 | 0 | 0 | 0 | 0 | 0 | 0 | 0 | 0 | 0 | 0 | 0 | 0 | 0 | 0 | 0 | 0 | 0 | 0 | 0 | 0 | 0 | 0 | 0 | 0 | 0 | 0 | 0 | 0
F1_Commercial_Restaurant_Existing_Food Preparation_Natural Gas_Griddle_E5 | F1 | Commercial | Restaurant | Existing | Food Preparation | Natural Gas | Griddle | E5 | RVT - Cost of Equipment | 0 | 0 | 0 | 0 | 0 | 0 | 0 | 0 | 0 | 0 | 0 | 0 | 0 | 0 | 0 | 0 | 0 | 0 | 0 | 0 | 0 | 0 | 0 | 0 | 0 | 0 | 0 | 0 | 0 | 0 | 0 | 0 | 0 | 0 | 0 | 0 | 0 | 0 | 0 | 0 | 0 | 0
F1_Commercial_Restaurant_Existing_Food Preparation_Natural Gas_Griddle_E6 | F1 | Commercial | Restaurant | Existing | Food Preparation | Natural Gas | Griddle | E6 | RVT - Cost of Equipment | 0 | 0 | 0 | 0 | 0 | 0 | 0 | 0 | 0 | 0 | 0 | 0 | 0 | 0 | 0 | 0 | 0 | 0 | 0 | 0 | 0 | 0 | 0 | 0 | 0 | 0 | 0 | 0 | 0 | 0 | 0 | 0 | 0 | 0 | 0 | 0 | 0 | 0 | 0 | 0 | 0 | 0
F1_Commercial_Restaurant_Existing_Food Preparation_Natural Gas_Griddle_E7 | F1 | Commercial | Restaurant | Existing | Food Preparation | Natural Gas | Griddle | E7 | RVT - Cost of Equipment | 0 | 0 | 0 | 0 | 0 | 0 | 0 | 0 | 0 | 0 | 0 | 0 | 0 | 0 | 0 | 0 | 0 | 0 | 0 | 0 | 0 | 0 | 0 | 0 | 0 | 0 | 0 | 0 | 0 | 0 | 0 | 0 | 0 | 0 | 0 | 0 | 0 | 0 | 0 | 0 | 0 | 0
F1_Commercial_Restaurant_Existing_Food Preparation_Natural Gas_Griddle_E8 | F1 | Commercial | Restaurant | Existing | Food Preparation | Natural Gas | Griddle | E8 | RVT - Cost of Equipment | 0 | 0 | 0 | 0 | 0 | 0 | 0 | 0 | 0 | 0 | 0 | 0 | 0 | 0 | 0 | 0 | 0 | 0 | 0 | 0 | 0 | 0 | 0 | 0 | 0 | 0 | 0 | 0 | 0 | 0 | 0 | 0 | 0 | 0 | 0 | 0 | 0 | 0 | 0 | 0 | 0 | 0
F1_Commercial_Restaurant_Existing_Food Preparation_Natural Gas_Griddle_E9 | F1 | Commercial | Restaurant | Existing | Food Preparation | Natural Gas | Griddle | E9 | RVT - Cost of Equipment | 0 | 0 | 0 | 0 | 0 | 0 | 0 | 0 | 0 | 0 | 0 | 0 | 0 | 0 | 0 | 0 | 0 | 0 | 0 | 0 | 0 | 0 | 0 | 0 | 0 | 0 | 0 | 0 | 0 | 0 | 0 | 0 | 0 | 0 | 0 | 0 | 0 | 0 | 0 | 0 | 0 | 0
F1_Commercial_Restaurant_Existing_Food Preparation_Natural Gas_Griddle_E10 | F1 | Commercial | Restaurant | Existing | Food Preparation | Natural Gas | Griddle | E10 | RVT - Cost of Equipment | 0 | 0 | 0 | 0 | 0 | 0 | 0 | 0 | 0 | 0 | 0 | 0 | 0 | 0 | 0 | 0 | 0 | 0 | 0 | 0 | 0 | 0 | 0 | 0 | 0 | 0 | 0 | 0 | 0 | 0 | 0 | 0 | 0 | 0 | 0 | 0 | 0 | 0 | 0 | 0 | 0 | 0
F2_Commercial_Restaurant_Existing_Food Preparation_Natural Gas_Griddle_E1 | F2 | Commercial | Restaurant | Existing | Food Preparation | Natural Gas | Griddle | E1 | RVT - Cost of Operation | 1.5443 | 1.5463 | 1.5547 | 0 | 0 | 0 | 0 | 0 | 0 | 0 | 0 | 0 | 0 | 0 | 0 | 0 | 0 | 0 | 0 | 0 | 0 | 0 | 0 | 0 | 0 | 0 | 0 | 0 | 0 | 0 | 0 | 0 | 0 | 0 | 0 | 0 | 0 | 0 | 0 | 0 | 0 | 0
F2_Commercial_Restaurant_Existing_Food Preparation_Natural Gas_Griddle_E2 | F2 | Commercial | Restaurant | Existing | Food Preparation | Natural Gas | Griddle | E2 | RVT - Cost of Operation | 1.3338 | 1.3355 | 1.3428 | 1.336 | 1.3325 | 1.3378 | 1.3506 | 1.3609 | 1.3736 | 1.3858 | 1.3981 | 1.4097 | 1.4221 | 1.4349 | 1.4474 | 1.4601 | 1.4729 | 1.4867 | 1.501 | 1.5158 | 1.5299 | 1.5441 | 1.5569 | 1.5697 | 1.5807 | 1.5903 | 1.599 | 1.6065 | 1.6124 | 1.6172 | 1.6198 | 1.6216 | 1.6216 | 0 | 0 | 0 | 0 | 0 | 0 | 0 | 0 | 0
F2_Commercial_Restaurant_Existing_Food Preparation_Natural Gas_Griddle_E3 | F2 | Commercial | Restaurant | Existing | Food Preparation | Natural Gas | Griddle | E3 | RVT - Cost of Operation | 0 | 0 | 0 | 0 | 0 | 0 | 0 | 0 | 0 | 0 | 0 | 0 | 0 | 0 | 0 | 0 | 0 | 0 | 0 | 0 | 0 | 0 | 0 | 0 | 0 | 0 | 0 | 0 | 0 | 0 | 0 | 0 | 0 | 0 | 0 | 0 | 0 | 0 | 0 | 0 | 0 | 0
F2_Commercial_Restaurant_Existing_Food Preparation_Natural Gas_Griddle_E4 | F2 | Commercial | Restaurant | Existing | Food Preparation | Natural Gas | Griddle | E4 | RVT - Cost of Operation | 0 | 0 | 0 | 0 | 0 | 0 | 0 | 0 | 0 | 0 | 0 | 0 | 0 | 0 | 0 | 0 | 0 | 0 | 0 | 0 | 0 | 0 | 0 | 0 | 0 | 0 | 0 | 0 | 0 | 0 | 0 | 0 | 0 | 0 | 0 | 0 | 0 | 0 | 0 | 0 | 0 | 0
F2_Commercial_Restaurant_Existing_Food Preparation_Natural Gas_Griddle_E5 | F2 | Commercial | Restaurant | Existing | Food Preparation | Natural Gas | Griddle | E5 | RVT - Cost of Operation | 0 | 0 | 0 | 0 | 0 | 0 | 0 | 0 | 0 | 0 | 0 | 0 | 0 | 0 | 0 | 0 | 0 | 0 | 0 | 0 | 0 | 0 | 0 | 0 | 0 | 0 | 0 | 0 | 0 | 0 | 0 | 0 | 0 | 0 | 0 | 0 | 0 | 0 | 0 | 0 | 0 | 0
F2_Commercial_Restaurant_Existing_Food Preparation_Natural Gas_Griddle_E6 | F2 | Commercial | Restaurant | Existing | Food Preparation | Natural Gas | Griddle | E6 | RVT - Cost of Operation | 0 | 0 | 0 | 0 | 0 | 0 | 0 | 0 | 0 | 0 | 0 | 0 | 0 | 0 | 0 | 0 | 0 | 0 | 0 | 0 | 0 | 0 | 0 | 0 | 0 | 0 | 0 | 0 | 0 | 0 | 0 | 0 | 0 | 0 | 0 | 0 | 0 | 0 | 0 | 0 | 0 | 0
F2_Commercial_Restaurant_Existing_Food Preparation_Natural Gas_Griddle_E7 | F2 | Commercial | Restaurant | Existing | Food Preparation | Natural Gas | Griddle | E7 | RVT - Cost of Operation | 0 | 0 | 0 | 0 | 0 | 0 | 0 | 0 | 0 | 0 | 0 | 0 | 0 | 0 | 0 | 0 | 0 | 0 | 0 | 0 | 0 | 0 | 0 | 0 | 0 | 0 | 0 | 0 | 0 | 0 | 0 | 0 | 0 | 0 | 0 | 0 | 0 | 0 | 0 | 0 | 0 | 0
F2_Commercial_Restaurant_Existing_Food Preparation_Natural Gas_Griddle_E8 | F2 | Commercial | Restaurant | Existing | Food Preparation | Natural Gas | Griddle | E8 | RVT - Cost of Operation | 0 | 0 | 0 | 0 | 0 | 0 | 0 | 0 | 0 | 0 | 0 | 0 | 0 | 0 | 0 | 0 | 0 | 0 | 0 | 0 | 0 | 0 | 0 | 0 | 0 | 0 | 0 | 0 | 0 | 0 | 0 | 0 | 0 | 0 | 0 | 0 | 0 | 0 | 0 | 0 | 0 | 0
F2_Commercial_Restaurant_Existing_Food Preparation_Natural Gas_Griddle_E9 | F2 | Commercial | Restaurant | Existing | Food Preparation | Natural Gas | Griddle | E9 | RVT - Cost of Operation | 0 | 0 | 0 | 0 | 0 | 0 | 0 | 0 | 0 | 0 | 0 | 0 | 0 | 0 | 0 | 0 | 0 | 0 | 0 | 0 | 0 | 0 | 0 | 0 | 0 | 0 | 0 | 0 | 0 | 0 | 0 | 0 | 0 | 0 | 0 | 0 | 0 | 0 | 0 | 0 | 0 | 0
F2_Commercial_Restaurant_Existing_Food Preparation_Natural Gas_Griddle_E10 | F2 | Commercial | Restaurant | Existing | Food Preparation | Natural Gas | Griddle | E10 | RVT - Cost of Operation | 0 | 0 | 0 | 0 | 0 | 0 | 0 | 0 | 0 | 0 | 0 | 0 | 0 | 0 | 0 | 0 | 0 | 0 | 0 | 0 | 0 | 0 | 0 | 0 | 0 | 0 | 0 | 0 | 0 | 0 | 0 | 0 | 0 | 0 | 0 | 0 | 0 | 0 | 0 | 0 | 0 | 0
F3_Commercial_Restaurant_Existing_Food Preparation_Natural Gas_Griddle_E1 | F3 | Commercial | Restaurant | Existing | Food Preparation | Natural Gas | Griddle | E1 | System - kBTUs of Consumption | 0.3779 | 0.3779 | 0.3779 | 0 | 0 | 0 | 0 | 0 | 0 | 0 | 0 | 0 | 0 | 0 | 0 | 0 | 0 | 0 | 0 | 0 | 0 | 0 | 0 | 0 | 0 | 0 | 0 | 0 | 0 | 0 | 0 | 0 | 0 | 0 | 0 | 0 | 0 | 0 | 0 | 0 | 0 | 0
F3_Commercial_Restaurant_Existing_Food Preparation_Natural Gas_Griddle_E2 | F3 | Commercial | Restaurant | Existing | Food Preparation | Natural Gas | Griddle | E2 | System - kBTUs of Consumption | 0.40432 | 0.40432 | 0.40432 | 0.40432 | 0.40432 | 0.40432 | 0.40432 | 0.40432 | 0.40432 | 0.40432 | 0.40432 | 0.40432 | 0.40432 | 0.40432 | 0.40432 | 0.40432 | 0.40432 | 0.40432 | 0.40432 | 0.40432 | 0.40432 | 0.40432 | 0.40432 | 0.40432 | 0.40432 | 0.40432 | 0.40432 | 0.40432 | 0.40432 | 0.40432 | 0.40432 | 0.40432 | 0.40432 | 0 | 0 | 0 | 0 | 0 | 0 | 0 | 0 | 0
F3_Commercial_Restaurant_Existing_Food Preparation_Natural Gas_Griddle_E3 | F3 | Commercial | Restaurant | Existing | Food Preparation | Natural Gas | Griddle | E3 | System - kBTUs of Consumption | 0 | 0 | 0 | 0 | 0 | 0 | 0 | 0 | 0 | 0 | 0 | 0 | 0 | 0 | 0 | 0 | 0 | 0 | 0 | 0 | 0 | 0 | 0 | 0 | 0 | 0 | 0 | 0 | 0 | 0 | 0 | 0 | 0 | 0 | 0 | 0 | 0 | 0 | 0 | 0 | 0 | 0
F3_Commercial_Restaurant_Existing_Food Preparation_Natural Gas_Griddle_E4 | F3 | Commercial | Restaurant | Existing | Food Preparation | Natural Gas | Griddle | E4 | System - kBTUs of Consumption | 0 | 0 | 0 | 0 | 0 | 0 | 0 | 0 | 0 | 0 | 0 | 0 | 0 | 0 | 0 | 0 | 0 | 0 | 0 | 0 | 0 | 0 | 0 | 0 | 0 | 0 | 0 | 0 | 0 | 0 | 0 | 0 | 0 | 0 | 0 | 0 | 0 | 0 | 0 | 0 | 0 | 0
F3_Commercial_Restaurant_Existing_Food Preparation_Natural Gas_Griddle_E5 | F3 | Commercial | Restaurant | Existing | Food Preparation | Natural Gas | Griddle | E5 | System - kBTUs of Consumption | 0 | 0 | 0 | 0 | 0 | 0 | 0 | 0 | 0 | 0 | 0 | 0 | 0 | 0 | 0 | 0 | 0 | 0 | 0 | 0 | 0 | 0 | 0 | 0 | 0 | 0 | 0 | 0 | 0 | 0 | 0 | 0 | 0 | 0 | 0 | 0 | 0 | 0 | 0 | 0 | 0 | 0
F3_Commercial_Restaurant_Existing_Food Preparation_Natural Gas_Griddle_E6 | F3 | Commercial | Restaurant | Existing | Food Preparation | Natural Gas | Griddle | E6 | System - kBTUs of Consumption | 0 | 0 | 0 | 0 | 0 | 0 | 0 | 0 | 0 | 0 | 0 | 0 | 0 | 0 | 0 | 0 | 0 | 0 | 0 | 0 | 0 | 0 | 0 | 0 | 0 | 0 | 0 | 0 | 0 | 0 | 0 | 0 | 0 | 0 | 0 | 0 | 0 | 0 | 0 | 0 | 0 | 0
F3_Commercial_Restaurant_Existing_Food Preparation_Natural Gas_Griddle_E7 | F3 | Commercial | Restaurant | Existing | Food Preparation | Natural Gas | Griddle | E7 | System - kBTUs of Consumption | 0 | 0 | 0 | 0 | 0 | 0 | 0 | 0 | 0 | 0 | 0 | 0 | 0 | 0 | 0 | 0 | 0 | 0 | 0 | 0 | 0 | 0 | 0 | 0 | 0 | 0 | 0 | 0 | 0 | 0 | 0 | 0 | 0 | 0 | 0 | 0 | 0 | 0 | 0 | 0 | 0 | 0
F3_Commercial_Restaurant_Existing_Food Preparation_Natural Gas_Griddle_E8 | F3 | Commercial | Restaurant | Existing | Food Preparation | Natural Gas | Griddle | E8 | System - kBTUs of Consumption | 0 | 0 | 0 | 0 | 0 | 0 | 0 | 0 | 0 | 0 | 0 | 0 | 0 | 0 | 0 | 0 | 0 | 0 | 0 | 0 | 0 | 0 | 0 | 0 | 0 | 0 | 0 | 0 | 0 | 0 | 0 | 0 | 0 | 0 | 0 | 0 | 0 | 0 | 0 | 0 | 0 | 0
F3_Commercial_Restaurant_Existing_Food Preparation_Natural Gas_Griddle_E9 | F3 | Commercial | Restaurant | Existing | Food Preparation | Natural Gas | Griddle | E9 | System - kBTUs of Consumption | 0 | 0 | 0 | 0 | 0 | 0 | 0 | 0 | 0 | 0 | 0 | 0 | 0 | 0 | 0 | 0 | 0 | 0 | 0 | 0 | 0 | 0 | 0 | 0 | 0 | 0 | 0 | 0 | 0 | 0 | 0 | 0 | 0 | 0 | 0 | 0 | 0 | 0 | 0 | 0 | 0 | 0
F3_Commercial_Restaurant_Existing_Food Preparation_Natural Gas_Griddle_E10 | F3 | Commercial | Restaurant | Existing | Food Preparation | Natural Gas | Griddle | E10 | System - kBTUs of Consumption | 0 | 0 | 0 | 0 | 0 | 0 | 0 | 0 | 0 | 0 | 0 | 0 | 0 | 0 | 0 | 0 | 0 | 0 | 0 | 0 | 0 | 0 | 0 | 0 | 0 | 0 | 0 | 0 | 0 | 0 | 0 | 0 | 0 | 0 | 0 | 0 | 0 | 0 | 0 | 0 | 0 | 0
F4_Commercial_Restaurant_Existing_Food Preparation_Natural Gas_Griddle_E1 | F4 | Commercial | Restaurant | Existing | Food Preparation | Natural Gas | Griddle | E1 | Utility - Cost of Equipment | 1.5443 | 1.5463 | 1.5547 | 0 | 0 | 0 | 0 | 0 | 0 | 0 | 0 | 0 | 0 | 0 | 0 | 0 | 0 | 0 | 0 | 0 | 0 | 0 | 0 | 0 | 0 | 0 | 0 | 0 | 0 | 0 | 0 | 0 | 0 | 0 | 0 | 0 | 0 | 0 | 0 | 0 | 0 | 0
F4_Commercial_Restaurant_Existing_Food Preparation_Natural Gas_Griddle_E2 | F4 | Commercial | Restaurant | Existing | Food Preparation | Natural Gas | Griddle | E2 | Utility - Cost of Equipment | 1.3338 | 1.3355 | 1.3428 | 1.336 | 1.3325 | 1.3378 | 1.3506 | 1.3609 | 1.3736 | 1.3858 | 1.3981 | 1.4097 | 1.4221 | 1.4349 | 1.4474 | 1.4601 | 1.4729 | 1.4867 | 1.501 | 1.5158 | 1.5299 | 1.5441 | 1.5569 | 1.5697 | 1.5807 | 1.5903 | 1.599 | 1.6065 | 1.6124 | 1.6172 | 1.6198 | 1.6216 | 1.6216 | 0 | 0 | 0 | 0 | 0 | 0 | 0 | 0 | 0
F4_Commercial_Restaurant_Existing_Food Preparation_Natural Gas_Griddle_E3 | F4 | Commercial | Restaurant | Existing | Food Preparation | Natural Gas | Griddle | E3 | Utility - Cost of Equipment | 0 | 0 | 0 | 0 | 0 | 0 | 0 | 0 | 0 | 0 | 0 | 0 | 0 | 0 | 0 | 0 | 0 | 0 | 0 | 0 | 0 | 0 | 0 | 0 | 0 | 0 | 0 | 0 | 0 | 0 | 0 | 0 | 0 | 0 | 0 | 0 | 0 | 0 | 0 | 0 | 0 | 0
F4_Commercial_Restaurant_Existing_Food Preparation_Natural Gas_Griddle_E4 | F4 | Commercial | Restaurant | Existing | Food Preparation | Natural Gas | Griddle | E4 | Utility - Cost of Equipment | 0 | 0 | 0 | 0 | 0 | 0 | 0 | 0 | 0 | 0 | 0 | 0 | 0 | 0 | 0 | 0 | 0 | 0 | 0 | 0 | 0 | 0 | 0 | 0 | 0 | 0 | 0 | 0 | 0 | 0 | 0 | 0 | 0 | 0 | 0 | 0 | 0 | 0 | 0 | 0 | 0 | 0
F4_Commercial_Restaurant_Existing_Food Preparation_Natural Gas_Griddle_E5 | F4 | Commercial | Restaurant | Existing | Food Preparation | Natural Gas | Griddle | E5 | Utility - Cost of Equipment | 0 | 0 | 0 | 0 | 0 | 0 | 0 | 0 | 0 | 0 | 0 | 0 | 0 | 0 | 0 | 0 | 0 | 0 | 0 | 0 | 0 | 0 | 0 | 0 | 0 | 0 | 0 | 0 | 0 | 0 | 0 | 0 | 0 | 0 | 0 | 0 | 0 | 0 | 0 | 0 | 0 | 0
F4_Commercial_Restaurant_Existing_Food Preparation_Natural Gas_Griddle_E6 | F4 | Commercial | Restaurant | Existing | Food Preparation | Natural Gas | Griddle | E6 | Utility - Cost of Equipment | 0 | 0 | 0 | 0 | 0 | 0 | 0 | 0 | 0 | 0 | 0 | 0 | 0 | 0 | 0 | 0 | 0 | 0 | 0 | 0 | 0 | 0 | 0 | 0 | 0 | 0 | 0 | 0 | 0 | 0 | 0 | 0 | 0 | 0 | 0 | 0 | 0 | 0 | 0 | 0 | 0 | 0
F4_Commercial_Restaurant_Existing_Food Preparation_Natural Gas_Griddle_E7 | F4 | Commercial | Restaurant | Existing | Food Preparation | Natural Gas | Griddle | E7 | Utility - Cost of Equipment | 0 | 0 | 0 | 0 | 0 | 0 | 0 | 0 | 0 | 0 | 0 | 0 | 0 | 0 | 0 | 0 | 0 | 0 | 0 | 0 | 0 | 0 | 0 | 0 | 0 | 0 | 0 | 0 | 0 | 0 | 0 | 0 | 0 | 0 | 0 | 0 | 0 | 0 | 0 | 0 | 0 | 0
F4_Commercial_Restaurant_Existing_Food Preparation_Natural Gas_Griddle_E8 | F4 | Commercial | Restaurant | Existing | Food Preparation | Natural Gas | Griddle | E8 | Utility - Cost of Equipment | 0 | 0 | 0 | 0 | 0 | 0 | 0 | 0 | 0 | 0 | 0 | 0 | 0 | 0 | 0 | 0 | 0 | 0 | 0 | 0 | 0 | 0 | 0 | 0 | 0 | 0 | 0 | 0 | 0 | 0 | 0 | 0 | 0 | 0 | 0 | 0 | 0 | 0 | 0 | 0 | 0 | 0
F4_Commercial_Restaurant_Existing_Food Preparation_Natural Gas_Griddle_E9 | F4 | Commercial | Restaurant | Existing | Food Preparation | Natural Gas | Griddle | E9 | Utility - Cost of Equipment | 0 | 0 | 0 | 0 | 0 | 0 | 0 | 0 | 0 | 0 | 0 | 0 | 0 | 0 | 0 | 0 | 0 | 0 | 0 | 0 | 0 | 0 | 0 | 0 | 0 | 0 | 0 | 0 | 0 | 0 | 0 | 0 | 0 | 0 | 0 | 0 | 0 | 0 | 0 | 0 | 0 | 0
F4_Commercial_Restaurant_Existing_Food Preparation_Natural Gas_Griddle_E10 | F4 | Commercial | Restaurant | Existing | Food Preparation | Natural Gas | Griddle | E10 | Utility - Cost of Equipment | 0 | 0 | 0 | 0 | 0 | 0 | 0 | 0 | 0 | 0 | 0 | 0 | 0 | 0 | 0 | 0 | 0 | 0 | 0 | 0 | 0 | 0 | 0 | 0 | 0 | 0 | 0 | 0 | 0 | 0 | 0 | 0 | 0 | 0 | 0 | 0 | 0 | 0 | 0 | 0 | 0 | 0
F5_Commercial_Restaurant_Existing_Food Preparation_Natural Gas_Griddle_E1 | F5 | Commercial | Restaurant | Existing | Food Preparation | Natural Gas | Griddle | E1 | Utility - Cost of Operation | 0.3779 | 0.3779 | 0.3779 | 0 | 0 | 0 | 0 | 0 | 0 | 0 | 0 | 0 | 0 | 0 | 0 | 0 | 0 | 0 | 0 | 0 | 0 | 0 | 0 | 0 | 0 | 0 | 0 | 0 | 0 | 0 | 0 | 0 | 0 | 0 | 0 | 0 | 0 | 0 | 0 | 0 | 0 | 0
F5_Commercial_Restaurant_Existing_Food Preparation_Natural Gas_Griddle_E2 | F5 | Commercial | Restaurant | Existing | Food Preparation | Natural Gas | Griddle | E2 | Utility - Cost of Operation | 0.40432 | 0.40432 | 0.40432 | 0.40432 | 0.40432 | 0.40432 | 0.40432 | 0.40432 | 0.40432 | 0.40432 | 0.40432 | 0.40432 | 0.40432 | 0.40432 | 0.40432 | 0.40432 | 0.40432 | 0.40432 | 0.40432 | 0.40432 | 0.40432 | 0.40432 | 0.40432 | 0.40432 | 0.40432 | 0.40432 | 0.40432 | 0.40432 | 0.40432 | 0.40432 | 0.40432 | 0.40432 | 0.40432 | 0 | 0 | 0 | 0 | 0 | 0 | 0 | 0 | 0
F5_Commercial_Restaurant_Existing_Food Preparation_Natural Gas_Griddle_E3 | F5 | Commercial | Restaurant | Existing | Food Preparation | Natural Gas | Griddle | E3 | Utility - Cost of Operation | 0 | 0 | 0 | 0 | 0 | 0 | 0 | 0 | 0 | 0 | 0 | 0 | 0 | 0 | 0 | 0 | 0 | 0 | 0 | 0 | 0 | 0 | 0 | 0 | 0 | 0 | 0 | 0 | 0 | 0 | 0 | 0 | 0 | 0 | 0 | 0 | 0 | 0 | 0 | 0 | 0 | 0
F5_Commercial_Restaurant_Existing_Food Preparation_Natural Gas_Griddle_E4 | F5 | Commercial | Restaurant | Existing | Food Preparation | Natural Gas | Griddle | E4 | Utility - Cost of Operation | 0 | 0 | 0 | 0 | 0 | 0 | 0 | 0 | 0 | 0 | 0 | 0 | 0 | 0 | 0 | 0 | 0 | 0 | 0 | 0 | 0 | 0 | 0 | 0 | 0 | 0 | 0 | 0 | 0 | 0 | 0 | 0 | 0 | 0 | 0 | 0 | 0 | 0 | 0 | 0 | 0 | 0
F5_Commercial_Restaurant_Existing_Food Preparation_Natural Gas_Griddle_E5 | F5 | Commercial | Restaurant | Existing | Food Preparation | Natural Gas | Griddle | E5 | Utility - Cost of Operation | 0 | 0 | 0 | 0 | 0 | 0 | 0 | 0 | 0 | 0 | 0 | 0 | 0 | 0 | 0 | 0 | 0 | 0 | 0 | 0 | 0 | 0 | 0 | 0 | 0 | 0 | 0 | 0 | 0 | 0 | 0 | 0 | 0 | 0 | 0 | 0 | 0 | 0 | 0 | 0 | 0 | 0
F5_Commercial_Restaurant_Existing_Food Preparation_Natural Gas_Griddle_E6 | F5 | Commercial | Restaurant | Existing | Food Preparation | Natural Gas | Griddle | E6 | Utility - Cost of Operation | 0 | 0 | 0 | 0 | 0 | 0 | 0 | 0 | 0 | 0 | 0 | 0 | 0 | 0 | 0 | 0 | 0 | 0 | 0 | 0 | 0 | 0 | 0 | 0 | 0 | 0 | 0 | 0 | 0 | 0 | 0 | 0 | 0 | 0 | 0 | 0 | 0 | 0 | 0 | 0 | 0 | 0
F5_Commercial_Restaurant_Existing_Food Preparation_Natural Gas_Griddle_E7 | F5 | Commercial | Restaurant | Existing | Food Preparation | Natural Gas | Griddle | E7 | Utility - Cost of Operation | 0 | 0 | 0 | 0 | 0 | 0 | 0 | 0 | 0 | 0 | 0 | 0 | 0 | 0 | 0 | 0 | 0 | 0 | 0 | 0 | 0 | 0 | 0 | 0 | 0 | 0 | 0 | 0 | 0 | 0 | 0 | 0 | 0 | 0 | 0 | 0 | 0 | 0 | 0 | 0 | 0 | 0
F5_Commercial_Restaurant_Existing_Food Preparation_Natural Gas_Griddle_E8 | F5 | Commercial | Restaurant | Existing | Food Preparation | Natural Gas | Griddle | E8 | Utility - Cost of Operation | 0 | 0 | 0 | 0 | 0 | 0 | 0 | 0 | 0 | 0 | 0 | 0 | 0 | 0 | 0 | 0 | 0 | 0 | 0 | 0 | 0 | 0 | 0 | 0 | 0 | 0 | 0 | 0 | 0 | 0 | 0 | 0 | 0 | 0 | 0 | 0 | 0 | 0 | 0 | 0 | 0 | 0
F5_Commercial_Restaurant_Existing_Food Preparation_Natural Gas_Griddle_E9 | F5 | Commercial | Restaurant | Existing | Food Preparation | Natural Gas | Griddle | E9 | Utility - Cost of Operation | 0 | 0 | 0 | 0 | 0 | 0 | 0 | 0 | 0 | 0 | 0 | 0 | 0 | 0 | 0 | 0 | 0 | 0 | 0 | 0 | 0 | 0 | 0 | 0 | 0 | 0 | 0 | 0 | 0 | 0 | 0 | 0 | 0 | 0 | 0 | 0 | 0 | 0 | 0 | 0 | 0 | 0
F5_Commercial_Restaurant_Existing_Food Preparation_Natural Gas_Griddle_E10 | F5 | Commercial | Restaurant | Existing | Food Preparation | Natural Gas | Griddle | E10 | Utility - Cost of Operation | 0 | 0 | 0 | 0 | 0 | 0 | 0 | 0 | 0 | 0 | 0 | 0 | 0 | 0 | 0 | 0 | 0 | 0 | 0 | 0 | 0 | 0 | 0 | 0 | 0 | 0 | 0 | 0 | 0 | 0 | 0 | 0 | 0 | 0 | 0 | 0 | 0 | 0 | 0 | 0 | 0 | 0
F6_Commercial_Restaurant_Existing_Food Preparation_Natural Gas_Griddle_E1 | F6 | Commercial | Restaurant | Existing | Food Preparation | Natural Gas | Griddle | E1 | Utility - Value of Sales | 0.81745 | 0.82111 | 0.82699 | 0 | 0 | 0 | 0 | 0 | 0 | 0 | 0 | 0 | 0 | 0 | 0 | 0 | 0 | 0 | 0 | 0 | 0 | 0 | 0 | 0 | 0 | 0 | 0 | 0 | 0 | 0 | 0 | 0 | 0 | 0 | 0 | 0 | 0 | 0 | 0 | 0 | 0 | 0
F6_Commercial_Restaurant_Existing_Food Preparation_Natural Gas_Griddle_E2 | F6 | Commercial | Restaurant | Existing | Food Preparation | Natural Gas | Griddle | E2 | Utility - Value of Sales | 0.70601 | 0.70917 | 0.71425 | 0.71313 | 0.71313 | 0.71313 | 0.71313 | 0.71313 | 0.71313 | 0.71313 | 0.71313 | 0.71313 | 0.71313 | 0.71313 | 0.71313 | 0.71313 | 0.71313 | 0.71313 | 0.71313 | 0.71313 | 0.71313 | 0.71313 | 0.71313 | 0.71313 | 0.71313 | 0.71313 | 0.71313 | 0.71313 | 0.71313 | 0.71313 | 0.71313 | 0.71313 | 0.71313 | 0 | 0 | 0 | 0 | 0 | 0 | 0 | 0 | 0
F6_Commercial_Restaurant_Existing_Food Preparation_Natural Gas_Griddle_E3 | F6 | Commercial | Restaurant | Existing | Food Preparation | Natural Gas | Griddle | E3 | Utility - Value of Sales | 0 | 0 | 0 | 0 | 0 | 0 | 0 | 0 | 0 | 0 | 0 | 0 | 0 | 0 | 0 | 0 | 0 | 0 | 0 | 0 | 0 | 0 | 0 | 0 | 0 | 0 | 0 | 0 | 0 | 0 | 0 | 0 | 0 | 0 | 0 | 0 | 0 | 0 | 0 | 0 | 0 | 0
F6_Commercial_Restaurant_Existing_Food Preparation_Natural Gas_Griddle_E4 | F6 | Commercial | Restaurant | Existing | Food Preparation | Natural Gas | Griddle | E4 | Utility - Value of Sales | 0 | 0 | 0 | 0 | 0 | 0 | 0 | 0 | 0 | 0 | 0 | 0 | 0 | 0 | 0 | 0 | 0 | 0 | 0 | 0 | 0 | 0 | 0 | 0 | 0 | 0 | 0 | 0 | 0 | 0 | 0 | 0 | 0 | 0 | 0 | 0 | 0 | 0 | 0 | 0 | 0 | 0
F6_Commercial_Restaurant_Existing_Food Preparation_Natural Gas_Griddle_E5 | F6 | Commercial | Restaurant | Existing | Food Preparation | Natural Gas | Griddle | E5 | Utility - Value of Sales | 0 | 0 | 0 | 0 | 0 | 0 | 0 | 0 | 0 | 0 | 0 | 0 | 0 | 0 | 0 | 0 | 0 | 0 | 0 | 0 | 0 | 0 | 0 | 0 | 0 | 0 | 0 | 0 | 0 | 0 | 0 | 0 | 0 | 0 | 0 | 0 | 0 | 0 | 0 | 0 | 0 | 0
F6_Commercial_Restaurant_Existing_Food Preparation_Natural Gas_Griddle_E6 | F6 | Commercial | Restaurant | Existing | Food Preparation | Natural Gas | Griddle | E6 | Utility - Value of Sales | 0 | 0 | 0 | 0 | 0 | 0 | 0 | 0 | 0 | 0 | 0 | 0 | 0 | 0 | 0 | 0 | 0 | 0 | 0 | 0 | 0 | 0 | 0 | 0 | 0 | 0 | 0 | 0 | 0 | 0 | 0 | 0 | 0 | 0 | 0 | 0 | 0 | 0 | 0 | 0 | 0 | 0
F6_Commercial_Restaurant_Existing_Food Preparation_Natural Gas_Griddle_E7 | F6 | Commercial | Restaurant | Existing | Food Preparation | Natural Gas | Griddle | E7 | Utility - Value of Sales | 0 | 0 | 0 | 0 | 0 | 0 | 0 | 0 | 0 | 0 | 0 | 0 | 0 | 0 | 0 | 0 | 0 | 0 | 0 | 0 | 0 | 0 | 0 | 0 | 0 | 0 | 0 | 0 | 0 | 0 | 0 | 0 | 0 | 0 | 0 | 0 | 0 | 0 | 0 | 0 | 0 | 0
F6_Commercial_Restaurant_Existing_Food Preparation_Natural Gas_Griddle_E8 | F6 | Commercial | Restaurant | Existing | Food Preparation | Natural Gas | Griddle | E8 | Utility - Value of Sales | 0 | 0 | 0 | 0 | 0 | 0 | 0 | 0 | 0 | 0 | 0 | 0 | 0 | 0 | 0 | 0 | 0 | 0 | 0 | 0 | 0 | 0 | 0 | 0 | 0 | 0 | 0 | 0 | 0 | 0 | 0 | 0 | 0 | 0 | 0 | 0 | 0 | 0 | 0 | 0 | 0 | 0
F6_Commercial_Restaurant_Existing_Food Preparation_Natural Gas_Griddle_E9 | F6 | Commercial | Restaurant | Existing | Food Preparation | Natural Gas | Griddle | E9 | Utility - Value of Sales | 0 | 0 | 0 | 0 | 0 | 0 | 0 | 0 | 0 | 0 | 0 | 0 | 0 | 0 | 0 | 0 | 0 | 0 | 0 | 0 | 0 | 0 | 0 | 0 | 0 | 0 | 0 | 0 | 0 | 0 | 0 | 0 | 0 | 0 | 0 | 0 | 0 | 0 | 0 | 0 | 0 | 0
F6_Commercial_Restaurant_Existing_Food Preparation_Natural Gas_Griddle_E10 | F6 | Commercial | Restaurant | Existing | Food Preparation | Natural Gas | Griddle | E10 | Utility - Value of Sales | 0 | 0 | 0 | 0 | 0 | 0 | 0 | 0 | 0 | 0 | 0 | 0 | 0 | 0 | 0 | 0 | 0 | 0 | 0 | 0 | 0 | 0 | 0 | 0 | 0 | 0 | 0 | 0 | 0 | 0 | 0 | 0 | 0 | 0 | 0 | 0 | 0 | 0 | 0 | 0 | 0 | 0
F1_Commercial_Restaurant_Existing_Food Preparation_Natural Gas_Range_E1 | F1 | Commercial | Restaurant | Existing | Food Preparation | Natural Gas | Range | E1 | RVT - Cost of Equipment | 1.5043 | 1.5041 | 1.5113 | 1.5002 | 1.4934 | 1.4983 | 1.5131 | 1.5248 | 1.5393 | 1.553 | 1.5668 | 1.5794 | 1.593 | 1.6072 | 1.6207 | 1.6345 | 1.6485 | 1.6637 | 1.6796 | 1.6963 | 1.7128 | 1.73 | 1.7458 | 1.7623 | 1.7768 | 1.7894 | 1.8008 | 1.8107 | 1.8184 | 1.8247 | 1.8282 | 1.8305 | 1.8305 | 0 | 0 | 0 | 0 | 0 | 0 | 0 | 0 | 0
F1_Commercial_Restaurant_Existing_Food Preparation_Natural Gas_Range_E2 | F1 | Commercial | Restaurant | Existing | Food Preparation | Natural Gas | Range | E2 | RVT - Cost of Equipment | 1.1282 | 1.128 | 1.1335 | 1.1251 | 1.1201 | 1.1238 | 1.1349 | 1.1436 | 1.1545 | 1.1648 | 1.1751 | 1.1846 | 1.1947 | 1.2054 | 1.2155 | 1.2259 | 1.2364 | 1.2478 | 1.2597 | 1.2722 | 1.2846 | 1.2975 | 1.3094 | 1.3217 | 1.3326 | 1.342 | 1.3506 | 1.358 | 1.3638 | 1.3685 | 1.3711 | 1.3729 | 1.3729 | 0 | 0 | 0 | 0 | 0 | 0 | 0 | 0 | 0
F1_Commercial_Restaurant_Existing_Food Preparation_Natural Gas_Range_E3 | F1 | Commercial | Restaurant | Existing | Food Preparation | Natural Gas | Range | E3 | RVT - Cost of Equipment | 0 | 0 | 0 | 0 | 0 | 0 | 0 | 0 | 0 | 0 | 0 | 0 | 0 | 0 | 0 | 0 | 0 | 0 | 0 | 0 | 0 | 0 | 0 | 0 | 0 | 0 | 0 | 0 | 0 | 0 | 0 | 0 | 0 | 0 | 0 | 0 | 0 | 0 | 0 | 0 | 0 | 0
F1_Commercial_Restaurant_Existing_Food Preparation_Natural Gas_Range_E4 | F1 | Commercial | Restaurant | Existing | Food Preparation | Natural Gas | Range | E4 | RVT - Cost of Equipment | 0 | 0 | 0 | 0 | 0 | 0 | 0 | 0 | 0 | 0 | 0 | 0 | 0 | 0 | 0 | 0 | 0 | 0 | 0 | 0 | 0 | 0 | 0 | 0 | 0 | 0 | 0 | 0 | 0 | 0 | 0 | 0 | 0 | 0 | 0 | 0 | 0 | 0 | 0 | 0 | 0 | 0
F1_Commercial_Restaurant_Existing_Food Preparation_Natural Gas_Range_E5 | F1 | Commercial | Restaurant | Existing | Food Preparation | Natural Gas | Range | E5 | RVT - Cost of Equipment | 0 | 0 | 0 | 0 | 0 | 0 | 0 | 0 | 0 | 0 | 0 | 0 | 0 | 0 | 0 | 0 | 0 | 0 | 0 | 0 | 0 | 0 | 0 | 0 | 0 | 0 | 0 | 0 | 0 | 0 | 0 | 0 | 0 | 0 | 0 | 0 | 0 | 0 | 0 | 0 | 0 | 0
F1_Commercial_Restaurant_Existing_Food Preparation_Natural Gas_Range_E6 | F1 | Commercial | Restaurant | Existing | Food Preparation | Natural Gas | Range | E6 | RVT - Cost of Equipment | 0 | 0 | 0 | 0 | 0 | 0 | 0 | 0 | 0 | 0 | 0 | 0 | 0 | 0 | 0 | 0 | 0 | 0 | 0 | 0 | 0 | 0 | 0 | 0 | 0 | 0 | 0 | 0 | 0 | 0 | 0 | 0 | 0 | 0 | 0 | 0 | 0 | 0 | 0 | 0 | 0 | 0
F1_Commercial_Restaurant_Existing_Food Preparation_Natural Gas_Range_E7 | F1 | Commercial | Restaurant | Existing | Food Preparation | Natural Gas | Range | E7 | RVT - Cost of Equipment | 0 | 0 | 0 | 0 | 0 | 0 | 0 | 0 | 0 | 0 | 0 | 0 | 0 | 0 | 0 | 0 | 0 | 0 | 0 | 0 | 0 | 0 | 0 | 0 | 0 | 0 | 0 | 0 | 0 | 0 | 0 | 0 | 0 | 0 | 0 | 0 | 0 | 0 | 0 | 0 | 0 | 0
F1_Commercial_Restaurant_Existing_Food Preparation_Natural Gas_Range_E8 | F1 | Commercial | Restaurant | Existing | Food Preparation | Natural Gas | Range | E8 | RVT - Cost of Equipment | 0 | 0 | 0 | 0 | 0 | 0 | 0 | 0 | 0 | 0 | 0 | 0 | 0 | 0 | 0 | 0 | 0 | 0 | 0 | 0 | 0 | 0 | 0 | 0 | 0 | 0 | 0 | 0 | 0 | 0 | 0 | 0 | 0 | 0 | 0 | 0 | 0 | 0 | 0 | 0 | 0 | 0
F1_Commercial_Restaurant_Existing_Food Preparation_Natural Gas_Range_E9 | F1 | Commercial | Restaurant | Existing | Food Preparation | Natural Gas | Range | E9 | RVT - Cost of Equipment | 0 | 0 | 0 | 0 | 0 | 0 | 0 | 0 | 0 | 0 | 0 | 0 | 0 | 0 | 0 | 0 | 0 | 0 | 0 | 0 | 0 | 0 | 0 | 0 | 0 | 0 | 0 | 0 | 0 | 0 | 0 | 0 | 0 | 0 | 0 | 0 | 0 | 0 | 0 | 0 | 0 | 0
F1_Commercial_Restaurant_Existing_Food Preparation_Natural Gas_Range_E10 | F1 | Commercial | Restaurant | Existing | Food Preparation | Natural Gas | Range | E10 | RVT - Cost of Equipment | 0 | 0 | 0 | 0 | 0 | 0 | 0 | 0 | 0 | 0 | 0 | 0 | 0 | 0 | 0 | 0 | 0 | 0 | 0 | 0 | 0 | 0 | 0 | 0 | 0 | 0 | 0 | 0 | 0 | 0 | 0 | 0 | 0 | 0 | 0 | 0 | 0 | 0 | 0 | 0 | 0 | 0
F2_Commercial_Restaurant_Existing_Food Preparation_Natural Gas_Range_E1 | F2 | Commercial | Restaurant | Existing | Food Preparation | Natural Gas | Range | E1 | RVT - Cost of Operation | 1.8022 | 1.802 | 1.8106 | 1.7973 | 1.7892 | 1.7951 | 1.8128 | 1.8268 | 1.8442 | 1.8606 | 1.8771 | 1.8923 | 1.9085 | 1.9255 | 1.9417 | 1.9582 | 1.975 | 1.9932 | 2.0122 | 2.0323 | 2.052 | 2.0726 | 2.0916 | 2.1113 | 2.1287 | 2.1438 | 2.1575 | 2.1693 | 2.1786 | 2.1861 | 2.1903 | 2.193 | 2.193 | 0 | 0 | 0 | 0 | 0 | 0 | 0 | 0 | 0
F2_Commercial_Restaurant_Existing_Food Preparation_Natural Gas_Range_E2 | F2 | Commercial | Restaurant | Existing | Food Preparation | Natural Gas | Range | E2 | RVT - Cost of Operation | 1.3517 | 1.3515 | 1.358 | 1.348 | 1.3419 | 1.3463 | 1.3596 | 1.3701 | 1.3832 | 1.3955 | 1.4078 | 1.4192 | 1.4314 | 1.4441 | 1.4563 | 1.4687 | 1.4812 | 1.4949 | 1.5092 | 1.5242 | 1.539 | 1.5545 | 1.5687 | 1.5835 | 1.5965 | 1.6078 | 1.6181 | 1.627 | 1.6339 | 1.6396 | 1.6427 | 1.6448 | 1.6448 | 0 | 0 | 0 | 0 | 0 | 0 | 0 | 0 | 0
F2_Commercial_Restaurant_Existing_Food Preparation_Natural Gas_Range_E3 | F2 | Commercial | Restaurant | Existing | Food Preparation | Natural Gas | Range | E3 | RVT - Cost of Operation | 0 | 0 | 0 | 0 | 0 | 0 | 0 | 0 | 0 | 0 | 0 | 0 | 0 | 0 | 0 | 0 | 0 | 0 | 0 | 0 | 0 | 0 | 0 | 0 | 0 | 0 | 0 | 0 | 0 | 0 | 0 | 0 | 0 | 0 | 0 | 0 | 0 | 0 | 0 | 0 | 0 | 0
F2_Commercial_Restaurant_Existing_Food Preparation_Natural Gas_Range_E4 | F2 | Commercial | Restaurant | Existing | Food Preparation | Natural Gas | Range | E4 | RVT - Cost of Operation | 0 | 0 | 0 | 0 | 0 | 0 | 0 | 0 | 0 | 0 | 0 | 0 | 0 | 0 | 0 | 0 | 0 | 0 | 0 | 0 | 0 | 0 | 0 | 0 | 0 | 0 | 0 | 0 | 0 | 0 | 0 | 0 | 0 | 0 | 0 | 0 | 0 | 0 | 0 | 0 | 0 | 0
F2_Commercial_Restaurant_Existing_Food Preparation_Natural Gas_Range_E5 | F2 | Commercial | Restaurant | Existing | Food Preparation | Natural Gas | Range | E5 | RVT - Cost of Operation | 0 | 0 | 0 | 0 | 0 | 0 | 0 | 0 | 0 | 0 | 0 | 0 | 0 | 0 | 0 | 0 | 0 | 0 | 0 | 0 | 0 | 0 | 0 | 0 | 0 | 0 | 0 | 0 | 0 | 0 | 0 | 0 | 0 | 0 | 0 | 0 | 0 | 0 | 0 | 0 | 0 | 0
F2_Commercial_Restaurant_Existing_Food Preparation_Natural Gas_Range_E6 | F2 | Commercial | Restaurant | Existing | Food Preparation | Natural Gas | Range | E6 | RVT - Cost of Operation | 0 | 0 | 0 | 0 | 0 | 0 | 0 | 0 | 0 | 0 | 0 | 0 | 0 | 0 | 0 | 0 | 0 | 0 | 0 | 0 | 0 | 0 | 0 | 0 | 0 | 0 | 0 | 0 | 0 | 0 | 0 | 0 | 0 | 0 | 0 | 0 | 0 | 0 | 0 | 0 | 0 | 0
F2_Commercial_Restaurant_Existing_Food Preparation_Natural Gas_Range_E7 | F2 | Commercial | Restaurant | Existing | Food Preparation | Natural Gas | Range | E7 | RVT - Cost of Operation | 0 | 0 | 0 | 0 | 0 | 0 | 0 | 0 | 0 | 0 | 0 | 0 | 0 | 0 | 0 | 0 | 0 | 0 | 0 | 0 | 0 | 0 | 0 | 0 | 0 | 0 | 0 | 0 | 0 | 0 | 0 | 0 | 0 | 0 | 0 | 0 | 0 | 0 | 0 | 0 | 0 | 0
F2_Commercial_Restaurant_Existing_Food Preparation_Natural Gas_Range_E8 | F2 | Commercial | Restaurant | Existing | Food Preparation | Natural Gas | Range | E8 | RVT - Cost of Operation | 0 | 0 | 0 | 0 | 0 | 0 | 0 | 0 | 0 | 0 | 0 | 0 | 0 | 0 | 0 | 0 | 0 | 0 | 0 | 0 | 0 | 0 | 0 | 0 | 0 | 0 | 0 | 0 | 0 | 0 | 0 | 0 | 0 | 0 | 0 | 0 | 0 | 0 | 0 | 0 | 0 | 0
F2_Commercial_Restaurant_Existing_Food Preparation_Natural Gas_Range_E9 | F2 | Commercial | Restaurant | Existing | Food Preparation | Natural Gas | Range | E9 | RVT - Cost of Operation | 0 | 0 | 0 | 0 | 0 | 0 | 0 | 0 | 0 | 0 | 0 | 0 | 0 | 0 | 0 | 0 | 0 | 0 | 0 | 0 | 0 | 0 | 0 | 0 | 0 | 0 | 0 | 0 | 0 | 0 | 0 | 0 | 0 | 0 | 0 | 0 | 0 | 0 | 0 | 0 | 0 | 0
F2_Commercial_Restaurant_Existing_Food Preparation_Natural Gas_Range_E10 | F2 | Commercial | Restaurant | Existing | Food Preparation | Natural Gas | Range | E10 | RVT - Cost of Operation | 0 | 0 | 0 | 0 | 0 | 0 | 0 | 0 | 0 | 0 | 0 | 0 | 0 | 0 | 0 | 0 | 0 | 0 | 0 | 0 | 0 | 0 | 0 | 0 | 0 | 0 | 0 | 0 | 0 | 0 | 0 | 0 | 0 | 0 | 0 | 0 | 0 | 0 | 0 | 0 | 0 | 0
F3_Commercial_Restaurant_Existing_Food Preparation_Natural Gas_Range_E1 | F3 | Commercial | Restaurant | Existing | Food Preparation | Natural Gas | Range | E1 | System - kBTUs of Consumption | 0.72102 | 0.72102 | 0.72102 | 0.72102 | 0.72102 | 0.72102 | 0.72102 | 0.72102 | 0.72102 | 0.72102 | 0.72102 | 0.72102 | 0.72102 | 0.72102 | 0.72102 | 0.72102 | 0.72102 | 0.72102 | 0.72102 | 0.72102 | 0.72102 | 0.72102 | 0.72102 | 0.72102 | 0.72102 | 0.72102 | 0.72102 | 0.72102 | 0.72102 | 0.72102 | 0.72102 | 0.72102 | 0.72102 | 0 | 0 | 0 | 0 | 0 | 0 | 0 | 0 | 0
F3_Commercial_Restaurant_Existing_Food Preparation_Natural Gas_Range_E2 | F3 | Commercial | Restaurant | Existing | Food Preparation | Natural Gas | Range | E2 | System - kBTUs of Consumption | 0.72112 | 0.72112 | 0.72112 | 0.72112 | 0.72112 | 0.72112 | 0.72112 | 0.72112 | 0.72112 | 0.72112 | 0.72112 | 0.72112 | 0.72112 | 0.72112 | 0.72112 | 0.72112 | 0.72112 | 0.72112 | 0.72112 | 0.72112 | 0.72112 | 0.72112 | 0.72112 | 0.72112 | 0.72112 | 0.72112 | 0.72112 | 0.72112 | 0.72112 | 0.72112 | 0.72112 | 0.72112 | 0.72112 | 0 | 0 | 0 | 0 | 0 | 0 | 0 | 0 | 0
F3_Commercial_Restaurant_Existing_Food Preparation_Natural Gas_Range_E3 | F3 | Commercial | Restaurant | Existing | Food Preparation | Natural Gas | Range | E3 | System - kBTUs of Consumption | 0 | 0 | 0 | 0 | 0 | 0 | 0 | 0 | 0 | 0 | 0 | 0 | 0 | 0 | 0 | 0 | 0 | 0 | 0 | 0 | 0 | 0 | 0 | 0 | 0 | 0 | 0 | 0 | 0 | 0 | 0 | 0 | 0 | 0 | 0 | 0 | 0 | 0 | 0 | 0 | 0 | 0
F3_Commercial_Restaurant_Existing_Food Preparation_Natural Gas_Range_E4 | F3 | Commercial | Restaurant | Existing | Food Preparation | Natural Gas | Range | E4 | System - kBTUs of Consumption | 0 | 0 | 0 | 0 | 0 | 0 | 0 | 0 | 0 | 0 | 0 | 0 | 0 | 0 | 0 | 0 | 0 | 0 | 0 | 0 | 0 | 0 | 0 | 0 | 0 | 0 | 0 | 0 | 0 | 0 | 0 | 0 | 0 | 0 | 0 | 0 | 0 | 0 | 0 | 0 | 0 | 0
F3_Commercial_Restaurant_Existing_Food Preparation_Natural Gas_Range_E5 | F3 | Commercial | Restaurant | Existing | Food Preparation | Natural Gas | Range | E5 | System - kBTUs of Consumption | 0 | 0 | 0 | 0 | 0 | 0 | 0 | 0 | 0 | 0 | 0 | 0 | 0 | 0 | 0 | 0 | 0 | 0 | 0 | 0 | 0 | 0 | 0 | 0 | 0 | 0 | 0 | 0 | 0 | 0 | 0 | 0 | 0 | 0 | 0 | 0 | 0 | 0 | 0 | 0 | 0 | 0
F3_Commercial_Restaurant_Existing_Food Preparation_Natural Gas_Range_E6 | F3 | Commercial | Restaurant | Existing | Food Preparation | Natural Gas | Range | E6 | System - kBTUs of Consumption | 0 | 0 | 0 | 0 | 0 | 0 | 0 | 0 | 0 | 0 | 0 | 0 | 0 | 0 | 0 | 0 | 0 | 0 | 0 | 0 | 0 | 0 | 0 | 0 | 0 | 0 | 0 | 0 | 0 | 0 | 0 | 0 | 0 | 0 | 0 | 0 | 0 | 0 | 0 | 0 | 0 | 0
F3_Commercial_Restaurant_Existing_Food Preparation_Natural Gas_Range_E7 | F3 | Commercial | Restaurant | Existing | Food Preparation | Natural Gas | Range | E7 | System - kBTUs of Consumption | 0 | 0 | 0 | 0 | 0 | 0 | 0 | 0 | 0 | 0 | 0 | 0 | 0 | 0 | 0 | 0 | 0 | 0 | 0 | 0 | 0 | 0 | 0 | 0 | 0 | 0 | 0 | 0 | 0 | 0 | 0 | 0 | 0 | 0 | 0 | 0 | 0 | 0 | 0 | 0 | 0 | 0
F3_Commercial_Restaurant_Existing_Food Preparation_Natural Gas_Range_E8 | F3 | Commercial | Restaurant | Existing | Food Preparation | Natural Gas | Range | E8 | System - kBTUs of Consumption | 0 | 0 | 0 | 0 | 0 | 0 | 0 | 0 | 0 | 0 | 0 | 0 | 0 | 0 | 0 | 0 | 0 | 0 | 0 | 0 | 0 | 0 | 0 | 0 | 0 | 0 | 0 | 0 | 0 | 0 | 0 | 0 | 0 | 0 | 0 | 0 | 0 | 0 | 0 | 0 | 0 | 0
F3_Commercial_Restaurant_Existing_Food Preparation_Natural Gas_Range_E9 | F3 | Commercial | Restaurant | Existing | Food Preparation | Natural Gas | Range | E9 | System - kBTUs of Consumption | 0 | 0 | 0 | 0 | 0 | 0 | 0 | 0 | 0 | 0 | 0 | 0 | 0 | 0 | 0 | 0 | 0 | 0 | 0 | 0 | 0 | 0 | 0 | 0 | 0 | 0 | 0 | 0 | 0 | 0 | 0 | 0 | 0 | 0 | 0 | 0 | 0 | 0 | 0 | 0 | 0 | 0
F3_Commercial_Restaurant_Existing_Food Preparation_Natural Gas_Range_E10 | F3 | Commercial | Restaurant | Existing | Food Preparation | Natural Gas | Range | E10 | System - kBTUs of Consumption | 0 | 0 | 0 | 0 | 0 | 0 | 0 | 0 | 0 | 0 | 0 | 0 | 0 | 0 | 0 | 0 | 0 | 0 | 0 | 0 | 0 | 0 | 0 | 0 | 0 | 0 | 0 | 0 | 0 | 0 | 0 | 0 | 0 | 0 | 0 | 0 | 0 | 0 | 0 | 0 | 0 | 0
F4_Commercial_Restaurant_Existing_Food Preparation_Natural Gas_Range_E1 | F4 | Commercial | Restaurant | Existing | Food Preparation | Natural Gas | Range | E1 | Utility - Cost of Equipment | 1.8022 | 1.802 | 1.8106 | 1.7973 | 1.7892 | 1.7951 | 1.8128 | 1.8268 | 1.8442 | 1.8606 | 1.8771 | 1.8923 | 1.9085 | 1.9255 | 1.9417 | 1.9582 | 1.975 | 1.9932 | 2.0122 | 2.0323 | 2.052 | 2.0726 | 2.0916 | 2.1113 | 2.1287 | 2.1438 | 2.1575 | 2.1693 | 2.1786 | 2.1861 | 2.1903 | 2.193 | 2.193 | 0 | 0 | 0 | 0 | 0 | 0 | 0 | 0 | 0
F4_Commercial_Restaurant_Existing_Food Preparation_Natural Gas_Range_E2 | F4 | Commercial | Restaurant | Existing | Food Preparation | Natural Gas | Range | E2 | Utility - Cost of Equipment | 1.3517 | 1.3515 | 1.358 | 1.348 | 1.3419 | 1.3463 | 1.3596 | 1.3701 | 1.3832 | 1.3955 | 1.4078 | 1.4192 | 1.4314 | 1.4441 | 1.4563 | 1.4687 | 1.4812 | 1.4949 | 1.5092 | 1.5242 | 1.539 | 1.5545 | 1.5687 | 1.5835 | 1.5965 | 1.6078 | 1.6181 | 1.627 | 1.6339 | 1.6396 | 1.6427 | 1.6448 | 1.6448 | 0 | 0 | 0 | 0 | 0 | 0 | 0 | 0 | 0
F4_Commercial_Restaurant_Existing_Food Preparation_Natural Gas_Range_E3 | F4 | Commercial | Restaurant | Existing | Food Preparation | Natural Gas | Range | E3 | Utility - Cost of Equipment | 0 | 0 | 0 | 0 | 0 | 0 | 0 | 0 | 0 | 0 | 0 | 0 | 0 | 0 | 0 | 0 | 0 | 0 | 0 | 0 | 0 | 0 | 0 | 0 | 0 | 0 | 0 | 0 | 0 | 0 | 0 | 0 | 0 | 0 | 0 | 0 | 0 | 0 | 0 | 0 | 0 | 0
F4_Commercial_Restaurant_Existing_Food Preparation_Natural Gas_Range_E4 | F4 | Commercial | Restaurant | Existing | Food Preparation | Natural Gas | Range | E4 | Utility - Cost of Equipment | 0 | 0 | 0 | 0 | 0 | 0 | 0 | 0 | 0 | 0 | 0 | 0 | 0 | 0 | 0 | 0 | 0 | 0 | 0 | 0 | 0 | 0 | 0 | 0 | 0 | 0 | 0 | 0 | 0 | 0 | 0 | 0 | 0 | 0 | 0 | 0 | 0 | 0 | 0 | 0 | 0 | 0
F4_Commercial_Restaurant_Existing_Food Preparation_Natural Gas_Range_E5 | F4 | Commercial | Restaurant | Existing | Food Preparation | Natural Gas | Range | E5 | Utility - Cost of Equipment | 0 | 0 | 0 | 0 | 0 | 0 | 0 | 0 | 0 | 0 | 0 | 0 | 0 | 0 | 0 | 0 | 0 | 0 | 0 | 0 | 0 | 0 | 0 | 0 | 0 | 0 | 0 | 0 | 0 | 0 | 0 | 0 | 0 | 0 | 0 | 0 | 0 | 0 | 0 | 0 | 0 | 0
F4_Commercial_Restaurant_Existing_Food Preparation_Natural Gas_Range_E6 | F4 | Commercial | Restaurant | Existing | Food Preparation | Natural Gas | Range | E6 | Utility - Cost of Equipment | 0 | 0 | 0 | 0 | 0 | 0 | 0 | 0 | 0 | 0 | 0 | 0 | 0 | 0 | 0 | 0 | 0 | 0 | 0 | 0 | 0 | 0 | 0 | 0 | 0 | 0 | 0 | 0 | 0 | 0 | 0 | 0 | 0 | 0 | 0 | 0 | 0 | 0 | 0 | 0 | 0 | 0
F4_Commercial_Restaurant_Existing_Food Preparation_Natural Gas_Range_E7 | F4 | Commercial | Restaurant | Existing | Food Preparation | Natural Gas | Range | E7 | Utility - Cost of Equipment | 0 | 0 | 0 | 0 | 0 | 0 | 0 | 0 | 0 | 0 | 0 | 0 | 0 | 0 | 0 | 0 | 0 | 0 | 0 | 0 | 0 | 0 | 0 | 0 | 0 | 0 | 0 | 0 | 0 | 0 | 0 | 0 | 0 | 0 | 0 | 0 | 0 | 0 | 0 | 0 | 0 | 0
F4_Commercial_Restaurant_Existing_Food Preparation_Natural Gas_Range_E8 | F4 | Commercial | Restaurant | Existing | Food Preparation | Natural Gas | Range | E8 | Utility - Cost of Equipment | 0 | 0 | 0 | 0 | 0 | 0 | 0 | 0 | 0 | 0 | 0 | 0 | 0 | 0 | 0 | 0 | 0 | 0 | 0 | 0 | 0 | 0 | 0 | 0 | 0 | 0 | 0 | 0 | 0 | 0 | 0 | 0 | 0 | 0 | 0 | 0 | 0 | 0 | 0 | 0 | 0 | 0
F4_Commercial_Restaurant_Existing_Food Preparation_Natural Gas_Range_E9 | F4 | Commercial | Restaurant | Existing | Food Preparation | Natural Gas | Range | E9 | Utility - Cost of Equipment | 0 | 0 | 0 | 0 | 0 | 0 | 0 | 0 | 0 | 0 | 0 | 0 | 0 | 0 | 0 | 0 | 0 | 0 | 0 | 0 | 0 | 0 | 0 | 0 | 0 | 0 | 0 | 0 | 0 | 0 | 0 | 0 | 0 | 0 | 0 | 0 | 0 | 0 | 0 | 0 | 0 | 0
F4_Commercial_Restaurant_Existing_Food Preparation_Natural Gas_Range_E10 | F4 | Commercial | Restaurant | Existing | Food Preparation | Natural Gas | Range | E10 | Utility - Cost of Equipment | 0 | 0 | 0 | 0 | 0 | 0 | 0 | 0 | 0 | 0 | 0 | 0 | 0 | 0 | 0 | 0 | 0 | 0 | 0 | 0 | 0 | 0 | 0 | 0 | 0 | 0 | 0 | 0 | 0 | 0 | 0 | 0 | 0 | 0 | 0 | 0 | 0 | 0 | 0 | 0 | 0 | 0
F5_Commercial_Restaurant_Existing_Food Preparation_Natural Gas_Range_E1 | F5 | Commercial | Restaurant | Existing | Food Preparation | Natural Gas | Range | E1 | Utility - Cost of Operation | 0.72102 | 0.72102 | 0.72102 | 0.72102 | 0.72102 | 0.72102 | 0.72102 | 0.72102 | 0.72102 | 0.72102 | 0.72102 | 0.72102 | 0.72102 | 0.72102 | 0.72102 | 0.72102 | 0.72102 | 0.72102 | 0.72102 | 0.72102 | 0.72102 | 0.72102 | 0.72102 | 0.72102 | 0.72102 | 0.72102 | 0.72102 | 0.72102 | 0.72102 | 0.72102 | 0.72102 | 0.72102 | 0.72102 | 0 | 0 | 0 | 0 | 0 | 0 | 0 | 0 | 0
F5_Commercial_Restaurant_Existing_Food Preparation_Natural Gas_Range_E2 | F5 | Commercial | Restaurant | Existing | Food Preparation | Natural Gas | Range | E2 | Utility - Cost of Operation | 0.72112 | 0.72112 | 0.72112 | 0.72112 | 0.72112 | 0.72112 | 0.72112 | 0.72112 | 0.72112 | 0.72112 | 0.72112 | 0.72112 | 0.72112 | 0.72112 | 0.72112 | 0.72112 | 0.72112 | 0.72112 | 0.72112 | 0.72112 | 0.72112 | 0.72112 | 0.72112 | 0.72112 | 0.72112 | 0.72112 | 0.72112 | 0.72112 | 0.72112 | 0.72112 | 0.72112 | 0.72112 | 0.72112 | 0 | 0 | 0 | 0 | 0 | 0 | 0 | 0 | 0
F5_Commercial_Restaurant_Existing_Food Preparation_Natural Gas_Range_E3 | F5 | Commercial | Restaurant | Existing | Food Preparation | Natural Gas | Range | E3 | Utility - Cost of Operation | 0 | 0 | 0 | 0 | 0 | 0 | 0 | 0 | 0 | 0 | 0 | 0 | 0 | 0 | 0 | 0 | 0 | 0 | 0 | 0 | 0 | 0 | 0 | 0 | 0 | 0 | 0 | 0 | 0 | 0 | 0 | 0 | 0 | 0 | 0 | 0 | 0 | 0 | 0 | 0 | 0 | 0
F5_Commercial_Restaurant_Existing_Food Preparation_Natural Gas_Range_E4 | F5 | Commercial | Restaurant | Existing | Food Preparation | Natural Gas | Range | E4 | Utility - Cost of Operation | 0 | 0 | 0 | 0 | 0 | 0 | 0 | 0 | 0 | 0 | 0 | 0 | 0 | 0 | 0 | 0 | 0 | 0 | 0 | 0 | 0 | 0 | 0 | 0 | 0 | 0 | 0 | 0 | 0 | 0 | 0 | 0 | 0 | 0 | 0 | 0 | 0 | 0 | 0 | 0 | 0 | 0
F5_Commercial_Restaurant_Existing_Food Preparation_Natural Gas_Range_E5 | F5 | Commercial | Restaurant | Existing | Food Preparation | Natural Gas | Range | E5 | Utility - Cost of Operation | 0 | 0 | 0 | 0 | 0 | 0 | 0 | 0 | 0 | 0 | 0 | 0 | 0 | 0 | 0 | 0 | 0 | 0 | 0 | 0 | 0 | 0 | 0 | 0 | 0 | 0 | 0 | 0 | 0 | 0 | 0 | 0 | 0 | 0 | 0 | 0 | 0 | 0 | 0 | 0 | 0 | 0
F5_Commercial_Restaurant_Existing_Food Preparation_Natural Gas_Range_E6 | F5 | Commercial | Restaurant | Existing | Food Preparation | Natural Gas | Range | E6 | Utility - Cost of Operation | 0 | 0 | 0 | 0 | 0 | 0 | 0 | 0 | 0 | 0 | 0 | 0 | 0 | 0 | 0 | 0 | 0 | 0 | 0 | 0 | 0 | 0 | 0 | 0 | 0 | 0 | 0 | 0 | 0 | 0 | 0 | 0 | 0 | 0 | 0 | 0 | 0 | 0 | 0 | 0 | 0 | 0
F5_Commercial_Restaurant_Existing_Food Preparation_Natural Gas_Range_E7 | F5 | Commercial | Restaurant | Existing | Food Preparation | Natural Gas | Range | E7 | Utility - Cost of Operation | 0 | 0 | 0 | 0 | 0 | 0 | 0 | 0 | 0 | 0 | 0 | 0 | 0 | 0 | 0 | 0 | 0 | 0 | 0 | 0 | 0 | 0 | 0 | 0 | 0 | 0 | 0 | 0 | 0 | 0 | 0 | 0 | 0 | 0 | 0 | 0 | 0 | 0 | 0 | 0 | 0 | 0
F5_Commercial_Restaurant_Existing_Food Preparation_Natural Gas_Range_E8 | F5 | Commercial | Restaurant | Existing | Food Preparation | Natural Gas | Range | E8 | Utility - Cost of Operation | 0 | 0 | 0 | 0 | 0 | 0 | 0 | 0 | 0 | 0 | 0 | 0 | 0 | 0 | 0 | 0 | 0 | 0 | 0 | 0 | 0 | 0 | 0 | 0 | 0 | 0 | 0 | 0 | 0 | 0 | 0 | 0 | 0 | 0 | 0 | 0 | 0 | 0 | 0 | 0 | 0 | 0
F5_Commercial_Restaurant_Existing_Food Preparation_Natural Gas_Range_E9 | F5 | Commercial | Restaurant | Existing | Food Preparation | Natural Gas | Range | E9 | Utility - Cost of Operation | 0 | 0 | 0 | 0 | 0 | 0 | 0 | 0 | 0 | 0 | 0 | 0 | 0 | 0 | 0 | 0 | 0 | 0 | 0 | 0 | 0 | 0 | 0 | 0 | 0 | 0 | 0 | 0 | 0 | 0 | 0 | 0 | 0 | 0 | 0 | 0 | 0 | 0 | 0 | 0 | 0 | 0
F5_Commercial_Restaurant_Existing_Food Preparation_Natural Gas_Range_E10 | F5 | Commercial | Restaurant | Existing | Food Preparation | Natural Gas | Range | E10 | Utility - Cost of Operation | 0 | 0 | 0 | 0 | 0 | 0 | 0 | 0 | 0 | 0 | 0 | 0 | 0 | 0 | 0 | 0 | 0 | 0 | 0 | 0 | 0 | 0 | 0 | 0 | 0 | 0 | 0 | 0 | 0 | 0 | 0 | 0 | 0 | 0 | 0 | 0 | 0 | 0 | 0 | 0 | 0 | 0
F6_Commercial_Restaurant_Existing_Food Preparation_Natural Gas_Range_E1 | F6 | Commercial | Restaurant | Existing | Food Preparation | Natural Gas | Range | E1 | Utility - Value of Sales | 0.9534 | 0.95853 | 0.96678 | 0.96497 | 0.96497 | 0.96497 | 0.96497 | 0.96497 | 0.96497 | 0.96497 | 0.96497 | 0.96497 | 0.96497 | 0.96497 | 0.96497 | 0.96497 | 0.96497 | 0.96497 | 0.96497 | 0.96497 | 0.96497 | 0.96497 | 0.96497 | 0.96497 | 0.96497 | 0.96497 | 0.96497 | 0.96497 | 0.96497 | 0.96497 | 0.96497 | 0.96497 | 0.96497 | 0 | 0 | 0 | 0 | 0 | 0 | 0 | 0 | 0
F6_Commercial_Restaurant_Existing_Food Preparation_Natural Gas_Range_E2 | F6 | Commercial | Restaurant | Existing | Food Preparation | Natural Gas | Range | E2 | Utility - Value of Sales | 0.71505 | 0.7189 | 0.72508 | 0.72373 | 0.72373 | 0.72373 | 0.72373 | 0.72373 | 0.72373 | 0.72373 | 0.72373 | 0.72373 | 0.72373 | 0.72373 | 0.72373 | 0.72373 | 0.72373 | 0.72373 | 0.72373 | 0.72373 | 0.72373 | 0.72373 | 0.72373 | 0.72373 | 0.72373 | 0.72373 | 0.72373 | 0.72373 | 0.72373 | 0.72373 | 0.72373 | 0.72373 | 0.72373 | 0 | 0 | 0 | 0 | 0 | 0 | 0 | 0 | 0
F6_Commercial_Restaurant_Existing_Food Preparation_Natural Gas_Range_E3 | F6 | Commercial | Restaurant | Existing | Food Preparation | Natural Gas | Range | E3 | Utility - Value of Sales | 0 | 0 | 0 | 0 | 0 | 0 | 0 | 0 | 0 | 0 | 0 | 0 | 0 | 0 | 0 | 0 | 0 | 0 | 0 | 0 | 0 | 0 | 0 | 0 | 0 | 0 | 0 | 0 | 0 | 0 | 0 | 0 | 0 | 0 | 0 | 0 | 0 | 0 | 0 | 0 | 0 | 0
F6_Commercial_Restaurant_Existing_Food Preparation_Natural Gas_Range_E4 | F6 | Commercial | Restaurant | Existing | Food Preparation | Natural Gas | Range | E4 | Utility - Value of Sales | 0 | 0 | 0 | 0 | 0 | 0 | 0 | 0 | 0 | 0 | 0 | 0 | 0 | 0 | 0 | 0 | 0 | 0 | 0 | 0 | 0 | 0 | 0 | 0 | 0 | 0 | 0 | 0 | 0 | 0 | 0 | 0 | 0 | 0 | 0 | 0 | 0 | 0 | 0 | 0 | 0 | 0
F6_Commercial_Restaurant_Existing_Food Preparation_Natural Gas_Range_E5 | F6 | Commercial | Restaurant | Existing | Food Preparation | Natural Gas | Range | E5 | Utility - Value of Sales | 0 | 0 | 0 | 0 | 0 | 0 | 0 | 0 | 0 | 0 | 0 | 0 | 0 | 0 | 0 | 0 | 0 | 0 | 0 | 0 | 0 | 0 | 0 | 0 | 0 | 0 | 0 | 0 | 0 | 0 | 0 | 0 | 0 | 0 | 0 | 0 | 0 | 0 | 0 | 0 | 0 | 0
F6_Commercial_Restaurant_Existing_Food Preparation_Natural Gas_Range_E6 | F6 | Commercial | Restaurant | Existing | Food Preparation | Natural Gas | Range | E6 | Utility - Value of Sales | 0 | 0 | 0 | 0 | 0 | 0 | 0 | 0 | 0 | 0 | 0 | 0 | 0 | 0 | 0 | 0 | 0 | 0 | 0 | 0 | 0 | 0 | 0 | 0 | 0 | 0 | 0 | 0 | 0 | 0 | 0 | 0 | 0 | 0 | 0 | 0 | 0 | 0 | 0 | 0 | 0 | 0
F6_Commercial_Restaurant_Existing_Food Preparation_Natural Gas_Range_E7 | F6 | Commercial | Restaurant | Existing | Food Preparation | Natural Gas | Range | E7 | Utility - Value of Sales | 0 | 0 | 0 | 0 | 0 | 0 | 0 | 0 | 0 | 0 | 0 | 0 | 0 | 0 | 0 | 0 | 0 | 0 | 0 | 0 | 0 | 0 | 0 | 0 | 0 | 0 | 0 | 0 | 0 | 0 | 0 | 0 | 0 | 0 | 0 | 0 | 0 | 0 | 0 | 0 | 0 | 0
F6_Commercial_Restaurant_Existing_Food Preparation_Natural Gas_Range_E8 | F6 | Commercial | Restaurant | Existing | Food Preparation | Natural Gas | Range | E8 | Utility - Value of Sales | 0 | 0 | 0 | 0 | 0 | 0 | 0 | 0 | 0 | 0 | 0 | 0 | 0 | 0 | 0 | 0 | 0 | 0 | 0 | 0 | 0 | 0 | 0 | 0 | 0 | 0 | 0 | 0 | 0 | 0 | 0 | 0 | 0 | 0 | 0 | 0 | 0 | 0 | 0 | 0 | 0 | 0
F6_Commercial_Restaurant_Existing_Food Preparation_Natural Gas_Range_E9 | F6 | Commercial | Restaurant | Existing | Food Preparation | Natural Gas | Range | E9 | Utility - Value of Sales | 0 | 0 | 0 | 0 | 0 | 0 | 0 | 0 | 0 | 0 | 0 | 0 | 0 | 0 | 0 | 0 | 0 | 0 | 0 | 0 | 0 | 0 | 0 | 0 | 0 | 0 | 0 | 0 | 0 | 0 | 0 | 0 | 0 | 0 | 0 | 0 | 0 | 0 | 0 | 0 | 0 | 0
F6_Commercial_Restaurant_Existing_Food Preparation_Natural Gas_Range_E10 | F6 | Commercial | Restaurant | Existing | Food Preparation | Natural Gas | Range | E10 | Utility - Value of Sales | 0 | 0 | 0 | 0 | 0 | 0 | 0 | 0 | 0 | 0 | 0 | 0 | 0 | 0 | 0 | 0 | 0 | 0 | 0 | 0 | 0 | 0 | 0 | 0 | 0 | 0 | 0 | 0 | 0 | 0 | 0 | 0 | 0 | 0 | 0 | 0 | 0 | 0 | 0 | 0 | 0 | 0
F1_Commercial_Restaurant_Existing_Food Preparation_Natural Gas_Steamer_E1 | F1 | Commercial | Restaurant | Existing | Food Preparation | Natural Gas | Steamer | E1 | RVT - Cost of Equipment | 3.5358 | 3.54 | 3.559 | 0 | 0 | 0 | 0 | 0 | 0 | 0 | 0 | 0 | 0 | 0 | 0 | 0 | 0 | 0 | 0 | 0 | 0 | 0 | 0 | 0 | 0 | 0 | 0 | 0 | 0 | 0 | 0 | 0 | 0 | 0 | 0 | 0 | 0 | 0 | 0 | 0 | 0 | 0
F1_Commercial_Restaurant_Existing_Food Preparation_Natural Gas_Steamer_E2 | F1 | Commercial | Restaurant | Existing | Food Preparation | Natural Gas | Steamer | E2 | RVT - Cost of Equipment | 0.73754 | 0.7384 | 0.74237 | 0.73853 | 0.73649 | 0.73938 | 0.74647 | 0.75229 | 0.75935 | 0.76616 | 0.77301 | 0.77946 | 0.78631 | 0.79343 | 0.8003 | 0.80731 | 0.81439 | 0.82195 | 0.82966 | 0.83754 | 0.84505 | 0.85266 | 0.85954 | 0.86654 | 0.87269 | 0.878 | 0.88283 | 0.887 | 0.89026 | 0.89294 | 0.8944 | 0.89538 | 0.89538 | 0 | 0 | 0 | 0 | 0 | 0 | 0 | 0 | 0
F1_Commercial_Restaurant_Existing_Food Preparation_Natural Gas_Steamer_E3 | F1 | Commercial | Restaurant | Existing | Food Preparation | Natural Gas | Steamer | E3 | RVT - Cost of Equipment | 0 | 0 | 0 | 0 | 0 | 0 | 0 | 0 | 0 | 0 | 0 | 0 | 0 | 0 | 0 | 0 | 0 | 0 | 0 | 0 | 0 | 0 | 0 | 0 | 0 | 0 | 0 | 0 | 0 | 0 | 0 | 0 | 0 | 0 | 0 | 0 | 0 | 0 | 0 | 0 | 0 | 0
F1_Commercial_Restaurant_Existing_Food Preparation_Natural Gas_Steamer_E4 | F1 | Commercial | Restaurant | Existing | Food Preparation | Natural Gas | Steamer | E4 | RVT - Cost of Equipment | 0 | 0 | 0 | 0 | 0 | 0 | 0 | 0 | 0 | 0 | 0 | 0 | 0 | 0 | 0 | 0 | 0 | 0 | 0 | 0 | 0 | 0 | 0 | 0 | 0 | 0 | 0 | 0 | 0 | 0 | 0 | 0 | 0 | 0 | 0 | 0 | 0 | 0 | 0 | 0 | 0 | 0
F1_Commercial_Restaurant_Existing_Food Preparation_Natural Gas_Steamer_E5 | F1 | Commercial | Restaurant | Existing | Food Preparation | Natural Gas | Steamer | E5 | RVT - Cost of Equipment | 0 | 0 | 0 | 0 | 0 | 0 | 0 | 0 | 0 | 0 | 0 | 0 | 0 | 0 | 0 | 0 | 0 | 0 | 0 | 0 | 0 | 0 | 0 | 0 | 0 | 0 | 0 | 0 | 0 | 0 | 0 | 0 | 0 | 0 | 0 | 0 | 0 | 0 | 0 | 0 | 0 | 0
F1_Commercial_Restaurant_Existing_Food Preparation_Natural Gas_Steamer_E6 | F1 | Commercial | Restaurant | Existing | Food Preparation | Natural Gas | Steamer | E6 | RVT - Cost of Equipment | 0 | 0 | 0 | 0 | 0 | 0 | 0 | 0 | 0 | 0 | 0 | 0 | 0 | 0 | 0 | 0 | 0 | 0 | 0 | 0 | 0 | 0 | 0 | 0 | 0 | 0 | 0 | 0 | 0 | 0 | 0 | 0 | 0 | 0 | 0 | 0 | 0 | 0 | 0 | 0 | 0 | 0
F1_Commercial_Restaurant_Existing_Food Preparation_Natural Gas_Steamer_E7 | F1 | Commercial | Restaurant | Existing | Food Preparation | Natural Gas | Steamer | E7 | RVT - Cost of Equipment | 0 | 0 | 0 | 0 | 0 | 0 | 0 | 0 | 0 | 0 | 0 | 0 | 0 | 0 | 0 | 0 | 0 | 0 | 0 | 0 | 0 | 0 | 0 | 0 | 0 | 0 | 0 | 0 | 0 | 0 | 0 | 0 | 0 | 0 | 0 | 0 | 0 | 0 | 0 | 0 | 0 | 0
F1_Commercial_Restaurant_Existing_Food Preparation_Natural Gas_Steamer_E8 | F1 | Commercial | Restaurant | Existing | Food Preparation | Natural Gas | Steamer | E8 | RVT - Cost of Equipment | 0 | 0 | 0 | 0 | 0 | 0 | 0 | 0 | 0 | 0 | 0 | 0 | 0 | 0 | 0 | 0 | 0 | 0 | 0 | 0 | 0 | 0 | 0 | 0 | 0 | 0 | 0 | 0 | 0 | 0 | 0 | 0 | 0 | 0 | 0 | 0 | 0 | 0 | 0 | 0 | 0 | 0
F1_Commercial_Restaurant_Existing_Food Preparation_Natural Gas_Steamer_E9 | F1 | Commercial | Restaurant | Existing | Food Preparation | Natural Gas | Steamer | E9 | RVT - Cost of Equipment | 0 | 0 | 0 | 0 | 0 | 0 | 0 | 0 | 0 | 0 | 0 | 0 | 0 | 0 | 0 | 0 | 0 | 0 | 0 | 0 | 0 | 0 | 0 | 0 | 0 | 0 | 0 | 0 | 0 | 0 | 0 | 0 | 0 | 0 | 0 | 0 | 0 | 0 | 0 | 0 | 0 | 0
F1_Commercial_Restaurant_Existing_Food Preparation_Natural Gas_Steamer_E10 | F1 | Commercial | Restaurant | Existing | Food Preparation | Natural Gas | Steamer | E10 | RVT - Cost of Equipment | 0 | 0 | 0 | 0 | 0 | 0 | 0 | 0 | 0 | 0 | 0 | 0 | 0 | 0 | 0 | 0 | 0 | 0 | 0 | 0 | 0 | 0 | 0 | 0 | 0 | 0 | 0 | 0 | 0 | 0 | 0 | 0 | 0 | 0 | 0 | 0 | 0 | 0 | 0 | 0 | 0 | 0
F2_Commercial_Restaurant_Existing_Food Preparation_Natural Gas_Steamer_E1 | F2 | Commercial | Restaurant | Existing | Food Preparation | Natural Gas | Steamer | E1 | RVT - Cost of Operation | 4.2361 | 4.2411 | 4.2639 | 0 | 0 | 0 | 0 | 0 | 0 | 0 | 0 | 0 | 0 | 0 | 0 | 0 | 0 | 0 | 0 | 0 | 0 | 0 | 0 | 0 | 0 | 0 | 0 | 0 | 0 | 0 | 0 | 0 | 0 | 0 | 0 | 0 | 0 | 0 | 0 | 0 | 0 | 0
F2_Commercial_Restaurant_Existing_Food Preparation_Natural Gas_Steamer_E2 | F2 | Commercial | Restaurant | Existing | Food Preparation | Natural Gas | Steamer | E2 | RVT - Cost of Operation | 0.88362 | 0.88465 | 0.88941 | 0.8848 | 0.88237 | 0.88583 | 0.89432 | 0.9013 | 0.90975 | 0.91791 | 0.92611 | 0.93384 | 0.94206 | 0.95058 | 0.95881 | 0.96721 | 0.97569 | 0.98475 | 0.99398 | 1.0034 | 1.0124 | 1.0215 | 1.0298 | 1.0382 | 1.0455 | 1.0519 | 1.0577 | 1.0627 | 1.0666 | 1.0698 | 1.0715 | 1.0727 | 1.0727 | 0 | 0 | 0 | 0 | 0 | 0 | 0 | 0 | 0
F2_Commercial_Restaurant_Existing_Food Preparation_Natural Gas_Steamer_E3 | F2 | Commercial | Restaurant | Existing | Food Preparation | Natural Gas | Steamer | E3 | RVT - Cost of Operation | 0 | 0 | 0 | 0 | 0 | 0 | 0 | 0 | 0 | 0 | 0 | 0 | 0 | 0 | 0 | 0 | 0 | 0 | 0 | 0 | 0 | 0 | 0 | 0 | 0 | 0 | 0 | 0 | 0 | 0 | 0 | 0 | 0 | 0 | 0 | 0 | 0 | 0 | 0 | 0 | 0 | 0
F2_Commercial_Restaurant_Existing_Food Preparation_Natural Gas_Steamer_E4 | F2 | Commercial | Restaurant | Existing | Food Preparation | Natural Gas | Steamer | E4 | RVT - Cost of Operation | 0 | 0 | 0 | 0 | 0 | 0 | 0 | 0 | 0 | 0 | 0 | 0 | 0 | 0 | 0 | 0 | 0 | 0 | 0 | 0 | 0 | 0 | 0 | 0 | 0 | 0 | 0 | 0 | 0 | 0 | 0 | 0 | 0 | 0 | 0 | 0 | 0 | 0 | 0 | 0 | 0 | 0
F2_Commercial_Restaurant_Existing_Food Preparation_Natural Gas_Steamer_E5 | F2 | Commercial | Restaurant | Existing | Food Preparation | Natural Gas | Steamer | E5 | RVT - Cost of Operation | 0 | 0 | 0 | 0 | 0 | 0 | 0 | 0 | 0 | 0 | 0 | 0 | 0 | 0 | 0 | 0 | 0 | 0 | 0 | 0 | 0 | 0 | 0 | 0 | 0 | 0 | 0 | 0 | 0 | 0 | 0 | 0 | 0 | 0 | 0 | 0 | 0 | 0 | 0 | 0 | 0 | 0
F2_Commercial_Restaurant_Existing_Food Preparation_Natural Gas_Steamer_E6 | F2 | Commercial | Restaurant | Existing | Food Preparation | Natural Gas | Steamer | E6 | RVT - Cost of Operation | 0 | 0 | 0 | 0 | 0 | 0 | 0 | 0 | 0 | 0 | 0 | 0 | 0 | 0 | 0 | 0 | 0 | 0 | 0 | 0 | 0 | 0 | 0 | 0 | 0 | 0 | 0 | 0 | 0 | 0 | 0 | 0 | 0 | 0 | 0 | 0 | 0 | 0 | 0 | 0 | 0 | 0
F2_Commercial_Restaurant_Existing_Food Preparation_Natural Gas_Steamer_E7 | F2 | Commercial | Restaurant | Existing | Food Preparation | Natural Gas | Steamer | E7 | RVT - Cost of Operation | 0 | 0 | 0 | 0 | 0 | 0 | 0 | 0 | 0 | 0 | 0 | 0 | 0 | 0 | 0 | 0 | 0 | 0 | 0 | 0 | 0 | 0 | 0 | 0 | 0 | 0 | 0 | 0 | 0 | 0 | 0 | 0 | 0 | 0 | 0 | 0 | 0 | 0 | 0 | 0 | 0 | 0
F2_Commercial_Restaurant_Existing_Food Preparation_Natural Gas_Steamer_E8 | F2 | Commercial | Restaurant | Existing | Food Preparation | Natural Gas | Steamer | E8 | RVT - Cost of Operation | 0 | 0 | 0 | 0 | 0 | 0 | 0 | 0 | 0 | 0 | 0 | 0 | 0 | 0 | 0 | 0 | 0 | 0 | 0 | 0 | 0 | 0 | 0 | 0 | 0 | 0 | 0 | 0 | 0 | 0 | 0 | 0 | 0 | 0 | 0 | 0 | 0 | 0 | 0 | 0 | 0 | 0
F2_Commercial_Restaurant_Existing_Food Preparation_Natural Gas_Steamer_E9 | F2 | Commercial | Restaurant | Existing | Food Preparation | Natural Gas | Steamer | E9 | RVT - Cost of Operation | 0 | 0 | 0 | 0 | 0 | 0 | 0 | 0 | 0 | 0 | 0 | 0 | 0 | 0 | 0 | 0 | 0 | 0 | 0 | 0 | 0 | 0 | 0 | 0 | 0 | 0 | 0 | 0 | 0 | 0 | 0 | 0 | 0 | 0 | 0 | 0 | 0 | 0 | 0 | 0 | 0 | 0
F2_Commercial_Restaurant_Existing_Food Preparation_Natural Gas_Steamer_E10 | F2 | Commercial | Restaurant | Existing | Food Preparation | Natural Gas | Steamer | E10 | RVT - Cost of Operation | 0 | 0 | 0 | 0 | 0 | 0 | 0 | 0 | 0 | 0 | 0 | 0 | 0 | 0 | 0 | 0 | 0 | 0 | 0 | 0 | 0 | 0 | 0 | 0 | 0 | 0 | 0 | 0 | 0 | 0 | 0 | 0 | 0 | 0 | 0 | 0 | 0 | 0 | 0 | 0 | 0 | 0
F3_Commercial_Restaurant_Existing_Food Preparation_Natural Gas_Steamer_E1 | F3 | Commercial | Restaurant | Existing | Food Preparation | Natural Gas | Steamer | E1 | System - kBTUs of Consumption | 2.1765 | 2.1765 | 2.1765 | 0 | 0 | 0 | 0 | 0 | 0 | 0 | 0 | 0 | 0 | 0 | 0 | 0 | 0 | 0 | 0 | 0 | 0 | 0 | 0 | 0 | 0 | 0 | 0 | 0 | 0 | 0 | 0 | 0 | 0 | 0 | 0 | 0 | 0 | 0 | 0 | 0 | 0 | 0
F3_Commercial_Restaurant_Existing_Food Preparation_Natural Gas_Steamer_E2 | F3 | Commercial | Restaurant | Existing | Food Preparation | Natural Gas | Steamer | E2 | System - kBTUs of Consumption | 2.3381 | 2.3381 | 2.3381 | 2.3381 | 2.3381 | 2.3381 | 2.3381 | 2.3381 | 2.3381 | 2.3381 | 2.3381 | 2.3381 | 2.3381 | 2.3381 | 2.3381 | 2.3381 | 2.3381 | 2.3381 | 2.3381 | 2.3381 | 2.3381 | 2.3381 | 2.3381 | 2.3381 | 2.3381 | 2.3381 | 2.3381 | 2.3381 | 2.3381 | 2.3381 | 2.3381 | 2.3381 | 2.3381 | 0 | 0 | 0 | 0 | 0 | 0 | 0 | 0 | 0
F3_Commercial_Restaurant_Existing_Food Preparation_Natural Gas_Steamer_E3 | F3 | Commercial | Restaurant | Existing | Food Preparation | Natural Gas | Steamer | E3 | System - kBTUs of Consumption | 0 | 0 | 0 | 0 | 0 | 0 | 0 | 0 | 0 | 0 | 0 | 0 | 0 | 0 | 0 | 0 | 0 | 0 | 0 | 0 | 0 | 0 | 0 | 0 | 0 | 0 | 0 | 0 | 0 | 0 | 0 | 0 | 0 | 0 | 0 | 0 | 0 | 0 | 0 | 0 | 0 | 0
F3_Commercial_Restaurant_Existing_Food Preparation_Natural Gas_Steamer_E4 | F3 | Commercial | Restaurant | Existing | Food Preparation | Natural Gas | Steamer | E4 | System - kBTUs of Consumption | 0 | 0 | 0 | 0 | 0 | 0 | 0 | 0 | 0 | 0 | 0 | 0 | 0 | 0 | 0 | 0 | 0 | 0 | 0 | 0 | 0 | 0 | 0 | 0 | 0 | 0 | 0 | 0 | 0 | 0 | 0 | 0 | 0 | 0 | 0 | 0 | 0 | 0 | 0 | 0 | 0 | 0
F3_Commercial_Restaurant_Existing_Food Preparation_Natural Gas_Steamer_E5 | F3 | Commercial | Restaurant | Existing | Food Preparation | Natural Gas | Steamer | E5 | System - kBTUs of Consumption | 0 | 0 | 0 | 0 | 0 | 0 | 0 | 0 | 0 | 0 | 0 | 0 | 0 | 0 | 0 | 0 | 0 | 0 | 0 | 0 | 0 | 0 | 0 | 0 | 0 | 0 | 0 | 0 | 0 | 0 | 0 | 0 | 0 | 0 | 0 | 0 | 0 | 0 | 0 | 0 | 0 | 0
F3_Commercial_Restaurant_Existing_Food Preparation_Natural Gas_Steamer_E6 | F3 | Commercial | Restaurant | Existing | Food Preparation | Natural Gas | Steamer | E6 | System - kBTUs of Consumption | 0 | 0 | 0 | 0 | 0 | 0 | 0 | 0 | 0 | 0 | 0 | 0 | 0 | 0 | 0 | 0 | 0 | 0 | 0 | 0 | 0 | 0 | 0 | 0 | 0 | 0 | 0 | 0 | 0 | 0 | 0 | 0 | 0 | 0 | 0 | 0 | 0 | 0 | 0 | 0 | 0 | 0
F3_Commercial_Restaurant_Existing_Food Preparation_Natural Gas_Steamer_E7 | F3 | Commercial | Restaurant | Existing | Food Preparation | Natural Gas | Steamer | E7 | System - kBTUs of Consumption | 0 | 0 | 0 | 0 | 0 | 0 | 0 | 0 | 0 | 0 | 0 | 0 | 0 | 0 | 0 | 0 | 0 | 0 | 0 | 0 | 0 | 0 | 0 | 0 | 0 | 0 | 0 | 0 | 0 | 0 | 0 | 0 | 0 | 0 | 0 | 0 | 0 | 0 | 0 | 0 | 0 | 0
F3_Commercial_Restaurant_Existing_Food Preparation_Natural Gas_Steamer_E8 | F3 | Commercial | Restaurant | Existing | Food Preparation | Natural Gas | Steamer | E8 | System - kBTUs of Consumption | 0 | 0 | 0 | 0 | 0 | 0 | 0 | 0 | 0 | 0 | 0 | 0 | 0 | 0 | 0 | 0 | 0 | 0 | 0 | 0 | 0 | 0 | 0 | 0 | 0 | 0 | 0 | 0 | 0 | 0 | 0 | 0 | 0 | 0 | 0 | 0 | 0 | 0 | 0 | 0 | 0 | 0
F3_Commercial_Restaurant_Existing_Food Preparation_Natural Gas_Steamer_E9 | F3 | Commercial | Restaurant | Existing | Food Preparation | Natural Gas | Steamer | E9 | System - kBTUs of Consumption | 0 | 0 | 0 | 0 | 0 | 0 | 0 | 0 | 0 | 0 | 0 | 0 | 0 | 0 | 0 | 0 | 0 | 0 | 0 | 0 | 0 | 0 | 0 | 0 | 0 | 0 | 0 | 0 | 0 | 0 | 0 | 0 | 0 | 0 | 0 | 0 | 0 | 0 | 0 | 0 | 0 | 0
F3_Commercial_Restaurant_Existing_Food Preparation_Natural Gas_Steamer_E10 | F3 | Commercial | Restaurant | Existing | Food Preparation | Natural Gas | Steamer | E10 | System - kBTUs of Consumption | 0 | 0 | 0 | 0 | 0 | 0 | 0 | 0 | 0 | 0 | 0 | 0 | 0 | 0 | 0 | 0 | 0 | 0 | 0 | 0 | 0 | 0 | 0 | 0 | 0 | 0 | 0 | 0 | 0 | 0 | 0 | 0 | 0 | 0 | 0 | 0 | 0 | 0 | 0 | 0 | 0 | 0
F4_Commercial_Restaurant_Existing_Food Preparation_Natural Gas_Steamer_E1 | F4 | Commercial | Restaurant | Existing | Food Preparation | Natural Gas | Steamer | E1 | Utility - Cost of Equipment | 4.2361 | 4.2411 | 4.2639 | 0 | 0 | 0 | 0 | 0 | 0 | 0 | 0 | 0 | 0 | 0 | 0 | 0 | 0 | 0 | 0 | 0 | 0 | 0 | 0 | 0 | 0 | 0 | 0 | 0 | 0 | 0 | 0 | 0 | 0 | 0 | 0 | 0 | 0 | 0 | 0 | 0 | 0 | 0
F4_Commercial_Restaurant_Existing_Food Preparation_Natural Gas_Steamer_E2 | F4 | Commercial | Restaurant | Existing | Food Preparation | Natural Gas | Steamer | E2 | Utility - Cost of Equipment | 0.88362 | 0.88465 | 0.88941 | 0.8848 | 0.88237 | 0.88583 | 0.89432 | 0.9013 | 0.90975 | 0.91791 | 0.92611 | 0.93384 | 0.94206 | 0.95058 | 0.95881 | 0.96721 | 0.97569 | 0.98475 | 0.99398 | 1.0034 | 1.0124 | 1.0215 | 1.0298 | 1.0382 | 1.0455 | 1.0519 | 1.0577 | 1.0627 | 1.0666 | 1.0698 | 1.0715 | 1.0727 | 1.0727 | 0 | 0 | 0 | 0 | 0 | 0 | 0 | 0 | 0
F4_Commercial_Restaurant_Existing_Food Preparation_Natural Gas_Steamer_E3 | F4 | Commercial | Restaurant | Existing | Food Preparation | Natural Gas | Steamer | E3 | Utility - Cost of Equipment | 0 | 0 | 0 | 0 | 0 | 0 | 0 | 0 | 0 | 0 | 0 | 0 | 0 | 0 | 0 | 0 | 0 | 0 | 0 | 0 | 0 | 0 | 0 | 0 | 0 | 0 | 0 | 0 | 0 | 0 | 0 | 0 | 0 | 0 | 0 | 0 | 0 | 0 | 0 | 0 | 0 | 0
F4_Commercial_Restaurant_Existing_Food Preparation_Natural Gas_Steamer_E4 | F4 | Commercial | Restaurant | Existing | Food Preparation | Natural Gas | Steamer | E4 | Utility - Cost of Equipment | 0 | 0 | 0 | 0 | 0 | 0 | 0 | 0 | 0 | 0 | 0 | 0 | 0 | 0 | 0 | 0 | 0 | 0 | 0 | 0 | 0 | 0 | 0 | 0 | 0 | 0 | 0 | 0 | 0 | 0 | 0 | 0 | 0 | 0 | 0 | 0 | 0 | 0 | 0 | 0 | 0 | 0
F4_Commercial_Restaurant_Existing_Food Preparation_Natural Gas_Steamer_E5 | F4 | Commercial | Restaurant | Existing | Food Preparation | Natural Gas | Steamer | E5 | Utility - Cost of Equipment | 0 | 0 | 0 | 0 | 0 | 0 | 0 | 0 | 0 | 0 | 0 | 0 | 0 | 0 | 0 | 0 | 0 | 0 | 0 | 0 | 0 | 0 | 0 | 0 | 0 | 0 | 0 | 0 | 0 | 0 | 0 | 0 | 0 | 0 | 0 | 0 | 0 | 0 | 0 | 0 | 0 | 0
F4_Commercial_Restaurant_Existing_Food Preparation_Natural Gas_Steamer_E6 | F4 | Commercial | Restaurant | Existing | Food Preparation | Natural Gas | Steamer | E6 | Utility - Cost of Equipment | 0 | 0 | 0 | 0 | 0 | 0 | 0 | 0 | 0 | 0 | 0 | 0 | 0 | 0 | 0 | 0 | 0 | 0 | 0 | 0 | 0 | 0 | 0 | 0 | 0 | 0 | 0 | 0 | 0 | 0 | 0 | 0 | 0 | 0 | 0 | 0 | 0 | 0 | 0 | 0 | 0 | 0
F4_Commercial_Restaurant_Existing_Food Preparation_Natural Gas_Steamer_E7 | F4 | Commercial | Restaurant | Existing | Food Preparation | Natural Gas | Steamer | E7 | Utility - Cost of Equipment | 0 | 0 | 0 | 0 | 0 | 0 | 0 | 0 | 0 | 0 | 0 | 0 | 0 | 0 | 0 | 0 | 0 | 0 | 0 | 0 | 0 | 0 | 0 | 0 | 0 | 0 | 0 | 0 | 0 | 0 | 0 | 0 | 0 | 0 | 0 | 0 | 0 | 0 | 0 | 0 | 0 | 0
F4_Commercial_Restaurant_Existing_Food Preparation_Natural Gas_Steamer_E8 | F4 | Commercial | Restaurant | Existing | Food Preparation | Natural Gas | Steamer | E8 | Utility - Cost of Equipment | 0 | 0 | 0 | 0 | 0 | 0 | 0 | 0 | 0 | 0 | 0 | 0 | 0 | 0 | 0 | 0 | 0 | 0 | 0 | 0 | 0 | 0 | 0 | 0 | 0 | 0 | 0 | 0 | 0 | 0 | 0 | 0 | 0 | 0 | 0 | 0 | 0 | 0 | 0 | 0 | 0 | 0
F4_Commercial_Restaurant_Existing_Food Preparation_Natural Gas_Steamer_E9 | F4 | Commercial | Restaurant | Existing | Food Preparation | Natural Gas | Steamer | E9 | Utility - Cost of Equipment | 0 | 0 | 0 | 0 | 0 | 0 | 0 | 0 | 0 | 0 | 0 | 0 | 0 | 0 | 0 | 0 | 0 | 0 | 0 | 0 | 0 | 0 | 0 | 0 | 0 | 0 | 0 | 0 | 0 | 0 | 0 | 0 | 0 | 0 | 0 | 0 | 0 | 0 | 0 | 0 | 0 | 0
F4_Commercial_Restaurant_Existing_Food Preparation_Natural Gas_Steamer_E10 | F4 | Commercial | Restaurant | Existing | Food Preparation | Natural Gas | Steamer | E10 | Utility - Cost of Equipment | 0 | 0 | 0 | 0 | 0 | 0 | 0 | 0 | 0 | 0 | 0 | 0 | 0 | 0 | 0 | 0 | 0 | 0 | 0 | 0 | 0 | 0 | 0 | 0 | 0 | 0 | 0 | 0 | 0 | 0 | 0 | 0 | 0 | 0 | 0 | 0 | 0 | 0 | 0 | 0 | 0 | 0
F5_Commercial_Restaurant_Existing_Food Preparation_Natural Gas_Steamer_E1 | F5 | Commercial | Restaurant | Existing | Food Preparation | Natural Gas | Steamer | E1 | Utility - Cost of Operation | 2.1765 | 2.1765 | 2.1765 | 0 | 0 | 0 | 0 | 0 | 0 | 0 | 0 | 0 | 0 | 0 | 0 | 0 | 0 | 0 | 0 | 0 | 0 | 0 | 0 | 0 | 0 | 0 | 0 | 0 | 0 | 0 | 0 | 0 | 0 | 0 | 0 | 0 | 0 | 0 | 0 | 0 | 0 | 0
F5_Commercial_Restaurant_Existing_Food Preparation_Natural Gas_Steamer_E2 | F5 | Commercial | Restaurant | Existing | Food Preparation | Natural Gas | Steamer | E2 | Utility - Cost of Operation | 2.3381 | 2.3381 | 2.3381 | 2.3381 | 2.3381 | 2.3381 | 2.3381 | 2.3381 | 2.3381 | 2.3381 | 2.3381 | 2.3381 | 2.3381 | 2.3381 | 2.3381 | 2.3381 | 2.3381 | 2.3381 | 2.3381 | 2.3381 | 2.3381 | 2.3381 | 2.3381 | 2.3381 | 2.3381 | 2.3381 | 2.3381 | 2.3381 | 2.3381 | 2.3381 | 2.3381 | 2.3381 | 2.3381 | 0 | 0 | 0 | 0 | 0 | 0 | 0 | 0 | 0
F5_Commercial_Restaurant_Existing_Food Preparation_Natural Gas_Steamer_E3 | F5 | Commercial | Restaurant | Existing | Food Preparation | Natural Gas | Steamer | E3 | Utility - Cost of Operation | 0 | 0 | 0 | 0 | 0 | 0 | 0 | 0 | 0 | 0 | 0 | 0 | 0 | 0 | 0 | 0 | 0 | 0 | 0 | 0 | 0 | 0 | 0 | 0 | 0 | 0 | 0 | 0 | 0 | 0 | 0 | 0 | 0 | 0 | 0 | 0 | 0 | 0 | 0 | 0 | 0 | 0
F5_Commercial_Restaurant_Existing_Food Preparation_Natural Gas_Steamer_E4 | F5 | Commercial | Restaurant | Existing | Food Preparation | Natural Gas | Steamer | E4 | Utility - Cost of Operation | 0 | 0 | 0 | 0 | 0 | 0 | 0 | 0 | 0 | 0 | 0 | 0 | 0 | 0 | 0 | 0 | 0 | 0 | 0 | 0 | 0 | 0 | 0 | 0 | 0 | 0 | 0 | 0 | 0 | 0 | 0 | 0 | 0 | 0 | 0 | 0 | 0 | 0 | 0 | 0 | 0 | 0
F5_Commercial_Restaurant_Existing_Food Preparation_Natural Gas_Steamer_E5 | F5 | Commercial | Restaurant | Existing | Food Preparation | Natural Gas | Steamer | E5 | Utility - Cost of Operation | 0 | 0 | 0 | 0 | 0 | 0 | 0 | 0 | 0 | 0 | 0 | 0 | 0 | 0 | 0 | 0 | 0 | 0 | 0 | 0 | 0 | 0 | 0 | 0 | 0 | 0 | 0 | 0 | 0 | 0 | 0 | 0 | 0 | 0 | 0 | 0 | 0 | 0 | 0 | 0 | 0 | 0
F5_Commercial_Restaurant_Existing_Food Preparation_Natural Gas_Steamer_E6 | F5 | Commercial | Restaurant | Existing | Food Preparation | Natural Gas | Steamer | E6 | Utility - Cost of Operation | 0 | 0 | 0 | 0 | 0 | 0 | 0 | 0 | 0 | 0 | 0 | 0 | 0 | 0 | 0 | 0 | 0 | 0 | 0 | 0 | 0 | 0 | 0 | 0 | 0 | 0 | 0 | 0 | 0 | 0 | 0 | 0 | 0 | 0 | 0 | 0 | 0 | 0 | 0 | 0 | 0 | 0
F5_Commercial_Restaurant_Existing_Food Preparation_Natural Gas_Steamer_E7 | F5 | Commercial | Restaurant | Existing | Food Preparation | Natural Gas | Steamer | E7 | Utility - Cost of Operation | 0 | 0 | 0 | 0 | 0 | 0 | 0 | 0 | 0 | 0 | 0 | 0 | 0 | 0 | 0 | 0 | 0 | 0 | 0 | 0 | 0 | 0 | 0 | 0 | 0 | 0 | 0 | 0 | 0 | 0 | 0 | 0 | 0 | 0 | 0 | 0 | 0 | 0 | 0 | 0 | 0 | 0
F5_Commercial_Restaurant_Existing_Food Preparation_Natural Gas_Steamer_E8 | F5 | Commercial | Restaurant | Existing | Food Preparation | Natural Gas | Steamer | E8 | Utility - Cost of Operation | 0 | 0 | 0 | 0 | 0 | 0 | 0 | 0 | 0 | 0 | 0 | 0 | 0 | 0 | 0 | 0 | 0 | 0 | 0 | 0 | 0 | 0 | 0 | 0 | 0 | 0 | 0 | 0 | 0 | 0 | 0 | 0 | 0 | 0 | 0 | 0 | 0 | 0 | 0 | 0 | 0 | 0
F5_Commercial_Restaurant_Existing_Food Preparation_Natural Gas_Steamer_E9 | F5 | Commercial | Restaurant | Existing | Food Preparation | Natural Gas | Steamer | E9 | Utility - Cost of Operation | 0 | 0 | 0 | 0 | 0 | 0 | 0 | 0 | 0 | 0 | 0 | 0 | 0 | 0 | 0 | 0 | 0 | 0 | 0 | 0 | 0 | 0 | 0 | 0 | 0 | 0 | 0 | 0 | 0 | 0 | 0 | 0 | 0 | 0 | 0 | 0 | 0 | 0 | 0 | 0 | 0 | 0
F5_Commercial_Restaurant_Existing_Food Preparation_Natural Gas_Steamer_E10 | F5 | Commercial | Restaurant | Existing | Food Preparation | Natural Gas | Steamer | E10 | Utility - Cost of Operation | 0 | 0 | 0 | 0 | 0 | 0 | 0 | 0 | 0 | 0 | 0 | 0 | 0 | 0 | 0 | 0 | 0 | 0 | 0 | 0 | 0 | 0 | 0 | 0 | 0 | 0 | 0 | 0 | 0 | 0 | 0 | 0 | 0 | 0 | 0 | 0 | 0 | 0 | 0 | 0 | 0 | 0
F6_Commercial_Restaurant_Existing_Food Preparation_Natural Gas_Steamer_E1 | F6 | Commercial | Restaurant | Existing | Food Preparation | Natural Gas | Steamer | E1 | Utility - Value of Sales | 2.2509 | 2.261 | 2.2772 | 0 | 0 | 0 | 0 | 0 | 0 | 0 | 0 | 0 | 0 | 0 | 0 | 0 | 0 | 0 | 0 | 0 | 0 | 0 | 0 | 0 | 0 | 0 | 0 | 0 | 0 | 0 | 0 | 0 | 0 | 0 | 0 | 0 | 0 | 0 | 0 | 0 | 0 | 0
F6_Commercial_Restaurant_Existing_Food Preparation_Natural Gas_Steamer_E2 | F6 | Commercial | Restaurant | Existing | Food Preparation | Natural Gas | Steamer | E2 | Utility - Value of Sales | 0.46952 | 0.47162 | 0.475 | 0.47426 | 0.47426 | 0.47426 | 0.47426 | 0.47426 | 0.47426 | 0.47426 | 0.47426 | 0.47426 | 0.47426 | 0.47426 | 0.47426 | 0.47426 | 0.47426 | 0.47426 | 0.47426 | 0.47426 | 0.47426 | 0.47426 | 0.47426 | 0.47426 | 0.47426 | 0.47426 | 0.47426 | 0.47426 | 0.47426 | 0.47426 | 0.47426 | 0.47426 | 0.47426 | 0 | 0 | 0 | 0 | 0 | 0 | 0 | 0 | 0
F6_Commercial_Restaurant_Existing_Food Preparation_Natural Gas_Steamer_E3 | F6 | Commercial | Restaurant | Existing | Food Preparation | Natural Gas | Steamer | E3 | Utility - Value of Sales | 0 | 0 | 0 | 0 | 0 | 0 | 0 | 0 | 0 | 0 | 0 | 0 | 0 | 0 | 0 | 0 | 0 | 0 | 0 | 0 | 0 | 0 | 0 | 0 | 0 | 0 | 0 | 0 | 0 | 0 | 0 | 0 | 0 | 0 | 0 | 0 | 0 | 0 | 0 | 0 | 0 | 0
F6_Commercial_Restaurant_Existing_Food Preparation_Natural Gas_Steamer_E4 | F6 | Commercial | Restaurant | Existing | Food Preparation | Natural Gas | Steamer | E4 | Utility - Value of Sales | 0 | 0 | 0 | 0 | 0 | 0 | 0 | 0 | 0 | 0 | 0 | 0 | 0 | 0 | 0 | 0 | 0 | 0 | 0 | 0 | 0 | 0 | 0 | 0 | 0 | 0 | 0 | 0 | 0 | 0 | 0 | 0 | 0 | 0 | 0 | 0 | 0 | 0 | 0 | 0 | 0 | 0
F6_Commercial_Restaurant_Existing_Food Preparation_Natural Gas_Steamer_E5 | F6 | Commercial | Restaurant | Existing | Food Preparation | Natural Gas | Steamer | E5 | Utility - Value of Sales | 0 | 0 | 0 | 0 | 0 | 0 | 0 | 0 | 0 | 0 | 0 | 0 | 0 | 0 | 0 | 0 | 0 | 0 | 0 | 0 | 0 | 0 | 0 | 0 | 0 | 0 | 0 | 0 | 0 | 0 | 0 | 0 | 0 | 0 | 0 | 0 | 0 | 0 | 0 | 0 | 0 | 0
F6_Commercial_Restaurant_Existing_Food Preparation_Natural Gas_Steamer_E6 | F6 | Commercial | Restaurant | Existing | Food Preparation | Natural Gas | Steamer | E6 | Utility - Value of Sales | 0 | 0 | 0 | 0 | 0 | 0 | 0 | 0 | 0 | 0 | 0 | 0 | 0 | 0 | 0 | 0 | 0 | 0 | 0 | 0 | 0 | 0 | 0 | 0 | 0 | 0 | 0 | 0 | 0 | 0 | 0 | 0 | 0 | 0 | 0 | 0 | 0 | 0 | 0 | 0 | 0 | 0
F6_Commercial_Restaurant_Existing_Food Preparation_Natural Gas_Steamer_E7 | F6 | Commercial | Restaurant | Existing | Food Preparation | Natural Gas | Steamer | E7 | Utility - Value of Sales | 0 | 0 | 0 | 0 | 0 | 0 | 0 | 0 | 0 | 0 | 0 | 0 | 0 | 0 | 0 | 0 | 0 | 0 | 0 | 0 | 0 | 0 | 0 | 0 | 0 | 0 | 0 | 0 | 0 | 0 | 0 | 0 | 0 | 0 | 0 | 0 | 0 | 0 | 0 | 0 | 0 | 0
F6_Commercial_Restaurant_Existing_Food Preparation_Natural Gas_Steamer_E8 | F6 | Commercial | Restaurant | Existing | Food Preparation | Natural Gas | Steamer | E8 | Utility - Value of Sales | 0 | 0 | 0 | 0 | 0 | 0 | 0 | 0 | 0 | 0 | 0 | 0 | 0 | 0 | 0 | 0 | 0 | 0 | 0 | 0 | 0 | 0 | 0 | 0 | 0 | 0 | 0 | 0 | 0 | 0 | 0 | 0 | 0 | 0 | 0 | 0 | 0 | 0 | 0 | 0 | 0 | 0
F6_Commercial_Restaurant_Existing_Food Preparation_Natural Gas_Steamer_E9 | F6 | Commercial | Restaurant | Existing | Food Preparation | Natural Gas | Steamer | E9 | Utility - Value of Sales | 0 | 0 | 0 | 0 | 0 | 0 | 0 | 0 | 0 | 0 | 0 | 0 | 0 | 0 | 0 | 0 | 0 | 0 | 0 | 0 | 0 | 0 | 0 | 0 | 0 | 0 | 0 | 0 | 0 | 0 | 0 | 0 | 0 | 0 | 0 | 0 | 0 | 0 | 0 | 0 | 0 | 0
F6_Commercial_Restaurant_Existing_Food Preparation_Natural Gas_Steamer_E10 | F6 | Commercial | Restaurant | Existing | Food Preparation | Natural Gas | Steamer | E10 | Utility - Value of Sales | 0 | 0 | 0 | 0 | 0 | 0 | 0 | 0 | 0 | 0 | 0 | 0 | 0 | 0 | 0 | 0 | 0 | 0 | 0 | 0 | 0 | 0 | 0 | 0 | 0 | 0 | 0 | 0 | 0 | 0 | 0 | 0 | 0 | 0 | 0 | 0 | 0 | 0 | 0 | 0 | 0 | 0
F1_Commercial_Restaurant_Existing_Food Preparation_Natural Gas_Food Prep Other_E1 | F1 | Commercial | Restaurant | Existing | Food Preparation | Natural Gas | Food Prep Other | E1 | RVT - Cost of Equipment | 0.5352 | 0.53511 | 0.53769 | 0.53373 | 0.53132 | 0.53307 | 0.53834 | 0.5425 | 0.54766 | 0.55253 | 0.55743 | 0.56193 | 0.56675 | 0.57179 | 0.57661 | 0.58151 | 0.58649 | 0.5919 | 0.59755 | 0.6035 | 0.60936 | 0.61548 | 0.62113 | 0.62698 | 0.63215 | 0.63662 | 0.64069 | 0.6442 | 0.64695 | 0.6492 | 0.65043 | 0.65125 | 0.65125 | 0 | 0 | 0 | 0 | 0 | 0 | 0 | 0 | 0
F1_Commercial_Restaurant_Existing_Food Preparation_Natural Gas_Food Prep Other_E2 | F1 | Commercial | Restaurant | Existing | Food Preparation | Natural Gas | Food Prep Other | E2 | RVT - Cost of Equipment | 0.53519 | 0.53511 | 0.53768 | 0.53373 | 0.53132 | 0.53307 | 0.53834 | 0.54249 | 0.54766 | 0.55253 | 0.55743 | 0.56193 | 0.56675 | 0.57179 | 0.5766 | 0.58151 | 0.58649 | 0.5919 | 0.59755 | 0.6035 | 0.60936 | 0.61548 | 0.62113 | 0.62697 | 0.63214 | 0.63661 | 0.64068 | 0.64419 | 0.64694 | 0.64919 | 0.65042 | 0.65124 | 0.65124 | 0 | 0 | 0 | 0 | 0 | 0 | 0 | 0 | 0
F1_Commercial_Restaurant_Existing_Food Preparation_Natural Gas_Food Prep Other_E3 | F1 | Commercial | Restaurant | Existing | Food Preparation | Natural Gas | Food Prep Other | E3 | RVT - Cost of Equipment | 0 | 0 | 0 | 0 | 0 | 0 | 0 | 0 | 0 | 0 | 0 | 0 | 0 | 0 | 0 | 0 | 0 | 0 | 0 | 0 | 0 | 0 | 0 | 0 | 0 | 0 | 0 | 0 | 0 | 0 | 0 | 0 | 0 | 0 | 0 | 0 | 0 | 0 | 0 | 0 | 0 | 0
F1_Commercial_Restaurant_Existing_Food Preparation_Natural Gas_Food Prep Other_E4 | F1 | Commercial | Restaurant | Existing | Food Preparation | Natural Gas | Food Prep Other | E4 | RVT - Cost of Equipment | 0 | 0 | 0 | 0 | 0 | 0 | 0 | 0 | 0 | 0 | 0 | 0 | 0 | 0 | 0 | 0 | 0 | 0 | 0 | 0 | 0 | 0 | 0 | 0 | 0 | 0 | 0 | 0 | 0 | 0 | 0 | 0 | 0 | 0 | 0 | 0 | 0 | 0 | 0 | 0 | 0 | 0
F1_Commercial_Restaurant_Existing_Food Preparation_Natural Gas_Food Prep Other_E5 | F1 | Commercial | Restaurant | Existing | Food Preparation | Natural Gas | Food Prep Other | E5 | RVT - Cost of Equipment | 0 | 0 | 0 | 0 | 0 | 0 | 0 | 0 | 0 | 0 | 0 | 0 | 0 | 0 | 0 | 0 | 0 | 0 | 0 | 0 | 0 | 0 | 0 | 0 | 0 | 0 | 0 | 0 | 0 | 0 | 0 | 0 | 0 | 0 | 0 | 0 | 0 | 0 | 0 | 0 | 0 | 0
F1_Commercial_Restaurant_Existing_Food Preparation_Natural Gas_Food Prep Other_E6 | F1 | Commercial | Restaurant | Existing | Food Preparation | Natural Gas | Food Prep Other | E6 | RVT - Cost of Equipment | 0 | 0 | 0 | 0 | 0 | 0 | 0 | 0 | 0 | 0 | 0 | 0 | 0 | 0 | 0 | 0 | 0 | 0 | 0 | 0 | 0 | 0 | 0 | 0 | 0 | 0 | 0 | 0 | 0 | 0 | 0 | 0 | 0 | 0 | 0 | 0 | 0 | 0 | 0 | 0 | 0 | 0
F1_Commercial_Restaurant_Existing_Food Preparation_Natural Gas_Food Prep Other_E7 | F1 | Commercial | Restaurant | Existing | Food Preparation | Natural Gas | Food Prep Other | E7 | RVT - Cost of Equipment | 0 | 0 | 0 | 0 | 0 | 0 | 0 | 0 | 0 | 0 | 0 | 0 | 0 | 0 | 0 | 0 | 0 | 0 | 0 | 0 | 0 | 0 | 0 | 0 | 0 | 0 | 0 | 0 | 0 | 0 | 0 | 0 | 0 | 0 | 0 | 0 | 0 | 0 | 0 | 0 | 0 | 0
F1_Commercial_Restaurant_Existing_Food Preparation_Natural Gas_Food Prep Other_E8 | F1 | Commercial | Restaurant | Existing | Food Preparation | Natural Gas | Food Prep Other | E8 | RVT - Cost of Equipment | 0 | 0 | 0 | 0 | 0 | 0 | 0 | 0 | 0 | 0 | 0 | 0 | 0 | 0 | 0 | 0 | 0 | 0 | 0 | 0 | 0 | 0 | 0 | 0 | 0 | 0 | 0 | 0 | 0 | 0 | 0 | 0 | 0 | 0 | 0 | 0 | 0 | 0 | 0 | 0 | 0 | 0
F1_Commercial_Restaurant_Existing_Food Preparation_Natural Gas_Food Prep Other_E9 | F1 | Commercial | Restaurant | Existing | Food Preparation | Natural Gas | Food Prep Other | E9 | RVT - Cost of Equipment | 0 | 0 | 0 | 0 | 0 | 0 | 0 | 0 | 0 | 0 | 0 | 0 | 0 | 0 | 0 | 0 | 0 | 0 | 0 | 0 | 0 | 0 | 0 | 0 | 0 | 0 | 0 | 0 | 0 | 0 | 0 | 0 | 0 | 0 | 0 | 0 | 0 | 0 | 0 | 0 | 0 | 0
F1_Commercial_Restaurant_Existing_Food Preparation_Natural Gas_Food Prep Other_E10 | F1 | Commercial | Restaurant | Existing | Food Preparation | Natural Gas | Food Prep Other | E10 | RVT - Cost of Equipment | 0 | 0 | 0 | 0 | 0 | 0 | 0 | 0 | 0 | 0 | 0 | 0 | 0 | 0 | 0 | 0 | 0 | 0 | 0 | 0 | 0 | 0 | 0 | 0 | 0 | 0 | 0 | 0 | 0 | 0 | 0 | 0 | 0 | 0 | 0 | 0 | 0 | 0 | 0 | 0 | 0 | 0
F2_Commercial_Restaurant_Existing_Food Preparation_Natural Gas_Food Prep Other_E1 | F2 | Commercial | Restaurant | Existing | Food Preparation | Natural Gas | Food Prep Other | E1 | RVT - Cost of Operation | 0.6412 | 0.6411 | 0.64418 | 0.63944 | 0.63656 | 0.63866 | 0.64497 | 0.64995 | 0.65613 | 0.66197 | 0.66784 | 0.67323 | 0.67901 | 0.68504 | 0.69081 | 0.69669 | 0.70265 | 0.70914 | 0.71591 | 0.72304 | 0.73006 | 0.73739 | 0.74416 | 0.75116 | 0.75735 | 0.76271 | 0.76758 | 0.77179 | 0.77508 | 0.77778 | 0.77925 | 0.78024 | 0.78024 | 0 | 0 | 0 | 0 | 0 | 0 | 0 | 0 | 0
F2_Commercial_Restaurant_Existing_Food Preparation_Natural Gas_Food Prep Other_E2 | F2 | Commercial | Restaurant | Existing | Food Preparation | Natural Gas | Food Prep Other | E2 | RVT - Cost of Operation | 0.6412 | 0.6411 | 0.64418 | 0.63944 | 0.63656 | 0.63865 | 0.64496 | 0.64994 | 0.65613 | 0.66197 | 0.66783 | 0.67322 | 0.679 | 0.68504 | 0.69081 | 0.69668 | 0.70265 | 0.70913 | 0.7159 | 0.72303 | 0.73005 | 0.73738 | 0.74415 | 0.75115 | 0.75735 | 0.7627 | 0.76758 | 0.77178 | 0.77508 | 0.77778 | 0.77925 | 0.78023 | 0.78023 | 0 | 0 | 0 | 0 | 0 | 0 | 0 | 0 | 0
F2_Commercial_Restaurant_Existing_Food Preparation_Natural Gas_Food Prep Other_E3 | F2 | Commercial | Restaurant | Existing | Food Preparation | Natural Gas | Food Prep Other | E3 | RVT - Cost of Operation | 0 | 0 | 0 | 0 | 0 | 0 | 0 | 0 | 0 | 0 | 0 | 0 | 0 | 0 | 0 | 0 | 0 | 0 | 0 | 0 | 0 | 0 | 0 | 0 | 0 | 0 | 0 | 0 | 0 | 0 | 0 | 0 | 0 | 0 | 0 | 0 | 0 | 0 | 0 | 0 | 0 | 0
F2_Commercial_Restaurant_Existing_Food Preparation_Natural Gas_Food Prep Other_E4 | F2 | Commercial | Restaurant | Existing | Food Preparation | Natural Gas | Food Prep Other | E4 | RVT - Cost of Operation | 0 | 0 | 0 | 0 | 0 | 0 | 0 | 0 | 0 | 0 | 0 | 0 | 0 | 0 | 0 | 0 | 0 | 0 | 0 | 0 | 0 | 0 | 0 | 0 | 0 | 0 | 0 | 0 | 0 | 0 | 0 | 0 | 0 | 0 | 0 | 0 | 0 | 0 | 0 | 0 | 0 | 0
F2_Commercial_Restaurant_Existing_Food Preparation_Natural Gas_Food Prep Other_E5 | F2 | Commercial | Restaurant | Existing | Food Preparation | Natural Gas | Food Prep Other | E5 | RVT - Cost of Operation | 0 | 0 | 0 | 0 | 0 | 0 | 0 | 0 | 0 | 0 | 0 | 0 | 0 | 0 | 0 | 0 | 0 | 0 | 0 | 0 | 0 | 0 | 0 | 0 | 0 | 0 | 0 | 0 | 0 | 0 | 0 | 0 | 0 | 0 | 0 | 0 | 0 | 0 | 0 | 0 | 0 | 0
F2_Commercial_Restaurant_Existing_Food Preparation_Natural Gas_Food Prep Other_E6 | F2 | Commercial | Restaurant | Existing | Food Preparation | Natural Gas | Food Prep Other | E6 | RVT - Cost of Operation | 0 | 0 | 0 | 0 | 0 | 0 | 0 | 0 | 0 | 0 | 0 | 0 | 0 | 0 | 0 | 0 | 0 | 0 | 0 | 0 | 0 | 0 | 0 | 0 | 0 | 0 | 0 | 0 | 0 | 0 | 0 | 0 | 0 | 0 | 0 | 0 | 0 | 0 | 0 | 0 | 0 | 0
F2_Commercial_Restaurant_Existing_Food Preparation_Natural Gas_Food Prep Other_E7 | F2 | Commercial | Restaurant | Existing | Food Preparation | Natural Gas | Food Prep Other | E7 | RVT - Cost of Operation | 0 | 0 | 0 | 0 | 0 | 0 | 0 | 0 | 0 | 0 | 0 | 0 | 0 | 0 | 0 | 0 | 0 | 0 | 0 | 0 | 0 | 0 | 0 | 0 | 0 | 0 | 0 | 0 | 0 | 0 | 0 | 0 | 0 | 0 | 0 | 0 | 0 | 0 | 0 | 0 | 0 | 0
F2_Commercial_Restaurant_Existing_Food Preparation_Natural Gas_Food Prep Other_E8 | F2 | Commercial | Restaurant | Existing | Food Preparation | Natural Gas | Food Prep Other | E8 | RVT - Cost of Operation | 0 | 0 | 0 | 0 | 0 | 0 | 0 | 0 | 0 | 0 | 0 | 0 | 0 | 0 | 0 | 0 | 0 | 0 | 0 | 0 | 0 | 0 | 0 | 0 | 0 | 0 | 0 | 0 | 0 | 0 | 0 | 0 | 0 | 0 | 0 | 0 | 0 | 0 | 0 | 0 | 0 | 0
F2_Commercial_Restaurant_Existing_Food Preparation_Natural Gas_Food Prep Other_E9 | F2 | Commercial | Restaurant | Existing | Food Preparation | Natural Gas | Food Prep Other | E9 | RVT - Cost of Operation | 0 | 0 | 0 | 0 | 0 | 0 | 0 | 0 | 0 | 0 | 0 | 0 | 0 | 0 | 0 | 0 | 0 | 0 | 0 | 0 | 0 | 0 | 0 | 0 | 0 | 0 | 0 | 0 | 0 | 0 | 0 | 0 | 0 | 0 | 0 | 0 | 0 | 0 | 0 | 0 | 0 | 0
F2_Commercial_Restaurant_Existing_Food Preparation_Natural Gas_Food Prep Other_E10 | F2 | Commercial | Restaurant | Existing | Food Preparation | Natural Gas | Food Prep Other | E10 | RVT - Cost of Operation | 0 | 0 | 0 | 0 | 0 | 0 | 0 | 0 | 0 | 0 | 0 | 0 | 0 | 0 | 0 | 0 | 0 | 0 | 0 | 0 | 0 | 0 | 0 | 0 | 0 | 0 | 0 | 0 | 0 | 0 | 0 | 0 | 0 | 0 | 0 | 0 | 0 | 0 | 0 | 0 | 0 | 0
F3_Commercial_Restaurant_Existing_Food Preparation_Natural Gas_Food Prep Other_E1 | F3 | Commercial | Restaurant | Existing | Food Preparation | Natural Gas | Food Prep Other | E1 | System - kBTUs of Consumption | 0.032381 | 0.032381 | 0.032381 | 0.032381 | 0.032381 | 0.032381 | 0.032381 | 0.032381 | 0.032381 | 0.032381 | 0.032381 | 0.032381 | 0.032381 | 0.032381 | 0.032381 | 0.032381 | 0.032381 | 0.032381 | 0.032381 | 0.032381 | 0.032381 | 0.032381 | 0.032381 | 0.032381 | 0.032381 | 0.032381 | 0.032381 | 0.032381 | 0.032381 | 0.032381 | 0.032381 | 0.032381 | 0.032381 | 0 | 0 | 0 | 0 | 0 | 0 | 0 | 0 | 0
F3_Commercial_Restaurant_Existing_Food Preparation_Natural Gas_Food Prep Other_E2 | F3 | Commercial | Restaurant | Existing | Food Preparation | Natural Gas | Food Prep Other | E2 | System - kBTUs of Consumption | 0.032414 | 0.032414 | 0.032414 | 0.032414 | 0.032414 | 0.032414 | 0.032414 | 0.032414 | 0.032414 | 0.032414 | 0.032414 | 0.032414 | 0.032414 | 0.032414 | 0.032414 | 0.032414 | 0.032414 | 0.032414 | 0.032414 | 0.032414 | 0.032414 | 0.032414 | 0.032414 | 0.032414 | 0.032414 | 0.032414 | 0.032414 | 0.032414 | 0.032414 | 0.032414 | 0.032414 | 0.032414 | 0.032414 | 0 | 0 | 0 | 0 | 0 | 0 | 0 | 0 | 0
F3_Commercial_Restaurant_Existing_Food Preparation_Natural Gas_Food Prep Other_E3 | F3 | Commercial | Restaurant | Existing | Food Preparation | Natural Gas | Food Prep Other | E3 | System - kBTUs of Consumption | 0 | 0 | 0 | 0 | 0 | 0 | 0 | 0 | 0 | 0 | 0 | 0 | 0 | 0 | 0 | 0 | 0 | 0 | 0 | 0 | 0 | 0 | 0 | 0 | 0 | 0 | 0 | 0 | 0 | 0 | 0 | 0 | 0 | 0 | 0 | 0 | 0 | 0 | 0 | 0 | 0 | 0
F3_Commercial_Restaurant_Existing_Food Preparation_Natural Gas_Food Prep Other_E4 | F3 | Commercial | Restaurant | Existing | Food Preparation | Natural Gas | Food Prep Other | E4 | System - kBTUs of Consumption | 0 | 0 | 0 | 0 | 0 | 0 | 0 | 0 | 0 | 0 | 0 | 0 | 0 | 0 | 0 | 0 | 0 | 0 | 0 | 0 | 0 | 0 | 0 | 0 | 0 | 0 | 0 | 0 | 0 | 0 | 0 | 0 | 0 | 0 | 0 | 0 | 0 | 0 | 0 | 0 | 0 | 0
F3_Commercial_Restaurant_Existing_Food Preparation_Natural Gas_Food Prep Other_E5 | F3 | Commercial | Restaurant | Existing | Food Preparation | Natural Gas | Food Prep Other | E5 | System - kBTUs of Consumption | 0 | 0 | 0 | 0 | 0 | 0 | 0 | 0 | 0 | 0 | 0 | 0 | 0 | 0 | 0 | 0 | 0 | 0 | 0 | 0 | 0 | 0 | 0 | 0 | 0 | 0 | 0 | 0 | 0 | 0 | 0 | 0 | 0 | 0 | 0 | 0 | 0 | 0 | 0 | 0 | 0 | 0
F3_Commercial_Restaurant_Existing_Food Preparation_Natural Gas_Food Prep Other_E6 | F3 | Commercial | Restaurant | Existing | Food Preparation | Natural Gas | Food Prep Other | E6 | System - kBTUs of Consumption | 0 | 0 | 0 | 0 | 0 | 0 | 0 | 0 | 0 | 0 | 0 | 0 | 0 | 0 | 0 | 0 | 0 | 0 | 0 | 0 | 0 | 0 | 0 | 0 | 0 | 0 | 0 | 0 | 0 | 0 | 0 | 0 | 0 | 0 | 0 | 0 | 0 | 0 | 0 | 0 | 0 | 0
F3_Commercial_Restaurant_Existing_Food Preparation_Natural Gas_Food Prep Other_E7 | F3 | Commercial | Restaurant | Existing | Food Preparation | Natural Gas | Food Prep Other | E7 | System - kBTUs of Consumption | 0 | 0 | 0 | 0 | 0 | 0 | 0 | 0 | 0 | 0 | 0 | 0 | 0 | 0 | 0 | 0 | 0 | 0 | 0 | 0 | 0 | 0 | 0 | 0 | 0 | 0 | 0 | 0 | 0 | 0 | 0 | 0 | 0 | 0 | 0 | 0 | 0 | 0 | 0 | 0 | 0 | 0
F3_Commercial_Restaurant_Existing_Food Preparation_Natural Gas_Food Prep Other_E8 | F3 | Commercial | Restaurant | Existing | Food Preparation | Natural Gas | Food Prep Other | E8 | System - kBTUs of Consumption | 0 | 0 | 0 | 0 | 0 | 0 | 0 | 0 | 0 | 0 | 0 | 0 | 0 | 0 | 0 | 0 | 0 | 0 | 0 | 0 | 0 | 0 | 0 | 0 | 0 | 0 | 0 | 0 | 0 | 0 | 0 | 0 | 0 | 0 | 0 | 0 | 0 | 0 | 0 | 0 | 0 | 0
F3_Commercial_Restaurant_Existing_Food Preparation_Natural Gas_Food Prep Other_E9 | F3 | Commercial | Restaurant | Existing | Food Preparation | Natural Gas | Food Prep Other | E9 | System - kBTUs of Consumption | 0 | 0 | 0 | 0 | 0 | 0 | 0 | 0 | 0 | 0 | 0 | 0 | 0 | 0 | 0 | 0 | 0 | 0 | 0 | 0 | 0 | 0 | 0 | 0 | 0 | 0 | 0 | 0 | 0 | 0 | 0 | 0 | 0 | 0 | 0 | 0 | 0 | 0 | 0 | 0 | 0 | 0
F3_Commercial_Restaurant_Existing_Food Preparation_Natural Gas_Food Prep Other_E10 | F3 | Commercial | Restaurant | Existing | Food Preparation | Natural Gas | Food Prep Other | E10 | System - kBTUs of Consumption | 0 | 0 | 0 | 0 | 0 | 0 | 0 | 0 | 0 | 0 | 0 | 0 | 0 | 0 | 0 | 0 | 0 | 0 | 0 | 0 | 0 | 0 | 0 | 0 | 0 | 0 | 0 | 0 | 0 | 0 | 0 | 0 | 0 | 0 | 0 | 0 | 0 | 0 | 0 | 0 | 0 | 0
F4_Commercial_Restaurant_Existing_Food Preparation_Natural Gas_Food Prep Other_E1 | F4 | Commercial | Restaurant | Existing | Food Preparation | Natural Gas | Food Prep Other | E1 | Utility - Cost of Equipment | 0.6412 | 0.6411 | 0.64418 | 0.63944 | 0.63656 | 0.63866 | 0.64497 | 0.64995 | 0.65613 | 0.66197 | 0.66784 | 0.67323 | 0.67901 | 0.68504 | 0.69081 | 0.69669 | 0.70265 | 0.70914 | 0.71591 | 0.72304 | 0.73006 | 0.73739 | 0.74416 | 0.75116 | 0.75735 | 0.76271 | 0.76758 | 0.77179 | 0.77508 | 0.77778 | 0.77925 | 0.78024 | 0.78024 | 0 | 0 | 0 | 0 | 0 | 0 | 0 | 0 | 0
F4_Commercial_Restaurant_Existing_Food Preparation_Natural Gas_Food Prep Other_E2 | F4 | Commercial | Restaurant | Existing | Food Preparation | Natural Gas | Food Prep Other | E2 | Utility - Cost of Equipment | 0.6412 | 0.6411 | 0.64418 | 0.63944 | 0.63656 | 0.63865 | 0.64496 | 0.64994 | 0.65613 | 0.66197 | 0.66783 | 0.67322 | 0.679 | 0.68504 | 0.69081 | 0.69668 | 0.70265 | 0.70913 | 0.7159 | 0.72303 | 0.73005 | 0.73738 | 0.74415 | 0.75115 | 0.75735 | 0.7627 | 0.76758 | 0.77178 | 0.77508 | 0.77778 | 0.77925 | 0.78023 | 0.78023 | 0 | 0 | 0 | 0 | 0 | 0 | 0 | 0 | 0
F4_Commercial_Restaurant_Existing_Food Preparation_Natural Gas_Food Prep Other_E3 | F4 | Commercial | Restaurant | Existing | Food Preparation | Natural Gas | Food Prep Other | E3 | Utility - Cost of Equipment | 0 | 0 | 0 | 0 | 0 | 0 | 0 | 0 | 0 | 0 | 0 | 0 | 0 | 0 | 0 | 0 | 0 | 0 | 0 | 0 | 0 | 0 | 0 | 0 | 0 | 0 | 0 | 0 | 0 | 0 | 0 | 0 | 0 | 0 | 0 | 0 | 0 | 0 | 0 | 0 | 0 | 0
F4_Commercial_Restaurant_Existing_Food Preparation_Natural Gas_Food Prep Other_E4 | F4 | Commercial | Restaurant | Existing | Food Preparation | Natural Gas | Food Prep Other | E4 | Utility - Cost of Equipment | 0 | 0 | 0 | 0 | 0 | 0 | 0 | 0 | 0 | 0 | 0 | 0 | 0 | 0 | 0 | 0 | 0 | 0 | 0 | 0 | 0 | 0 | 0 | 0 | 0 | 0 | 0 | 0 | 0 | 0 | 0 | 0 | 0 | 0 | 0 | 0 | 0 | 0 | 0 | 0 | 0 | 0
F4_Commercial_Restaurant_Existing_Food Preparation_Natural Gas_Food Prep Other_E5 | F4 | Commercial | Restaurant | Existing | Food Preparation | Natural Gas | Food Prep Other | E5 | Utility - Cost of Equipment | 0 | 0 | 0 | 0 | 0 | 0 | 0 | 0 | 0 | 0 | 0 | 0 | 0 | 0 | 0 | 0 | 0 | 0 | 0 | 0 | 0 | 0 | 0 | 0 | 0 | 0 | 0 | 0 | 0 | 0 | 0 | 0 | 0 | 0 | 0 | 0 | 0 | 0 | 0 | 0 | 0 | 0
F4_Commercial_Restaurant_Existing_Food Preparation_Natural Gas_Food Prep Other_E6 | F4 | Commercial | Restaurant | Existing | Food Preparation | Natural Gas | Food Prep Other | E6 | Utility - Cost of Equipment | 0 | 0 | 0 | 0 | 0 | 0 | 0 | 0 | 0 | 0 | 0 | 0 | 0 | 0 | 0 | 0 | 0 | 0 | 0 | 0 | 0 | 0 | 0 | 0 | 0 | 0 | 0 | 0 | 0 | 0 | 0 | 0 | 0 | 0 | 0 | 0 | 0 | 0 | 0 | 0 | 0 | 0
F4_Commercial_Restaurant_Existing_Food Preparation_Natural Gas_Food Prep Other_E7 | F4 | Commercial | Restaurant | Existing | Food Preparation | Natural Gas | Food Prep Other | E7 | Utility - Cost of Equipment | 0 | 0 | 0 | 0 | 0 | 0 | 0 | 0 | 0 | 0 | 0 | 0 | 0 | 0 | 0 | 0 | 0 | 0 | 0 | 0 | 0 | 0 | 0 | 0 | 0 | 0 | 0 | 0 | 0 | 0 | 0 | 0 | 0 | 0 | 0 | 0 | 0 | 0 | 0 | 0 | 0 | 0
F4_Commercial_Restaurant_Existing_Food Preparation_Natural Gas_Food Prep Other_E8 | F4 | Commercial | Restaurant | Existing | Food Preparation | Natural Gas | Food Prep Other | E8 | Utility - Cost of Equipment | 0 | 0 | 0 | 0 | 0 | 0 | 0 | 0 | 0 | 0 | 0 | 0 | 0 | 0 | 0 | 0 | 0 | 0 | 0 | 0 | 0 | 0 | 0 | 0 | 0 | 0 | 0 | 0 | 0 | 0 | 0 | 0 | 0 | 0 | 0 | 0 | 0 | 0 | 0 | 0 | 0 | 0
F4_Commercial_Restaurant_Existing_Food Preparation_Natural Gas_Food Prep Other_E9 | F4 | Commercial | Restaurant | Existing | Food Preparation | Natural Gas | Food Prep Other | E9 | Utility - Cost of Equipment | 0 | 0 | 0 | 0 | 0 | 0 | 0 | 0 | 0 | 0 | 0 | 0 | 0 | 0 | 0 | 0 | 0 | 0 | 0 | 0 | 0 | 0 | 0 | 0 | 0 | 0 | 0 | 0 | 0 | 0 | 0 | 0 | 0 | 0 | 0 | 0 | 0 | 0 | 0 | 0 | 0 | 0
F4_Commercial_Restaurant_Existing_Food Preparation_Natural Gas_Food Prep Other_E10 | F4 | Commercial | Restaurant | Existing | Food Preparation | Natural Gas | Food Prep Other | E10 | Utility - Cost of Equipment | 0 | 0 | 0 | 0 | 0 | 0 | 0 | 0 | 0 | 0 | 0 | 0 | 0 | 0 | 0 | 0 | 0 | 0 | 0 | 0 | 0 | 0 | 0 | 0 | 0 | 0 | 0 | 0 | 0 | 0 | 0 | 0 | 0 | 0 | 0 | 0 | 0 | 0 | 0 | 0 | 0 | 0
F5_Commercial_Restaurant_Existing_Food Preparation_Natural Gas_Food Prep Other_E1 | F5 | Commercial | Restaurant | Existing | Food Preparation | Natural Gas | Food Prep Other | E1 | Utility - Cost of Operation | 0.032381 | 0.032381 | 0.032381 | 0.032381 | 0.032381 | 0.032381 | 0.032381 | 0.032381 | 0.032381 | 0.032381 | 0.032381 | 0.032381 | 0.032381 | 0.032381 | 0.032381 | 0.032381 | 0.032381 | 0.032381 | 0.032381 | 0.032381 | 0.032381 | 0.032381 | 0.032381 | 0.032381 | 0.032381 | 0.032381 | 0.032381 | 0.032381 | 0.032381 | 0.032381 | 0.032381 | 0.032381 | 0.032381 | 0 | 0 | 0 | 0 | 0 | 0 | 0 | 0 | 0
F5_Commercial_Restaurant_Existing_Food Preparation_Natural Gas_Food Prep Other_E2 | F5 | Commercial | Restaurant | Existing | Food Preparation | Natural Gas | Food Prep Other | E2 | Utility - Cost of Operation | 0.032414 | 0.032414 | 0.032414 | 0.032414 | 0.032414 | 0.032414 | 0.032414 | 0.032414 | 0.032414 | 0.032414 | 0.032414 | 0.032414 | 0.032414 | 0.032414 | 0.032414 | 0.032414 | 0.032414 | 0.032414 | 0.032414 | 0.032414 | 0.032414 | 0.032414 | 0.032414 | 0.032414 | 0.032414 | 0.032414 | 0.032414 | 0.032414 | 0.032414 | 0.032414 | 0.032414 | 0.032414 | 0.032414 | 0 | 0 | 0 | 0 | 0 | 0 | 0 | 0 | 0
F5_Commercial_Restaurant_Existing_Food Preparation_Natural Gas_Food Prep Other_E3 | F5 | Commercial | Restaurant | Existing | Food Preparation | Natural Gas | Food Prep Other | E3 | Utility - Cost of Operation | 0 | 0 | 0 | 0 | 0 | 0 | 0 | 0 | 0 | 0 | 0 | 0 | 0 | 0 | 0 | 0 | 0 | 0 | 0 | 0 | 0 | 0 | 0 | 0 | 0 | 0 | 0 | 0 | 0 | 0 | 0 | 0 | 0 | 0 | 0 | 0 | 0 | 0 | 0 | 0 | 0 | 0
F5_Commercial_Restaurant_Existing_Food Preparation_Natural Gas_Food Prep Other_E4 | F5 | Commercial | Restaurant | Existing | Food Preparation | Natural Gas | Food Prep Other | E4 | Utility - Cost of Operation | 0 | 0 | 0 | 0 | 0 | 0 | 0 | 0 | 0 | 0 | 0 | 0 | 0 | 0 | 0 | 0 | 0 | 0 | 0 | 0 | 0 | 0 | 0 | 0 | 0 | 0 | 0 | 0 | 0 | 0 | 0 | 0 | 0 | 0 | 0 | 0 | 0 | 0 | 0 | 0 | 0 | 0
F5_Commercial_Restaurant_Existing_Food Preparation_Natural Gas_Food Prep Other_E5 | F5 | Commercial | Restaurant | Existing | Food Preparation | Natural Gas | Food Prep Other | E5 | Utility - Cost of Operation | 0 | 0 | 0 | 0 | 0 | 0 | 0 | 0 | 0 | 0 | 0 | 0 | 0 | 0 | 0 | 0 | 0 | 0 | 0 | 0 | 0 | 0 | 0 | 0 | 0 | 0 | 0 | 0 | 0 | 0 | 0 | 0 | 0 | 0 | 0 | 0 | 0 | 0 | 0 | 0 | 0 | 0
F5_Commercial_Restaurant_Existing_Food Preparation_Natural Gas_Food Prep Other_E6 | F5 | Commercial | Restaurant | Existing | Food Preparation | Natural Gas | Food Prep Other | E6 | Utility - Cost of Operation | 0 | 0 | 0 | 0 | 0 | 0 | 0 | 0 | 0 | 0 | 0 | 0 | 0 | 0 | 0 | 0 | 0 | 0 | 0 | 0 | 0 | 0 | 0 | 0 | 0 | 0 | 0 | 0 | 0 | 0 | 0 | 0 | 0 | 0 | 0 | 0 | 0 | 0 | 0 | 0 | 0 | 0
F5_Commercial_Restaurant_Existing_Food Preparation_Natural Gas_Food Prep Other_E7 | F5 | Commercial | Restaurant | Existing | Food Preparation | Natural Gas | Food Prep Other | E7 | Utility - Cost of Operation | 0 | 0 | 0 | 0 | 0 | 0 | 0 | 0 | 0 | 0 | 0 | 0 | 0 | 0 | 0 | 0 | 0 | 0 | 0 | 0 | 0 | 0 | 0 | 0 | 0 | 0 | 0 | 0 | 0 | 0 | 0 | 0 | 0 | 0 | 0 | 0 | 0 | 0 | 0 | 0 | 0 | 0
F5_Commercial_Restaurant_Existing_Food Preparation_Natural Gas_Food Prep Other_E8 | F5 | Commercial | Restaurant | Existing | Food Preparation | Natural Gas | Food Prep Other | E8 | Utility - Cost of Operation | 0 | 0 | 0 | 0 | 0 | 0 | 0 | 0 | 0 | 0 | 0 | 0 | 0 | 0 | 0 | 0 | 0 | 0 | 0 | 0 | 0 | 0 | 0 | 0 | 0 | 0 | 0 | 0 | 0 | 0 | 0 | 0 | 0 | 0 | 0 | 0 | 0 | 0 | 0 | 0 | 0 | 0
F5_Commercial_Restaurant_Existing_Food Preparation_Natural Gas_Food Prep Other_E9 | F5 | Commercial | Restaurant | Existing | Food Preparation | Natural Gas | Food Prep Other | E9 | Utility - Cost of Operation | 0 | 0 | 0 | 0 | 0 | 0 | 0 | 0 | 0 | 0 | 0 | 0 | 0 | 0 | 0 | 0 | 0 | 0 | 0 | 0 | 0 | 0 | 0 | 0 | 0 | 0 | 0 | 0 | 0 | 0 | 0 | 0 | 0 | 0 | 0 | 0 | 0 | 0 | 0 | 0 | 0 | 0
F5_Commercial_Restaurant_Existing_Food Preparation_Natural Gas_Food Prep Other_E10 | F5 | Commercial | Restaurant | Existing | Food Preparation | Natural Gas | Food Prep Other | E10 | Utility - Cost of Operation | 0 | 0 | 0 | 0 | 0 | 0 | 0 | 0 | 0 | 0 | 0 | 0 | 0 | 0 | 0 | 0 | 0 | 0 | 0 | 0 | 0 | 0 | 0 | 0 | 0 | 0 | 0 | 0 | 0 | 0 | 0 | 0 | 0 | 0 | 0 | 0 | 0 | 0 | 0 | 0 | 0 | 0
F6_Commercial_Restaurant_Existing_Food Preparation_Natural Gas_Food Prep Other_E1 | F6 | Commercial | Restaurant | Existing | Food Preparation | Natural Gas | Food Prep Other | E1 | Utility - Value of Sales | 0.3392 | 0.34102 | 0.34396 | 0.34332 | 0.34332 | 0.34332 | 0.34332 | 0.34332 | 0.34332 | 0.34332 | 0.34332 | 0.34332 | 0.34332 | 0.34332 | 0.34332 | 0.34332 | 0.34332 | 0.34332 | 0.34332 | 0.34332 | 0.34332 | 0.34332 | 0.34332 | 0.34332 | 0.34332 | 0.34332 | 0.34332 | 0.34332 | 0.34332 | 0.34332 | 0.34332 | 0.34332 | 0.34332 | 0 | 0 | 0 | 0 | 0 | 0 | 0 | 0 | 0
F6_Commercial_Restaurant_Existing_Food Preparation_Natural Gas_Food Prep Other_E2 | F6 | Commercial | Restaurant | Existing | Food Preparation | Natural Gas | Food Prep Other | E2 | Utility - Value of Sales | 0.3392 | 0.34102 | 0.34396 | 0.34331 | 0.34331 | 0.34331 | 0.34331 | 0.34331 | 0.34331 | 0.34331 | 0.34331 | 0.34331 | 0.34331 | 0.34331 | 0.34331 | 0.34331 | 0.34331 | 0.34331 | 0.34331 | 0.34331 | 0.34331 | 0.34331 | 0.34331 | 0.34331 | 0.34331 | 0.34331 | 0.34331 | 0.34331 | 0.34331 | 0.34331 | 0.34331 | 0.34331 | 0.34331 | 0 | 0 | 0 | 0 | 0 | 0 | 0 | 0 | 0
F6_Commercial_Restaurant_Existing_Food Preparation_Natural Gas_Food Prep Other_E3 | F6 | Commercial | Restaurant | Existing | Food Preparation | Natural Gas | Food Prep Other | E3 | Utility - Value of Sales | 0 | 0 | 0 | 0 | 0 | 0 | 0 | 0 | 0 | 0 | 0 | 0 | 0 | 0 | 0 | 0 | 0 | 0 | 0 | 0 | 0 | 0 | 0 | 0 | 0 | 0 | 0 | 0 | 0 | 0 | 0 | 0 | 0 | 0 | 0 | 0 | 0 | 0 | 0 | 0 | 0 | 0
F6_Commercial_Restaurant_Existing_Food Preparation_Natural Gas_Food Prep Other_E4 | F6 | Commercial | Restaurant | Existing | Food Preparation | Natural Gas | Food Prep Other | E4 | Utility - Value of Sales | 0 | 0 | 0 | 0 | 0 | 0 | 0 | 0 | 0 | 0 | 0 | 0 | 0 | 0 | 0 | 0 | 0 | 0 | 0 | 0 | 0 | 0 | 0 | 0 | 0 | 0 | 0 | 0 | 0 | 0 | 0 | 0 | 0 | 0 | 0 | 0 | 0 | 0 | 0 | 0 | 0 | 0
F6_Commercial_Restaurant_Existing_Food Preparation_Natural Gas_Food Prep Other_E5 | F6 | Commercial | Restaurant | Existing | Food Preparation | Natural Gas | Food Prep Other | E5 | Utility - Value of Sales | 0 | 0 | 0 | 0 | 0 | 0 | 0 | 0 | 0 | 0 | 0 | 0 | 0 | 0 | 0 | 0 | 0 | 0 | 0 | 0 | 0 | 0 | 0 | 0 | 0 | 0 | 0 | 0 | 0 | 0 | 0 | 0 | 0 | 0 | 0 | 0 | 0 | 0 | 0 | 0 | 0 | 0
F6_Commercial_Restaurant_Existing_Food Preparation_Natural Gas_Food Prep Other_E6 | F6 | Commercial | Restaurant | Existing | Food Preparation | Natural Gas | Food Prep Other | E6 | Utility - Value of Sales | 0 | 0 | 0 | 0 | 0 | 0 | 0 | 0 | 0 | 0 | 0 | 0 | 0 | 0 | 0 | 0 | 0 | 0 | 0 | 0 | 0 | 0 | 0 | 0 | 0 | 0 | 0 | 0 | 0 | 0 | 0 | 0 | 0 | 0 | 0 | 0 | 0 | 0 | 0 | 0 | 0 | 0
F6_Commercial_Restaurant_Existing_Food Preparation_Natural Gas_Food Prep Other_E7 | F6 | Commercial | Restaurant | Existing | Food Preparation | Natural Gas | Food Prep Other | E7 | Utility - Value of Sales | 0 | 0 | 0 | 0 | 0 | 0 | 0 | 0 | 0 | 0 | 0 | 0 | 0 | 0 | 0 | 0 | 0 | 0 | 0 | 0 | 0 | 0 | 0 | 0 | 0 | 0 | 0 | 0 | 0 | 0 | 0 | 0 | 0 | 0 | 0 | 0 | 0 | 0 | 0 | 0 | 0 | 0
F6_Commercial_Restaurant_Existing_Food Preparation_Natural Gas_Food Prep Other_E8 | F6 | Commercial | Restaurant | Existing | Food Preparation | Natural Gas | Food Prep Other | E8 | Utility - Value of Sales | 0 | 0 | 0 | 0 | 0 | 0 | 0 | 0 | 0 | 0 | 0 | 0 | 0 | 0 | 0 | 0 | 0 | 0 | 0 | 0 | 0 | 0 | 0 | 0 | 0 | 0 | 0 | 0 | 0 | 0 | 0 | 0 | 0 | 0 | 0 | 0 | 0 | 0 | 0 | 0 | 0 | 0
F6_Commercial_Restaurant_Existing_Food Preparation_Natural Gas_Food Prep Other_E9 | F6 | Commercial | Restaurant | Existing | Food Preparation | Natural Gas | Food Prep Other | E9 | Utility - Value of Sales | 0 | 0 | 0 | 0 | 0 | 0 | 0 | 0 | 0 | 0 | 0 | 0 | 0 | 0 | 0 | 0 | 0 | 0 | 0 | 0 | 0 | 0 | 0 | 0 | 0 | 0 | 0 | 0 | 0 | 0 | 0 | 0 | 0 | 0 | 0 | 0 | 0 | 0 | 0 | 0 | 0 | 0
F6_Commercial_Restaurant_Existing_Food Preparation_Natural Gas_Food Prep Other_E10 | F6 | Commercial | Restaurant | Existing | Food Preparation | Natural Gas | Food Prep Other | E10 | Utility - Value of Sales | 0 | 0 | 0 | 0 | 0 | 0 | 0 | 0 | 0 | 0 | 0 | 0 | 0 | 0 | 0 | 0 | 0 | 0 | 0 | 0 | 0 | 0 | 0 | 0 | 0 | 0 | 0 | 0 | 0 | 0 | 0 | 0 | 0 | 0 | 0 | 0 | 0 | 0 | 0 | 0 | 0 | 0
F1_Commercial_Restaurant_Existing_Miscellaneous_Natural Gas_Pool Heater_E1 | F1 | Commercial | Restaurant | Existing | Miscellaneous | Natural Gas | Pool Heater | E1 | RVT - Cost of Equipment | 0 | 0 | 0 | 0 | 0 | 0 | 0 | 0 | 0 | 0 | 0 | 0 | 0 | 0 | 0 | 0 | 0 | 0 | 0 | 0 | 0 | 0 | 0 | 0 | 0 | 0 | 0 | 0 | 0 | 0 | 0 | 0 | 0 | 0 | 0 | 0 | 0 | 0 | 0 | 0 | 0 | 0
F1_Commercial_Restaurant_Existing_Miscellaneous_Natural Gas_Pool Heater_E2 | F1 | Commercial | Restaurant | Existing | Miscellaneous | Natural Gas | Pool Heater | E2 | RVT - Cost of Equipment | 0 | 0 | 0 | 0 | 0 | 0 | 0 | 0 | 0 | 0 | 0 | 0 | 0 | 0 | 0 | 0 | 0 | 0 | 0 | 0 | 0 | 0 | 0 | 0 | 0 | 0 | 0 | 0 | 0 | 0 | 0 | 0 | 0 | 0 | 0 | 0 | 0 | 0 | 0 | 0 | 0 | 0
F1_Commercial_Restaurant_Existing_Miscellaneous_Natural Gas_Pool Heater_E3 | F1 | Commercial | Restaurant | Existing | Miscellaneous | Natural Gas | Pool Heater | E3 | RVT - Cost of Equipment | 0 | 0 | 0 | 0 | 0 | 0 | 0 | 0 | 0 | 0 | 0 | 0 | 0 | 0 | 0 | 0 | 0 | 0 | 0 | 0 | 0 | 0 | 0 | 0 | 0 | 0 | 0 | 0 | 0 | 0 | 0 | 0 | 0 | 0 | 0 | 0 | 0 | 0 | 0 | 0 | 0 | 0
F1_Commercial_Restaurant_Existing_Miscellaneous_Natural Gas_Pool Heater_E4 | F1 | Commercial | Restaurant | Existing | Miscellaneous | Natural Gas | Pool Heater | E4 | RVT - Cost of Equipment | 0 | 0 | 0 | 0 | 0 | 0 | 0 | 0 | 0 | 0 | 0 | 0 | 0 | 0 | 0 | 0 | 0 | 0 | 0 | 0 | 0 | 0 | 0 | 0 | 0 | 0 | 0 | 0 | 0 | 0 | 0 | 0 | 0 | 0 | 0 | 0 | 0 | 0 | 0 | 0 | 0 | 0
F1_Commercial_Restaurant_Existing_Miscellaneous_Natural Gas_Pool Heater_E5 | F1 | Commercial | Restaurant | Existing | Miscellaneous | Natural Gas | Pool Heater | E5 | RVT - Cost of Equipment | 0 | 0 | 0 | 0 | 0 | 0 | 0 | 0 | 0 | 0 | 0 | 0 | 0 | 0 | 0 | 0 | 0 | 0 | 0 | 0 | 0 | 0 | 0 | 0 | 0 | 0 | 0 | 0 | 0 | 0 | 0 | 0 | 0 | 0 | 0 | 0 | 0 | 0 | 0 | 0 | 0 | 0
F1_Commercial_Restaurant_Existing_Miscellaneous_Natural Gas_Pool Heater_E6 | F1 | Commercial | Restaurant | Existing | Miscellaneous | Natural Gas | Pool Heater | E6 | RVT - Cost of Equipment | 0 | 0 | 0 | 0 | 0 | 0 | 0 | 0 | 0 | 0 | 0 | 0 | 0 | 0 | 0 | 0 | 0 | 0 | 0 | 0 | 0 | 0 | 0 | 0 | 0 | 0 | 0 | 0 | 0 | 0 | 0 | 0 | 0 | 0 | 0 | 0 | 0 | 0 | 0 | 0 | 0 | 0
F1_Commercial_Restaurant_Existing_Miscellaneous_Natural Gas_Pool Heater_E7 | F1 | Commercial | Restaurant | Existing | Miscellaneous | Natural Gas | Pool Heater | E7 | RVT - Cost of Equipment | 0 | 0 | 0 | 0 | 0 | 0 | 0 | 0 | 0 | 0 | 0 | 0 | 0 | 0 | 0 | 0 | 0 | 0 | 0 | 0 | 0 | 0 | 0 | 0 | 0 | 0 | 0 | 0 | 0 | 0 | 0 | 0 | 0 | 0 | 0 | 0 | 0 | 0 | 0 | 0 | 0 | 0
F1_Commercial_Restaurant_Existing_Miscellaneous_Natural Gas_Pool Heater_E8 | F1 | Commercial | Restaurant | Existing | Miscellaneous | Natural Gas | Pool Heater | E8 | RVT - Cost of Equipment | 0 | 0 | 0 | 0 | 0 | 0 | 0 | 0 | 0 | 0 | 0 | 0 | 0 | 0 | 0 | 0 | 0 | 0 | 0 | 0 | 0 | 0 | 0 | 0 | 0 | 0 | 0 | 0 | 0 | 0 | 0 | 0 | 0 | 0 | 0 | 0 | 0 | 0 | 0 | 0 | 0 | 0
F1_Commercial_Restaurant_Existing_Miscellaneous_Natural Gas_Pool Heater_E9 | F1 | Commercial | Restaurant | Existing | Miscellaneous | Natural Gas | Pool Heater | E9 | RVT - Cost of Equipment | 0 | 0 | 0 | 0 | 0 | 0 | 0 | 0 | 0 | 0 | 0 | 0 | 0 | 0 | 0 | 0 | 0 | 0 | 0 | 0 | 0 | 0 | 0 | 0 | 0 | 0 | 0 | 0 | 0 | 0 | 0 | 0 | 0 | 0 | 0 | 0 | 0 | 0 | 0 | 0 | 0 | 0
F1_Commercial_Restaurant_Existing_Miscellaneous_Natural Gas_Pool Heater_E10 | F1 | Commercial | Restaurant | Existing | Miscellaneous | Natural Gas | Pool Heater | E10 | RVT - Cost of Equipment | 0 | 0 | 0 | 0 | 0 | 0 | 0 | 0 | 0 | 0 | 0 | 0 | 0 | 0 | 0 | 0 | 0 | 0 | 0 | 0 | 0 | 0 | 0 | 0 | 0 | 0 | 0 | 0 | 0 | 0 | 0 | 0 | 0 | 0 | 0 | 0 | 0 | 0 | 0 | 0 | 0 | 0
F2_Commercial_Restaurant_Existing_Miscellaneous_Natural Gas_Pool Heater_E1 | F2 | Commercial | Restaurant | Existing | Miscellaneous | Natural Gas | Pool Heater | E1 | RVT - Cost of Operation | 0 | 0 | 0 | 0 | 0 | 0 | 0 | 0 | 0 | 0 | 0 | 0 | 0 | 0 | 0 | 0 | 0 | 0 | 0 | 0 | 0 | 0 | 0 | 0 | 0 | 0 | 0 | 0 | 0 | 0 | 0 | 0 | 0 | 0 | 0 | 0 | 0 | 0 | 0 | 0 | 0 | 0
F2_Commercial_Restaurant_Existing_Miscellaneous_Natural Gas_Pool Heater_E2 | F2 | Commercial | Restaurant | Existing | Miscellaneous | Natural Gas | Pool Heater | E2 | RVT - Cost of Operation | 0 | 0 | 0 | 0 | 0 | 0 | 0 | 0 | 0 | 0 | 0 | 0 | 0 | 0 | 0 | 0 | 0 | 0 | 0 | 0 | 0 | 0 | 0 | 0 | 0 | 0 | 0 | 0 | 0 | 0 | 0 | 0 | 0 | 0 | 0 | 0 | 0 | 0 | 0 | 0 | 0 | 0
F2_Commercial_Restaurant_Existing_Miscellaneous_Natural Gas_Pool Heater_E3 | F2 | Commercial | Restaurant | Existing | Miscellaneous | Natural Gas | Pool Heater | E3 | RVT - Cost of Operation | 0 | 0 | 0 | 0 | 0 | 0 | 0 | 0 | 0 | 0 | 0 | 0 | 0 | 0 | 0 | 0 | 0 | 0 | 0 | 0 | 0 | 0 | 0 | 0 | 0 | 0 | 0 | 0 | 0 | 0 | 0 | 0 | 0 | 0 | 0 | 0 | 0 | 0 | 0 | 0 | 0 | 0
F2_Commercial_Restaurant_Existing_Miscellaneous_Natural Gas_Pool Heater_E4 | F2 | Commercial | Restaurant | Existing | Miscellaneous | Natural Gas | Pool Heater | E4 | RVT - Cost of Operation | 0 | 0 | 0 | 0 | 0 | 0 | 0 | 0 | 0 | 0 | 0 | 0 | 0 | 0 | 0 | 0 | 0 | 0 | 0 | 0 | 0 | 0 | 0 | 0 | 0 | 0 | 0 | 0 | 0 | 0 | 0 | 0 | 0 | 0 | 0 | 0 | 0 | 0 | 0 | 0 | 0 | 0
F2_Commercial_Restaurant_Existing_Miscellaneous_Natural Gas_Pool Heater_E5 | F2 | Commercial | Restaurant | Existing | Miscellaneous | Natural Gas | Pool Heater | E5 | RVT - Cost of Operation | 0 | 0 | 0 | 0 | 0 | 0 | 0 | 0 | 0 | 0 | 0 | 0 | 0 | 0 | 0 | 0 | 0 | 0 | 0 | 0 | 0 | 0 | 0 | 0 | 0 | 0 | 0 | 0 | 0 | 0 | 0 | 0 | 0 | 0 | 0 | 0 | 0 | 0 | 0 | 0 | 0 | 0
F2_Commercial_Restaurant_Existing_Miscellaneous_Natural Gas_Pool Heater_E6 | F2 | Commercial | Restaurant | Existing | Miscellaneous | Natural Gas | Pool Heater | E6 | RVT - Cost of Operation | 0 | 0 | 0 | 0 | 0 | 0 | 0 | 0 | 0 | 0 | 0 | 0 | 0 | 0 | 0 | 0 | 0 | 0 | 0 | 0 | 0 | 0 | 0 | 0 | 0 | 0 | 0 | 0 | 0 | 0 | 0 | 0 | 0 | 0 | 0 | 0 | 0 | 0 | 0 | 0 | 0 | 0
F2_Commercial_Restaurant_Existing_Miscellaneous_Natural Gas_Pool Heater_E7 | F2 | Commercial | Restaurant | Existing | Miscellaneous | Natural Gas | Pool Heater | E7 | RVT - Cost of Operation | 0 | 0 | 0 | 0 | 0 | 0 | 0 | 0 | 0 | 0 | 0 | 0 | 0 | 0 | 0 | 0 | 0 | 0 | 0 | 0 | 0 | 0 | 0 | 0 | 0 | 0 | 0 | 0 | 0 | 0 | 0 | 0 | 0 | 0 | 0 | 0 | 0 | 0 | 0 | 0 | 0 | 0
F2_Commercial_Restaurant_Existing_Miscellaneous_Natural Gas_Pool Heater_E8 | F2 | Commercial | Restaurant | Existing | Miscellaneous | Natural Gas | Pool Heater | E8 | RVT - Cost of Operation | 0 | 0 | 0 | 0 | 0 | 0 | 0 | 0 | 0 | 0 | 0 | 0 | 0 | 0 | 0 | 0 | 0 | 0 | 0 | 0 | 0 | 0 | 0 | 0 | 0 | 0 | 0 | 0 | 0 | 0 | 0 | 0 | 0 | 0 | 0 | 0 | 0 | 0 | 0 | 0 | 0 | 0
F2_Commercial_Restaurant_Existing_Miscellaneous_Natural Gas_Pool Heater_E9 | F2 | Commercial | Restaurant | Existing | Miscellaneous | Natural Gas | Pool Heater | E9 | RVT - Cost of Operation | 0 | 0 | 0 | 0 | 0 | 0 | 0 | 0 | 0 | 0 | 0 | 0 | 0 | 0 | 0 | 0 | 0 | 0 | 0 | 0 | 0 | 0 | 0 | 0 | 0 | 0 | 0 | 0 | 0 | 0 | 0 | 0 | 0 | 0 | 0 | 0 | 0 | 0 | 0 | 0 | 0 | 0
F2_Commercial_Restaurant_Existing_Miscellaneous_Natural Gas_Pool Heater_E10 | F2 | Commercial | Restaurant | Existing | Miscellaneous | Natural Gas | Pool Heater | E10 | RVT - Cost of Operation | 0 | 0 | 0 | 0 | 0 | 0 | 0 | 0 | 0 | 0 | 0 | 0 | 0 | 0 | 0 | 0 | 0 | 0 | 0 | 0 | 0 | 0 | 0 | 0 | 0 | 0 | 0 | 0 | 0 | 0 | 0 | 0 | 0 | 0 | 0 | 0 | 0 | 0 | 0 | 0 | 0 | 0
F3_Commercial_Restaurant_Existing_Miscellaneous_Natural Gas_Pool Heater_E1 | F3 | Commercial | Restaurant | Existing | Miscellaneous | Natural Gas | Pool Heater | E1 | System - kBTUs of Consumption | 0.002528 | 0.002528 | 0.002528 | 0.002528 | 0.002528 | 0.002528 | 0.002528 | 0.002528 | 0.002528 | 0.002528 | 0.002528 | 0.002528 | 0.002528 | 0.002528 | 0.002528 | 0.002528 | 0.002528 | 0.002528 | 0.002528 | 0.002528 | 0.002528 | 0.002528 | 0.002528 | 0.002528 | 0.002528 | 0.002528 | 0.002528 | 0.002528 | 0.002528 | 0.002528 | 0.002528 | 0.002528 | 0.002528 | 0 | 0 | 0 | 0 | 0 | 0 | 0 | 0 | 0
F3_Commercial_Restaurant_Existing_Miscellaneous_Natural Gas_Pool Heater_E2 | F3 | Commercial | Restaurant | Existing | Miscellaneous | Natural Gas | Pool Heater | E2 | System - kBTUs of Consumption | 0.0041394 | 0.0041394 | 0.0041394 | 0.0041394 | 0.0041394 | 0.0041394 | 0.0041394 | 0.0041394 | 0.0041394 | 0.0041394 | 0.0041394 | 0.0041394 | 0.0041394 | 0.0041394 | 0.0041394 | 0.0041394 | 0.0041394 | 0.0041394 | 0.0041394 | 0.0041394 | 0.0041394 | 0.0041394 | 0.0041394 | 0.0041394 | 0.0041394 | 0.0041394 | 0.0041394 | 0.0041394 | 0.0041394 | 0.0041394 | 0.0041394 | 0.0041394 | 0.0041394 | 0 | 0 | 0 | 0 | 0 | 0 | 0 | 0 | 0
F3_Commercial_Restaurant_Existing_Miscellaneous_Natural Gas_Pool Heater_E3 | F3 | Commercial | Restaurant | Existing | Miscellaneous | Natural Gas | Pool Heater | E3 | System - kBTUs of Consumption | 0 | 0 | 0 | 0 | 0 | 0 | 0 | 0 | 0 | 0 | 0 | 0 | 0 | 0 | 0 | 0 | 0 | 0 | 0 | 0 | 0 | 0 | 0 | 0 | 0 | 0 | 0 | 0 | 0 | 0 | 0 | 0 | 0 | 0 | 0 | 0 | 0 | 0 | 0 | 0 | 0 | 0
F3_Commercial_Restaurant_Existing_Miscellaneous_Natural Gas_Pool Heater_E4 | F3 | Commercial | Restaurant | Existing | Miscellaneous | Natural Gas | Pool Heater | E4 | System - kBTUs of Consumption | 0 | 0 | 0 | 0 | 0 | 0 | 0 | 0 | 0 | 0 | 0 | 0 | 0 | 0 | 0 | 0 | 0 | 0 | 0 | 0 | 0 | 0 | 0 | 0 | 0 | 0 | 0 | 0 | 0 | 0 | 0 | 0 | 0 | 0 | 0 | 0 | 0 | 0 | 0 | 0 | 0 | 0
F3_Commercial_Restaurant_Existing_Miscellaneous_Natural Gas_Pool Heater_E5 | F3 | Commercial | Restaurant | Existing | Miscellaneous | Natural Gas | Pool Heater | E5 | System - kBTUs of Consumption | 0 | 0 | 0 | 0 | 0 | 0 | 0 | 0 | 0 | 0 | 0 | 0 | 0 | 0 | 0 | 0 | 0 | 0 | 0 | 0 | 0 | 0 | 0 | 0 | 0 | 0 | 0 | 0 | 0 | 0 | 0 | 0 | 0 | 0 | 0 | 0 | 0 | 0 | 0 | 0 | 0 | 0
F3_Commercial_Restaurant_Existing_Miscellaneous_Natural Gas_Pool Heater_E6 | F3 | Commercial | Restaurant | Existing | Miscellaneous | Natural Gas | Pool Heater | E6 | System - kBTUs of Consumption | 0 | 0 | 0 | 0 | 0 | 0 | 0 | 0 | 0 | 0 | 0 | 0 | 0 | 0 | 0 | 0 | 0 | 0 | 0 | 0 | 0 | 0 | 0 | 0 | 0 | 0 | 0 | 0 | 0 | 0 | 0 | 0 | 0 | 0 | 0 | 0 | 0 | 0 | 0 | 0 | 0 | 0
F3_Commercial_Restaurant_Existing_Miscellaneous_Natural Gas_Pool Heater_E7 | F3 | Commercial | Restaurant | Existing | Miscellaneous | Natural Gas | Pool Heater | E7 | System - kBTUs of Consumption | 0 | 0 | 0 | 0 | 0 | 0 | 0 | 0 | 0 | 0 | 0 | 0 | 0 | 0 | 0 | 0 | 0 | 0 | 0 | 0 | 0 | 0 | 0 | 0 | 0 | 0 | 0 | 0 | 0 | 0 | 0 | 0 | 0 | 0 | 0 | 0 | 0 | 0 | 0 | 0 | 0 | 0
F3_Commercial_Restaurant_Existing_Miscellaneous_Natural Gas_Pool Heater_E8 | F3 | Commercial | Restaurant | Existing | Miscellaneous | Natural Gas | Pool Heater | E8 | System - kBTUs of Consumption | 0 | 0 | 0 | 0 | 0 | 0 | 0 | 0 | 0 | 0 | 0 | 0 | 0 | 0 | 0 | 0 | 0 | 0 | 0 | 0 | 0 | 0 | 0 | 0 | 0 | 0 | 0 | 0 | 0 | 0 | 0 | 0 | 0 | 0 | 0 | 0 | 0 | 0 | 0 | 0 | 0 | 0
F3_Commercial_Restaurant_Existing_Miscellaneous_Natural Gas_Pool Heater_E9 | F3 | Commercial | Restaurant | Existing | Miscellaneous | Natural Gas | Pool Heater | E9 | System - kBTUs of Consumption | 0 | 0 | 0 | 0 | 0 | 0 | 0 | 0 | 0 | 0 | 0 | 0 | 0 | 0 | 0 | 0 | 0 | 0 | 0 | 0 | 0 | 0 | 0 | 0 | 0 | 0 | 0 | 0 | 0 | 0 | 0 | 0 | 0 | 0 | 0 | 0 | 0 | 0 | 0 | 0 | 0 | 0
F3_Commercial_Restaurant_Existing_Miscellaneous_Natural Gas_Pool Heater_E10 | F3 | Commercial | Restaurant | Existing | Miscellaneous | Natural Gas | Pool Heater | E10 | System - kBTUs of Consumption | 0 | 0 | 0 | 0 | 0 | 0 | 0 | 0 | 0 | 0 | 0 | 0 | 0 | 0 | 0 | 0 | 0 | 0 | 0 | 0 | 0 | 0 | 0 | 0 | 0 | 0 | 0 | 0 | 0 | 0 | 0 | 0 | 0 | 0 | 0 | 0 | 0 | 0 | 0 | 0 | 0 | 0
F4_Commercial_Restaurant_Existing_Miscellaneous_Natural Gas_Pool Heater_E1 | F4 | Commercial | Restaurant | Existing | Miscellaneous | Natural Gas | Pool Heater | E1 | Utility - Cost of Equipment | 0 | 0 | 0 | 0 | 0 | 0 | 0 | 0 | 0 | 0 | 0 | 0 | 0 | 0 | 0 | 0 | 0 | 0 | 0 | 0 | 0 | 0 | 0 | 0 | 0 | 0 | 0 | 0 | 0 | 0 | 0 | 0 | 0 | 0 | 0 | 0 | 0 | 0 | 0 | 0 | 0 | 0
F4_Commercial_Restaurant_Existing_Miscellaneous_Natural Gas_Pool Heater_E2 | F4 | Commercial | Restaurant | Existing | Miscellaneous | Natural Gas | Pool Heater | E2 | Utility - Cost of Equipment | 0 | 0 | 0 | 0 | 0 | 0 | 0 | 0 | 0 | 0 | 0 | 0 | 0 | 0 | 0 | 0 | 0 | 0 | 0 | 0 | 0 | 0 | 0 | 0 | 0 | 0 | 0 | 0 | 0 | 0 | 0 | 0 | 0 | 0 | 0 | 0 | 0 | 0 | 0 | 0 | 0 | 0
F4_Commercial_Restaurant_Existing_Miscellaneous_Natural Gas_Pool Heater_E3 | F4 | Commercial | Restaurant | Existing | Miscellaneous | Natural Gas | Pool Heater | E3 | Utility - Cost of Equipment | 0 | 0 | 0 | 0 | 0 | 0 | 0 | 0 | 0 | 0 | 0 | 0 | 0 | 0 | 0 | 0 | 0 | 0 | 0 | 0 | 0 | 0 | 0 | 0 | 0 | 0 | 0 | 0 | 0 | 0 | 0 | 0 | 0 | 0 | 0 | 0 | 0 | 0 | 0 | 0 | 0 | 0
F4_Commercial_Restaurant_Existing_Miscellaneous_Natural Gas_Pool Heater_E4 | F4 | Commercial | Restaurant | Existing | Miscellaneous | Natural Gas | Pool Heater | E4 | Utility - Cost of Equipment | 0 | 0 | 0 | 0 | 0 | 0 | 0 | 0 | 0 | 0 | 0 | 0 | 0 | 0 | 0 | 0 | 0 | 0 | 0 | 0 | 0 | 0 | 0 | 0 | 0 | 0 | 0 | 0 | 0 | 0 | 0 | 0 | 0 | 0 | 0 | 0 | 0 | 0 | 0 | 0 | 0 | 0
F4_Commercial_Restaurant_Existing_Miscellaneous_Natural Gas_Pool Heater_E5 | F4 | Commercial | Restaurant | Existing | Miscellaneous | Natural Gas | Pool Heater | E5 | Utility - Cost of Equipment | 0 | 0 | 0 | 0 | 0 | 0 | 0 | 0 | 0 | 0 | 0 | 0 | 0 | 0 | 0 | 0 | 0 | 0 | 0 | 0 | 0 | 0 | 0 | 0 | 0 | 0 | 0 | 0 | 0 | 0 | 0 | 0 | 0 | 0 | 0 | 0 | 0 | 0 | 0 | 0 | 0 | 0
F4_Commercial_Restaurant_Existing_Miscellaneous_Natural Gas_Pool Heater_E6 | F4 | Commercial | Restaurant | Existing | Miscellaneous | Natural Gas | Pool Heater | E6 | Utility - Cost of Equipment | 0 | 0 | 0 | 0 | 0 | 0 | 0 | 0 | 0 | 0 | 0 | 0 | 0 | 0 | 0 | 0 | 0 | 0 | 0 | 0 | 0 | 0 | 0 | 0 | 0 | 0 | 0 | 0 | 0 | 0 | 0 | 0 | 0 | 0 | 0 | 0 | 0 | 0 | 0 | 0 | 0 | 0
F4_Commercial_Restaurant_Existing_Miscellaneous_Natural Gas_Pool Heater_E7 | F4 | Commercial | Restaurant | Existing | Miscellaneous | Natural Gas | Pool Heater | E7 | Utility - Cost of Equipment | 0 | 0 | 0 | 0 | 0 | 0 | 0 | 0 | 0 | 0 | 0 | 0 | 0 | 0 | 0 | 0 | 0 | 0 | 0 | 0 | 0 | 0 | 0 | 0 | 0 | 0 | 0 | 0 | 0 | 0 | 0 | 0 | 0 | 0 | 0 | 0 | 0 | 0 | 0 | 0 | 0 | 0
F4_Commercial_Restaurant_Existing_Miscellaneous_Natural Gas_Pool Heater_E8 | F4 | Commercial | Restaurant | Existing | Miscellaneous | Natural Gas | Pool Heater | E8 | Utility - Cost of Equipment | 0 | 0 | 0 | 0 | 0 | 0 | 0 | 0 | 0 | 0 | 0 | 0 | 0 | 0 | 0 | 0 | 0 | 0 | 0 | 0 | 0 | 0 | 0 | 0 | 0 | 0 | 0 | 0 | 0 | 0 | 0 | 0 | 0 | 0 | 0 | 0 | 0 | 0 | 0 | 0 | 0 | 0
F4_Commercial_Restaurant_Existing_Miscellaneous_Natural Gas_Pool Heater_E9 | F4 | Commercial | Restaurant | Existing | Miscellaneous | Natural Gas | Pool Heater | E9 | Utility - Cost of Equipment | 0 | 0 | 0 | 0 | 0 | 0 | 0 | 0 | 0 | 0 | 0 | 0 | 0 | 0 | 0 | 0 | 0 | 0 | 0 | 0 | 0 | 0 | 0 | 0 | 0 | 0 | 0 | 0 | 0 | 0 | 0 | 0 | 0 | 0 | 0 | 0 | 0 | 0 | 0 | 0 | 0 | 0
F4_Commercial_Restaurant_Existing_Miscellaneous_Natural Gas_Pool Heater_E10 | F4 | Commercial | Restaurant | Existing | Miscellaneous | Natural Gas | Pool Heater | E10 | Utility - Cost of Equipment | 0 | 0 | 0 | 0 | 0 | 0 | 0 | 0 | 0 | 0 | 0 | 0 | 0 | 0 | 0 | 0 | 0 | 0 | 0 | 0 | 0 | 0 | 0 | 0 | 0 | 0 | 0 | 0 | 0 | 0 | 0 | 0 | 0 | 0 | 0 | 0 | 0 | 0 | 0 | 0 | 0 | 0
F5_Commercial_Restaurant_Existing_Miscellaneous_Natural Gas_Pool Heater_E1 | F5 | Commercial | Restaurant | Existing | Miscellaneous | Natural Gas | Pool Heater | E1 | Utility - Cost of Operation | 0.002528 | 0.002528 | 0.002528 | 0.002528 | 0.002528 | 0.002528 | 0.002528 | 0.002528 | 0.002528 | 0.002528 | 0.002528 | 0.002528 | 0.002528 | 0.002528 | 0.002528 | 0.002528 | 0.002528 | 0.002528 | 0.002528 | 0.002528 | 0.002528 | 0.002528 | 0.002528 | 0.002528 | 0.002528 | 0.002528 | 0.002528 | 0.002528 | 0.002528 | 0.002528 | 0.002528 | 0.002528 | 0.002528 | 0 | 0 | 0 | 0 | 0 | 0 | 0 | 0 | 0
F5_Commercial_Restaurant_Existing_Miscellaneous_Natural Gas_Pool Heater_E2 | F5 | Commercial | Restaurant | Existing | Miscellaneous | Natural Gas | Pool Heater | E2 | Utility - Cost of Operation | 0.0041394 | 0.0041394 | 0.0041394 | 0.0041394 | 0.0041394 | 0.0041394 | 0.0041394 | 0.0041394 | 0.0041394 | 0.0041394 | 0.0041394 | 0.0041394 | 0.0041394 | 0.0041394 | 0.0041394 | 0.0041394 | 0.0041394 | 0.0041394 | 0.0041394 | 0.0041394 | 0.0041394 | 0.0041394 | 0.0041394 | 0.0041394 | 0.0041394 | 0.0041394 | 0.0041394 | 0.0041394 | 0.0041394 | 0.0041394 | 0.0041394 | 0.0041394 | 0.0041394 | 0 | 0 | 0 | 0 | 0 | 0 | 0 | 0 | 0
F5_Commercial_Restaurant_Existing_Miscellaneous_Natural Gas_Pool Heater_E3 | F5 | Commercial | Restaurant | Existing | Miscellaneous | Natural Gas | Pool Heater | E3 | Utility - Cost of Operation | 0 | 0 | 0 | 0 | 0 | 0 | 0 | 0 | 0 | 0 | 0 | 0 | 0 | 0 | 0 | 0 | 0 | 0 | 0 | 0 | 0 | 0 | 0 | 0 | 0 | 0 | 0 | 0 | 0 | 0 | 0 | 0 | 0 | 0 | 0 | 0 | 0 | 0 | 0 | 0 | 0 | 0
F5_Commercial_Restaurant_Existing_Miscellaneous_Natural Gas_Pool Heater_E4 | F5 | Commercial | Restaurant | Existing | Miscellaneous | Natural Gas | Pool Heater | E4 | Utility - Cost of Operation | 0 | 0 | 0 | 0 | 0 | 0 | 0 | 0 | 0 | 0 | 0 | 0 | 0 | 0 | 0 | 0 | 0 | 0 | 0 | 0 | 0 | 0 | 0 | 0 | 0 | 0 | 0 | 0 | 0 | 0 | 0 | 0 | 0 | 0 | 0 | 0 | 0 | 0 | 0 | 0 | 0 | 0
F5_Commercial_Restaurant_Existing_Miscellaneous_Natural Gas_Pool Heater_E5 | F5 | Commercial | Restaurant | Existing | Miscellaneous | Natural Gas | Pool Heater | E5 | Utility - Cost of Operation | 0 | 0 | 0 | 0 | 0 | 0 | 0 | 0 | 0 | 0 | 0 | 0 | 0 | 0 | 0 | 0 | 0 | 0 | 0 | 0 | 0 | 0 | 0 | 0 | 0 | 0 | 0 | 0 | 0 | 0 | 0 | 0 | 0 | 0 | 0 | 0 | 0 | 0 | 0 | 0 | 0 | 0
F5_Commercial_Restaurant_Existing_Miscellaneous_Natural Gas_Pool Heater_E6 | F5 | Commercial | Restaurant | Existing | Miscellaneous | Natural Gas | Pool Heater | E6 | Utility - Cost of Operation | 0 | 0 | 0 | 0 | 0 | 0 | 0 | 0 | 0 | 0 | 0 | 0 | 0 | 0 | 0 | 0 | 0 | 0 | 0 | 0 | 0 | 0 | 0 | 0 | 0 | 0 | 0 | 0 | 0 | 0 | 0 | 0 | 0 | 0 | 0 | 0 | 0 | 0 | 0 | 0 | 0 | 0
F5_Commercial_Restaurant_Existing_Miscellaneous_Natural Gas_Pool Heater_E7 | F5 | Commercial | Restaurant | Existing | Miscellaneous | Natural Gas | Pool Heater | E7 | Utility - Cost of Operation | 0 | 0 | 0 | 0 | 0 | 0 | 0 | 0 | 0 | 0 | 0 | 0 | 0 | 0 | 0 | 0 | 0 | 0 | 0 | 0 | 0 | 0 | 0 | 0 | 0 | 0 | 0 | 0 | 0 | 0 | 0 | 0 | 0 | 0 | 0 | 0 | 0 | 0 | 0 | 0 | 0 | 0
F5_Commercial_Restaurant_Existing_Miscellaneous_Natural Gas_Pool Heater_E8 | F5 | Commercial | Restaurant | Existing | Miscellaneous | Natural Gas | Pool Heater | E8 | Utility - Cost of Operation | 0 | 0 | 0 | 0 | 0 | 0 | 0 | 0 | 0 | 0 | 0 | 0 | 0 | 0 | 0 | 0 | 0 | 0 | 0 | 0 | 0 | 0 | 0 | 0 | 0 | 0 | 0 | 0 | 0 | 0 | 0 | 0 | 0 | 0 | 0 | 0 | 0 | 0 | 0 | 0 | 0 | 0
F5_Commercial_Restaurant_Existing_Miscellaneous_Natural Gas_Pool Heater_E9 | F5 | Commercial | Restaurant | Existing | Miscellaneous | Natural Gas | Pool Heater | E9 | Utility - Cost of Operation | 0 | 0 | 0 | 0 | 0 | 0 | 0 | 0 | 0 | 0 | 0 | 0 | 0 | 0 | 0 | 0 | 0 | 0 | 0 | 0 | 0 | 0 | 0 | 0 | 0 | 0 | 0 | 0 | 0 | 0 | 0 | 0 | 0 | 0 | 0 | 0 | 0 | 0 | 0 | 0 | 0 | 0
F5_Commercial_Restaurant_Existing_Miscellaneous_Natural Gas_Pool Heater_E10 | F5 | Commercial | Restaurant | Existing | Miscellaneous | Natural Gas | Pool Heater | E10 | Utility - Cost of Operation | 0 | 0 | 0 | 0 | 0 | 0 | 0 | 0 | 0 | 0 | 0 | 0 | 0 | 0 | 0 | 0 | 0 | 0 | 0 | 0 | 0 | 0 | 0 | 0 | 0 | 0 | 0 | 0 | 0 | 0 | 0 | 0 | 0 | 0 | 0 | 0 | 0 | 0 | 0 | 0 | 0 | 0
F6_Commercial_Restaurant_Existing_Miscellaneous_Natural Gas_Pool Heater_E1 | F6 | Commercial | Restaurant | Existing | Miscellaneous | Natural Gas | Pool Heater | E1 | Utility - Value of Sales | 0.010508 | 0.010603 | 0.010756 | 0.010722 | 0.010722 | 0.010722 | 0.010722 | 0.010722 | 0.010722 | 0.010722 | 0.010722 | 0.010722 | 0.010722 | 0.010722 | 0.010722 | 0.010722 | 0.010722 | 0.010722 | 0.010722 | 0.010722 | 0.010722 | 0.010722 | 0.010722 | 0.010722 | 0.010722 | 0.010722 | 0.010722 | 0.010722 | 0.010722 | 0.010722 | 0.010722 | 0.010722 | 0.010722 | 0 | 0 | 0 | 0 | 0 | 0 | 0 | 0 | 0
F6_Commercial_Restaurant_Existing_Miscellaneous_Natural Gas_Pool Heater_E2 | F6 | Commercial | Restaurant | Existing | Miscellaneous | Natural Gas | Pool Heater | E2 | Utility - Value of Sales | 0.0089319 | 0.0090127 | 0.0091425 | 0.0091141 | 0.0091141 | 0.0091141 | 0.0091141 | 0.0091141 | 0.0091141 | 0.0091141 | 0.0091141 | 0.0091141 | 0.0091141 | 0.0091141 | 0.0091141 | 0.0091141 | 0.0091141 | 0.0091141 | 0.0091141 | 0.0091141 | 0.0091141 | 0.0091141 | 0.0091141 | 0.0091141 | 0.0091141 | 0.0091141 | 0.0091141 | 0.0091141 | 0.0091141 | 0.0091141 | 0.0091141 | 0.0091141 | 0.0091141 | 0 | 0 | 0 | 0 | 0 | 0 | 0 | 0 | 0
F6_Commercial_Restaurant_Existing_Miscellaneous_Natural Gas_Pool Heater_E3 | F6 | Commercial | Restaurant | Existing | Miscellaneous | Natural Gas | Pool Heater | E3 | Utility - Value of Sales | 0 | 0 | 0 | 0 | 0 | 0 | 0 | 0 | 0 | 0 | 0 | 0 | 0 | 0 | 0 | 0 | 0 | 0 | 0 | 0 | 0 | 0 | 0 | 0 | 0 | 0 | 0 | 0 | 0 | 0 | 0 | 0 | 0 | 0 | 0 | 0 | 0 | 0 | 0 | 0 | 0 | 0
F6_Commercial_Restaurant_Existing_Miscellaneous_Natural Gas_Pool Heater_E4 | F6 | Commercial | Restaurant | Existing | Miscellaneous | Natural Gas | Pool Heater | E4 | Utility - Value of Sales | 0 | 0 | 0 | 0 | 0 | 0 | 0 | 0 | 0 | 0 | 0 | 0 | 0 | 0 | 0 | 0 | 0 | 0 | 0 | 0 | 0 | 0 | 0 | 0 | 0 | 0 | 0 | 0 | 0 | 0 | 0 | 0 | 0 | 0 | 0 | 0 | 0 | 0 | 0 | 0 | 0 | 0
F6_Commercial_Restaurant_Existing_Miscellaneous_Natural Gas_Pool Heater_E5 | F6 | Commercial | Restaurant | Existing | Miscellaneous | Natural Gas | Pool Heater | E5 | Utility - Value of Sales | 0 | 0 | 0 | 0 | 0 | 0 | 0 | 0 | 0 | 0 | 0 | 0 | 0 | 0 | 0 | 0 | 0 | 0 | 0 | 0 | 0 | 0 | 0 | 0 | 0 | 0 | 0 | 0 | 0 | 0 | 0 | 0 | 0 | 0 | 0 | 0 | 0 | 0 | 0 | 0 | 0 | 0
F6_Commercial_Restaurant_Existing_Miscellaneous_Natural Gas_Pool Heater_E6 | F6 | Commercial | Restaurant | Existing | Miscellaneous | Natural Gas | Pool Heater | E6 | Utility - Value of Sales | 0 | 0 | 0 | 0 | 0 | 0 | 0 | 0 | 0 | 0 | 0 | 0 | 0 | 0 | 0 | 0 | 0 | 0 | 0 | 0 | 0 | 0 | 0 | 0 | 0 | 0 | 0 | 0 | 0 | 0 | 0 | 0 | 0 | 0 | 0 | 0 | 0 | 0 | 0 | 0 | 0 | 0
F6_Commercial_Restaurant_Existing_Miscellaneous_Natural Gas_Pool Heater_E7 | F6 | Commercial | Restaurant | Existing | Miscellaneous | Natural Gas | Pool Heater | E7 | Utility - Value of Sales | 0 | 0 | 0 | 0 | 0 | 0 | 0 | 0 | 0 | 0 | 0 | 0 | 0 | 0 | 0 | 0 | 0 | 0 | 0 | 0 | 0 | 0 | 0 | 0 | 0 | 0 | 0 | 0 | 0 | 0 | 0 | 0 | 0 | 0 | 0 | 0 | 0 | 0 | 0 | 0 | 0 | 0
F6_Commercial_Restaurant_Existing_Miscellaneous_Natural Gas_Pool Heater_E8 | F6 | Commercial | Restaurant | Existing | Miscellaneous | Natural Gas | Pool Heater | E8 | Utility - Value of Sales | 0 | 0 | 0 | 0 | 0 | 0 | 0 | 0 | 0 | 0 | 0 | 0 | 0 | 0 | 0 | 0 | 0 | 0 | 0 | 0 | 0 | 0 | 0 | 0 | 0 | 0 | 0 | 0 | 0 | 0 | 0 | 0 | 0 | 0 | 0 | 0 | 0 | 0 | 0 | 0 | 0 | 0
F6_Commercial_Restaurant_Existing_Miscellaneous_Natural Gas_Pool Heater_E9 | F6 | Commercial | Restaurant | Existing | Miscellaneous | Natural Gas | Pool Heater | E9 | Utility - Value of Sales | 0 | 0 | 0 | 0 | 0 | 0 | 0 | 0 | 0 | 0 | 0 | 0 | 0 | 0 | 0 | 0 | 0 | 0 | 0 | 0 | 0 | 0 | 0 | 0 | 0 | 0 | 0 | 0 | 0 | 0 | 0 | 0 | 0 | 0 | 0 | 0 | 0 | 0 | 0 | 0 | 0 | 0
F6_Commercial_Restaurant_Existing_Miscellaneous_Natural Gas_Pool Heater_E10 | F6 | Commercial | Restaurant | Existing | Miscellaneous | Natural Gas | Pool Heater | E10 | Utility - Value of Sales | 0 | 0 | 0 | 0 | 0 | 0 | 0 | 0 | 0 | 0 | 0 | 0 | 0 | 0 | 0 | 0 | 0 | 0 | 0 | 0 | 0 | 0 | 0 | 0 | 0 | 0 | 0 | 0 | 0 | 0 | 0 | 0 | 0 | 0 | 0 | 0 | 0 | 0 | 0 | 0 | 0 | 0
F1_Commercial_Restaurant_Existing_Miscellaneous_Natural Gas_Miscellaneous_E1 | F1 | Commercial | Restaurant | Existing | Miscellaneous | Natural Gas | Miscellaneous | E1 | RVT - Cost of Equipment | 0 | 0 | 0 | 0 | 0 | 0 | 0 | 0 | 0 | 0 | 0 | 0 | 0 | 0 | 0 | 0 | 0 | 0 | 0 | 0 | 0 | 0 | 0 | 0 | 0 | 0 | 0 | 0 | 0 | 0 | 0 | 0 | 0 | 0 | 0 | 0 | 0 | 0 | 0 | 0 | 0 | 0
F1_Commercial_Restaurant_Existing_Miscellaneous_Natural Gas_Miscellaneous_E2 | F1 | Commercial | Restaurant | Existing | Miscellaneous | Natural Gas | Miscellaneous | E2 | RVT - Cost of Equipment | 0 | 0 | 0 | 0 | 0 | 0 | 0 | 0 | 0 | 0 | 0 | 0 | 0 | 0 | 0 | 0 | 0 | 0 | 0 | 0 | 0 | 0 | 0 | 0 | 0 | 0 | 0 | 0 | 0 | 0 | 0 | 0 | 0 | 0 | 0 | 0 | 0 | 0 | 0 | 0 | 0 | 0
F1_Commercial_Restaurant_Existing_Miscellaneous_Natural Gas_Miscellaneous_E3 | F1 | Commercial | Restaurant | Existing | Miscellaneous | Natural Gas | Miscellaneous | E3 | RVT - Cost of Equipment | 0 | 0 | 0 | 0 | 0 | 0 | 0 | 0 | 0 | 0 | 0 | 0 | 0 | 0 | 0 | 0 | 0 | 0 | 0 | 0 | 0 | 0 | 0 | 0 | 0 | 0 | 0 | 0 | 0 | 0 | 0 | 0 | 0 | 0 | 0 | 0 | 0 | 0 | 0 | 0 | 0 | 0
F1_Commercial_Restaurant_Existing_Miscellaneous_Natural Gas_Miscellaneous_E4 | F1 | Commercial | Restaurant | Existing | Miscellaneous | Natural Gas | Miscellaneous | E4 | RVT - Cost of Equipment | 0 | 0 | 0 | 0 | 0 | 0 | 0 | 0 | 0 | 0 | 0 | 0 | 0 | 0 | 0 | 0 | 0 | 0 | 0 | 0 | 0 | 0 | 0 | 0 | 0 | 0 | 0 | 0 | 0 | 0 | 0 | 0 | 0 | 0 | 0 | 0 | 0 | 0 | 0 | 0 | 0 | 0
F1_Commercial_Restaurant_Existing_Miscellaneous_Natural Gas_Miscellaneous_E5 | F1 | Commercial | Restaurant | Existing | Miscellaneous | Natural Gas | Miscellaneous | E5 | RVT - Cost of Equipment | 0 | 0 | 0 | 0 | 0 | 0 | 0 | 0 | 0 | 0 | 0 | 0 | 0 | 0 | 0 | 0 | 0 | 0 | 0 | 0 | 0 | 0 | 0 | 0 | 0 | 0 | 0 | 0 | 0 | 0 | 0 | 0 | 0 | 0 | 0 | 0 | 0 | 0 | 0 | 0 | 0 | 0
F1_Commercial_Restaurant_Existing_Miscellaneous_Natural Gas_Miscellaneous_E6 | F1 | Commercial | Restaurant | Existing | Miscellaneous | Natural Gas | Miscellaneous | E6 | RVT - Cost of Equipment | 0 | 0 | 0 | 0 | 0 | 0 | 0 | 0 | 0 | 0 | 0 | 0 | 0 | 0 | 0 | 0 | 0 | 0 | 0 | 0 | 0 | 0 | 0 | 0 | 0 | 0 | 0 | 0 | 0 | 0 | 0 | 0 | 0 | 0 | 0 | 0 | 0 | 0 | 0 | 0 | 0 | 0
F1_Commercial_Restaurant_Existing_Miscellaneous_Natural Gas_Miscellaneous_E7 | F1 | Commercial | Restaurant | Existing | Miscellaneous | Natural Gas | Miscellaneous | E7 | RVT - Cost of Equipment | 0 | 0 | 0 | 0 | 0 | 0 | 0 | 0 | 0 | 0 | 0 | 0 | 0 | 0 | 0 | 0 | 0 | 0 | 0 | 0 | 0 | 0 | 0 | 0 | 0 | 0 | 0 | 0 | 0 | 0 | 0 | 0 | 0 | 0 | 0 | 0 | 0 | 0 | 0 | 0 | 0 | 0
F1_Commercial_Restaurant_Existing_Miscellaneous_Natural Gas_Miscellaneous_E8 | F1 | Commercial | Restaurant | Existing | Miscellaneous | Natural Gas | Miscellaneous | E8 | RVT - Cost of Equipment | 0 | 0 | 0 | 0 | 0 | 0 | 0 | 0 | 0 | 0 | 0 | 0 | 0 | 0 | 0 | 0 | 0 | 0 | 0 | 0 | 0 | 0 | 0 | 0 | 0 | 0 | 0 | 0 | 0 | 0 | 0 | 0 | 0 | 0 | 0 | 0 | 0 | 0 | 0 | 0 | 0 | 0
F1_Commercial_Restaurant_Existing_Miscellaneous_Natural Gas_Miscellaneous_E9 | F1 | Commercial | Restaurant | Existing | Miscellaneous | Natural Gas | Miscellaneous | E9 | RVT - Cost of Equipment | 0 | 0 | 0 | 0 | 0 | 0 | 0 | 0 | 0 | 0 | 0 | 0 | 0 | 0 | 0 | 0 | 0 | 0 | 0 | 0 | 0 | 0 | 0 | 0 | 0 | 0 | 0 | 0 | 0 | 0 | 0 | 0 | 0 | 0 | 0 | 0 | 0 | 0 | 0 | 0 | 0 | 0
F1_Commercial_Restaurant_Existing_Miscellaneous_Natural Gas_Miscellaneous_E10 | F1 | Commercial | Restaurant | Existing | Miscellaneous | Natural Gas | Miscellaneous | E10 | RVT - Cost of Equipment | 0 | 0 | 0 | 0 | 0 | 0 | 0 | 0 | 0 | 0 | 0 | 0 | 0 | 0 | 0 | 0 | 0 | 0 | 0 | 0 | 0 | 0 | 0 | 0 | 0 | 0 | 0 | 0 | 0 | 0 | 0 | 0 | 0 | 0 | 0 | 0 | 0 | 0 | 0 | 0 | 0 | 0
F2_Commercial_Restaurant_Existing_Miscellaneous_Natural Gas_Miscellaneous_E1 | F2 | Commercial | Restaurant | Existing | Miscellaneous | Natural Gas | Miscellaneous | E1 | RVT - Cost of Operation | 0 | 0 | 0 | 0 | 0 | 0 | 0 | 0 | 0 | 0 | 0 | 0 | 0 | 0 | 0 | 0 | 0 | 0 | 0 | 0 | 0 | 0 | 0 | 0 | 0 | 0 | 0 | 0 | 0 | 0 | 0 | 0 | 0 | 0 | 0 | 0 | 0 | 0 | 0 | 0 | 0 | 0
F2_Commercial_Restaurant_Existing_Miscellaneous_Natural Gas_Miscellaneous_E2 | F2 | Commercial | Restaurant | Existing | Miscellaneous | Natural Gas | Miscellaneous | E2 | RVT - Cost of Operation | 0 | 0 | 0 | 0 | 0 | 0 | 0 | 0 | 0 | 0 | 0 | 0 | 0 | 0 | 0 | 0 | 0 | 0 | 0 | 0 | 0 | 0 | 0 | 0 | 0 | 0 | 0 | 0 | 0 | 0 | 0 | 0 | 0 | 0 | 0 | 0 | 0 | 0 | 0 | 0 | 0 | 0
F2_Commercial_Restaurant_Existing_Miscellaneous_Natural Gas_Miscellaneous_E3 | F2 | Commercial | Restaurant | Existing | Miscellaneous | Natural Gas | Miscellaneous | E3 | RVT - Cost of Operation | 0 | 0 | 0 | 0 | 0 | 0 | 0 | 0 | 0 | 0 | 0 | 0 | 0 | 0 | 0 | 0 | 0 | 0 | 0 | 0 | 0 | 0 | 0 | 0 | 0 | 0 | 0 | 0 | 0 | 0 | 0 | 0 | 0 | 0 | 0 | 0 | 0 | 0 | 0 | 0 | 0 | 0
F2_Commercial_Restaurant_Existing_Miscellaneous_Natural Gas_Miscellaneous_E4 | F2 | Commercial | Restaurant | Existing | Miscellaneous | Natural Gas | Miscellaneous | E4 | RVT - Cost of Operation | 0 | 0 | 0 | 0 | 0 | 0 | 0 | 0 | 0 | 0 | 0 | 0 | 0 | 0 | 0 | 0 | 0 | 0 | 0 | 0 | 0 | 0 | 0 | 0 | 0 | 0 | 0 | 0 | 0 | 0 | 0 | 0 | 0 | 0 | 0 | 0 | 0 | 0 | 0 | 0 | 0 | 0
F2_Commercial_Restaurant_Existing_Miscellaneous_Natural Gas_Miscellaneous_E5 | F2 | Commercial | Restaurant | Existing | Miscellaneous | Natural Gas | Miscellaneous | E5 | RVT - Cost of Operation | 0 | 0 | 0 | 0 | 0 | 0 | 0 | 0 | 0 | 0 | 0 | 0 | 0 | 0 | 0 | 0 | 0 | 0 | 0 | 0 | 0 | 0 | 0 | 0 | 0 | 0 | 0 | 0 | 0 | 0 | 0 | 0 | 0 | 0 | 0 | 0 | 0 | 0 | 0 | 0 | 0 | 0
F2_Commercial_Restaurant_Existing_Miscellaneous_Natural Gas_Miscellaneous_E6 | F2 | Commercial | Restaurant | Existing | Miscellaneous | Natural Gas | Miscellaneous | E6 | RVT - Cost of Operation | 0 | 0 | 0 | 0 | 0 | 0 | 0 | 0 | 0 | 0 | 0 | 0 | 0 | 0 | 0 | 0 | 0 | 0 | 0 | 0 | 0 | 0 | 0 | 0 | 0 | 0 | 0 | 0 | 0 | 0 | 0 | 0 | 0 | 0 | 0 | 0 | 0 | 0 | 0 | 0 | 0 | 0
F2_Commercial_Restaurant_Existing_Miscellaneous_Natural Gas_Miscellaneous_E7 | F2 | Commercial | Restaurant | Existing | Miscellaneous | Natural Gas | Miscellaneous | E7 | RVT - Cost of Operation | 0 | 0 | 0 | 0 | 0 | 0 | 0 | 0 | 0 | 0 | 0 | 0 | 0 | 0 | 0 | 0 | 0 | 0 | 0 | 0 | 0 | 0 | 0 | 0 | 0 | 0 | 0 | 0 | 0 | 0 | 0 | 0 | 0 | 0 | 0 | 0 | 0 | 0 | 0 | 0 | 0 | 0
F2_Commercial_Restaurant_Existing_Miscellaneous_Natural Gas_Miscellaneous_E8 | F2 | Commercial | Restaurant | Existing | Miscellaneous | Natural Gas | Miscellaneous | E8 | RVT - Cost of Operation | 0 | 0 | 0 | 0 | 0 | 0 | 0 | 0 | 0 | 0 | 0 | 0 | 0 | 0 | 0 | 0 | 0 | 0 | 0 | 0 | 0 | 0 | 0 | 0 | 0 | 0 | 0 | 0 | 0 | 0 | 0 | 0 | 0 | 0 | 0 | 0 | 0 | 0 | 0 | 0 | 0 | 0
F2_Commercial_Restaurant_Existing_Miscellaneous_Natural Gas_Miscellaneous_E9 | F2 | Commercial | Restaurant | Existing | Miscellaneous | Natural Gas | Miscellaneous | E9 | RVT - Cost of Operation | 0 | 0 | 0 | 0 | 0 | 0 | 0 | 0 | 0 | 0 | 0 | 0 | 0 | 0 | 0 | 0 | 0 | 0 | 0 | 0 | 0 | 0 | 0 | 0 | 0 | 0 | 0 | 0 | 0 | 0 | 0 | 0 | 0 | 0 | 0 | 0 | 0 | 0 | 0 | 0 | 0 | 0
F2_Commercial_Restaurant_Existing_Miscellaneous_Natural Gas_Miscellaneous_E10 | F2 | Commercial | Restaurant | Existing | Miscellaneous | Natural Gas | Miscellaneous | E10 | RVT - Cost of Operation | 0 | 0 | 0 | 0 | 0 | 0 | 0 | 0 | 0 | 0 | 0 | 0 | 0 | 0 | 0 | 0 | 0 | 0 | 0 | 0 | 0 | 0 | 0 | 0 | 0 | 0 | 0 | 0 | 0 | 0 | 0 | 0 | 0 | 0 | 0 | 0 | 0 | 0 | 0 | 0 | 0 | 0
F3_Commercial_Restaurant_Existing_Miscellaneous_Natural Gas_Miscellaneous_E1 | F3 | Commercial | Restaurant | Existing | Miscellaneous | Natural Gas | Miscellaneous | E1 | System - kBTUs of Consumption | 0.018827 | 0.018827 | 0.018827 | 0.018827 | 0.018827 | 0.018827 | 0.018827 | 0.018827 | 0.018827 | 0.018827 | 0.018827 | 0.018827 | 0.018827 | 0.018827 | 0.018827 | 0.018827 | 0.018827 | 0.018827 | 0.018827 | 0.018827 | 0.018827 | 0.018827 | 0.018827 | 0.018827 | 0.018827 | 0.018827 | 0.018827 | 0.018827 | 0.018827 | 0.018827 | 0.018827 | 0.018827 | 0.018827 | 0 | 0 | 0 | 0 | 0 | 0 | 0 | 0 | 0
F3_Commercial_Restaurant_Existing_Miscellaneous_Natural Gas_Miscellaneous_E2 | F3 | Commercial | Restaurant | Existing | Miscellaneous | Natural Gas | Miscellaneous | E2 | System - kBTUs of Consumption | 0 | 0 | 0 | 0 | 0 | 0 | 0 | 0 | 0 | 0 | 0 | 0 | 0 | 0 | 0 | 0 | 0 | 0 | 0 | 0 | 0 | 0 | 0 | 0 | 0 | 0 | 0 | 0 | 0 | 0 | 0 | 0 | 0 | 0 | 0 | 0 | 0 | 0 | 0 | 0 | 0 | 0
F3_Commercial_Restaurant_Existing_Miscellaneous_Natural Gas_Miscellaneous_E3 | F3 | Commercial | Restaurant | Existing | Miscellaneous | Natural Gas | Miscellaneous | E3 | System - kBTUs of Consumption | 0 | 0 | 0 | 0 | 0 | 0 | 0 | 0 | 0 | 0 | 0 | 0 | 0 | 0 | 0 | 0 | 0 | 0 | 0 | 0 | 0 | 0 | 0 | 0 | 0 | 0 | 0 | 0 | 0 | 0 | 0 | 0 | 0 | 0 | 0 | 0 | 0 | 0 | 0 | 0 | 0 | 0
F3_Commercial_Restaurant_Existing_Miscellaneous_Natural Gas_Miscellaneous_E4 | F3 | Commercial | Restaurant | Existing | Miscellaneous | Natural Gas | Miscellaneous | E4 | System - kBTUs of Consumption | 0 | 0 | 0 | 0 | 0 | 0 | 0 | 0 | 0 | 0 | 0 | 0 | 0 | 0 | 0 | 0 | 0 | 0 | 0 | 0 | 0 | 0 | 0 | 0 | 0 | 0 | 0 | 0 | 0 | 0 | 0 | 0 | 0 | 0 | 0 | 0 | 0 | 0 | 0 | 0 | 0 | 0
F3_Commercial_Restaurant_Existing_Miscellaneous_Natural Gas_Miscellaneous_E5 | F3 | Commercial | Restaurant | Existing | Miscellaneous | Natural Gas | Miscellaneous | E5 | System - kBTUs of Consumption | 0 | 0 | 0 | 0 | 0 | 0 | 0 | 0 | 0 | 0 | 0 | 0 | 0 | 0 | 0 | 0 | 0 | 0 | 0 | 0 | 0 | 0 | 0 | 0 | 0 | 0 | 0 | 0 | 0 | 0 | 0 | 0 | 0 | 0 | 0 | 0 | 0 | 0 | 0 | 0 | 0 | 0
F3_Commercial_Restaurant_Existing_Miscellaneous_Natural Gas_Miscellaneous_E6 | F3 | Commercial | Restaurant | Existing | Miscellaneous | Natural Gas | Miscellaneous | E6 | System - kBTUs of Consumption | 0 | 0 | 0 | 0 | 0 | 0 | 0 | 0 | 0 | 0 | 0 | 0 | 0 | 0 | 0 | 0 | 0 | 0 | 0 | 0 | 0 | 0 | 0 | 0 | 0 | 0 | 0 | 0 | 0 | 0 | 0 | 0 | 0 | 0 | 0 | 0 | 0 | 0 | 0 | 0 | 0 | 0
F3_Commercial_Restaurant_Existing_Miscellaneous_Natural Gas_Miscellaneous_E7 | F3 | Commercial | Restaurant | Existing | Miscellaneous | Natural Gas | Miscellaneous | E7 | System - kBTUs of Consumption | 0 | 0 | 0 | 0 | 0 | 0 | 0 | 0 | 0 | 0 | 0 | 0 | 0 | 0 | 0 | 0 | 0 | 0 | 0 | 0 | 0 | 0 | 0 | 0 | 0 | 0 | 0 | 0 | 0 | 0 | 0 | 0 | 0 | 0 | 0 | 0 | 0 | 0 | 0 | 0 | 0 | 0
F3_Commercial_Restaurant_Existing_Miscellaneous_Natural Gas_Miscellaneous_E8 | F3 | Commercial | Restaurant | Existing | Miscellaneous | Natural Gas | Miscellaneous | E8 | System - kBTUs of Consumption | 0 | 0 | 0 | 0 | 0 | 0 | 0 | 0 | 0 | 0 | 0 | 0 | 0 | 0 | 0 | 0 | 0 | 0 | 0 | 0 | 0 | 0 | 0 | 0 | 0 | 0 | 0 | 0 | 0 | 0 | 0 | 0 | 0 | 0 | 0 | 0 | 0 | 0 | 0 | 0 | 0 | 0
F3_Commercial_Restaurant_Existing_Miscellaneous_Natural Gas_Miscellaneous_E9 | F3 | Commercial | Restaurant | Existing | Miscellaneous | Natural Gas | Miscellaneous | E9 | System - kBTUs of Consumption | 0 | 0 | 0 | 0 | 0 | 0 | 0 | 0 | 0 | 0 | 0 | 0 | 0 | 0 | 0 | 0 | 0 | 0 | 0 | 0 | 0 | 0 | 0 | 0 | 0 | 0 | 0 | 0 | 0 | 0 | 0 | 0 | 0 | 0 | 0 | 0 | 0 | 0 | 0 | 0 | 0 | 0
F3_Commercial_Restaurant_Existing_Miscellaneous_Natural Gas_Miscellaneous_E10 | F3 | Commercial | Restaurant | Existing | Miscellaneous | Natural Gas | Miscellaneous | E10 | System - kBTUs of Consumption | 0 | 0 | 0 | 0 | 0 | 0 | 0 | 0 | 0 | 0 | 0 | 0 | 0 | 0 | 0 | 0 | 0 | 0 | 0 | 0 | 0 | 0 | 0 | 0 | 0 | 0 | 0 | 0 | 0 | 0 | 0 | 0 | 0 | 0 | 0 | 0 | 0 | 0 | 0 | 0 | 0 | 0
F4_Commercial_Restaurant_Existing_Miscellaneous_Natural Gas_Miscellaneous_E1 | F4 | Commercial | Restaurant | Existing | Miscellaneous | Natural Gas | Miscellaneous | E1 | Utility - Cost of Equipment | 0 | 0 | 0 | 0 | 0 | 0 | 0 | 0 | 0 | 0 | 0 | 0 | 0 | 0 | 0 | 0 | 0 | 0 | 0 | 0 | 0 | 0 | 0 | 0 | 0 | 0 | 0 | 0 | 0 | 0 | 0 | 0 | 0 | 0 | 0 | 0 | 0 | 0 | 0 | 0 | 0 | 0
F4_Commercial_Restaurant_Existing_Miscellaneous_Natural Gas_Miscellaneous_E2 | F4 | Commercial | Restaurant | Existing | Miscellaneous | Natural Gas | Miscellaneous | E2 | Utility - Cost of Equipment | 0 | 0 | 0 | 0 | 0 | 0 | 0 | 0 | 0 | 0 | 0 | 0 | 0 | 0 | 0 | 0 | 0 | 0 | 0 | 0 | 0 | 0 | 0 | 0 | 0 | 0 | 0 | 0 | 0 | 0 | 0 | 0 | 0 | 0 | 0 | 0 | 0 | 0 | 0 | 0 | 0 | 0
F4_Commercial_Restaurant_Existing_Miscellaneous_Natural Gas_Miscellaneous_E3 | F4 | Commercial | Restaurant | Existing | Miscellaneous | Natural Gas | Miscellaneous | E3 | Utility - Cost of Equipment | 0 | 0 | 0 | 0 | 0 | 0 | 0 | 0 | 0 | 0 | 0 | 0 | 0 | 0 | 0 | 0 | 0 | 0 | 0 | 0 | 0 | 0 | 0 | 0 | 0 | 0 | 0 | 0 | 0 | 0 | 0 | 0 | 0 | 0 | 0 | 0 | 0 | 0 | 0 | 0 | 0 | 0
F4_Commercial_Restaurant_Existing_Miscellaneous_Natural Gas_Miscellaneous_E4 | F4 | Commercial | Restaurant | Existing | Miscellaneous | Natural Gas | Miscellaneous | E4 | Utility - Cost of Equipment | 0 | 0 | 0 | 0 | 0 | 0 | 0 | 0 | 0 | 0 | 0 | 0 | 0 | 0 | 0 | 0 | 0 | 0 | 0 | 0 | 0 | 0 | 0 | 0 | 0 | 0 | 0 | 0 | 0 | 0 | 0 | 0 | 0 | 0 | 0 | 0 | 0 | 0 | 0 | 0 | 0 | 0
F4_Commercial_Restaurant_Existing_Miscellaneous_Natural Gas_Miscellaneous_E5 | F4 | Commercial | Restaurant | Existing | Miscellaneous | Natural Gas | Miscellaneous | E5 | Utility - Cost of Equipment | 0 | 0 | 0 | 0 | 0 | 0 | 0 | 0 | 0 | 0 | 0 | 0 | 0 | 0 | 0 | 0 | 0 | 0 | 0 | 0 | 0 | 0 | 0 | 0 | 0 | 0 | 0 | 0 | 0 | 0 | 0 | 0 | 0 | 0 | 0 | 0 | 0 | 0 | 0 | 0 | 0 | 0
F4_Commercial_Restaurant_Existing_Miscellaneous_Natural Gas_Miscellaneous_E6 | F4 | Commercial | Restaurant | Existing | Miscellaneous | Natural Gas | Miscellaneous | E6 | Utility - Cost of Equipment | 0 | 0 | 0 | 0 | 0 | 0 | 0 | 0 | 0 | 0 | 0 | 0 | 0 | 0 | 0 | 0 | 0 | 0 | 0 | 0 | 0 | 0 | 0 | 0 | 0 | 0 | 0 | 0 | 0 | 0 | 0 | 0 | 0 | 0 | 0 | 0 | 0 | 0 | 0 | 0 | 0 | 0
F4_Commercial_Restaurant_Existing_Miscellaneous_Natural Gas_Miscellaneous_E7 | F4 | Commercial | Restaurant | Existing | Miscellaneous | Natural Gas | Miscellaneous | E7 | Utility - Cost of Equipment | 0 | 0 | 0 | 0 | 0 | 0 | 0 | 0 | 0 | 0 | 0 | 0 | 0 | 0 | 0 | 0 | 0 | 0 | 0 | 0 | 0 | 0 | 0 | 0 | 0 | 0 | 0 | 0 | 0 | 0 | 0 | 0 | 0 | 0 | 0 | 0 | 0 | 0 | 0 | 0 | 0 | 0
F4_Commercial_Restaurant_Existing_Miscellaneous_Natural Gas_Miscellaneous_E8 | F4 | Commercial | Restaurant | Existing | Miscellaneous | Natural Gas | Miscellaneous | E8 | Utility - Cost of Equipment | 0 | 0 | 0 | 0 | 0 | 0 | 0 | 0 | 0 | 0 | 0 | 0 | 0 | 0 | 0 | 0 | 0 | 0 | 0 | 0 | 0 | 0 | 0 | 0 | 0 | 0 | 0 | 0 | 0 | 0 | 0 | 0 | 0 | 0 | 0 | 0 | 0 | 0 | 0 | 0 | 0 | 0
F4_Commercial_Restaurant_Existing_Miscellaneous_Natural Gas_Miscellaneous_E9 | F4 | Commercial | Restaurant | Existing | Miscellaneous | Natural Gas | Miscellaneous | E9 | Utility - Cost of Equipment | 0 | 0 | 0 | 0 | 0 | 0 | 0 | 0 | 0 | 0 | 0 | 0 | 0 | 0 | 0 | 0 | 0 | 0 | 0 | 0 | 0 | 0 | 0 | 0 | 0 | 0 | 0 | 0 | 0 | 0 | 0 | 0 | 0 | 0 | 0 | 0 | 0 | 0 | 0 | 0 | 0 | 0
F4_Commercial_Restaurant_Existing_Miscellaneous_Natural Gas_Miscellaneous_E10 | F4 | Commercial | Restaurant | Existing | Miscellaneous | Natural Gas | Miscellaneous | E10 | Utility - Cost of Equipment | 0 | 0 | 0 | 0 | 0 | 0 | 0 | 0 | 0 | 0 | 0 | 0 | 0 | 0 | 0 | 0 | 0 | 0 | 0 | 0 | 0 | 0 | 0 | 0 | 0 | 0 | 0 | 0 | 0 | 0 | 0 | 0 | 0 | 0 | 0 | 0 | 0 | 0 | 0 | 0 | 0 | 0
F5_Commercial_Restaurant_Existing_Miscellaneous_Natural Gas_Miscellaneous_E1 | F5 | Commercial | Restaurant | Existing | Miscellaneous | Natural Gas | Miscellaneous | E1 | Utility - Cost of Operation | 0.018827 | 0.018827 | 0.018827 | 0.018827 | 0.018827 | 0.018827 | 0.018827 | 0.018827 | 0.018827 | 0.018827 | 0.018827 | 0.018827 | 0.018827 | 0.018827 | 0.018827 | 0.018827 | 0.018827 | 0.018827 | 0.018827 | 0.018827 | 0.018827 | 0.018827 | 0.018827 | 0.018827 | 0.018827 | 0.018827 | 0.018827 | 0.018827 | 0.018827 | 0.018827 | 0.018827 | 0.018827 | 0.018827 | 0 | 0 | 0 | 0 | 0 | 0 | 0 | 0 | 0
F5_Commercial_Restaurant_Existing_Miscellaneous_Natural Gas_Miscellaneous_E2 | F5 | Commercial | Restaurant | Existing | Miscellaneous | Natural Gas | Miscellaneous | E2 | Utility - Cost of Operation | 0 | 0 | 0 | 0 | 0 | 0 | 0 | 0 | 0 | 0 | 0 | 0 | 0 | 0 | 0 | 0 | 0 | 0 | 0 | 0 | 0 | 0 | 0 | 0 | 0 | 0 | 0 | 0 | 0 | 0 | 0 | 0 | 0 | 0 | 0 | 0 | 0 | 0 | 0 | 0 | 0 | 0
F5_Commercial_Restaurant_Existing_Miscellaneous_Natural Gas_Miscellaneous_E3 | F5 | Commercial | Restaurant | Existing | Miscellaneous | Natural Gas | Miscellaneous | E3 | Utility - Cost of Operation | 0 | 0 | 0 | 0 | 0 | 0 | 0 | 0 | 0 | 0 | 0 | 0 | 0 | 0 | 0 | 0 | 0 | 0 | 0 | 0 | 0 | 0 | 0 | 0 | 0 | 0 | 0 | 0 | 0 | 0 | 0 | 0 | 0 | 0 | 0 | 0 | 0 | 0 | 0 | 0 | 0 | 0
F5_Commercial_Restaurant_Existing_Miscellaneous_Natural Gas_Miscellaneous_E4 | F5 | Commercial | Restaurant | Existing | Miscellaneous | Natural Gas | Miscellaneous | E4 | Utility - Cost of Operation | 0 | 0 | 0 | 0 | 0 | 0 | 0 | 0 | 0 | 0 | 0 | 0 | 0 | 0 | 0 | 0 | 0 | 0 | 0 | 0 | 0 | 0 | 0 | 0 | 0 | 0 | 0 | 0 | 0 | 0 | 0 | 0 | 0 | 0 | 0 | 0 | 0 | 0 | 0 | 0 | 0 | 0
F5_Commercial_Restaurant_Existing_Miscellaneous_Natural Gas_Miscellaneous_E5 | F5 | Commercial | Restaurant | Existing | Miscellaneous | Natural Gas | Miscellaneous | E5 | Utility - Cost of Operation | 0 | 0 | 0 | 0 | 0 | 0 | 0 | 0 | 0 | 0 | 0 | 0 | 0 | 0 | 0 | 0 | 0 | 0 | 0 | 0 | 0 | 0 | 0 | 0 | 0 | 0 | 0 | 0 | 0 | 0 | 0 | 0 | 0 | 0 | 0 | 0 | 0 | 0 | 0 | 0 | 0 | 0
F5_Commercial_Restaurant_Existing_Miscellaneous_Natural Gas_Miscellaneous_E6 | F5 | Commercial | Restaurant | Existing | Miscellaneous | Natural Gas | Miscellaneous | E6 | Utility - Cost of Operation | 0 | 0 | 0 | 0 | 0 | 0 | 0 | 0 | 0 | 0 | 0 | 0 | 0 | 0 | 0 | 0 | 0 | 0 | 0 | 0 | 0 | 0 | 0 | 0 | 0 | 0 | 0 | 0 | 0 | 0 | 0 | 0 | 0 | 0 | 0 | 0 | 0 | 0 | 0 | 0 | 0 | 0
F5_Commercial_Restaurant_Existing_Miscellaneous_Natural Gas_Miscellaneous_E7 | F5 | Commercial | Restaurant | Existing | Miscellaneous | Natural Gas | Miscellaneous | E7 | Utility - Cost of Operation | 0 | 0 | 0 | 0 | 0 | 0 | 0 | 0 | 0 | 0 | 0 | 0 | 0 | 0 | 0 | 0 | 0 | 0 | 0 | 0 | 0 | 0 | 0 | 0 | 0 | 0 | 0 | 0 | 0 | 0 | 0 | 0 | 0 | 0 | 0 | 0 | 0 | 0 | 0 | 0 | 0 | 0
F5_Commercial_Restaurant_Existing_Miscellaneous_Natural Gas_Miscellaneous_E8 | F5 | Commercial | Restaurant | Existing | Miscellaneous | Natural Gas | Miscellaneous | E8 | Utility - Cost of Operation | 0 | 0 | 0 | 0 | 0 | 0 | 0 | 0 | 0 | 0 | 0 | 0 | 0 | 0 | 0 | 0 | 0 | 0 | 0 | 0 | 0 | 0 | 0 | 0 | 0 | 0 | 0 | 0 | 0 | 0 | 0 | 0 | 0 | 0 | 0 | 0 | 0 | 0 | 0 | 0 | 0 | 0
F5_Commercial_Restaurant_Existing_Miscellaneous_Natural Gas_Miscellaneous_E9 | F5 | Commercial | Restaurant | Existing | Miscellaneous | Natural Gas | Miscellaneous | E9 | Utility - Cost of Operation | 0 | 0 | 0 | 0 | 0 | 0 | 0 | 0 | 0 | 0 | 0 | 0 | 0 | 0 | 0 | 0 | 0 | 0 | 0 | 0 | 0 | 0 | 0 | 0 | 0 | 0 | 0 | 0 | 0 | 0 | 0 | 0 | 0 | 0 | 0 | 0 | 0 | 0 | 0 | 0 | 0 | 0
F5_Commercial_Restaurant_Existing_Miscellaneous_Natural Gas_Miscellaneous_E10 | F5 | Commercial | Restaurant | Existing | Miscellaneous | Natural Gas | Miscellaneous | E10 | Utility - Cost of Operation | 0 | 0 | 0 | 0 | 0 | 0 | 0 | 0 | 0 | 0 | 0 | 0 | 0 | 0 | 0 | 0 | 0 | 0 | 0 | 0 | 0 | 0 | 0 | 0 | 0 | 0 | 0 | 0 | 0 | 0 | 0 | 0 | 0 | 0 | 0 | 0 | 0 | 0 | 0 | 0 | 0 | 0
F6_Commercial_Restaurant_Existing_Miscellaneous_Natural Gas_Miscellaneous_E1 | F6 | Commercial | Restaurant | Existing | Miscellaneous | Natural Gas | Miscellaneous | E1 | Utility - Value of Sales | 0.081779 | 0.082716 | 0.084149 | 0.083835 | 0.083835 | 0.083835 | 0.083835 | 0.083835 | 0.083835 | 0.083835 | 0.083835 | 0.083835 | 0.083835 | 0.083835 | 0.083835 | 0.083835 | 0.083835 | 0.083835 | 0.083835 | 0.083835 | 0.083835 | 0.083835 | 0.083835 | 0.083835 | 0.083835 | 0.083835 | 0.083835 | 0.083835 | 0.083835 | 0.083835 | 0.083835 | 0.083835 | 0.083835 | 0 | 0 | 0 | 0 | 0 | 0 | 0 | 0 | 0
F6_Commercial_Restaurant_Existing_Miscellaneous_Natural Gas_Miscellaneous_E2 | F6 | Commercial | Restaurant | Existing | Miscellaneous | Natural Gas | Miscellaneous | E2 | Utility - Value of Sales | 0 | 0 | 0 | 0 | 0 | 0 | 0 | 0 | 0 | 0 | 0 | 0 | 0 | 0 | 0 | 0 | 0 | 0 | 0 | 0 | 0 | 0 | 0 | 0 | 0 | 0 | 0 | 0 | 0 | 0 | 0 | 0 | 0 | 0 | 0 | 0 | 0 | 0 | 0 | 0 | 0 | 0
F6_Commercial_Restaurant_Existing_Miscellaneous_Natural Gas_Miscellaneous_E3 | F6 | Commercial | Restaurant | Existing | Miscellaneous | Natural Gas | Miscellaneous | E3 | Utility - Value of Sales | 0 | 0 | 0 | 0 | 0 | 0 | 0 | 0 | 0 | 0 | 0 | 0 | 0 | 0 | 0 | 0 | 0 | 0 | 0 | 0 | 0 | 0 | 0 | 0 | 0 | 0 | 0 | 0 | 0 | 0 | 0 | 0 | 0 | 0 | 0 | 0 | 0 | 0 | 0 | 0 | 0 | 0
F6_Commercial_Restaurant_Existing_Miscellaneous_Natural Gas_Miscellaneous_E4 | F6 | Commercial | Restaurant | Existing | Miscellaneous | Natural Gas | Miscellaneous | E4 | Utility - Value of Sales | 0 | 0 | 0 | 0 | 0 | 0 | 0 | 0 | 0 | 0 | 0 | 0 | 0 | 0 | 0 | 0 | 0 | 0 | 0 | 0 | 0 | 0 | 0 | 0 | 0 | 0 | 0 | 0 | 0 | 0 | 0 | 0 | 0 | 0 | 0 | 0 | 0 | 0 | 0 | 0 | 0 | 0
F6_Commercial_Restaurant_Existing_Miscellaneous_Natural Gas_Miscellaneous_E5 | F6 | Commercial | Restaurant | Existing | Miscellaneous | Natural Gas | Miscellaneous | E5 | Utility - Value of Sales | 0 | 0 | 0 | 0 | 0 | 0 | 0 | 0 | 0 | 0 | 0 | 0 | 0 | 0 | 0 | 0 | 0 | 0 | 0 | 0 | 0 | 0 | 0 | 0 | 0 | 0 | 0 | 0 | 0 | 0 | 0 | 0 | 0 | 0 | 0 | 0 | 0 | 0 | 0 | 0 | 0 | 0
F6_Commercial_Restaurant_Existing_Miscellaneous_Natural Gas_Miscellaneous_E6 | F6 | Commercial | Restaurant | Existing | Miscellaneous | Natural Gas | Miscellaneous | E6 | Utility - Value of Sales | 0 | 0 | 0 | 0 | 0 | 0 | 0 | 0 | 0 | 0 | 0 | 0 | 0 | 0 | 0 | 0 | 0 | 0 | 0 | 0 | 0 | 0 | 0 | 0 | 0 | 0 | 0 | 0 | 0 | 0 | 0 | 0 | 0 | 0 | 0 | 0 | 0 | 0 | 0 | 0 | 0 | 0
F6_Commercial_Restaurant_Existing_Miscellaneous_Natural Gas_Miscellaneous_E7 | F6 | Commercial | Restaurant | Existing | Miscellaneous | Natural Gas | Miscellaneous | E7 | Utility - Value of Sales | 0 | 0 | 0 | 0 | 0 | 0 | 0 | 0 | 0 | 0 | 0 | 0 | 0 | 0 | 0 | 0 | 0 | 0 | 0 | 0 | 0 | 0 | 0 | 0 | 0 | 0 | 0 | 0 | 0 | 0 | 0 | 0 | 0 | 0 | 0 | 0 | 0 | 0 | 0 | 0 | 0 | 0
F6_Commercial_Restaurant_Existing_Miscellaneous_Natural Gas_Miscellaneous_E8 | F6 | Commercial | Restaurant | Existing | Miscellaneous | Natural Gas | Miscellaneous | E8 | Utility - Value of Sales | 0 | 0 | 0 | 0 | 0 | 0 | 0 | 0 | 0 | 0 | 0 | 0 | 0 | 0 | 0 | 0 | 0 | 0 | 0 | 0 | 0 | 0 | 0 | 0 | 0 | 0 | 0 | 0 | 0 | 0 | 0 | 0 | 0 | 0 | 0 | 0 | 0 | 0 | 0 | 0 | 0 | 0
F6_Commercial_Restaurant_Existing_Miscellaneous_Natural Gas_Miscellaneous_E9 | F6 | Commercial | Restaurant | Existing | Miscellaneous | Natural Gas | Miscellaneous | E9 | Utility - Value of Sales | 0 | 0 | 0 | 0 | 0 | 0 | 0 | 0 | 0 | 0 | 0 | 0 | 0 | 0 | 0 | 0 | 0 | 0 | 0 | 0 | 0 | 0 | 0 | 0 | 0 | 0 | 0 | 0 | 0 | 0 | 0 | 0 | 0 | 0 | 0 | 0 | 0 | 0 | 0 | 0 | 0 | 0
F6_Commercial_Restaurant_Existing_Miscellaneous_Natural Gas_Miscellaneous_E10 | F6 | Commercial | Restaurant | Existing | Miscellaneous | Natural Gas | Miscellaneous | E10 | Utility - Value of Sales | 0 | 0 | 0 | 0 | 0 | 0 | 0 | 0 | 0 | 0 | 0 | 0 | 0 | 0 | 0 | 0 | 0 | 0 | 0 | 0 | 0 | 0 | 0 | 0 | 0 | 0 | 0 | 0 | 0 | 0 | 0 | 0 | 0 | 0 | 0 | 0 | 0 | 0 | 0 | 0 | 0 | 0
F1_Commercial_Restaurant_New_Space Heating_Natural Gas_Furnace_E1 | F1 | Commercial | Restaurant | New | Space Heating | Natural Gas | Furnace | E1 | RVT - Cost of Equipment | 1.4303 | 1.4298 | 1.4324 | 1.4256 | 1.4209 | 0 | 0 | 0 | 0 | 0 | 0 | 0 | 0 | 0 | 0 | 0 | 0 | 0 | 0 | 0 | 0 | 0 | 0 | 0 | 0 | 0 | 0 | 0 | 0 | 0 | 0 | 0 | 0 | 0 | 0 | 0 | 0 | 0 | 0 | 0 | 0 | 0
F1_Commercial_Restaurant_New_Space Heating_Natural Gas_Furnace_E2 | F1 | Commercial | Restaurant | New | Space Heating | Natural Gas | Furnace | E2 | RVT - Cost of Equipment | 1.4127 | 1.4121 | 1.4147 | 1.408 | 1.4034 | 0 | 0 | 0 | 0 | 0 | 0 | 0 | 0 | 0 | 0 | 0 | 0 | 0 | 0 | 0 | 0 | 0 | 0 | 0 | 0 | 0 | 0 | 0 | 0 | 0 | 0 | 0 | 0 | 0 | 0 | 0 | 0 | 0 | 0 | 0 | 0 | 0
F1_Commercial_Restaurant_New_Space Heating_Natural Gas_Furnace_E3 | F1 | Commercial | Restaurant | New | Space Heating | Natural Gas | Furnace | E3 | RVT - Cost of Equipment | 1.2857 | 1.2852 | 1.2875 | 1.2814 | 1.2772 | 1.2759 | 1.2772 | 1.2778 | 1.2793 | 1.2806 | 1.2816 | 1.2824 | 1.2834 | 1.2846 | 1.2855 | 1.2864 | 1.2873 | 1.2885 | 1.2896 | 1.2911 | 1.2923 | 1.2937 | 1.2948 | 1.2961 | 1.2971 | 1.298 | 1.2989 | 1.2998 | 1.3005 | 1.3011 | 1.3015 | 1.3021 | 1.3021 | 0 | 0 | 0 | 0 | 0 | 0 | 0 | 0 | 0
F1_Commercial_Restaurant_New_Space Heating_Natural Gas_Furnace_E4 | F1 | Commercial | Restaurant | New | Space Heating | Natural Gas | Furnace | E4 | RVT - Cost of Equipment | 1.1919 | 1.1915 | 1.1937 | 1.188 | 1.1841 | 1.1829 | 1.1841 | 1.1847 | 1.1861 | 1.1872 | 1.1882 | 1.1889 | 1.1899 | 1.1909 | 1.1917 | 1.1926 | 1.1935 | 1.1946 | 1.1956 | 1.1969 | 1.1981 | 1.1993 | 1.2003 | 1.2016 | 1.2025 | 1.2034 | 1.2042 | 1.2051 | 1.2056 | 1.2063 | 1.2066 | 1.2071 | 1.2071 | 0 | 0 | 0 | 0 | 0 | 0 | 0 | 0 | 0
F1_Commercial_Restaurant_New_Space Heating_Natural Gas_Furnace_E5 | F1 | Commercial | Restaurant | New | Space Heating | Natural Gas | Furnace | E5 | RVT - Cost of Equipment | 0 | 0 | 0 | 0 | 0 | 0 | 0 | 0.87483 | 0.87585 | 0.87669 | 0.87741 | 0.87796 | 0.87867 | 0.87945 | 0.88006 | 0.8807 | 0.88133 | 0.88214 | 0.88291 | 0.88389 | 0.88474 | 0.88566 | 0.88641 | 0.88731 | 0.888 | 0.88863 | 0.88923 | 0.88988 | 0.89031 | 0.89078 | 0.89105 | 0.8914 | 0.8914 | 0 | 0 | 0 | 0 | 0 | 0 | 0 | 0 | 0
F1_Commercial_Restaurant_New_Space Heating_Natural Gas_Furnace_E6 | F1 | Commercial | Restaurant | New | Space Heating | Natural Gas | Furnace | E6 | RVT - Cost of Equipment | 0 | 0 | 0 | 0 | 0 | 0 | 0 | 0 | 0 | 0 | 0 | 0 | 0 | 0 | 0 | 0 | 0 | 0 | 0 | 0 | 0 | 0 | 0 | 0 | 0 | 0 | 0 | 0 | 0 | 0 | 0 | 0 | 0 | 0 | 0 | 0 | 0 | 0 | 0 | 0 | 0 | 0
F1_Commercial_Restaurant_New_Space Heating_Natural Gas_Furnace_E7 | F1 | Commercial | Restaurant | New | Space Heating | Natural Gas | Furnace | E7 | RVT - Cost of Equipment | 0 | 0 | 0 | 0 | 0 | 0 | 0 | 0 | 0 | 0 | 0 | 0 | 0 | 0 | 0 | 0 | 0 | 0 | 0 | 0 | 0 | 0 | 0 | 0 | 0 | 0 | 0 | 0 | 0 | 0 | 0 | 0 | 0 | 0 | 0 | 0 | 0 | 0 | 0 | 0 | 0 | 0
F1_Commercial_Restaurant_New_Space Heating_Natural Gas_Furnace_E8 | F1 | Commercial | Restaurant | New | Space Heating | Natural Gas | Furnace | E8 | RVT - Cost of Equipment | 0 | 0 | 0 | 0 | 0 | 0 | 0 | 0 | 0 | 0 | 0 | 0 | 0 | 0 | 0 | 0 | 0 | 0 | 0 | 0 | 0 | 0 | 0 | 0 | 0 | 0 | 0 | 0 | 0 | 0 | 0 | 0 | 0 | 0 | 0 | 0 | 0 | 0 | 0 | 0 | 0 | 0
F1_Commercial_Restaurant_New_Space Heating_Natural Gas_Furnace_E9 | F1 | Commercial | Restaurant | New | Space Heating | Natural Gas | Furnace | E9 | RVT - Cost of Equipment | 0 | 0 | 0 | 0 | 0 | 0 | 0 | 0 | 0 | 0 | 0 | 0 | 0 | 0 | 0 | 0 | 0 | 0 | 0 | 0 | 0 | 0 | 0 | 0 | 0 | 0 | 0 | 0 | 0 | 0 | 0 | 0 | 0 | 0 | 0 | 0 | 0 | 0 | 0 | 0 | 0 | 0
F1_Commercial_Restaurant_New_Space Heating_Natural Gas_Furnace_E10 | F1 | Commercial | Restaurant | New | Space Heating | Natural Gas | Furnace | E10 | RVT - Cost of Equipment | 0 | 0 | 0 | 0 | 0 | 0 | 0 | 0 | 0 | 0 | 0 | 0 | 0 | 0 | 0 | 0 | 0 | 0 | 0 | 0 | 0 | 0 | 0 | 0 | 0 | 0 | 0 | 0 | 0 | 0 | 0 | 0 | 0 | 0 | 0 | 0 | 0 | 0 | 0 | 0 | 0 | 0
F2_Commercial_Restaurant_New_Space Heating_Natural Gas_Furnace_E1 | F2 | Commercial | Restaurant | New | Space Heating | Natural Gas | Furnace | E1 | RVT - Cost of Operation | 1.7136 | 1.713 | 1.7161 | 1.7079 | 1.7024 | 0 | 0 | 0 | 0 | 0 | 0 | 0 | 0 | 0 | 0 | 0 | 0 | 0 | 0 | 0 | 0 | 0 | 0 | 0 | 0 | 0 | 0 | 0 | 0 | 0 | 0 | 0 | 0 | 0 | 0 | 0 | 0 | 0 | 0 | 0 | 0 | 0
F2_Commercial_Restaurant_New_Space Heating_Natural Gas_Furnace_E2 | F2 | Commercial | Restaurant | New | Space Heating | Natural Gas | Furnace | E2 | RVT - Cost of Operation | 1.6925 | 1.6918 | 1.6949 | 1.6869 | 1.6813 | 0 | 0 | 0 | 0 | 0 | 0 | 0 | 0 | 0 | 0 | 0 | 0 | 0 | 0 | 0 | 0 | 0 | 0 | 0 | 0 | 0 | 0 | 0 | 0 | 0 | 0 | 0 | 0 | 0 | 0 | 0 | 0 | 0 | 0 | 0 | 0 | 0
F2_Commercial_Restaurant_New_Space Heating_Natural Gas_Furnace_E3 | F2 | Commercial | Restaurant | New | Space Heating | Natural Gas | Furnace | E3 | RVT - Cost of Operation | 1.5403 | 1.5398 | 1.5426 | 1.5352 | 1.5302 | 1.5286 | 1.5301 | 1.5309 | 1.5327 | 1.5342 | 1.5355 | 1.5364 | 1.5377 | 1.539 | 1.5401 | 1.5412 | 1.5423 | 1.5437 | 1.5451 | 1.5468 | 1.5483 | 1.5499 | 1.5512 | 1.5528 | 1.554 | 1.5551 | 1.5561 | 1.5573 | 1.558 | 1.5589 | 1.5593 | 1.5599 | 1.5599 | 0 | 0 | 0 | 0 | 0 | 0 | 0 | 0 | 0
F2_Commercial_Restaurant_New_Space Heating_Natural Gas_Furnace_E4 | F2 | Commercial | Restaurant | New | Space Heating | Natural Gas | Furnace | E4 | RVT - Cost of Operation | 1.428 | 1.4275 | 1.4301 | 1.4233 | 1.4186 | 1.4172 | 1.4186 | 1.4193 | 1.421 | 1.4223 | 1.4235 | 1.4244 | 1.4255 | 1.4268 | 1.4278 | 1.4288 | 1.4298 | 1.4312 | 1.4324 | 1.434 | 1.4354 | 1.4369 | 1.4381 | 1.4396 | 1.4407 | 1.4417 | 1.4427 | 1.4437 | 1.4444 | 1.4452 | 1.4456 | 1.4462 | 1.4462 | 0 | 0 | 0 | 0 | 0 | 0 | 0 | 0 | 0
F2_Commercial_Restaurant_New_Space Heating_Natural Gas_Furnace_E5 | F2 | Commercial | Restaurant | New | Space Heating | Natural Gas | Furnace | E5 | RVT - Cost of Operation | 0 | 0 | 0 | 0 | 0 | 0 | 0 | 1.0481 | 1.0493 | 1.0503 | 1.0512 | 1.0519 | 1.0527 | 1.0536 | 1.0544 | 1.0551 | 1.0559 | 1.0569 | 1.0578 | 1.059 | 1.06 | 1.0611 | 1.062 | 1.0631 | 1.0639 | 1.0646 | 1.0654 | 1.0661 | 1.0667 | 1.0672 | 1.0675 | 1.068 | 1.068 | 0 | 0 | 0 | 0 | 0 | 0 | 0 | 0 | 0
F2_Commercial_Restaurant_New_Space Heating_Natural Gas_Furnace_E6 | F2 | Commercial | Restaurant | New | Space Heating | Natural Gas | Furnace | E6 | RVT - Cost of Operation | 0 | 0 | 0 | 0 | 0 | 0 | 0 | 0 | 0 | 0 | 0 | 0 | 0 | 0 | 0 | 0 | 0 | 0 | 0 | 0 | 0 | 0 | 0 | 0 | 0 | 0 | 0 | 0 | 0 | 0 | 0 | 0 | 0 | 0 | 0 | 0 | 0 | 0 | 0 | 0 | 0 | 0
F2_Commercial_Restaurant_New_Space Heating_Natural Gas_Furnace_E7 | F2 | Commercial | Restaurant | New | Space Heating | Natural Gas | Furnace | E7 | RVT - Cost of Operation | 0 | 0 | 0 | 0 | 0 | 0 | 0 | 0 | 0 | 0 | 0 | 0 | 0 | 0 | 0 | 0 | 0 | 0 | 0 | 0 | 0 | 0 | 0 | 0 | 0 | 0 | 0 | 0 | 0 | 0 | 0 | 0 | 0 | 0 | 0 | 0 | 0 | 0 | 0 | 0 | 0 | 0
F2_Commercial_Restaurant_New_Space Heating_Natural Gas_Furnace_E8 | F2 | Commercial | Restaurant | New | Space Heating | Natural Gas | Furnace | E8 | RVT - Cost of Operation | 0 | 0 | 0 | 0 | 0 | 0 | 0 | 0 | 0 | 0 | 0 | 0 | 0 | 0 | 0 | 0 | 0 | 0 | 0 | 0 | 0 | 0 | 0 | 0 | 0 | 0 | 0 | 0 | 0 | 0 | 0 | 0 | 0 | 0 | 0 | 0 | 0 | 0 | 0 | 0 | 0 | 0
F2_Commercial_Restaurant_New_Space Heating_Natural Gas_Furnace_E9 | F2 | Commercial | Restaurant | New | Space Heating | Natural Gas | Furnace | E9 | RVT - Cost of Operation | 0 | 0 | 0 | 0 | 0 | 0 | 0 | 0 | 0 | 0 | 0 | 0 | 0 | 0 | 0 | 0 | 0 | 0 | 0 | 0 | 0 | 0 | 0 | 0 | 0 | 0 | 0 | 0 | 0 | 0 | 0 | 0 | 0 | 0 | 0 | 0 | 0 | 0 | 0 | 0 | 0 | 0
F2_Commercial_Restaurant_New_Space Heating_Natural Gas_Furnace_E10 | F2 | Commercial | Restaurant | New | Space Heating | Natural Gas | Furnace | E10 | RVT - Cost of Operation | 0 | 0 | 0 | 0 | 0 | 0 | 0 | 0 | 0 | 0 | 0 | 0 | 0 | 0 | 0 | 0 | 0 | 0 | 0 | 0 | 0 | 0 | 0 | 0 | 0 | 0 | 0 | 0 | 0 | 0 | 0 | 0 | 0 | 0 | 0 | 0 | 0 | 0 | 0 | 0 | 0 | 0
F3_Commercial_Restaurant_New_Space Heating_Natural Gas_Furnace_E1 | F3 | Commercial | Restaurant | New | Space Heating | Natural Gas | Furnace | E1 | System - kBTUs of Consumption | 0.093391 | 0.093391 | 0.093391 | 0.093391 | 0.093391 | 0 | 0 | 0 | 0 | 0 | 0 | 0 | 0 | 0 | 0 | 0 | 0 | 0 | 0 | 0 | 0 | 0 | 0 | 0 | 0 | 0 | 0 | 0 | 0 | 0 | 0 | 0 | 0 | 0 | 0 | 0 | 0 | 0 | 0 | 0 | 0 | 0
F3_Commercial_Restaurant_New_Space Heating_Natural Gas_Furnace_E2 | F3 | Commercial | Restaurant | New | Space Heating | Natural Gas | Furnace | E2 | System - kBTUs of Consumption | 0.094194 | 0.094194 | 0.094194 | 0.094194 | 0.094194 | 0 | 0 | 0 | 0 | 0 | 0 | 0 | 0 | 0 | 0 | 0 | 0 | 0 | 0 | 0 | 0 | 0 | 0 | 0 | 0 | 0 | 0 | 0 | 0 | 0 | 0 | 0 | 0 | 0 | 0 | 0 | 0 | 0 | 0 | 0 | 0 | 0
F3_Commercial_Restaurant_New_Space Heating_Natural Gas_Furnace_E3 | F3 | Commercial | Restaurant | New | Space Heating | Natural Gas | Furnace | E3 | System - kBTUs of Consumption | 0.109 | 0.109 | 0.109 | 0.109 | 0.109 | 0.109 | 0.109 | 0.109 | 0.109 | 0.109 | 0.109 | 0.109 | 0.109 | 0.109 | 0.109 | 0.109 | 0.109 | 0.109 | 0.109 | 0.109 | 0.109 | 0.109 | 0.109 | 0.109 | 0.109 | 0.109 | 0.109 | 0.109 | 0.109 | 0.109 | 0.109 | 0.109 | 0.109 | 0 | 0 | 0 | 0 | 0 | 0 | 0 | 0 | 0
F3_Commercial_Restaurant_New_Space Heating_Natural Gas_Furnace_E4 | F3 | Commercial | Restaurant | New | Space Heating | Natural Gas | Furnace | E4 | System - kBTUs of Consumption | 0.13395 | 0.13395 | 0.13395 | 0.13395 | 0.13395 | 0.13395 | 0.13395 | 0.13395 | 0.13395 | 0.13395 | 0.13395 | 0.13395 | 0.13395 | 0.13395 | 0.13395 | 0.13395 | 0.13395 | 0.13395 | 0.13395 | 0.13395 | 0.13395 | 0.13395 | 0.13395 | 0.13395 | 0.13395 | 0.13395 | 0.13395 | 0.13395 | 0.13395 | 0.13395 | 0.13395 | 0.13395 | 0.13395 | 0 | 0 | 0 | 0 | 0 | 0 | 0 | 0 | 0
F3_Commercial_Restaurant_New_Space Heating_Natural Gas_Furnace_E5 | F3 | Commercial | Restaurant | New | Space Heating | Natural Gas | Furnace | E5 | System - kBTUs of Consumption | 0 | 0 | 0 | 0 | 0 | 0 | 0 | 1.0679 | 1.0679 | 1.0679 | 1.0679 | 1.0679 | 1.0679 | 1.0679 | 1.0679 | 1.0679 | 1.0679 | 1.0679 | 1.0679 | 1.0679 | 1.0679 | 1.0679 | 1.0679 | 1.0679 | 1.0679 | 1.0679 | 1.0679 | 1.0679 | 1.0679 | 1.0679 | 1.0679 | 1.0679 | 1.0679 | 0 | 0 | 0 | 0 | 0 | 0 | 0 | 0 | 0
F3_Commercial_Restaurant_New_Space Heating_Natural Gas_Furnace_E6 | F3 | Commercial | Restaurant | New | Space Heating | Natural Gas | Furnace | E6 | System - kBTUs of Consumption | 0 | 0 | 0 | 0 | 0 | 0 | 0 | 0 | 0 | 0 | 0 | 0 | 0 | 0 | 0 | 0 | 0 | 0 | 0 | 0 | 0 | 0 | 0 | 0 | 0 | 0 | 0 | 0 | 0 | 0 | 0 | 0 | 0 | 0 | 0 | 0 | 0 | 0 | 0 | 0 | 0 | 0
F3_Commercial_Restaurant_New_Space Heating_Natural Gas_Furnace_E7 | F3 | Commercial | Restaurant | New | Space Heating | Natural Gas | Furnace | E7 | System - kBTUs of Consumption | 0 | 0 | 0 | 0 | 0 | 0 | 0 | 0 | 0 | 0 | 0 | 0 | 0 | 0 | 0 | 0 | 0 | 0 | 0 | 0 | 0 | 0 | 0 | 0 | 0 | 0 | 0 | 0 | 0 | 0 | 0 | 0 | 0 | 0 | 0 | 0 | 0 | 0 | 0 | 0 | 0 | 0
F3_Commercial_Restaurant_New_Space Heating_Natural Gas_Furnace_E8 | F3 | Commercial | Restaurant | New | Space Heating | Natural Gas | Furnace | E8 | System - kBTUs of Consumption | 0 | 0 | 0 | 0 | 0 | 0 | 0 | 0 | 0 | 0 | 0 | 0 | 0 | 0 | 0 | 0 | 0 | 0 | 0 | 0 | 0 | 0 | 0 | 0 | 0 | 0 | 0 | 0 | 0 | 0 | 0 | 0 | 0 | 0 | 0 | 0 | 0 | 0 | 0 | 0 | 0 | 0
F3_Commercial_Restaurant_New_Space Heating_Natural Gas_Furnace_E9 | F3 | Commercial | Restaurant | New | Space Heating | Natural Gas | Furnace | E9 | System - kBTUs of Consumption | 0 | 0 | 0 | 0 | 0 | 0 | 0 | 0 | 0 | 0 | 0 | 0 | 0 | 0 | 0 | 0 | 0 | 0 | 0 | 0 | 0 | 0 | 0 | 0 | 0 | 0 | 0 | 0 | 0 | 0 | 0 | 0 | 0 | 0 | 0 | 0 | 0 | 0 | 0 | 0 | 0 | 0
F3_Commercial_Restaurant_New_Space Heating_Natural Gas_Furnace_E10 | F3 | Commercial | Restaurant | New | Space Heating | Natural Gas | Furnace | E10 | System - kBTUs of Consumption | 0 | 0 | 0 | 0 | 0 | 0 | 0 | 0 | 0 | 0 | 0 | 0 | 0 | 0 | 0 | 0 | 0 | 0 | 0 | 0 | 0 | 0 | 0 | 0 | 0 | 0 | 0 | 0 | 0 | 0 | 0 | 0 | 0 | 0 | 0 | 0 | 0 | 0 | 0 | 0 | 0 | 0
F4_Commercial_Restaurant_New_Space Heating_Natural Gas_Furnace_E1 | F4 | Commercial | Restaurant | New | Space Heating | Natural Gas | Furnace | E1 | Utility - Cost of Equipment | 1.7136 | 1.713 | 1.7161 | 1.7079 | 1.7024 | 0 | 0 | 0 | 0 | 0 | 0 | 0 | 0 | 0 | 0 | 0 | 0 | 0 | 0 | 0 | 0 | 0 | 0 | 0 | 0 | 0 | 0 | 0 | 0 | 0 | 0 | 0 | 0 | 0 | 0 | 0 | 0 | 0 | 0 | 0 | 0 | 0
F4_Commercial_Restaurant_New_Space Heating_Natural Gas_Furnace_E2 | F4 | Commercial | Restaurant | New | Space Heating | Natural Gas | Furnace | E2 | Utility - Cost of Equipment | 1.6925 | 1.6918 | 1.6949 | 1.6869 | 1.6813 | 0 | 0 | 0 | 0 | 0 | 0 | 0 | 0 | 0 | 0 | 0 | 0 | 0 | 0 | 0 | 0 | 0 | 0 | 0 | 0 | 0 | 0 | 0 | 0 | 0 | 0 | 0 | 0 | 0 | 0 | 0 | 0 | 0 | 0 | 0 | 0 | 0
F4_Commercial_Restaurant_New_Space Heating_Natural Gas_Furnace_E3 | F4 | Commercial | Restaurant | New | Space Heating | Natural Gas | Furnace | E3 | Utility - Cost of Equipment | 1.5403 | 1.5398 | 1.5426 | 1.5352 | 1.5302 | 1.5286 | 1.5301 | 1.5309 | 1.5327 | 1.5342 | 1.5355 | 1.5364 | 1.5377 | 1.539 | 1.5401 | 1.5412 | 1.5423 | 1.5437 | 1.5451 | 1.5468 | 1.5483 | 1.5499 | 1.5512 | 1.5528 | 1.554 | 1.5551 | 1.5561 | 1.5573 | 1.558 | 1.5589 | 1.5593 | 1.5599 | 1.5599 | 0 | 0 | 0 | 0 | 0 | 0 | 0 | 0 | 0
F4_Commercial_Restaurant_New_Space Heating_Natural Gas_Furnace_E4 | F4 | Commercial | Restaurant | New | Space Heating | Natural Gas | Furnace | E4 | Utility - Cost of Equipment | 1.428 | 1.4275 | 1.4301 | 1.4233 | 1.4186 | 1.4172 | 1.4186 | 1.4193 | 1.421 | 1.4223 | 1.4235 | 1.4244 | 1.4255 | 1.4268 | 1.4278 | 1.4288 | 1.4298 | 1.4312 | 1.4324 | 1.434 | 1.4354 | 1.4369 | 1.4381 | 1.4396 | 1.4407 | 1.4417 | 1.4427 | 1.4437 | 1.4444 | 1.4452 | 1.4456 | 1.4462 | 1.4462 | 0 | 0 | 0 | 0 | 0 | 0 | 0 | 0 | 0
F4_Commercial_Restaurant_New_Space Heating_Natural Gas_Furnace_E5 | F4 | Commercial | Restaurant | New | Space Heating | Natural Gas | Furnace | E5 | Utility - Cost of Equipment | 0 | 0 | 0 | 0 | 0 | 0 | 0 | 1.0481 | 1.0493 | 1.0503 | 1.0512 | 1.0519 | 1.0527 | 1.0536 | 1.0544 | 1.0551 | 1.0559 | 1.0569 | 1.0578 | 1.059 | 1.06 | 1.0611 | 1.062 | 1.0631 | 1.0639 | 1.0646 | 1.0654 | 1.0661 | 1.0667 | 1.0672 | 1.0675 | 1.068 | 1.068 | 0 | 0 | 0 | 0 | 0 | 0 | 0 | 0 | 0
F4_Commercial_Restaurant_New_Space Heating_Natural Gas_Furnace_E6 | F4 | Commercial | Restaurant | New | Space Heating | Natural Gas | Furnace | E6 | Utility - Cost of Equipment | 0 | 0 | 0 | 0 | 0 | 0 | 0 | 0 | 0 | 0 | 0 | 0 | 0 | 0 | 0 | 0 | 0 | 0 | 0 | 0 | 0 | 0 | 0 | 0 | 0 | 0 | 0 | 0 | 0 | 0 | 0 | 0 | 0 | 0 | 0 | 0 | 0 | 0 | 0 | 0 | 0 | 0
F4_Commercial_Restaurant_New_Space Heating_Natural Gas_Furnace_E7 | F4 | Commercial | Restaurant | New | Space Heating | Natural Gas | Furnace | E7 | Utility - Cost of Equipment | 0 | 0 | 0 | 0 | 0 | 0 | 0 | 0 | 0 | 0 | 0 | 0 | 0 | 0 | 0 | 0 | 0 | 0 | 0 | 0 | 0 | 0 | 0 | 0 | 0 | 0 | 0 | 0 | 0 | 0 | 0 | 0 | 0 | 0 | 0 | 0 | 0 | 0 | 0 | 0 | 0 | 0
F4_Commercial_Restaurant_New_Space Heating_Natural Gas_Furnace_E8 | F4 | Commercial | Restaurant | New | Space Heating | Natural Gas | Furnace | E8 | Utility - Cost of Equipment | 0 | 0 | 0 | 0 | 0 | 0 | 0 | 0 | 0 | 0 | 0 | 0 | 0 | 0 | 0 | 0 | 0 | 0 | 0 | 0 | 0 | 0 | 0 | 0 | 0 | 0 | 0 | 0 | 0 | 0 | 0 | 0 | 0 | 0 | 0 | 0 | 0 | 0 | 0 | 0 | 0 | 0
F4_Commercial_Restaurant_New_Space Heating_Natural Gas_Furnace_E9 | F4 | Commercial | Restaurant | New | Space Heating | Natural Gas | Furnace | E9 | Utility - Cost of Equipment | 0 | 0 | 0 | 0 | 0 | 0 | 0 | 0 | 0 | 0 | 0 | 0 | 0 | 0 | 0 | 0 | 0 | 0 | 0 | 0 | 0 | 0 | 0 | 0 | 0 | 0 | 0 | 0 | 0 | 0 | 0 | 0 | 0 | 0 | 0 | 0 | 0 | 0 | 0 | 0 | 0 | 0
F4_Commercial_Restaurant_New_Space Heating_Natural Gas_Furnace_E10 | F4 | Commercial | Restaurant | New | Space Heating | Natural Gas | Furnace | E10 | Utility - Cost of Equipment | 0 | 0 | 0 | 0 | 0 | 0 | 0 | 0 | 0 | 0 | 0 | 0 | 0 | 0 | 0 | 0 | 0 | 0 | 0 | 0 | 0 | 0 | 0 | 0 | 0 | 0 | 0 | 0 | 0 | 0 | 0 | 0 | 0 | 0 | 0 | 0 | 0 | 0 | 0 | 0 | 0 | 0
F5_Commercial_Restaurant_New_Space Heating_Natural Gas_Furnace_E1 | F5 | Commercial | Restaurant | New | Space Heating | Natural Gas | Furnace | E1 | Utility - Cost of Operation | 0.093391 | 0.093391 | 0.093391 | 0.093391 | 0.093391 | 0 | 0 | 0 | 0 | 0 | 0 | 0 | 0 | 0 | 0 | 0 | 0 | 0 | 0 | 0 | 0 | 0 | 0 | 0 | 0 | 0 | 0 | 0 | 0 | 0 | 0 | 0 | 0 | 0 | 0 | 0 | 0 | 0 | 0 | 0 | 0 | 0
F5_Commercial_Restaurant_New_Space Heating_Natural Gas_Furnace_E2 | F5 | Commercial | Restaurant | New | Space Heating | Natural Gas | Furnace | E2 | Utility - Cost of Operation | 0.094194 | 0.094194 | 0.094194 | 0.094194 | 0.094194 | 0 | 0 | 0 | 0 | 0 | 0 | 0 | 0 | 0 | 0 | 0 | 0 | 0 | 0 | 0 | 0 | 0 | 0 | 0 | 0 | 0 | 0 | 0 | 0 | 0 | 0 | 0 | 0 | 0 | 0 | 0 | 0 | 0 | 0 | 0 | 0 | 0
F5_Commercial_Restaurant_New_Space Heating_Natural Gas_Furnace_E3 | F5 | Commercial | Restaurant | New | Space Heating | Natural Gas | Furnace | E3 | Utility - Cost of Operation | 0.109 | 0.109 | 0.109 | 0.109 | 0.109 | 0.109 | 0.109 | 0.109 | 0.109 | 0.109 | 0.109 | 0.109 | 0.109 | 0.109 | 0.109 | 0.109 | 0.109 | 0.109 | 0.109 | 0.109 | 0.109 | 0.109 | 0.109 | 0.109 | 0.109 | 0.109 | 0.109 | 0.109 | 0.109 | 0.109 | 0.109 | 0.109 | 0.109 | 0 | 0 | 0 | 0 | 0 | 0 | 0 | 0 | 0
F5_Commercial_Restaurant_New_Space Heating_Natural Gas_Furnace_E4 | F5 | Commercial | Restaurant | New | Space Heating | Natural Gas | Furnace | E4 | Utility - Cost of Operation | 0.13395 | 0.13395 | 0.13395 | 0.13395 | 0.13395 | 0.13395 | 0.13395 | 0.13395 | 0.13395 | 0.13395 | 0.13395 | 0.13395 | 0.13395 | 0.13395 | 0.13395 | 0.13395 | 0.13395 | 0.13395 | 0.13395 | 0.13395 | 0.13395 | 0.13395 | 0.13395 | 0.13395 | 0.13395 | 0.13395 | 0.13395 | 0.13395 | 0.13395 | 0.13395 | 0.13395 | 0.13395 | 0.13395 | 0 | 0 | 0 | 0 | 0 | 0 | 0 | 0 | 0
F5_Commercial_Restaurant_New_Space Heating_Natural Gas_Furnace_E5 | F5 | Commercial | Restaurant | New | Space Heating | Natural Gas | Furnace | E5 | Utility - Cost of Operation | 0 | 0 | 0 | 0 | 0 | 0 | 0 | 1.0679 | 1.0679 | 1.0679 | 1.0679 | 1.0679 | 1.0679 | 1.0679 | 1.0679 | 1.0679 | 1.0679 | 1.0679 | 1.0679 | 1.0679 | 1.0679 | 1.0679 | 1.0679 | 1.0679 | 1.0679 | 1.0679 | 1.0679 | 1.0679 | 1.0679 | 1.0679 | 1.0679 | 1.0679 | 1.0679 | 0 | 0 | 0 | 0 | 0 | 0 | 0 | 0 | 0
F5_Commercial_Restaurant_New_Space Heating_Natural Gas_Furnace_E6 | F5 | Commercial | Restaurant | New | Space Heating | Natural Gas | Furnace | E6 | Utility - Cost of Operation | 0 | 0 | 0 | 0 | 0 | 0 | 0 | 0 | 0 | 0 | 0 | 0 | 0 | 0 | 0 | 0 | 0 | 0 | 0 | 0 | 0 | 0 | 0 | 0 | 0 | 0 | 0 | 0 | 0 | 0 | 0 | 0 | 0 | 0 | 0 | 0 | 0 | 0 | 0 | 0 | 0 | 0
F5_Commercial_Restaurant_New_Space Heating_Natural Gas_Furnace_E7 | F5 | Commercial | Restaurant | New | Space Heating | Natural Gas | Furnace | E7 | Utility - Cost of Operation | 0 | 0 | 0 | 0 | 0 | 0 | 0 | 0 | 0 | 0 | 0 | 0 | 0 | 0 | 0 | 0 | 0 | 0 | 0 | 0 | 0 | 0 | 0 | 0 | 0 | 0 | 0 | 0 | 0 | 0 | 0 | 0 | 0 | 0 | 0 | 0 | 0 | 0 | 0 | 0 | 0 | 0
F5_Commercial_Restaurant_New_Space Heating_Natural Gas_Furnace_E8 | F5 | Commercial | Restaurant | New | Space Heating | Natural Gas | Furnace | E8 | Utility - Cost of Operation | 0 | 0 | 0 | 0 | 0 | 0 | 0 | 0 | 0 | 0 | 0 | 0 | 0 | 0 | 0 | 0 | 0 | 0 | 0 | 0 | 0 | 0 | 0 | 0 | 0 | 0 | 0 | 0 | 0 | 0 | 0 | 0 | 0 | 0 | 0 | 0 | 0 | 0 | 0 | 0 | 0 | 0
F5_Commercial_Restaurant_New_Space Heating_Natural Gas_Furnace_E9 | F5 | Commercial | Restaurant | New | Space Heating | Natural Gas | Furnace | E9 | Utility - Cost of Operation | 0 | 0 | 0 | 0 | 0 | 0 | 0 | 0 | 0 | 0 | 0 | 0 | 0 | 0 | 0 | 0 | 0 | 0 | 0 | 0 | 0 | 0 | 0 | 0 | 0 | 0 | 0 | 0 | 0 | 0 | 0 | 0 | 0 | 0 | 0 | 0 | 0 | 0 | 0 | 0 | 0 | 0
F5_Commercial_Restaurant_New_Space Heating_Natural Gas_Furnace_E10 | F5 | Commercial | Restaurant | New | Space Heating | Natural Gas | Furnace | E10 | Utility - Cost of Operation | 0 | 0 | 0 | 0 | 0 | 0 | 0 | 0 | 0 | 0 | 0 | 0 | 0 | 0 | 0 | 0 | 0 | 0 | 0 | 0 | 0 | 0 | 0 | 0 | 0 | 0 | 0 | 0 | 0 | 0 | 0 | 0 | 0 | 0 | 0 | 0 | 0 | 0 | 0 | 0 | 0 | 0
F6_Commercial_Restaurant_New_Space Heating_Natural Gas_Furnace_E1 | F6 | Commercial | Restaurant | New | Space Heating | Natural Gas | Furnace | E1 | Utility - Value of Sales | 0.65234 | 0.65044 | 0.64934 | 0.64511 | 0.64145 | 0 | 0 | 0 | 0 | 0 | 0 | 0 | 0 | 0 | 0 | 0 | 0 | 0 | 0 | 0 | 0 | 0 | 0 | 0 | 0 | 0 | 0 | 0 | 0 | 0 | 0 | 0 | 0 | 0 | 0 | 0 | 0 | 0 | 0 | 0 | 0 | 0
F6_Commercial_Restaurant_New_Space Heating_Natural Gas_Furnace_E2 | F6 | Commercial | Restaurant | New | Space Heating | Natural Gas | Furnace | E2 | Utility - Value of Sales | 0.64429 | 0.64241 | 0.64133 | 0.63714 | 0.63353 | 0 | 0 | 0 | 0 | 0 | 0 | 0 | 0 | 0 | 0 | 0 | 0 | 0 | 0 | 0 | 0 | 0 | 0 | 0 | 0 | 0 | 0 | 0 | 0 | 0 | 0 | 0 | 0 | 0 | 0 | 0 | 0 | 0 | 0 | 0 | 0 | 0
F6_Commercial_Restaurant_New_Space Heating_Natural Gas_Furnace_E3 | F6 | Commercial | Restaurant | New | Space Heating | Natural Gas | Furnace | E3 | Utility - Value of Sales | 0.58638 | 0.58466 | 0.58368 | 0.57987 | 0.57658 | 0.57332 | 0.57008 | 0.56689 | 0.56376 | 0.56069 | 0.5577 | 0.5548 | 0.55199 | 0.5493 | 0.54673 | 0.54429 | 0.54199 | 0.53984 | 0.53783 | 0.53597 | 0.53425 | 0.53267 | 0.53124 | 0.52995 | 0.5288 | 0.52779 | 0.52693 | 0.52622 | 0.52564 | 0.52521 | 0.52492 | 0.52478 | 0.52478 | 0 | 0 | 0 | 0 | 0 | 0 | 0 | 0 | 0
F6_Commercial_Restaurant_New_Space Heating_Natural Gas_Furnace_E4 | F6 | Commercial | Restaurant | New | Space Heating | Natural Gas | Furnace | E4 | Utility - Value of Sales | 0.54362 | 0.54203 | 0.54112 | 0.53759 | 0.53454 | 0.53151 | 0.52851 | 0.52556 | 0.52265 | 0.51981 | 0.51703 | 0.51434 | 0.51174 | 0.50925 | 0.50686 | 0.5046 | 0.50247 | 0.50048 | 0.49862 | 0.49689 | 0.49529 | 0.49383 | 0.4925 | 0.4913 | 0.49024 | 0.48931 | 0.48851 | 0.48785 | 0.48731 | 0.48691 | 0.48665 | 0.48652 | 0.48652 | 0 | 0 | 0 | 0 | 0 | 0 | 0 | 0 | 0
F6_Commercial_Restaurant_New_Space Heating_Natural Gas_Furnace_E5 | F6 | Commercial | Restaurant | New | Space Heating | Natural Gas | Furnace | E5 | Utility - Value of Sales | 0 | 0 | 0 | 0 | 0 | 0 | 0 | 0.3881 | 0.38596 | 0.38386 | 0.38181 | 0.37982 | 0.3779 | 0.37606 | 0.3743 | 0.37263 | 0.37106 | 0.36958 | 0.36821 | 0.36693 | 0.36575 | 0.36467 | 0.36369 | 0.36281 | 0.36202 | 0.36134 | 0.36075 | 0.36026 | 0.35986 | 0.35957 | 0.35937 | 0.35927 | 0.35927 | 0 | 0 | 0 | 0 | 0 | 0 | 0 | 0 | 0
F6_Commercial_Restaurant_New_Space Heating_Natural Gas_Furnace_E6 | F6 | Commercial | Restaurant | New | Space Heating | Natural Gas | Furnace | E6 | Utility - Value of Sales | 0 | 0 | 0 | 0 | 0 | 0 | 0 | 0 | 0 | 0 | 0 | 0 | 0 | 0 | 0 | 0 | 0 | 0 | 0 | 0 | 0 | 0 | 0 | 0 | 0 | 0 | 0 | 0 | 0 | 0 | 0 | 0 | 0 | 0 | 0 | 0 | 0 | 0 | 0 | 0 | 0 | 0
F6_Commercial_Restaurant_New_Space Heating_Natural Gas_Furnace_E7 | F6 | Commercial | Restaurant | New | Space Heating | Natural Gas | Furnace | E7 | Utility - Value of Sales | 0 | 0 | 0 | 0 | 0 | 0 | 0 | 0 | 0 | 0 | 0 | 0 | 0 | 0 | 0 | 0 | 0 | 0 | 0 | 0 | 0 | 0 | 0 | 0 | 0 | 0 | 0 | 0 | 0 | 0 | 0 | 0 | 0 | 0 | 0 | 0 | 0 | 0 | 0 | 0 | 0 | 0
F6_Commercial_Restaurant_New_Space Heating_Natural Gas_Furnace_E8 | F6 | Commercial | Restaurant | New | Space Heating | Natural Gas | Furnace | E8 | Utility - Value of Sales | 0 | 0 | 0 | 0 | 0 | 0 | 0 | 0 | 0 | 0 | 0 | 0 | 0 | 0 | 0 | 0 | 0 | 0 | 0 | 0 | 0 | 0 | 0 | 0 | 0 | 0 | 0 | 0 | 0 | 0 | 0 | 0 | 0 | 0 | 0 | 0 | 0 | 0 | 0 | 0 | 0 | 0
F6_Commercial_Restaurant_New_Space Heating_Natural Gas_Furnace_E9 | F6 | Commercial | Restaurant | New | Space Heating | Natural Gas | Furnace | E9 | Utility - Value of Sales | 0 | 0 | 0 | 0 | 0 | 0 | 0 | 0 | 0 | 0 | 0 | 0 | 0 | 0 | 0 | 0 | 0 | 0 | 0 | 0 | 0 | 0 | 0 | 0 | 0 | 0 | 0 | 0 | 0 | 0 | 0 | 0 | 0 | 0 | 0 | 0 | 0 | 0 | 0 | 0 | 0 | 0
F6_Commercial_Restaurant_New_Space Heating_Natural Gas_Furnace_E10 | F6 | Commercial | Restaurant | New | Space Heating | Natural Gas | Furnace | E10 | Utility - Value of Sales | 0 | 0 | 0 | 0 | 0 | 0 | 0 | 0 | 0 | 0 | 0 | 0 | 0 | 0 | 0 | 0 | 0 | 0 | 0 | 0 | 0 | 0 | 0 | 0 | 0 | 0 | 0 | 0 | 0 | 0 | 0 | 0 | 0 | 0 | 0 | 0 | 0 | 0 | 0 | 0 | 0 | 0
F1_Commercial_Restaurant_New_Space Heating_Natural Gas_Boiler_E1 | F1 | Commercial | Restaurant | New | Space Heating | Natural Gas | Boiler | E1 | RVT - Cost of Equipment | 7.4822 | 7.48 | 7.4935 | 7.4604 | 7.438 | 0 | 0 | 0 | 0 | 0 | 0 | 0 | 0 | 0 | 0 | 0 | 0 | 0 | 0 | 0 | 0 | 0 | 0 | 0 | 0 | 0 | 0 | 0 | 0 | 0 | 0 | 0 | 0 | 0 | 0 | 0 | 0 | 0 | 0 | 0 | 0 | 0
F1_Commercial_Restaurant_New_Space Heating_Natural Gas_Boiler_E2 | F1 | Commercial | Restaurant | New | Space Heating | Natural Gas | Boiler | E2 | RVT - Cost of Equipment | 7.1259 | 7.1238 | 7.1367 | 7.1052 | 7.0838 | 0 | 0 | 0 | 0 | 0 | 0 | 0 | 0 | 0 | 0 | 0 | 0 | 0 | 0 | 0 | 0 | 0 | 0 | 0 | 0 | 0 | 0 | 0 | 0 | 0 | 0 | 0 | 0 | 0 | 0 | 0 | 0 | 0 | 0 | 0 | 0 | 0
F1_Commercial_Restaurant_New_Space Heating_Natural Gas_Boiler_E3 | F1 | Commercial | Restaurant | New | Space Heating | Natural Gas | Boiler | E3 | RVT - Cost of Equipment | 6.3678 | 6.366 | 6.3775 | 6.3493 | 6.3302 | 6.3244 | 6.3309 | 6.3344 | 6.3417 | 6.3478 | 6.3531 | 6.3571 | 6.3622 | 6.3677 | 6.372 | 6.3764 | 6.3807 | 6.3862 | 6.3915 | 6.3982 | 6.404 | 6.4103 | 6.4155 | 6.4216 | 6.4263 | 6.4307 | 6.4348 | 6.4393 | 6.4422 | 6.4454 | 6.4472 | 6.4497 | 6.4497 | 0 | 0 | 0 | 0 | 0 | 0 | 0 | 0 | 0
F1_Commercial_Restaurant_New_Space Heating_Natural Gas_Boiler_E4 | F1 | Commercial | Restaurant | New | Space Heating | Natural Gas | Boiler | E4 | RVT - Cost of Equipment | 6.1079 | 6.1061 | 6.1171 | 6.0901 | 6.0718 | 6.0663 | 6.0725 | 6.0758 | 6.0829 | 6.0888 | 6.0938 | 6.0976 | 6.1025 | 6.1078 | 6.1119 | 6.1161 | 6.1202 | 6.1256 | 6.1306 | 6.1371 | 6.1427 | 6.1487 | 6.1536 | 6.1595 | 6.164 | 6.1682 | 6.1721 | 6.1764 | 6.1792 | 6.1823 | 6.1841 | 6.1864 | 6.1864 | 0 | 0 | 0 | 0 | 0 | 0 | 0 | 0 | 0
F1_Commercial_Restaurant_New_Space Heating_Natural Gas_Boiler_E5 | F1 | Commercial | Restaurant | New | Space Heating | Natural Gas | Boiler | E5 | RVT - Cost of Equipment | 4.6044 | 4.6031 | 4.6114 | 4.591 | 4.5772 | 4.573 | 4.5777 | 4.5802 | 4.5856 | 4.59 | 4.5938 | 4.5967 | 4.6003 | 4.6044 | 4.6074 | 4.6106 | 4.6137 | 4.6177 | 4.6215 | 4.6264 | 4.6306 | 4.6352 | 4.6389 | 4.6433 | 4.6467 | 4.6499 | 4.6528 | 4.6561 | 4.6582 | 4.6605 | 4.6619 | 4.6636 | 4.6636 | 0 | 0 | 0 | 0 | 0 | 0 | 0 | 0 | 0
F1_Commercial_Restaurant_New_Space Heating_Natural Gas_Boiler_E6 | F1 | Commercial | Restaurant | New | Space Heating | Natural Gas | Boiler | E6 | RVT - Cost of Equipment | 0 | 0 | 0 | 0 | 0 | 0 | 0 | 0 | 0 | 0 | 0 | 0 | 0 | 0 | 0 | 0 | 0 | 0 | 0 | 0 | 0 | 0 | 0 | 0 | 0 | 0 | 0 | 0 | 0 | 0 | 0 | 0 | 0 | 0 | 0 | 0 | 0 | 0 | 0 | 0 | 0 | 0
F1_Commercial_Restaurant_New_Space Heating_Natural Gas_Boiler_E7 | F1 | Commercial | Restaurant | New | Space Heating | Natural Gas | Boiler | E7 | RVT - Cost of Equipment | 0 | 0 | 0 | 0 | 0 | 0 | 0 | 0 | 0 | 0 | 0 | 0 | 0 | 0 | 0 | 0 | 0 | 0 | 0 | 0 | 0 | 0 | 0 | 0 | 0 | 0 | 0 | 0 | 0 | 0 | 0 | 0 | 0 | 0 | 0 | 0 | 0 | 0 | 0 | 0 | 0 | 0
F1_Commercial_Restaurant_New_Space Heating_Natural Gas_Boiler_E8 | F1 | Commercial | Restaurant | New | Space Heating | Natural Gas | Boiler | E8 | RVT - Cost of Equipment | 0 | 0 | 0 | 0 | 0 | 0 | 0 | 0 | 0 | 0 | 0 | 0 | 0 | 0 | 0 | 0 | 0 | 0 | 0 | 0 | 0 | 0 | 0 | 0 | 0 | 0 | 0 | 0 | 0 | 0 | 0 | 0 | 0 | 0 | 0 | 0 | 0 | 0 | 0 | 0 | 0 | 0
F1_Commercial_Restaurant_New_Space Heating_Natural Gas_Boiler_E9 | F1 | Commercial | Restaurant | New | Space Heating | Natural Gas | Boiler | E9 | RVT - Cost of Equipment | 0 | 0 | 0 | 0 | 0 | 0 | 0 | 0 | 0 | 0 | 0 | 0 | 0 | 0 | 0 | 0 | 0 | 0 | 0 | 0 | 0 | 0 | 0 | 0 | 0 | 0 | 0 | 0 | 0 | 0 | 0 | 0 | 0 | 0 | 0 | 0 | 0 | 0 | 0 | 0 | 0 | 0
F1_Commercial_Restaurant_New_Space Heating_Natural Gas_Boiler_E10 | F1 | Commercial | Restaurant | New | Space Heating | Natural Gas | Boiler | E10 | RVT - Cost of Equipment | 0 | 0 | 0 | 0 | 0 | 0 | 0 | 0 | 0 | 0 | 0 | 0 | 0 | 0 | 0 | 0 | 0 | 0 | 0 | 0 | 0 | 0 | 0 | 0 | 0 | 0 | 0 | 0 | 0 | 0 | 0 | 0 | 0 | 0 | 0 | 0 | 0 | 0 | 0 | 0 | 0 | 0
F2_Commercial_Restaurant_New_Space Heating_Natural Gas_Boiler_E1 | F2 | Commercial | Restaurant | New | Space Heating | Natural Gas | Boiler | E1 | RVT - Cost of Operation | 8.9642 | 8.9616 | 8.9777 | 8.9381 | 8.9112 | 0 | 0 | 0 | 0 | 0 | 0 | 0 | 0 | 0 | 0 | 0 | 0 | 0 | 0 | 0 | 0 | 0 | 0 | 0 | 0 | 0 | 0 | 0 | 0 | 0 | 0 | 0 | 0 | 0 | 0 | 0 | 0 | 0 | 0 | 0 | 0 | 0
F2_Commercial_Restaurant_New_Space Heating_Natural Gas_Boiler_E2 | F2 | Commercial | Restaurant | New | Space Heating | Natural Gas | Boiler | E2 | RVT - Cost of Operation | 8.5373 | 8.5348 | 8.5502 | 8.5125 | 8.4868 | 0 | 0 | 0 | 0 | 0 | 0 | 0 | 0 | 0 | 0 | 0 | 0 | 0 | 0 | 0 | 0 | 0 | 0 | 0 | 0 | 0 | 0 | 0 | 0 | 0 | 0 | 0 | 0 | 0 | 0 | 0 | 0 | 0 | 0 | 0 | 0 | 0
F2_Commercial_Restaurant_New_Space Heating_Natural Gas_Boiler_E3 | F2 | Commercial | Restaurant | New | Space Heating | Natural Gas | Boiler | E3 | RVT - Cost of Operation | 7.6291 | 7.6269 | 7.6406 | 7.6069 | 7.584 | 7.5771 | 7.5848 | 7.589 | 7.5978 | 7.6051 | 7.6114 | 7.6162 | 7.6223 | 7.629 | 7.6341 | 7.6393 | 7.6444 | 7.6511 | 7.6574 | 7.6655 | 7.6725 | 7.68 | 7.6862 | 7.6935 | 7.6992 | 7.7044 | 7.7093 | 7.7147 | 7.7181 | 7.722 | 7.7242 | 7.7271 | 7.7271 | 0 | 0 | 0 | 0 | 0 | 0 | 0 | 0 | 0
F2_Commercial_Restaurant_New_Space Heating_Natural Gas_Boiler_E4 | F2 | Commercial | Restaurant | New | Space Heating | Natural Gas | Boiler | E4 | RVT - Cost of Operation | 7.3177 | 7.3156 | 7.3287 | 7.2964 | 7.2744 | 7.2678 | 7.2752 | 7.2792 | 7.2877 | 7.2947 | 7.3008 | 7.3054 | 7.3112 | 7.3176 | 7.3225 | 7.3275 | 7.3324 | 7.3388 | 7.3449 | 7.3526 | 7.3593 | 7.3665 | 7.3724 | 7.3795 | 7.3849 | 7.3899 | 7.3946 | 7.3998 | 7.4031 | 7.4068 | 7.4089 | 7.4117 | 7.4117 | 0 | 0 | 0 | 0 | 0 | 0 | 0 | 0 | 0
F2_Commercial_Restaurant_New_Space Heating_Natural Gas_Boiler_E5 | F2 | Commercial | Restaurant | New | Space Heating | Natural Gas | Boiler | E5 | RVT - Cost of Operation | 5.5164 | 5.5148 | 5.5247 | 5.5004 | 5.4838 | 5.4788 | 5.4844 | 5.4874 | 5.4938 | 5.4991 | 5.5037 | 5.5071 | 5.5115 | 5.5163 | 5.52 | 5.5238 | 5.5275 | 5.5323 | 5.5369 | 5.5427 | 5.5478 | 5.5532 | 5.5577 | 5.563 | 5.5671 | 5.5709 | 5.5744 | 5.5783 | 5.5808 | 5.5836 | 5.5852 | 5.5873 | 5.5873 | 0 | 0 | 0 | 0 | 0 | 0 | 0 | 0 | 0
F2_Commercial_Restaurant_New_Space Heating_Natural Gas_Boiler_E6 | F2 | Commercial | Restaurant | New | Space Heating | Natural Gas | Boiler | E6 | RVT - Cost of Operation | 0 | 0 | 0 | 0 | 0 | 0 | 0 | 0 | 0 | 0 | 0 | 0 | 0 | 0 | 0 | 0 | 0 | 0 | 0 | 0 | 0 | 0 | 0 | 0 | 0 | 0 | 0 | 0 | 0 | 0 | 0 | 0 | 0 | 0 | 0 | 0 | 0 | 0 | 0 | 0 | 0 | 0
F2_Commercial_Restaurant_New_Space Heating_Natural Gas_Boiler_E7 | F2 | Commercial | Restaurant | New | Space Heating | Natural Gas | Boiler | E7 | RVT - Cost of Operation | 0 | 0 | 0 | 0 | 0 | 0 | 0 | 0 | 0 | 0 | 0 | 0 | 0 | 0 | 0 | 0 | 0 | 0 | 0 | 0 | 0 | 0 | 0 | 0 | 0 | 0 | 0 | 0 | 0 | 0 | 0 | 0 | 0 | 0 | 0 | 0 | 0 | 0 | 0 | 0 | 0 | 0
F2_Commercial_Restaurant_New_Space Heating_Natural Gas_Boiler_E8 | F2 | Commercial | Restaurant | New | Space Heating | Natural Gas | Boiler | E8 | RVT - Cost of Operation | 0 | 0 | 0 | 0 | 0 | 0 | 0 | 0 | 0 | 0 | 0 | 0 | 0 | 0 | 0 | 0 | 0 | 0 | 0 | 0 | 0 | 0 | 0 | 0 | 0 | 0 | 0 | 0 | 0 | 0 | 0 | 0 | 0 | 0 | 0 | 0 | 0 | 0 | 0 | 0 | 0 | 0
F2_Commercial_Restaurant_New_Space Heating_Natural Gas_Boiler_E9 | F2 | Commercial | Restaurant | New | Space Heating | Natural Gas | Boiler | E9 | RVT - Cost of Operation | 0 | 0 | 0 | 0 | 0 | 0 | 0 | 0 | 0 | 0 | 0 | 0 | 0 | 0 | 0 | 0 | 0 | 0 | 0 | 0 | 0 | 0 | 0 | 0 | 0 | 0 | 0 | 0 | 0 | 0 | 0 | 0 | 0 | 0 | 0 | 0 | 0 | 0 | 0 | 0 | 0 | 0
F2_Commercial_Restaurant_New_Space Heating_Natural Gas_Boiler_E10 | F2 | Commercial | Restaurant | New | Space Heating | Natural Gas | Boiler | E10 | RVT - Cost of Operation | 0 | 0 | 0 | 0 | 0 | 0 | 0 | 0 | 0 | 0 | 0 | 0 | 0 | 0 | 0 | 0 | 0 | 0 | 0 | 0 | 0 | 0 | 0 | 0 | 0 | 0 | 0 | 0 | 0 | 0 | 0 | 0 | 0 | 0 | 0 | 0 | 0 | 0 | 0 | 0 | 0 | 0
F3_Commercial_Restaurant_New_Space Heating_Natural Gas_Boiler_E1 | F3 | Commercial | Restaurant | New | Space Heating | Natural Gas | Boiler | E1 | System - kBTUs of Consumption | 0.19691 | 0.19691 | 0.19691 | 0.19691 | 0.19691 | 0 | 0 | 0 | 0 | 0 | 0 | 0 | 0 | 0 | 0 | 0 | 0 | 0 | 0 | 0 | 0 | 0 | 0 | 0 | 0 | 0 | 0 | 0 | 0 | 0 | 0 | 0 | 0 | 0 | 0 | 0 | 0 | 0 | 0 | 0 | 0 | 0
F3_Commercial_Restaurant_New_Space Heating_Natural Gas_Boiler_E2 | F3 | Commercial | Restaurant | New | Space Heating | Natural Gas | Boiler | E2 | System - kBTUs of Consumption | 0.20355 | 0.20355 | 0.20355 | 0.20355 | 0.20355 | 0 | 0 | 0 | 0 | 0 | 0 | 0 | 0 | 0 | 0 | 0 | 0 | 0 | 0 | 0 | 0 | 0 | 0 | 0 | 0 | 0 | 0 | 0 | 0 | 0 | 0 | 0 | 0 | 0 | 0 | 0 | 0 | 0 | 0 | 0 | 0 | 0
F3_Commercial_Restaurant_New_Space Heating_Natural Gas_Boiler_E3 | F3 | Commercial | Restaurant | New | Space Heating | Natural Gas | Boiler | E3 | System - kBTUs of Consumption | 0.31996 | 0.31996 | 0.31996 | 0.31996 | 0.31996 | 0.31996 | 0.31996 | 0.31996 | 0.31996 | 0.31996 | 0.31996 | 0.31996 | 0.31996 | 0.31996 | 0.31996 | 0.31996 | 0.31996 | 0.31996 | 0.31996 | 0.31996 | 0.31996 | 0.31996 | 0.31996 | 0.31996 | 0.31996 | 0.31996 | 0.31996 | 0.31996 | 0.31996 | 0.31996 | 0.31996 | 0.31996 | 0.31996 | 0 | 0 | 0 | 0 | 0 | 0 | 0 | 0 | 0
F3_Commercial_Restaurant_New_Space Heating_Natural Gas_Boiler_E4 | F3 | Commercial | Restaurant | New | Space Heating | Natural Gas | Boiler | E4 | System - kBTUs of Consumption | 0.34992 | 0.34992 | 0.34992 | 0.34992 | 0.34992 | 0.34992 | 0.34992 | 0.34992 | 0.34992 | 0.34992 | 0.34992 | 0.34992 | 0.34992 | 0.34992 | 0.34992 | 0.34992 | 0.34992 | 0.34992 | 0.34992 | 0.34992 | 0.34992 | 0.34992 | 0.34992 | 0.34992 | 0.34992 | 0.34992 | 0.34992 | 0.34992 | 0.34992 | 0.34992 | 0.34992 | 0.34992 | 0.34992 | 0 | 0 | 0 | 0 | 0 | 0 | 0 | 0 | 0
F3_Commercial_Restaurant_New_Space Heating_Natural Gas_Boiler_E5 | F3 | Commercial | Restaurant | New | Space Heating | Natural Gas | Boiler | E5 | System - kBTUs of Consumption | 1.1838 | 1.1838 | 1.1838 | 1.1838 | 1.1838 | 1.1838 | 1.1838 | 1.1838 | 1.1838 | 1.1838 | 1.1838 | 1.1838 | 1.1838 | 1.1838 | 1.1838 | 1.1838 | 1.1838 | 1.1838 | 1.1838 | 1.1838 | 1.1838 | 1.1838 | 1.1838 | 1.1838 | 1.1838 | 1.1838 | 1.1838 | 1.1838 | 1.1838 | 1.1838 | 1.1838 | 1.1838 | 1.1838 | 0 | 0 | 0 | 0 | 0 | 0 | 0 | 0 | 0
F3_Commercial_Restaurant_New_Space Heating_Natural Gas_Boiler_E6 | F3 | Commercial | Restaurant | New | Space Heating | Natural Gas | Boiler | E6 | System - kBTUs of Consumption | 0 | 0 | 0 | 0 | 0 | 0 | 0 | 0 | 0 | 0 | 0 | 0 | 0 | 0 | 0 | 0 | 0 | 0 | 0 | 0 | 0 | 0 | 0 | 0 | 0 | 0 | 0 | 0 | 0 | 0 | 0 | 0 | 0 | 0 | 0 | 0 | 0 | 0 | 0 | 0 | 0 | 0
F3_Commercial_Restaurant_New_Space Heating_Natural Gas_Boiler_E7 | F3 | Commercial | Restaurant | New | Space Heating | Natural Gas | Boiler | E7 | System - kBTUs of Consumption | 0 | 0 | 0 | 0 | 0 | 0 | 0 | 0 | 0 | 0 | 0 | 0 | 0 | 0 | 0 | 0 | 0 | 0 | 0 | 0 | 0 | 0 | 0 | 0 | 0 | 0 | 0 | 0 | 0 | 0 | 0 | 0 | 0 | 0 | 0 | 0 | 0 | 0 | 0 | 0 | 0 | 0
F3_Commercial_Restaurant_New_Space Heating_Natural Gas_Boiler_E8 | F3 | Commercial | Restaurant | New | Space Heating | Natural Gas | Boiler | E8 | System - kBTUs of Consumption | 0 | 0 | 0 | 0 | 0 | 0 | 0 | 0 | 0 | 0 | 0 | 0 | 0 | 0 | 0 | 0 | 0 | 0 | 0 | 0 | 0 | 0 | 0 | 0 | 0 | 0 | 0 | 0 | 0 | 0 | 0 | 0 | 0 | 0 | 0 | 0 | 0 | 0 | 0 | 0 | 0 | 0
F3_Commercial_Restaurant_New_Space Heating_Natural Gas_Boiler_E9 | F3 | Commercial | Restaurant | New | Space Heating | Natural Gas | Boiler | E9 | System - kBTUs of Consumption | 0 | 0 | 0 | 0 | 0 | 0 | 0 | 0 | 0 | 0 | 0 | 0 | 0 | 0 | 0 | 0 | 0 | 0 | 0 | 0 | 0 | 0 | 0 | 0 | 0 | 0 | 0 | 0 | 0 | 0 | 0 | 0 | 0 | 0 | 0 | 0 | 0 | 0 | 0 | 0 | 0 | 0
F3_Commercial_Restaurant_New_Space Heating_Natural Gas_Boiler_E10 | F3 | Commercial | Restaurant | New | Space Heating | Natural Gas | Boiler | E10 | System - kBTUs of Consumption | 0 | 0 | 0 | 0 | 0 | 0 | 0 | 0 | 0 | 0 | 0 | 0 | 0 | 0 | 0 | 0 | 0 | 0 | 0 | 0 | 0 | 0 | 0 | 0 | 0 | 0 | 0 | 0 | 0 | 0 | 0 | 0 | 0 | 0 | 0 | 0 | 0 | 0 | 0 | 0 | 0 | 0
F4_Commercial_Restaurant_New_Space Heating_Natural Gas_Boiler_E1 | F4 | Commercial | Restaurant | New | Space Heating | Natural Gas | Boiler | E1 | Utility - Cost of Equipment | 8.9642 | 8.9616 | 8.9777 | 8.9381 | 8.9112 | 0 | 0 | 0 | 0 | 0 | 0 | 0 | 0 | 0 | 0 | 0 | 0 | 0 | 0 | 0 | 0 | 0 | 0 | 0 | 0 | 0 | 0 | 0 | 0 | 0 | 0 | 0 | 0 | 0 | 0 | 0 | 0 | 0 | 0 | 0 | 0 | 0
F4_Commercial_Restaurant_New_Space Heating_Natural Gas_Boiler_E2 | F4 | Commercial | Restaurant | New | Space Heating | Natural Gas | Boiler | E2 | Utility - Cost of Equipment | 8.5373 | 8.5348 | 8.5502 | 8.5125 | 8.4868 | 0 | 0 | 0 | 0 | 0 | 0 | 0 | 0 | 0 | 0 | 0 | 0 | 0 | 0 | 0 | 0 | 0 | 0 | 0 | 0 | 0 | 0 | 0 | 0 | 0 | 0 | 0 | 0 | 0 | 0 | 0 | 0 | 0 | 0 | 0 | 0 | 0
F4_Commercial_Restaurant_New_Space Heating_Natural Gas_Boiler_E3 | F4 | Commercial | Restaurant | New | Space Heating | Natural Gas | Boiler | E3 | Utility - Cost of Equipment | 7.6291 | 7.6269 | 7.6406 | 7.6069 | 7.584 | 7.5771 | 7.5848 | 7.589 | 7.5978 | 7.6051 | 7.6114 | 7.6162 | 7.6223 | 7.629 | 7.6341 | 7.6393 | 7.6444 | 7.6511 | 7.6574 | 7.6655 | 7.6725 | 7.68 | 7.6862 | 7.6935 | 7.6992 | 7.7044 | 7.7093 | 7.7147 | 7.7181 | 7.722 | 7.7242 | 7.7271 | 7.7271 | 0 | 0 | 0 | 0 | 0 | 0 | 0 | 0 | 0
F4_Commercial_Restaurant_New_Space Heating_Natural Gas_Boiler_E4 | F4 | Commercial | Restaurant | New | Space Heating | Natural Gas | Boiler | E4 | Utility - Cost of Equipment | 7.3177 | 7.3156 | 7.3287 | 7.2964 | 7.2744 | 7.2678 | 7.2752 | 7.2792 | 7.2877 | 7.2947 | 7.3008 | 7.3054 | 7.3112 | 7.3176 | 7.3225 | 7.3275 | 7.3324 | 7.3388 | 7.3449 | 7.3526 | 7.3593 | 7.3665 | 7.3724 | 7.3795 | 7.3849 | 7.3899 | 7.3946 | 7.3998 | 7.4031 | 7.4068 | 7.4089 | 7.4117 | 7.4117 | 0 | 0 | 0 | 0 | 0 | 0 | 0 | 0 | 0
F4_Commercial_Restaurant_New_Space Heating_Natural Gas_Boiler_E5 | F4 | Commercial | Restaurant | New | Space Heating | Natural Gas | Boiler | E5 | Utility - Cost of Equipment | 5.5164 | 5.5148 | 5.5247 | 5.5004 | 5.4838 | 5.4788 | 5.4844 | 5.4874 | 5.4938 | 5.4991 | 5.5037 | 5.5071 | 5.5115 | 5.5163 | 5.52 | 5.5238 | 5.5275 | 5.5323 | 5.5369 | 5.5427 | 5.5478 | 5.5532 | 5.5577 | 5.563 | 5.5671 | 5.5709 | 5.5744 | 5.5783 | 5.5808 | 5.5836 | 5.5852 | 5.5873 | 5.5873 | 0 | 0 | 0 | 0 | 0 | 0 | 0 | 0 | 0
F4_Commercial_Restaurant_New_Space Heating_Natural Gas_Boiler_E6 | F4 | Commercial | Restaurant | New | Space Heating | Natural Gas | Boiler | E6 | Utility - Cost of Equipment | 0 | 0 | 0 | 0 | 0 | 0 | 0 | 0 | 0 | 0 | 0 | 0 | 0 | 0 | 0 | 0 | 0 | 0 | 0 | 0 | 0 | 0 | 0 | 0 | 0 | 0 | 0 | 0 | 0 | 0 | 0 | 0 | 0 | 0 | 0 | 0 | 0 | 0 | 0 | 0 | 0 | 0
F4_Commercial_Restaurant_New_Space Heating_Natural Gas_Boiler_E7 | F4 | Commercial | Restaurant | New | Space Heating | Natural Gas | Boiler | E7 | Utility - Cost of Equipment | 0 | 0 | 0 | 0 | 0 | 0 | 0 | 0 | 0 | 0 | 0 | 0 | 0 | 0 | 0 | 0 | 0 | 0 | 0 | 0 | 0 | 0 | 0 | 0 | 0 | 0 | 0 | 0 | 0 | 0 | 0 | 0 | 0 | 0 | 0 | 0 | 0 | 0 | 0 | 0 | 0 | 0
F4_Commercial_Restaurant_New_Space Heating_Natural Gas_Boiler_E8 | F4 | Commercial | Restaurant | New | Space Heating | Natural Gas | Boiler | E8 | Utility - Cost of Equipment | 0 | 0 | 0 | 0 | 0 | 0 | 0 | 0 | 0 | 0 | 0 | 0 | 0 | 0 | 0 | 0 | 0 | 0 | 0 | 0 | 0 | 0 | 0 | 0 | 0 | 0 | 0 | 0 | 0 | 0 | 0 | 0 | 0 | 0 | 0 | 0 | 0 | 0 | 0 | 0 | 0 | 0
F4_Commercial_Restaurant_New_Space Heating_Natural Gas_Boiler_E9 | F4 | Commercial | Restaurant | New | Space Heating | Natural Gas | Boiler | E9 | Utility - Cost of Equipment | 0 | 0 | 0 | 0 | 0 | 0 | 0 | 0 | 0 | 0 | 0 | 0 | 0 | 0 | 0 | 0 | 0 | 0 | 0 | 0 | 0 | 0 | 0 | 0 | 0 | 0 | 0 | 0 | 0 | 0 | 0 | 0 | 0 | 0 | 0 | 0 | 0 | 0 | 0 | 0 | 0 | 0
F4_Commercial_Restaurant_New_Space Heating_Natural Gas_Boiler_E10 | F4 | Commercial | Restaurant | New | Space Heating | Natural Gas | Boiler | E10 | Utility - Cost of Equipment | 0 | 0 | 0 | 0 | 0 | 0 | 0 | 0 | 0 | 0 | 0 | 0 | 0 | 0 | 0 | 0 | 0 | 0 | 0 | 0 | 0 | 0 | 0 | 0 | 0 | 0 | 0 | 0 | 0 | 0 | 0 | 0 | 0 | 0 | 0 | 0 | 0 | 0 | 0 | 0 | 0 | 0
F5_Commercial_Restaurant_New_Space Heating_Natural Gas_Boiler_E1 | F5 | Commercial | Restaurant | New | Space Heating | Natural Gas | Boiler | E1 | Utility - Cost of Operation | 0.19691 | 0.19691 | 0.19691 | 0.19691 | 0.19691 | 0 | 0 | 0 | 0 | 0 | 0 | 0 | 0 | 0 | 0 | 0 | 0 | 0 | 0 | 0 | 0 | 0 | 0 | 0 | 0 | 0 | 0 | 0 | 0 | 0 | 0 | 0 | 0 | 0 | 0 | 0 | 0 | 0 | 0 | 0 | 0 | 0
F5_Commercial_Restaurant_New_Space Heating_Natural Gas_Boiler_E2 | F5 | Commercial | Restaurant | New | Space Heating | Natural Gas | Boiler | E2 | Utility - Cost of Operation | 0.20355 | 0.20355 | 0.20355 | 0.20355 | 0.20355 | 0 | 0 | 0 | 0 | 0 | 0 | 0 | 0 | 0 | 0 | 0 | 0 | 0 | 0 | 0 | 0 | 0 | 0 | 0 | 0 | 0 | 0 | 0 | 0 | 0 | 0 | 0 | 0 | 0 | 0 | 0 | 0 | 0 | 0 | 0 | 0 | 0
F5_Commercial_Restaurant_New_Space Heating_Natural Gas_Boiler_E3 | F5 | Commercial | Restaurant | New | Space Heating | Natural Gas | Boiler | E3 | Utility - Cost of Operation | 0.31996 | 0.31996 | 0.31996 | 0.31996 | 0.31996 | 0.31996 | 0.31996 | 0.31996 | 0.31996 | 0.31996 | 0.31996 | 0.31996 | 0.31996 | 0.31996 | 0.31996 | 0.31996 | 0.31996 | 0.31996 | 0.31996 | 0.31996 | 0.31996 | 0.31996 | 0.31996 | 0.31996 | 0.31996 | 0.31996 | 0.31996 | 0.31996 | 0.31996 | 0.31996 | 0.31996 | 0.31996 | 0.31996 | 0 | 0 | 0 | 0 | 0 | 0 | 0 | 0 | 0
F5_Commercial_Restaurant_New_Space Heating_Natural Gas_Boiler_E4 | F5 | Commercial | Restaurant | New | Space Heating | Natural Gas | Boiler | E4 | Utility - Cost of Operation | 0.34992 | 0.34992 | 0.34992 | 0.34992 | 0.34992 | 0.34992 | 0.34992 | 0.34992 | 0.34992 | 0.34992 | 0.34992 | 0.34992 | 0.34992 | 0.34992 | 0.34992 | 0.34992 | 0.34992 | 0.34992 | 0.34992 | 0.34992 | 0.34992 | 0.34992 | 0.34992 | 0.34992 | 0.34992 | 0.34992 | 0.34992 | 0.34992 | 0.34992 | 0.34992 | 0.34992 | 0.34992 | 0.34992 | 0 | 0 | 0 | 0 | 0 | 0 | 0 | 0 | 0
F5_Commercial_Restaurant_New_Space Heating_Natural Gas_Boiler_E5 | F5 | Commercial | Restaurant | New | Space Heating | Natural Gas | Boiler | E5 | Utility - Cost of Operation | 1.1838 | 1.1838 | 1.1838 | 1.1838 | 1.1838 | 1.1838 | 1.1838 | 1.1838 | 1.1838 | 1.1838 | 1.1838 | 1.1838 | 1.1838 | 1.1838 | 1.1838 | 1.1838 | 1.1838 | 1.1838 | 1.1838 | 1.1838 | 1.1838 | 1.1838 | 1.1838 | 1.1838 | 1.1838 | 1.1838 | 1.1838 | 1.1838 | 1.1838 | 1.1838 | 1.1838 | 1.1838 | 1.1838 | 0 | 0 | 0 | 0 | 0 | 0 | 0 | 0 | 0
F5_Commercial_Restaurant_New_Space Heating_Natural Gas_Boiler_E6 | F5 | Commercial | Restaurant | New | Space Heating | Natural Gas | Boiler | E6 | Utility - Cost of Operation | 0 | 0 | 0 | 0 | 0 | 0 | 0 | 0 | 0 | 0 | 0 | 0 | 0 | 0 | 0 | 0 | 0 | 0 | 0 | 0 | 0 | 0 | 0 | 0 | 0 | 0 | 0 | 0 | 0 | 0 | 0 | 0 | 0 | 0 | 0 | 0 | 0 | 0 | 0 | 0 | 0 | 0
F5_Commercial_Restaurant_New_Space Heating_Natural Gas_Boiler_E7 | F5 | Commercial | Restaurant | New | Space Heating | Natural Gas | Boiler | E7 | Utility - Cost of Operation | 0 | 0 | 0 | 0 | 0 | 0 | 0 | 0 | 0 | 0 | 0 | 0 | 0 | 0 | 0 | 0 | 0 | 0 | 0 | 0 | 0 | 0 | 0 | 0 | 0 | 0 | 0 | 0 | 0 | 0 | 0 | 0 | 0 | 0 | 0 | 0 | 0 | 0 | 0 | 0 | 0 | 0
F5_Commercial_Restaurant_New_Space Heating_Natural Gas_Boiler_E8 | F5 | Commercial | Restaurant | New | Space Heating | Natural Gas | Boiler | E8 | Utility - Cost of Operation | 0 | 0 | 0 | 0 | 0 | 0 | 0 | 0 | 0 | 0 | 0 | 0 | 0 | 0 | 0 | 0 | 0 | 0 | 0 | 0 | 0 | 0 | 0 | 0 | 0 | 0 | 0 | 0 | 0 | 0 | 0 | 0 | 0 | 0 | 0 | 0 | 0 | 0 | 0 | 0 | 0 | 0
F5_Commercial_Restaurant_New_Space Heating_Natural Gas_Boiler_E9 | F5 | Commercial | Restaurant | New | Space Heating | Natural Gas | Boiler | E9 | Utility - Cost of Operation | 0 | 0 | 0 | 0 | 0 | 0 | 0 | 0 | 0 | 0 | 0 | 0 | 0 | 0 | 0 | 0 | 0 | 0 | 0 | 0 | 0 | 0 | 0 | 0 | 0 | 0 | 0 | 0 | 0 | 0 | 0 | 0 | 0 | 0 | 0 | 0 | 0 | 0 | 0 | 0 | 0 | 0
F5_Commercial_Restaurant_New_Space Heating_Natural Gas_Boiler_E10 | F5 | Commercial | Restaurant | New | Space Heating | Natural Gas | Boiler | E10 | Utility - Cost of Operation | 0 | 0 | 0 | 0 | 0 | 0 | 0 | 0 | 0 | 0 | 0 | 0 | 0 | 0 | 0 | 0 | 0 | 0 | 0 | 0 | 0 | 0 | 0 | 0 | 0 | 0 | 0 | 0 | 0 | 0 | 0 | 0 | 0 | 0 | 0 | 0 | 0 | 0 | 0 | 0 | 0 | 0
F6_Commercial_Restaurant_New_Space Heating_Natural Gas_Boiler_E1 | F6 | Commercial | Restaurant | New | Space Heating | Natural Gas | Boiler | E1 | Utility - Value of Sales | 3.3931 | 3.3824 | 3.3757 | 3.3539 | 3.3351 | 0 | 0 | 0 | 0 | 0 | 0 | 0 | 0 | 0 | 0 | 0 | 0 | 0 | 0 | 0 | 0 | 0 | 0 | 0 | 0 | 0 | 0 | 0 | 0 | 0 | 0 | 0 | 0 | 0 | 0 | 0 | 0 | 0 | 0 | 0 | 0 | 0
F6_Commercial_Restaurant_New_Space Heating_Natural Gas_Boiler_E2 | F6 | Commercial | Restaurant | New | Space Heating | Natural Gas | Boiler | E2 | Utility - Value of Sales | 3.2315 | 3.2213 | 3.2149 | 3.1942 | 3.1763 | 0 | 0 | 0 | 0 | 0 | 0 | 0 | 0 | 0 | 0 | 0 | 0 | 0 | 0 | 0 | 0 | 0 | 0 | 0 | 0 | 0 | 0 | 0 | 0 | 0 | 0 | 0 | 0 | 0 | 0 | 0 | 0 | 0 | 0 | 0 | 0 | 0
F6_Commercial_Restaurant_New_Space Heating_Natural Gas_Boiler_E3 | F6 | Commercial | Restaurant | New | Space Heating | Natural Gas | Boiler | E3 | Utility - Value of Sales | 2.8877 | 2.8786 | 2.8729 | 2.8544 | 2.8384 | 2.8225 | 2.807 | 2.7917 | 2.7768 | 2.7622 | 2.7482 | 2.7346 | 2.7216 | 2.7092 | 2.6974 | 2.6863 | 2.6759 | 2.6661 | 2.6569 | 2.6484 | 2.6406 | 2.6334 | 2.6269 | 2.621 | 2.6158 | 2.6112 | 2.6073 | 2.604 | 2.6014 | 2.5994 | 2.5981 | 2.5975 | 2.5975 | 0 | 0 | 0 | 0 | 0 | 0 | 0 | 0 | 0
F6_Commercial_Restaurant_New_Space Heating_Natural Gas_Boiler_E4 | F6 | Commercial | Restaurant | New | Space Heating | Natural Gas | Boiler | E4 | Utility - Value of Sales | 2.7699 | 2.7611 | 2.7556 | 2.7379 | 2.7225 | 2.7073 | 2.6924 | 2.6777 | 2.6634 | 2.6495 | 2.636 | 2.623 | 2.6105 | 2.5986 | 2.5873 | 2.5767 | 2.5666 | 2.5572 | 2.5485 | 2.5403 | 2.5328 | 2.5259 | 2.5196 | 2.514 | 2.509 | 2.5046 | 2.5008 | 2.4977 | 2.4952 | 2.4933 | 2.4921 | 2.4914 | 2.4914 | 0 | 0 | 0 | 0 | 0 | 0 | 0 | 0 | 0
F6_Commercial_Restaurant_New_Space Heating_Natural Gas_Boiler_E5 | F6 | Commercial | Restaurant | New | Space Heating | Natural Gas | Boiler | E5 | Utility - Value of Sales | 2.0881 | 2.0815 | 2.0773 | 2.064 | 2.0524 | 2.0409 | 2.0297 | 2.0186 | 2.0078 | 1.9973 | 1.9871 | 1.9773 | 1.9679 | 1.9589 | 1.9504 | 1.9424 | 1.9348 | 1.9278 | 1.9211 | 1.915 | 1.9093 | 1.9041 | 1.8994 | 1.8952 | 1.8914 | 1.8881 | 1.8853 | 1.8829 | 1.881 | 1.8796 | 1.8786 | 1.8782 | 1.8782 | 0 | 0 | 0 | 0 | 0 | 0 | 0 | 0 | 0
F6_Commercial_Restaurant_New_Space Heating_Natural Gas_Boiler_E6 | F6 | Commercial | Restaurant | New | Space Heating | Natural Gas | Boiler | E6 | Utility - Value of Sales | 0 | 0 | 0 | 0 | 0 | 0 | 0 | 0 | 0 | 0 | 0 | 0 | 0 | 0 | 0 | 0 | 0 | 0 | 0 | 0 | 0 | 0 | 0 | 0 | 0 | 0 | 0 | 0 | 0 | 0 | 0 | 0 | 0 | 0 | 0 | 0 | 0 | 0 | 0 | 0 | 0 | 0
F6_Commercial_Restaurant_New_Space Heating_Natural Gas_Boiler_E7 | F6 | Commercial | Restaurant | New | Space Heating | Natural Gas | Boiler | E7 | Utility - Value of Sales | 0 | 0 | 0 | 0 | 0 | 0 | 0 | 0 | 0 | 0 | 0 | 0 | 0 | 0 | 0 | 0 | 0 | 0 | 0 | 0 | 0 | 0 | 0 | 0 | 0 | 0 | 0 | 0 | 0 | 0 | 0 | 0 | 0 | 0 | 0 | 0 | 0 | 0 | 0 | 0 | 0 | 0
F6_Commercial_Restaurant_New_Space Heating_Natural Gas_Boiler_E8 | F6 | Commercial | Restaurant | New | Space Heating | Natural Gas | Boiler | E8 | Utility - Value of Sales | 0 | 0 | 0 | 0 | 0 | 0 | 0 | 0 | 0 | 0 | 0 | 0 | 0 | 0 | 0 | 0 | 0 | 0 | 0 | 0 | 0 | 0 | 0 | 0 | 0 | 0 | 0 | 0 | 0 | 0 | 0 | 0 | 0 | 0 | 0 | 0 | 0 | 0 | 0 | 0 | 0 | 0
F6_Commercial_Restaurant_New_Space Heating_Natural Gas_Boiler_E9 | F6 | Commercial | Restaurant | New | Space Heating | Natural Gas | Boiler | E9 | Utility - Value of Sales | 0 | 0 | 0 | 0 | 0 | 0 | 0 | 0 | 0 | 0 | 0 | 0 | 0 | 0 | 0 | 0 | 0 | 0 | 0 | 0 | 0 | 0 | 0 | 0 | 0 | 0 | 0 | 0 | 0 | 0 | 0 | 0 | 0 | 0 | 0 | 0 | 0 | 0 | 0 | 0 | 0 | 0
F6_Commercial_Restaurant_New_Space Heating_Natural Gas_Boiler_E10 | F6 | Commercial | Restaurant | New | Space Heating | Natural Gas | Boiler | E10 | Utility - Value of Sales | 0 | 0 | 0 | 0 | 0 | 0 | 0 | 0 | 0 | 0 | 0 | 0 | 0 | 0 | 0 | 0 | 0 | 0 | 0 | 0 | 0 | 0 | 0 | 0 | 0 | 0 | 0 | 0 | 0 | 0 | 0 | 0 | 0 | 0 | 0 | 0 | 0 | 0 | 0 | 0 | 0 | 0
F1_Commercial_Restaurant_New_Space Heating_Natural Gas_Unit Heater_E1 | F1 | Commercial | Restaurant | New | Space Heating | Natural Gas | Unit Heater | E1 | RVT - Cost of Equipment | 0.73748 | 0.73683 | 0.73879 | 0.73286 | 0.72865 | 0 | 0 | 0 | 0 | 0 | 0 | 0 | 0 | 0 | 0 | 0 | 0 | 0 | 0 | 0 | 0 | 0 | 0 | 0 | 0 | 0 | 0 | 0 | 0 | 0 | 0 | 0 | 0 | 0 | 0 | 0 | 0 | 0 | 0 | 0 | 0 | 0
F1_Commercial_Restaurant_New_Space Heating_Natural Gas_Unit Heater_E2 | F1 | Commercial | Restaurant | New | Space Heating | Natural Gas | Unit Heater | E2 | RVT - Cost of Equipment | 0.66365 | 0.66307 | 0.66483 | 0.65949 | 0.6557 | 0.65425 | 0.6549 | 0.65499 | 0.6557 | 0.65618 | 0.65649 | 0.6566 | 0.65691 | 0.65735 | 0.65759 | 0.65792 | 0.65828 | 0.65894 | 0.65961 | 0.66062 | 0.66152 | 0.66255 | 0.66343 | 0.66452 | 0.66536 | 0.66613 | 0.66686 | 0.66765 | 0.66817 | 0.66875 | 0.66907 | 0.6695 | 0.6695 | 0 | 0 | 0 | 0 | 0 | 0 | 0 | 0 | 0
F1_Commercial_Restaurant_New_Space Heating_Natural Gas_Unit Heater_E3 | F1 | Commercial | Restaurant | New | Space Heating | Natural Gas | Unit Heater | E3 | RVT - Cost of Equipment | 0.57316 | 0.57265 | 0.57418 | 0.56957 | 0.56629 | 0.56504 | 0.56561 | 0.56568 | 0.5663 | 0.5667 | 0.56697 | 0.56707 | 0.56734 | 0.56772 | 0.56793 | 0.56821 | 0.56853 | 0.56909 | 0.56967 | 0.57055 | 0.57132 | 0.57221 | 0.57297 | 0.57391 | 0.57463 | 0.5753 | 0.57593 | 0.57662 | 0.57707 | 0.57756 | 0.57784 | 0.57822 | 0.57822 | 0 | 0 | 0 | 0 | 0 | 0 | 0 | 0 | 0
F1_Commercial_Restaurant_New_Space Heating_Natural Gas_Unit Heater_E4 | F1 | Commercial | Restaurant | New | Space Heating | Natural Gas | Unit Heater | E4 | RVT - Cost of Equipment | 0 | 0 | 0 | 0 | 0 | 0 | 0 | 0 | 0 | 0 | 0 | 0 | 0 | 0 | 0 | 0 | 0 | 0 | 0 | 0 | 0 | 0 | 0 | 0 | 0 | 0 | 0 | 0 | 0 | 0 | 0 | 0 | 0 | 0 | 0 | 0 | 0 | 0 | 0 | 0 | 0 | 0
F1_Commercial_Restaurant_New_Space Heating_Natural Gas_Unit Heater_E5 | F1 | Commercial | Restaurant | New | Space Heating | Natural Gas | Unit Heater | E5 | RVT - Cost of Equipment | 0 | 0 | 0 | 0 | 0 | 0 | 0 | 0 | 0 | 0 | 0 | 0 | 0 | 0 | 0 | 0 | 0 | 0 | 0 | 0 | 0 | 0 | 0 | 0 | 0 | 0 | 0 | 0 | 0 | 0 | 0 | 0 | 0 | 0 | 0 | 0 | 0 | 0 | 0 | 0 | 0 | 0
F1_Commercial_Restaurant_New_Space Heating_Natural Gas_Unit Heater_E6 | F1 | Commercial | Restaurant | New | Space Heating | Natural Gas | Unit Heater | E6 | RVT - Cost of Equipment | 0 | 0 | 0 | 0 | 0 | 0 | 0 | 0 | 0 | 0 | 0 | 0 | 0 | 0 | 0 | 0 | 0 | 0 | 0 | 0 | 0 | 0 | 0 | 0 | 0 | 0 | 0 | 0 | 0 | 0 | 0 | 0 | 0 | 0 | 0 | 0 | 0 | 0 | 0 | 0 | 0 | 0
F1_Commercial_Restaurant_New_Space Heating_Natural Gas_Unit Heater_E7 | F1 | Commercial | Restaurant | New | Space Heating | Natural Gas | Unit Heater | E7 | RVT - Cost of Equipment | 0 | 0 | 0 | 0 | 0 | 0 | 0 | 0 | 0 | 0 | 0 | 0 | 0 | 0 | 0 | 0 | 0 | 0 | 0 | 0 | 0 | 0 | 0 | 0 | 0 | 0 | 0 | 0 | 0 | 0 | 0 | 0 | 0 | 0 | 0 | 0 | 0 | 0 | 0 | 0 | 0 | 0
F1_Commercial_Restaurant_New_Space Heating_Natural Gas_Unit Heater_E8 | F1 | Commercial | Restaurant | New | Space Heating | Natural Gas | Unit Heater | E8 | RVT - Cost of Equipment | 0 | 0 | 0 | 0 | 0 | 0 | 0 | 0 | 0 | 0 | 0 | 0 | 0 | 0 | 0 | 0 | 0 | 0 | 0 | 0 | 0 | 0 | 0 | 0 | 0 | 0 | 0 | 0 | 0 | 0 | 0 | 0 | 0 | 0 | 0 | 0 | 0 | 0 | 0 | 0 | 0 | 0
F1_Commercial_Restaurant_New_Space Heating_Natural Gas_Unit Heater_E9 | F1 | Commercial | Restaurant | New | Space Heating | Natural Gas | Unit Heater | E9 | RVT - Cost of Equipment | 0 | 0 | 0 | 0 | 0 | 0 | 0 | 0 | 0 | 0 | 0 | 0 | 0 | 0 | 0 | 0 | 0 | 0 | 0 | 0 | 0 | 0 | 0 | 0 | 0 | 0 | 0 | 0 | 0 | 0 | 0 | 0 | 0 | 0 | 0 | 0 | 0 | 0 | 0 | 0 | 0 | 0
F1_Commercial_Restaurant_New_Space Heating_Natural Gas_Unit Heater_E10 | F1 | Commercial | Restaurant | New | Space Heating | Natural Gas | Unit Heater | E10 | RVT - Cost of Equipment | 0 | 0 | 0 | 0 | 0 | 0 | 0 | 0 | 0 | 0 | 0 | 0 | 0 | 0 | 0 | 0 | 0 | 0 | 0 | 0 | 0 | 0 | 0 | 0 | 0 | 0 | 0 | 0 | 0 | 0 | 0 | 0 | 0 | 0 | 0 | 0 | 0 | 0 | 0 | 0 | 0 | 0
F2_Commercial_Restaurant_New_Space Heating_Natural Gas_Unit Heater_E1 | F2 | Commercial | Restaurant | New | Space Heating | Natural Gas | Unit Heater | E1 | RVT - Cost of Operation | 0.88355 | 0.88277 | 0.88512 | 0.87801 | 0.87297 | 0 | 0 | 0 | 0 | 0 | 0 | 0 | 0 | 0 | 0 | 0 | 0 | 0 | 0 | 0 | 0 | 0 | 0 | 0 | 0 | 0 | 0 | 0 | 0 | 0 | 0 | 0 | 0 | 0 | 0 | 0 | 0 | 0 | 0 | 0 | 0 | 0
F2_Commercial_Restaurant_New_Space Heating_Natural Gas_Unit Heater_E2 | F2 | Commercial | Restaurant | New | Space Heating | Natural Gas | Unit Heater | E2 | RVT - Cost of Operation | 0.79509 | 0.7944 | 0.79651 | 0.79011 | 0.78557 | 0.78383 | 0.78462 | 0.78472 | 0.78558 | 0.78614 | 0.78652 | 0.78665 | 0.78702 | 0.78755 | 0.78784 | 0.78823 | 0.78867 | 0.78945 | 0.79026 | 0.79147 | 0.79254 | 0.79378 | 0.79483 | 0.79614 | 0.79714 | 0.79807 | 0.79894 | 0.79989 | 0.80051 | 0.8012 | 0.80159 | 0.80211 | 0.80211 | 0 | 0 | 0 | 0 | 0 | 0 | 0 | 0 | 0
F2_Commercial_Restaurant_New_Space Heating_Natural Gas_Unit Heater_E3 | F2 | Commercial | Restaurant | New | Space Heating | Natural Gas | Unit Heater | E3 | RVT - Cost of Operation | 0.68668 | 0.68608 | 0.6879 | 0.68238 | 0.67846 | 0.67696 | 0.67763 | 0.67772 | 0.67846 | 0.67895 | 0.67927 | 0.67939 | 0.67971 | 0.68017 | 0.68041 | 0.68076 | 0.68113 | 0.68181 | 0.68251 | 0.68355 | 0.68448 | 0.68555 | 0.68645 | 0.68758 | 0.68845 | 0.68925 | 0.69 | 0.69083 | 0.69136 | 0.69196 | 0.69229 | 0.69274 | 0.69274 | 0 | 0 | 0 | 0 | 0 | 0 | 0 | 0 | 0
F2_Commercial_Restaurant_New_Space Heating_Natural Gas_Unit Heater_E4 | F2 | Commercial | Restaurant | New | Space Heating | Natural Gas | Unit Heater | E4 | RVT - Cost of Operation | 0 | 0 | 0 | 0 | 0 | 0 | 0 | 0 | 0 | 0 | 0 | 0 | 0 | 0 | 0 | 0 | 0 | 0 | 0 | 0 | 0 | 0 | 0 | 0 | 0 | 0 | 0 | 0 | 0 | 0 | 0 | 0 | 0 | 0 | 0 | 0 | 0 | 0 | 0 | 0 | 0 | 0
F2_Commercial_Restaurant_New_Space Heating_Natural Gas_Unit Heater_E5 | F2 | Commercial | Restaurant | New | Space Heating | Natural Gas | Unit Heater | E5 | RVT - Cost of Operation | 0 | 0 | 0 | 0 | 0 | 0 | 0 | 0 | 0 | 0 | 0 | 0 | 0 | 0 | 0 | 0 | 0 | 0 | 0 | 0 | 0 | 0 | 0 | 0 | 0 | 0 | 0 | 0 | 0 | 0 | 0 | 0 | 0 | 0 | 0 | 0 | 0 | 0 | 0 | 0 | 0 | 0
F2_Commercial_Restaurant_New_Space Heating_Natural Gas_Unit Heater_E6 | F2 | Commercial | Restaurant | New | Space Heating | Natural Gas | Unit Heater | E6 | RVT - Cost of Operation | 0 | 0 | 0 | 0 | 0 | 0 | 0 | 0 | 0 | 0 | 0 | 0 | 0 | 0 | 0 | 0 | 0 | 0 | 0 | 0 | 0 | 0 | 0 | 0 | 0 | 0 | 0 | 0 | 0 | 0 | 0 | 0 | 0 | 0 | 0 | 0 | 0 | 0 | 0 | 0 | 0 | 0
F2_Commercial_Restaurant_New_Space Heating_Natural Gas_Unit Heater_E7 | F2 | Commercial | Restaurant | New | Space Heating | Natural Gas | Unit Heater | E7 | RVT - Cost of Operation | 0 | 0 | 0 | 0 | 0 | 0 | 0 | 0 | 0 | 0 | 0 | 0 | 0 | 0 | 0 | 0 | 0 | 0 | 0 | 0 | 0 | 0 | 0 | 0 | 0 | 0 | 0 | 0 | 0 | 0 | 0 | 0 | 0 | 0 | 0 | 0 | 0 | 0 | 0 | 0 | 0 | 0
F2_Commercial_Restaurant_New_Space Heating_Natural Gas_Unit Heater_E8 | F2 | Commercial | Restaurant | New | Space Heating | Natural Gas | Unit Heater | E8 | RVT - Cost of Operation | 0 | 0 | 0 | 0 | 0 | 0 | 0 | 0 | 0 | 0 | 0 | 0 | 0 | 0 | 0 | 0 | 0 | 0 | 0 | 0 | 0 | 0 | 0 | 0 | 0 | 0 | 0 | 0 | 0 | 0 | 0 | 0 | 0 | 0 | 0 | 0 | 0 | 0 | 0 | 0 | 0 | 0
F2_Commercial_Restaurant_New_Space Heating_Natural Gas_Unit Heater_E9 | F2 | Commercial | Restaurant | New | Space Heating | Natural Gas | Unit Heater | E9 | RVT - Cost of Operation | 0 | 0 | 0 | 0 | 0 | 0 | 0 | 0 | 0 | 0 | 0 | 0 | 0 | 0 | 0 | 0 | 0 | 0 | 0 | 0 | 0 | 0 | 0 | 0 | 0 | 0 | 0 | 0 | 0 | 0 | 0 | 0 | 0 | 0 | 0 | 0 | 0 | 0 | 0 | 0 | 0 | 0
F2_Commercial_Restaurant_New_Space Heating_Natural Gas_Unit Heater_E10 | F2 | Commercial | Restaurant | New | Space Heating | Natural Gas | Unit Heater | E10 | RVT - Cost of Operation | 0 | 0 | 0 | 0 | 0 | 0 | 0 | 0 | 0 | 0 | 0 | 0 | 0 | 0 | 0 | 0 | 0 | 0 | 0 | 0 | 0 | 0 | 0 | 0 | 0 | 0 | 0 | 0 | 0 | 0 | 0 | 0 | 0 | 0 | 0 | 0 | 0 | 0 | 0 | 0 | 0 | 0
F3_Commercial_Restaurant_New_Space Heating_Natural Gas_Unit Heater_E1 | F3 | Commercial | Restaurant | New | Space Heating | Natural Gas | Unit Heater | E1 | System - kBTUs of Consumption | 0.02883 | 0.02883 | 0.02883 | 0.02883 | 0.02883 | 0 | 0 | 0 | 0 | 0 | 0 | 0 | 0 | 0 | 0 | 0 | 0 | 0 | 0 | 0 | 0 | 0 | 0 | 0 | 0 | 0 | 0 | 0 | 0 | 0 | 0 | 0 | 0 | 0 | 0 | 0 | 0 | 0 | 0 | 0 | 0 | 0
F3_Commercial_Restaurant_New_Space Heating_Natural Gas_Unit Heater_E2 | F3 | Commercial | Restaurant | New | Space Heating | Natural Gas | Unit Heater | E2 | System - kBTUs of Consumption | 0.092192 | 0.092192 | 0.092192 | 0.092192 | 0.092192 | 0.092192 | 0.092192 | 0.092192 | 0.092192 | 0.092192 | 0.092192 | 0.092192 | 0.092192 | 0.092192 | 0.092192 | 0.092192 | 0.092192 | 0.092192 | 0.092192 | 0.092192 | 0.092192 | 0.092192 | 0.092192 | 0.092192 | 0.092192 | 0.092192 | 0.092192 | 0.092192 | 0.092192 | 0.092192 | 0.092192 | 0.092192 | 0.092192 | 0 | 0 | 0 | 0 | 0 | 0 | 0 | 0 | 0
F3_Commercial_Restaurant_New_Space Heating_Natural Gas_Unit Heater_E3 | F3 | Commercial | Restaurant | New | Space Heating | Natural Gas | Unit Heater | E3 | System - kBTUs of Consumption | 0.039825 | 0.039825 | 0.039825 | 0.039825 | 0.039825 | 0.039825 | 0.039825 | 0.039825 | 0.039825 | 0.039825 | 0.039825 | 0.039825 | 0.039825 | 0.039825 | 0.039825 | 0.039825 | 0.039825 | 0.039825 | 0.039825 | 0.039825 | 0.039825 | 0.039825 | 0.039825 | 0.039825 | 0.039825 | 0.039825 | 0.039825 | 0.039825 | 0.039825 | 0.039825 | 0.039825 | 0.039825 | 0.039825 | 0 | 0 | 0 | 0 | 0 | 0 | 0 | 0 | 0
F3_Commercial_Restaurant_New_Space Heating_Natural Gas_Unit Heater_E4 | F3 | Commercial | Restaurant | New | Space Heating | Natural Gas | Unit Heater | E4 | System - kBTUs of Consumption | 0 | 0 | 0 | 0 | 0 | 0 | 0 | 0 | 0 | 0 | 0 | 0 | 0 | 0 | 0 | 0 | 0 | 0 | 0 | 0 | 0 | 0 | 0 | 0 | 0 | 0 | 0 | 0 | 0 | 0 | 0 | 0 | 0 | 0 | 0 | 0 | 0 | 0 | 0 | 0 | 0 | 0
F3_Commercial_Restaurant_New_Space Heating_Natural Gas_Unit Heater_E5 | F3 | Commercial | Restaurant | New | Space Heating | Natural Gas | Unit Heater | E5 | System - kBTUs of Consumption | 0 | 0 | 0 | 0 | 0 | 0 | 0 | 0 | 0 | 0 | 0 | 0 | 0 | 0 | 0 | 0 | 0 | 0 | 0 | 0 | 0 | 0 | 0 | 0 | 0 | 0 | 0 | 0 | 0 | 0 | 0 | 0 | 0 | 0 | 0 | 0 | 0 | 0 | 0 | 0 | 0 | 0
F3_Commercial_Restaurant_New_Space Heating_Natural Gas_Unit Heater_E6 | F3 | Commercial | Restaurant | New | Space Heating | Natural Gas | Unit Heater | E6 | System - kBTUs of Consumption | 0 | 0 | 0 | 0 | 0 | 0 | 0 | 0 | 0 | 0 | 0 | 0 | 0 | 0 | 0 | 0 | 0 | 0 | 0 | 0 | 0 | 0 | 0 | 0 | 0 | 0 | 0 | 0 | 0 | 0 | 0 | 0 | 0 | 0 | 0 | 0 | 0 | 0 | 0 | 0 | 0 | 0
F3_Commercial_Restaurant_New_Space Heating_Natural Gas_Unit Heater_E7 | F3 | Commercial | Restaurant | New | Space Heating | Natural Gas | Unit Heater | E7 | System - kBTUs of Consumption | 0 | 0 | 0 | 0 | 0 | 0 | 0 | 0 | 0 | 0 | 0 | 0 | 0 | 0 | 0 | 0 | 0 | 0 | 0 | 0 | 0 | 0 | 0 | 0 | 0 | 0 | 0 | 0 | 0 | 0 | 0 | 0 | 0 | 0 | 0 | 0 | 0 | 0 | 0 | 0 | 0 | 0
F3_Commercial_Restaurant_New_Space Heating_Natural Gas_Unit Heater_E8 | F3 | Commercial | Restaurant | New | Space Heating | Natural Gas | Unit Heater | E8 | System - kBTUs of Consumption | 0 | 0 | 0 | 0 | 0 | 0 | 0 | 0 | 0 | 0 | 0 | 0 | 0 | 0 | 0 | 0 | 0 | 0 | 0 | 0 | 0 | 0 | 0 | 0 | 0 | 0 | 0 | 0 | 0 | 0 | 0 | 0 | 0 | 0 | 0 | 0 | 0 | 0 | 0 | 0 | 0 | 0
F3_Commercial_Restaurant_New_Space Heating_Natural Gas_Unit Heater_E9 | F3 | Commercial | Restaurant | New | Space Heating | Natural Gas | Unit Heater | E9 | System - kBTUs of Consumption | 0 | 0 | 0 | 0 | 0 | 0 | 0 | 0 | 0 | 0 | 0 | 0 | 0 | 0 | 0 | 0 | 0 | 0 | 0 | 0 | 0 | 0 | 0 | 0 | 0 | 0 | 0 | 0 | 0 | 0 | 0 | 0 | 0 | 0 | 0 | 0 | 0 | 0 | 0 | 0 | 0 | 0
F3_Commercial_Restaurant_New_Space Heating_Natural Gas_Unit Heater_E10 | F3 | Commercial | Restaurant | New | Space Heating | Natural Gas | Unit Heater | E10 | System - kBTUs of Consumption | 0 | 0 | 0 | 0 | 0 | 0 | 0 | 0 | 0 | 0 | 0 | 0 | 0 | 0 | 0 | 0 | 0 | 0 | 0 | 0 | 0 | 0 | 0 | 0 | 0 | 0 | 0 | 0 | 0 | 0 | 0 | 0 | 0 | 0 | 0 | 0 | 0 | 0 | 0 | 0 | 0 | 0
F4_Commercial_Restaurant_New_Space Heating_Natural Gas_Unit Heater_E1 | F4 | Commercial | Restaurant | New | Space Heating | Natural Gas | Unit Heater | E1 | Utility - Cost of Equipment | 0.88355 | 0.88277 | 0.88512 | 0.87801 | 0.87297 | 0 | 0 | 0 | 0 | 0 | 0 | 0 | 0 | 0 | 0 | 0 | 0 | 0 | 0 | 0 | 0 | 0 | 0 | 0 | 0 | 0 | 0 | 0 | 0 | 0 | 0 | 0 | 0 | 0 | 0 | 0 | 0 | 0 | 0 | 0 | 0 | 0
F4_Commercial_Restaurant_New_Space Heating_Natural Gas_Unit Heater_E2 | F4 | Commercial | Restaurant | New | Space Heating | Natural Gas | Unit Heater | E2 | Utility - Cost of Equipment | 0.79509 | 0.7944 | 0.79651 | 0.79011 | 0.78557 | 0.78383 | 0.78462 | 0.78472 | 0.78558 | 0.78614 | 0.78652 | 0.78665 | 0.78702 | 0.78755 | 0.78784 | 0.78823 | 0.78867 | 0.78945 | 0.79026 | 0.79147 | 0.79254 | 0.79378 | 0.79483 | 0.79614 | 0.79714 | 0.79807 | 0.79894 | 0.79989 | 0.80051 | 0.8012 | 0.80159 | 0.80211 | 0.80211 | 0 | 0 | 0 | 0 | 0 | 0 | 0 | 0 | 0
F4_Commercial_Restaurant_New_Space Heating_Natural Gas_Unit Heater_E3 | F4 | Commercial | Restaurant | New | Space Heating | Natural Gas | Unit Heater | E3 | Utility - Cost of Equipment | 0.68668 | 0.68608 | 0.6879 | 0.68238 | 0.67846 | 0.67696 | 0.67763 | 0.67772 | 0.67846 | 0.67895 | 0.67927 | 0.67939 | 0.67971 | 0.68017 | 0.68041 | 0.68076 | 0.68113 | 0.68181 | 0.68251 | 0.68355 | 0.68448 | 0.68555 | 0.68645 | 0.68758 | 0.68845 | 0.68925 | 0.69 | 0.69083 | 0.69136 | 0.69196 | 0.69229 | 0.69274 | 0.69274 | 0 | 0 | 0 | 0 | 0 | 0 | 0 | 0 | 0
F4_Commercial_Restaurant_New_Space Heating_Natural Gas_Unit Heater_E4 | F4 | Commercial | Restaurant | New | Space Heating | Natural Gas | Unit Heater | E4 | Utility - Cost of Equipment | 0 | 0 | 0 | 0 | 0 | 0 | 0 | 0 | 0 | 0 | 0 | 0 | 0 | 0 | 0 | 0 | 0 | 0 | 0 | 0 | 0 | 0 | 0 | 0 | 0 | 0 | 0 | 0 | 0 | 0 | 0 | 0 | 0 | 0 | 0 | 0 | 0 | 0 | 0 | 0 | 0 | 0
F4_Commercial_Restaurant_New_Space Heating_Natural Gas_Unit Heater_E5 | F4 | Commercial | Restaurant | New | Space Heating | Natural Gas | Unit Heater | E5 | Utility - Cost of Equipment | 0 | 0 | 0 | 0 | 0 | 0 | 0 | 0 | 0 | 0 | 0 | 0 | 0 | 0 | 0 | 0 | 0 | 0 | 0 | 0 | 0 | 0 | 0 | 0 | 0 | 0 | 0 | 0 | 0 | 0 | 0 | 0 | 0 | 0 | 0 | 0 | 0 | 0 | 0 | 0 | 0 | 0
F4_Commercial_Restaurant_New_Space Heating_Natural Gas_Unit Heater_E6 | F4 | Commercial | Restaurant | New | Space Heating | Natural Gas | Unit Heater | E6 | Utility - Cost of Equipment | 0 | 0 | 0 | 0 | 0 | 0 | 0 | 0 | 0 | 0 | 0 | 0 | 0 | 0 | 0 | 0 | 0 | 0 | 0 | 0 | 0 | 0 | 0 | 0 | 0 | 0 | 0 | 0 | 0 | 0 | 0 | 0 | 0 | 0 | 0 | 0 | 0 | 0 | 0 | 0 | 0 | 0
F4_Commercial_Restaurant_New_Space Heating_Natural Gas_Unit Heater_E7 | F4 | Commercial | Restaurant | New | Space Heating | Natural Gas | Unit Heater | E7 | Utility - Cost of Equipment | 0 | 0 | 0 | 0 | 0 | 0 | 0 | 0 | 0 | 0 | 0 | 0 | 0 | 0 | 0 | 0 | 0 | 0 | 0 | 0 | 0 | 0 | 0 | 0 | 0 | 0 | 0 | 0 | 0 | 0 | 0 | 0 | 0 | 0 | 0 | 0 | 0 | 0 | 0 | 0 | 0 | 0
F4_Commercial_Restaurant_New_Space Heating_Natural Gas_Unit Heater_E8 | F4 | Commercial | Restaurant | New | Space Heating | Natural Gas | Unit Heater | E8 | Utility - Cost of Equipment | 0 | 0 | 0 | 0 | 0 | 0 | 0 | 0 | 0 | 0 | 0 | 0 | 0 | 0 | 0 | 0 | 0 | 0 | 0 | 0 | 0 | 0 | 0 | 0 | 0 | 0 | 0 | 0 | 0 | 0 | 0 | 0 | 0 | 0 | 0 | 0 | 0 | 0 | 0 | 0 | 0 | 0
F4_Commercial_Restaurant_New_Space Heating_Natural Gas_Unit Heater_E9 | F4 | Commercial | Restaurant | New | Space Heating | Natural Gas | Unit Heater | E9 | Utility - Cost of Equipment | 0 | 0 | 0 | 0 | 0 | 0 | 0 | 0 | 0 | 0 | 0 | 0 | 0 | 0 | 0 | 0 | 0 | 0 | 0 | 0 | 0 | 0 | 0 | 0 | 0 | 0 | 0 | 0 | 0 | 0 | 0 | 0 | 0 | 0 | 0 | 0 | 0 | 0 | 0 | 0 | 0 | 0
F4_Commercial_Restaurant_New_Space Heating_Natural Gas_Unit Heater_E10 | F4 | Commercial | Restaurant | New | Space Heating | Natural Gas | Unit Heater | E10 | Utility - Cost of Equipment | 0 | 0 | 0 | 0 | 0 | 0 | 0 | 0 | 0 | 0 | 0 | 0 | 0 | 0 | 0 | 0 | 0 | 0 | 0 | 0 | 0 | 0 | 0 | 0 | 0 | 0 | 0 | 0 | 0 | 0 | 0 | 0 | 0 | 0 | 0 | 0 | 0 | 0 | 0 | 0 | 0 | 0
F5_Commercial_Restaurant_New_Space Heating_Natural Gas_Unit Heater_E1 | F5 | Commercial | Restaurant | New | Space Heating | Natural Gas | Unit Heater | E1 | Utility - Cost of Operation | 0.02883 | 0.02883 | 0.02883 | 0.02883 | 0.02883 | 0 | 0 | 0 | 0 | 0 | 0 | 0 | 0 | 0 | 0 | 0 | 0 | 0 | 0 | 0 | 0 | 0 | 0 | 0 | 0 | 0 | 0 | 0 | 0 | 0 | 0 | 0 | 0 | 0 | 0 | 0 | 0 | 0 | 0 | 0 | 0 | 0
F5_Commercial_Restaurant_New_Space Heating_Natural Gas_Unit Heater_E2 | F5 | Commercial | Restaurant | New | Space Heating | Natural Gas | Unit Heater | E2 | Utility - Cost of Operation | 0.092192 | 0.092192 | 0.092192 | 0.092192 | 0.092192 | 0.092192 | 0.092192 | 0.092192 | 0.092192 | 0.092192 | 0.092192 | 0.092192 | 0.092192 | 0.092192 | 0.092192 | 0.092192 | 0.092192 | 0.092192 | 0.092192 | 0.092192 | 0.092192 | 0.092192 | 0.092192 | 0.092192 | 0.092192 | 0.092192 | 0.092192 | 0.092192 | 0.092192 | 0.092192 | 0.092192 | 0.092192 | 0.092192 | 0 | 0 | 0 | 0 | 0 | 0 | 0 | 0 | 0
F5_Commercial_Restaurant_New_Space Heating_Natural Gas_Unit Heater_E3 | F5 | Commercial | Restaurant | New | Space Heating | Natural Gas | Unit Heater | E3 | Utility - Cost of Operation | 0.039825 | 0.039825 | 0.039825 | 0.039825 | 0.039825 | 0.039825 | 0.039825 | 0.039825 | 0.039825 | 0.039825 | 0.039825 | 0.039825 | 0.039825 | 0.039825 | 0.039825 | 0.039825 | 0.039825 | 0.039825 | 0.039825 | 0.039825 | 0.039825 | 0.039825 | 0.039825 | 0.039825 | 0.039825 | 0.039825 | 0.039825 | 0.039825 | 0.039825 | 0.039825 | 0.039825 | 0.039825 | 0.039825 | 0 | 0 | 0 | 0 | 0 | 0 | 0 | 0 | 0
F5_Commercial_Restaurant_New_Space Heating_Natural Gas_Unit Heater_E4 | F5 | Commercial | Restaurant | New | Space Heating | Natural Gas | Unit Heater | E4 | Utility - Cost of Operation | 0 | 0 | 0 | 0 | 0 | 0 | 0 | 0 | 0 | 0 | 0 | 0 | 0 | 0 | 0 | 0 | 0 | 0 | 0 | 0 | 0 | 0 | 0 | 0 | 0 | 0 | 0 | 0 | 0 | 0 | 0 | 0 | 0 | 0 | 0 | 0 | 0 | 0 | 0 | 0 | 0 | 0
F5_Commercial_Restaurant_New_Space Heating_Natural Gas_Unit Heater_E5 | F5 | Commercial | Restaurant | New | Space Heating | Natural Gas | Unit Heater | E5 | Utility - Cost of Operation | 0 | 0 | 0 | 0 | 0 | 0 | 0 | 0 | 0 | 0 | 0 | 0 | 0 | 0 | 0 | 0 | 0 | 0 | 0 | 0 | 0 | 0 | 0 | 0 | 0 | 0 | 0 | 0 | 0 | 0 | 0 | 0 | 0 | 0 | 0 | 0 | 0 | 0 | 0 | 0 | 0 | 0
F5_Commercial_Restaurant_New_Space Heating_Natural Gas_Unit Heater_E6 | F5 | Commercial | Restaurant | New | Space Heating | Natural Gas | Unit Heater | E6 | Utility - Cost of Operation | 0 | 0 | 0 | 0 | 0 | 0 | 0 | 0 | 0 | 0 | 0 | 0 | 0 | 0 | 0 | 0 | 0 | 0 | 0 | 0 | 0 | 0 | 0 | 0 | 0 | 0 | 0 | 0 | 0 | 0 | 0 | 0 | 0 | 0 | 0 | 0 | 0 | 0 | 0 | 0 | 0 | 0
F5_Commercial_Restaurant_New_Space Heating_Natural Gas_Unit Heater_E7 | F5 | Commercial | Restaurant | New | Space Heating | Natural Gas | Unit Heater | E7 | Utility - Cost of Operation | 0 | 0 | 0 | 0 | 0 | 0 | 0 | 0 | 0 | 0 | 0 | 0 | 0 | 0 | 0 | 0 | 0 | 0 | 0 | 0 | 0 | 0 | 0 | 0 | 0 | 0 | 0 | 0 | 0 | 0 | 0 | 0 | 0 | 0 | 0 | 0 | 0 | 0 | 0 | 0 | 0 | 0
F5_Commercial_Restaurant_New_Space Heating_Natural Gas_Unit Heater_E8 | F5 | Commercial | Restaurant | New | Space Heating | Natural Gas | Unit Heater | E8 | Utility - Cost of Operation | 0 | 0 | 0 | 0 | 0 | 0 | 0 | 0 | 0 | 0 | 0 | 0 | 0 | 0 | 0 | 0 | 0 | 0 | 0 | 0 | 0 | 0 | 0 | 0 | 0 | 0 | 0 | 0 | 0 | 0 | 0 | 0 | 0 | 0 | 0 | 0 | 0 | 0 | 0 | 0 | 0 | 0
F5_Commercial_Restaurant_New_Space Heating_Natural Gas_Unit Heater_E9 | F5 | Commercial | Restaurant | New | Space Heating | Natural Gas | Unit Heater | E9 | Utility - Cost of Operation | 0 | 0 | 0 | 0 | 0 | 0 | 0 | 0 | 0 | 0 | 0 | 0 | 0 | 0 | 0 | 0 | 0 | 0 | 0 | 0 | 0 | 0 | 0 | 0 | 0 | 0 | 0 | 0 | 0 | 0 | 0 | 0 | 0 | 0 | 0 | 0 | 0 | 0 | 0 | 0 | 0 | 0
F5_Commercial_Restaurant_New_Space Heating_Natural Gas_Unit Heater_E10 | F5 | Commercial | Restaurant | New | Space Heating | Natural Gas | Unit Heater | E10 | Utility - Cost of Operation | 0 | 0 | 0 | 0 | 0 | 0 | 0 | 0 | 0 | 0 | 0 | 0 | 0 | 0 | 0 | 0 | 0 | 0 | 0 | 0 | 0 | 0 | 0 | 0 | 0 | 0 | 0 | 0 | 0 | 0 | 0 | 0 | 0 | 0 | 0 | 0 | 0 | 0 | 0 | 0 | 0 | 0
F6_Commercial_Restaurant_New_Space Heating_Natural Gas_Unit Heater_E1 | F6 | Commercial | Restaurant | New | Space Heating | Natural Gas | Unit Heater | E1 | Utility - Value of Sales | 0.34313 | 0.34298 | 0.34363 | 0.3412 | 0.33932 | 0 | 0 | 0 | 0 | 0 | 0 | 0 | 0 | 0 | 0 | 0 | 0 | 0 | 0 | 0 | 0 | 0 | 0 | 0 | 0 | 0 | 0 | 0 | 0 | 0 | 0 | 0 | 0 | 0 | 0 | 0 | 0 | 0 | 0 | 0 | 0 | 0
F6_Commercial_Restaurant_New_Space Heating_Natural Gas_Unit Heater_E2 | F6 | Commercial | Restaurant | New | Space Heating | Natural Gas | Unit Heater | E2 | Utility - Value of Sales | 0.30878 | 0.30865 | 0.30923 | 0.30704 | 0.30535 | 0.30365 | 0.30196 | 0.30027 | 0.29857 | 0.29688 | 0.29519 | 0.29349 | 0.2918 | 0.29011 | 0.28841 | 0.28672 | 0.28503 | 0.28334 | 0.28166 | 0.28003 | 0.27846 | 0.27697 | 0.27558 | 0.27431 | 0.27318 | 0.27219 | 0.27135 | 0.27064 | 0.27008 | 0.26965 | 0.26937 | 0.26923 | 0.26923 | 0 | 0 | 0 | 0 | 0 | 0 | 0 | 0 | 0
F6_Commercial_Restaurant_New_Space Heating_Natural Gas_Unit Heater_E3 | F6 | Commercial | Restaurant | New | Space Heating | Natural Gas | Unit Heater | E3 | Utility - Value of Sales | 0.26668 | 0.26656 | 0.26707 | 0.26517 | 0.26371 | 0.26225 | 0.26079 | 0.25932 | 0.25786 | 0.2564 | 0.25494 | 0.25347 | 0.25201 | 0.25055 | 0.24909 | 0.24763 | 0.24616 | 0.2447 | 0.24326 | 0.24185 | 0.24049 | 0.2392 | 0.238 | 0.23691 | 0.23593 | 0.23508 | 0.23435 | 0.23374 | 0.23325 | 0.23289 | 0.23264 | 0.23252 | 0.23252 | 0 | 0 | 0 | 0 | 0 | 0 | 0 | 0 | 0
F6_Commercial_Restaurant_New_Space Heating_Natural Gas_Unit Heater_E4 | F6 | Commercial | Restaurant | New | Space Heating | Natural Gas | Unit Heater | E4 | Utility - Value of Sales | 0 | 0 | 0 | 0 | 0 | 0 | 0 | 0 | 0 | 0 | 0 | 0 | 0 | 0 | 0 | 0 | 0 | 0 | 0 | 0 | 0 | 0 | 0 | 0 | 0 | 0 | 0 | 0 | 0 | 0 | 0 | 0 | 0 | 0 | 0 | 0 | 0 | 0 | 0 | 0 | 0 | 0
F6_Commercial_Restaurant_New_Space Heating_Natural Gas_Unit Heater_E5 | F6 | Commercial | Restaurant | New | Space Heating | Natural Gas | Unit Heater | E5 | Utility - Value of Sales | 0 | 0 | 0 | 0 | 0 | 0 | 0 | 0 | 0 | 0 | 0 | 0 | 0 | 0 | 0 | 0 | 0 | 0 | 0 | 0 | 0 | 0 | 0 | 0 | 0 | 0 | 0 | 0 | 0 | 0 | 0 | 0 | 0 | 0 | 0 | 0 | 0 | 0 | 0 | 0 | 0 | 0
F6_Commercial_Restaurant_New_Space Heating_Natural Gas_Unit Heater_E6 | F6 | Commercial | Restaurant | New | Space Heating | Natural Gas | Unit Heater | E6 | Utility - Value of Sales | 0 | 0 | 0 | 0 | 0 | 0 | 0 | 0 | 0 | 0 | 0 | 0 | 0 | 0 | 0 | 0 | 0 | 0 | 0 | 0 | 0 | 0 | 0 | 0 | 0 | 0 | 0 | 0 | 0 | 0 | 0 | 0 | 0 | 0 | 0 | 0 | 0 | 0 | 0 | 0 | 0 | 0
F6_Commercial_Restaurant_New_Space Heating_Natural Gas_Unit Heater_E7 | F6 | Commercial | Restaurant | New | Space Heating | Natural Gas | Unit Heater | E7 | Utility - Value of Sales | 0 | 0 | 0 | 0 | 0 | 0 | 0 | 0 | 0 | 0 | 0 | 0 | 0 | 0 | 0 | 0 | 0 | 0 | 0 | 0 | 0 | 0 | 0 | 0 | 0 | 0 | 0 | 0 | 0 | 0 | 0 | 0 | 0 | 0 | 0 | 0 | 0 | 0 | 0 | 0 | 0 | 0
F6_Commercial_Restaurant_New_Space Heating_Natural Gas_Unit Heater_E8 | F6 | Commercial | Restaurant | New | Space Heating | Natural Gas | Unit Heater | E8 | Utility - Value of Sales | 0 | 0 | 0 | 0 | 0 | 0 | 0 | 0 | 0 | 0 | 0 | 0 | 0 | 0 | 0 | 0 | 0 | 0 | 0 | 0 | 0 | 0 | 0 | 0 | 0 | 0 | 0 | 0 | 0 | 0 | 0 | 0 | 0 | 0 | 0 | 0 | 0 | 0 | 0 | 0 | 0 | 0
F6_Commercial_Restaurant_New_Space Heating_Natural Gas_Unit Heater_E9 | F6 | Commercial | Restaurant | New | Space Heating | Natural Gas | Unit Heater | E9 | Utility - Value of Sales | 0 | 0 | 0 | 0 | 0 | 0 | 0 | 0 | 0 | 0 | 0 | 0 | 0 | 0 | 0 | 0 | 0 | 0 | 0 | 0 | 0 | 0 | 0 | 0 | 0 | 0 | 0 | 0 | 0 | 0 | 0 | 0 | 0 | 0 | 0 | 0 | 0 | 0 | 0 | 0 | 0 | 0
F6_Commercial_Restaurant_New_Space Heating_Natural Gas_Unit Heater_E10 | F6 | Commercial | Restaurant | New | Space Heating | Natural Gas | Unit Heater | E10 | Utility - Value of Sales | 0 | 0 | 0 | 0 | 0 | 0 | 0 | 0 | 0 | 0 | 0 | 0 | 0 | 0 | 0 | 0 | 0 | 0 | 0 | 0 | 0 | 0 | 0 | 0 | 0 | 0 | 0 | 0 | 0 | 0 | 0 | 0 | 0 | 0 | 0 | 0 | 0 | 0 | 0 | 0 | 0 | 0
F1_Commercial_Restaurant_New_Water Heating_Natural Gas_Water Heater_E1 | F1 | Commercial | Restaurant | New | Water Heating | Natural Gas | Water Heater | E1 | RVT - Cost of Equipment | 1.544 | 1.5417 | 1.5474 | 1.5344 | 1.5261 | 1.5325 | 1.5517 | 1.5669 | 1.5858 | 1.6037 | 1.6215 | 1.6379 | 1.6555 | 1.6739 | 1.6915 | 1.7094 | 1.7276 | 1.7474 | 1.768 | 1.7898 | 1.8113 | 1.8337 | 1.8545 | 1.876 | 1.895 | 1.9115 | 1.9265 | 1.9395 | 1.9496 | 1.958 | 1.9627 | 1.9658 | 1.9658 | 0 | 0 | 0 | 0 | 0 | 0 | 0 | 0 | 0
F1_Commercial_Restaurant_New_Water Heating_Natural Gas_Water Heater_E2 | F1 | Commercial | Restaurant | New | Water Heating | Natural Gas | Water Heater | E2 | RVT - Cost of Equipment | 1.525 | 1.5227 | 1.5283 | 1.5155 | 1.5073 | 1.5136 | 1.5326 | 1.5476 | 1.5662 | 1.5839 | 1.6015 | 1.6177 | 1.6351 | 1.6532 | 1.6706 | 1.6883 | 1.7063 | 1.7259 | 1.7462 | 1.7677 | 1.7889 | 1.8111 | 1.8316 | 1.8528 | 1.8716 | 1.8879 | 1.9027 | 1.9155 | 1.9256 | 1.9338 | 1.9384 | 1.9415 | 1.9415 | 0 | 0 | 0 | 0 | 0 | 0 | 0 | 0 | 0
F1_Commercial_Restaurant_New_Water Heating_Natural Gas_Water Heater_E3 | F1 | Commercial | Restaurant | New | Water Heating | Natural Gas | Water Heater | E3 | RVT - Cost of Equipment | 1.4037 | 1.4016 | 1.4068 | 1.3949 | 1.3874 | 1.3932 | 1.4107 | 1.4245 | 1.4417 | 1.4579 | 1.4741 | 1.489 | 1.505 | 1.5217 | 1.5377 | 1.554 | 1.5705 | 1.5886 | 1.6073 | 1.6271 | 1.6466 | 1.667 | 1.6859 | 1.7054 | 1.7227 | 1.7377 | 1.7514 | 1.7632 | 1.7724 | 1.78 | 1.7843 | 1.7871 | 1.7871 | 0 | 0 | 0 | 0 | 0 | 0 | 0 | 0 | 0
F1_Commercial_Restaurant_New_Water Heating_Natural Gas_Water Heater_E4 | F1 | Commercial | Restaurant | New | Water Heating | Natural Gas | Water Heater | E4 | RVT - Cost of Equipment | 1.3141 | 1.3121 | 1.317 | 1.3059 | 1.2988 | 1.3042 | 1.3206 | 1.3336 | 1.3496 | 1.3648 | 1.38 | 1.3939 | 1.4089 | 1.4246 | 1.4395 | 1.4548 | 1.4703 | 1.4872 | 1.5047 | 1.5233 | 1.5415 | 1.5606 | 1.5783 | 1.5966 | 1.6127 | 1.6268 | 1.6396 | 1.6506 | 1.6593 | 1.6664 | 1.6704 | 1.673 | 1.673 | 0 | 0 | 0 | 0 | 0 | 0 | 0 | 0 | 0
F1_Commercial_Restaurant_New_Water Heating_Natural Gas_Water Heater_E5 | F1 | Commercial | Restaurant | New | Water Heating | Natural Gas | Water Heater | E5 | RVT - Cost of Equipment | 1.2867 | 1.2848 | 1.2895 | 1.2787 | 1.2718 | 1.2771 | 1.2931 | 1.3058 | 1.3215 | 1.3364 | 1.3512 | 1.3649 | 1.3796 | 1.3949 | 1.4096 | 1.4245 | 1.4397 | 1.4562 | 1.4734 | 1.4915 | 1.5094 | 1.5281 | 1.5454 | 1.5633 | 1.5791 | 1.5929 | 1.6054 | 1.6162 | 1.6247 | 1.6317 | 1.6356 | 1.6382 | 1.6382 | 0 | 0 | 0 | 0 | 0 | 0 | 0 | 0 | 0
F1_Commercial_Restaurant_New_Water Heating_Natural Gas_Water Heater_E6 | F1 | Commercial | Restaurant | New | Water Heating | Natural Gas | Water Heater | E6 | RVT - Cost of Equipment | 1.2604 | 1.2586 | 1.2632 | 1.2526 | 1.2458 | 1.251 | 1.2667 | 1.2791 | 1.2946 | 1.3091 | 1.3237 | 1.337 | 1.3514 | 1.3664 | 1.3808 | 1.3954 | 1.4103 | 1.4265 | 1.4433 | 1.4611 | 1.4786 | 1.4969 | 1.5139 | 1.5314 | 1.5469 | 1.5604 | 1.5726 | 1.5833 | 1.5915 | 1.5984 | 1.6022 | 1.6047 | 1.6047 | 0 | 0 | 0 | 0 | 0 | 0 | 0 | 0 | 0
F1_Commercial_Restaurant_New_Water Heating_Natural Gas_Water Heater_E7 | F1 | Commercial | Restaurant | New | Water Heating | Natural Gas | Water Heater | E7 | RVT - Cost of Equipment | 0.82483 | 0.82579 | 0.83006 | 0.82617 | 0.82434 | 0.82875 | 0.83868 | 0.84692 | 0.85683 | 0.86649 | 0.87624 | 0.88546 | 0.89528 | 0.90542 | 0.9153 | 0.92541 | 0.93556 | 0.94636 | 0.95731 | 0.96846 | 0.97904 | 0.98957 | 0.99901 | 1.0084 | 1.0166 | 1.0237 | 1.0302 | 1.0358 | 1.0401 | 1.0437 | 1.0457 | 1.0471 | 1.0471 | 0 | 0 | 0 | 0 | 0 | 0 | 0 | 0 | 0
F1_Commercial_Restaurant_New_Water Heating_Natural Gas_Water Heater_E8 | F1 | Commercial | Restaurant | New | Water Heating | Natural Gas | Water Heater | E8 | RVT - Cost of Equipment | 0 | 0 | 0 | 0 | 0 | 0 | 0 | 0 | 0 | 0 | 0 | 0 | 0 | 0 | 0 | 0 | 0 | 0 | 0 | 0 | 0 | 0 | 0 | 0 | 0 | 0 | 0 | 0 | 0 | 0 | 0 | 0 | 0 | 0 | 0 | 0 | 0 | 0 | 0 | 0 | 0 | 0
F1_Commercial_Restaurant_New_Water Heating_Natural Gas_Water Heater_E9 | F1 | Commercial | Restaurant | New | Water Heating | Natural Gas | Water Heater | E9 | RVT - Cost of Equipment | 0 | 0 | 0 | 0 | 0 | 0 | 0 | 0 | 0 | 0 | 0 | 0 | 0 | 0 | 0 | 0 | 0 | 0 | 0 | 0 | 0 | 0 | 0 | 0 | 0 | 0 | 0 | 0 | 0 | 0 | 0 | 0 | 0 | 0 | 0 | 0 | 0 | 0 | 0 | 0 | 0 | 0
F1_Commercial_Restaurant_New_Water Heating_Natural Gas_Water Heater_E10 | F1 | Commercial | Restaurant | New | Water Heating | Natural Gas | Water Heater | E10 | RVT - Cost of Equipment | 0 | 0 | 0 | 0 | 0 | 0 | 0 | 0 | 0 | 0 | 0 | 0 | 0 | 0 | 0 | 0 | 0 | 0 | 0 | 0 | 0 | 0 | 0 | 0 | 0 | 0 | 0 | 0 | 0 | 0 | 0 | 0 | 0 | 0 | 0 | 0 | 0 | 0 | 0 | 0 | 0 | 0
F2_Commercial_Restaurant_New_Water Heating_Natural Gas_Water Heater_E1 | F2 | Commercial | Restaurant | New | Water Heating | Natural Gas | Water Heater | E1 | RVT - Cost of Operation | 1.8499 | 1.8471 | 1.8539 | 1.8383 | 1.8284 | 1.836 | 1.8591 | 1.8773 | 1.8999 | 1.9213 | 1.9427 | 1.9623 | 1.9834 | 2.0054 | 2.0265 | 2.048 | 2.0698 | 2.0935 | 2.1182 | 2.1443 | 2.1701 | 2.1969 | 2.2218 | 2.2475 | 2.2703 | 2.2901 | 2.3081 | 2.3236 | 2.3358 | 2.3458 | 2.3514 | 2.3552 | 2.3552 | 0 | 0 | 0 | 0 | 0 | 0 | 0 | 0 | 0
F2_Commercial_Restaurant_New_Water Heating_Natural Gas_Water Heater_E2 | F2 | Commercial | Restaurant | New | Water Heating | Natural Gas | Water Heater | E2 | RVT - Cost of Operation | 1.827 | 1.8243 | 1.831 | 1.8156 | 1.8058 | 1.8134 | 1.8361 | 1.8541 | 1.8765 | 1.8976 | 1.9187 | 1.9381 | 1.9589 | 1.9806 | 2.0015 | 2.0227 | 2.0442 | 2.0677 | 2.0921 | 2.1178 | 2.1433 | 2.1698 | 2.1944 | 2.2198 | 2.2423 | 2.2618 | 2.2796 | 2.2949 | 2.307 | 2.3169 | 2.3224 | 2.3261 | 2.3261 | 0 | 0 | 0 | 0 | 0 | 0 | 0 | 0 | 0
F2_Commercial_Restaurant_New_Water Heating_Natural Gas_Water Heater_E3 | F2 | Commercial | Restaurant | New | Water Heating | Natural Gas | Water Heater | E3 | RVT - Cost of Operation | 1.6817 | 1.6792 | 1.6854 | 1.6712 | 1.6622 | 1.6691 | 1.6901 | 1.7066 | 1.7272 | 1.7466 | 1.7661 | 1.7839 | 1.8031 | 1.8231 | 1.8423 | 1.8618 | 1.8816 | 1.9032 | 1.9257 | 1.9494 | 1.9728 | 1.9972 | 2.0198 | 2.0432 | 2.0639 | 2.0819 | 2.0982 | 2.1124 | 2.1234 | 2.1326 | 2.1376 | 2.1411 | 2.1411 | 0 | 0 | 0 | 0 | 0 | 0 | 0 | 0 | 0
F2_Commercial_Restaurant_New_Water Heating_Natural Gas_Water Heater_E4 | F2 | Commercial | Restaurant | New | Water Heating | Natural Gas | Water Heater | E4 | RVT - Cost of Operation | 1.5744 | 1.572 | 1.5778 | 1.5645 | 1.5561 | 1.5626 | 1.5822 | 1.5977 | 1.617 | 1.6351 | 1.6533 | 1.67 | 1.688 | 1.7067 | 1.7247 | 1.7429 | 1.7615 | 1.7817 | 1.8027 | 1.825 | 1.8469 | 1.8697 | 1.8909 | 1.9128 | 1.9322 | 1.949 | 1.9643 | 1.9776 | 1.9879 | 1.9964 | 2.0012 | 2.0044 | 2.0044 | 0 | 0 | 0 | 0 | 0 | 0 | 0 | 0 | 0
F2_Commercial_Restaurant_New_Water Heating_Natural Gas_Water Heater_E5 | F2 | Commercial | Restaurant | New | Water Heating | Natural Gas | Water Heater | E5 | RVT - Cost of Operation | 1.5416 | 1.5392 | 1.5449 | 1.5319 | 1.5237 | 1.53 | 1.5492 | 1.5644 | 1.5833 | 1.6011 | 1.6189 | 1.6352 | 1.6528 | 1.6712 | 1.6887 | 1.7066 | 1.7248 | 1.7446 | 1.7652 | 1.7869 | 1.8084 | 1.8307 | 1.8515 | 1.8729 | 1.8919 | 1.9084 | 1.9234 | 1.9364 | 1.9465 | 1.9548 | 1.9595 | 1.9626 | 1.9626 | 0 | 0 | 0 | 0 | 0 | 0 | 0 | 0 | 0
F2_Commercial_Restaurant_New_Water Heating_Natural Gas_Water Heater_E6 | F2 | Commercial | Restaurant | New | Water Heating | Natural Gas | Water Heater | E6 | RVT - Cost of Operation | 1.5101 | 1.5078 | 1.5134 | 1.5007 | 1.4926 | 1.4988 | 1.5176 | 1.5325 | 1.551 | 1.5684 | 1.5858 | 1.6019 | 1.6191 | 1.6371 | 1.6543 | 1.6718 | 1.6896 | 1.709 | 1.7292 | 1.7505 | 1.7715 | 1.7934 | 1.8137 | 1.8347 | 1.8533 | 1.8695 | 1.8841 | 1.8968 | 1.9068 | 1.915 | 1.9195 | 1.9226 | 1.9226 | 0 | 0 | 0 | 0 | 0 | 0 | 0 | 0 | 0
F2_Commercial_Restaurant_New_Water Heating_Natural Gas_Water Heater_E7 | F2 | Commercial | Restaurant | New | Water Heating | Natural Gas | Water Heater | E7 | RVT - Cost of Operation | 0.9882 | 0.98935 | 0.99447 | 0.9898 | 0.98761 | 0.99289 | 1.0048 | 1.0147 | 1.0265 | 1.0381 | 1.0498 | 1.0608 | 1.0726 | 1.0847 | 1.0966 | 1.1087 | 1.1209 | 1.1338 | 1.1469 | 1.1603 | 1.1729 | 1.1856 | 1.1969 | 1.2082 | 1.218 | 1.2265 | 1.2342 | 1.2409 | 1.2461 | 1.2504 | 1.2529 | 1.2545 | 1.2545 | 0 | 0 | 0 | 0 | 0 | 0 | 0 | 0 | 0
F2_Commercial_Restaurant_New_Water Heating_Natural Gas_Water Heater_E8 | F2 | Commercial | Restaurant | New | Water Heating | Natural Gas | Water Heater | E8 | RVT - Cost of Operation | 0 | 0 | 0 | 0 | 0 | 0 | 0 | 0 | 0 | 0 | 0 | 0 | 0 | 0 | 0 | 0 | 0 | 0 | 0 | 0 | 0 | 0 | 0 | 0 | 0 | 0 | 0 | 0 | 0 | 0 | 0 | 0 | 0 | 0 | 0 | 0 | 0 | 0 | 0 | 0 | 0 | 0
F2_Commercial_Restaurant_New_Water Heating_Natural Gas_Water Heater_E9 | F2 | Commercial | Restaurant | New | Water Heating | Natural Gas | Water Heater | E9 | RVT - Cost of Operation | 0 | 0 | 0 | 0 | 0 | 0 | 0 | 0 | 0 | 0 | 0 | 0 | 0 | 0 | 0 | 0 | 0 | 0 | 0 | 0 | 0 | 0 | 0 | 0 | 0 | 0 | 0 | 0 | 0 | 0 | 0 | 0 | 0 | 0 | 0 | 0 | 0 | 0 | 0 | 0 | 0 | 0
F2_Commercial_Restaurant_New_Water Heating_Natural Gas_Water Heater_E10 | F2 | Commercial | Restaurant | New | Water Heating | Natural Gas | Water Heater | E10 | RVT - Cost of Operation | 0 | 0 | 0 | 0 | 0 | 0 | 0 | 0 | 0 | 0 | 0 | 0 | 0 | 0 | 0 | 0 | 0 | 0 | 0 | 0 | 0 | 0 | 0 | 0 | 0 | 0 | 0 | 0 | 0 | 0 | 0 | 0 | 0 | 0 | 0 | 0 | 0 | 0 | 0 | 0 | 0 | 0
F3_Commercial_Restaurant_New_Water Heating_Natural Gas_Water Heater_E1 | F3 | Commercial | Restaurant | New | Water Heating | Natural Gas | Water Heater | E1 | System - kBTUs of Consumption | 0.13438 | 0.13438 | 0.13438 | 0.13438 | 0.13438 | 0.13438 | 0.13438 | 0.13438 | 0.13438 | 0.13438 | 0.13438 | 0.13438 | 0.13438 | 0.13438 | 0.13438 | 0.13438 | 0.13438 | 0.13438 | 0.13438 | 0.13438 | 0.13438 | 0.13438 | 0.13438 | 0.13438 | 0.13438 | 0.13438 | 0.13438 | 0.13438 | 0.13438 | 0.13438 | 0.13438 | 0.13438 | 0.13438 | 0 | 0 | 0 | 0 | 0 | 0 | 0 | 0 | 0
F3_Commercial_Restaurant_New_Water Heating_Natural Gas_Water Heater_E2 | F3 | Commercial | Restaurant | New | Water Heating | Natural Gas | Water Heater | E2 | System - kBTUs of Consumption | 0.13435 | 0.13435 | 0.13435 | 0.13435 | 0.13435 | 0.13435 | 0.13435 | 0.13435 | 0.13435 | 0.13435 | 0.13435 | 0.13435 | 0.13435 | 0.13435 | 0.13435 | 0.13435 | 0.13435 | 0.13435 | 0.13435 | 0.13435 | 0.13435 | 0.13435 | 0.13435 | 0.13435 | 0.13435 | 0.13435 | 0.13435 | 0.13435 | 0.13435 | 0.13435 | 0.13435 | 0.13435 | 0.13435 | 0 | 0 | 0 | 0 | 0 | 0 | 0 | 0 | 0
F3_Commercial_Restaurant_New_Water Heating_Natural Gas_Water Heater_E3 | F3 | Commercial | Restaurant | New | Water Heating | Natural Gas | Water Heater | E3 | System - kBTUs of Consumption | 0.13631 | 0.13631 | 0.13631 | 0.13631 | 0.13631 | 0.13631 | 0.13631 | 0.13631 | 0.13631 | 0.13631 | 0.13631 | 0.13631 | 0.13631 | 0.13631 | 0.13631 | 0.13631 | 0.13631 | 0.13631 | 0.13631 | 0.13631 | 0.13631 | 0.13631 | 0.13631 | 0.13631 | 0.13631 | 0.13631 | 0.13631 | 0.13631 | 0.13631 | 0.13631 | 0.13631 | 0.13631 | 0.13631 | 0 | 0 | 0 | 0 | 0 | 0 | 0 | 0 | 0
F3_Commercial_Restaurant_New_Water Heating_Natural Gas_Water Heater_E4 | F3 | Commercial | Restaurant | New | Water Heating | Natural Gas | Water Heater | E4 | System - kBTUs of Consumption | 0.13826 | 0.13826 | 0.13826 | 0.13826 | 0.13826 | 0.13826 | 0.13826 | 0.13826 | 0.13826 | 0.13826 | 0.13826 | 0.13826 | 0.13826 | 0.13826 | 0.13826 | 0.13826 | 0.13826 | 0.13826 | 0.13826 | 0.13826 | 0.13826 | 0.13826 | 0.13826 | 0.13826 | 0.13826 | 0.13826 | 0.13826 | 0.13826 | 0.13826 | 0.13826 | 0.13826 | 0.13826 | 0.13826 | 0 | 0 | 0 | 0 | 0 | 0 | 0 | 0 | 0
F3_Commercial_Restaurant_New_Water Heating_Natural Gas_Water Heater_E5 | F3 | Commercial | Restaurant | New | Water Heating | Natural Gas | Water Heater | E5 | System - kBTUs of Consumption | 0.14121 | 0.14121 | 0.14121 | 0.14121 | 0.14121 | 0.14121 | 0.14121 | 0.14121 | 0.14121 | 0.14121 | 0.14121 | 0.14121 | 0.14121 | 0.14121 | 0.14121 | 0.14121 | 0.14121 | 0.14121 | 0.14121 | 0.14121 | 0.14121 | 0.14121 | 0.14121 | 0.14121 | 0.14121 | 0.14121 | 0.14121 | 0.14121 | 0.14121 | 0.14121 | 0.14121 | 0.14121 | 0.14121 | 0 | 0 | 0 | 0 | 0 | 0 | 0 | 0 | 0
F3_Commercial_Restaurant_New_Water Heating_Natural Gas_Water Heater_E6 | F3 | Commercial | Restaurant | New | Water Heating | Natural Gas | Water Heater | E6 | System - kBTUs of Consumption | 0.11755 | 0.11755 | 0.11755 | 0.11755 | 0.11755 | 0.11755 | 0.11755 | 0.11755 | 0.11755 | 0.11755 | 0.11755 | 0.11755 | 0.11755 | 0.11755 | 0.11755 | 0.11755 | 0.11755 | 0.11755 | 0.11755 | 0.11755 | 0.11755 | 0.11755 | 0.11755 | 0.11755 | 0.11755 | 0.11755 | 0.11755 | 0.11755 | 0.11755 | 0.11755 | 0.11755 | 0.11755 | 0.11755 | 0 | 0 | 0 | 0 | 0 | 0 | 0 | 0 | 0
F3_Commercial_Restaurant_New_Water Heating_Natural Gas_Water Heater_E7 | F3 | Commercial | Restaurant | New | Water Heating | Natural Gas | Water Heater | E7 | System - kBTUs of Consumption | 0.10239 | 0.10239 | 0.10239 | 0.10239 | 0.10239 | 0.10239 | 0.10239 | 0.10239 | 0.10239 | 0.10239 | 0.10239 | 0.10239 | 0.10239 | 0.10239 | 0.10239 | 0.10239 | 0.10239 | 0.10239 | 0.10239 | 0.10239 | 0.10239 | 0.10239 | 0.10239 | 0.10239 | 0.10239 | 0.10239 | 0.10239 | 0.10239 | 0.10239 | 0.10239 | 0.10239 | 0.10239 | 0.10239 | 0 | 0 | 0 | 0 | 0 | 0 | 0 | 0 | 0
F3_Commercial_Restaurant_New_Water Heating_Natural Gas_Water Heater_E8 | F3 | Commercial | Restaurant | New | Water Heating | Natural Gas | Water Heater | E8 | System - kBTUs of Consumption | 0 | 0 | 0 | 0 | 0 | 0 | 0 | 0 | 0 | 0 | 0 | 0 | 0 | 0 | 0 | 0 | 0 | 0 | 0 | 0 | 0 | 0 | 0 | 0 | 0 | 0 | 0 | 0 | 0 | 0 | 0 | 0 | 0 | 0 | 0 | 0 | 0 | 0 | 0 | 0 | 0 | 0
F3_Commercial_Restaurant_New_Water Heating_Natural Gas_Water Heater_E9 | F3 | Commercial | Restaurant | New | Water Heating | Natural Gas | Water Heater | E9 | System - kBTUs of Consumption | 0 | 0 | 0 | 0 | 0 | 0 | 0 | 0 | 0 | 0 | 0 | 0 | 0 | 0 | 0 | 0 | 0 | 0 | 0 | 0 | 0 | 0 | 0 | 0 | 0 | 0 | 0 | 0 | 0 | 0 | 0 | 0 | 0 | 0 | 0 | 0 | 0 | 0 | 0 | 0 | 0 | 0
F3_Commercial_Restaurant_New_Water Heating_Natural Gas_Water Heater_E10 | F3 | Commercial | Restaurant | New | Water Heating | Natural Gas | Water Heater | E10 | System - kBTUs of Consumption | 0 | 0 | 0 | 0 | 0 | 0 | 0 | 0 | 0 | 0 | 0 | 0 | 0 | 0 | 0 | 0 | 0 | 0 | 0 | 0 | 0 | 0 | 0 | 0 | 0 | 0 | 0 | 0 | 0 | 0 | 0 | 0 | 0 | 0 | 0 | 0 | 0 | 0 | 0 | 0 | 0 | 0
F4_Commercial_Restaurant_New_Water Heating_Natural Gas_Water Heater_E1 | F4 | Commercial | Restaurant | New | Water Heating | Natural Gas | Water Heater | E1 | Utility - Cost of Equipment | 1.8499 | 1.8471 | 1.8539 | 1.8383 | 1.8284 | 1.836 | 1.8591 | 1.8773 | 1.8999 | 1.9213 | 1.9427 | 1.9623 | 1.9834 | 2.0054 | 2.0265 | 2.048 | 2.0698 | 2.0935 | 2.1182 | 2.1443 | 2.1701 | 2.1969 | 2.2218 | 2.2475 | 2.2703 | 2.2901 | 2.3081 | 2.3236 | 2.3358 | 2.3458 | 2.3514 | 2.3552 | 2.3552 | 0 | 0 | 0 | 0 | 0 | 0 | 0 | 0 | 0
F4_Commercial_Restaurant_New_Water Heating_Natural Gas_Water Heater_E2 | F4 | Commercial | Restaurant | New | Water Heating | Natural Gas | Water Heater | E2 | Utility - Cost of Equipment | 1.827 | 1.8243 | 1.831 | 1.8156 | 1.8058 | 1.8134 | 1.8361 | 1.8541 | 1.8765 | 1.8976 | 1.9187 | 1.9381 | 1.9589 | 1.9806 | 2.0015 | 2.0227 | 2.0442 | 2.0677 | 2.0921 | 2.1178 | 2.1433 | 2.1698 | 2.1944 | 2.2198 | 2.2423 | 2.2618 | 2.2796 | 2.2949 | 2.307 | 2.3169 | 2.3224 | 2.3261 | 2.3261 | 0 | 0 | 0 | 0 | 0 | 0 | 0 | 0 | 0
F4_Commercial_Restaurant_New_Water Heating_Natural Gas_Water Heater_E3 | F4 | Commercial | Restaurant | New | Water Heating | Natural Gas | Water Heater | E3 | Utility - Cost of Equipment | 1.6817 | 1.6792 | 1.6854 | 1.6712 | 1.6622 | 1.6691 | 1.6901 | 1.7066 | 1.7272 | 1.7466 | 1.7661 | 1.7839 | 1.8031 | 1.8231 | 1.8423 | 1.8618 | 1.8816 | 1.9032 | 1.9257 | 1.9494 | 1.9728 | 1.9972 | 2.0198 | 2.0432 | 2.0639 | 2.0819 | 2.0982 | 2.1124 | 2.1234 | 2.1326 | 2.1376 | 2.1411 | 2.1411 | 0 | 0 | 0 | 0 | 0 | 0 | 0 | 0 | 0
F4_Commercial_Restaurant_New_Water Heating_Natural Gas_Water Heater_E4 | F4 | Commercial | Restaurant | New | Water Heating | Natural Gas | Water Heater | E4 | Utility - Cost of Equipment | 1.5744 | 1.572 | 1.5778 | 1.5645 | 1.5561 | 1.5626 | 1.5822 | 1.5977 | 1.617 | 1.6351 | 1.6533 | 1.67 | 1.688 | 1.7067 | 1.7247 | 1.7429 | 1.7615 | 1.7817 | 1.8027 | 1.825 | 1.8469 | 1.8697 | 1.8909 | 1.9128 | 1.9322 | 1.949 | 1.9643 | 1.9776 | 1.9879 | 1.9964 | 2.0012 | 2.0044 | 2.0044 | 0 | 0 | 0 | 0 | 0 | 0 | 0 | 0 | 0
F4_Commercial_Restaurant_New_Water Heating_Natural Gas_Water Heater_E5 | F4 | Commercial | Restaurant | New | Water Heating | Natural Gas | Water Heater | E5 | Utility - Cost of Equipment | 1.5416 | 1.5392 | 1.5449 | 1.5319 | 1.5237 | 1.53 | 1.5492 | 1.5644 | 1.5833 | 1.6011 | 1.6189 | 1.6352 | 1.6528 | 1.6712 | 1.6887 | 1.7066 | 1.7248 | 1.7446 | 1.7652 | 1.7869 | 1.8084 | 1.8307 | 1.8515 | 1.8729 | 1.8919 | 1.9084 | 1.9234 | 1.9364 | 1.9465 | 1.9548 | 1.9595 | 1.9626 | 1.9626 | 0 | 0 | 0 | 0 | 0 | 0 | 0 | 0 | 0
F4_Commercial_Restaurant_New_Water Heating_Natural Gas_Water Heater_E6 | F4 | Commercial | Restaurant | New | Water Heating | Natural Gas | Water Heater | E6 | Utility - Cost of Equipment | 1.5101 | 1.5078 | 1.5134 | 1.5007 | 1.4926 | 1.4988 | 1.5176 | 1.5325 | 1.551 | 1.5684 | 1.5858 | 1.6019 | 1.6191 | 1.6371 | 1.6543 | 1.6718 | 1.6896 | 1.709 | 1.7292 | 1.7505 | 1.7715 | 1.7934 | 1.8137 | 1.8347 | 1.8533 | 1.8695 | 1.8841 | 1.8968 | 1.9068 | 1.915 | 1.9195 | 1.9226 | 1.9226 | 0 | 0 | 0 | 0 | 0 | 0 | 0 | 0 | 0
F4_Commercial_Restaurant_New_Water Heating_Natural Gas_Water Heater_E7 | F4 | Commercial | Restaurant | New | Water Heating | Natural Gas | Water Heater | E7 | Utility - Cost of Equipment | 0.9882 | 0.98935 | 0.99447 | 0.9898 | 0.98761 | 0.99289 | 1.0048 | 1.0147 | 1.0265 | 1.0381 | 1.0498 | 1.0608 | 1.0726 | 1.0847 | 1.0966 | 1.1087 | 1.1209 | 1.1338 | 1.1469 | 1.1603 | 1.1729 | 1.1856 | 1.1969 | 1.2082 | 1.218 | 1.2265 | 1.2342 | 1.2409 | 1.2461 | 1.2504 | 1.2529 | 1.2545 | 1.2545 | 0 | 0 | 0 | 0 | 0 | 0 | 0 | 0 | 0
F4_Commercial_Restaurant_New_Water Heating_Natural Gas_Water Heater_E8 | F4 | Commercial | Restaurant | New | Water Heating | Natural Gas | Water Heater | E8 | Utility - Cost of Equipment | 0 | 0 | 0 | 0 | 0 | 0 | 0 | 0 | 0 | 0 | 0 | 0 | 0 | 0 | 0 | 0 | 0 | 0 | 0 | 0 | 0 | 0 | 0 | 0 | 0 | 0 | 0 | 0 | 0 | 0 | 0 | 0 | 0 | 0 | 0 | 0 | 0 | 0 | 0 | 0 | 0 | 0
F4_Commercial_Restaurant_New_Water Heating_Natural Gas_Water Heater_E9 | F4 | Commercial | Restaurant | New | Water Heating | Natural Gas | Water Heater | E9 | Utility - Cost of Equipment | 0 | 0 | 0 | 0 | 0 | 0 | 0 | 0 | 0 | 0 | 0 | 0 | 0 | 0 | 0 | 0 | 0 | 0 | 0 | 0 | 0 | 0 | 0 | 0 | 0 | 0 | 0 | 0 | 0 | 0 | 0 | 0 | 0 | 0 | 0 | 0 | 0 | 0 | 0 | 0 | 0 | 0
F4_Commercial_Restaurant_New_Water Heating_Natural Gas_Water Heater_E10 | F4 | Commercial | Restaurant | New | Water Heating | Natural Gas | Water Heater | E10 | Utility - Cost of Equipment | 0 | 0 | 0 | 0 | 0 | 0 | 0 | 0 | 0 | 0 | 0 | 0 | 0 | 0 | 0 | 0 | 0 | 0 | 0 | 0 | 0 | 0 | 0 | 0 | 0 | 0 | 0 | 0 | 0 | 0 | 0 | 0 | 0 | 0 | 0 | 0 | 0 | 0 | 0 | 0 | 0 | 0
F5_Commercial_Restaurant_New_Water Heating_Natural Gas_Water Heater_E1 | F5 | Commercial | Restaurant | New | Water Heating | Natural Gas | Water Heater | E1 | Utility - Cost of Operation | 0.13438 | 0.13438 | 0.13438 | 0.13438 | 0.13438 | 0.13438 | 0.13438 | 0.13438 | 0.13438 | 0.13438 | 0.13438 | 0.13438 | 0.13438 | 0.13438 | 0.13438 | 0.13438 | 0.13438 | 0.13438 | 0.13438 | 0.13438 | 0.13438 | 0.13438 | 0.13438 | 0.13438 | 0.13438 | 0.13438 | 0.13438 | 0.13438 | 0.13438 | 0.13438 | 0.13438 | 0.13438 | 0.13438 | 0 | 0 | 0 | 0 | 0 | 0 | 0 | 0 | 0
F5_Commercial_Restaurant_New_Water Heating_Natural Gas_Water Heater_E2 | F5 | Commercial | Restaurant | New | Water Heating | Natural Gas | Water Heater | E2 | Utility - Cost of Operation | 0.13435 | 0.13435 | 0.13435 | 0.13435 | 0.13435 | 0.13435 | 0.13435 | 0.13435 | 0.13435 | 0.13435 | 0.13435 | 0.13435 | 0.13435 | 0.13435 | 0.13435 | 0.13435 | 0.13435 | 0.13435 | 0.13435 | 0.13435 | 0.13435 | 0.13435 | 0.13435 | 0.13435 | 0.13435 | 0.13435 | 0.13435 | 0.13435 | 0.13435 | 0.13435 | 0.13435 | 0.13435 | 0.13435 | 0 | 0 | 0 | 0 | 0 | 0 | 0 | 0 | 0
F5_Commercial_Restaurant_New_Water Heating_Natural Gas_Water Heater_E3 | F5 | Commercial | Restaurant | New | Water Heating | Natural Gas | Water Heater | E3 | Utility - Cost of Operation | 0.13631 | 0.13631 | 0.13631 | 0.13631 | 0.13631 | 0.13631 | 0.13631 | 0.13631 | 0.13631 | 0.13631 | 0.13631 | 0.13631 | 0.13631 | 0.13631 | 0.13631 | 0.13631 | 0.13631 | 0.13631 | 0.13631 | 0.13631 | 0.13631 | 0.13631 | 0.13631 | 0.13631 | 0.13631 | 0.13631 | 0.13631 | 0.13631 | 0.13631 | 0.13631 | 0.13631 | 0.13631 | 0.13631 | 0 | 0 | 0 | 0 | 0 | 0 | 0 | 0 | 0
F5_Commercial_Restaurant_New_Water Heating_Natural Gas_Water Heater_E4 | F5 | Commercial | Restaurant | New | Water Heating | Natural Gas | Water Heater | E4 | Utility - Cost of Operation | 0.13826 | 0.13826 | 0.13826 | 0.13826 | 0.13826 | 0.13826 | 0.13826 | 0.13826 | 0.13826 | 0.13826 | 0.13826 | 0.13826 | 0.13826 | 0.13826 | 0.13826 | 0.13826 | 0.13826 | 0.13826 | 0.13826 | 0.13826 | 0.13826 | 0.13826 | 0.13826 | 0.13826 | 0.13826 | 0.13826 | 0.13826 | 0.13826 | 0.13826 | 0.13826 | 0.13826 | 0.13826 | 0.13826 | 0 | 0 | 0 | 0 | 0 | 0 | 0 | 0 | 0
F5_Commercial_Restaurant_New_Water Heating_Natural Gas_Water Heater_E5 | F5 | Commercial | Restaurant | New | Water Heating | Natural Gas | Water Heater | E5 | Utility - Cost of Operation | 0.14121 | 0.14121 | 0.14121 | 0.14121 | 0.14121 | 0.14121 | 0.14121 | 0.14121 | 0.14121 | 0.14121 | 0.14121 | 0.14121 | 0.14121 | 0.14121 | 0.14121 | 0.14121 | 0.14121 | 0.14121 | 0.14121 | 0.14121 | 0.14121 | 0.14121 | 0.14121 | 0.14121 | 0.14121 | 0.14121 | 0.14121 | 0.14121 | 0.14121 | 0.14121 | 0.14121 | 0.14121 | 0.14121 | 0 | 0 | 0 | 0 | 0 | 0 | 0 | 0 | 0
F5_Commercial_Restaurant_New_Water Heating_Natural Gas_Water Heater_E6 | F5 | Commercial | Restaurant | New | Water Heating | Natural Gas | Water Heater | E6 | Utility - Cost of Operation | 0.11755 | 0.11755 | 0.11755 | 0.11755 | 0.11755 | 0.11755 | 0.11755 | 0.11755 | 0.11755 | 0.11755 | 0.11755 | 0.11755 | 0.11755 | 0.11755 | 0.11755 | 0.11755 | 0.11755 | 0.11755 | 0.11755 | 0.11755 | 0.11755 | 0.11755 | 0.11755 | 0.11755 | 0.11755 | 0.11755 | 0.11755 | 0.11755 | 0.11755 | 0.11755 | 0.11755 | 0.11755 | 0.11755 | 0 | 0 | 0 | 0 | 0 | 0 | 0 | 0 | 0
F5_Commercial_Restaurant_New_Water Heating_Natural Gas_Water Heater_E7 | F5 | Commercial | Restaurant | New | Water Heating | Natural Gas | Water Heater | E7 | Utility - Cost of Operation | 0.10239 | 0.10239 | 0.10239 | 0.10239 | 0.10239 | 0.10239 | 0.10239 | 0.10239 | 0.10239 | 0.10239 | 0.10239 | 0.10239 | 0.10239 | 0.10239 | 0.10239 | 0.10239 | 0.10239 | 0.10239 | 0.10239 | 0.10239 | 0.10239 | 0.10239 | 0.10239 | 0.10239 | 0.10239 | 0.10239 | 0.10239 | 0.10239 | 0.10239 | 0.10239 | 0.10239 | 0.10239 | 0.10239 | 0 | 0 | 0 | 0 | 0 | 0 | 0 | 0 | 0
F5_Commercial_Restaurant_New_Water Heating_Natural Gas_Water Heater_E8 | F5 | Commercial | Restaurant | New | Water Heating | Natural Gas | Water Heater | E8 | Utility - Cost of Operation | 0 | 0 | 0 | 0 | 0 | 0 | 0 | 0 | 0 | 0 | 0 | 0 | 0 | 0 | 0 | 0 | 0 | 0 | 0 | 0 | 0 | 0 | 0 | 0 | 0 | 0 | 0 | 0 | 0 | 0 | 0 | 0 | 0 | 0 | 0 | 0 | 0 | 0 | 0 | 0 | 0 | 0
F5_Commercial_Restaurant_New_Water Heating_Natural Gas_Water Heater_E9 | F5 | Commercial | Restaurant | New | Water Heating | Natural Gas | Water Heater | E9 | Utility - Cost of Operation | 0 | 0 | 0 | 0 | 0 | 0 | 0 | 0 | 0 | 0 | 0 | 0 | 0 | 0 | 0 | 0 | 0 | 0 | 0 | 0 | 0 | 0 | 0 | 0 | 0 | 0 | 0 | 0 | 0 | 0 | 0 | 0 | 0 | 0 | 0 | 0 | 0 | 0 | 0 | 0 | 0 | 0
F5_Commercial_Restaurant_New_Water Heating_Natural Gas_Water Heater_E10 | F5 | Commercial | Restaurant | New | Water Heating | Natural Gas | Water Heater | E10 | Utility - Cost of Operation | 0 | 0 | 0 | 0 | 0 | 0 | 0 | 0 | 0 | 0 | 0 | 0 | 0 | 0 | 0 | 0 | 0 | 0 | 0 | 0 | 0 | 0 | 0 | 0 | 0 | 0 | 0 | 0 | 0 | 0 | 0 | 0 | 0 | 0 | 0 | 0 | 0 | 0 | 0 | 0 | 0 | 0
F6_Commercial_Restaurant_New_Water Heating_Natural Gas_Water Heater_E1 | F6 | Commercial | Restaurant | New | Water Heating | Natural Gas | Water Heater | E1 | Utility - Value of Sales | 1.244 | 1.2507 | 1.2615 | 1.2591 | 1.2591 | 1.2591 | 1.2591 | 1.2591 | 1.2591 | 1.2591 | 1.2591 | 1.2591 | 1.2591 | 1.2591 | 1.2591 | 1.2591 | 1.2591 | 1.2591 | 1.2591 | 1.2591 | 1.2591 | 1.2591 | 1.2591 | 1.2591 | 1.2591 | 1.2591 | 1.2591 | 1.2591 | 1.2591 | 1.2591 | 1.2591 | 1.2591 | 1.2591 | 0 | 0 | 0 | 0 | 0 | 0 | 0 | 0 | 0
F6_Commercial_Restaurant_New_Water Heating_Natural Gas_Water Heater_E2 | F6 | Commercial | Restaurant | New | Water Heating | Natural Gas | Water Heater | E2 | Utility - Value of Sales | 1.2286 | 1.2352 | 1.2459 | 1.2435 | 1.2435 | 1.2435 | 1.2435 | 1.2435 | 1.2435 | 1.2435 | 1.2435 | 1.2435 | 1.2435 | 1.2435 | 1.2435 | 1.2435 | 1.2435 | 1.2435 | 1.2435 | 1.2435 | 1.2435 | 1.2435 | 1.2435 | 1.2435 | 1.2435 | 1.2435 | 1.2435 | 1.2435 | 1.2435 | 1.2435 | 1.2435 | 1.2435 | 1.2435 | 0 | 0 | 0 | 0 | 0 | 0 | 0 | 0 | 0
F6_Commercial_Restaurant_New_Water Heating_Natural Gas_Water Heater_E3 | F6 | Commercial | Restaurant | New | Water Heating | Natural Gas | Water Heater | E3 | Utility - Value of Sales | 1.1309 | 1.137 | 1.1468 | 1.1446 | 1.1446 | 1.1446 | 1.1446 | 1.1446 | 1.1446 | 1.1446 | 1.1446 | 1.1446 | 1.1446 | 1.1446 | 1.1446 | 1.1446 | 1.1446 | 1.1446 | 1.1446 | 1.1446 | 1.1446 | 1.1446 | 1.1446 | 1.1446 | 1.1446 | 1.1446 | 1.1446 | 1.1446 | 1.1446 | 1.1446 | 1.1446 | 1.1446 | 1.1446 | 0 | 0 | 0 | 0 | 0 | 0 | 0 | 0 | 0
F6_Commercial_Restaurant_New_Water Heating_Natural Gas_Water Heater_E4 | F6 | Commercial | Restaurant | New | Water Heating | Natural Gas | Water Heater | E4 | Utility - Value of Sales | 1.0587 | 1.0644 | 1.0736 | 1.0716 | 1.0716 | 1.0716 | 1.0716 | 1.0716 | 1.0716 | 1.0716 | 1.0716 | 1.0716 | 1.0716 | 1.0716 | 1.0716 | 1.0716 | 1.0716 | 1.0716 | 1.0716 | 1.0716 | 1.0716 | 1.0716 | 1.0716 | 1.0716 | 1.0716 | 1.0716 | 1.0716 | 1.0716 | 1.0716 | 1.0716 | 1.0716 | 1.0716 | 1.0716 | 0 | 0 | 0 | 0 | 0 | 0 | 0 | 0 | 0
F6_Commercial_Restaurant_New_Water Heating_Natural Gas_Water Heater_E5 | F6 | Commercial | Restaurant | New | Water Heating | Natural Gas | Water Heater | E5 | Utility - Value of Sales | 1.0367 | 1.0422 | 1.0512 | 1.0492 | 1.0492 | 1.0492 | 1.0492 | 1.0492 | 1.0492 | 1.0492 | 1.0492 | 1.0492 | 1.0492 | 1.0492 | 1.0492 | 1.0492 | 1.0492 | 1.0492 | 1.0492 | 1.0492 | 1.0492 | 1.0492 | 1.0492 | 1.0492 | 1.0492 | 1.0492 | 1.0492 | 1.0492 | 1.0492 | 1.0492 | 1.0492 | 1.0492 | 1.0492 | 0 | 0 | 0 | 0 | 0 | 0 | 0 | 0 | 0
F6_Commercial_Restaurant_New_Water Heating_Natural Gas_Water Heater_E6 | F6 | Commercial | Restaurant | New | Water Heating | Natural Gas | Water Heater | E6 | Utility - Value of Sales | 1.0155 | 1.021 | 1.0298 | 1.0278 | 1.0278 | 1.0278 | 1.0278 | 1.0278 | 1.0278 | 1.0278 | 1.0278 | 1.0278 | 1.0278 | 1.0278 | 1.0278 | 1.0278 | 1.0278 | 1.0278 | 1.0278 | 1.0278 | 1.0278 | 1.0278 | 1.0278 | 1.0278 | 1.0278 | 1.0278 | 1.0278 | 1.0278 | 1.0278 | 1.0278 | 1.0278 | 1.0278 | 1.0278 | 0 | 0 | 0 | 0 | 0 | 0 | 0 | 0 | 0
F6_Commercial_Restaurant_New_Water Heating_Natural Gas_Water Heater_E7 | F6 | Commercial | Restaurant | New | Water Heating | Natural Gas | Water Heater | E7 | Utility - Value of Sales | 0.66532 | 0.66807 | 0.67248 | 0.67152 | 0.67152 | 0.67152 | 0.67152 | 0.67152 | 0.67152 | 0.67152 | 0.67152 | 0.67152 | 0.67152 | 0.67152 | 0.67152 | 0.67152 | 0.67152 | 0.67152 | 0.67152 | 0.67152 | 0.67152 | 0.67152 | 0.67152 | 0.67152 | 0.67152 | 0.67152 | 0.67152 | 0.67152 | 0.67152 | 0.67152 | 0.67152 | 0.67152 | 0.67152 | 0 | 0 | 0 | 0 | 0 | 0 | 0 | 0 | 0
F6_Commercial_Restaurant_New_Water Heating_Natural Gas_Water Heater_E8 | F6 | Commercial | Restaurant | New | Water Heating | Natural Gas | Water Heater | E8 | Utility - Value of Sales | 0 | 0 | 0 | 0 | 0 | 0 | 0 | 0 | 0 | 0 | 0 | 0 | 0 | 0 | 0 | 0 | 0 | 0 | 0 | 0 | 0 | 0 | 0 | 0 | 0 | 0 | 0 | 0 | 0 | 0 | 0 | 0 | 0 | 0 | 0 | 0 | 0 | 0 | 0 | 0 | 0 | 0
F6_Commercial_Restaurant_New_Water Heating_Natural Gas_Water Heater_E9 | F6 | Commercial | Restaurant | New | Water Heating | Natural Gas | Water Heater | E9 | Utility - Value of Sales | 0 | 0 | 0 | 0 | 0 | 0 | 0 | 0 | 0 | 0 | 0 | 0 | 0 | 0 | 0 | 0 | 0 | 0 | 0 | 0 | 0 | 0 | 0 | 0 | 0 | 0 | 0 | 0 | 0 | 0 | 0 | 0 | 0 | 0 | 0 | 0 | 0 | 0 | 0 | 0 | 0 | 0
F6_Commercial_Restaurant_New_Water Heating_Natural Gas_Water Heater_E10 | F6 | Commercial | Restaurant | New | Water Heating | Natural Gas | Water Heater | E10 | Utility - Value of Sales | 0 | 0 | 0 | 0 | 0 | 0 | 0 | 0 | 0 | 0 | 0 | 0 | 0 | 0 | 0 | 0 | 0 | 0 | 0 | 0 | 0 | 0 | 0 | 0 | 0 | 0 | 0 | 0 | 0 | 0 | 0 | 0 | 0 | 0 | 0 | 0 | 0 | 0 | 0 | 0 | 0 | 0
F1_Commercial_Restaurant_New_Food Preparation_Natural Gas_Oven_E1 | F1 | Commercial | Restaurant | New | Food Preparation | Natural Gas | Oven | E1 | RVT - Cost of Equipment | 1.3987 | 1.3991 | 1.4061 | 1.3967 | 1.3911 | 1.3959 | 1.4095 | 1.4204 | 1.4338 | 1.4467 | 1.4594 | 1.4713 | 1.4841 | 1.4973 | 1.51 | 1.523 | 1.5361 | 1.5504 | 1.5652 | 1.5808 | 1.5959 | 1.6116 | 1.6259 | 1.6406 | 1.6536 | 1.6648 | 1.675 | 1.6838 | 1.6907 | 1.6964 | 1.6995 | 1.7015 | 1.7015 | 0 | 0 | 0 | 0 | 0 | 0 | 0 | 0 | 0
F1_Commercial_Restaurant_New_Food Preparation_Natural Gas_Oven_E2 | F1 | Commercial | Restaurant | New | Food Preparation | Natural Gas | Oven | E2 | RVT - Cost of Equipment | 0.80095 | 0.80115 | 0.80515 | 0.79977 | 0.79657 | 0.79933 | 0.80713 | 0.81338 | 0.82105 | 0.8284 | 0.83571 | 0.84252 | 0.84982 | 0.85741 | 0.86468 | 0.8721 | 0.87961 | 0.88779 | 0.89627 | 0.90519 | 0.91386 | 0.92282 | 0.93101 | 0.93945 | 0.94688 | 0.95331 | 0.95916 | 0.9642 | 0.96815 | 0.97139 | 0.97316 | 0.97434 | 0.97434 | 0 | 0 | 0 | 0 | 0 | 0 | 0 | 0 | 0
F1_Commercial_Restaurant_New_Food Preparation_Natural Gas_Oven_E3 | F1 | Commercial | Restaurant | New | Food Preparation | Natural Gas | Oven | E3 | RVT - Cost of Equipment | 0 | 0 | 0 | 0 | 0 | 0 | 0 | 0 | 0 | 0 | 0 | 0 | 0 | 0 | 0 | 0 | 0 | 0 | 0 | 0 | 0 | 0 | 0 | 0 | 0 | 0 | 0 | 0 | 0 | 0 | 0 | 0 | 0 | 0 | 0 | 0 | 0 | 0 | 0 | 0 | 0 | 0
F1_Commercial_Restaurant_New_Food Preparation_Natural Gas_Oven_E4 | F1 | Commercial | Restaurant | New | Food Preparation | Natural Gas | Oven | E4 | RVT - Cost of Equipment | 0 | 0 | 0 | 0 | 0 | 0 | 0 | 0 | 0 | 0 | 0 | 0 | 0 | 0 | 0 | 0 | 0 | 0 | 0 | 0 | 0 | 0 | 0 | 0 | 0 | 0 | 0 | 0 | 0 | 0 | 0 | 0 | 0 | 0 | 0 | 0 | 0 | 0 | 0 | 0 | 0 | 0
F1_Commercial_Restaurant_New_Food Preparation_Natural Gas_Oven_E5 | F1 | Commercial | Restaurant | New | Food Preparation | Natural Gas | Oven | E5 | RVT - Cost of Equipment | 0 | 0 | 0 | 0 | 0 | 0 | 0 | 0 | 0 | 0 | 0 | 0 | 0 | 0 | 0 | 0 | 0 | 0 | 0 | 0 | 0 | 0 | 0 | 0 | 0 | 0 | 0 | 0 | 0 | 0 | 0 | 0 | 0 | 0 | 0 | 0 | 0 | 0 | 0 | 0 | 0 | 0
F1_Commercial_Restaurant_New_Food Preparation_Natural Gas_Oven_E6 | F1 | Commercial | Restaurant | New | Food Preparation | Natural Gas | Oven | E6 | RVT - Cost of Equipment | 0 | 0 | 0 | 0 | 0 | 0 | 0 | 0 | 0 | 0 | 0 | 0 | 0 | 0 | 0 | 0 | 0 | 0 | 0 | 0 | 0 | 0 | 0 | 0 | 0 | 0 | 0 | 0 | 0 | 0 | 0 | 0 | 0 | 0 | 0 | 0 | 0 | 0 | 0 | 0 | 0 | 0
F1_Commercial_Restaurant_New_Food Preparation_Natural Gas_Oven_E7 | F1 | Commercial | Restaurant | New | Food Preparation | Natural Gas | Oven | E7 | RVT - Cost of Equipment | 0 | 0 | 0 | 0 | 0 | 0 | 0 | 0 | 0 | 0 | 0 | 0 | 0 | 0 | 0 | 0 | 0 | 0 | 0 | 0 | 0 | 0 | 0 | 0 | 0 | 0 | 0 | 0 | 0 | 0 | 0 | 0 | 0 | 0 | 0 | 0 | 0 | 0 | 0 | 0 | 0 | 0
F1_Commercial_Restaurant_New_Food Preparation_Natural Gas_Oven_E8 | F1 | Commercial | Restaurant | New | Food Preparation | Natural Gas | Oven | E8 | RVT - Cost of Equipment | 0 | 0 | 0 | 0 | 0 | 0 | 0 | 0 | 0 | 0 | 0 | 0 | 0 | 0 | 0 | 0 | 0 | 0 | 0 | 0 | 0 | 0 | 0 | 0 | 0 | 0 | 0 | 0 | 0 | 0 | 0 | 0 | 0 | 0 | 0 | 0 | 0 | 0 | 0 | 0 | 0 | 0
F1_Commercial_Restaurant_New_Food Preparation_Natural Gas_Oven_E9 | F1 | Commercial | Restaurant | New | Food Preparation | Natural Gas | Oven | E9 | RVT - Cost of Equipment | 0 | 0 | 0 | 0 | 0 | 0 | 0 | 0 | 0 | 0 | 0 | 0 | 0 | 0 | 0 | 0 | 0 | 0 | 0 | 0 | 0 | 0 | 0 | 0 | 0 | 0 | 0 | 0 | 0 | 0 | 0 | 0 | 0 | 0 | 0 | 0 | 0 | 0 | 0 | 0 | 0 | 0
F1_Commercial_Restaurant_New_Food Preparation_Natural Gas_Oven_E10 | F1 | Commercial | Restaurant | New | Food Preparation | Natural Gas | Oven | E10 | RVT - Cost of Equipment | 0 | 0 | 0 | 0 | 0 | 0 | 0 | 0 | 0 | 0 | 0 | 0 | 0 | 0 | 0 | 0 | 0 | 0 | 0 | 0 | 0 | 0 | 0 | 0 | 0 | 0 | 0 | 0 | 0 | 0 | 0 | 0 | 0 | 0 | 0 | 0 | 0 | 0 | 0 | 0 | 0 | 0
F2_Commercial_Restaurant_New_Food Preparation_Natural Gas_Oven_E1 | F2 | Commercial | Restaurant | New | Food Preparation | Natural Gas | Oven | E1 | RVT - Cost of Operation | 1.6758 | 1.6762 | 1.6846 | 1.6733 | 1.6666 | 1.6724 | 1.6887 | 1.7018 | 1.7178 | 1.7332 | 1.7485 | 1.7627 | 1.778 | 1.7939 | 1.8091 | 1.8246 | 1.8403 | 1.8575 | 1.8752 | 1.8939 | 1.912 | 1.9307 | 1.9479 | 1.9655 | 1.9811 | 1.9945 | 2.0068 | 2.0173 | 2.0256 | 2.0324 | 2.0361 | 2.0385 | 2.0385 | 0 | 0 | 0 | 0 | 0 | 0 | 0 | 0 | 0
F2_Commercial_Restaurant_New_Food Preparation_Natural Gas_Oven_E2 | F2 | Commercial | Restaurant | New | Food Preparation | Natural Gas | Oven | E2 | RVT - Cost of Operation | 0.95959 | 0.95983 | 0.96463 | 0.95818 | 0.95435 | 0.95765 | 0.96699 | 0.97448 | 0.98367 | 0.99247 | 1.0012 | 1.0094 | 1.0181 | 1.0272 | 1.0359 | 1.0448 | 1.0538 | 1.0636 | 1.0738 | 1.0845 | 1.0949 | 1.1056 | 1.1154 | 1.1255 | 1.1344 | 1.1421 | 1.1491 | 1.1552 | 1.1599 | 1.1638 | 1.1659 | 1.1673 | 1.1673 | 0 | 0 | 0 | 0 | 0 | 0 | 0 | 0 | 0
F2_Commercial_Restaurant_New_Food Preparation_Natural Gas_Oven_E3 | F2 | Commercial | Restaurant | New | Food Preparation | Natural Gas | Oven | E3 | RVT - Cost of Operation | 0 | 0 | 0 | 0 | 0 | 0 | 0 | 0 | 0 | 0 | 0 | 0 | 0 | 0 | 0 | 0 | 0 | 0 | 0 | 0 | 0 | 0 | 0 | 0 | 0 | 0 | 0 | 0 | 0 | 0 | 0 | 0 | 0 | 0 | 0 | 0 | 0 | 0 | 0 | 0 | 0 | 0
F2_Commercial_Restaurant_New_Food Preparation_Natural Gas_Oven_E4 | F2 | Commercial | Restaurant | New | Food Preparation | Natural Gas | Oven | E4 | RVT - Cost of Operation | 0 | 0 | 0 | 0 | 0 | 0 | 0 | 0 | 0 | 0 | 0 | 0 | 0 | 0 | 0 | 0 | 0 | 0 | 0 | 0 | 0 | 0 | 0 | 0 | 0 | 0 | 0 | 0 | 0 | 0 | 0 | 0 | 0 | 0 | 0 | 0 | 0 | 0 | 0 | 0 | 0 | 0
F2_Commercial_Restaurant_New_Food Preparation_Natural Gas_Oven_E5 | F2 | Commercial | Restaurant | New | Food Preparation | Natural Gas | Oven | E5 | RVT - Cost of Operation | 0 | 0 | 0 | 0 | 0 | 0 | 0 | 0 | 0 | 0 | 0 | 0 | 0 | 0 | 0 | 0 | 0 | 0 | 0 | 0 | 0 | 0 | 0 | 0 | 0 | 0 | 0 | 0 | 0 | 0 | 0 | 0 | 0 | 0 | 0 | 0 | 0 | 0 | 0 | 0 | 0 | 0
F2_Commercial_Restaurant_New_Food Preparation_Natural Gas_Oven_E6 | F2 | Commercial | Restaurant | New | Food Preparation | Natural Gas | Oven | E6 | RVT - Cost of Operation | 0 | 0 | 0 | 0 | 0 | 0 | 0 | 0 | 0 | 0 | 0 | 0 | 0 | 0 | 0 | 0 | 0 | 0 | 0 | 0 | 0 | 0 | 0 | 0 | 0 | 0 | 0 | 0 | 0 | 0 | 0 | 0 | 0 | 0 | 0 | 0 | 0 | 0 | 0 | 0 | 0 | 0
F2_Commercial_Restaurant_New_Food Preparation_Natural Gas_Oven_E7 | F2 | Commercial | Restaurant | New | Food Preparation | Natural Gas | Oven | E7 | RVT - Cost of Operation | 0 | 0 | 0 | 0 | 0 | 0 | 0 | 0 | 0 | 0 | 0 | 0 | 0 | 0 | 0 | 0 | 0 | 0 | 0 | 0 | 0 | 0 | 0 | 0 | 0 | 0 | 0 | 0 | 0 | 0 | 0 | 0 | 0 | 0 | 0 | 0 | 0 | 0 | 0 | 0 | 0 | 0
F2_Commercial_Restaurant_New_Food Preparation_Natural Gas_Oven_E8 | F2 | Commercial | Restaurant | New | Food Preparation | Natural Gas | Oven | E8 | RVT - Cost of Operation | 0 | 0 | 0 | 0 | 0 | 0 | 0 | 0 | 0 | 0 | 0 | 0 | 0 | 0 | 0 | 0 | 0 | 0 | 0 | 0 | 0 | 0 | 0 | 0 | 0 | 0 | 0 | 0 | 0 | 0 | 0 | 0 | 0 | 0 | 0 | 0 | 0 | 0 | 0 | 0 | 0 | 0
F2_Commercial_Restaurant_New_Food Preparation_Natural Gas_Oven_E9 | F2 | Commercial | Restaurant | New | Food Preparation | Natural Gas | Oven | E9 | RVT - Cost of Operation | 0 | 0 | 0 | 0 | 0 | 0 | 0 | 0 | 0 | 0 | 0 | 0 | 0 | 0 | 0 | 0 | 0 | 0 | 0 | 0 | 0 | 0 | 0 | 0 | 0 | 0 | 0 | 0 | 0 | 0 | 0 | 0 | 0 | 0 | 0 | 0 | 0 | 0 | 0 | 0 | 0 | 0
F2_Commercial_Restaurant_New_Food Preparation_Natural Gas_Oven_E10 | F2 | Commercial | Restaurant | New | Food Preparation | Natural Gas | Oven | E10 | RVT - Cost of Operation | 0 | 0 | 0 | 0 | 0 | 0 | 0 | 0 | 0 | 0 | 0 | 0 | 0 | 0 | 0 | 0 | 0 | 0 | 0 | 0 | 0 | 0 | 0 | 0 | 0 | 0 | 0 | 0 | 0 | 0 | 0 | 0 | 0 | 0 | 0 | 0 | 0 | 0 | 0 | 0 | 0 | 0
F3_Commercial_Restaurant_New_Food Preparation_Natural Gas_Oven_E1 | F3 | Commercial | Restaurant | New | Food Preparation | Natural Gas | Oven | E1 | System - kBTUs of Consumption | 2.346 | 2.346 | 2.346 | 2.346 | 2.346 | 2.346 | 2.346 | 2.346 | 2.346 | 2.346 | 2.346 | 2.346 | 2.346 | 2.346 | 2.346 | 2.346 | 2.346 | 2.346 | 2.346 | 2.346 | 2.346 | 2.346 | 2.346 | 2.346 | 2.346 | 2.346 | 2.346 | 2.346 | 2.346 | 2.346 | 2.346 | 2.346 | 2.346 | 0 | 0 | 0 | 0 | 0 | 0 | 0 | 0 | 0
F3_Commercial_Restaurant_New_Food Preparation_Natural Gas_Oven_E2 | F3 | Commercial | Restaurant | New | Food Preparation | Natural Gas | Oven | E2 | System - kBTUs of Consumption | 2.4446 | 2.4446 | 2.4446 | 2.4446 | 2.4446 | 2.4446 | 2.4446 | 2.4446 | 2.4446 | 2.4446 | 2.4446 | 2.4446 | 2.4446 | 2.4446 | 2.4446 | 2.4446 | 2.4446 | 2.4446 | 2.4446 | 2.4446 | 2.4446 | 2.4446 | 2.4446 | 2.4446 | 2.4446 | 2.4446 | 2.4446 | 2.4446 | 2.4446 | 2.4446 | 2.4446 | 2.4446 | 2.4446 | 0 | 0 | 0 | 0 | 0 | 0 | 0 | 0 | 0
F3_Commercial_Restaurant_New_Food Preparation_Natural Gas_Oven_E3 | F3 | Commercial | Restaurant | New | Food Preparation | Natural Gas | Oven | E3 | System - kBTUs of Consumption | 0 | 0 | 0 | 0 | 0 | 0 | 0 | 0 | 0 | 0 | 0 | 0 | 0 | 0 | 0 | 0 | 0 | 0 | 0 | 0 | 0 | 0 | 0 | 0 | 0 | 0 | 0 | 0 | 0 | 0 | 0 | 0 | 0 | 0 | 0 | 0 | 0 | 0 | 0 | 0 | 0 | 0
F3_Commercial_Restaurant_New_Food Preparation_Natural Gas_Oven_E4 | F3 | Commercial | Restaurant | New | Food Preparation | Natural Gas | Oven | E4 | System - kBTUs of Consumption | 0 | 0 | 0 | 0 | 0 | 0 | 0 | 0 | 0 | 0 | 0 | 0 | 0 | 0 | 0 | 0 | 0 | 0 | 0 | 0 | 0 | 0 | 0 | 0 | 0 | 0 | 0 | 0 | 0 | 0 | 0 | 0 | 0 | 0 | 0 | 0 | 0 | 0 | 0 | 0 | 0 | 0
F3_Commercial_Restaurant_New_Food Preparation_Natural Gas_Oven_E5 | F3 | Commercial | Restaurant | New | Food Preparation | Natural Gas | Oven | E5 | System - kBTUs of Consumption | 0 | 0 | 0 | 0 | 0 | 0 | 0 | 0 | 0 | 0 | 0 | 0 | 0 | 0 | 0 | 0 | 0 | 0 | 0 | 0 | 0 | 0 | 0 | 0 | 0 | 0 | 0 | 0 | 0 | 0 | 0 | 0 | 0 | 0 | 0 | 0 | 0 | 0 | 0 | 0 | 0 | 0
F3_Commercial_Restaurant_New_Food Preparation_Natural Gas_Oven_E6 | F3 | Commercial | Restaurant | New | Food Preparation | Natural Gas | Oven | E6 | System - kBTUs of Consumption | 0 | 0 | 0 | 0 | 0 | 0 | 0 | 0 | 0 | 0 | 0 | 0 | 0 | 0 | 0 | 0 | 0 | 0 | 0 | 0 | 0 | 0 | 0 | 0 | 0 | 0 | 0 | 0 | 0 | 0 | 0 | 0 | 0 | 0 | 0 | 0 | 0 | 0 | 0 | 0 | 0 | 0
F3_Commercial_Restaurant_New_Food Preparation_Natural Gas_Oven_E7 | F3 | Commercial | Restaurant | New | Food Preparation | Natural Gas | Oven | E7 | System - kBTUs of Consumption | 0 | 0 | 0 | 0 | 0 | 0 | 0 | 0 | 0 | 0 | 0 | 0 | 0 | 0 | 0 | 0 | 0 | 0 | 0 | 0 | 0 | 0 | 0 | 0 | 0 | 0 | 0 | 0 | 0 | 0 | 0 | 0 | 0 | 0 | 0 | 0 | 0 | 0 | 0 | 0 | 0 | 0
F3_Commercial_Restaurant_New_Food Preparation_Natural Gas_Oven_E8 | F3 | Commercial | Restaurant | New | Food Preparation | Natural Gas | Oven | E8 | System - kBTUs of Consumption | 0 | 0 | 0 | 0 | 0 | 0 | 0 | 0 | 0 | 0 | 0 | 0 | 0 | 0 | 0 | 0 | 0 | 0 | 0 | 0 | 0 | 0 | 0 | 0 | 0 | 0 | 0 | 0 | 0 | 0 | 0 | 0 | 0 | 0 | 0 | 0 | 0 | 0 | 0 | 0 | 0 | 0
F3_Commercial_Restaurant_New_Food Preparation_Natural Gas_Oven_E9 | F3 | Commercial | Restaurant | New | Food Preparation | Natural Gas | Oven | E9 | System - kBTUs of Consumption | 0 | 0 | 0 | 0 | 0 | 0 | 0 | 0 | 0 | 0 | 0 | 0 | 0 | 0 | 0 | 0 | 0 | 0 | 0 | 0 | 0 | 0 | 0 | 0 | 0 | 0 | 0 | 0 | 0 | 0 | 0 | 0 | 0 | 0 | 0 | 0 | 0 | 0 | 0 | 0 | 0 | 0
F3_Commercial_Restaurant_New_Food Preparation_Natural Gas_Oven_E10 | F3 | Commercial | Restaurant | New | Food Preparation | Natural Gas | Oven | E10 | System - kBTUs of Consumption | 0 | 0 | 0 | 0 | 0 | 0 | 0 | 0 | 0 | 0 | 0 | 0 | 0 | 0 | 0 | 0 | 0 | 0 | 0 | 0 | 0 | 0 | 0 | 0 | 0 | 0 | 0 | 0 | 0 | 0 | 0 | 0 | 0 | 0 | 0 | 0 | 0 | 0 | 0 | 0 | 0 | 0
F4_Commercial_Restaurant_New_Food Preparation_Natural Gas_Oven_E1 | F4 | Commercial | Restaurant | New | Food Preparation | Natural Gas | Oven | E1 | Utility - Cost of Equipment | 1.6758 | 1.6762 | 1.6846 | 1.6733 | 1.6666 | 1.6724 | 1.6887 | 1.7018 | 1.7178 | 1.7332 | 1.7485 | 1.7627 | 1.778 | 1.7939 | 1.8091 | 1.8246 | 1.8403 | 1.8575 | 1.8752 | 1.8939 | 1.912 | 1.9307 | 1.9479 | 1.9655 | 1.9811 | 1.9945 | 2.0068 | 2.0173 | 2.0256 | 2.0324 | 2.0361 | 2.0385 | 2.0385 | 0 | 0 | 0 | 0 | 0 | 0 | 0 | 0 | 0
F4_Commercial_Restaurant_New_Food Preparation_Natural Gas_Oven_E2 | F4 | Commercial | Restaurant | New | Food Preparation | Natural Gas | Oven | E2 | Utility - Cost of Equipment | 0.95959 | 0.95983 | 0.96463 | 0.95818 | 0.95435 | 0.95765 | 0.96699 | 0.97448 | 0.98367 | 0.99247 | 1.0012 | 1.0094 | 1.0181 | 1.0272 | 1.0359 | 1.0448 | 1.0538 | 1.0636 | 1.0738 | 1.0845 | 1.0949 | 1.1056 | 1.1154 | 1.1255 | 1.1344 | 1.1421 | 1.1491 | 1.1552 | 1.1599 | 1.1638 | 1.1659 | 1.1673 | 1.1673 | 0 | 0 | 0 | 0 | 0 | 0 | 0 | 0 | 0
F4_Commercial_Restaurant_New_Food Preparation_Natural Gas_Oven_E3 | F4 | Commercial | Restaurant | New | Food Preparation | Natural Gas | Oven | E3 | Utility - Cost of Equipment | 0 | 0 | 0 | 0 | 0 | 0 | 0 | 0 | 0 | 0 | 0 | 0 | 0 | 0 | 0 | 0 | 0 | 0 | 0 | 0 | 0 | 0 | 0 | 0 | 0 | 0 | 0 | 0 | 0 | 0 | 0 | 0 | 0 | 0 | 0 | 0 | 0 | 0 | 0 | 0 | 0 | 0
F4_Commercial_Restaurant_New_Food Preparation_Natural Gas_Oven_E4 | F4 | Commercial | Restaurant | New | Food Preparation | Natural Gas | Oven | E4 | Utility - Cost of Equipment | 0 | 0 | 0 | 0 | 0 | 0 | 0 | 0 | 0 | 0 | 0 | 0 | 0 | 0 | 0 | 0 | 0 | 0 | 0 | 0 | 0 | 0 | 0 | 0 | 0 | 0 | 0 | 0 | 0 | 0 | 0 | 0 | 0 | 0 | 0 | 0 | 0 | 0 | 0 | 0 | 0 | 0
F4_Commercial_Restaurant_New_Food Preparation_Natural Gas_Oven_E5 | F4 | Commercial | Restaurant | New | Food Preparation | Natural Gas | Oven | E5 | Utility - Cost of Equipment | 0 | 0 | 0 | 0 | 0 | 0 | 0 | 0 | 0 | 0 | 0 | 0 | 0 | 0 | 0 | 0 | 0 | 0 | 0 | 0 | 0 | 0 | 0 | 0 | 0 | 0 | 0 | 0 | 0 | 0 | 0 | 0 | 0 | 0 | 0 | 0 | 0 | 0 | 0 | 0 | 0 | 0
F4_Commercial_Restaurant_New_Food Preparation_Natural Gas_Oven_E6 | F4 | Commercial | Restaurant | New | Food Preparation | Natural Gas | Oven | E6 | Utility - Cost of Equipment | 0 | 0 | 0 | 0 | 0 | 0 | 0 | 0 | 0 | 0 | 0 | 0 | 0 | 0 | 0 | 0 | 0 | 0 | 0 | 0 | 0 | 0 | 0 | 0 | 0 | 0 | 0 | 0 | 0 | 0 | 0 | 0 | 0 | 0 | 0 | 0 | 0 | 0 | 0 | 0 | 0 | 0
F4_Commercial_Restaurant_New_Food Preparation_Natural Gas_Oven_E7 | F4 | Commercial | Restaurant | New | Food Preparation | Natural Gas | Oven | E7 | Utility - Cost of Equipment | 0 | 0 | 0 | 0 | 0 | 0 | 0 | 0 | 0 | 0 | 0 | 0 | 0 | 0 | 0 | 0 | 0 | 0 | 0 | 0 | 0 | 0 | 0 | 0 | 0 | 0 | 0 | 0 | 0 | 0 | 0 | 0 | 0 | 0 | 0 | 0 | 0 | 0 | 0 | 0 | 0 | 0
F4_Commercial_Restaurant_New_Food Preparation_Natural Gas_Oven_E8 | F4 | Commercial | Restaurant | New | Food Preparation | Natural Gas | Oven | E8 | Utility - Cost of Equipment | 0 | 0 | 0 | 0 | 0 | 0 | 0 | 0 | 0 | 0 | 0 | 0 | 0 | 0 | 0 | 0 | 0 | 0 | 0 | 0 | 0 | 0 | 0 | 0 | 0 | 0 | 0 | 0 | 0 | 0 | 0 | 0 | 0 | 0 | 0 | 0 | 0 | 0 | 0 | 0 | 0 | 0
F4_Commercial_Restaurant_New_Food Preparation_Natural Gas_Oven_E9 | F4 | Commercial | Restaurant | New | Food Preparation | Natural Gas | Oven | E9 | Utility - Cost of Equipment | 0 | 0 | 0 | 0 | 0 | 0 | 0 | 0 | 0 | 0 | 0 | 0 | 0 | 0 | 0 | 0 | 0 | 0 | 0 | 0 | 0 | 0 | 0 | 0 | 0 | 0 | 0 | 0 | 0 | 0 | 0 | 0 | 0 | 0 | 0 | 0 | 0 | 0 | 0 | 0 | 0 | 0
F4_Commercial_Restaurant_New_Food Preparation_Natural Gas_Oven_E10 | F4 | Commercial | Restaurant | New | Food Preparation | Natural Gas | Oven | E10 | Utility - Cost of Equipment | 0 | 0 | 0 | 0 | 0 | 0 | 0 | 0 | 0 | 0 | 0 | 0 | 0 | 0 | 0 | 0 | 0 | 0 | 0 | 0 | 0 | 0 | 0 | 0 | 0 | 0 | 0 | 0 | 0 | 0 | 0 | 0 | 0 | 0 | 0 | 0 | 0 | 0 | 0 | 0 | 0 | 0
F5_Commercial_Restaurant_New_Food Preparation_Natural Gas_Oven_E1 | F5 | Commercial | Restaurant | New | Food Preparation | Natural Gas | Oven | E1 | Utility - Cost of Operation | 2.346 | 2.346 | 2.346 | 2.346 | 2.346 | 2.346 | 2.346 | 2.346 | 2.346 | 2.346 | 2.346 | 2.346 | 2.346 | 2.346 | 2.346 | 2.346 | 2.346 | 2.346 | 2.346 | 2.346 | 2.346 | 2.346 | 2.346 | 2.346 | 2.346 | 2.346 | 2.346 | 2.346 | 2.346 | 2.346 | 2.346 | 2.346 | 2.346 | 0 | 0 | 0 | 0 | 0 | 0 | 0 | 0 | 0
F5_Commercial_Restaurant_New_Food Preparation_Natural Gas_Oven_E2 | F5 | Commercial | Restaurant | New | Food Preparation | Natural Gas | Oven | E2 | Utility - Cost of Operation | 2.4446 | 2.4446 | 2.4446 | 2.4446 | 2.4446 | 2.4446 | 2.4446 | 2.4446 | 2.4446 | 2.4446 | 2.4446 | 2.4446 | 2.4446 | 2.4446 | 2.4446 | 2.4446 | 2.4446 | 2.4446 | 2.4446 | 2.4446 | 2.4446 | 2.4446 | 2.4446 | 2.4446 | 2.4446 | 2.4446 | 2.4446 | 2.4446 | 2.4446 | 2.4446 | 2.4446 | 2.4446 | 2.4446 | 0 | 0 | 0 | 0 | 0 | 0 | 0 | 0 | 0
F5_Commercial_Restaurant_New_Food Preparation_Natural Gas_Oven_E3 | F5 | Commercial | Restaurant | New | Food Preparation | Natural Gas | Oven | E3 | Utility - Cost of Operation | 0 | 0 | 0 | 0 | 0 | 0 | 0 | 0 | 0 | 0 | 0 | 0 | 0 | 0 | 0 | 0 | 0 | 0 | 0 | 0 | 0 | 0 | 0 | 0 | 0 | 0 | 0 | 0 | 0 | 0 | 0 | 0 | 0 | 0 | 0 | 0 | 0 | 0 | 0 | 0 | 0 | 0
F5_Commercial_Restaurant_New_Food Preparation_Natural Gas_Oven_E4 | F5 | Commercial | Restaurant | New | Food Preparation | Natural Gas | Oven | E4 | Utility - Cost of Operation | 0 | 0 | 0 | 0 | 0 | 0 | 0 | 0 | 0 | 0 | 0 | 0 | 0 | 0 | 0 | 0 | 0 | 0 | 0 | 0 | 0 | 0 | 0 | 0 | 0 | 0 | 0 | 0 | 0 | 0 | 0 | 0 | 0 | 0 | 0 | 0 | 0 | 0 | 0 | 0 | 0 | 0
F5_Commercial_Restaurant_New_Food Preparation_Natural Gas_Oven_E5 | F5 | Commercial | Restaurant | New | Food Preparation | Natural Gas | Oven | E5 | Utility - Cost of Operation | 0 | 0 | 0 | 0 | 0 | 0 | 0 | 0 | 0 | 0 | 0 | 0 | 0 | 0 | 0 | 0 | 0 | 0 | 0 | 0 | 0 | 0 | 0 | 0 | 0 | 0 | 0 | 0 | 0 | 0 | 0 | 0 | 0 | 0 | 0 | 0 | 0 | 0 | 0 | 0 | 0 | 0
F5_Commercial_Restaurant_New_Food Preparation_Natural Gas_Oven_E6 | F5 | Commercial | Restaurant | New | Food Preparation | Natural Gas | Oven | E6 | Utility - Cost of Operation | 0 | 0 | 0 | 0 | 0 | 0 | 0 | 0 | 0 | 0 | 0 | 0 | 0 | 0 | 0 | 0 | 0 | 0 | 0 | 0 | 0 | 0 | 0 | 0 | 0 | 0 | 0 | 0 | 0 | 0 | 0 | 0 | 0 | 0 | 0 | 0 | 0 | 0 | 0 | 0 | 0 | 0
F5_Commercial_Restaurant_New_Food Preparation_Natural Gas_Oven_E7 | F5 | Commercial | Restaurant | New | Food Preparation | Natural Gas | Oven | E7 | Utility - Cost of Operation | 0 | 0 | 0 | 0 | 0 | 0 | 0 | 0 | 0 | 0 | 0 | 0 | 0 | 0 | 0 | 0 | 0 | 0 | 0 | 0 | 0 | 0 | 0 | 0 | 0 | 0 | 0 | 0 | 0 | 0 | 0 | 0 | 0 | 0 | 0 | 0 | 0 | 0 | 0 | 0 | 0 | 0
F5_Commercial_Restaurant_New_Food Preparation_Natural Gas_Oven_E8 | F5 | Commercial | Restaurant | New | Food Preparation | Natural Gas | Oven | E8 | Utility - Cost of Operation | 0 | 0 | 0 | 0 | 0 | 0 | 0 | 0 | 0 | 0 | 0 | 0 | 0 | 0 | 0 | 0 | 0 | 0 | 0 | 0 | 0 | 0 | 0 | 0 | 0 | 0 | 0 | 0 | 0 | 0 | 0 | 0 | 0 | 0 | 0 | 0 | 0 | 0 | 0 | 0 | 0 | 0
F5_Commercial_Restaurant_New_Food Preparation_Natural Gas_Oven_E9 | F5 | Commercial | Restaurant | New | Food Preparation | Natural Gas | Oven | E9 | Utility - Cost of Operation | 0 | 0 | 0 | 0 | 0 | 0 | 0 | 0 | 0 | 0 | 0 | 0 | 0 | 0 | 0 | 0 | 0 | 0 | 0 | 0 | 0 | 0 | 0 | 0 | 0 | 0 | 0 | 0 | 0 | 0 | 0 | 0 | 0 | 0 | 0 | 0 | 0 | 0 | 0 | 0 | 0 | 0
F5_Commercial_Restaurant_New_Food Preparation_Natural Gas_Oven_E10 | F5 | Commercial | Restaurant | New | Food Preparation | Natural Gas | Oven | E10 | Utility - Cost of Operation | 0 | 0 | 0 | 0 | 0 | 0 | 0 | 0 | 0 | 0 | 0 | 0 | 0 | 0 | 0 | 0 | 0 | 0 | 0 | 0 | 0 | 0 | 0 | 0 | 0 | 0 | 0 | 0 | 0 | 0 | 0 | 0 | 0 | 0 | 0 | 0 | 0 | 0 | 0 | 0 | 0 | 0
F6_Commercial_Restaurant_New_Food Preparation_Natural Gas_Oven_E1 | F6 | Commercial | Restaurant | New | Food Preparation | Natural Gas | Oven | E1 | Utility - Value of Sales | 0.88768 | 0.89223 | 0.89954 | 0.89794 | 0.89794 | 0.89794 | 0.89794 | 0.89794 | 0.89794 | 0.89794 | 0.89794 | 0.89794 | 0.89794 | 0.89794 | 0.89794 | 0.89794 | 0.89794 | 0.89794 | 0.89794 | 0.89794 | 0.89794 | 0.89794 | 0.89794 | 0.89794 | 0.89794 | 0.89794 | 0.89794 | 0.89794 | 0.89794 | 0.89794 | 0.89794 | 0.89794 | 0.89794 | 0 | 0 | 0 | 0 | 0 | 0 | 0 | 0 | 0
F6_Commercial_Restaurant_New_Food Preparation_Natural Gas_Oven_E2 | F6 | Commercial | Restaurant | New | Food Preparation | Natural Gas | Oven | E2 | Utility - Value of Sales | 0.50831 | 0.51092 | 0.5151 | 0.51418 | 0.51418 | 0.51418 | 0.51418 | 0.51418 | 0.51418 | 0.51418 | 0.51418 | 0.51418 | 0.51418 | 0.51418 | 0.51418 | 0.51418 | 0.51418 | 0.51418 | 0.51418 | 0.51418 | 0.51418 | 0.51418 | 0.51418 | 0.51418 | 0.51418 | 0.51418 | 0.51418 | 0.51418 | 0.51418 | 0.51418 | 0.51418 | 0.51418 | 0.51418 | 0 | 0 | 0 | 0 | 0 | 0 | 0 | 0 | 0
F6_Commercial_Restaurant_New_Food Preparation_Natural Gas_Oven_E3 | F6 | Commercial | Restaurant | New | Food Preparation | Natural Gas | Oven | E3 | Utility - Value of Sales | 0 | 0 | 0 | 0 | 0 | 0 | 0 | 0 | 0 | 0 | 0 | 0 | 0 | 0 | 0 | 0 | 0 | 0 | 0 | 0 | 0 | 0 | 0 | 0 | 0 | 0 | 0 | 0 | 0 | 0 | 0 | 0 | 0 | 0 | 0 | 0 | 0 | 0 | 0 | 0 | 0 | 0
F6_Commercial_Restaurant_New_Food Preparation_Natural Gas_Oven_E4 | F6 | Commercial | Restaurant | New | Food Preparation | Natural Gas | Oven | E4 | Utility - Value of Sales | 0 | 0 | 0 | 0 | 0 | 0 | 0 | 0 | 0 | 0 | 0 | 0 | 0 | 0 | 0 | 0 | 0 | 0 | 0 | 0 | 0 | 0 | 0 | 0 | 0 | 0 | 0 | 0 | 0 | 0 | 0 | 0 | 0 | 0 | 0 | 0 | 0 | 0 | 0 | 0 | 0 | 0
F6_Commercial_Restaurant_New_Food Preparation_Natural Gas_Oven_E5 | F6 | Commercial | Restaurant | New | Food Preparation | Natural Gas | Oven | E5 | Utility - Value of Sales | 0 | 0 | 0 | 0 | 0 | 0 | 0 | 0 | 0 | 0 | 0 | 0 | 0 | 0 | 0 | 0 | 0 | 0 | 0 | 0 | 0 | 0 | 0 | 0 | 0 | 0 | 0 | 0 | 0 | 0 | 0 | 0 | 0 | 0 | 0 | 0 | 0 | 0 | 0 | 0 | 0 | 0
F6_Commercial_Restaurant_New_Food Preparation_Natural Gas_Oven_E6 | F6 | Commercial | Restaurant | New | Food Preparation | Natural Gas | Oven | E6 | Utility - Value of Sales | 0 | 0 | 0 | 0 | 0 | 0 | 0 | 0 | 0 | 0 | 0 | 0 | 0 | 0 | 0 | 0 | 0 | 0 | 0 | 0 | 0 | 0 | 0 | 0 | 0 | 0 | 0 | 0 | 0 | 0 | 0 | 0 | 0 | 0 | 0 | 0 | 0 | 0 | 0 | 0 | 0 | 0
F6_Commercial_Restaurant_New_Food Preparation_Natural Gas_Oven_E7 | F6 | Commercial | Restaurant | New | Food Preparation | Natural Gas | Oven | E7 | Utility - Value of Sales | 0 | 0 | 0 | 0 | 0 | 0 | 0 | 0 | 0 | 0 | 0 | 0 | 0 | 0 | 0 | 0 | 0 | 0 | 0 | 0 | 0 | 0 | 0 | 0 | 0 | 0 | 0 | 0 | 0 | 0 | 0 | 0 | 0 | 0 | 0 | 0 | 0 | 0 | 0 | 0 | 0 | 0
F6_Commercial_Restaurant_New_Food Preparation_Natural Gas_Oven_E8 | F6 | Commercial | Restaurant | New | Food Preparation | Natural Gas | Oven | E8 | Utility - Value of Sales | 0 | 0 | 0 | 0 | 0 | 0 | 0 | 0 | 0 | 0 | 0 | 0 | 0 | 0 | 0 | 0 | 0 | 0 | 0 | 0 | 0 | 0 | 0 | 0 | 0 | 0 | 0 | 0 | 0 | 0 | 0 | 0 | 0 | 0 | 0 | 0 | 0 | 0 | 0 | 0 | 0 | 0
F6_Commercial_Restaurant_New_Food Preparation_Natural Gas_Oven_E9 | F6 | Commercial | Restaurant | New | Food Preparation | Natural Gas | Oven | E9 | Utility - Value of Sales | 0 | 0 | 0 | 0 | 0 | 0 | 0 | 0 | 0 | 0 | 0 | 0 | 0 | 0 | 0 | 0 | 0 | 0 | 0 | 0 | 0 | 0 | 0 | 0 | 0 | 0 | 0 | 0 | 0 | 0 | 0 | 0 | 0 | 0 | 0 | 0 | 0 | 0 | 0 | 0 | 0 | 0
F6_Commercial_Restaurant_New_Food Preparation_Natural Gas_Oven_E10 | F6 | Commercial | Restaurant | New | Food Preparation | Natural Gas | Oven | E10 | Utility - Value of Sales | 0 | 0 | 0 | 0 | 0 | 0 | 0 | 0 | 0 | 0 | 0 | 0 | 0 | 0 | 0 | 0 | 0 | 0 | 0 | 0 | 0 | 0 | 0 | 0 | 0 | 0 | 0 | 0 | 0 | 0 | 0 | 0 | 0 | 0 | 0 | 0 | 0 | 0 | 0 | 0 | 0 | 0
F1_Commercial_Restaurant_New_Food Preparation_Natural Gas_Conveyor Oven_E1 | F1 | Commercial | Restaurant | New | Food Preparation | Natural Gas | Conveyor Oven | E1 | RVT - Cost of Equipment | 2.1098 | 2.1161 | 2.1289 | 2.125 | 2.125 | 2.1358 | 2.1558 | 2.1733 | 2.1935 | 2.2136 | 2.2339 | 2.2535 | 2.2741 | 2.2953 | 2.3157 | 2.3362 | 2.3561 | 2.3762 | 2.3958 | 2.4149 | 2.4326 | 2.4499 | 2.4651 | 2.4803 | 2.4936 | 2.505 | 2.5154 | 2.5243 | 2.5314 | 2.5371 | 2.5402 | 2.5423 | 2.5423 | 0 | 0 | 0 | 0 | 0 | 0 | 0 | 0 | 0
F1_Commercial_Restaurant_New_Food Preparation_Natural Gas_Conveyor Oven_E2 | F1 | Commercial | Restaurant | New | Food Preparation | Natural Gas | Conveyor Oven | E2 | RVT - Cost of Equipment | 1.6038 | 1.6086 | 1.6183 | 1.6153 | 1.6153 | 1.6235 | 1.6387 | 1.652 | 1.6674 | 1.6827 | 1.6981 | 1.713 | 1.7286 | 1.7448 | 1.7603 | 1.7759 | 1.791 | 1.8063 | 1.8212 | 1.8357 | 1.8491 | 1.8623 | 1.8738 | 1.8854 | 1.8955 | 1.9042 | 1.9121 | 1.9189 | 1.9242 | 1.9286 | 1.931 | 1.9326 | 1.9326 | 0 | 0 | 0 | 0 | 0 | 0 | 0 | 0 | 0
F1_Commercial_Restaurant_New_Food Preparation_Natural Gas_Conveyor Oven_E3 | F1 | Commercial | Restaurant | New | Food Preparation | Natural Gas | Conveyor Oven | E3 | RVT - Cost of Equipment | 0 | 0 | 0 | 0 | 0 | 0 | 0 | 0 | 0 | 0 | 0 | 0 | 0 | 0 | 0 | 0 | 0 | 0 | 0 | 0 | 0 | 0 | 0 | 0 | 0 | 0 | 0 | 0 | 0 | 0 | 0 | 0 | 0 | 0 | 0 | 0 | 0 | 0 | 0 | 0 | 0 | 0
F1_Commercial_Restaurant_New_Food Preparation_Natural Gas_Conveyor Oven_E4 | F1 | Commercial | Restaurant | New | Food Preparation | Natural Gas | Conveyor Oven | E4 | RVT - Cost of Equipment | 0 | 0 | 0 | 0 | 0 | 0 | 0 | 0 | 0 | 0 | 0 | 0 | 0 | 0 | 0 | 0 | 0 | 0 | 0 | 0 | 0 | 0 | 0 | 0 | 0 | 0 | 0 | 0 | 0 | 0 | 0 | 0 | 0 | 0 | 0 | 0 | 0 | 0 | 0 | 0 | 0 | 0
F1_Commercial_Restaurant_New_Food Preparation_Natural Gas_Conveyor Oven_E5 | F1 | Commercial | Restaurant | New | Food Preparation | Natural Gas | Conveyor Oven | E5 | RVT - Cost of Equipment | 0 | 0 | 0 | 0 | 0 | 0 | 0 | 0 | 0 | 0 | 0 | 0 | 0 | 0 | 0 | 0 | 0 | 0 | 0 | 0 | 0 | 0 | 0 | 0 | 0 | 0 | 0 | 0 | 0 | 0 | 0 | 0 | 0 | 0 | 0 | 0 | 0 | 0 | 0 | 0 | 0 | 0
F1_Commercial_Restaurant_New_Food Preparation_Natural Gas_Conveyor Oven_E6 | F1 | Commercial | Restaurant | New | Food Preparation | Natural Gas | Conveyor Oven | E6 | RVT - Cost of Equipment | 0 | 0 | 0 | 0 | 0 | 0 | 0 | 0 | 0 | 0 | 0 | 0 | 0 | 0 | 0 | 0 | 0 | 0 | 0 | 0 | 0 | 0 | 0 | 0 | 0 | 0 | 0 | 0 | 0 | 0 | 0 | 0 | 0 | 0 | 0 | 0 | 0 | 0 | 0 | 0 | 0 | 0
F1_Commercial_Restaurant_New_Food Preparation_Natural Gas_Conveyor Oven_E7 | F1 | Commercial | Restaurant | New | Food Preparation | Natural Gas | Conveyor Oven | E7 | RVT - Cost of Equipment | 0 | 0 | 0 | 0 | 0 | 0 | 0 | 0 | 0 | 0 | 0 | 0 | 0 | 0 | 0 | 0 | 0 | 0 | 0 | 0 | 0 | 0 | 0 | 0 | 0 | 0 | 0 | 0 | 0 | 0 | 0 | 0 | 0 | 0 | 0 | 0 | 0 | 0 | 0 | 0 | 0 | 0
F1_Commercial_Restaurant_New_Food Preparation_Natural Gas_Conveyor Oven_E8 | F1 | Commercial | Restaurant | New | Food Preparation | Natural Gas | Conveyor Oven | E8 | RVT - Cost of Equipment | 0 | 0 | 0 | 0 | 0 | 0 | 0 | 0 | 0 | 0 | 0 | 0 | 0 | 0 | 0 | 0 | 0 | 0 | 0 | 0 | 0 | 0 | 0 | 0 | 0 | 0 | 0 | 0 | 0 | 0 | 0 | 0 | 0 | 0 | 0 | 0 | 0 | 0 | 0 | 0 | 0 | 0
F1_Commercial_Restaurant_New_Food Preparation_Natural Gas_Conveyor Oven_E9 | F1 | Commercial | Restaurant | New | Food Preparation | Natural Gas | Conveyor Oven | E9 | RVT - Cost of Equipment | 0 | 0 | 0 | 0 | 0 | 0 | 0 | 0 | 0 | 0 | 0 | 0 | 0 | 0 | 0 | 0 | 0 | 0 | 0 | 0 | 0 | 0 | 0 | 0 | 0 | 0 | 0 | 0 | 0 | 0 | 0 | 0 | 0 | 0 | 0 | 0 | 0 | 0 | 0 | 0 | 0 | 0
F1_Commercial_Restaurant_New_Food Preparation_Natural Gas_Conveyor Oven_E10 | F1 | Commercial | Restaurant | New | Food Preparation | Natural Gas | Conveyor Oven | E10 | RVT - Cost of Equipment | 0 | 0 | 0 | 0 | 0 | 0 | 0 | 0 | 0 | 0 | 0 | 0 | 0 | 0 | 0 | 0 | 0 | 0 | 0 | 0 | 0 | 0 | 0 | 0 | 0 | 0 | 0 | 0 | 0 | 0 | 0 | 0 | 0 | 0 | 0 | 0 | 0 | 0 | 0 | 0 | 0 | 0
F2_Commercial_Restaurant_New_Food Preparation_Natural Gas_Conveyor Oven_E1 | F2 | Commercial | Restaurant | New | Food Preparation | Natural Gas | Conveyor Oven | E1 | RVT - Cost of Operation | 2.5277 | 2.5352 | 2.5506 | 2.5459 | 2.5459 | 2.5588 | 2.5827 | 2.6037 | 2.628 | 2.6521 | 2.6764 | 2.6999 | 2.7245 | 2.7499 | 2.7744 | 2.7989 | 2.8227 | 2.8469 | 2.8703 | 2.8933 | 2.9144 | 2.9351 | 2.9533 | 2.9716 | 2.9874 | 3.0011 | 3.0136 | 3.0243 | 3.0327 | 3.0396 | 3.0434 | 3.0459 | 3.0459 | 0 | 0 | 0 | 0 | 0 | 0 | 0 | 0 | 0
F2_Commercial_Restaurant_New_Food Preparation_Natural Gas_Conveyor Oven_E2 | F2 | Commercial | Restaurant | New | Food Preparation | Natural Gas | Conveyor Oven | E2 | RVT - Cost of Operation | 1.9214 | 1.9272 | 1.9388 | 1.9352 | 1.9353 | 1.9451 | 1.9633 | 1.9792 | 1.9977 | 2.016 | 2.0345 | 2.0523 | 2.071 | 2.0903 | 2.109 | 2.1276 | 2.1457 | 2.1641 | 2.1819 | 2.1993 | 2.2154 | 2.2311 | 2.245 | 2.2589 | 2.2709 | 2.2813 | 2.2908 | 2.2989 | 2.3053 | 2.3106 | 2.3134 | 2.3154 | 2.3154 | 0 | 0 | 0 | 0 | 0 | 0 | 0 | 0 | 0
F2_Commercial_Restaurant_New_Food Preparation_Natural Gas_Conveyor Oven_E3 | F2 | Commercial | Restaurant | New | Food Preparation | Natural Gas | Conveyor Oven | E3 | RVT - Cost of Operation | 0 | 0 | 0 | 0 | 0 | 0 | 0 | 0 | 0 | 0 | 0 | 0 | 0 | 0 | 0 | 0 | 0 | 0 | 0 | 0 | 0 | 0 | 0 | 0 | 0 | 0 | 0 | 0 | 0 | 0 | 0 | 0 | 0 | 0 | 0 | 0 | 0 | 0 | 0 | 0 | 0 | 0
F2_Commercial_Restaurant_New_Food Preparation_Natural Gas_Conveyor Oven_E4 | F2 | Commercial | Restaurant | New | Food Preparation | Natural Gas | Conveyor Oven | E4 | RVT - Cost of Operation | 0 | 0 | 0 | 0 | 0 | 0 | 0 | 0 | 0 | 0 | 0 | 0 | 0 | 0 | 0 | 0 | 0 | 0 | 0 | 0 | 0 | 0 | 0 | 0 | 0 | 0 | 0 | 0 | 0 | 0 | 0 | 0 | 0 | 0 | 0 | 0 | 0 | 0 | 0 | 0 | 0 | 0
F2_Commercial_Restaurant_New_Food Preparation_Natural Gas_Conveyor Oven_E5 | F2 | Commercial | Restaurant | New | Food Preparation | Natural Gas | Conveyor Oven | E5 | RVT - Cost of Operation | 0 | 0 | 0 | 0 | 0 | 0 | 0 | 0 | 0 | 0 | 0 | 0 | 0 | 0 | 0 | 0 | 0 | 0 | 0 | 0 | 0 | 0 | 0 | 0 | 0 | 0 | 0 | 0 | 0 | 0 | 0 | 0 | 0 | 0 | 0 | 0 | 0 | 0 | 0 | 0 | 0 | 0
F2_Commercial_Restaurant_New_Food Preparation_Natural Gas_Conveyor Oven_E6 | F2 | Commercial | Restaurant | New | Food Preparation | Natural Gas | Conveyor Oven | E6 | RVT - Cost of Operation | 0 | 0 | 0 | 0 | 0 | 0 | 0 | 0 | 0 | 0 | 0 | 0 | 0 | 0 | 0 | 0 | 0 | 0 | 0 | 0 | 0 | 0 | 0 | 0 | 0 | 0 | 0 | 0 | 0 | 0 | 0 | 0 | 0 | 0 | 0 | 0 | 0 | 0 | 0 | 0 | 0 | 0
F2_Commercial_Restaurant_New_Food Preparation_Natural Gas_Conveyor Oven_E7 | F2 | Commercial | Restaurant | New | Food Preparation | Natural Gas | Conveyor Oven | E7 | RVT - Cost of Operation | 0 | 0 | 0 | 0 | 0 | 0 | 0 | 0 | 0 | 0 | 0 | 0 | 0 | 0 | 0 | 0 | 0 | 0 | 0 | 0 | 0 | 0 | 0 | 0 | 0 | 0 | 0 | 0 | 0 | 0 | 0 | 0 | 0 | 0 | 0 | 0 | 0 | 0 | 0 | 0 | 0 | 0
F2_Commercial_Restaurant_New_Food Preparation_Natural Gas_Conveyor Oven_E8 | F2 | Commercial | Restaurant | New | Food Preparation | Natural Gas | Conveyor Oven | E8 | RVT - Cost of Operation | 0 | 0 | 0 | 0 | 0 | 0 | 0 | 0 | 0 | 0 | 0 | 0 | 0 | 0 | 0 | 0 | 0 | 0 | 0 | 0 | 0 | 0 | 0 | 0 | 0 | 0 | 0 | 0 | 0 | 0 | 0 | 0 | 0 | 0 | 0 | 0 | 0 | 0 | 0 | 0 | 0 | 0
F2_Commercial_Restaurant_New_Food Preparation_Natural Gas_Conveyor Oven_E9 | F2 | Commercial | Restaurant | New | Food Preparation | Natural Gas | Conveyor Oven | E9 | RVT - Cost of Operation | 0 | 0 | 0 | 0 | 0 | 0 | 0 | 0 | 0 | 0 | 0 | 0 | 0 | 0 | 0 | 0 | 0 | 0 | 0 | 0 | 0 | 0 | 0 | 0 | 0 | 0 | 0 | 0 | 0 | 0 | 0 | 0 | 0 | 0 | 0 | 0 | 0 | 0 | 0 | 0 | 0 | 0
F2_Commercial_Restaurant_New_Food Preparation_Natural Gas_Conveyor Oven_E10 | F2 | Commercial | Restaurant | New | Food Preparation | Natural Gas | Conveyor Oven | E10 | RVT - Cost of Operation | 0 | 0 | 0 | 0 | 0 | 0 | 0 | 0 | 0 | 0 | 0 | 0 | 0 | 0 | 0 | 0 | 0 | 0 | 0 | 0 | 0 | 0 | 0 | 0 | 0 | 0 | 0 | 0 | 0 | 0 | 0 | 0 | 0 | 0 | 0 | 0 | 0 | 0 | 0 | 0 | 0 | 0
F3_Commercial_Restaurant_New_Food Preparation_Natural Gas_Conveyor Oven_E1 | F3 | Commercial | Restaurant | New | Food Preparation | Natural Gas | Conveyor Oven | E1 | System - kBTUs of Consumption | 0.38077 | 0.38077 | 0.38077 | 0.38077 | 0.38077 | 0.38077 | 0.38077 | 0.38077 | 0.38077 | 0.38077 | 0.38077 | 0.38077 | 0.38077 | 0.38077 | 0.38077 | 0.38077 | 0.38077 | 0.38077 | 0.38077 | 0.38077 | 0.38077 | 0.38077 | 0.38077 | 0.38077 | 0.38077 | 0.38077 | 0.38077 | 0.38077 | 0.38077 | 0.38077 | 0.38077 | 0.38077 | 0.38077 | 0 | 0 | 0 | 0 | 0 | 0 | 0 | 0 | 0
F3_Commercial_Restaurant_New_Food Preparation_Natural Gas_Conveyor Oven_E2 | F3 | Commercial | Restaurant | New | Food Preparation | Natural Gas | Conveyor Oven | E2 | System - kBTUs of Consumption | 0.46421 | 0.46421 | 0.46421 | 0.46421 | 0.46421 | 0.46421 | 0.46421 | 0.46421 | 0.46421 | 0.46421 | 0.46421 | 0.46421 | 0.46421 | 0.46421 | 0.46421 | 0.46421 | 0.46421 | 0.46421 | 0.46421 | 0.46421 | 0.46421 | 0.46421 | 0.46421 | 0.46421 | 0.46421 | 0.46421 | 0.46421 | 0.46421 | 0.46421 | 0.46421 | 0.46421 | 0.46421 | 0.46421 | 0 | 0 | 0 | 0 | 0 | 0 | 0 | 0 | 0
F3_Commercial_Restaurant_New_Food Preparation_Natural Gas_Conveyor Oven_E3 | F3 | Commercial | Restaurant | New | Food Preparation | Natural Gas | Conveyor Oven | E3 | System - kBTUs of Consumption | 0 | 0 | 0 | 0 | 0 | 0 | 0 | 0 | 0 | 0 | 0 | 0 | 0 | 0 | 0 | 0 | 0 | 0 | 0 | 0 | 0 | 0 | 0 | 0 | 0 | 0 | 0 | 0 | 0 | 0 | 0 | 0 | 0 | 0 | 0 | 0 | 0 | 0 | 0 | 0 | 0 | 0
F3_Commercial_Restaurant_New_Food Preparation_Natural Gas_Conveyor Oven_E4 | F3 | Commercial | Restaurant | New | Food Preparation | Natural Gas | Conveyor Oven | E4 | System - kBTUs of Consumption | 0 | 0 | 0 | 0 | 0 | 0 | 0 | 0 | 0 | 0 | 0 | 0 | 0 | 0 | 0 | 0 | 0 | 0 | 0 | 0 | 0 | 0 | 0 | 0 | 0 | 0 | 0 | 0 | 0 | 0 | 0 | 0 | 0 | 0 | 0 | 0 | 0 | 0 | 0 | 0 | 0 | 0
F3_Commercial_Restaurant_New_Food Preparation_Natural Gas_Conveyor Oven_E5 | F3 | Commercial | Restaurant | New | Food Preparation | Natural Gas | Conveyor Oven | E5 | System - kBTUs of Consumption | 0 | 0 | 0 | 0 | 0 | 0 | 0 | 0 | 0 | 0 | 0 | 0 | 0 | 0 | 0 | 0 | 0 | 0 | 0 | 0 | 0 | 0 | 0 | 0 | 0 | 0 | 0 | 0 | 0 | 0 | 0 | 0 | 0 | 0 | 0 | 0 | 0 | 0 | 0 | 0 | 0 | 0
F3_Commercial_Restaurant_New_Food Preparation_Natural Gas_Conveyor Oven_E6 | F3 | Commercial | Restaurant | New | Food Preparation | Natural Gas | Conveyor Oven | E6 | System - kBTUs of Consumption | 0 | 0 | 0 | 0 | 0 | 0 | 0 | 0 | 0 | 0 | 0 | 0 | 0 | 0 | 0 | 0 | 0 | 0 | 0 | 0 | 0 | 0 | 0 | 0 | 0 | 0 | 0 | 0 | 0 | 0 | 0 | 0 | 0 | 0 | 0 | 0 | 0 | 0 | 0 | 0 | 0 | 0
F3_Commercial_Restaurant_New_Food Preparation_Natural Gas_Conveyor Oven_E7 | F3 | Commercial | Restaurant | New | Food Preparation | Natural Gas | Conveyor Oven | E7 | System - kBTUs of Consumption | 0 | 0 | 0 | 0 | 0 | 0 | 0 | 0 | 0 | 0 | 0 | 0 | 0 | 0 | 0 | 0 | 0 | 0 | 0 | 0 | 0 | 0 | 0 | 0 | 0 | 0 | 0 | 0 | 0 | 0 | 0 | 0 | 0 | 0 | 0 | 0 | 0 | 0 | 0 | 0 | 0 | 0
F3_Commercial_Restaurant_New_Food Preparation_Natural Gas_Conveyor Oven_E8 | F3 | Commercial | Restaurant | New | Food Preparation | Natural Gas | Conveyor Oven | E8 | System - kBTUs of Consumption | 0 | 0 | 0 | 0 | 0 | 0 | 0 | 0 | 0 | 0 | 0 | 0 | 0 | 0 | 0 | 0 | 0 | 0 | 0 | 0 | 0 | 0 | 0 | 0 | 0 | 0 | 0 | 0 | 0 | 0 | 0 | 0 | 0 | 0 | 0 | 0 | 0 | 0 | 0 | 0 | 0 | 0
F3_Commercial_Restaurant_New_Food Preparation_Natural Gas_Conveyor Oven_E9 | F3 | Commercial | Restaurant | New | Food Preparation | Natural Gas | Conveyor Oven | E9 | System - kBTUs of Consumption | 0 | 0 | 0 | 0 | 0 | 0 | 0 | 0 | 0 | 0 | 0 | 0 | 0 | 0 | 0 | 0 | 0 | 0 | 0 | 0 | 0 | 0 | 0 | 0 | 0 | 0 | 0 | 0 | 0 | 0 | 0 | 0 | 0 | 0 | 0 | 0 | 0 | 0 | 0 | 0 | 0 | 0
F3_Commercial_Restaurant_New_Food Preparation_Natural Gas_Conveyor Oven_E10 | F3 | Commercial | Restaurant | New | Food Preparation | Natural Gas | Conveyor Oven | E10 | System - kBTUs of Consumption | 0 | 0 | 0 | 0 | 0 | 0 | 0 | 0 | 0 | 0 | 0 | 0 | 0 | 0 | 0 | 0 | 0 | 0 | 0 | 0 | 0 | 0 | 0 | 0 | 0 | 0 | 0 | 0 | 0 | 0 | 0 | 0 | 0 | 0 | 0 | 0 | 0 | 0 | 0 | 0 | 0 | 0
F4_Commercial_Restaurant_New_Food Preparation_Natural Gas_Conveyor Oven_E1 | F4 | Commercial | Restaurant | New | Food Preparation | Natural Gas | Conveyor Oven | E1 | Utility - Cost of Equipment | 2.5277 | 2.5352 | 2.5506 | 2.5459 | 2.5459 | 2.5588 | 2.5827 | 2.6037 | 2.628 | 2.6521 | 2.6764 | 2.6999 | 2.7245 | 2.7499 | 2.7744 | 2.7989 | 2.8227 | 2.8469 | 2.8703 | 2.8933 | 2.9144 | 2.9351 | 2.9533 | 2.9716 | 2.9874 | 3.0011 | 3.0136 | 3.0243 | 3.0327 | 3.0396 | 3.0434 | 3.0459 | 3.0459 | 0 | 0 | 0 | 0 | 0 | 0 | 0 | 0 | 0
F4_Commercial_Restaurant_New_Food Preparation_Natural Gas_Conveyor Oven_E2 | F4 | Commercial | Restaurant | New | Food Preparation | Natural Gas | Conveyor Oven | E2 | Utility - Cost of Equipment | 1.9214 | 1.9272 | 1.9388 | 1.9352 | 1.9353 | 1.9451 | 1.9633 | 1.9792 | 1.9977 | 2.016 | 2.0345 | 2.0523 | 2.071 | 2.0903 | 2.109 | 2.1276 | 2.1457 | 2.1641 | 2.1819 | 2.1993 | 2.2154 | 2.2311 | 2.245 | 2.2589 | 2.2709 | 2.2813 | 2.2908 | 2.2989 | 2.3053 | 2.3106 | 2.3134 | 2.3154 | 2.3154 | 0 | 0 | 0 | 0 | 0 | 0 | 0 | 0 | 0
F4_Commercial_Restaurant_New_Food Preparation_Natural Gas_Conveyor Oven_E3 | F4 | Commercial | Restaurant | New | Food Preparation | Natural Gas | Conveyor Oven | E3 | Utility - Cost of Equipment | 0 | 0 | 0 | 0 | 0 | 0 | 0 | 0 | 0 | 0 | 0 | 0 | 0 | 0 | 0 | 0 | 0 | 0 | 0 | 0 | 0 | 0 | 0 | 0 | 0 | 0 | 0 | 0 | 0 | 0 | 0 | 0 | 0 | 0 | 0 | 0 | 0 | 0 | 0 | 0 | 0 | 0
F4_Commercial_Restaurant_New_Food Preparation_Natural Gas_Conveyor Oven_E4 | F4 | Commercial | Restaurant | New | Food Preparation | Natural Gas | Conveyor Oven | E4 | Utility - Cost of Equipment | 0 | 0 | 0 | 0 | 0 | 0 | 0 | 0 | 0 | 0 | 0 | 0 | 0 | 0 | 0 | 0 | 0 | 0 | 0 | 0 | 0 | 0 | 0 | 0 | 0 | 0 | 0 | 0 | 0 | 0 | 0 | 0 | 0 | 0 | 0 | 0 | 0 | 0 | 0 | 0 | 0 | 0
F4_Commercial_Restaurant_New_Food Preparation_Natural Gas_Conveyor Oven_E5 | F4 | Commercial | Restaurant | New | Food Preparation | Natural Gas | Conveyor Oven | E5 | Utility - Cost of Equipment | 0 | 0 | 0 | 0 | 0 | 0 | 0 | 0 | 0 | 0 | 0 | 0 | 0 | 0 | 0 | 0 | 0 | 0 | 0 | 0 | 0 | 0 | 0 | 0 | 0 | 0 | 0 | 0 | 0 | 0 | 0 | 0 | 0 | 0 | 0 | 0 | 0 | 0 | 0 | 0 | 0 | 0
F4_Commercial_Restaurant_New_Food Preparation_Natural Gas_Conveyor Oven_E6 | F4 | Commercial | Restaurant | New | Food Preparation | Natural Gas | Conveyor Oven | E6 | Utility - Cost of Equipment | 0 | 0 | 0 | 0 | 0 | 0 | 0 | 0 | 0 | 0 | 0 | 0 | 0 | 0 | 0 | 0 | 0 | 0 | 0 | 0 | 0 | 0 | 0 | 0 | 0 | 0 | 0 | 0 | 0 | 0 | 0 | 0 | 0 | 0 | 0 | 0 | 0 | 0 | 0 | 0 | 0 | 0
F4_Commercial_Restaurant_New_Food Preparation_Natural Gas_Conveyor Oven_E7 | F4 | Commercial | Restaurant | New | Food Preparation | Natural Gas | Conveyor Oven | E7 | Utility - Cost of Equipment | 0 | 0 | 0 | 0 | 0 | 0 | 0 | 0 | 0 | 0 | 0 | 0 | 0 | 0 | 0 | 0 | 0 | 0 | 0 | 0 | 0 | 0 | 0 | 0 | 0 | 0 | 0 | 0 | 0 | 0 | 0 | 0 | 0 | 0 | 0 | 0 | 0 | 0 | 0 | 0 | 0 | 0
F4_Commercial_Restaurant_New_Food Preparation_Natural Gas_Conveyor Oven_E8 | F4 | Commercial | Restaurant | New | Food Preparation | Natural Gas | Conveyor Oven | E8 | Utility - Cost of Equipment | 0 | 0 | 0 | 0 | 0 | 0 | 0 | 0 | 0 | 0 | 0 | 0 | 0 | 0 | 0 | 0 | 0 | 0 | 0 | 0 | 0 | 0 | 0 | 0 | 0 | 0 | 0 | 0 | 0 | 0 | 0 | 0 | 0 | 0 | 0 | 0 | 0 | 0 | 0 | 0 | 0 | 0
F4_Commercial_Restaurant_New_Food Preparation_Natural Gas_Conveyor Oven_E9 | F4 | Commercial | Restaurant | New | Food Preparation | Natural Gas | Conveyor Oven | E9 | Utility - Cost of Equipment | 0 | 0 | 0 | 0 | 0 | 0 | 0 | 0 | 0 | 0 | 0 | 0 | 0 | 0 | 0 | 0 | 0 | 0 | 0 | 0 | 0 | 0 | 0 | 0 | 0 | 0 | 0 | 0 | 0 | 0 | 0 | 0 | 0 | 0 | 0 | 0 | 0 | 0 | 0 | 0 | 0 | 0
F4_Commercial_Restaurant_New_Food Preparation_Natural Gas_Conveyor Oven_E10 | F4 | Commercial | Restaurant | New | Food Preparation | Natural Gas | Conveyor Oven | E10 | Utility - Cost of Equipment | 0 | 0 | 0 | 0 | 0 | 0 | 0 | 0 | 0 | 0 | 0 | 0 | 0 | 0 | 0 | 0 | 0 | 0 | 0 | 0 | 0 | 0 | 0 | 0 | 0 | 0 | 0 | 0 | 0 | 0 | 0 | 0 | 0 | 0 | 0 | 0 | 0 | 0 | 0 | 0 | 0 | 0
F5_Commercial_Restaurant_New_Food Preparation_Natural Gas_Conveyor Oven_E1 | F5 | Commercial | Restaurant | New | Food Preparation | Natural Gas | Conveyor Oven | E1 | Utility - Cost of Operation | 0.38077 | 0.38077 | 0.38077 | 0.38077 | 0.38077 | 0.38077 | 0.38077 | 0.38077 | 0.38077 | 0.38077 | 0.38077 | 0.38077 | 0.38077 | 0.38077 | 0.38077 | 0.38077 | 0.38077 | 0.38077 | 0.38077 | 0.38077 | 0.38077 | 0.38077 | 0.38077 | 0.38077 | 0.38077 | 0.38077 | 0.38077 | 0.38077 | 0.38077 | 0.38077 | 0.38077 | 0.38077 | 0.38077 | 0 | 0 | 0 | 0 | 0 | 0 | 0 | 0 | 0
F5_Commercial_Restaurant_New_Food Preparation_Natural Gas_Conveyor Oven_E2 | F5 | Commercial | Restaurant | New | Food Preparation | Natural Gas | Conveyor Oven | E2 | Utility - Cost of Operation | 0.46421 | 0.46421 | 0.46421 | 0.46421 | 0.46421 | 0.46421 | 0.46421 | 0.46421 | 0.46421 | 0.46421 | 0.46421 | 0.46421 | 0.46421 | 0.46421 | 0.46421 | 0.46421 | 0.46421 | 0.46421 | 0.46421 | 0.46421 | 0.46421 | 0.46421 | 0.46421 | 0.46421 | 0.46421 | 0.46421 | 0.46421 | 0.46421 | 0.46421 | 0.46421 | 0.46421 | 0.46421 | 0.46421 | 0 | 0 | 0 | 0 | 0 | 0 | 0 | 0 | 0
F5_Commercial_Restaurant_New_Food Preparation_Natural Gas_Conveyor Oven_E3 | F5 | Commercial | Restaurant | New | Food Preparation | Natural Gas | Conveyor Oven | E3 | Utility - Cost of Operation | 0 | 0 | 0 | 0 | 0 | 0 | 0 | 0 | 0 | 0 | 0 | 0 | 0 | 0 | 0 | 0 | 0 | 0 | 0 | 0 | 0 | 0 | 0 | 0 | 0 | 0 | 0 | 0 | 0 | 0 | 0 | 0 | 0 | 0 | 0 | 0 | 0 | 0 | 0 | 0 | 0 | 0
F5_Commercial_Restaurant_New_Food Preparation_Natural Gas_Conveyor Oven_E4 | F5 | Commercial | Restaurant | New | Food Preparation | Natural Gas | Conveyor Oven | E4 | Utility - Cost of Operation | 0 | 0 | 0 | 0 | 0 | 0 | 0 | 0 | 0 | 0 | 0 | 0 | 0 | 0 | 0 | 0 | 0 | 0 | 0 | 0 | 0 | 0 | 0 | 0 | 0 | 0 | 0 | 0 | 0 | 0 | 0 | 0 | 0 | 0 | 0 | 0 | 0 | 0 | 0 | 0 | 0 | 0
F5_Commercial_Restaurant_New_Food Preparation_Natural Gas_Conveyor Oven_E5 | F5 | Commercial | Restaurant | New | Food Preparation | Natural Gas | Conveyor Oven | E5 | Utility - Cost of Operation | 0 | 0 | 0 | 0 | 0 | 0 | 0 | 0 | 0 | 0 | 0 | 0 | 0 | 0 | 0 | 0 | 0 | 0 | 0 | 0 | 0 | 0 | 0 | 0 | 0 | 0 | 0 | 0 | 0 | 0 | 0 | 0 | 0 | 0 | 0 | 0 | 0 | 0 | 0 | 0 | 0 | 0
F5_Commercial_Restaurant_New_Food Preparation_Natural Gas_Conveyor Oven_E6 | F5 | Commercial | Restaurant | New | Food Preparation | Natural Gas | Conveyor Oven | E6 | Utility - Cost of Operation | 0 | 0 | 0 | 0 | 0 | 0 | 0 | 0 | 0 | 0 | 0 | 0 | 0 | 0 | 0 | 0 | 0 | 0 | 0 | 0 | 0 | 0 | 0 | 0 | 0 | 0 | 0 | 0 | 0 | 0 | 0 | 0 | 0 | 0 | 0 | 0 | 0 | 0 | 0 | 0 | 0 | 0
F5_Commercial_Restaurant_New_Food Preparation_Natural Gas_Conveyor Oven_E7 | F5 | Commercial | Restaurant | New | Food Preparation | Natural Gas | Conveyor Oven | E7 | Utility - Cost of Operation | 0 | 0 | 0 | 0 | 0 | 0 | 0 | 0 | 0 | 0 | 0 | 0 | 0 | 0 | 0 | 0 | 0 | 0 | 0 | 0 | 0 | 0 | 0 | 0 | 0 | 0 | 0 | 0 | 0 | 0 | 0 | 0 | 0 | 0 | 0 | 0 | 0 | 0 | 0 | 0 | 0 | 0
F5_Commercial_Restaurant_New_Food Preparation_Natural Gas_Conveyor Oven_E8 | F5 | Commercial | Restaurant | New | Food Preparation | Natural Gas | Conveyor Oven | E8 | Utility - Cost of Operation | 0 | 0 | 0 | 0 | 0 | 0 | 0 | 0 | 0 | 0 | 0 | 0 | 0 | 0 | 0 | 0 | 0 | 0 | 0 | 0 | 0 | 0 | 0 | 0 | 0 | 0 | 0 | 0 | 0 | 0 | 0 | 0 | 0 | 0 | 0 | 0 | 0 | 0 | 0 | 0 | 0 | 0
F5_Commercial_Restaurant_New_Food Preparation_Natural Gas_Conveyor Oven_E9 | F5 | Commercial | Restaurant | New | Food Preparation | Natural Gas | Conveyor Oven | E9 | Utility - Cost of Operation | 0 | 0 | 0 | 0 | 0 | 0 | 0 | 0 | 0 | 0 | 0 | 0 | 0 | 0 | 0 | 0 | 0 | 0 | 0 | 0 | 0 | 0 | 0 | 0 | 0 | 0 | 0 | 0 | 0 | 0 | 0 | 0 | 0 | 0 | 0 | 0 | 0 | 0 | 0 | 0 | 0 | 0
F5_Commercial_Restaurant_New_Food Preparation_Natural Gas_Conveyor Oven_E10 | F5 | Commercial | Restaurant | New | Food Preparation | Natural Gas | Conveyor Oven | E10 | Utility - Cost of Operation | 0 | 0 | 0 | 0 | 0 | 0 | 0 | 0 | 0 | 0 | 0 | 0 | 0 | 0 | 0 | 0 | 0 | 0 | 0 | 0 | 0 | 0 | 0 | 0 | 0 | 0 | 0 | 0 | 0 | 0 | 0 | 0 | 0 | 0 | 0 | 0 | 0 | 0 | 0 | 0 | 0 | 0
F6_Commercial_Restaurant_New_Food Preparation_Natural Gas_Conveyor Oven_E1 | F6 | Commercial | Restaurant | New | Food Preparation | Natural Gas | Conveyor Oven | E1 | Utility - Value of Sales | 1.329 | 1.3332 | 1.3399 | 1.3384 | 1.3384 | 1.3384 | 1.3384 | 1.3384 | 1.3384 | 1.3384 | 1.3384 | 1.3384 | 1.3384 | 1.3384 | 1.3384 | 1.3384 | 1.3384 | 1.3384 | 1.3384 | 1.3384 | 1.3384 | 1.3384 | 1.3384 | 1.3384 | 1.3384 | 1.3384 | 1.3384 | 1.3384 | 1.3384 | 1.3384 | 1.3384 | 1.3384 | 1.3384 | 0 | 0 | 0 | 0 | 0 | 0 | 0 | 0 | 0
F6_Commercial_Restaurant_New_Food Preparation_Natural Gas_Conveyor Oven_E2 | F6 | Commercial | Restaurant | New | Food Preparation | Natural Gas | Conveyor Oven | E2 | Utility - Value of Sales | 1.0102 | 1.0134 | 1.0185 | 1.0174 | 1.0174 | 1.0174 | 1.0174 | 1.0174 | 1.0174 | 1.0174 | 1.0174 | 1.0174 | 1.0174 | 1.0174 | 1.0174 | 1.0174 | 1.0174 | 1.0174 | 1.0174 | 1.0174 | 1.0174 | 1.0174 | 1.0174 | 1.0174 | 1.0174 | 1.0174 | 1.0174 | 1.0174 | 1.0174 | 1.0174 | 1.0174 | 1.0174 | 1.0174 | 0 | 0 | 0 | 0 | 0 | 0 | 0 | 0 | 0
F6_Commercial_Restaurant_New_Food Preparation_Natural Gas_Conveyor Oven_E3 | F6 | Commercial | Restaurant | New | Food Preparation | Natural Gas | Conveyor Oven | E3 | Utility - Value of Sales | 0 | 0 | 0 | 0 | 0 | 0 | 0 | 0 | 0 | 0 | 0 | 0 | 0 | 0 | 0 | 0 | 0 | 0 | 0 | 0 | 0 | 0 | 0 | 0 | 0 | 0 | 0 | 0 | 0 | 0 | 0 | 0 | 0 | 0 | 0 | 0 | 0 | 0 | 0 | 0 | 0 | 0
F6_Commercial_Restaurant_New_Food Preparation_Natural Gas_Conveyor Oven_E4 | F6 | Commercial | Restaurant | New | Food Preparation | Natural Gas | Conveyor Oven | E4 | Utility - Value of Sales | 0 | 0 | 0 | 0 | 0 | 0 | 0 | 0 | 0 | 0 | 0 | 0 | 0 | 0 | 0 | 0 | 0 | 0 | 0 | 0 | 0 | 0 | 0 | 0 | 0 | 0 | 0 | 0 | 0 | 0 | 0 | 0 | 0 | 0 | 0 | 0 | 0 | 0 | 0 | 0 | 0 | 0
F6_Commercial_Restaurant_New_Food Preparation_Natural Gas_Conveyor Oven_E5 | F6 | Commercial | Restaurant | New | Food Preparation | Natural Gas | Conveyor Oven | E5 | Utility - Value of Sales | 0 | 0 | 0 | 0 | 0 | 0 | 0 | 0 | 0 | 0 | 0 | 0 | 0 | 0 | 0 | 0 | 0 | 0 | 0 | 0 | 0 | 0 | 0 | 0 | 0 | 0 | 0 | 0 | 0 | 0 | 0 | 0 | 0 | 0 | 0 | 0 | 0 | 0 | 0 | 0 | 0 | 0
F6_Commercial_Restaurant_New_Food Preparation_Natural Gas_Conveyor Oven_E6 | F6 | Commercial | Restaurant | New | Food Preparation | Natural Gas | Conveyor Oven | E6 | Utility - Value of Sales | 0 | 0 | 0 | 0 | 0 | 0 | 0 | 0 | 0 | 0 | 0 | 0 | 0 | 0 | 0 | 0 | 0 | 0 | 0 | 0 | 0 | 0 | 0 | 0 | 0 | 0 | 0 | 0 | 0 | 0 | 0 | 0 | 0 | 0 | 0 | 0 | 0 | 0 | 0 | 0 | 0 | 0
F6_Commercial_Restaurant_New_Food Preparation_Natural Gas_Conveyor Oven_E7 | F6 | Commercial | Restaurant | New | Food Preparation | Natural Gas | Conveyor Oven | E7 | Utility - Value of Sales | 0 | 0 | 0 | 0 | 0 | 0 | 0 | 0 | 0 | 0 | 0 | 0 | 0 | 0 | 0 | 0 | 0 | 0 | 0 | 0 | 0 | 0 | 0 | 0 | 0 | 0 | 0 | 0 | 0 | 0 | 0 | 0 | 0 | 0 | 0 | 0 | 0 | 0 | 0 | 0 | 0 | 0
F6_Commercial_Restaurant_New_Food Preparation_Natural Gas_Conveyor Oven_E8 | F6 | Commercial | Restaurant | New | Food Preparation | Natural Gas | Conveyor Oven | E8 | Utility - Value of Sales | 0 | 0 | 0 | 0 | 0 | 0 | 0 | 0 | 0 | 0 | 0 | 0 | 0 | 0 | 0 | 0 | 0 | 0 | 0 | 0 | 0 | 0 | 0 | 0 | 0 | 0 | 0 | 0 | 0 | 0 | 0 | 0 | 0 | 0 | 0 | 0 | 0 | 0 | 0 | 0 | 0 | 0
F6_Commercial_Restaurant_New_Food Preparation_Natural Gas_Conveyor Oven_E9 | F6 | Commercial | Restaurant | New | Food Preparation | Natural Gas | Conveyor Oven | E9 | Utility - Value of Sales | 0 | 0 | 0 | 0 | 0 | 0 | 0 | 0 | 0 | 0 | 0 | 0 | 0 | 0 | 0 | 0 | 0 | 0 | 0 | 0 | 0 | 0 | 0 | 0 | 0 | 0 | 0 | 0 | 0 | 0 | 0 | 0 | 0 | 0 | 0 | 0 | 0 | 0 | 0 | 0 | 0 | 0
F6_Commercial_Restaurant_New_Food Preparation_Natural Gas_Conveyor Oven_E10 | F6 | Commercial | Restaurant | New | Food Preparation | Natural Gas | Conveyor Oven | E10 | Utility - Value of Sales | 0 | 0 | 0 | 0 | 0 | 0 | 0 | 0 | 0 | 0 | 0 | 0 | 0 | 0 | 0 | 0 | 0 | 0 | 0 | 0 | 0 | 0 | 0 | 0 | 0 | 0 | 0 | 0 | 0 | 0 | 0 | 0 | 0 | 0 | 0 | 0 | 0 | 0 | 0 | 0 | 0 | 0
F1_Commercial_Restaurant_New_Food Preparation_Natural Gas_Double Rack Oven_E1 | F1 | Commercial | Restaurant | New | Food Preparation | Natural Gas | Double Rack Oven | E1 | RVT - Cost of Equipment | 3.7236 | 3.7284 | 3.7488 | 3.7298 | 3.7201 | 3.7349 | 3.7705 | 3.7995 | 3.8348 | 3.8688 | 3.9032 | 3.9357 | 3.9703 | 4.0061 | 4.0408 | 4.0763 | 4.1121 | 4.1506 | 4.1905 | 4.2317 | 4.2712 | 4.3109 | 4.3465 | 4.3822 | 4.4131 | 4.4398 | 4.4641 | 4.4851 | 4.5015 | 4.5149 | 4.5223 | 4.5272 | 4.5272 | 0 | 0 | 0 | 0 | 0 | 0 | 0 | 0 | 0
F1_Commercial_Restaurant_New_Food Preparation_Natural Gas_Double Rack Oven_E2 | F1 | Commercial | Restaurant | New | Food Preparation | Natural Gas | Double Rack Oven | E2 | RVT - Cost of Equipment | 2.0311 | 2.0337 | 2.0448 | 2.0344 | 2.0292 | 2.0372 | 2.0566 | 2.0724 | 2.0917 | 2.1103 | 2.129 | 2.1467 | 2.1656 | 2.1851 | 2.2041 | 2.2234 | 2.243 | 2.2639 | 2.2857 | 2.3082 | 2.3297 | 2.3514 | 2.3708 | 2.3903 | 2.4071 | 2.4217 | 2.435 | 2.4464 | 2.4554 | 2.4627 | 2.4667 | 2.4694 | 2.4694 | 0 | 0 | 0 | 0 | 0 | 0 | 0 | 0 | 0
F1_Commercial_Restaurant_New_Food Preparation_Natural Gas_Double Rack Oven_E3 | F1 | Commercial | Restaurant | New | Food Preparation | Natural Gas | Double Rack Oven | E3 | RVT - Cost of Equipment | 0 | 0 | 0 | 0 | 0 | 0 | 0 | 0 | 0 | 0 | 0 | 0 | 0 | 0 | 0 | 0 | 0 | 0 | 0 | 0 | 0 | 0 | 0 | 0 | 0 | 0 | 0 | 0 | 0 | 0 | 0 | 0 | 0 | 0 | 0 | 0 | 0 | 0 | 0 | 0 | 0 | 0
F1_Commercial_Restaurant_New_Food Preparation_Natural Gas_Double Rack Oven_E4 | F1 | Commercial | Restaurant | New | Food Preparation | Natural Gas | Double Rack Oven | E4 | RVT - Cost of Equipment | 0 | 0 | 0 | 0 | 0 | 0 | 0 | 0 | 0 | 0 | 0 | 0 | 0 | 0 | 0 | 0 | 0 | 0 | 0 | 0 | 0 | 0 | 0 | 0 | 0 | 0 | 0 | 0 | 0 | 0 | 0 | 0 | 0 | 0 | 0 | 0 | 0 | 0 | 0 | 0 | 0 | 0
F1_Commercial_Restaurant_New_Food Preparation_Natural Gas_Double Rack Oven_E5 | F1 | Commercial | Restaurant | New | Food Preparation | Natural Gas | Double Rack Oven | E5 | RVT - Cost of Equipment | 0 | 0 | 0 | 0 | 0 | 0 | 0 | 0 | 0 | 0 | 0 | 0 | 0 | 0 | 0 | 0 | 0 | 0 | 0 | 0 | 0 | 0 | 0 | 0 | 0 | 0 | 0 | 0 | 0 | 0 | 0 | 0 | 0 | 0 | 0 | 0 | 0 | 0 | 0 | 0 | 0 | 0
F1_Commercial_Restaurant_New_Food Preparation_Natural Gas_Double Rack Oven_E6 | F1 | Commercial | Restaurant | New | Food Preparation | Natural Gas | Double Rack Oven | E6 | RVT - Cost of Equipment | 0 | 0 | 0 | 0 | 0 | 0 | 0 | 0 | 0 | 0 | 0 | 0 | 0 | 0 | 0 | 0 | 0 | 0 | 0 | 0 | 0 | 0 | 0 | 0 | 0 | 0 | 0 | 0 | 0 | 0 | 0 | 0 | 0 | 0 | 0 | 0 | 0 | 0 | 0 | 0 | 0 | 0
F1_Commercial_Restaurant_New_Food Preparation_Natural Gas_Double Rack Oven_E7 | F1 | Commercial | Restaurant | New | Food Preparation | Natural Gas | Double Rack Oven | E7 | RVT - Cost of Equipment | 0 | 0 | 0 | 0 | 0 | 0 | 0 | 0 | 0 | 0 | 0 | 0 | 0 | 0 | 0 | 0 | 0 | 0 | 0 | 0 | 0 | 0 | 0 | 0 | 0 | 0 | 0 | 0 | 0 | 0 | 0 | 0 | 0 | 0 | 0 | 0 | 0 | 0 | 0 | 0 | 0 | 0
F1_Commercial_Restaurant_New_Food Preparation_Natural Gas_Double Rack Oven_E8 | F1 | Commercial | Restaurant | New | Food Preparation | Natural Gas | Double Rack Oven | E8 | RVT - Cost of Equipment | 0 | 0 | 0 | 0 | 0 | 0 | 0 | 0 | 0 | 0 | 0 | 0 | 0 | 0 | 0 | 0 | 0 | 0 | 0 | 0 | 0 | 0 | 0 | 0 | 0 | 0 | 0 | 0 | 0 | 0 | 0 | 0 | 0 | 0 | 0 | 0 | 0 | 0 | 0 | 0 | 0 | 0
F1_Commercial_Restaurant_New_Food Preparation_Natural Gas_Double Rack Oven_E9 | F1 | Commercial | Restaurant | New | Food Preparation | Natural Gas | Double Rack Oven | E9 | RVT - Cost of Equipment | 0 | 0 | 0 | 0 | 0 | 0 | 0 | 0 | 0 | 0 | 0 | 0 | 0 | 0 | 0 | 0 | 0 | 0 | 0 | 0 | 0 | 0 | 0 | 0 | 0 | 0 | 0 | 0 | 0 | 0 | 0 | 0 | 0 | 0 | 0 | 0 | 0 | 0 | 0 | 0 | 0 | 0
F1_Commercial_Restaurant_New_Food Preparation_Natural Gas_Double Rack Oven_E10 | F1 | Commercial | Restaurant | New | Food Preparation | Natural Gas | Double Rack Oven | E10 | RVT - Cost of Equipment | 0 | 0 | 0 | 0 | 0 | 0 | 0 | 0 | 0 | 0 | 0 | 0 | 0 | 0 | 0 | 0 | 0 | 0 | 0 | 0 | 0 | 0 | 0 | 0 | 0 | 0 | 0 | 0 | 0 | 0 | 0 | 0 | 0 | 0 | 0 | 0 | 0 | 0 | 0 | 0 | 0 | 0
F2_Commercial_Restaurant_New_Food Preparation_Natural Gas_Double Rack Oven_E1 | F2 | Commercial | Restaurant | New | Food Preparation | Natural Gas | Double Rack Oven | E1 | RVT - Cost of Operation | 4.4612 | 4.4669 | 4.4913 | 4.4685 | 4.457 | 4.4747 | 4.5173 | 4.552 | 4.5943 | 4.6351 | 4.6763 | 4.7152 | 4.7567 | 4.7996 | 4.8412 | 4.8837 | 4.9266 | 4.9726 | 5.0205 | 5.0698 | 5.1172 | 5.1648 | 5.2074 | 5.2501 | 5.2872 | 5.3191 | 5.3483 | 5.3734 | 5.3931 | 5.4092 | 5.418 | 5.4239 | 5.4239 | 0 | 0 | 0 | 0 | 0 | 0 | 0 | 0 | 0
F2_Commercial_Restaurant_New_Food Preparation_Natural Gas_Double Rack Oven_E2 | F2 | Commercial | Restaurant | New | Food Preparation | Natural Gas | Double Rack Oven | E2 | RVT - Cost of Operation | 2.4334 | 2.4365 | 2.4498 | 2.4374 | 2.4311 | 2.4407 | 2.464 | 2.4829 | 2.506 | 2.5282 | 2.5507 | 2.5719 | 2.5946 | 2.6179 | 2.6406 | 2.6638 | 2.6872 | 2.7124 | 2.7385 | 2.7654 | 2.7912 | 2.8171 | 2.8404 | 2.8637 | 2.8839 | 2.9014 | 2.9172 | 2.9309 | 2.9417 | 2.9505 | 2.9553 | 2.9585 | 2.9585 | 0 | 0 | 0 | 0 | 0 | 0 | 0 | 0 | 0
F2_Commercial_Restaurant_New_Food Preparation_Natural Gas_Double Rack Oven_E3 | F2 | Commercial | Restaurant | New | Food Preparation | Natural Gas | Double Rack Oven | E3 | RVT - Cost of Operation | 0 | 0 | 0 | 0 | 0 | 0 | 0 | 0 | 0 | 0 | 0 | 0 | 0 | 0 | 0 | 0 | 0 | 0 | 0 | 0 | 0 | 0 | 0 | 0 | 0 | 0 | 0 | 0 | 0 | 0 | 0 | 0 | 0 | 0 | 0 | 0 | 0 | 0 | 0 | 0 | 0 | 0
F2_Commercial_Restaurant_New_Food Preparation_Natural Gas_Double Rack Oven_E4 | F2 | Commercial | Restaurant | New | Food Preparation | Natural Gas | Double Rack Oven | E4 | RVT - Cost of Operation | 0 | 0 | 0 | 0 | 0 | 0 | 0 | 0 | 0 | 0 | 0 | 0 | 0 | 0 | 0 | 0 | 0 | 0 | 0 | 0 | 0 | 0 | 0 | 0 | 0 | 0 | 0 | 0 | 0 | 0 | 0 | 0 | 0 | 0 | 0 | 0 | 0 | 0 | 0 | 0 | 0 | 0
F2_Commercial_Restaurant_New_Food Preparation_Natural Gas_Double Rack Oven_E5 | F2 | Commercial | Restaurant | New | Food Preparation | Natural Gas | Double Rack Oven | E5 | RVT - Cost of Operation | 0 | 0 | 0 | 0 | 0 | 0 | 0 | 0 | 0 | 0 | 0 | 0 | 0 | 0 | 0 | 0 | 0 | 0 | 0 | 0 | 0 | 0 | 0 | 0 | 0 | 0 | 0 | 0 | 0 | 0 | 0 | 0 | 0 | 0 | 0 | 0 | 0 | 0 | 0 | 0 | 0 | 0
F2_Commercial_Restaurant_New_Food Preparation_Natural Gas_Double Rack Oven_E6 | F2 | Commercial | Restaurant | New | Food Preparation | Natural Gas | Double Rack Oven | E6 | RVT - Cost of Operation | 0 | 0 | 0 | 0 | 0 | 0 | 0 | 0 | 0 | 0 | 0 | 0 | 0 | 0 | 0 | 0 | 0 | 0 | 0 | 0 | 0 | 0 | 0 | 0 | 0 | 0 | 0 | 0 | 0 | 0 | 0 | 0 | 0 | 0 | 0 | 0 | 0 | 0 | 0 | 0 | 0 | 0
F2_Commercial_Restaurant_New_Food Preparation_Natural Gas_Double Rack Oven_E7 | F2 | Commercial | Restaurant | New | Food Preparation | Natural Gas | Double Rack Oven | E7 | RVT - Cost of Operation | 0 | 0 | 0 | 0 | 0 | 0 | 0 | 0 | 0 | 0 | 0 | 0 | 0 | 0 | 0 | 0 | 0 | 0 | 0 | 0 | 0 | 0 | 0 | 0 | 0 | 0 | 0 | 0 | 0 | 0 | 0 | 0 | 0 | 0 | 0 | 0 | 0 | 0 | 0 | 0 | 0 | 0
F2_Commercial_Restaurant_New_Food Preparation_Natural Gas_Double Rack Oven_E8 | F2 | Commercial | Restaurant | New | Food Preparation | Natural Gas | Double Rack Oven | E8 | RVT - Cost of Operation | 0 | 0 | 0 | 0 | 0 | 0 | 0 | 0 | 0 | 0 | 0 | 0 | 0 | 0 | 0 | 0 | 0 | 0 | 0 | 0 | 0 | 0 | 0 | 0 | 0 | 0 | 0 | 0 | 0 | 0 | 0 | 0 | 0 | 0 | 0 | 0 | 0 | 0 | 0 | 0 | 0 | 0
F2_Commercial_Restaurant_New_Food Preparation_Natural Gas_Double Rack Oven_E9 | F2 | Commercial | Restaurant | New | Food Preparation | Natural Gas | Double Rack Oven | E9 | RVT - Cost of Operation | 0 | 0 | 0 | 0 | 0 | 0 | 0 | 0 | 0 | 0 | 0 | 0 | 0 | 0 | 0 | 0 | 0 | 0 | 0 | 0 | 0 | 0 | 0 | 0 | 0 | 0 | 0 | 0 | 0 | 0 | 0 | 0 | 0 | 0 | 0 | 0 | 0 | 0 | 0 | 0 | 0 | 0
F2_Commercial_Restaurant_New_Food Preparation_Natural Gas_Double Rack Oven_E10 | F2 | Commercial | Restaurant | New | Food Preparation | Natural Gas | Double Rack Oven | E10 | RVT - Cost of Operation | 0 | 0 | 0 | 0 | 0 | 0 | 0 | 0 | 0 | 0 | 0 | 0 | 0 | 0 | 0 | 0 | 0 | 0 | 0 | 0 | 0 | 0 | 0 | 0 | 0 | 0 | 0 | 0 | 0 | 0 | 0 | 0 | 0 | 0 | 0 | 0 | 0 | 0 | 0 | 0 | 0 | 0
F3_Commercial_Restaurant_New_Food Preparation_Natural Gas_Double Rack Oven_E1 | F3 | Commercial | Restaurant | New | Food Preparation | Natural Gas | Double Rack Oven | E1 | System - kBTUs of Consumption | 0.73488 | 0.73488 | 0.73488 | 0.73488 | 0.73488 | 0.73488 | 0.73488 | 0.73488 | 0.73488 | 0.73488 | 0.73488 | 0.73488 | 0.73488 | 0.73488 | 0.73488 | 0.73488 | 0.73488 | 0.73488 | 0.73488 | 0.73488 | 0.73488 | 0.73488 | 0.73488 | 0.73488 | 0.73488 | 0.73488 | 0.73488 | 0.73488 | 0.73488 | 0.73488 | 0.73488 | 0.73488 | 0.73488 | 0 | 0 | 0 | 0 | 0 | 0 | 0 | 0 | 0
F3_Commercial_Restaurant_New_Food Preparation_Natural Gas_Double Rack Oven_E2 | F3 | Commercial | Restaurant | New | Food Preparation | Natural Gas | Double Rack Oven | E2 | System - kBTUs of Consumption | 0.97732 | 0.97732 | 0.97732 | 0.97732 | 0.97732 | 0.97732 | 0.97732 | 0.97732 | 0.97732 | 0.97732 | 0.97732 | 0.97732 | 0.97732 | 0.97732 | 0.97732 | 0.97732 | 0.97732 | 0.97732 | 0.97732 | 0.97732 | 0.97732 | 0.97732 | 0.97732 | 0.97732 | 0.97732 | 0.97732 | 0.97732 | 0.97732 | 0.97732 | 0.97732 | 0.97732 | 0.97732 | 0.97732 | 0 | 0 | 0 | 0 | 0 | 0 | 0 | 0 | 0
F3_Commercial_Restaurant_New_Food Preparation_Natural Gas_Double Rack Oven_E3 | F3 | Commercial | Restaurant | New | Food Preparation | Natural Gas | Double Rack Oven | E3 | System - kBTUs of Consumption | 0 | 0 | 0 | 0 | 0 | 0 | 0 | 0 | 0 | 0 | 0 | 0 | 0 | 0 | 0 | 0 | 0 | 0 | 0 | 0 | 0 | 0 | 0 | 0 | 0 | 0 | 0 | 0 | 0 | 0 | 0 | 0 | 0 | 0 | 0 | 0 | 0 | 0 | 0 | 0 | 0 | 0
F3_Commercial_Restaurant_New_Food Preparation_Natural Gas_Double Rack Oven_E4 | F3 | Commercial | Restaurant | New | Food Preparation | Natural Gas | Double Rack Oven | E4 | System - kBTUs of Consumption | 0 | 0 | 0 | 0 | 0 | 0 | 0 | 0 | 0 | 0 | 0 | 0 | 0 | 0 | 0 | 0 | 0 | 0 | 0 | 0 | 0 | 0 | 0 | 0 | 0 | 0 | 0 | 0 | 0 | 0 | 0 | 0 | 0 | 0 | 0 | 0 | 0 | 0 | 0 | 0 | 0 | 0
F3_Commercial_Restaurant_New_Food Preparation_Natural Gas_Double Rack Oven_E5 | F3 | Commercial | Restaurant | New | Food Preparation | Natural Gas | Double Rack Oven | E5 | System - kBTUs of Consumption | 0 | 0 | 0 | 0 | 0 | 0 | 0 | 0 | 0 | 0 | 0 | 0 | 0 | 0 | 0 | 0 | 0 | 0 | 0 | 0 | 0 | 0 | 0 | 0 | 0 | 0 | 0 | 0 | 0 | 0 | 0 | 0 | 0 | 0 | 0 | 0 | 0 | 0 | 0 | 0 | 0 | 0
F3_Commercial_Restaurant_New_Food Preparation_Natural Gas_Double Rack Oven_E6 | F3 | Commercial | Restaurant | New | Food Preparation | Natural Gas | Double Rack Oven | E6 | System - kBTUs of Consumption | 0 | 0 | 0 | 0 | 0 | 0 | 0 | 0 | 0 | 0 | 0 | 0 | 0 | 0 | 0 | 0 | 0 | 0 | 0 | 0 | 0 | 0 | 0 | 0 | 0 | 0 | 0 | 0 | 0 | 0 | 0 | 0 | 0 | 0 | 0 | 0 | 0 | 0 | 0 | 0 | 0 | 0
F3_Commercial_Restaurant_New_Food Preparation_Natural Gas_Double Rack Oven_E7 | F3 | Commercial | Restaurant | New | Food Preparation | Natural Gas | Double Rack Oven | E7 | System - kBTUs of Consumption | 0 | 0 | 0 | 0 | 0 | 0 | 0 | 0 | 0 | 0 | 0 | 0 | 0 | 0 | 0 | 0 | 0 | 0 | 0 | 0 | 0 | 0 | 0 | 0 | 0 | 0 | 0 | 0 | 0 | 0 | 0 | 0 | 0 | 0 | 0 | 0 | 0 | 0 | 0 | 0 | 0 | 0
F3_Commercial_Restaurant_New_Food Preparation_Natural Gas_Double Rack Oven_E8 | F3 | Commercial | Restaurant | New | Food Preparation | Natural Gas | Double Rack Oven | E8 | System - kBTUs of Consumption | 0 | 0 | 0 | 0 | 0 | 0 | 0 | 0 | 0 | 0 | 0 | 0 | 0 | 0 | 0 | 0 | 0 | 0 | 0 | 0 | 0 | 0 | 0 | 0 | 0 | 0 | 0 | 0 | 0 | 0 | 0 | 0 | 0 | 0 | 0 | 0 | 0 | 0 | 0 | 0 | 0 | 0
F3_Commercial_Restaurant_New_Food Preparation_Natural Gas_Double Rack Oven_E9 | F3 | Commercial | Restaurant | New | Food Preparation | Natural Gas | Double Rack Oven | E9 | System - kBTUs of Consumption | 0 | 0 | 0 | 0 | 0 | 0 | 0 | 0 | 0 | 0 | 0 | 0 | 0 | 0 | 0 | 0 | 0 | 0 | 0 | 0 | 0 | 0 | 0 | 0 | 0 | 0 | 0 | 0 | 0 | 0 | 0 | 0 | 0 | 0 | 0 | 0 | 0 | 0 | 0 | 0 | 0 | 0
F3_Commercial_Restaurant_New_Food Preparation_Natural Gas_Double Rack Oven_E10 | F3 | Commercial | Restaurant | New | Food Preparation | Natural Gas | Double Rack Oven | E10 | System - kBTUs of Consumption | 0 | 0 | 0 | 0 | 0 | 0 | 0 | 0 | 0 | 0 | 0 | 0 | 0 | 0 | 0 | 0 | 0 | 0 | 0 | 0 | 0 | 0 | 0 | 0 | 0 | 0 | 0 | 0 | 0 | 0 | 0 | 0 | 0 | 0 | 0 | 0 | 0 | 0 | 0 | 0 | 0 | 0
F4_Commercial_Restaurant_New_Food Preparation_Natural Gas_Double Rack Oven_E1 | F4 | Commercial | Restaurant | New | Food Preparation | Natural Gas | Double Rack Oven | E1 | Utility - Cost of Equipment | 4.4612 | 4.4669 | 4.4913 | 4.4685 | 4.457 | 4.4747 | 4.5173 | 4.552 | 4.5943 | 4.6351 | 4.6763 | 4.7152 | 4.7567 | 4.7996 | 4.8412 | 4.8837 | 4.9266 | 4.9726 | 5.0205 | 5.0698 | 5.1172 | 5.1648 | 5.2074 | 5.2501 | 5.2872 | 5.3191 | 5.3483 | 5.3734 | 5.3931 | 5.4092 | 5.418 | 5.4239 | 5.4239 | 0 | 0 | 0 | 0 | 0 | 0 | 0 | 0 | 0
F4_Commercial_Restaurant_New_Food Preparation_Natural Gas_Double Rack Oven_E2 | F4 | Commercial | Restaurant | New | Food Preparation | Natural Gas | Double Rack Oven | E2 | Utility - Cost of Equipment | 2.4334 | 2.4365 | 2.4498 | 2.4374 | 2.4311 | 2.4407 | 2.464 | 2.4829 | 2.506 | 2.5282 | 2.5507 | 2.5719 | 2.5946 | 2.6179 | 2.6406 | 2.6638 | 2.6872 | 2.7124 | 2.7385 | 2.7654 | 2.7912 | 2.8171 | 2.8404 | 2.8637 | 2.8839 | 2.9014 | 2.9172 | 2.9309 | 2.9417 | 2.9505 | 2.9553 | 2.9585 | 2.9585 | 0 | 0 | 0 | 0 | 0 | 0 | 0 | 0 | 0
F4_Commercial_Restaurant_New_Food Preparation_Natural Gas_Double Rack Oven_E3 | F4 | Commercial | Restaurant | New | Food Preparation | Natural Gas | Double Rack Oven | E3 | Utility - Cost of Equipment | 0 | 0 | 0 | 0 | 0 | 0 | 0 | 0 | 0 | 0 | 0 | 0 | 0 | 0 | 0 | 0 | 0 | 0 | 0 | 0 | 0 | 0 | 0 | 0 | 0 | 0 | 0 | 0 | 0 | 0 | 0 | 0 | 0 | 0 | 0 | 0 | 0 | 0 | 0 | 0 | 0 | 0
F4_Commercial_Restaurant_New_Food Preparation_Natural Gas_Double Rack Oven_E4 | F4 | Commercial | Restaurant | New | Food Preparation | Natural Gas | Double Rack Oven | E4 | Utility - Cost of Equipment | 0 | 0 | 0 | 0 | 0 | 0 | 0 | 0 | 0 | 0 | 0 | 0 | 0 | 0 | 0 | 0 | 0 | 0 | 0 | 0 | 0 | 0 | 0 | 0 | 0 | 0 | 0 | 0 | 0 | 0 | 0 | 0 | 0 | 0 | 0 | 0 | 0 | 0 | 0 | 0 | 0 | 0
F4_Commercial_Restaurant_New_Food Preparation_Natural Gas_Double Rack Oven_E5 | F4 | Commercial | Restaurant | New | Food Preparation | Natural Gas | Double Rack Oven | E5 | Utility - Cost of Equipment | 0 | 0 | 0 | 0 | 0 | 0 | 0 | 0 | 0 | 0 | 0 | 0 | 0 | 0 | 0 | 0 | 0 | 0 | 0 | 0 | 0 | 0 | 0 | 0 | 0 | 0 | 0 | 0 | 0 | 0 | 0 | 0 | 0 | 0 | 0 | 0 | 0 | 0 | 0 | 0 | 0 | 0
F4_Commercial_Restaurant_New_Food Preparation_Natural Gas_Double Rack Oven_E6 | F4 | Commercial | Restaurant | New | Food Preparation | Natural Gas | Double Rack Oven | E6 | Utility - Cost of Equipment | 0 | 0 | 0 | 0 | 0 | 0 | 0 | 0 | 0 | 0 | 0 | 0 | 0 | 0 | 0 | 0 | 0 | 0 | 0 | 0 | 0 | 0 | 0 | 0 | 0 | 0 | 0 | 0 | 0 | 0 | 0 | 0 | 0 | 0 | 0 | 0 | 0 | 0 | 0 | 0 | 0 | 0
F4_Commercial_Restaurant_New_Food Preparation_Natural Gas_Double Rack Oven_E7 | F4 | Commercial | Restaurant | New | Food Preparation | Natural Gas | Double Rack Oven | E7 | Utility - Cost of Equipment | 0 | 0 | 0 | 0 | 0 | 0 | 0 | 0 | 0 | 0 | 0 | 0 | 0 | 0 | 0 | 0 | 0 | 0 | 0 | 0 | 0 | 0 | 0 | 0 | 0 | 0 | 0 | 0 | 0 | 0 | 0 | 0 | 0 | 0 | 0 | 0 | 0 | 0 | 0 | 0 | 0 | 0
F4_Commercial_Restaurant_New_Food Preparation_Natural Gas_Double Rack Oven_E8 | F4 | Commercial | Restaurant | New | Food Preparation | Natural Gas | Double Rack Oven | E8 | Utility - Cost of Equipment | 0 | 0 | 0 | 0 | 0 | 0 | 0 | 0 | 0 | 0 | 0 | 0 | 0 | 0 | 0 | 0 | 0 | 0 | 0 | 0 | 0 | 0 | 0 | 0 | 0 | 0 | 0 | 0 | 0 | 0 | 0 | 0 | 0 | 0 | 0 | 0 | 0 | 0 | 0 | 0 | 0 | 0
F4_Commercial_Restaurant_New_Food Preparation_Natural Gas_Double Rack Oven_E9 | F4 | Commercial | Restaurant | New | Food Preparation | Natural Gas | Double Rack Oven | E9 | Utility - Cost of Equipment | 0 | 0 | 0 | 0 | 0 | 0 | 0 | 0 | 0 | 0 | 0 | 0 | 0 | 0 | 0 | 0 | 0 | 0 | 0 | 0 | 0 | 0 | 0 | 0 | 0 | 0 | 0 | 0 | 0 | 0 | 0 | 0 | 0 | 0 | 0 | 0 | 0 | 0 | 0 | 0 | 0 | 0
F4_Commercial_Restaurant_New_Food Preparation_Natural Gas_Double Rack Oven_E10 | F4 | Commercial | Restaurant | New | Food Preparation | Natural Gas | Double Rack Oven | E10 | Utility - Cost of Equipment | 0 | 0 | 0 | 0 | 0 | 0 | 0 | 0 | 0 | 0 | 0 | 0 | 0 | 0 | 0 | 0 | 0 | 0 | 0 | 0 | 0 | 0 | 0 | 0 | 0 | 0 | 0 | 0 | 0 | 0 | 0 | 0 | 0 | 0 | 0 | 0 | 0 | 0 | 0 | 0 | 0 | 0
F5_Commercial_Restaurant_New_Food Preparation_Natural Gas_Double Rack Oven_E1 | F5 | Commercial | Restaurant | New | Food Preparation | Natural Gas | Double Rack Oven | E1 | Utility - Cost of Operation | 0.73488 | 0.73488 | 0.73488 | 0.73488 | 0.73488 | 0.73488 | 0.73488 | 0.73488 | 0.73488 | 0.73488 | 0.73488 | 0.73488 | 0.73488 | 0.73488 | 0.73488 | 0.73488 | 0.73488 | 0.73488 | 0.73488 | 0.73488 | 0.73488 | 0.73488 | 0.73488 | 0.73488 | 0.73488 | 0.73488 | 0.73488 | 0.73488 | 0.73488 | 0.73488 | 0.73488 | 0.73488 | 0.73488 | 0 | 0 | 0 | 0 | 0 | 0 | 0 | 0 | 0
F5_Commercial_Restaurant_New_Food Preparation_Natural Gas_Double Rack Oven_E2 | F5 | Commercial | Restaurant | New | Food Preparation | Natural Gas | Double Rack Oven | E2 | Utility - Cost of Operation | 0.97732 | 0.97732 | 0.97732 | 0.97732 | 0.97732 | 0.97732 | 0.97732 | 0.97732 | 0.97732 | 0.97732 | 0.97732 | 0.97732 | 0.97732 | 0.97732 | 0.97732 | 0.97732 | 0.97732 | 0.97732 | 0.97732 | 0.97732 | 0.97732 | 0.97732 | 0.97732 | 0.97732 | 0.97732 | 0.97732 | 0.97732 | 0.97732 | 0.97732 | 0.97732 | 0.97732 | 0.97732 | 0.97732 | 0 | 0 | 0 | 0 | 0 | 0 | 0 | 0 | 0
F5_Commercial_Restaurant_New_Food Preparation_Natural Gas_Double Rack Oven_E3 | F5 | Commercial | Restaurant | New | Food Preparation | Natural Gas | Double Rack Oven | E3 | Utility - Cost of Operation | 0 | 0 | 0 | 0 | 0 | 0 | 0 | 0 | 0 | 0 | 0 | 0 | 0 | 0 | 0 | 0 | 0 | 0 | 0 | 0 | 0 | 0 | 0 | 0 | 0 | 0 | 0 | 0 | 0 | 0 | 0 | 0 | 0 | 0 | 0 | 0 | 0 | 0 | 0 | 0 | 0 | 0
F5_Commercial_Restaurant_New_Food Preparation_Natural Gas_Double Rack Oven_E4 | F5 | Commercial | Restaurant | New | Food Preparation | Natural Gas | Double Rack Oven | E4 | Utility - Cost of Operation | 0 | 0 | 0 | 0 | 0 | 0 | 0 | 0 | 0 | 0 | 0 | 0 | 0 | 0 | 0 | 0 | 0 | 0 | 0 | 0 | 0 | 0 | 0 | 0 | 0 | 0 | 0 | 0 | 0 | 0 | 0 | 0 | 0 | 0 | 0 | 0 | 0 | 0 | 0 | 0 | 0 | 0
F5_Commercial_Restaurant_New_Food Preparation_Natural Gas_Double Rack Oven_E5 | F5 | Commercial | Restaurant | New | Food Preparation | Natural Gas | Double Rack Oven | E5 | Utility - Cost of Operation | 0 | 0 | 0 | 0 | 0 | 0 | 0 | 0 | 0 | 0 | 0 | 0 | 0 | 0 | 0 | 0 | 0 | 0 | 0 | 0 | 0 | 0 | 0 | 0 | 0 | 0 | 0 | 0 | 0 | 0 | 0 | 0 | 0 | 0 | 0 | 0 | 0 | 0 | 0 | 0 | 0 | 0
F5_Commercial_Restaurant_New_Food Preparation_Natural Gas_Double Rack Oven_E6 | F5 | Commercial | Restaurant | New | Food Preparation | Natural Gas | Double Rack Oven | E6 | Utility - Cost of Operation | 0 | 0 | 0 | 0 | 0 | 0 | 0 | 0 | 0 | 0 | 0 | 0 | 0 | 0 | 0 | 0 | 0 | 0 | 0 | 0 | 0 | 0 | 0 | 0 | 0 | 0 | 0 | 0 | 0 | 0 | 0 | 0 | 0 | 0 | 0 | 0 | 0 | 0 | 0 | 0 | 0 | 0
F5_Commercial_Restaurant_New_Food Preparation_Natural Gas_Double Rack Oven_E7 | F5 | Commercial | Restaurant | New | Food Preparation | Natural Gas | Double Rack Oven | E7 | Utility - Cost of Operation | 0 | 0 | 0 | 0 | 0 | 0 | 0 | 0 | 0 | 0 | 0 | 0 | 0 | 0 | 0 | 0 | 0 | 0 | 0 | 0 | 0 | 0 | 0 | 0 | 0 | 0 | 0 | 0 | 0 | 0 | 0 | 0 | 0 | 0 | 0 | 0 | 0 | 0 | 0 | 0 | 0 | 0
F5_Commercial_Restaurant_New_Food Preparation_Natural Gas_Double Rack Oven_E8 | F5 | Commercial | Restaurant | New | Food Preparation | Natural Gas | Double Rack Oven | E8 | Utility - Cost of Operation | 0 | 0 | 0 | 0 | 0 | 0 | 0 | 0 | 0 | 0 | 0 | 0 | 0 | 0 | 0 | 0 | 0 | 0 | 0 | 0 | 0 | 0 | 0 | 0 | 0 | 0 | 0 | 0 | 0 | 0 | 0 | 0 | 0 | 0 | 0 | 0 | 0 | 0 | 0 | 0 | 0 | 0
F5_Commercial_Restaurant_New_Food Preparation_Natural Gas_Double Rack Oven_E9 | F5 | Commercial | Restaurant | New | Food Preparation | Natural Gas | Double Rack Oven | E9 | Utility - Cost of Operation | 0 | 0 | 0 | 0 | 0 | 0 | 0 | 0 | 0 | 0 | 0 | 0 | 0 | 0 | 0 | 0 | 0 | 0 | 0 | 0 | 0 | 0 | 0 | 0 | 0 | 0 | 0 | 0 | 0 | 0 | 0 | 0 | 0 | 0 | 0 | 0 | 0 | 0 | 0 | 0 | 0 | 0
F5_Commercial_Restaurant_New_Food Preparation_Natural Gas_Double Rack Oven_E10 | F5 | Commercial | Restaurant | New | Food Preparation | Natural Gas | Double Rack Oven | E10 | Utility - Cost of Operation | 0 | 0 | 0 | 0 | 0 | 0 | 0 | 0 | 0 | 0 | 0 | 0 | 0 | 0 | 0 | 0 | 0 | 0 | 0 | 0 | 0 | 0 | 0 | 0 | 0 | 0 | 0 | 0 | 0 | 0 | 0 | 0 | 0 | 0 | 0 | 0 | 0 | 0 | 0 | 0 | 0 | 0
F6_Commercial_Restaurant_New_Food Preparation_Natural Gas_Double Rack Oven_E1 | F6 | Commercial | Restaurant | New | Food Preparation | Natural Gas | Double Rack Oven | E1 | Utility - Value of Sales | 2.3614 | 2.372 | 2.389 | 2.3853 | 2.3853 | 2.3853 | 2.3853 | 2.3853 | 2.3853 | 2.3853 | 2.3853 | 2.3853 | 2.3853 | 2.3853 | 2.3853 | 2.3853 | 2.3853 | 2.3853 | 2.3853 | 2.3853 | 2.3853 | 2.3853 | 2.3853 | 2.3853 | 2.3853 | 2.3853 | 2.3853 | 2.3853 | 2.3853 | 2.3853 | 2.3853 | 2.3853 | 2.3853 | 0 | 0 | 0 | 0 | 0 | 0 | 0 | 0 | 0
F6_Commercial_Restaurant_New_Food Preparation_Natural Gas_Double Rack Oven_E2 | F6 | Commercial | Restaurant | New | Food Preparation | Natural Gas | Double Rack Oven | E2 | Utility - Value of Sales | 1.288 | 1.2938 | 1.3031 | 1.301 | 1.301 | 1.301 | 1.301 | 1.301 | 1.301 | 1.301 | 1.301 | 1.301 | 1.301 | 1.301 | 1.301 | 1.301 | 1.301 | 1.301 | 1.301 | 1.301 | 1.301 | 1.301 | 1.301 | 1.301 | 1.301 | 1.301 | 1.301 | 1.301 | 1.301 | 1.301 | 1.301 | 1.301 | 1.301 | 0 | 0 | 0 | 0 | 0 | 0 | 0 | 0 | 0
F6_Commercial_Restaurant_New_Food Preparation_Natural Gas_Double Rack Oven_E3 | F6 | Commercial | Restaurant | New | Food Preparation | Natural Gas | Double Rack Oven | E3 | Utility - Value of Sales | 0 | 0 | 0 | 0 | 0 | 0 | 0 | 0 | 0 | 0 | 0 | 0 | 0 | 0 | 0 | 0 | 0 | 0 | 0 | 0 | 0 | 0 | 0 | 0 | 0 | 0 | 0 | 0 | 0 | 0 | 0 | 0 | 0 | 0 | 0 | 0 | 0 | 0 | 0 | 0 | 0 | 0
F6_Commercial_Restaurant_New_Food Preparation_Natural Gas_Double Rack Oven_E4 | F6 | Commercial | Restaurant | New | Food Preparation | Natural Gas | Double Rack Oven | E4 | Utility - Value of Sales | 0 | 0 | 0 | 0 | 0 | 0 | 0 | 0 | 0 | 0 | 0 | 0 | 0 | 0 | 0 | 0 | 0 | 0 | 0 | 0 | 0 | 0 | 0 | 0 | 0 | 0 | 0 | 0 | 0 | 0 | 0 | 0 | 0 | 0 | 0 | 0 | 0 | 0 | 0 | 0 | 0 | 0
F6_Commercial_Restaurant_New_Food Preparation_Natural Gas_Double Rack Oven_E5 | F6 | Commercial | Restaurant | New | Food Preparation | Natural Gas | Double Rack Oven | E5 | Utility - Value of Sales | 0 | 0 | 0 | 0 | 0 | 0 | 0 | 0 | 0 | 0 | 0 | 0 | 0 | 0 | 0 | 0 | 0 | 0 | 0 | 0 | 0 | 0 | 0 | 0 | 0 | 0 | 0 | 0 | 0 | 0 | 0 | 0 | 0 | 0 | 0 | 0 | 0 | 0 | 0 | 0 | 0 | 0
F6_Commercial_Restaurant_New_Food Preparation_Natural Gas_Double Rack Oven_E6 | F6 | Commercial | Restaurant | New | Food Preparation | Natural Gas | Double Rack Oven | E6 | Utility - Value of Sales | 0 | 0 | 0 | 0 | 0 | 0 | 0 | 0 | 0 | 0 | 0 | 0 | 0 | 0 | 0 | 0 | 0 | 0 | 0 | 0 | 0 | 0 | 0 | 0 | 0 | 0 | 0 | 0 | 0 | 0 | 0 | 0 | 0 | 0 | 0 | 0 | 0 | 0 | 0 | 0 | 0 | 0
F6_Commercial_Restaurant_New_Food Preparation_Natural Gas_Double Rack Oven_E7 | F6 | Commercial | Restaurant | New | Food Preparation | Natural Gas | Double Rack Oven | E7 | Utility - Value of Sales | 0 | 0 | 0 | 0 | 0 | 0 | 0 | 0 | 0 | 0 | 0 | 0 | 0 | 0 | 0 | 0 | 0 | 0 | 0 | 0 | 0 | 0 | 0 | 0 | 0 | 0 | 0 | 0 | 0 | 0 | 0 | 0 | 0 | 0 | 0 | 0 | 0 | 0 | 0 | 0 | 0 | 0
F6_Commercial_Restaurant_New_Food Preparation_Natural Gas_Double Rack Oven_E8 | F6 | Commercial | Restaurant | New | Food Preparation | Natural Gas | Double Rack Oven | E8 | Utility - Value of Sales | 0 | 0 | 0 | 0 | 0 | 0 | 0 | 0 | 0 | 0 | 0 | 0 | 0 | 0 | 0 | 0 | 0 | 0 | 0 | 0 | 0 | 0 | 0 | 0 | 0 | 0 | 0 | 0 | 0 | 0 | 0 | 0 | 0 | 0 | 0 | 0 | 0 | 0 | 0 | 0 | 0 | 0
F6_Commercial_Restaurant_New_Food Preparation_Natural Gas_Double Rack Oven_E9 | F6 | Commercial | Restaurant | New | Food Preparation | Natural Gas | Double Rack Oven | E9 | Utility - Value of Sales | 0 | 0 | 0 | 0 | 0 | 0 | 0 | 0 | 0 | 0 | 0 | 0 | 0 | 0 | 0 | 0 | 0 | 0 | 0 | 0 | 0 | 0 | 0 | 0 | 0 | 0 | 0 | 0 | 0 | 0 | 0 | 0 | 0 | 0 | 0 | 0 | 0 | 0 | 0 | 0 | 0 | 0
F6_Commercial_Restaurant_New_Food Preparation_Natural Gas_Double Rack Oven_E10 | F6 | Commercial | Restaurant | New | Food Preparation | Natural Gas | Double Rack Oven | E10 | Utility - Value of Sales | 0 | 0 | 0 | 0 | 0 | 0 | 0 | 0 | 0 | 0 | 0 | 0 | 0 | 0 | 0 | 0 | 0 | 0 | 0 | 0 | 0 | 0 | 0 | 0 | 0 | 0 | 0 | 0 | 0 | 0 | 0 | 0 | 0 | 0 | 0 | 0 | 0 | 0 | 0 | 0 | 0 | 0
F1_Commercial_Restaurant_New_Food Preparation_Natural Gas_Fryer_E1 | F1 | Commercial | Restaurant | New | Food Preparation | Natural Gas | Fryer | E1 | RVT - Cost of Equipment | 1.8521 | 1.85 | 1.858 | 0 | 0 | 0 | 0 | 0 | 0 | 0 | 0 | 0 | 0 | 0 | 0 | 0 | 0 | 0 | 0 | 0 | 0 | 0 | 0 | 0 | 0 | 0 | 0 | 0 | 0 | 0 | 0 | 0 | 0 | 0 | 0 | 0 | 0 | 0 | 0 | 0 | 0 | 0
F1_Commercial_Restaurant_New_Food Preparation_Natural Gas_Fryer_E2 | F1 | Commercial | Restaurant | New | Food Preparation | Natural Gas | Fryer | E2 | RVT - Cost of Equipment | 1.2446 | 1.2432 | 1.2486 | 1.2373 | 1.2302 | 1.2336 | 1.2459 | 1.2556 | 1.2678 | 1.2793 | 1.2906 | 1.301 | 1.312 | 1.3235 | 1.3344 | 1.3457 | 1.3569 | 1.3693 | 1.3823 | 1.3961 | 1.4096 | 1.424 | 1.4375 | 1.4518 | 1.4647 | 1.476 | 1.4864 | 1.4953 | 1.5023 | 1.508 | 1.5111 | 1.5132 | 1.5132 | 0 | 0 | 0 | 0 | 0 | 0 | 0 | 0 | 0
F1_Commercial_Restaurant_New_Food Preparation_Natural Gas_Fryer_E3 | F1 | Commercial | Restaurant | New | Food Preparation | Natural Gas | Fryer | E3 | RVT - Cost of Equipment | 0 | 0 | 0 | 0 | 0 | 0 | 0 | 0 | 0 | 0 | 0 | 0 | 0 | 0 | 0 | 0 | 0 | 0 | 0 | 0 | 0 | 0 | 0 | 0 | 0 | 0 | 0 | 0 | 0 | 0 | 0 | 0 | 0 | 0 | 0 | 0 | 0 | 0 | 0 | 0 | 0 | 0
F1_Commercial_Restaurant_New_Food Preparation_Natural Gas_Fryer_E4 | F1 | Commercial | Restaurant | New | Food Preparation | Natural Gas | Fryer | E4 | RVT - Cost of Equipment | 0 | 0 | 0 | 0 | 0 | 0 | 0 | 0 | 0 | 0 | 0 | 0 | 0 | 0 | 0 | 0 | 0 | 0 | 0 | 0 | 0 | 0 | 0 | 0 | 0 | 0 | 0 | 0 | 0 | 0 | 0 | 0 | 0 | 0 | 0 | 0 | 0 | 0 | 0 | 0 | 0 | 0
F1_Commercial_Restaurant_New_Food Preparation_Natural Gas_Fryer_E5 | F1 | Commercial | Restaurant | New | Food Preparation | Natural Gas | Fryer | E5 | RVT - Cost of Equipment | 0 | 0 | 0 | 0 | 0 | 0 | 0 | 0 | 0 | 0 | 0 | 0 | 0 | 0 | 0 | 0 | 0 | 0 | 0 | 0 | 0 | 0 | 0 | 0 | 0 | 0 | 0 | 0 | 0 | 0 | 0 | 0 | 0 | 0 | 0 | 0 | 0 | 0 | 0 | 0 | 0 | 0
F1_Commercial_Restaurant_New_Food Preparation_Natural Gas_Fryer_E6 | F1 | Commercial | Restaurant | New | Food Preparation | Natural Gas | Fryer | E6 | RVT - Cost of Equipment | 0 | 0 | 0 | 0 | 0 | 0 | 0 | 0 | 0 | 0 | 0 | 0 | 0 | 0 | 0 | 0 | 0 | 0 | 0 | 0 | 0 | 0 | 0 | 0 | 0 | 0 | 0 | 0 | 0 | 0 | 0 | 0 | 0 | 0 | 0 | 0 | 0 | 0 | 0 | 0 | 0 | 0
F1_Commercial_Restaurant_New_Food Preparation_Natural Gas_Fryer_E7 | F1 | Commercial | Restaurant | New | Food Preparation | Natural Gas | Fryer | E7 | RVT - Cost of Equipment | 0 | 0 | 0 | 0 | 0 | 0 | 0 | 0 | 0 | 0 | 0 | 0 | 0 | 0 | 0 | 0 | 0 | 0 | 0 | 0 | 0 | 0 | 0 | 0 | 0 | 0 | 0 | 0 | 0 | 0 | 0 | 0 | 0 | 0 | 0 | 0 | 0 | 0 | 0 | 0 | 0 | 0
F1_Commercial_Restaurant_New_Food Preparation_Natural Gas_Fryer_E8 | F1 | Commercial | Restaurant | New | Food Preparation | Natural Gas | Fryer | E8 | RVT - Cost of Equipment | 0 | 0 | 0 | 0 | 0 | 0 | 0 | 0 | 0 | 0 | 0 | 0 | 0 | 0 | 0 | 0 | 0 | 0 | 0 | 0 | 0 | 0 | 0 | 0 | 0 | 0 | 0 | 0 | 0 | 0 | 0 | 0 | 0 | 0 | 0 | 0 | 0 | 0 | 0 | 0 | 0 | 0
F1_Commercial_Restaurant_New_Food Preparation_Natural Gas_Fryer_E9 | F1 | Commercial | Restaurant | New | Food Preparation | Natural Gas | Fryer | E9 | RVT - Cost of Equipment | 0 | 0 | 0 | 0 | 0 | 0 | 0 | 0 | 0 | 0 | 0 | 0 | 0 | 0 | 0 | 0 | 0 | 0 | 0 | 0 | 0 | 0 | 0 | 0 | 0 | 0 | 0 | 0 | 0 | 0 | 0 | 0 | 0 | 0 | 0 | 0 | 0 | 0 | 0 | 0 | 0 | 0
F1_Commercial_Restaurant_New_Food Preparation_Natural Gas_Fryer_E10 | F1 | Commercial | Restaurant | New | Food Preparation | Natural Gas | Fryer | E10 | RVT - Cost of Equipment | 0 | 0 | 0 | 0 | 0 | 0 | 0 | 0 | 0 | 0 | 0 | 0 | 0 | 0 | 0 | 0 | 0 | 0 | 0 | 0 | 0 | 0 | 0 | 0 | 0 | 0 | 0 | 0 | 0 | 0 | 0 | 0 | 0 | 0 | 0 | 0 | 0 | 0 | 0 | 0 | 0 | 0
F2_Commercial_Restaurant_New_Food Preparation_Natural Gas_Fryer_E1 | F2 | Commercial | Restaurant | New | Food Preparation | Natural Gas | Fryer | E1 | RVT - Cost of Operation | 2.2189 | 2.2165 | 2.226 | 0 | 0 | 0 | 0 | 0 | 0 | 0 | 0 | 0 | 0 | 0 | 0 | 0 | 0 | 0 | 0 | 0 | 0 | 0 | 0 | 0 | 0 | 0 | 0 | 0 | 0 | 0 | 0 | 0 | 0 | 0 | 0 | 0 | 0 | 0 | 0 | 0 | 0 | 0
F2_Commercial_Restaurant_New_Food Preparation_Natural Gas_Fryer_E2 | F2 | Commercial | Restaurant | New | Food Preparation | Natural Gas | Fryer | E2 | RVT - Cost of Operation | 1.4911 | 1.4894 | 1.4959 | 1.4824 | 1.4738 | 1.4779 | 1.4927 | 1.5043 | 1.5188 | 1.5327 | 1.5462 | 1.5586 | 1.5718 | 1.5857 | 1.5987 | 1.6122 | 1.6256 | 1.6405 | 1.6561 | 1.6726 | 1.6887 | 1.7061 | 1.7222 | 1.7394 | 1.7547 | 1.7684 | 1.7808 | 1.7914 | 1.7998 | 1.8067 | 1.8104 | 1.8129 | 1.8129 | 0 | 0 | 0 | 0 | 0 | 0 | 0 | 0 | 0
F2_Commercial_Restaurant_New_Food Preparation_Natural Gas_Fryer_E3 | F2 | Commercial | Restaurant | New | Food Preparation | Natural Gas | Fryer | E3 | RVT - Cost of Operation | 0 | 0 | 0 | 0 | 0 | 0 | 0 | 0 | 0 | 0 | 0 | 0 | 0 | 0 | 0 | 0 | 0 | 0 | 0 | 0 | 0 | 0 | 0 | 0 | 0 | 0 | 0 | 0 | 0 | 0 | 0 | 0 | 0 | 0 | 0 | 0 | 0 | 0 | 0 | 0 | 0 | 0
F2_Commercial_Restaurant_New_Food Preparation_Natural Gas_Fryer_E4 | F2 | Commercial | Restaurant | New | Food Preparation | Natural Gas | Fryer | E4 | RVT - Cost of Operation | 0 | 0 | 0 | 0 | 0 | 0 | 0 | 0 | 0 | 0 | 0 | 0 | 0 | 0 | 0 | 0 | 0 | 0 | 0 | 0 | 0 | 0 | 0 | 0 | 0 | 0 | 0 | 0 | 0 | 0 | 0 | 0 | 0 | 0 | 0 | 0 | 0 | 0 | 0 | 0 | 0 | 0
F2_Commercial_Restaurant_New_Food Preparation_Natural Gas_Fryer_E5 | F2 | Commercial | Restaurant | New | Food Preparation | Natural Gas | Fryer | E5 | RVT - Cost of Operation | 0 | 0 | 0 | 0 | 0 | 0 | 0 | 0 | 0 | 0 | 0 | 0 | 0 | 0 | 0 | 0 | 0 | 0 | 0 | 0 | 0 | 0 | 0 | 0 | 0 | 0 | 0 | 0 | 0 | 0 | 0 | 0 | 0 | 0 | 0 | 0 | 0 | 0 | 0 | 0 | 0 | 0
F2_Commercial_Restaurant_New_Food Preparation_Natural Gas_Fryer_E6 | F2 | Commercial | Restaurant | New | Food Preparation | Natural Gas | Fryer | E6 | RVT - Cost of Operation | 0 | 0 | 0 | 0 | 0 | 0 | 0 | 0 | 0 | 0 | 0 | 0 | 0 | 0 | 0 | 0 | 0 | 0 | 0 | 0 | 0 | 0 | 0 | 0 | 0 | 0 | 0 | 0 | 0 | 0 | 0 | 0 | 0 | 0 | 0 | 0 | 0 | 0 | 0 | 0 | 0 | 0
F2_Commercial_Restaurant_New_Food Preparation_Natural Gas_Fryer_E7 | F2 | Commercial | Restaurant | New | Food Preparation | Natural Gas | Fryer | E7 | RVT - Cost of Operation | 0 | 0 | 0 | 0 | 0 | 0 | 0 | 0 | 0 | 0 | 0 | 0 | 0 | 0 | 0 | 0 | 0 | 0 | 0 | 0 | 0 | 0 | 0 | 0 | 0 | 0 | 0 | 0 | 0 | 0 | 0 | 0 | 0 | 0 | 0 | 0 | 0 | 0 | 0 | 0 | 0 | 0
F2_Commercial_Restaurant_New_Food Preparation_Natural Gas_Fryer_E8 | F2 | Commercial | Restaurant | New | Food Preparation | Natural Gas | Fryer | E8 | RVT - Cost of Operation | 0 | 0 | 0 | 0 | 0 | 0 | 0 | 0 | 0 | 0 | 0 | 0 | 0 | 0 | 0 | 0 | 0 | 0 | 0 | 0 | 0 | 0 | 0 | 0 | 0 | 0 | 0 | 0 | 0 | 0 | 0 | 0 | 0 | 0 | 0 | 0 | 0 | 0 | 0 | 0 | 0 | 0
F2_Commercial_Restaurant_New_Food Preparation_Natural Gas_Fryer_E9 | F2 | Commercial | Restaurant | New | Food Preparation | Natural Gas | Fryer | E9 | RVT - Cost of Operation | 0 | 0 | 0 | 0 | 0 | 0 | 0 | 0 | 0 | 0 | 0 | 0 | 0 | 0 | 0 | 0 | 0 | 0 | 0 | 0 | 0 | 0 | 0 | 0 | 0 | 0 | 0 | 0 | 0 | 0 | 0 | 0 | 0 | 0 | 0 | 0 | 0 | 0 | 0 | 0 | 0 | 0
F2_Commercial_Restaurant_New_Food Preparation_Natural Gas_Fryer_E10 | F2 | Commercial | Restaurant | New | Food Preparation | Natural Gas | Fryer | E10 | RVT - Cost of Operation | 0 | 0 | 0 | 0 | 0 | 0 | 0 | 0 | 0 | 0 | 0 | 0 | 0 | 0 | 0 | 0 | 0 | 0 | 0 | 0 | 0 | 0 | 0 | 0 | 0 | 0 | 0 | 0 | 0 | 0 | 0 | 0 | 0 | 0 | 0 | 0 | 0 | 0 | 0 | 0 | 0 | 0
F3_Commercial_Restaurant_New_Food Preparation_Natural Gas_Fryer_E1 | F3 | Commercial | Restaurant | New | Food Preparation | Natural Gas | Fryer | E1 | System - kBTUs of Consumption | 0.59105 | 0.59105 | 0.59105 | 0 | 0 | 0 | 0 | 0 | 0 | 0 | 0 | 0 | 0 | 0 | 0 | 0 | 0 | 0 | 0 | 0 | 0 | 0 | 0 | 0 | 0 | 0 | 0 | 0 | 0 | 0 | 0 | 0 | 0 | 0 | 0 | 0 | 0 | 0 | 0 | 0 | 0 | 0
F3_Commercial_Restaurant_New_Food Preparation_Natural Gas_Fryer_E2 | F3 | Commercial | Restaurant | New | Food Preparation | Natural Gas | Fryer | E2 | System - kBTUs of Consumption | 0.70491 | 0.70491 | 0.70491 | 0.70491 | 0.70491 | 0.70491 | 0.70491 | 0.70491 | 0.70491 | 0.70491 | 0.70491 | 0.70491 | 0.70491 | 0.70491 | 0.70491 | 0.70491 | 0.70491 | 0.70491 | 0.70491 | 0.70491 | 0.70491 | 0.70491 | 0.70491 | 0.70491 | 0.70491 | 0.70491 | 0.70491 | 0.70491 | 0.70491 | 0.70491 | 0.70491 | 0.70491 | 0.70491 | 0 | 0 | 0 | 0 | 0 | 0 | 0 | 0 | 0
F3_Commercial_Restaurant_New_Food Preparation_Natural Gas_Fryer_E3 | F3 | Commercial | Restaurant | New | Food Preparation | Natural Gas | Fryer | E3 | System - kBTUs of Consumption | 0 | 0 | 0 | 0 | 0 | 0 | 0 | 0 | 0 | 0 | 0 | 0 | 0 | 0 | 0 | 0 | 0 | 0 | 0 | 0 | 0 | 0 | 0 | 0 | 0 | 0 | 0 | 0 | 0 | 0 | 0 | 0 | 0 | 0 | 0 | 0 | 0 | 0 | 0 | 0 | 0 | 0
F3_Commercial_Restaurant_New_Food Preparation_Natural Gas_Fryer_E4 | F3 | Commercial | Restaurant | New | Food Preparation | Natural Gas | Fryer | E4 | System - kBTUs of Consumption | 0 | 0 | 0 | 0 | 0 | 0 | 0 | 0 | 0 | 0 | 0 | 0 | 0 | 0 | 0 | 0 | 0 | 0 | 0 | 0 | 0 | 0 | 0 | 0 | 0 | 0 | 0 | 0 | 0 | 0 | 0 | 0 | 0 | 0 | 0 | 0 | 0 | 0 | 0 | 0 | 0 | 0
F3_Commercial_Restaurant_New_Food Preparation_Natural Gas_Fryer_E5 | F3 | Commercial | Restaurant | New | Food Preparation | Natural Gas | Fryer | E5 | System - kBTUs of Consumption | 0 | 0 | 0 | 0 | 0 | 0 | 0 | 0 | 0 | 0 | 0 | 0 | 0 | 0 | 0 | 0 | 0 | 0 | 0 | 0 | 0 | 0 | 0 | 0 | 0 | 0 | 0 | 0 | 0 | 0 | 0 | 0 | 0 | 0 | 0 | 0 | 0 | 0 | 0 | 0 | 0 | 0
F3_Commercial_Restaurant_New_Food Preparation_Natural Gas_Fryer_E6 | F3 | Commercial | Restaurant | New | Food Preparation | Natural Gas | Fryer | E6 | System - kBTUs of Consumption | 0 | 0 | 0 | 0 | 0 | 0 | 0 | 0 | 0 | 0 | 0 | 0 | 0 | 0 | 0 | 0 | 0 | 0 | 0 | 0 | 0 | 0 | 0 | 0 | 0 | 0 | 0 | 0 | 0 | 0 | 0 | 0 | 0 | 0 | 0 | 0 | 0 | 0 | 0 | 0 | 0 | 0
F3_Commercial_Restaurant_New_Food Preparation_Natural Gas_Fryer_E7 | F3 | Commercial | Restaurant | New | Food Preparation | Natural Gas | Fryer | E7 | System - kBTUs of Consumption | 0 | 0 | 0 | 0 | 0 | 0 | 0 | 0 | 0 | 0 | 0 | 0 | 0 | 0 | 0 | 0 | 0 | 0 | 0 | 0 | 0 | 0 | 0 | 0 | 0 | 0 | 0 | 0 | 0 | 0 | 0 | 0 | 0 | 0 | 0 | 0 | 0 | 0 | 0 | 0 | 0 | 0
F3_Commercial_Restaurant_New_Food Preparation_Natural Gas_Fryer_E8 | F3 | Commercial | Restaurant | New | Food Preparation | Natural Gas | Fryer | E8 | System - kBTUs of Consumption | 0 | 0 | 0 | 0 | 0 | 0 | 0 | 0 | 0 | 0 | 0 | 0 | 0 | 0 | 0 | 0 | 0 | 0 | 0 | 0 | 0 | 0 | 0 | 0 | 0 | 0 | 0 | 0 | 0 | 0 | 0 | 0 | 0 | 0 | 0 | 0 | 0 | 0 | 0 | 0 | 0 | 0
F3_Commercial_Restaurant_New_Food Preparation_Natural Gas_Fryer_E9 | F3 | Commercial | Restaurant | New | Food Preparation | Natural Gas | Fryer | E9 | System - kBTUs of Consumption | 0 | 0 | 0 | 0 | 0 | 0 | 0 | 0 | 0 | 0 | 0 | 0 | 0 | 0 | 0 | 0 | 0 | 0 | 0 | 0 | 0 | 0 | 0 | 0 | 0 | 0 | 0 | 0 | 0 | 0 | 0 | 0 | 0 | 0 | 0 | 0 | 0 | 0 | 0 | 0 | 0 | 0
F3_Commercial_Restaurant_New_Food Preparation_Natural Gas_Fryer_E10 | F3 | Commercial | Restaurant | New | Food Preparation | Natural Gas | Fryer | E10 | System - kBTUs of Consumption | 0 | 0 | 0 | 0 | 0 | 0 | 0 | 0 | 0 | 0 | 0 | 0 | 0 | 0 | 0 | 0 | 0 | 0 | 0 | 0 | 0 | 0 | 0 | 0 | 0 | 0 | 0 | 0 | 0 | 0 | 0 | 0 | 0 | 0 | 0 | 0 | 0 | 0 | 0 | 0 | 0 | 0
F4_Commercial_Restaurant_New_Food Preparation_Natural Gas_Fryer_E1 | F4 | Commercial | Restaurant | New | Food Preparation | Natural Gas | Fryer | E1 | Utility - Cost of Equipment | 2.2189 | 2.2165 | 2.226 | 0 | 0 | 0 | 0 | 0 | 0 | 0 | 0 | 0 | 0 | 0 | 0 | 0 | 0 | 0 | 0 | 0 | 0 | 0 | 0 | 0 | 0 | 0 | 0 | 0 | 0 | 0 | 0 | 0 | 0 | 0 | 0 | 0 | 0 | 0 | 0 | 0 | 0 | 0
F4_Commercial_Restaurant_New_Food Preparation_Natural Gas_Fryer_E2 | F4 | Commercial | Restaurant | New | Food Preparation | Natural Gas | Fryer | E2 | Utility - Cost of Equipment | 1.4911 | 1.4894 | 1.4959 | 1.4824 | 1.4738 | 1.4779 | 1.4927 | 1.5043 | 1.5188 | 1.5327 | 1.5462 | 1.5586 | 1.5718 | 1.5857 | 1.5987 | 1.6122 | 1.6256 | 1.6405 | 1.6561 | 1.6726 | 1.6887 | 1.7061 | 1.7222 | 1.7394 | 1.7547 | 1.7684 | 1.7808 | 1.7914 | 1.7998 | 1.8067 | 1.8104 | 1.8129 | 1.8129 | 0 | 0 | 0 | 0 | 0 | 0 | 0 | 0 | 0
F4_Commercial_Restaurant_New_Food Preparation_Natural Gas_Fryer_E3 | F4 | Commercial | Restaurant | New | Food Preparation | Natural Gas | Fryer | E3 | Utility - Cost of Equipment | 0 | 0 | 0 | 0 | 0 | 0 | 0 | 0 | 0 | 0 | 0 | 0 | 0 | 0 | 0 | 0 | 0 | 0 | 0 | 0 | 0 | 0 | 0 | 0 | 0 | 0 | 0 | 0 | 0 | 0 | 0 | 0 | 0 | 0 | 0 | 0 | 0 | 0 | 0 | 0 | 0 | 0
F4_Commercial_Restaurant_New_Food Preparation_Natural Gas_Fryer_E4 | F4 | Commercial | Restaurant | New | Food Preparation | Natural Gas | Fryer | E4 | Utility - Cost of Equipment | 0 | 0 | 0 | 0 | 0 | 0 | 0 | 0 | 0 | 0 | 0 | 0 | 0 | 0 | 0 | 0 | 0 | 0 | 0 | 0 | 0 | 0 | 0 | 0 | 0 | 0 | 0 | 0 | 0 | 0 | 0 | 0 | 0 | 0 | 0 | 0 | 0 | 0 | 0 | 0 | 0 | 0
F4_Commercial_Restaurant_New_Food Preparation_Natural Gas_Fryer_E5 | F4 | Commercial | Restaurant | New | Food Preparation | Natural Gas | Fryer | E5 | Utility - Cost of Equipment | 0 | 0 | 0 | 0 | 0 | 0 | 0 | 0 | 0 | 0 | 0 | 0 | 0 | 0 | 0 | 0 | 0 | 0 | 0 | 0 | 0 | 0 | 0 | 0 | 0 | 0 | 0 | 0 | 0 | 0 | 0 | 0 | 0 | 0 | 0 | 0 | 0 | 0 | 0 | 0 | 0 | 0
F4_Commercial_Restaurant_New_Food Preparation_Natural Gas_Fryer_E6 | F4 | Commercial | Restaurant | New | Food Preparation | Natural Gas | Fryer | E6 | Utility - Cost of Equipment | 0 | 0 | 0 | 0 | 0 | 0 | 0 | 0 | 0 | 0 | 0 | 0 | 0 | 0 | 0 | 0 | 0 | 0 | 0 | 0 | 0 | 0 | 0 | 0 | 0 | 0 | 0 | 0 | 0 | 0 | 0 | 0 | 0 | 0 | 0 | 0 | 0 | 0 | 0 | 0 | 0 | 0
F4_Commercial_Restaurant_New_Food Preparation_Natural Gas_Fryer_E7 | F4 | Commercial | Restaurant | New | Food Preparation | Natural Gas | Fryer | E7 | Utility - Cost of Equipment | 0 | 0 | 0 | 0 | 0 | 0 | 0 | 0 | 0 | 0 | 0 | 0 | 0 | 0 | 0 | 0 | 0 | 0 | 0 | 0 | 0 | 0 | 0 | 0 | 0 | 0 | 0 | 0 | 0 | 0 | 0 | 0 | 0 | 0 | 0 | 0 | 0 | 0 | 0 | 0 | 0 | 0
F4_Commercial_Restaurant_New_Food Preparation_Natural Gas_Fryer_E8 | F4 | Commercial | Restaurant | New | Food Preparation | Natural Gas | Fryer | E8 | Utility - Cost of Equipment | 0 | 0 | 0 | 0 | 0 | 0 | 0 | 0 | 0 | 0 | 0 | 0 | 0 | 0 | 0 | 0 | 0 | 0 | 0 | 0 | 0 | 0 | 0 | 0 | 0 | 0 | 0 | 0 | 0 | 0 | 0 | 0 | 0 | 0 | 0 | 0 | 0 | 0 | 0 | 0 | 0 | 0
F4_Commercial_Restaurant_New_Food Preparation_Natural Gas_Fryer_E9 | F4 | Commercial | Restaurant | New | Food Preparation | Natural Gas | Fryer | E9 | Utility - Cost of Equipment | 0 | 0 | 0 | 0 | 0 | 0 | 0 | 0 | 0 | 0 | 0 | 0 | 0 | 0 | 0 | 0 | 0 | 0 | 0 | 0 | 0 | 0 | 0 | 0 | 0 | 0 | 0 | 0 | 0 | 0 | 0 | 0 | 0 | 0 | 0 | 0 | 0 | 0 | 0 | 0 | 0 | 0
F4_Commercial_Restaurant_New_Food Preparation_Natural Gas_Fryer_E10 | F4 | Commercial | Restaurant | New | Food Preparation | Natural Gas | Fryer | E10 | Utility - Cost of Equipment | 0 | 0 | 0 | 0 | 0 | 0 | 0 | 0 | 0 | 0 | 0 | 0 | 0 | 0 | 0 | 0 | 0 | 0 | 0 | 0 | 0 | 0 | 0 | 0 | 0 | 0 | 0 | 0 | 0 | 0 | 0 | 0 | 0 | 0 | 0 | 0 | 0 | 0 | 0 | 0 | 0 | 0
F5_Commercial_Restaurant_New_Food Preparation_Natural Gas_Fryer_E1 | F5 | Commercial | Restaurant | New | Food Preparation | Natural Gas | Fryer | E1 | Utility - Cost of Operation | 0.59105 | 0.59105 | 0.59105 | 0 | 0 | 0 | 0 | 0 | 0 | 0 | 0 | 0 | 0 | 0 | 0 | 0 | 0 | 0 | 0 | 0 | 0 | 0 | 0 | 0 | 0 | 0 | 0 | 0 | 0 | 0 | 0 | 0 | 0 | 0 | 0 | 0 | 0 | 0 | 0 | 0 | 0 | 0
F5_Commercial_Restaurant_New_Food Preparation_Natural Gas_Fryer_E2 | F5 | Commercial | Restaurant | New | Food Preparation | Natural Gas | Fryer | E2 | Utility - Cost of Operation | 0.70491 | 0.70491 | 0.70491 | 0.70491 | 0.70491 | 0.70491 | 0.70491 | 0.70491 | 0.70491 | 0.70491 | 0.70491 | 0.70491 | 0.70491 | 0.70491 | 0.70491 | 0.70491 | 0.70491 | 0.70491 | 0.70491 | 0.70491 | 0.70491 | 0.70491 | 0.70491 | 0.70491 | 0.70491 | 0.70491 | 0.70491 | 0.70491 | 0.70491 | 0.70491 | 0.70491 | 0.70491 | 0.70491 | 0 | 0 | 0 | 0 | 0 | 0 | 0 | 0 | 0
F5_Commercial_Restaurant_New_Food Preparation_Natural Gas_Fryer_E3 | F5 | Commercial | Restaurant | New | Food Preparation | Natural Gas | Fryer | E3 | Utility - Cost of Operation | 0 | 0 | 0 | 0 | 0 | 0 | 0 | 0 | 0 | 0 | 0 | 0 | 0 | 0 | 0 | 0 | 0 | 0 | 0 | 0 | 0 | 0 | 0 | 0 | 0 | 0 | 0 | 0 | 0 | 0 | 0 | 0 | 0 | 0 | 0 | 0 | 0 | 0 | 0 | 0 | 0 | 0
F5_Commercial_Restaurant_New_Food Preparation_Natural Gas_Fryer_E4 | F5 | Commercial | Restaurant | New | Food Preparation | Natural Gas | Fryer | E4 | Utility - Cost of Operation | 0 | 0 | 0 | 0 | 0 | 0 | 0 | 0 | 0 | 0 | 0 | 0 | 0 | 0 | 0 | 0 | 0 | 0 | 0 | 0 | 0 | 0 | 0 | 0 | 0 | 0 | 0 | 0 | 0 | 0 | 0 | 0 | 0 | 0 | 0 | 0 | 0 | 0 | 0 | 0 | 0 | 0
F5_Commercial_Restaurant_New_Food Preparation_Natural Gas_Fryer_E5 | F5 | Commercial | Restaurant | New | Food Preparation | Natural Gas | Fryer | E5 | Utility - Cost of Operation | 0 | 0 | 0 | 0 | 0 | 0 | 0 | 0 | 0 | 0 | 0 | 0 | 0 | 0 | 0 | 0 | 0 | 0 | 0 | 0 | 0 | 0 | 0 | 0 | 0 | 0 | 0 | 0 | 0 | 0 | 0 | 0 | 0 | 0 | 0 | 0 | 0 | 0 | 0 | 0 | 0 | 0
F5_Commercial_Restaurant_New_Food Preparation_Natural Gas_Fryer_E6 | F5 | Commercial | Restaurant | New | Food Preparation | Natural Gas | Fryer | E6 | Utility - Cost of Operation | 0 | 0 | 0 | 0 | 0 | 0 | 0 | 0 | 0 | 0 | 0 | 0 | 0 | 0 | 0 | 0 | 0 | 0 | 0 | 0 | 0 | 0 | 0 | 0 | 0 | 0 | 0 | 0 | 0 | 0 | 0 | 0 | 0 | 0 | 0 | 0 | 0 | 0 | 0 | 0 | 0 | 0
F5_Commercial_Restaurant_New_Food Preparation_Natural Gas_Fryer_E7 | F5 | Commercial | Restaurant | New | Food Preparation | Natural Gas | Fryer | E7 | Utility - Cost of Operation | 0 | 0 | 0 | 0 | 0 | 0 | 0 | 0 | 0 | 0 | 0 | 0 | 0 | 0 | 0 | 0 | 0 | 0 | 0 | 0 | 0 | 0 | 0 | 0 | 0 | 0 | 0 | 0 | 0 | 0 | 0 | 0 | 0 | 0 | 0 | 0 | 0 | 0 | 0 | 0 | 0 | 0
F5_Commercial_Restaurant_New_Food Preparation_Natural Gas_Fryer_E8 | F5 | Commercial | Restaurant | New | Food Preparation | Natural Gas | Fryer | E8 | Utility - Cost of Operation | 0 | 0 | 0 | 0 | 0 | 0 | 0 | 0 | 0 | 0 | 0 | 0 | 0 | 0 | 0 | 0 | 0 | 0 | 0 | 0 | 0 | 0 | 0 | 0 | 0 | 0 | 0 | 0 | 0 | 0 | 0 | 0 | 0 | 0 | 0 | 0 | 0 | 0 | 0 | 0 | 0 | 0
F5_Commercial_Restaurant_New_Food Preparation_Natural Gas_Fryer_E9 | F5 | Commercial | Restaurant | New | Food Preparation | Natural Gas | Fryer | E9 | Utility - Cost of Operation | 0 | 0 | 0 | 0 | 0 | 0 | 0 | 0 | 0 | 0 | 0 | 0 | 0 | 0 | 0 | 0 | 0 | 0 | 0 | 0 | 0 | 0 | 0 | 0 | 0 | 0 | 0 | 0 | 0 | 0 | 0 | 0 | 0 | 0 | 0 | 0 | 0 | 0 | 0 | 0 | 0 | 0
F5_Commercial_Restaurant_New_Food Preparation_Natural Gas_Fryer_E10 | F5 | Commercial | Restaurant | New | Food Preparation | Natural Gas | Fryer | E10 | Utility - Cost of Operation | 0 | 0 | 0 | 0 | 0 | 0 | 0 | 0 | 0 | 0 | 0 | 0 | 0 | 0 | 0 | 0 | 0 | 0 | 0 | 0 | 0 | 0 | 0 | 0 | 0 | 0 | 0 | 0 | 0 | 0 | 0 | 0 | 0 | 0 | 0 | 0 | 0 | 0 | 0 | 0 | 0 | 0
F6_Commercial_Restaurant_New_Food Preparation_Natural Gas_Fryer_E1 | F6 | Commercial | Restaurant | New | Food Preparation | Natural Gas | Fryer | E1 | Utility - Value of Sales | 1.1717 | 1.1787 | 1.19 | 0 | 0 | 0 | 0 | 0 | 0 | 0 | 0 | 0 | 0 | 0 | 0 | 0 | 0 | 0 | 0 | 0 | 0 | 0 | 0 | 0 | 0 | 0 | 0 | 0 | 0 | 0 | 0 | 0 | 0 | 0 | 0 | 0 | 0 | 0 | 0 | 0 | 0 | 0
F6_Commercial_Restaurant_New_Food Preparation_Natural Gas_Fryer_E2 | F6 | Commercial | Restaurant | New | Food Preparation | Natural Gas | Fryer | E2 | Utility - Value of Sales | 0.78737 | 0.79209 | 0.79967 | 0.798 | 0.798 | 0.798 | 0.798 | 0.798 | 0.798 | 0.798 | 0.798 | 0.798 | 0.798 | 0.798 | 0.798 | 0.798 | 0.798 | 0.798 | 0.798 | 0.798 | 0.798 | 0.798 | 0.798 | 0.798 | 0.798 | 0.798 | 0.798 | 0.798 | 0.798 | 0.798 | 0.798 | 0.798 | 0.798 | 0 | 0 | 0 | 0 | 0 | 0 | 0 | 0 | 0
F6_Commercial_Restaurant_New_Food Preparation_Natural Gas_Fryer_E3 | F6 | Commercial | Restaurant | New | Food Preparation | Natural Gas | Fryer | E3 | Utility - Value of Sales | 0 | 0 | 0 | 0 | 0 | 0 | 0 | 0 | 0 | 0 | 0 | 0 | 0 | 0 | 0 | 0 | 0 | 0 | 0 | 0 | 0 | 0 | 0 | 0 | 0 | 0 | 0 | 0 | 0 | 0 | 0 | 0 | 0 | 0 | 0 | 0 | 0 | 0 | 0 | 0 | 0 | 0
F6_Commercial_Restaurant_New_Food Preparation_Natural Gas_Fryer_E4 | F6 | Commercial | Restaurant | New | Food Preparation | Natural Gas | Fryer | E4 | Utility - Value of Sales | 0 | 0 | 0 | 0 | 0 | 0 | 0 | 0 | 0 | 0 | 0 | 0 | 0 | 0 | 0 | 0 | 0 | 0 | 0 | 0 | 0 | 0 | 0 | 0 | 0 | 0 | 0 | 0 | 0 | 0 | 0 | 0 | 0 | 0 | 0 | 0 | 0 | 0 | 0 | 0 | 0 | 0
F6_Commercial_Restaurant_New_Food Preparation_Natural Gas_Fryer_E5 | F6 | Commercial | Restaurant | New | Food Preparation | Natural Gas | Fryer | E5 | Utility - Value of Sales | 0 | 0 | 0 | 0 | 0 | 0 | 0 | 0 | 0 | 0 | 0 | 0 | 0 | 0 | 0 | 0 | 0 | 0 | 0 | 0 | 0 | 0 | 0 | 0 | 0 | 0 | 0 | 0 | 0 | 0 | 0 | 0 | 0 | 0 | 0 | 0 | 0 | 0 | 0 | 0 | 0 | 0
F6_Commercial_Restaurant_New_Food Preparation_Natural Gas_Fryer_E6 | F6 | Commercial | Restaurant | New | Food Preparation | Natural Gas | Fryer | E6 | Utility - Value of Sales | 0 | 0 | 0 | 0 | 0 | 0 | 0 | 0 | 0 | 0 | 0 | 0 | 0 | 0 | 0 | 0 | 0 | 0 | 0 | 0 | 0 | 0 | 0 | 0 | 0 | 0 | 0 | 0 | 0 | 0 | 0 | 0 | 0 | 0 | 0 | 0 | 0 | 0 | 0 | 0 | 0 | 0
F6_Commercial_Restaurant_New_Food Preparation_Natural Gas_Fryer_E7 | F6 | Commercial | Restaurant | New | Food Preparation | Natural Gas | Fryer | E7 | Utility - Value of Sales | 0 | 0 | 0 | 0 | 0 | 0 | 0 | 0 | 0 | 0 | 0 | 0 | 0 | 0 | 0 | 0 | 0 | 0 | 0 | 0 | 0 | 0 | 0 | 0 | 0 | 0 | 0 | 0 | 0 | 0 | 0 | 0 | 0 | 0 | 0 | 0 | 0 | 0 | 0 | 0 | 0 | 0
F6_Commercial_Restaurant_New_Food Preparation_Natural Gas_Fryer_E8 | F6 | Commercial | Restaurant | New | Food Preparation | Natural Gas | Fryer | E8 | Utility - Value of Sales | 0 | 0 | 0 | 0 | 0 | 0 | 0 | 0 | 0 | 0 | 0 | 0 | 0 | 0 | 0 | 0 | 0 | 0 | 0 | 0 | 0 | 0 | 0 | 0 | 0 | 0 | 0 | 0 | 0 | 0 | 0 | 0 | 0 | 0 | 0 | 0 | 0 | 0 | 0 | 0 | 0 | 0
F6_Commercial_Restaurant_New_Food Preparation_Natural Gas_Fryer_E9 | F6 | Commercial | Restaurant | New | Food Preparation | Natural Gas | Fryer | E9 | Utility - Value of Sales | 0 | 0 | 0 | 0 | 0 | 0 | 0 | 0 | 0 | 0 | 0 | 0 | 0 | 0 | 0 | 0 | 0 | 0 | 0 | 0 | 0 | 0 | 0 | 0 | 0 | 0 | 0 | 0 | 0 | 0 | 0 | 0 | 0 | 0 | 0 | 0 | 0 | 0 | 0 | 0 | 0 | 0
F6_Commercial_Restaurant_New_Food Preparation_Natural Gas_Fryer_E10 | F6 | Commercial | Restaurant | New | Food Preparation | Natural Gas | Fryer | E10 | Utility - Value of Sales | 0 | 0 | 0 | 0 | 0 | 0 | 0 | 0 | 0 | 0 | 0 | 0 | 0 | 0 | 0 | 0 | 0 | 0 | 0 | 0 | 0 | 0 | 0 | 0 | 0 | 0 | 0 | 0 | 0 | 0 | 0 | 0 | 0 | 0 | 0 | 0 | 0 | 0 | 0 | 0 | 0 | 0
F1_Commercial_Restaurant_New_Food Preparation_Natural Gas_Broiler_E1 | F1 | Commercial | Restaurant | New | Food Preparation | Natural Gas | Broiler | E1 | RVT - Cost of Equipment | 2.056 | 2.0587 | 2.0699 | 2.0594 | 2.0541 | 2.0623 | 2.0819 | 2.0979 | 2.1174 | 2.1362 | 2.1552 | 2.1731 | 2.1922 | 2.212 | 2.2312 | 2.2508 | 2.2705 | 2.2918 | 2.3138 | 2.3365 | 2.3584 | 2.3803 | 2.3999 | 2.4196 | 2.4367 | 2.4514 | 2.4649 | 2.4764 | 2.4855 | 2.4929 | 2.497 | 2.4997 | 2.4997 | 0 | 0 | 0 | 0 | 0 | 0 | 0 | 0 | 0
F1_Commercial_Restaurant_New_Food Preparation_Natural Gas_Broiler_E2 | F1 | Commercial | Restaurant | New | Food Preparation | Natural Gas | Broiler | E2 | RVT - Cost of Equipment | 1.3217 | 1.3234 | 1.3306 | 1.3239 | 1.3205 | 1.3257 | 1.3384 | 1.3486 | 1.3612 | 1.3733 | 1.3855 | 1.397 | 1.4093 | 1.422 | 1.4343 | 1.4469 | 1.4596 | 1.4733 | 1.4874 | 1.5021 | 1.5161 | 1.5302 | 1.5428 | 1.5555 | 1.5665 | 1.5759 | 1.5846 | 1.592 | 1.5978 | 1.6026 | 1.6052 | 1.607 | 1.607 | 0 | 0 | 0 | 0 | 0 | 0 | 0 | 0 | 0
F1_Commercial_Restaurant_New_Food Preparation_Natural Gas_Broiler_E3 | F1 | Commercial | Restaurant | New | Food Preparation | Natural Gas | Broiler | E3 | RVT - Cost of Equipment | 0 | 0 | 0 | 0 | 0 | 0 | 0 | 0 | 0 | 0 | 0 | 0 | 0 | 0 | 0 | 0 | 0 | 0 | 0 | 0 | 0 | 0 | 0 | 0 | 0 | 0 | 0 | 0 | 0 | 0 | 0 | 0 | 0 | 0 | 0 | 0 | 0 | 0 | 0 | 0 | 0 | 0
F1_Commercial_Restaurant_New_Food Preparation_Natural Gas_Broiler_E4 | F1 | Commercial | Restaurant | New | Food Preparation | Natural Gas | Broiler | E4 | RVT - Cost of Equipment | 0 | 0 | 0 | 0 | 0 | 0 | 0 | 0 | 0 | 0 | 0 | 0 | 0 | 0 | 0 | 0 | 0 | 0 | 0 | 0 | 0 | 0 | 0 | 0 | 0 | 0 | 0 | 0 | 0 | 0 | 0 | 0 | 0 | 0 | 0 | 0 | 0 | 0 | 0 | 0 | 0 | 0
F1_Commercial_Restaurant_New_Food Preparation_Natural Gas_Broiler_E5 | F1 | Commercial | Restaurant | New | Food Preparation | Natural Gas | Broiler | E5 | RVT - Cost of Equipment | 0 | 0 | 0 | 0 | 0 | 0 | 0 | 0 | 0 | 0 | 0 | 0 | 0 | 0 | 0 | 0 | 0 | 0 | 0 | 0 | 0 | 0 | 0 | 0 | 0 | 0 | 0 | 0 | 0 | 0 | 0 | 0 | 0 | 0 | 0 | 0 | 0 | 0 | 0 | 0 | 0 | 0
F1_Commercial_Restaurant_New_Food Preparation_Natural Gas_Broiler_E6 | F1 | Commercial | Restaurant | New | Food Preparation | Natural Gas | Broiler | E6 | RVT - Cost of Equipment | 0 | 0 | 0 | 0 | 0 | 0 | 0 | 0 | 0 | 0 | 0 | 0 | 0 | 0 | 0 | 0 | 0 | 0 | 0 | 0 | 0 | 0 | 0 | 0 | 0 | 0 | 0 | 0 | 0 | 0 | 0 | 0 | 0 | 0 | 0 | 0 | 0 | 0 | 0 | 0 | 0 | 0
F1_Commercial_Restaurant_New_Food Preparation_Natural Gas_Broiler_E7 | F1 | Commercial | Restaurant | New | Food Preparation | Natural Gas | Broiler | E7 | RVT - Cost of Equipment | 0 | 0 | 0 | 0 | 0 | 0 | 0 | 0 | 0 | 0 | 0 | 0 | 0 | 0 | 0 | 0 | 0 | 0 | 0 | 0 | 0 | 0 | 0 | 0 | 0 | 0 | 0 | 0 | 0 | 0 | 0 | 0 | 0 | 0 | 0 | 0 | 0 | 0 | 0 | 0 | 0 | 0
F1_Commercial_Restaurant_New_Food Preparation_Natural Gas_Broiler_E8 | F1 | Commercial | Restaurant | New | Food Preparation | Natural Gas | Broiler | E8 | RVT - Cost of Equipment | 0 | 0 | 0 | 0 | 0 | 0 | 0 | 0 | 0 | 0 | 0 | 0 | 0 | 0 | 0 | 0 | 0 | 0 | 0 | 0 | 0 | 0 | 0 | 0 | 0 | 0 | 0 | 0 | 0 | 0 | 0 | 0 | 0 | 0 | 0 | 0 | 0 | 0 | 0 | 0 | 0 | 0
F1_Commercial_Restaurant_New_Food Preparation_Natural Gas_Broiler_E9 | F1 | Commercial | Restaurant | New | Food Preparation | Natural Gas | Broiler | E9 | RVT - Cost of Equipment | 0 | 0 | 0 | 0 | 0 | 0 | 0 | 0 | 0 | 0 | 0 | 0 | 0 | 0 | 0 | 0 | 0 | 0 | 0 | 0 | 0 | 0 | 0 | 0 | 0 | 0 | 0 | 0 | 0 | 0 | 0 | 0 | 0 | 0 | 0 | 0 | 0 | 0 | 0 | 0 | 0 | 0
F1_Commercial_Restaurant_New_Food Preparation_Natural Gas_Broiler_E10 | F1 | Commercial | Restaurant | New | Food Preparation | Natural Gas | Broiler | E10 | RVT - Cost of Equipment | 0 | 0 | 0 | 0 | 0 | 0 | 0 | 0 | 0 | 0 | 0 | 0 | 0 | 0 | 0 | 0 | 0 | 0 | 0 | 0 | 0 | 0 | 0 | 0 | 0 | 0 | 0 | 0 | 0 | 0 | 0 | 0 | 0 | 0 | 0 | 0 | 0 | 0 | 0 | 0 | 0 | 0
F2_Commercial_Restaurant_New_Food Preparation_Natural Gas_Broiler_E1 | F2 | Commercial | Restaurant | New | Food Preparation | Natural Gas | Broiler | E1 | RVT - Cost of Operation | 2.4633 | 2.4664 | 2.4799 | 2.4673 | 2.4609 | 2.4707 | 2.4943 | 2.5134 | 2.5368 | 2.5593 | 2.582 | 2.6035 | 2.6264 | 2.6501 | 2.6731 | 2.6966 | 2.7202 | 2.7457 | 2.7721 | 2.7993 | 2.8255 | 2.8518 | 2.8753 | 2.8989 | 2.9193 | 2.937 | 2.9531 | 2.9669 | 2.9778 | 2.9867 | 2.9916 | 2.9948 | 2.9948 | 0 | 0 | 0 | 0 | 0 | 0 | 0 | 0 | 0
F2_Commercial_Restaurant_New_Food Preparation_Natural Gas_Broiler_E2 | F2 | Commercial | Restaurant | New | Food Preparation | Natural Gas | Broiler | E2 | RVT - Cost of Operation | 1.5835 | 1.5856 | 1.5942 | 1.5861 | 1.582 | 1.5883 | 1.6035 | 1.6158 | 1.6308 | 1.6452 | 1.6599 | 1.6737 | 1.6884 | 1.7036 | 1.7184 | 1.7335 | 1.7487 | 1.7651 | 1.7821 | 1.7996 | 1.8164 | 1.8333 | 1.8484 | 1.8636 | 1.8767 | 1.8881 | 1.8984 | 1.9073 | 1.9143 | 1.92 | 1.9231 | 1.9252 | 1.9252 | 0 | 0 | 0 | 0 | 0 | 0 | 0 | 0 | 0
F2_Commercial_Restaurant_New_Food Preparation_Natural Gas_Broiler_E3 | F2 | Commercial | Restaurant | New | Food Preparation | Natural Gas | Broiler | E3 | RVT - Cost of Operation | 0 | 0 | 0 | 0 | 0 | 0 | 0 | 0 | 0 | 0 | 0 | 0 | 0 | 0 | 0 | 0 | 0 | 0 | 0 | 0 | 0 | 0 | 0 | 0 | 0 | 0 | 0 | 0 | 0 | 0 | 0 | 0 | 0 | 0 | 0 | 0 | 0 | 0 | 0 | 0 | 0 | 0
F2_Commercial_Restaurant_New_Food Preparation_Natural Gas_Broiler_E4 | F2 | Commercial | Restaurant | New | Food Preparation | Natural Gas | Broiler | E4 | RVT - Cost of Operation | 0 | 0 | 0 | 0 | 0 | 0 | 0 | 0 | 0 | 0 | 0 | 0 | 0 | 0 | 0 | 0 | 0 | 0 | 0 | 0 | 0 | 0 | 0 | 0 | 0 | 0 | 0 | 0 | 0 | 0 | 0 | 0 | 0 | 0 | 0 | 0 | 0 | 0 | 0 | 0 | 0 | 0
F2_Commercial_Restaurant_New_Food Preparation_Natural Gas_Broiler_E5 | F2 | Commercial | Restaurant | New | Food Preparation | Natural Gas | Broiler | E5 | RVT - Cost of Operation | 0 | 0 | 0 | 0 | 0 | 0 | 0 | 0 | 0 | 0 | 0 | 0 | 0 | 0 | 0 | 0 | 0 | 0 | 0 | 0 | 0 | 0 | 0 | 0 | 0 | 0 | 0 | 0 | 0 | 0 | 0 | 0 | 0 | 0 | 0 | 0 | 0 | 0 | 0 | 0 | 0 | 0
F2_Commercial_Restaurant_New_Food Preparation_Natural Gas_Broiler_E6 | F2 | Commercial | Restaurant | New | Food Preparation | Natural Gas | Broiler | E6 | RVT - Cost of Operation | 0 | 0 | 0 | 0 | 0 | 0 | 0 | 0 | 0 | 0 | 0 | 0 | 0 | 0 | 0 | 0 | 0 | 0 | 0 | 0 | 0 | 0 | 0 | 0 | 0 | 0 | 0 | 0 | 0 | 0 | 0 | 0 | 0 | 0 | 0 | 0 | 0 | 0 | 0 | 0 | 0 | 0
F2_Commercial_Restaurant_New_Food Preparation_Natural Gas_Broiler_E7 | F2 | Commercial | Restaurant | New | Food Preparation | Natural Gas | Broiler | E7 | RVT - Cost of Operation | 0 | 0 | 0 | 0 | 0 | 0 | 0 | 0 | 0 | 0 | 0 | 0 | 0 | 0 | 0 | 0 | 0 | 0 | 0 | 0 | 0 | 0 | 0 | 0 | 0 | 0 | 0 | 0 | 0 | 0 | 0 | 0 | 0 | 0 | 0 | 0 | 0 | 0 | 0 | 0 | 0 | 0
F2_Commercial_Restaurant_New_Food Preparation_Natural Gas_Broiler_E8 | F2 | Commercial | Restaurant | New | Food Preparation | Natural Gas | Broiler | E8 | RVT - Cost of Operation | 0 | 0 | 0 | 0 | 0 | 0 | 0 | 0 | 0 | 0 | 0 | 0 | 0 | 0 | 0 | 0 | 0 | 0 | 0 | 0 | 0 | 0 | 0 | 0 | 0 | 0 | 0 | 0 | 0 | 0 | 0 | 0 | 0 | 0 | 0 | 0 | 0 | 0 | 0 | 0 | 0 | 0
F2_Commercial_Restaurant_New_Food Preparation_Natural Gas_Broiler_E9 | F2 | Commercial | Restaurant | New | Food Preparation | Natural Gas | Broiler | E9 | RVT - Cost of Operation | 0 | 0 | 0 | 0 | 0 | 0 | 0 | 0 | 0 | 0 | 0 | 0 | 0 | 0 | 0 | 0 | 0 | 0 | 0 | 0 | 0 | 0 | 0 | 0 | 0 | 0 | 0 | 0 | 0 | 0 | 0 | 0 | 0 | 0 | 0 | 0 | 0 | 0 | 0 | 0 | 0 | 0
F2_Commercial_Restaurant_New_Food Preparation_Natural Gas_Broiler_E10 | F2 | Commercial | Restaurant | New | Food Preparation | Natural Gas | Broiler | E10 | RVT - Cost of Operation | 0 | 0 | 0 | 0 | 0 | 0 | 0 | 0 | 0 | 0 | 0 | 0 | 0 | 0 | 0 | 0 | 0 | 0 | 0 | 0 | 0 | 0 | 0 | 0 | 0 | 0 | 0 | 0 | 0 | 0 | 0 | 0 | 0 | 0 | 0 | 0 | 0 | 0 | 0 | 0 | 0 | 0
F3_Commercial_Restaurant_New_Food Preparation_Natural Gas_Broiler_E1 | F3 | Commercial | Restaurant | New | Food Preparation | Natural Gas | Broiler | E1 | System - kBTUs of Consumption | 0.5559 | 0.5559 | 0.5559 | 0.5559 | 0.5559 | 0.5559 | 0.5559 | 0.5559 | 0.5559 | 0.5559 | 0.5559 | 0.5559 | 0.5559 | 0.5559 | 0.5559 | 0.5559 | 0.5559 | 0.5559 | 0.5559 | 0.5559 | 0.5559 | 0.5559 | 0.5559 | 0.5559 | 0.5559 | 0.5559 | 0.5559 | 0.5559 | 0.5559 | 0.5559 | 0.5559 | 0.5559 | 0.5559 | 0 | 0 | 0 | 0 | 0 | 0 | 0 | 0 | 0
F3_Commercial_Restaurant_New_Food Preparation_Natural Gas_Broiler_E2 | F3 | Commercial | Restaurant | New | Food Preparation | Natural Gas | Broiler | E2 | System - kBTUs of Consumption | 0.77826 | 0.77826 | 0.77826 | 0.77826 | 0.77826 | 0.77826 | 0.77826 | 0.77826 | 0.77826 | 0.77826 | 0.77826 | 0.77826 | 0.77826 | 0.77826 | 0.77826 | 0.77826 | 0.77826 | 0.77826 | 0.77826 | 0.77826 | 0.77826 | 0.77826 | 0.77826 | 0.77826 | 0.77826 | 0.77826 | 0.77826 | 0.77826 | 0.77826 | 0.77826 | 0.77826 | 0.77826 | 0.77826 | 0 | 0 | 0 | 0 | 0 | 0 | 0 | 0 | 0
F3_Commercial_Restaurant_New_Food Preparation_Natural Gas_Broiler_E3 | F3 | Commercial | Restaurant | New | Food Preparation | Natural Gas | Broiler | E3 | System - kBTUs of Consumption | 0 | 0 | 0 | 0 | 0 | 0 | 0 | 0 | 0 | 0 | 0 | 0 | 0 | 0 | 0 | 0 | 0 | 0 | 0 | 0 | 0 | 0 | 0 | 0 | 0 | 0 | 0 | 0 | 0 | 0 | 0 | 0 | 0 | 0 | 0 | 0 | 0 | 0 | 0 | 0 | 0 | 0
F3_Commercial_Restaurant_New_Food Preparation_Natural Gas_Broiler_E4 | F3 | Commercial | Restaurant | New | Food Preparation | Natural Gas | Broiler | E4 | System - kBTUs of Consumption | 0 | 0 | 0 | 0 | 0 | 0 | 0 | 0 | 0 | 0 | 0 | 0 | 0 | 0 | 0 | 0 | 0 | 0 | 0 | 0 | 0 | 0 | 0 | 0 | 0 | 0 | 0 | 0 | 0 | 0 | 0 | 0 | 0 | 0 | 0 | 0 | 0 | 0 | 0 | 0 | 0 | 0
F3_Commercial_Restaurant_New_Food Preparation_Natural Gas_Broiler_E5 | F3 | Commercial | Restaurant | New | Food Preparation | Natural Gas | Broiler | E5 | System - kBTUs of Consumption | 0 | 0 | 0 | 0 | 0 | 0 | 0 | 0 | 0 | 0 | 0 | 0 | 0 | 0 | 0 | 0 | 0 | 0 | 0 | 0 | 0 | 0 | 0 | 0 | 0 | 0 | 0 | 0 | 0 | 0 | 0 | 0 | 0 | 0 | 0 | 0 | 0 | 0 | 0 | 0 | 0 | 0
F3_Commercial_Restaurant_New_Food Preparation_Natural Gas_Broiler_E6 | F3 | Commercial | Restaurant | New | Food Preparation | Natural Gas | Broiler | E6 | System - kBTUs of Consumption | 0 | 0 | 0 | 0 | 0 | 0 | 0 | 0 | 0 | 0 | 0 | 0 | 0 | 0 | 0 | 0 | 0 | 0 | 0 | 0 | 0 | 0 | 0 | 0 | 0 | 0 | 0 | 0 | 0 | 0 | 0 | 0 | 0 | 0 | 0 | 0 | 0 | 0 | 0 | 0 | 0 | 0
F3_Commercial_Restaurant_New_Food Preparation_Natural Gas_Broiler_E7 | F3 | Commercial | Restaurant | New | Food Preparation | Natural Gas | Broiler | E7 | System - kBTUs of Consumption | 0 | 0 | 0 | 0 | 0 | 0 | 0 | 0 | 0 | 0 | 0 | 0 | 0 | 0 | 0 | 0 | 0 | 0 | 0 | 0 | 0 | 0 | 0 | 0 | 0 | 0 | 0 | 0 | 0 | 0 | 0 | 0 | 0 | 0 | 0 | 0 | 0 | 0 | 0 | 0 | 0 | 0
F3_Commercial_Restaurant_New_Food Preparation_Natural Gas_Broiler_E8 | F3 | Commercial | Restaurant | New | Food Preparation | Natural Gas | Broiler | E8 | System - kBTUs of Consumption | 0 | 0 | 0 | 0 | 0 | 0 | 0 | 0 | 0 | 0 | 0 | 0 | 0 | 0 | 0 | 0 | 0 | 0 | 0 | 0 | 0 | 0 | 0 | 0 | 0 | 0 | 0 | 0 | 0 | 0 | 0 | 0 | 0 | 0 | 0 | 0 | 0 | 0 | 0 | 0 | 0 | 0
F3_Commercial_Restaurant_New_Food Preparation_Natural Gas_Broiler_E9 | F3 | Commercial | Restaurant | New | Food Preparation | Natural Gas | Broiler | E9 | System - kBTUs of Consumption | 0 | 0 | 0 | 0 | 0 | 0 | 0 | 0 | 0 | 0 | 0 | 0 | 0 | 0 | 0 | 0 | 0 | 0 | 0 | 0 | 0 | 0 | 0 | 0 | 0 | 0 | 0 | 0 | 0 | 0 | 0 | 0 | 0 | 0 | 0 | 0 | 0 | 0 | 0 | 0 | 0 | 0
F3_Commercial_Restaurant_New_Food Preparation_Natural Gas_Broiler_E10 | F3 | Commercial | Restaurant | New | Food Preparation | Natural Gas | Broiler | E10 | System - kBTUs of Consumption | 0 | 0 | 0 | 0 | 0 | 0 | 0 | 0 | 0 | 0 | 0 | 0 | 0 | 0 | 0 | 0 | 0 | 0 | 0 | 0 | 0 | 0 | 0 | 0 | 0 | 0 | 0 | 0 | 0 | 0 | 0 | 0 | 0 | 0 | 0 | 0 | 0 | 0 | 0 | 0 | 0 | 0
F4_Commercial_Restaurant_New_Food Preparation_Natural Gas_Broiler_E1 | F4 | Commercial | Restaurant | New | Food Preparation | Natural Gas | Broiler | E1 | Utility - Cost of Equipment | 2.4633 | 2.4664 | 2.4799 | 2.4673 | 2.4609 | 2.4707 | 2.4943 | 2.5134 | 2.5368 | 2.5593 | 2.582 | 2.6035 | 2.6264 | 2.6501 | 2.6731 | 2.6966 | 2.7202 | 2.7457 | 2.7721 | 2.7993 | 2.8255 | 2.8518 | 2.8753 | 2.8989 | 2.9193 | 2.937 | 2.9531 | 2.9669 | 2.9778 | 2.9867 | 2.9916 | 2.9948 | 2.9948 | 0 | 0 | 0 | 0 | 0 | 0 | 0 | 0 | 0
F4_Commercial_Restaurant_New_Food Preparation_Natural Gas_Broiler_E2 | F4 | Commercial | Restaurant | New | Food Preparation | Natural Gas | Broiler | E2 | Utility - Cost of Equipment | 1.5835 | 1.5856 | 1.5942 | 1.5861 | 1.582 | 1.5883 | 1.6035 | 1.6158 | 1.6308 | 1.6452 | 1.6599 | 1.6737 | 1.6884 | 1.7036 | 1.7184 | 1.7335 | 1.7487 | 1.7651 | 1.7821 | 1.7996 | 1.8164 | 1.8333 | 1.8484 | 1.8636 | 1.8767 | 1.8881 | 1.8984 | 1.9073 | 1.9143 | 1.92 | 1.9231 | 1.9252 | 1.9252 | 0 | 0 | 0 | 0 | 0 | 0 | 0 | 0 | 0
F4_Commercial_Restaurant_New_Food Preparation_Natural Gas_Broiler_E3 | F4 | Commercial | Restaurant | New | Food Preparation | Natural Gas | Broiler | E3 | Utility - Cost of Equipment | 0 | 0 | 0 | 0 | 0 | 0 | 0 | 0 | 0 | 0 | 0 | 0 | 0 | 0 | 0 | 0 | 0 | 0 | 0 | 0 | 0 | 0 | 0 | 0 | 0 | 0 | 0 | 0 | 0 | 0 | 0 | 0 | 0 | 0 | 0 | 0 | 0 | 0 | 0 | 0 | 0 | 0
F4_Commercial_Restaurant_New_Food Preparation_Natural Gas_Broiler_E4 | F4 | Commercial | Restaurant | New | Food Preparation | Natural Gas | Broiler | E4 | Utility - Cost of Equipment | 0 | 0 | 0 | 0 | 0 | 0 | 0 | 0 | 0 | 0 | 0 | 0 | 0 | 0 | 0 | 0 | 0 | 0 | 0 | 0 | 0 | 0 | 0 | 0 | 0 | 0 | 0 | 0 | 0 | 0 | 0 | 0 | 0 | 0 | 0 | 0 | 0 | 0 | 0 | 0 | 0 | 0
F4_Commercial_Restaurant_New_Food Preparation_Natural Gas_Broiler_E5 | F4 | Commercial | Restaurant | New | Food Preparation | Natural Gas | Broiler | E5 | Utility - Cost of Equipment | 0 | 0 | 0 | 0 | 0 | 0 | 0 | 0 | 0 | 0 | 0 | 0 | 0 | 0 | 0 | 0 | 0 | 0 | 0 | 0 | 0 | 0 | 0 | 0 | 0 | 0 | 0 | 0 | 0 | 0 | 0 | 0 | 0 | 0 | 0 | 0 | 0 | 0 | 0 | 0 | 0 | 0
F4_Commercial_Restaurant_New_Food Preparation_Natural Gas_Broiler_E6 | F4 | Commercial | Restaurant | New | Food Preparation | Natural Gas | Broiler | E6 | Utility - Cost of Equipment | 0 | 0 | 0 | 0 | 0 | 0 | 0 | 0 | 0 | 0 | 0 | 0 | 0 | 0 | 0 | 0 | 0 | 0 | 0 | 0 | 0 | 0 | 0 | 0 | 0 | 0 | 0 | 0 | 0 | 0 | 0 | 0 | 0 | 0 | 0 | 0 | 0 | 0 | 0 | 0 | 0 | 0
F4_Commercial_Restaurant_New_Food Preparation_Natural Gas_Broiler_E7 | F4 | Commercial | Restaurant | New | Food Preparation | Natural Gas | Broiler | E7 | Utility - Cost of Equipment | 0 | 0 | 0 | 0 | 0 | 0 | 0 | 0 | 0 | 0 | 0 | 0 | 0 | 0 | 0 | 0 | 0 | 0 | 0 | 0 | 0 | 0 | 0 | 0 | 0 | 0 | 0 | 0 | 0 | 0 | 0 | 0 | 0 | 0 | 0 | 0 | 0 | 0 | 0 | 0 | 0 | 0
F4_Commercial_Restaurant_New_Food Preparation_Natural Gas_Broiler_E8 | F4 | Commercial | Restaurant | New | Food Preparation | Natural Gas | Broiler | E8 | Utility - Cost of Equipment | 0 | 0 | 0 | 0 | 0 | 0 | 0 | 0 | 0 | 0 | 0 | 0 | 0 | 0 | 0 | 0 | 0 | 0 | 0 | 0 | 0 | 0 | 0 | 0 | 0 | 0 | 0 | 0 | 0 | 0 | 0 | 0 | 0 | 0 | 0 | 0 | 0 | 0 | 0 | 0 | 0 | 0
F4_Commercial_Restaurant_New_Food Preparation_Natural Gas_Broiler_E9 | F4 | Commercial | Restaurant | New | Food Preparation | Natural Gas | Broiler | E9 | Utility - Cost of Equipment | 0 | 0 | 0 | 0 | 0 | 0 | 0 | 0 | 0 | 0 | 0 | 0 | 0 | 0 | 0 | 0 | 0 | 0 | 0 | 0 | 0 | 0 | 0 | 0 | 0 | 0 | 0 | 0 | 0 | 0 | 0 | 0 | 0 | 0 | 0 | 0 | 0 | 0 | 0 | 0 | 0 | 0
F4_Commercial_Restaurant_New_Food Preparation_Natural Gas_Broiler_E10 | F4 | Commercial | Restaurant | New | Food Preparation | Natural Gas | Broiler | E10 | Utility - Cost of Equipment | 0 | 0 | 0 | 0 | 0 | 0 | 0 | 0 | 0 | 0 | 0 | 0 | 0 | 0 | 0 | 0 | 0 | 0 | 0 | 0 | 0 | 0 | 0 | 0 | 0 | 0 | 0 | 0 | 0 | 0 | 0 | 0 | 0 | 0 | 0 | 0 | 0 | 0 | 0 | 0 | 0 | 0
F5_Commercial_Restaurant_New_Food Preparation_Natural Gas_Broiler_E1 | F5 | Commercial | Restaurant | New | Food Preparation | Natural Gas | Broiler | E1 | Utility - Cost of Operation | 0.5559 | 0.5559 | 0.5559 | 0.5559 | 0.5559 | 0.5559 | 0.5559 | 0.5559 | 0.5559 | 0.5559 | 0.5559 | 0.5559 | 0.5559 | 0.5559 | 0.5559 | 0.5559 | 0.5559 | 0.5559 | 0.5559 | 0.5559 | 0.5559 | 0.5559 | 0.5559 | 0.5559 | 0.5559 | 0.5559 | 0.5559 | 0.5559 | 0.5559 | 0.5559 | 0.5559 | 0.5559 | 0.5559 | 0 | 0 | 0 | 0 | 0 | 0 | 0 | 0 | 0
F5_Commercial_Restaurant_New_Food Preparation_Natural Gas_Broiler_E2 | F5 | Commercial | Restaurant | New | Food Preparation | Natural Gas | Broiler | E2 | Utility - Cost of Operation | 0.77826 | 0.77826 | 0.77826 | 0.77826 | 0.77826 | 0.77826 | 0.77826 | 0.77826 | 0.77826 | 0.77826 | 0.77826 | 0.77826 | 0.77826 | 0.77826 | 0.77826 | 0.77826 | 0.77826 | 0.77826 | 0.77826 | 0.77826 | 0.77826 | 0.77826 | 0.77826 | 0.77826 | 0.77826 | 0.77826 | 0.77826 | 0.77826 | 0.77826 | 0.77826 | 0.77826 | 0.77826 | 0.77826 | 0 | 0 | 0 | 0 | 0 | 0 | 0 | 0 | 0
F5_Commercial_Restaurant_New_Food Preparation_Natural Gas_Broiler_E3 | F5 | Commercial | Restaurant | New | Food Preparation | Natural Gas | Broiler | E3 | Utility - Cost of Operation | 0 | 0 | 0 | 0 | 0 | 0 | 0 | 0 | 0 | 0 | 0 | 0 | 0 | 0 | 0 | 0 | 0 | 0 | 0 | 0 | 0 | 0 | 0 | 0 | 0 | 0 | 0 | 0 | 0 | 0 | 0 | 0 | 0 | 0 | 0 | 0 | 0 | 0 | 0 | 0 | 0 | 0
F5_Commercial_Restaurant_New_Food Preparation_Natural Gas_Broiler_E4 | F5 | Commercial | Restaurant | New | Food Preparation | Natural Gas | Broiler | E4 | Utility - Cost of Operation | 0 | 0 | 0 | 0 | 0 | 0 | 0 | 0 | 0 | 0 | 0 | 0 | 0 | 0 | 0 | 0 | 0 | 0 | 0 | 0 | 0 | 0 | 0 | 0 | 0 | 0 | 0 | 0 | 0 | 0 | 0 | 0 | 0 | 0 | 0 | 0 | 0 | 0 | 0 | 0 | 0 | 0
F5_Commercial_Restaurant_New_Food Preparation_Natural Gas_Broiler_E5 | F5 | Commercial | Restaurant | New | Food Preparation | Natural Gas | Broiler | E5 | Utility - Cost of Operation | 0 | 0 | 0 | 0 | 0 | 0 | 0 | 0 | 0 | 0 | 0 | 0 | 0 | 0 | 0 | 0 | 0 | 0 | 0 | 0 | 0 | 0 | 0 | 0 | 0 | 0 | 0 | 0 | 0 | 0 | 0 | 0 | 0 | 0 | 0 | 0 | 0 | 0 | 0 | 0 | 0 | 0
F5_Commercial_Restaurant_New_Food Preparation_Natural Gas_Broiler_E6 | F5 | Commercial | Restaurant | New | Food Preparation | Natural Gas | Broiler | E6 | Utility - Cost of Operation | 0 | 0 | 0 | 0 | 0 | 0 | 0 | 0 | 0 | 0 | 0 | 0 | 0 | 0 | 0 | 0 | 0 | 0 | 0 | 0 | 0 | 0 | 0 | 0 | 0 | 0 | 0 | 0 | 0 | 0 | 0 | 0 | 0 | 0 | 0 | 0 | 0 | 0 | 0 | 0 | 0 | 0
F5_Commercial_Restaurant_New_Food Preparation_Natural Gas_Broiler_E7 | F5 | Commercial | Restaurant | New | Food Preparation | Natural Gas | Broiler | E7 | Utility - Cost of Operation | 0 | 0 | 0 | 0 | 0 | 0 | 0 | 0 | 0 | 0 | 0 | 0 | 0 | 0 | 0 | 0 | 0 | 0 | 0 | 0 | 0 | 0 | 0 | 0 | 0 | 0 | 0 | 0 | 0 | 0 | 0 | 0 | 0 | 0 | 0 | 0 | 0 | 0 | 0 | 0 | 0 | 0
F5_Commercial_Restaurant_New_Food Preparation_Natural Gas_Broiler_E8 | F5 | Commercial | Restaurant | New | Food Preparation | Natural Gas | Broiler | E8 | Utility - Cost of Operation | 0 | 0 | 0 | 0 | 0 | 0 | 0 | 0 | 0 | 0 | 0 | 0 | 0 | 0 | 0 | 0 | 0 | 0 | 0 | 0 | 0 | 0 | 0 | 0 | 0 | 0 | 0 | 0 | 0 | 0 | 0 | 0 | 0 | 0 | 0 | 0 | 0 | 0 | 0 | 0 | 0 | 0
F5_Commercial_Restaurant_New_Food Preparation_Natural Gas_Broiler_E9 | F5 | Commercial | Restaurant | New | Food Preparation | Natural Gas | Broiler | E9 | Utility - Cost of Operation | 0 | 0 | 0 | 0 | 0 | 0 | 0 | 0 | 0 | 0 | 0 | 0 | 0 | 0 | 0 | 0 | 0 | 0 | 0 | 0 | 0 | 0 | 0 | 0 | 0 | 0 | 0 | 0 | 0 | 0 | 0 | 0 | 0 | 0 | 0 | 0 | 0 | 0 | 0 | 0 | 0 | 0
F5_Commercial_Restaurant_New_Food Preparation_Natural Gas_Broiler_E10 | F5 | Commercial | Restaurant | New | Food Preparation | Natural Gas | Broiler | E10 | Utility - Cost of Operation | 0 | 0 | 0 | 0 | 0 | 0 | 0 | 0 | 0 | 0 | 0 | 0 | 0 | 0 | 0 | 0 | 0 | 0 | 0 | 0 | 0 | 0 | 0 | 0 | 0 | 0 | 0 | 0 | 0 | 0 | 0 | 0 | 0 | 0 | 0 | 0 | 0 | 0 | 0 | 0 | 0 | 0
F6_Commercial_Restaurant_New_Food Preparation_Natural Gas_Broiler_E1 | F6 | Commercial | Restaurant | New | Food Preparation | Natural Gas | Broiler | E1 | Utility - Value of Sales | 1.3039 | 1.3097 | 1.3191 | 1.317 | 1.317 | 1.317 | 1.317 | 1.317 | 1.317 | 1.317 | 1.317 | 1.317 | 1.317 | 1.317 | 1.317 | 1.317 | 1.317 | 1.317 | 1.317 | 1.317 | 1.317 | 1.317 | 1.317 | 1.317 | 1.317 | 1.317 | 1.317 | 1.317 | 1.317 | 1.317 | 1.317 | 1.317 | 1.317 | 0 | 0 | 0 | 0 | 0 | 0 | 0 | 0 | 0
F6_Commercial_Restaurant_New_Food Preparation_Natural Gas_Broiler_E2 | F6 | Commercial | Restaurant | New | Food Preparation | Natural Gas | Broiler | E2 | Utility - Value of Sales | 0.8382 | 0.84195 | 0.84799 | 0.84666 | 0.84666 | 0.84666 | 0.84666 | 0.84666 | 0.84666 | 0.84666 | 0.84666 | 0.84666 | 0.84666 | 0.84666 | 0.84666 | 0.84666 | 0.84666 | 0.84666 | 0.84666 | 0.84666 | 0.84666 | 0.84666 | 0.84666 | 0.84666 | 0.84666 | 0.84666 | 0.84666 | 0.84666 | 0.84666 | 0.84666 | 0.84666 | 0.84666 | 0.84666 | 0 | 0 | 0 | 0 | 0 | 0 | 0 | 0 | 0
F6_Commercial_Restaurant_New_Food Preparation_Natural Gas_Broiler_E3 | F6 | Commercial | Restaurant | New | Food Preparation | Natural Gas | Broiler | E3 | Utility - Value of Sales | 0 | 0 | 0 | 0 | 0 | 0 | 0 | 0 | 0 | 0 | 0 | 0 | 0 | 0 | 0 | 0 | 0 | 0 | 0 | 0 | 0 | 0 | 0 | 0 | 0 | 0 | 0 | 0 | 0 | 0 | 0 | 0 | 0 | 0 | 0 | 0 | 0 | 0 | 0 | 0 | 0 | 0
F6_Commercial_Restaurant_New_Food Preparation_Natural Gas_Broiler_E4 | F6 | Commercial | Restaurant | New | Food Preparation | Natural Gas | Broiler | E4 | Utility - Value of Sales | 0 | 0 | 0 | 0 | 0 | 0 | 0 | 0 | 0 | 0 | 0 | 0 | 0 | 0 | 0 | 0 | 0 | 0 | 0 | 0 | 0 | 0 | 0 | 0 | 0 | 0 | 0 | 0 | 0 | 0 | 0 | 0 | 0 | 0 | 0 | 0 | 0 | 0 | 0 | 0 | 0 | 0
F6_Commercial_Restaurant_New_Food Preparation_Natural Gas_Broiler_E5 | F6 | Commercial | Restaurant | New | Food Preparation | Natural Gas | Broiler | E5 | Utility - Value of Sales | 0 | 0 | 0 | 0 | 0 | 0 | 0 | 0 | 0 | 0 | 0 | 0 | 0 | 0 | 0 | 0 | 0 | 0 | 0 | 0 | 0 | 0 | 0 | 0 | 0 | 0 | 0 | 0 | 0 | 0 | 0 | 0 | 0 | 0 | 0 | 0 | 0 | 0 | 0 | 0 | 0 | 0
F6_Commercial_Restaurant_New_Food Preparation_Natural Gas_Broiler_E6 | F6 | Commercial | Restaurant | New | Food Preparation | Natural Gas | Broiler | E6 | Utility - Value of Sales | 0 | 0 | 0 | 0 | 0 | 0 | 0 | 0 | 0 | 0 | 0 | 0 | 0 | 0 | 0 | 0 | 0 | 0 | 0 | 0 | 0 | 0 | 0 | 0 | 0 | 0 | 0 | 0 | 0 | 0 | 0 | 0 | 0 | 0 | 0 | 0 | 0 | 0 | 0 | 0 | 0 | 0
F6_Commercial_Restaurant_New_Food Preparation_Natural Gas_Broiler_E7 | F6 | Commercial | Restaurant | New | Food Preparation | Natural Gas | Broiler | E7 | Utility - Value of Sales | 0 | 0 | 0 | 0 | 0 | 0 | 0 | 0 | 0 | 0 | 0 | 0 | 0 | 0 | 0 | 0 | 0 | 0 | 0 | 0 | 0 | 0 | 0 | 0 | 0 | 0 | 0 | 0 | 0 | 0 | 0 | 0 | 0 | 0 | 0 | 0 | 0 | 0 | 0 | 0 | 0 | 0
F6_Commercial_Restaurant_New_Food Preparation_Natural Gas_Broiler_E8 | F6 | Commercial | Restaurant | New | Food Preparation | Natural Gas | Broiler | E8 | Utility - Value of Sales | 0 | 0 | 0 | 0 | 0 | 0 | 0 | 0 | 0 | 0 | 0 | 0 | 0 | 0 | 0 | 0 | 0 | 0 | 0 | 0 | 0 | 0 | 0 | 0 | 0 | 0 | 0 | 0 | 0 | 0 | 0 | 0 | 0 | 0 | 0 | 0 | 0 | 0 | 0 | 0 | 0 | 0
F6_Commercial_Restaurant_New_Food Preparation_Natural Gas_Broiler_E9 | F6 | Commercial | Restaurant | New | Food Preparation | Natural Gas | Broiler | E9 | Utility - Value of Sales | 0 | 0 | 0 | 0 | 0 | 0 | 0 | 0 | 0 | 0 | 0 | 0 | 0 | 0 | 0 | 0 | 0 | 0 | 0 | 0 | 0 | 0 | 0 | 0 | 0 | 0 | 0 | 0 | 0 | 0 | 0 | 0 | 0 | 0 | 0 | 0 | 0 | 0 | 0 | 0 | 0 | 0
F6_Commercial_Restaurant_New_Food Preparation_Natural Gas_Broiler_E10 | F6 | Commercial | Restaurant | New | Food Preparation | Natural Gas | Broiler | E10 | Utility - Value of Sales | 0 | 0 | 0 | 0 | 0 | 0 | 0 | 0 | 0 | 0 | 0 | 0 | 0 | 0 | 0 | 0 | 0 | 0 | 0 | 0 | 0 | 0 | 0 | 0 | 0 | 0 | 0 | 0 | 0 | 0 | 0 | 0 | 0 | 0 | 0 | 0 | 0 | 0 | 0 | 0 | 0 | 0
F1_Commercial_Restaurant_New_Food Preparation_Natural Gas_Griddle_E1 | F1 | Commercial | Restaurant | New | Food Preparation | Natural Gas | Griddle | E1 | RVT - Cost of Equipment | 1.289 | 1.2907 | 1.2977 | 0 | 0 | 0 | 0 | 0 | 0 | 0 | 0 | 0 | 0 | 0 | 0 | 0 | 0 | 0 | 0 | 0 | 0 | 0 | 0 | 0 | 0 | 0 | 0 | 0 | 0 | 0 | 0 | 0 | 0 | 0 | 0 | 0 | 0 | 0 | 0 | 0 | 0 | 0
F1_Commercial_Restaurant_New_Food Preparation_Natural Gas_Griddle_E2 | F1 | Commercial | Restaurant | New | Food Preparation | Natural Gas | Griddle | E2 | RVT - Cost of Equipment | 1.1133 | 1.1147 | 1.1208 | 1.1151 | 1.1122 | 1.1167 | 1.1273 | 1.1359 | 1.1465 | 1.1567 | 1.167 | 1.1767 | 1.187 | 1.1977 | 1.2081 | 1.2187 | 1.2294 | 1.2409 | 1.2529 | 1.2652 | 1.277 | 1.2889 | 1.2995 | 1.3102 | 1.3194 | 1.3274 | 1.3347 | 1.3409 | 1.3458 | 1.3499 | 1.352 | 1.3535 | 1.3535 | 0 | 0 | 0 | 0 | 0 | 0 | 0 | 0 | 0
F1_Commercial_Restaurant_New_Food Preparation_Natural Gas_Griddle_E3 | F1 | Commercial | Restaurant | New | Food Preparation | Natural Gas | Griddle | E3 | RVT - Cost of Equipment | 0 | 0 | 0 | 0 | 0 | 0 | 0 | 0 | 0 | 0 | 0 | 0 | 0 | 0 | 0 | 0 | 0 | 0 | 0 | 0 | 0 | 0 | 0 | 0 | 0 | 0 | 0 | 0 | 0 | 0 | 0 | 0 | 0 | 0 | 0 | 0 | 0 | 0 | 0 | 0 | 0 | 0
F1_Commercial_Restaurant_New_Food Preparation_Natural Gas_Griddle_E4 | F1 | Commercial | Restaurant | New | Food Preparation | Natural Gas | Griddle | E4 | RVT - Cost of Equipment | 0 | 0 | 0 | 0 | 0 | 0 | 0 | 0 | 0 | 0 | 0 | 0 | 0 | 0 | 0 | 0 | 0 | 0 | 0 | 0 | 0 | 0 | 0 | 0 | 0 | 0 | 0 | 0 | 0 | 0 | 0 | 0 | 0 | 0 | 0 | 0 | 0 | 0 | 0 | 0 | 0 | 0
F1_Commercial_Restaurant_New_Food Preparation_Natural Gas_Griddle_E5 | F1 | Commercial | Restaurant | New | Food Preparation | Natural Gas | Griddle | E5 | RVT - Cost of Equipment | 0 | 0 | 0 | 0 | 0 | 0 | 0 | 0 | 0 | 0 | 0 | 0 | 0 | 0 | 0 | 0 | 0 | 0 | 0 | 0 | 0 | 0 | 0 | 0 | 0 | 0 | 0 | 0 | 0 | 0 | 0 | 0 | 0 | 0 | 0 | 0 | 0 | 0 | 0 | 0 | 0 | 0
F1_Commercial_Restaurant_New_Food Preparation_Natural Gas_Griddle_E6 | F1 | Commercial | Restaurant | New | Food Preparation | Natural Gas | Griddle | E6 | RVT - Cost of Equipment | 0 | 0 | 0 | 0 | 0 | 0 | 0 | 0 | 0 | 0 | 0 | 0 | 0 | 0 | 0 | 0 | 0 | 0 | 0 | 0 | 0 | 0 | 0 | 0 | 0 | 0 | 0 | 0 | 0 | 0 | 0 | 0 | 0 | 0 | 0 | 0 | 0 | 0 | 0 | 0 | 0 | 0
F1_Commercial_Restaurant_New_Food Preparation_Natural Gas_Griddle_E7 | F1 | Commercial | Restaurant | New | Food Preparation | Natural Gas | Griddle | E7 | RVT - Cost of Equipment | 0 | 0 | 0 | 0 | 0 | 0 | 0 | 0 | 0 | 0 | 0 | 0 | 0 | 0 | 0 | 0 | 0 | 0 | 0 | 0 | 0 | 0 | 0 | 0 | 0 | 0 | 0 | 0 | 0 | 0 | 0 | 0 | 0 | 0 | 0 | 0 | 0 | 0 | 0 | 0 | 0 | 0
F1_Commercial_Restaurant_New_Food Preparation_Natural Gas_Griddle_E8 | F1 | Commercial | Restaurant | New | Food Preparation | Natural Gas | Griddle | E8 | RVT - Cost of Equipment | 0 | 0 | 0 | 0 | 0 | 0 | 0 | 0 | 0 | 0 | 0 | 0 | 0 | 0 | 0 | 0 | 0 | 0 | 0 | 0 | 0 | 0 | 0 | 0 | 0 | 0 | 0 | 0 | 0 | 0 | 0 | 0 | 0 | 0 | 0 | 0 | 0 | 0 | 0 | 0 | 0 | 0
F1_Commercial_Restaurant_New_Food Preparation_Natural Gas_Griddle_E9 | F1 | Commercial | Restaurant | New | Food Preparation | Natural Gas | Griddle | E9 | RVT - Cost of Equipment | 0 | 0 | 0 | 0 | 0 | 0 | 0 | 0 | 0 | 0 | 0 | 0 | 0 | 0 | 0 | 0 | 0 | 0 | 0 | 0 | 0 | 0 | 0 | 0 | 0 | 0 | 0 | 0 | 0 | 0 | 0 | 0 | 0 | 0 | 0 | 0 | 0 | 0 | 0 | 0 | 0 | 0
F1_Commercial_Restaurant_New_Food Preparation_Natural Gas_Griddle_E10 | F1 | Commercial | Restaurant | New | Food Preparation | Natural Gas | Griddle | E10 | RVT - Cost of Equipment | 0 | 0 | 0 | 0 | 0 | 0 | 0 | 0 | 0 | 0 | 0 | 0 | 0 | 0 | 0 | 0 | 0 | 0 | 0 | 0 | 0 | 0 | 0 | 0 | 0 | 0 | 0 | 0 | 0 | 0 | 0 | 0 | 0 | 0 | 0 | 0 | 0 | 0 | 0 | 0 | 0 | 0
F2_Commercial_Restaurant_New_Food Preparation_Natural Gas_Griddle_E1 | F2 | Commercial | Restaurant | New | Food Preparation | Natural Gas | Griddle | E1 | RVT - Cost of Operation | 1.5443 | 1.5463 | 1.5547 | 0 | 0 | 0 | 0 | 0 | 0 | 0 | 0 | 0 | 0 | 0 | 0 | 0 | 0 | 0 | 0 | 0 | 0 | 0 | 0 | 0 | 0 | 0 | 0 | 0 | 0 | 0 | 0 | 0 | 0 | 0 | 0 | 0 | 0 | 0 | 0 | 0 | 0 | 0
F2_Commercial_Restaurant_New_Food Preparation_Natural Gas_Griddle_E2 | F2 | Commercial | Restaurant | New | Food Preparation | Natural Gas | Griddle | E2 | RVT - Cost of Operation | 1.3338 | 1.3355 | 1.3428 | 1.336 | 1.3325 | 1.3378 | 1.3506 | 1.3609 | 1.3736 | 1.3858 | 1.3981 | 1.4097 | 1.4221 | 1.4349 | 1.4474 | 1.4601 | 1.4729 | 1.4867 | 1.501 | 1.5158 | 1.5299 | 1.5441 | 1.5569 | 1.5697 | 1.5807 | 1.5903 | 1.599 | 1.6065 | 1.6124 | 1.6172 | 1.6198 | 1.6216 | 1.6216 | 0 | 0 | 0 | 0 | 0 | 0 | 0 | 0 | 0
F2_Commercial_Restaurant_New_Food Preparation_Natural Gas_Griddle_E3 | F2 | Commercial | Restaurant | New | Food Preparation | Natural Gas | Griddle | E3 | RVT - Cost of Operation | 0 | 0 | 0 | 0 | 0 | 0 | 0 | 0 | 0 | 0 | 0 | 0 | 0 | 0 | 0 | 0 | 0 | 0 | 0 | 0 | 0 | 0 | 0 | 0 | 0 | 0 | 0 | 0 | 0 | 0 | 0 | 0 | 0 | 0 | 0 | 0 | 0 | 0 | 0 | 0 | 0 | 0
F2_Commercial_Restaurant_New_Food Preparation_Natural Gas_Griddle_E4 | F2 | Commercial | Restaurant | New | Food Preparation | Natural Gas | Griddle | E4 | RVT - Cost of Operation | 0 | 0 | 0 | 0 | 0 | 0 | 0 | 0 | 0 | 0 | 0 | 0 | 0 | 0 | 0 | 0 | 0 | 0 | 0 | 0 | 0 | 0 | 0 | 0 | 0 | 0 | 0 | 0 | 0 | 0 | 0 | 0 | 0 | 0 | 0 | 0 | 0 | 0 | 0 | 0 | 0 | 0
F2_Commercial_Restaurant_New_Food Preparation_Natural Gas_Griddle_E5 | F2 | Commercial | Restaurant | New | Food Preparation | Natural Gas | Griddle | E5 | RVT - Cost of Operation | 0 | 0 | 0 | 0 | 0 | 0 | 0 | 0 | 0 | 0 | 0 | 0 | 0 | 0 | 0 | 0 | 0 | 0 | 0 | 0 | 0 | 0 | 0 | 0 | 0 | 0 | 0 | 0 | 0 | 0 | 0 | 0 | 0 | 0 | 0 | 0 | 0 | 0 | 0 | 0 | 0 | 0
F2_Commercial_Restaurant_New_Food Preparation_Natural Gas_Griddle_E6 | F2 | Commercial | Restaurant | New | Food Preparation | Natural Gas | Griddle | E6 | RVT - Cost of Operation | 0 | 0 | 0 | 0 | 0 | 0 | 0 | 0 | 0 | 0 | 0 | 0 | 0 | 0 | 0 | 0 | 0 | 0 | 0 | 0 | 0 | 0 | 0 | 0 | 0 | 0 | 0 | 0 | 0 | 0 | 0 | 0 | 0 | 0 | 0 | 0 | 0 | 0 | 0 | 0 | 0 | 0
F2_Commercial_Restaurant_New_Food Preparation_Natural Gas_Griddle_E7 | F2 | Commercial | Restaurant | New | Food Preparation | Natural Gas | Griddle | E7 | RVT - Cost of Operation | 0 | 0 | 0 | 0 | 0 | 0 | 0 | 0 | 0 | 0 | 0 | 0 | 0 | 0 | 0 | 0 | 0 | 0 | 0 | 0 | 0 | 0 | 0 | 0 | 0 | 0 | 0 | 0 | 0 | 0 | 0 | 0 | 0 | 0 | 0 | 0 | 0 | 0 | 0 | 0 | 0 | 0
F2_Commercial_Restaurant_New_Food Preparation_Natural Gas_Griddle_E8 | F2 | Commercial | Restaurant | New | Food Preparation | Natural Gas | Griddle | E8 | RVT - Cost of Operation | 0 | 0 | 0 | 0 | 0 | 0 | 0 | 0 | 0 | 0 | 0 | 0 | 0 | 0 | 0 | 0 | 0 | 0 | 0 | 0 | 0 | 0 | 0 | 0 | 0 | 0 | 0 | 0 | 0 | 0 | 0 | 0 | 0 | 0 | 0 | 0 | 0 | 0 | 0 | 0 | 0 | 0
F2_Commercial_Restaurant_New_Food Preparation_Natural Gas_Griddle_E9 | F2 | Commercial | Restaurant | New | Food Preparation | Natural Gas | Griddle | E9 | RVT - Cost of Operation | 0 | 0 | 0 | 0 | 0 | 0 | 0 | 0 | 0 | 0 | 0 | 0 | 0 | 0 | 0 | 0 | 0 | 0 | 0 | 0 | 0 | 0 | 0 | 0 | 0 | 0 | 0 | 0 | 0 | 0 | 0 | 0 | 0 | 0 | 0 | 0 | 0 | 0 | 0 | 0 | 0 | 0
F2_Commercial_Restaurant_New_Food Preparation_Natural Gas_Griddle_E10 | F2 | Commercial | Restaurant | New | Food Preparation | Natural Gas | Griddle | E10 | RVT - Cost of Operation | 0 | 0 | 0 | 0 | 0 | 0 | 0 | 0 | 0 | 0 | 0 | 0 | 0 | 0 | 0 | 0 | 0 | 0 | 0 | 0 | 0 | 0 | 0 | 0 | 0 | 0 | 0 | 0 | 0 | 0 | 0 | 0 | 0 | 0 | 0 | 0 | 0 | 0 | 0 | 0 | 0 | 0
F3_Commercial_Restaurant_New_Food Preparation_Natural Gas_Griddle_E1 | F3 | Commercial | Restaurant | New | Food Preparation | Natural Gas | Griddle | E1 | System - kBTUs of Consumption | 0.3779 | 0.3779 | 0.3779 | 0 | 0 | 0 | 0 | 0 | 0 | 0 | 0 | 0 | 0 | 0 | 0 | 0 | 0 | 0 | 0 | 0 | 0 | 0 | 0 | 0 | 0 | 0 | 0 | 0 | 0 | 0 | 0 | 0 | 0 | 0 | 0 | 0 | 0 | 0 | 0 | 0 | 0 | 0
F3_Commercial_Restaurant_New_Food Preparation_Natural Gas_Griddle_E2 | F3 | Commercial | Restaurant | New | Food Preparation | Natural Gas | Griddle | E2 | System - kBTUs of Consumption | 0.40432 | 0.40432 | 0.40432 | 0.40432 | 0.40432 | 0.40432 | 0.40432 | 0.40432 | 0.40432 | 0.40432 | 0.40432 | 0.40432 | 0.40432 | 0.40432 | 0.40432 | 0.40432 | 0.40432 | 0.40432 | 0.40432 | 0.40432 | 0.40432 | 0.40432 | 0.40432 | 0.40432 | 0.40432 | 0.40432 | 0.40432 | 0.40432 | 0.40432 | 0.40432 | 0.40432 | 0.40432 | 0.40432 | 0 | 0 | 0 | 0 | 0 | 0 | 0 | 0 | 0
F3_Commercial_Restaurant_New_Food Preparation_Natural Gas_Griddle_E3 | F3 | Commercial | Restaurant | New | Food Preparation | Natural Gas | Griddle | E3 | System - kBTUs of Consumption | 0 | 0 | 0 | 0 | 0 | 0 | 0 | 0 | 0 | 0 | 0 | 0 | 0 | 0 | 0 | 0 | 0 | 0 | 0 | 0 | 0 | 0 | 0 | 0 | 0 | 0 | 0 | 0 | 0 | 0 | 0 | 0 | 0 | 0 | 0 | 0 | 0 | 0 | 0 | 0 | 0 | 0
F3_Commercial_Restaurant_New_Food Preparation_Natural Gas_Griddle_E4 | F3 | Commercial | Restaurant | New | Food Preparation | Natural Gas | Griddle | E4 | System - kBTUs of Consumption | 0 | 0 | 0 | 0 | 0 | 0 | 0 | 0 | 0 | 0 | 0 | 0 | 0 | 0 | 0 | 0 | 0 | 0 | 0 | 0 | 0 | 0 | 0 | 0 | 0 | 0 | 0 | 0 | 0 | 0 | 0 | 0 | 0 | 0 | 0 | 0 | 0 | 0 | 0 | 0 | 0 | 0
F3_Commercial_Restaurant_New_Food Preparation_Natural Gas_Griddle_E5 | F3 | Commercial | Restaurant | New | Food Preparation | Natural Gas | Griddle | E5 | System - kBTUs of Consumption | 0 | 0 | 0 | 0 | 0 | 0 | 0 | 0 | 0 | 0 | 0 | 0 | 0 | 0 | 0 | 0 | 0 | 0 | 0 | 0 | 0 | 0 | 0 | 0 | 0 | 0 | 0 | 0 | 0 | 0 | 0 | 0 | 0 | 0 | 0 | 0 | 0 | 0 | 0 | 0 | 0 | 0
F3_Commercial_Restaurant_New_Food Preparation_Natural Gas_Griddle_E6 | F3 | Commercial | Restaurant | New | Food Preparation | Natural Gas | Griddle | E6 | System - kBTUs of Consumption | 0 | 0 | 0 | 0 | 0 | 0 | 0 | 0 | 0 | 0 | 0 | 0 | 0 | 0 | 0 | 0 | 0 | 0 | 0 | 0 | 0 | 0 | 0 | 0 | 0 | 0 | 0 | 0 | 0 | 0 | 0 | 0 | 0 | 0 | 0 | 0 | 0 | 0 | 0 | 0 | 0 | 0
F3_Commercial_Restaurant_New_Food Preparation_Natural Gas_Griddle_E7 | F3 | Commercial | Restaurant | New | Food Preparation | Natural Gas | Griddle | E7 | System - kBTUs of Consumption | 0 | 0 | 0 | 0 | 0 | 0 | 0 | 0 | 0 | 0 | 0 | 0 | 0 | 0 | 0 | 0 | 0 | 0 | 0 | 0 | 0 | 0 | 0 | 0 | 0 | 0 | 0 | 0 | 0 | 0 | 0 | 0 | 0 | 0 | 0 | 0 | 0 | 0 | 0 | 0 | 0 | 0
F3_Commercial_Restaurant_New_Food Preparation_Natural Gas_Griddle_E8 | F3 | Commercial | Restaurant | New | Food Preparation | Natural Gas | Griddle | E8 | System - kBTUs of Consumption | 0 | 0 | 0 | 0 | 0 | 0 | 0 | 0 | 0 | 0 | 0 | 0 | 0 | 0 | 0 | 0 | 0 | 0 | 0 | 0 | 0 | 0 | 0 | 0 | 0 | 0 | 0 | 0 | 0 | 0 | 0 | 0 | 0 | 0 | 0 | 0 | 0 | 0 | 0 | 0 | 0 | 0
F3_Commercial_Restaurant_New_Food Preparation_Natural Gas_Griddle_E9 | F3 | Commercial | Restaurant | New | Food Preparation | Natural Gas | Griddle | E9 | System - kBTUs of Consumption | 0 | 0 | 0 | 0 | 0 | 0 | 0 | 0 | 0 | 0 | 0 | 0 | 0 | 0 | 0 | 0 | 0 | 0 | 0 | 0 | 0 | 0 | 0 | 0 | 0 | 0 | 0 | 0 | 0 | 0 | 0 | 0 | 0 | 0 | 0 | 0 | 0 | 0 | 0 | 0 | 0 | 0
F3_Commercial_Restaurant_New_Food Preparation_Natural Gas_Griddle_E10 | F3 | Commercial | Restaurant | New | Food Preparation | Natural Gas | Griddle | E10 | System - kBTUs of Consumption | 0 | 0 | 0 | 0 | 0 | 0 | 0 | 0 | 0 | 0 | 0 | 0 | 0 | 0 | 0 | 0 | 0 | 0 | 0 | 0 | 0 | 0 | 0 | 0 | 0 | 0 | 0 | 0 | 0 | 0 | 0 | 0 | 0 | 0 | 0 | 0 | 0 | 0 | 0 | 0 | 0 | 0
F4_Commercial_Restaurant_New_Food Preparation_Natural Gas_Griddle_E1 | F4 | Commercial | Restaurant | New | Food Preparation | Natural Gas | Griddle | E1 | Utility - Cost of Equipment | 1.5443 | 1.5463 | 1.5547 | 0 | 0 | 0 | 0 | 0 | 0 | 0 | 0 | 0 | 0 | 0 | 0 | 0 | 0 | 0 | 0 | 0 | 0 | 0 | 0 | 0 | 0 | 0 | 0 | 0 | 0 | 0 | 0 | 0 | 0 | 0 | 0 | 0 | 0 | 0 | 0 | 0 | 0 | 0
F4_Commercial_Restaurant_New_Food Preparation_Natural Gas_Griddle_E2 | F4 | Commercial | Restaurant | New | Food Preparation | Natural Gas | Griddle | E2 | Utility - Cost of Equipment | 1.3338 | 1.3355 | 1.3428 | 1.336 | 1.3325 | 1.3378 | 1.3506 | 1.3609 | 1.3736 | 1.3858 | 1.3981 | 1.4097 | 1.4221 | 1.4349 | 1.4474 | 1.4601 | 1.4729 | 1.4867 | 1.501 | 1.5158 | 1.5299 | 1.5441 | 1.5569 | 1.5697 | 1.5807 | 1.5903 | 1.599 | 1.6065 | 1.6124 | 1.6172 | 1.6198 | 1.6216 | 1.6216 | 0 | 0 | 0 | 0 | 0 | 0 | 0 | 0 | 0
F4_Commercial_Restaurant_New_Food Preparation_Natural Gas_Griddle_E3 | F4 | Commercial | Restaurant | New | Food Preparation | Natural Gas | Griddle | E3 | Utility - Cost of Equipment | 0 | 0 | 0 | 0 | 0 | 0 | 0 | 0 | 0 | 0 | 0 | 0 | 0 | 0 | 0 | 0 | 0 | 0 | 0 | 0 | 0 | 0 | 0 | 0 | 0 | 0 | 0 | 0 | 0 | 0 | 0 | 0 | 0 | 0 | 0 | 0 | 0 | 0 | 0 | 0 | 0 | 0
F4_Commercial_Restaurant_New_Food Preparation_Natural Gas_Griddle_E4 | F4 | Commercial | Restaurant | New | Food Preparation | Natural Gas | Griddle | E4 | Utility - Cost of Equipment | 0 | 0 | 0 | 0 | 0 | 0 | 0 | 0 | 0 | 0 | 0 | 0 | 0 | 0 | 0 | 0 | 0 | 0 | 0 | 0 | 0 | 0 | 0 | 0 | 0 | 0 | 0 | 0 | 0 | 0 | 0 | 0 | 0 | 0 | 0 | 0 | 0 | 0 | 0 | 0 | 0 | 0
F4_Commercial_Restaurant_New_Food Preparation_Natural Gas_Griddle_E5 | F4 | Commercial | Restaurant | New | Food Preparation | Natural Gas | Griddle | E5 | Utility - Cost of Equipment | 0 | 0 | 0 | 0 | 0 | 0 | 0 | 0 | 0 | 0 | 0 | 0 | 0 | 0 | 0 | 0 | 0 | 0 | 0 | 0 | 0 | 0 | 0 | 0 | 0 | 0 | 0 | 0 | 0 | 0 | 0 | 0 | 0 | 0 | 0 | 0 | 0 | 0 | 0 | 0 | 0 | 0
F4_Commercial_Restaurant_New_Food Preparation_Natural Gas_Griddle_E6 | F4 | Commercial | Restaurant | New | Food Preparation | Natural Gas | Griddle | E6 | Utility - Cost of Equipment | 0 | 0 | 0 | 0 | 0 | 0 | 0 | 0 | 0 | 0 | 0 | 0 | 0 | 0 | 0 | 0 | 0 | 0 | 0 | 0 | 0 | 0 | 0 | 0 | 0 | 0 | 0 | 0 | 0 | 0 | 0 | 0 | 0 | 0 | 0 | 0 | 0 | 0 | 0 | 0 | 0 | 0
F4_Commercial_Restaurant_New_Food Preparation_Natural Gas_Griddle_E7 | F4 | Commercial | Restaurant | New | Food Preparation | Natural Gas | Griddle | E7 | Utility - Cost of Equipment | 0 | 0 | 0 | 0 | 0 | 0 | 0 | 0 | 0 | 0 | 0 | 0 | 0 | 0 | 0 | 0 | 0 | 0 | 0 | 0 | 0 | 0 | 0 | 0 | 0 | 0 | 0 | 0 | 0 | 0 | 0 | 0 | 0 | 0 | 0 | 0 | 0 | 0 | 0 | 0 | 0 | 0
F4_Commercial_Restaurant_New_Food Preparation_Natural Gas_Griddle_E8 | F4 | Commercial | Restaurant | New | Food Preparation | Natural Gas | Griddle | E8 | Utility - Cost of Equipment | 0 | 0 | 0 | 0 | 0 | 0 | 0 | 0 | 0 | 0 | 0 | 0 | 0 | 0 | 0 | 0 | 0 | 0 | 0 | 0 | 0 | 0 | 0 | 0 | 0 | 0 | 0 | 0 | 0 | 0 | 0 | 0 | 0 | 0 | 0 | 0 | 0 | 0 | 0 | 0 | 0 | 0
F4_Commercial_Restaurant_New_Food Preparation_Natural Gas_Griddle_E9 | F4 | Commercial | Restaurant | New | Food Preparation | Natural Gas | Griddle | E9 | Utility - Cost of Equipment | 0 | 0 | 0 | 0 | 0 | 0 | 0 | 0 | 0 | 0 | 0 | 0 | 0 | 0 | 0 | 0 | 0 | 0 | 0 | 0 | 0 | 0 | 0 | 0 | 0 | 0 | 0 | 0 | 0 | 0 | 0 | 0 | 0 | 0 | 0 | 0 | 0 | 0 | 0 | 0 | 0 | 0
F4_Commercial_Restaurant_New_Food Preparation_Natural Gas_Griddle_E10 | F4 | Commercial | Restaurant | New | Food Preparation | Natural Gas | Griddle | E10 | Utility - Cost of Equipment | 0 | 0 | 0 | 0 | 0 | 0 | 0 | 0 | 0 | 0 | 0 | 0 | 0 | 0 | 0 | 0 | 0 | 0 | 0 | 0 | 0 | 0 | 0 | 0 | 0 | 0 | 0 | 0 | 0 | 0 | 0 | 0 | 0 | 0 | 0 | 0 | 0 | 0 | 0 | 0 | 0 | 0
F5_Commercial_Restaurant_New_Food Preparation_Natural Gas_Griddle_E1 | F5 | Commercial | Restaurant | New | Food Preparation | Natural Gas | Griddle | E1 | Utility - Cost of Operation | 0.3779 | 0.3779 | 0.3779 | 0 | 0 | 0 | 0 | 0 | 0 | 0 | 0 | 0 | 0 | 0 | 0 | 0 | 0 | 0 | 0 | 0 | 0 | 0 | 0 | 0 | 0 | 0 | 0 | 0 | 0 | 0 | 0 | 0 | 0 | 0 | 0 | 0 | 0 | 0 | 0 | 0 | 0 | 0
F5_Commercial_Restaurant_New_Food Preparation_Natural Gas_Griddle_E2 | F5 | Commercial | Restaurant | New | Food Preparation | Natural Gas | Griddle | E2 | Utility - Cost of Operation | 0.40432 | 0.40432 | 0.40432 | 0.40432 | 0.40432 | 0.40432 | 0.40432 | 0.40432 | 0.40432 | 0.40432 | 0.40432 | 0.40432 | 0.40432 | 0.40432 | 0.40432 | 0.40432 | 0.40432 | 0.40432 | 0.40432 | 0.40432 | 0.40432 | 0.40432 | 0.40432 | 0.40432 | 0.40432 | 0.40432 | 0.40432 | 0.40432 | 0.40432 | 0.40432 | 0.40432 | 0.40432 | 0.40432 | 0 | 0 | 0 | 0 | 0 | 0 | 0 | 0 | 0
F5_Commercial_Restaurant_New_Food Preparation_Natural Gas_Griddle_E3 | F5 | Commercial | Restaurant | New | Food Preparation | Natural Gas | Griddle | E3 | Utility - Cost of Operation | 0 | 0 | 0 | 0 | 0 | 0 | 0 | 0 | 0 | 0 | 0 | 0 | 0 | 0 | 0 | 0 | 0 | 0 | 0 | 0 | 0 | 0 | 0 | 0 | 0 | 0 | 0 | 0 | 0 | 0 | 0 | 0 | 0 | 0 | 0 | 0 | 0 | 0 | 0 | 0 | 0 | 0
F5_Commercial_Restaurant_New_Food Preparation_Natural Gas_Griddle_E4 | F5 | Commercial | Restaurant | New | Food Preparation | Natural Gas | Griddle | E4 | Utility - Cost of Operation | 0 | 0 | 0 | 0 | 0 | 0 | 0 | 0 | 0 | 0 | 0 | 0 | 0 | 0 | 0 | 0 | 0 | 0 | 0 | 0 | 0 | 0 | 0 | 0 | 0 | 0 | 0 | 0 | 0 | 0 | 0 | 0 | 0 | 0 | 0 | 0 | 0 | 0 | 0 | 0 | 0 | 0
F5_Commercial_Restaurant_New_Food Preparation_Natural Gas_Griddle_E5 | F5 | Commercial | Restaurant | New | Food Preparation | Natural Gas | Griddle | E5 | Utility - Cost of Operation | 0 | 0 | 0 | 0 | 0 | 0 | 0 | 0 | 0 | 0 | 0 | 0 | 0 | 0 | 0 | 0 | 0 | 0 | 0 | 0 | 0 | 0 | 0 | 0 | 0 | 0 | 0 | 0 | 0 | 0 | 0 | 0 | 0 | 0 | 0 | 0 | 0 | 0 | 0 | 0 | 0 | 0
F5_Commercial_Restaurant_New_Food Preparation_Natural Gas_Griddle_E6 | F5 | Commercial | Restaurant | New | Food Preparation | Natural Gas | Griddle | E6 | Utility - Cost of Operation | 0 | 0 | 0 | 0 | 0 | 0 | 0 | 0 | 0 | 0 | 0 | 0 | 0 | 0 | 0 | 0 | 0 | 0 | 0 | 0 | 0 | 0 | 0 | 0 | 0 | 0 | 0 | 0 | 0 | 0 | 0 | 0 | 0 | 0 | 0 | 0 | 0 | 0 | 0 | 0 | 0 | 0
F5_Commercial_Restaurant_New_Food Preparation_Natural Gas_Griddle_E7 | F5 | Commercial | Restaurant | New | Food Preparation | Natural Gas | Griddle | E7 | Utility - Cost of Operation | 0 | 0 | 0 | 0 | 0 | 0 | 0 | 0 | 0 | 0 | 0 | 0 | 0 | 0 | 0 | 0 | 0 | 0 | 0 | 0 | 0 | 0 | 0 | 0 | 0 | 0 | 0 | 0 | 0 | 0 | 0 | 0 | 0 | 0 | 0 | 0 | 0 | 0 | 0 | 0 | 0 | 0
F5_Commercial_Restaurant_New_Food Preparation_Natural Gas_Griddle_E8 | F5 | Commercial | Restaurant | New | Food Preparation | Natural Gas | Griddle | E8 | Utility - Cost of Operation | 0 | 0 | 0 | 0 | 0 | 0 | 0 | 0 | 0 | 0 | 0 | 0 | 0 | 0 | 0 | 0 | 0 | 0 | 0 | 0 | 0 | 0 | 0 | 0 | 0 | 0 | 0 | 0 | 0 | 0 | 0 | 0 | 0 | 0 | 0 | 0 | 0 | 0 | 0 | 0 | 0 | 0
F5_Commercial_Restaurant_New_Food Preparation_Natural Gas_Griddle_E9 | F5 | Commercial | Restaurant | New | Food Preparation | Natural Gas | Griddle | E9 | Utility - Cost of Operation | 0 | 0 | 0 | 0 | 0 | 0 | 0 | 0 | 0 | 0 | 0 | 0 | 0 | 0 | 0 | 0 | 0 | 0 | 0 | 0 | 0 | 0 | 0 | 0 | 0 | 0 | 0 | 0 | 0 | 0 | 0 | 0 | 0 | 0 | 0 | 0 | 0 | 0 | 0 | 0 | 0 | 0
F5_Commercial_Restaurant_New_Food Preparation_Natural Gas_Griddle_E10 | F5 | Commercial | Restaurant | New | Food Preparation | Natural Gas | Griddle | E10 | Utility - Cost of Operation | 0 | 0 | 0 | 0 | 0 | 0 | 0 | 0 | 0 | 0 | 0 | 0 | 0 | 0 | 0 | 0 | 0 | 0 | 0 | 0 | 0 | 0 | 0 | 0 | 0 | 0 | 0 | 0 | 0 | 0 | 0 | 0 | 0 | 0 | 0 | 0 | 0 | 0 | 0 | 0 | 0 | 0
F6_Commercial_Restaurant_New_Food Preparation_Natural Gas_Griddle_E1 | F6 | Commercial | Restaurant | New | Food Preparation | Natural Gas | Griddle | E1 | Utility - Value of Sales | 0.81745 | 0.82111 | 0.82699 | 0 | 0 | 0 | 0 | 0 | 0 | 0 | 0 | 0 | 0 | 0 | 0 | 0 | 0 | 0 | 0 | 0 | 0 | 0 | 0 | 0 | 0 | 0 | 0 | 0 | 0 | 0 | 0 | 0 | 0 | 0 | 0 | 0 | 0 | 0 | 0 | 0 | 0 | 0
F6_Commercial_Restaurant_New_Food Preparation_Natural Gas_Griddle_E2 | F6 | Commercial | Restaurant | New | Food Preparation | Natural Gas | Griddle | E2 | Utility - Value of Sales | 0.70601 | 0.70917 | 0.71425 | 0.71313 | 0.71313 | 0.71313 | 0.71313 | 0.71313 | 0.71313 | 0.71313 | 0.71313 | 0.71313 | 0.71313 | 0.71313 | 0.71313 | 0.71313 | 0.71313 | 0.71313 | 0.71313 | 0.71313 | 0.71313 | 0.71313 | 0.71313 | 0.71313 | 0.71313 | 0.71313 | 0.71313 | 0.71313 | 0.71313 | 0.71313 | 0.71313 | 0.71313 | 0.71313 | 0 | 0 | 0 | 0 | 0 | 0 | 0 | 0 | 0
F6_Commercial_Restaurant_New_Food Preparation_Natural Gas_Griddle_E3 | F6 | Commercial | Restaurant | New | Food Preparation | Natural Gas | Griddle | E3 | Utility - Value of Sales | 0 | 0 | 0 | 0 | 0 | 0 | 0 | 0 | 0 | 0 | 0 | 0 | 0 | 0 | 0 | 0 | 0 | 0 | 0 | 0 | 0 | 0 | 0 | 0 | 0 | 0 | 0 | 0 | 0 | 0 | 0 | 0 | 0 | 0 | 0 | 0 | 0 | 0 | 0 | 0 | 0 | 0
F6_Commercial_Restaurant_New_Food Preparation_Natural Gas_Griddle_E4 | F6 | Commercial | Restaurant | New | Food Preparation | Natural Gas | Griddle | E4 | Utility - Value of Sales | 0 | 0 | 0 | 0 | 0 | 0 | 0 | 0 | 0 | 0 | 0 | 0 | 0 | 0 | 0 | 0 | 0 | 0 | 0 | 0 | 0 | 0 | 0 | 0 | 0 | 0 | 0 | 0 | 0 | 0 | 0 | 0 | 0 | 0 | 0 | 0 | 0 | 0 | 0 | 0 | 0 | 0
F6_Commercial_Restaurant_New_Food Preparation_Natural Gas_Griddle_E5 | F6 | Commercial | Restaurant | New | Food Preparation | Natural Gas | Griddle | E5 | Utility - Value of Sales | 0 | 0 | 0 | 0 | 0 | 0 | 0 | 0 | 0 | 0 | 0 | 0 | 0 | 0 | 0 | 0 | 0 | 0 | 0 | 0 | 0 | 0 | 0 | 0 | 0 | 0 | 0 | 0 | 0 | 0 | 0 | 0 | 0 | 0 | 0 | 0 | 0 | 0 | 0 | 0 | 0 | 0
F6_Commercial_Restaurant_New_Food Preparation_Natural Gas_Griddle_E6 | F6 | Commercial | Restaurant | New | Food Preparation | Natural Gas | Griddle | E6 | Utility - Value of Sales | 0 | 0 | 0 | 0 | 0 | 0 | 0 | 0 | 0 | 0 | 0 | 0 | 0 | 0 | 0 | 0 | 0 | 0 | 0 | 0 | 0 | 0 | 0 | 0 | 0 | 0 | 0 | 0 | 0 | 0 | 0 | 0 | 0 | 0 | 0 | 0 | 0 | 0 | 0 | 0 | 0 | 0
F6_Commercial_Restaurant_New_Food Preparation_Natural Gas_Griddle_E7 | F6 | Commercial | Restaurant | New | Food Preparation | Natural Gas | Griddle | E7 | Utility - Value of Sales | 0 | 0 | 0 | 0 | 0 | 0 | 0 | 0 | 0 | 0 | 0 | 0 | 0 | 0 | 0 | 0 | 0 | 0 | 0 | 0 | 0 | 0 | 0 | 0 | 0 | 0 | 0 | 0 | 0 | 0 | 0 | 0 | 0 | 0 | 0 | 0 | 0 | 0 | 0 | 0 | 0 | 0
F6_Commercial_Restaurant_New_Food Preparation_Natural Gas_Griddle_E8 | F6 | Commercial | Restaurant | New | Food Preparation | Natural Gas | Griddle | E8 | Utility - Value of Sales | 0 | 0 | 0 | 0 | 0 | 0 | 0 | 0 | 0 | 0 | 0 | 0 | 0 | 0 | 0 | 0 | 0 | 0 | 0 | 0 | 0 | 0 | 0 | 0 | 0 | 0 | 0 | 0 | 0 | 0 | 0 | 0 | 0 | 0 | 0 | 0 | 0 | 0 | 0 | 0 | 0 | 0
F6_Commercial_Restaurant_New_Food Preparation_Natural Gas_Griddle_E9 | F6 | Commercial | Restaurant | New | Food Preparation | Natural Gas | Griddle | E9 | Utility - Value of Sales | 0 | 0 | 0 | 0 | 0 | 0 | 0 | 0 | 0 | 0 | 0 | 0 | 0 | 0 | 0 | 0 | 0 | 0 | 0 | 0 | 0 | 0 | 0 | 0 | 0 | 0 | 0 | 0 | 0 | 0 | 0 | 0 | 0 | 0 | 0 | 0 | 0 | 0 | 0 | 0 | 0 | 0
F6_Commercial_Restaurant_New_Food Preparation_Natural Gas_Griddle_E10 | F6 | Commercial | Restaurant | New | Food Preparation | Natural Gas | Griddle | E10 | Utility - Value of Sales | 0 | 0 | 0 | 0 | 0 | 0 | 0 | 0 | 0 | 0 | 0 | 0 | 0 | 0 | 0 | 0 | 0 | 0 | 0 | 0 | 0 | 0 | 0 | 0 | 0 | 0 | 0 | 0 | 0 | 0 | 0 | 0 | 0 | 0 | 0 | 0 | 0 | 0 | 0 | 0 | 0 | 0
F1_Commercial_Restaurant_New_Food Preparation_Natural Gas_Range_E1 | F1 | Commercial | Restaurant | New | Food Preparation | Natural Gas | Range | E1 | RVT - Cost of Equipment | 1.5043 | 1.5041 | 1.5113 | 1.5002 | 1.4934 | 1.4983 | 1.5131 | 1.5248 | 1.5393 | 1.553 | 1.5668 | 1.5794 | 1.593 | 1.6072 | 1.6207 | 1.6345 | 1.6485 | 1.6637 | 1.6796 | 1.6963 | 1.7128 | 1.73 | 1.7458 | 1.7623 | 1.7768 | 1.7894 | 1.8008 | 1.8107 | 1.8184 | 1.8247 | 1.8282 | 1.8305 | 1.8305 | 0 | 0 | 0 | 0 | 0 | 0 | 0 | 0 | 0
F1_Commercial_Restaurant_New_Food Preparation_Natural Gas_Range_E2 | F1 | Commercial | Restaurant | New | Food Preparation | Natural Gas | Range | E2 | RVT - Cost of Equipment | 1.1282 | 1.128 | 1.1335 | 1.1251 | 1.1201 | 1.1238 | 1.1349 | 1.1436 | 1.1545 | 1.1648 | 1.1751 | 1.1846 | 1.1947 | 1.2054 | 1.2155 | 1.2259 | 1.2364 | 1.2478 | 1.2597 | 1.2722 | 1.2846 | 1.2975 | 1.3094 | 1.3217 | 1.3326 | 1.342 | 1.3506 | 1.358 | 1.3638 | 1.3685 | 1.3711 | 1.3729 | 1.3729 | 0 | 0 | 0 | 0 | 0 | 0 | 0 | 0 | 0
F1_Commercial_Restaurant_New_Food Preparation_Natural Gas_Range_E3 | F1 | Commercial | Restaurant | New | Food Preparation | Natural Gas | Range | E3 | RVT - Cost of Equipment | 0 | 0 | 0 | 0 | 0 | 0 | 0 | 0 | 0 | 0 | 0 | 0 | 0 | 0 | 0 | 0 | 0 | 0 | 0 | 0 | 0 | 0 | 0 | 0 | 0 | 0 | 0 | 0 | 0 | 0 | 0 | 0 | 0 | 0 | 0 | 0 | 0 | 0 | 0 | 0 | 0 | 0
F1_Commercial_Restaurant_New_Food Preparation_Natural Gas_Range_E4 | F1 | Commercial | Restaurant | New | Food Preparation | Natural Gas | Range | E4 | RVT - Cost of Equipment | 0 | 0 | 0 | 0 | 0 | 0 | 0 | 0 | 0 | 0 | 0 | 0 | 0 | 0 | 0 | 0 | 0 | 0 | 0 | 0 | 0 | 0 | 0 | 0 | 0 | 0 | 0 | 0 | 0 | 0 | 0 | 0 | 0 | 0 | 0 | 0 | 0 | 0 | 0 | 0 | 0 | 0
F1_Commercial_Restaurant_New_Food Preparation_Natural Gas_Range_E5 | F1 | Commercial | Restaurant | New | Food Preparation | Natural Gas | Range | E5 | RVT - Cost of Equipment | 0 | 0 | 0 | 0 | 0 | 0 | 0 | 0 | 0 | 0 | 0 | 0 | 0 | 0 | 0 | 0 | 0 | 0 | 0 | 0 | 0 | 0 | 0 | 0 | 0 | 0 | 0 | 0 | 0 | 0 | 0 | 0 | 0 | 0 | 0 | 0 | 0 | 0 | 0 | 0 | 0 | 0
F1_Commercial_Restaurant_New_Food Preparation_Natural Gas_Range_E6 | F1 | Commercial | Restaurant | New | Food Preparation | Natural Gas | Range | E6 | RVT - Cost of Equipment | 0 | 0 | 0 | 0 | 0 | 0 | 0 | 0 | 0 | 0 | 0 | 0 | 0 | 0 | 0 | 0 | 0 | 0 | 0 | 0 | 0 | 0 | 0 | 0 | 0 | 0 | 0 | 0 | 0 | 0 | 0 | 0 | 0 | 0 | 0 | 0 | 0 | 0 | 0 | 0 | 0 | 0
F1_Commercial_Restaurant_New_Food Preparation_Natural Gas_Range_E7 | F1 | Commercial | Restaurant | New | Food Preparation | Natural Gas | Range | E7 | RVT - Cost of Equipment | 0 | 0 | 0 | 0 | 0 | 0 | 0 | 0 | 0 | 0 | 0 | 0 | 0 | 0 | 0 | 0 | 0 | 0 | 0 | 0 | 0 | 0 | 0 | 0 | 0 | 0 | 0 | 0 | 0 | 0 | 0 | 0 | 0 | 0 | 0 | 0 | 0 | 0 | 0 | 0 | 0 | 0
F1_Commercial_Restaurant_New_Food Preparation_Natural Gas_Range_E8 | F1 | Commercial | Restaurant | New | Food Preparation | Natural Gas | Range | E8 | RVT - Cost of Equipment | 0 | 0 | 0 | 0 | 0 | 0 | 0 | 0 | 0 | 0 | 0 | 0 | 0 | 0 | 0 | 0 | 0 | 0 | 0 | 0 | 0 | 0 | 0 | 0 | 0 | 0 | 0 | 0 | 0 | 0 | 0 | 0 | 0 | 0 | 0 | 0 | 0 | 0 | 0 | 0 | 0 | 0
F1_Commercial_Restaurant_New_Food Preparation_Natural Gas_Range_E9 | F1 | Commercial | Restaurant | New | Food Preparation | Natural Gas | Range | E9 | RVT - Cost of Equipment | 0 | 0 | 0 | 0 | 0 | 0 | 0 | 0 | 0 | 0 | 0 | 0 | 0 | 0 | 0 | 0 | 0 | 0 | 0 | 0 | 0 | 0 | 0 | 0 | 0 | 0 | 0 | 0 | 0 | 0 | 0 | 0 | 0 | 0 | 0 | 0 | 0 | 0 | 0 | 0 | 0 | 0
F1_Commercial_Restaurant_New_Food Preparation_Natural Gas_Range_E10 | F1 | Commercial | Restaurant | New | Food Preparation | Natural Gas | Range | E10 | RVT - Cost of Equipment | 0 | 0 | 0 | 0 | 0 | 0 | 0 | 0 | 0 | 0 | 0 | 0 | 0 | 0 | 0 | 0 | 0 | 0 | 0 | 0 | 0 | 0 | 0 | 0 | 0 | 0 | 0 | 0 | 0 | 0 | 0 | 0 | 0 | 0 | 0 | 0 | 0 | 0 | 0 | 0 | 0 | 0
F2_Commercial_Restaurant_New_Food Preparation_Natural Gas_Range_E1 | F2 | Commercial | Restaurant | New | Food Preparation | Natural Gas | Range | E1 | RVT - Cost of Operation | 1.8022 | 1.802 | 1.8106 | 1.7973 | 1.7892 | 1.7951 | 1.8128 | 1.8268 | 1.8442 | 1.8606 | 1.8771 | 1.8923 | 1.9085 | 1.9255 | 1.9417 | 1.9582 | 1.975 | 1.9932 | 2.0122 | 2.0323 | 2.052 | 2.0726 | 2.0916 | 2.1113 | 2.1287 | 2.1438 | 2.1575 | 2.1693 | 2.1786 | 2.1861 | 2.1903 | 2.193 | 2.193 | 0 | 0 | 0 | 0 | 0 | 0 | 0 | 0 | 0
F2_Commercial_Restaurant_New_Food Preparation_Natural Gas_Range_E2 | F2 | Commercial | Restaurant | New | Food Preparation | Natural Gas | Range | E2 | RVT - Cost of Operation | 1.3517 | 1.3515 | 1.358 | 1.348 | 1.3419 | 1.3463 | 1.3596 | 1.3701 | 1.3832 | 1.3955 | 1.4078 | 1.4192 | 1.4314 | 1.4441 | 1.4563 | 1.4687 | 1.4812 | 1.4949 | 1.5092 | 1.5242 | 1.539 | 1.5545 | 1.5687 | 1.5835 | 1.5965 | 1.6078 | 1.6181 | 1.627 | 1.6339 | 1.6396 | 1.6427 | 1.6448 | 1.6448 | 0 | 0 | 0 | 0 | 0 | 0 | 0 | 0 | 0
F2_Commercial_Restaurant_New_Food Preparation_Natural Gas_Range_E3 | F2 | Commercial | Restaurant | New | Food Preparation | Natural Gas | Range | E3 | RVT - Cost of Operation | 0 | 0 | 0 | 0 | 0 | 0 | 0 | 0 | 0 | 0 | 0 | 0 | 0 | 0 | 0 | 0 | 0 | 0 | 0 | 0 | 0 | 0 | 0 | 0 | 0 | 0 | 0 | 0 | 0 | 0 | 0 | 0 | 0 | 0 | 0 | 0 | 0 | 0 | 0 | 0 | 0 | 0
F2_Commercial_Restaurant_New_Food Preparation_Natural Gas_Range_E4 | F2 | Commercial | Restaurant | New | Food Preparation | Natural Gas | Range | E4 | RVT - Cost of Operation | 0 | 0 | 0 | 0 | 0 | 0 | 0 | 0 | 0 | 0 | 0 | 0 | 0 | 0 | 0 | 0 | 0 | 0 | 0 | 0 | 0 | 0 | 0 | 0 | 0 | 0 | 0 | 0 | 0 | 0 | 0 | 0 | 0 | 0 | 0 | 0 | 0 | 0 | 0 | 0 | 0 | 0
F2_Commercial_Restaurant_New_Food Preparation_Natural Gas_Range_E5 | F2 | Commercial | Restaurant | New | Food Preparation | Natural Gas | Range | E5 | RVT - Cost of Operation | 0 | 0 | 0 | 0 | 0 | 0 | 0 | 0 | 0 | 0 | 0 | 0 | 0 | 0 | 0 | 0 | 0 | 0 | 0 | 0 | 0 | 0 | 0 | 0 | 0 | 0 | 0 | 0 | 0 | 0 | 0 | 0 | 0 | 0 | 0 | 0 | 0 | 0 | 0 | 0 | 0 | 0
F2_Commercial_Restaurant_New_Food Preparation_Natural Gas_Range_E6 | F2 | Commercial | Restaurant | New | Food Preparation | Natural Gas | Range | E6 | RVT - Cost of Operation | 0 | 0 | 0 | 0 | 0 | 0 | 0 | 0 | 0 | 0 | 0 | 0 | 0 | 0 | 0 | 0 | 0 | 0 | 0 | 0 | 0 | 0 | 0 | 0 | 0 | 0 | 0 | 0 | 0 | 0 | 0 | 0 | 0 | 0 | 0 | 0 | 0 | 0 | 0 | 0 | 0 | 0
F2_Commercial_Restaurant_New_Food Preparation_Natural Gas_Range_E7 | F2 | Commercial | Restaurant | New | Food Preparation | Natural Gas | Range | E7 | RVT - Cost of Operation | 0 | 0 | 0 | 0 | 0 | 0 | 0 | 0 | 0 | 0 | 0 | 0 | 0 | 0 | 0 | 0 | 0 | 0 | 0 | 0 | 0 | 0 | 0 | 0 | 0 | 0 | 0 | 0 | 0 | 0 | 0 | 0 | 0 | 0 | 0 | 0 | 0 | 0 | 0 | 0 | 0 | 0
F2_Commercial_Restaurant_New_Food Preparation_Natural Gas_Range_E8 | F2 | Commercial | Restaurant | New | Food Preparation | Natural Gas | Range | E8 | RVT - Cost of Operation | 0 | 0 | 0 | 0 | 0 | 0 | 0 | 0 | 0 | 0 | 0 | 0 | 0 | 0 | 0 | 0 | 0 | 0 | 0 | 0 | 0 | 0 | 0 | 0 | 0 | 0 | 0 | 0 | 0 | 0 | 0 | 0 | 0 | 0 | 0 | 0 | 0 | 0 | 0 | 0 | 0 | 0
F2_Commercial_Restaurant_New_Food Preparation_Natural Gas_Range_E9 | F2 | Commercial | Restaurant | New | Food Preparation | Natural Gas | Range | E9 | RVT - Cost of Operation | 0 | 0 | 0 | 0 | 0 | 0 | 0 | 0 | 0 | 0 | 0 | 0 | 0 | 0 | 0 | 0 | 0 | 0 | 0 | 0 | 0 | 0 | 0 | 0 | 0 | 0 | 0 | 0 | 0 | 0 | 0 | 0 | 0 | 0 | 0 | 0 | 0 | 0 | 0 | 0 | 0 | 0
F2_Commercial_Restaurant_New_Food Preparation_Natural Gas_Range_E10 | F2 | Commercial | Restaurant | New | Food Preparation | Natural Gas | Range | E10 | RVT - Cost of Operation | 0 | 0 | 0 | 0 | 0 | 0 | 0 | 0 | 0 | 0 | 0 | 0 | 0 | 0 | 0 | 0 | 0 | 0 | 0 | 0 | 0 | 0 | 0 | 0 | 0 | 0 | 0 | 0 | 0 | 0 | 0 | 0 | 0 | 0 | 0 | 0 | 0 | 0 | 0 | 0 | 0 | 0
F3_Commercial_Restaurant_New_Food Preparation_Natural Gas_Range_E1 | F3 | Commercial | Restaurant | New | Food Preparation | Natural Gas | Range | E1 | System - kBTUs of Consumption | 0.72102 | 0.72102 | 0.72102 | 0.72102 | 0.72102 | 0.72102 | 0.72102 | 0.72102 | 0.72102 | 0.72102 | 0.72102 | 0.72102 | 0.72102 | 0.72102 | 0.72102 | 0.72102 | 0.72102 | 0.72102 | 0.72102 | 0.72102 | 0.72102 | 0.72102 | 0.72102 | 0.72102 | 0.72102 | 0.72102 | 0.72102 | 0.72102 | 0.72102 | 0.72102 | 0.72102 | 0.72102 | 0.72102 | 0 | 0 | 0 | 0 | 0 | 0 | 0 | 0 | 0
F3_Commercial_Restaurant_New_Food Preparation_Natural Gas_Range_E2 | F3 | Commercial | Restaurant | New | Food Preparation | Natural Gas | Range | E2 | System - kBTUs of Consumption | 0.72112 | 0.72112 | 0.72112 | 0.72112 | 0.72112 | 0.72112 | 0.72112 | 0.72112 | 0.72112 | 0.72112 | 0.72112 | 0.72112 | 0.72112 | 0.72112 | 0.72112 | 0.72112 | 0.72112 | 0.72112 | 0.72112 | 0.72112 | 0.72112 | 0.72112 | 0.72112 | 0.72112 | 0.72112 | 0.72112 | 0.72112 | 0.72112 | 0.72112 | 0.72112 | 0.72112 | 0.72112 | 0.72112 | 0 | 0 | 0 | 0 | 0 | 0 | 0 | 0 | 0
F3_Commercial_Restaurant_New_Food Preparation_Natural Gas_Range_E3 | F3 | Commercial | Restaurant | New | Food Preparation | Natural Gas | Range | E3 | System - kBTUs of Consumption | 0 | 0 | 0 | 0 | 0 | 0 | 0 | 0 | 0 | 0 | 0 | 0 | 0 | 0 | 0 | 0 | 0 | 0 | 0 | 0 | 0 | 0 | 0 | 0 | 0 | 0 | 0 | 0 | 0 | 0 | 0 | 0 | 0 | 0 | 0 | 0 | 0 | 0 | 0 | 0 | 0 | 0
F3_Commercial_Restaurant_New_Food Preparation_Natural Gas_Range_E4 | F3 | Commercial | Restaurant | New | Food Preparation | Natural Gas | Range | E4 | System - kBTUs of Consumption | 0 | 0 | 0 | 0 | 0 | 0 | 0 | 0 | 0 | 0 | 0 | 0 | 0 | 0 | 0 | 0 | 0 | 0 | 0 | 0 | 0 | 0 | 0 | 0 | 0 | 0 | 0 | 0 | 0 | 0 | 0 | 0 | 0 | 0 | 0 | 0 | 0 | 0 | 0 | 0 | 0 | 0
F3_Commercial_Restaurant_New_Food Preparation_Natural Gas_Range_E5 | F3 | Commercial | Restaurant | New | Food Preparation | Natural Gas | Range | E5 | System - kBTUs of Consumption | 0 | 0 | 0 | 0 | 0 | 0 | 0 | 0 | 0 | 0 | 0 | 0 | 0 | 0 | 0 | 0 | 0 | 0 | 0 | 0 | 0 | 0 | 0 | 0 | 0 | 0 | 0 | 0 | 0 | 0 | 0 | 0 | 0 | 0 | 0 | 0 | 0 | 0 | 0 | 0 | 0 | 0
F3_Commercial_Restaurant_New_Food Preparation_Natural Gas_Range_E6 | F3 | Commercial | Restaurant | New | Food Preparation | Natural Gas | Range | E6 | System - kBTUs of Consumption | 0 | 0 | 0 | 0 | 0 | 0 | 0 | 0 | 0 | 0 | 0 | 0 | 0 | 0 | 0 | 0 | 0 | 0 | 0 | 0 | 0 | 0 | 0 | 0 | 0 | 0 | 0 | 0 | 0 | 0 | 0 | 0 | 0 | 0 | 0 | 0 | 0 | 0 | 0 | 0 | 0 | 0
F3_Commercial_Restaurant_New_Food Preparation_Natural Gas_Range_E7 | F3 | Commercial | Restaurant | New | Food Preparation | Natural Gas | Range | E7 | System - kBTUs of Consumption | 0 | 0 | 0 | 0 | 0 | 0 | 0 | 0 | 0 | 0 | 0 | 0 | 0 | 0 | 0 | 0 | 0 | 0 | 0 | 0 | 0 | 0 | 0 | 0 | 0 | 0 | 0 | 0 | 0 | 0 | 0 | 0 | 0 | 0 | 0 | 0 | 0 | 0 | 0 | 0 | 0 | 0
F3_Commercial_Restaurant_New_Food Preparation_Natural Gas_Range_E8 | F3 | Commercial | Restaurant | New | Food Preparation | Natural Gas | Range | E8 | System - kBTUs of Consumption | 0 | 0 | 0 | 0 | 0 | 0 | 0 | 0 | 0 | 0 | 0 | 0 | 0 | 0 | 0 | 0 | 0 | 0 | 0 | 0 | 0 | 0 | 0 | 0 | 0 | 0 | 0 | 0 | 0 | 0 | 0 | 0 | 0 | 0 | 0 | 0 | 0 | 0 | 0 | 0 | 0 | 0
F3_Commercial_Restaurant_New_Food Preparation_Natural Gas_Range_E9 | F3 | Commercial | Restaurant | New | Food Preparation | Natural Gas | Range | E9 | System - kBTUs of Consumption | 0 | 0 | 0 | 0 | 0 | 0 | 0 | 0 | 0 | 0 | 0 | 0 | 0 | 0 | 0 | 0 | 0 | 0 | 0 | 0 | 0 | 0 | 0 | 0 | 0 | 0 | 0 | 0 | 0 | 0 | 0 | 0 | 0 | 0 | 0 | 0 | 0 | 0 | 0 | 0 | 0 | 0
F3_Commercial_Restaurant_New_Food Preparation_Natural Gas_Range_E10 | F3 | Commercial | Restaurant | New | Food Preparation | Natural Gas | Range | E10 | System - kBTUs of Consumption | 0 | 0 | 0 | 0 | 0 | 0 | 0 | 0 | 0 | 0 | 0 | 0 | 0 | 0 | 0 | 0 | 0 | 0 | 0 | 0 | 0 | 0 | 0 | 0 | 0 | 0 | 0 | 0 | 0 | 0 | 0 | 0 | 0 | 0 | 0 | 0 | 0 | 0 | 0 | 0 | 0 | 0
F4_Commercial_Restaurant_New_Food Preparation_Natural Gas_Range_E1 | F4 | Commercial | Restaurant | New | Food Preparation | Natural Gas | Range | E1 | Utility - Cost of Equipment | 1.8022 | 1.802 | 1.8106 | 1.7973 | 1.7892 | 1.7951 | 1.8128 | 1.8268 | 1.8442 | 1.8606 | 1.8771 | 1.8923 | 1.9085 | 1.9255 | 1.9417 | 1.9582 | 1.975 | 1.9932 | 2.0122 | 2.0323 | 2.052 | 2.0726 | 2.0916 | 2.1113 | 2.1287 | 2.1438 | 2.1575 | 2.1693 | 2.1786 | 2.1861 | 2.1903 | 2.193 | 2.193 | 0 | 0 | 0 | 0 | 0 | 0 | 0 | 0 | 0
F4_Commercial_Restaurant_New_Food Preparation_Natural Gas_Range_E2 | F4 | Commercial | Restaurant | New | Food Preparation | Natural Gas | Range | E2 | Utility - Cost of Equipment | 1.3517 | 1.3515 | 1.358 | 1.348 | 1.3419 | 1.3463 | 1.3596 | 1.3701 | 1.3832 | 1.3955 | 1.4078 | 1.4192 | 1.4314 | 1.4441 | 1.4563 | 1.4687 | 1.4812 | 1.4949 | 1.5092 | 1.5242 | 1.539 | 1.5545 | 1.5687 | 1.5835 | 1.5965 | 1.6078 | 1.6181 | 1.627 | 1.6339 | 1.6396 | 1.6427 | 1.6448 | 1.6448 | 0 | 0 | 0 | 0 | 0 | 0 | 0 | 0 | 0
F4_Commercial_Restaurant_New_Food Preparation_Natural Gas_Range_E3 | F4 | Commercial | Restaurant | New | Food Preparation | Natural Gas | Range | E3 | Utility - Cost of Equipment | 0 | 0 | 0 | 0 | 0 | 0 | 0 | 0 | 0 | 0 | 0 | 0 | 0 | 0 | 0 | 0 | 0 | 0 | 0 | 0 | 0 | 0 | 0 | 0 | 0 | 0 | 0 | 0 | 0 | 0 | 0 | 0 | 0 | 0 | 0 | 0 | 0 | 0 | 0 | 0 | 0 | 0
F4_Commercial_Restaurant_New_Food Preparation_Natural Gas_Range_E4 | F4 | Commercial | Restaurant | New | Food Preparation | Natural Gas | Range | E4 | Utility - Cost of Equipment | 0 | 0 | 0 | 0 | 0 | 0 | 0 | 0 | 0 | 0 | 0 | 0 | 0 | 0 | 0 | 0 | 0 | 0 | 0 | 0 | 0 | 0 | 0 | 0 | 0 | 0 | 0 | 0 | 0 | 0 | 0 | 0 | 0 | 0 | 0 | 0 | 0 | 0 | 0 | 0 | 0 | 0
F4_Commercial_Restaurant_New_Food Preparation_Natural Gas_Range_E5 | F4 | Commercial | Restaurant | New | Food Preparation | Natural Gas | Range | E5 | Utility - Cost of Equipment | 0 | 0 | 0 | 0 | 0 | 0 | 0 | 0 | 0 | 0 | 0 | 0 | 0 | 0 | 0 | 0 | 0 | 0 | 0 | 0 | 0 | 0 | 0 | 0 | 0 | 0 | 0 | 0 | 0 | 0 | 0 | 0 | 0 | 0 | 0 | 0 | 0 | 0 | 0 | 0 | 0 | 0
F4_Commercial_Restaurant_New_Food Preparation_Natural Gas_Range_E6 | F4 | Commercial | Restaurant | New | Food Preparation | Natural Gas | Range | E6 | Utility - Cost of Equipment | 0 | 0 | 0 | 0 | 0 | 0 | 0 | 0 | 0 | 0 | 0 | 0 | 0 | 0 | 0 | 0 | 0 | 0 | 0 | 0 | 0 | 0 | 0 | 0 | 0 | 0 | 0 | 0 | 0 | 0 | 0 | 0 | 0 | 0 | 0 | 0 | 0 | 0 | 0 | 0 | 0 | 0
F4_Commercial_Restaurant_New_Food Preparation_Natural Gas_Range_E7 | F4 | Commercial | Restaurant | New | Food Preparation | Natural Gas | Range | E7 | Utility - Cost of Equipment | 0 | 0 | 0 | 0 | 0 | 0 | 0 | 0 | 0 | 0 | 0 | 0 | 0 | 0 | 0 | 0 | 0 | 0 | 0 | 0 | 0 | 0 | 0 | 0 | 0 | 0 | 0 | 0 | 0 | 0 | 0 | 0 | 0 | 0 | 0 | 0 | 0 | 0 | 0 | 0 | 0 | 0
F4_Commercial_Restaurant_New_Food Preparation_Natural Gas_Range_E8 | F4 | Commercial | Restaurant | New | Food Preparation | Natural Gas | Range | E8 | Utility - Cost of Equipment | 0 | 0 | 0 | 0 | 0 | 0 | 0 | 0 | 0 | 0 | 0 | 0 | 0 | 0 | 0 | 0 | 0 | 0 | 0 | 0 | 0 | 0 | 0 | 0 | 0 | 0 | 0 | 0 | 0 | 0 | 0 | 0 | 0 | 0 | 0 | 0 | 0 | 0 | 0 | 0 | 0 | 0
F4_Commercial_Restaurant_New_Food Preparation_Natural Gas_Range_E9 | F4 | Commercial | Restaurant | New | Food Preparation | Natural Gas | Range | E9 | Utility - Cost of Equipment | 0 | 0 | 0 | 0 | 0 | 0 | 0 | 0 | 0 | 0 | 0 | 0 | 0 | 0 | 0 | 0 | 0 | 0 | 0 | 0 | 0 | 0 | 0 | 0 | 0 | 0 | 0 | 0 | 0 | 0 | 0 | 0 | 0 | 0 | 0 | 0 | 0 | 0 | 0 | 0 | 0 | 0
F4_Commercial_Restaurant_New_Food Preparation_Natural Gas_Range_E10 | F4 | Commercial | Restaurant | New | Food Preparation | Natural Gas | Range | E10 | Utility - Cost of Equipment | 0 | 0 | 0 | 0 | 0 | 0 | 0 | 0 | 0 | 0 | 0 | 0 | 0 | 0 | 0 | 0 | 0 | 0 | 0 | 0 | 0 | 0 | 0 | 0 | 0 | 0 | 0 | 0 | 0 | 0 | 0 | 0 | 0 | 0 | 0 | 0 | 0 | 0 | 0 | 0 | 0 | 0
F5_Commercial_Restaurant_New_Food Preparation_Natural Gas_Range_E1 | F5 | Commercial | Restaurant | New | Food Preparation | Natural Gas | Range | E1 | Utility - Cost of Operation | 0.72102 | 0.72102 | 0.72102 | 0.72102 | 0.72102 | 0.72102 | 0.72102 | 0.72102 | 0.72102 | 0.72102 | 0.72102 | 0.72102 | 0.72102 | 0.72102 | 0.72102 | 0.72102 | 0.72102 | 0.72102 | 0.72102 | 0.72102 | 0.72102 | 0.72102 | 0.72102 | 0.72102 | 0.72102 | 0.72102 | 0.72102 | 0.72102 | 0.72102 | 0.72102 | 0.72102 | 0.72102 | 0.72102 | 0 | 0 | 0 | 0 | 0 | 0 | 0 | 0 | 0
F5_Commercial_Restaurant_New_Food Preparation_Natural Gas_Range_E2 | F5 | Commercial | Restaurant | New | Food Preparation | Natural Gas | Range | E2 | Utility - Cost of Operation | 0.72112 | 0.72112 | 0.72112 | 0.72112 | 0.72112 | 0.72112 | 0.72112 | 0.72112 | 0.72112 | 0.72112 | 0.72112 | 0.72112 | 0.72112 | 0.72112 | 0.72112 | 0.72112 | 0.72112 | 0.72112 | 0.72112 | 0.72112 | 0.72112 | 0.72112 | 0.72112 | 0.72112 | 0.72112 | 0.72112 | 0.72112 | 0.72112 | 0.72112 | 0.72112 | 0.72112 | 0.72112 | 0.72112 | 0 | 0 | 0 | 0 | 0 | 0 | 0 | 0 | 0
F5_Commercial_Restaurant_New_Food Preparation_Natural Gas_Range_E3 | F5 | Commercial | Restaurant | New | Food Preparation | Natural Gas | Range | E3 | Utility - Cost of Operation | 0 | 0 | 0 | 0 | 0 | 0 | 0 | 0 | 0 | 0 | 0 | 0 | 0 | 0 | 0 | 0 | 0 | 0 | 0 | 0 | 0 | 0 | 0 | 0 | 0 | 0 | 0 | 0 | 0 | 0 | 0 | 0 | 0 | 0 | 0 | 0 | 0 | 0 | 0 | 0 | 0 | 0
F5_Commercial_Restaurant_New_Food Preparation_Natural Gas_Range_E4 | F5 | Commercial | Restaurant | New | Food Preparation | Natural Gas | Range | E4 | Utility - Cost of Operation | 0 | 0 | 0 | 0 | 0 | 0 | 0 | 0 | 0 | 0 | 0 | 0 | 0 | 0 | 0 | 0 | 0 | 0 | 0 | 0 | 0 | 0 | 0 | 0 | 0 | 0 | 0 | 0 | 0 | 0 | 0 | 0 | 0 | 0 | 0 | 0 | 0 | 0 | 0 | 0 | 0 | 0
F5_Commercial_Restaurant_New_Food Preparation_Natural Gas_Range_E5 | F5 | Commercial | Restaurant | New | Food Preparation | Natural Gas | Range | E5 | Utility - Cost of Operation | 0 | 0 | 0 | 0 | 0 | 0 | 0 | 0 | 0 | 0 | 0 | 0 | 0 | 0 | 0 | 0 | 0 | 0 | 0 | 0 | 0 | 0 | 0 | 0 | 0 | 0 | 0 | 0 | 0 | 0 | 0 | 0 | 0 | 0 | 0 | 0 | 0 | 0 | 0 | 0 | 0 | 0
F5_Commercial_Restaurant_New_Food Preparation_Natural Gas_Range_E6 | F5 | Commercial | Restaurant | New | Food Preparation | Natural Gas | Range | E6 | Utility - Cost of Operation | 0 | 0 | 0 | 0 | 0 | 0 | 0 | 0 | 0 | 0 | 0 | 0 | 0 | 0 | 0 | 0 | 0 | 0 | 0 | 0 | 0 | 0 | 0 | 0 | 0 | 0 | 0 | 0 | 0 | 0 | 0 | 0 | 0 | 0 | 0 | 0 | 0 | 0 | 0 | 0 | 0 | 0
F5_Commercial_Restaurant_New_Food Preparation_Natural Gas_Range_E7 | F5 | Commercial | Restaurant | New | Food Preparation | Natural Gas | Range | E7 | Utility - Cost of Operation | 0 | 0 | 0 | 0 | 0 | 0 | 0 | 0 | 0 | 0 | 0 | 0 | 0 | 0 | 0 | 0 | 0 | 0 | 0 | 0 | 0 | 0 | 0 | 0 | 0 | 0 | 0 | 0 | 0 | 0 | 0 | 0 | 0 | 0 | 0 | 0 | 0 | 0 | 0 | 0 | 0 | 0
F5_Commercial_Restaurant_New_Food Preparation_Natural Gas_Range_E8 | F5 | Commercial | Restaurant | New | Food Preparation | Natural Gas | Range | E8 | Utility - Cost of Operation | 0 | 0 | 0 | 0 | 0 | 0 | 0 | 0 | 0 | 0 | 0 | 0 | 0 | 0 | 0 | 0 | 0 | 0 | 0 | 0 | 0 | 0 | 0 | 0 | 0 | 0 | 0 | 0 | 0 | 0 | 0 | 0 | 0 | 0 | 0 | 0 | 0 | 0 | 0 | 0 | 0 | 0
F5_Commercial_Restaurant_New_Food Preparation_Natural Gas_Range_E9 | F5 | Commercial | Restaurant | New | Food Preparation | Natural Gas | Range | E9 | Utility - Cost of Operation | 0 | 0 | 0 | 0 | 0 | 0 | 0 | 0 | 0 | 0 | 0 | 0 | 0 | 0 | 0 | 0 | 0 | 0 | 0 | 0 | 0 | 0 | 0 | 0 | 0 | 0 | 0 | 0 | 0 | 0 | 0 | 0 | 0 | 0 | 0 | 0 | 0 | 0 | 0 | 0 | 0 | 0
F5_Commercial_Restaurant_New_Food Preparation_Natural Gas_Range_E10 | F5 | Commercial | Restaurant | New | Food Preparation | Natural Gas | Range | E10 | Utility - Cost of Operation | 0 | 0 | 0 | 0 | 0 | 0 | 0 | 0 | 0 | 0 | 0 | 0 | 0 | 0 | 0 | 0 | 0 | 0 | 0 | 0 | 0 | 0 | 0 | 0 | 0 | 0 | 0 | 0 | 0 | 0 | 0 | 0 | 0 | 0 | 0 | 0 | 0 | 0 | 0 | 0 | 0 | 0
F6_Commercial_Restaurant_New_Food Preparation_Natural Gas_Range_E1 | F6 | Commercial | Restaurant | New | Food Preparation | Natural Gas | Range | E1 | Utility - Value of Sales | 0.9534 | 0.95853 | 0.96678 | 0.96497 | 0.96497 | 0.96497 | 0.96497 | 0.96497 | 0.96497 | 0.96497 | 0.96497 | 0.96497 | 0.96497 | 0.96497 | 0.96497 | 0.96497 | 0.96497 | 0.96497 | 0.96497 | 0.96497 | 0.96497 | 0.96497 | 0.96497 | 0.96497 | 0.96497 | 0.96497 | 0.96497 | 0.96497 | 0.96497 | 0.96497 | 0.96497 | 0.96497 | 0.96497 | 0 | 0 | 0 | 0 | 0 | 0 | 0 | 0 | 0
F6_Commercial_Restaurant_New_Food Preparation_Natural Gas_Range_E2 | F6 | Commercial | Restaurant | New | Food Preparation | Natural Gas | Range | E2 | Utility - Value of Sales | 0.71505 | 0.7189 | 0.72508 | 0.72373 | 0.72373 | 0.72373 | 0.72373 | 0.72373 | 0.72373 | 0.72373 | 0.72373 | 0.72373 | 0.72373 | 0.72373 | 0.72373 | 0.72373 | 0.72373 | 0.72373 | 0.72373 | 0.72373 | 0.72373 | 0.72373 | 0.72373 | 0.72373 | 0.72373 | 0.72373 | 0.72373 | 0.72373 | 0.72373 | 0.72373 | 0.72373 | 0.72373 | 0.72373 | 0 | 0 | 0 | 0 | 0 | 0 | 0 | 0 | 0
F6_Commercial_Restaurant_New_Food Preparation_Natural Gas_Range_E3 | F6 | Commercial | Restaurant | New | Food Preparation | Natural Gas | Range | E3 | Utility - Value of Sales | 0 | 0 | 0 | 0 | 0 | 0 | 0 | 0 | 0 | 0 | 0 | 0 | 0 | 0 | 0 | 0 | 0 | 0 | 0 | 0 | 0 | 0 | 0 | 0 | 0 | 0 | 0 | 0 | 0 | 0 | 0 | 0 | 0 | 0 | 0 | 0 | 0 | 0 | 0 | 0 | 0 | 0
F6_Commercial_Restaurant_New_Food Preparation_Natural Gas_Range_E4 | F6 | Commercial | Restaurant | New | Food Preparation | Natural Gas | Range | E4 | Utility - Value of Sales | 0 | 0 | 0 | 0 | 0 | 0 | 0 | 0 | 0 | 0 | 0 | 0 | 0 | 0 | 0 | 0 | 0 | 0 | 0 | 0 | 0 | 0 | 0 | 0 | 0 | 0 | 0 | 0 | 0 | 0 | 0 | 0 | 0 | 0 | 0 | 0 | 0 | 0 | 0 | 0 | 0 | 0
F6_Commercial_Restaurant_New_Food Preparation_Natural Gas_Range_E5 | F6 | Commercial | Restaurant | New | Food Preparation | Natural Gas | Range | E5 | Utility - Value of Sales | 0 | 0 | 0 | 0 | 0 | 0 | 0 | 0 | 0 | 0 | 0 | 0 | 0 | 0 | 0 | 0 | 0 | 0 | 0 | 0 | 0 | 0 | 0 | 0 | 0 | 0 | 0 | 0 | 0 | 0 | 0 | 0 | 0 | 0 | 0 | 0 | 0 | 0 | 0 | 0 | 0 | 0
F6_Commercial_Restaurant_New_Food Preparation_Natural Gas_Range_E6 | F6 | Commercial | Restaurant | New | Food Preparation | Natural Gas | Range | E6 | Utility - Value of Sales | 0 | 0 | 0 | 0 | 0 | 0 | 0 | 0 | 0 | 0 | 0 | 0 | 0 | 0 | 0 | 0 | 0 | 0 | 0 | 0 | 0 | 0 | 0 | 0 | 0 | 0 | 0 | 0 | 0 | 0 | 0 | 0 | 0 | 0 | 0 | 0 | 0 | 0 | 0 | 0 | 0 | 0
F6_Commercial_Restaurant_New_Food Preparation_Natural Gas_Range_E7 | F6 | Commercial | Restaurant | New | Food Preparation | Natural Gas | Range | E7 | Utility - Value of Sales | 0 | 0 | 0 | 0 | 0 | 0 | 0 | 0 | 0 | 0 | 0 | 0 | 0 | 0 | 0 | 0 | 0 | 0 | 0 | 0 | 0 | 0 | 0 | 0 | 0 | 0 | 0 | 0 | 0 | 0 | 0 | 0 | 0 | 0 | 0 | 0 | 0 | 0 | 0 | 0 | 0 | 0
F6_Commercial_Restaurant_New_Food Preparation_Natural Gas_Range_E8 | F6 | Commercial | Restaurant | New | Food Preparation | Natural Gas | Range | E8 | Utility - Value of Sales | 0 | 0 | 0 | 0 | 0 | 0 | 0 | 0 | 0 | 0 | 0 | 0 | 0 | 0 | 0 | 0 | 0 | 0 | 0 | 0 | 0 | 0 | 0 | 0 | 0 | 0 | 0 | 0 | 0 | 0 | 0 | 0 | 0 | 0 | 0 | 0 | 0 | 0 | 0 | 0 | 0 | 0
F6_Commercial_Restaurant_New_Food Preparation_Natural Gas_Range_E9 | F6 | Commercial | Restaurant | New | Food Preparation | Natural Gas | Range | E9 | Utility - Value of Sales | 0 | 0 | 0 | 0 | 0 | 0 | 0 | 0 | 0 | 0 | 0 | 0 | 0 | 0 | 0 | 0 | 0 | 0 | 0 | 0 | 0 | 0 | 0 | 0 | 0 | 0 | 0 | 0 | 0 | 0 | 0 | 0 | 0 | 0 | 0 | 0 | 0 | 0 | 0 | 0 | 0 | 0
F6_Commercial_Restaurant_New_Food Preparation_Natural Gas_Range_E10 | F6 | Commercial | Restaurant | New | Food Preparation | Natural Gas | Range | E10 | Utility - Value of Sales | 0 | 0 | 0 | 0 | 0 | 0 | 0 | 0 | 0 | 0 | 0 | 0 | 0 | 0 | 0 | 0 | 0 | 0 | 0 | 0 | 0 | 0 | 0 | 0 | 0 | 0 | 0 | 0 | 0 | 0 | 0 | 0 | 0 | 0 | 0 | 0 | 0 | 0 | 0 | 0 | 0 | 0
F1_Commercial_Restaurant_New_Food Preparation_Natural Gas_Steamer_E1 | F1 | Commercial | Restaurant | New | Food Preparation | Natural Gas | Steamer | E1 | RVT - Cost of Equipment | 3.5358 | 3.54 | 3.559 | 0 | 0 | 0 | 0 | 0 | 0 | 0 | 0 | 0 | 0 | 0 | 0 | 0 | 0 | 0 | 0 | 0 | 0 | 0 | 0 | 0 | 0 | 0 | 0 | 0 | 0 | 0 | 0 | 0 | 0 | 0 | 0 | 0 | 0 | 0 | 0 | 0 | 0 | 0
F1_Commercial_Restaurant_New_Food Preparation_Natural Gas_Steamer_E2 | F1 | Commercial | Restaurant | New | Food Preparation | Natural Gas | Steamer | E2 | RVT - Cost of Equipment | 0.73754 | 0.7384 | 0.74237 | 0.73853 | 0.73649 | 0.73938 | 0.74647 | 0.75229 | 0.75935 | 0.76616 | 0.77301 | 0.77946 | 0.78631 | 0.79343 | 0.8003 | 0.80731 | 0.81439 | 0.82195 | 0.82966 | 0.83754 | 0.84505 | 0.85266 | 0.85954 | 0.86654 | 0.87269 | 0.878 | 0.88283 | 0.887 | 0.89026 | 0.89294 | 0.8944 | 0.89538 | 0.89538 | 0 | 0 | 0 | 0 | 0 | 0 | 0 | 0 | 0
F1_Commercial_Restaurant_New_Food Preparation_Natural Gas_Steamer_E3 | F1 | Commercial | Restaurant | New | Food Preparation | Natural Gas | Steamer | E3 | RVT - Cost of Equipment | 0 | 0 | 0 | 0 | 0 | 0 | 0 | 0 | 0 | 0 | 0 | 0 | 0 | 0 | 0 | 0 | 0 | 0 | 0 | 0 | 0 | 0 | 0 | 0 | 0 | 0 | 0 | 0 | 0 | 0 | 0 | 0 | 0 | 0 | 0 | 0 | 0 | 0 | 0 | 0 | 0 | 0
F1_Commercial_Restaurant_New_Food Preparation_Natural Gas_Steamer_E4 | F1 | Commercial | Restaurant | New | Food Preparation | Natural Gas | Steamer | E4 | RVT - Cost of Equipment | 0 | 0 | 0 | 0 | 0 | 0 | 0 | 0 | 0 | 0 | 0 | 0 | 0 | 0 | 0 | 0 | 0 | 0 | 0 | 0 | 0 | 0 | 0 | 0 | 0 | 0 | 0 | 0 | 0 | 0 | 0 | 0 | 0 | 0 | 0 | 0 | 0 | 0 | 0 | 0 | 0 | 0
F1_Commercial_Restaurant_New_Food Preparation_Natural Gas_Steamer_E5 | F1 | Commercial | Restaurant | New | Food Preparation | Natural Gas | Steamer | E5 | RVT - Cost of Equipment | 0 | 0 | 0 | 0 | 0 | 0 | 0 | 0 | 0 | 0 | 0 | 0 | 0 | 0 | 0 | 0 | 0 | 0 | 0 | 0 | 0 | 0 | 0 | 0 | 0 | 0 | 0 | 0 | 0 | 0 | 0 | 0 | 0 | 0 | 0 | 0 | 0 | 0 | 0 | 0 | 0 | 0
F1_Commercial_Restaurant_New_Food Preparation_Natural Gas_Steamer_E6 | F1 | Commercial | Restaurant | New | Food Preparation | Natural Gas | Steamer | E6 | RVT - Cost of Equipment | 0 | 0 | 0 | 0 | 0 | 0 | 0 | 0 | 0 | 0 | 0 | 0 | 0 | 0 | 0 | 0 | 0 | 0 | 0 | 0 | 0 | 0 | 0 | 0 | 0 | 0 | 0 | 0 | 0 | 0 | 0 | 0 | 0 | 0 | 0 | 0 | 0 | 0 | 0 | 0 | 0 | 0
F1_Commercial_Restaurant_New_Food Preparation_Natural Gas_Steamer_E7 | F1 | Commercial | Restaurant | New | Food Preparation | Natural Gas | Steamer | E7 | RVT - Cost of Equipment | 0 | 0 | 0 | 0 | 0 | 0 | 0 | 0 | 0 | 0 | 0 | 0 | 0 | 0 | 0 | 0 | 0 | 0 | 0 | 0 | 0 | 0 | 0 | 0 | 0 | 0 | 0 | 0 | 0 | 0 | 0 | 0 | 0 | 0 | 0 | 0 | 0 | 0 | 0 | 0 | 0 | 0
F1_Commercial_Restaurant_New_Food Preparation_Natural Gas_Steamer_E8 | F1 | Commercial | Restaurant | New | Food Preparation | Natural Gas | Steamer | E8 | RVT - Cost of Equipment | 0 | 0 | 0 | 0 | 0 | 0 | 0 | 0 | 0 | 0 | 0 | 0 | 0 | 0 | 0 | 0 | 0 | 0 | 0 | 0 | 0 | 0 | 0 | 0 | 0 | 0 | 0 | 0 | 0 | 0 | 0 | 0 | 0 | 0 | 0 | 0 | 0 | 0 | 0 | 0 | 0 | 0
F1_Commercial_Restaurant_New_Food Preparation_Natural Gas_Steamer_E9 | F1 | Commercial | Restaurant | New | Food Preparation | Natural Gas | Steamer | E9 | RVT - Cost of Equipment | 0 | 0 | 0 | 0 | 0 | 0 | 0 | 0 | 0 | 0 | 0 | 0 | 0 | 0 | 0 | 0 | 0 | 0 | 0 | 0 | 0 | 0 | 0 | 0 | 0 | 0 | 0 | 0 | 0 | 0 | 0 | 0 | 0 | 0 | 0 | 0 | 0 | 0 | 0 | 0 | 0 | 0
F1_Commercial_Restaurant_New_Food Preparation_Natural Gas_Steamer_E10 | F1 | Commercial | Restaurant | New | Food Preparation | Natural Gas | Steamer | E10 | RVT - Cost of Equipment | 0 | 0 | 0 | 0 | 0 | 0 | 0 | 0 | 0 | 0 | 0 | 0 | 0 | 0 | 0 | 0 | 0 | 0 | 0 | 0 | 0 | 0 | 0 | 0 | 0 | 0 | 0 | 0 | 0 | 0 | 0 | 0 | 0 | 0 | 0 | 0 | 0 | 0 | 0 | 0 | 0 | 0
F2_Commercial_Restaurant_New_Food Preparation_Natural Gas_Steamer_E1 | F2 | Commercial | Restaurant | New | Food Preparation | Natural Gas | Steamer | E1 | RVT - Cost of Operation | 4.2361 | 4.2411 | 4.2639 | 0 | 0 | 0 | 0 | 0 | 0 | 0 | 0 | 0 | 0 | 0 | 0 | 0 | 0 | 0 | 0 | 0 | 0 | 0 | 0 | 0 | 0 | 0 | 0 | 0 | 0 | 0 | 0 | 0 | 0 | 0 | 0 | 0 | 0 | 0 | 0 | 0 | 0 | 0
F2_Commercial_Restaurant_New_Food Preparation_Natural Gas_Steamer_E2 | F2 | Commercial | Restaurant | New | Food Preparation | Natural Gas | Steamer | E2 | RVT - Cost of Operation | 0.88362 | 0.88465 | 0.88941 | 0.8848 | 0.88237 | 0.88583 | 0.89432 | 0.9013 | 0.90975 | 0.91791 | 0.92611 | 0.93384 | 0.94206 | 0.95058 | 0.95881 | 0.96721 | 0.97569 | 0.98475 | 0.99398 | 1.0034 | 1.0124 | 1.0215 | 1.0298 | 1.0382 | 1.0455 | 1.0519 | 1.0577 | 1.0627 | 1.0666 | 1.0698 | 1.0715 | 1.0727 | 1.0727 | 0 | 0 | 0 | 0 | 0 | 0 | 0 | 0 | 0
F2_Commercial_Restaurant_New_Food Preparation_Natural Gas_Steamer_E3 | F2 | Commercial | Restaurant | New | Food Preparation | Natural Gas | Steamer | E3 | RVT - Cost of Operation | 0 | 0 | 0 | 0 | 0 | 0 | 0 | 0 | 0 | 0 | 0 | 0 | 0 | 0 | 0 | 0 | 0 | 0 | 0 | 0 | 0 | 0 | 0 | 0 | 0 | 0 | 0 | 0 | 0 | 0 | 0 | 0 | 0 | 0 | 0 | 0 | 0 | 0 | 0 | 0 | 0 | 0
F2_Commercial_Restaurant_New_Food Preparation_Natural Gas_Steamer_E4 | F2 | Commercial | Restaurant | New | Food Preparation | Natural Gas | Steamer | E4 | RVT - Cost of Operation | 0 | 0 | 0 | 0 | 0 | 0 | 0 | 0 | 0 | 0 | 0 | 0 | 0 | 0 | 0 | 0 | 0 | 0 | 0 | 0 | 0 | 0 | 0 | 0 | 0 | 0 | 0 | 0 | 0 | 0 | 0 | 0 | 0 | 0 | 0 | 0 | 0 | 0 | 0 | 0 | 0 | 0
F2_Commercial_Restaurant_New_Food Preparation_Natural Gas_Steamer_E5 | F2 | Commercial | Restaurant | New | Food Preparation | Natural Gas | Steamer | E5 | RVT - Cost of Operation | 0 | 0 | 0 | 0 | 0 | 0 | 0 | 0 | 0 | 0 | 0 | 0 | 0 | 0 | 0 | 0 | 0 | 0 | 0 | 0 | 0 | 0 | 0 | 0 | 0 | 0 | 0 | 0 | 0 | 0 | 0 | 0 | 0 | 0 | 0 | 0 | 0 | 0 | 0 | 0 | 0 | 0
F2_Commercial_Restaurant_New_Food Preparation_Natural Gas_Steamer_E6 | F2 | Commercial | Restaurant | New | Food Preparation | Natural Gas | Steamer | E6 | RVT - Cost of Operation | 0 | 0 | 0 | 0 | 0 | 0 | 0 | 0 | 0 | 0 | 0 | 0 | 0 | 0 | 0 | 0 | 0 | 0 | 0 | 0 | 0 | 0 | 0 | 0 | 0 | 0 | 0 | 0 | 0 | 0 | 0 | 0 | 0 | 0 | 0 | 0 | 0 | 0 | 0 | 0 | 0 | 0
F2_Commercial_Restaurant_New_Food Preparation_Natural Gas_Steamer_E7 | F2 | Commercial | Restaurant | New | Food Preparation | Natural Gas | Steamer | E7 | RVT - Cost of Operation | 0 | 0 | 0 | 0 | 0 | 0 | 0 | 0 | 0 | 0 | 0 | 0 | 0 | 0 | 0 | 0 | 0 | 0 | 0 | 0 | 0 | 0 | 0 | 0 | 0 | 0 | 0 | 0 | 0 | 0 | 0 | 0 | 0 | 0 | 0 | 0 | 0 | 0 | 0 | 0 | 0 | 0
F2_Commercial_Restaurant_New_Food Preparation_Natural Gas_Steamer_E8 | F2 | Commercial | Restaurant | New | Food Preparation | Natural Gas | Steamer | E8 | RVT - Cost of Operation | 0 | 0 | 0 | 0 | 0 | 0 | 0 | 0 | 0 | 0 | 0 | 0 | 0 | 0 | 0 | 0 | 0 | 0 | 0 | 0 | 0 | 0 | 0 | 0 | 0 | 0 | 0 | 0 | 0 | 0 | 0 | 0 | 0 | 0 | 0 | 0 | 0 | 0 | 0 | 0 | 0 | 0
F2_Commercial_Restaurant_New_Food Preparation_Natural Gas_Steamer_E9 | F2 | Commercial | Restaurant | New | Food Preparation | Natural Gas | Steamer | E9 | RVT - Cost of Operation | 0 | 0 | 0 | 0 | 0 | 0 | 0 | 0 | 0 | 0 | 0 | 0 | 0 | 0 | 0 | 0 | 0 | 0 | 0 | 0 | 0 | 0 | 0 | 0 | 0 | 0 | 0 | 0 | 0 | 0 | 0 | 0 | 0 | 0 | 0 | 0 | 0 | 0 | 0 | 0 | 0 | 0
F2_Commercial_Restaurant_New_Food Preparation_Natural Gas_Steamer_E10 | F2 | Commercial | Restaurant | New | Food Preparation | Natural Gas | Steamer | E10 | RVT - Cost of Operation | 0 | 0 | 0 | 0 | 0 | 0 | 0 | 0 | 0 | 0 | 0 | 0 | 0 | 0 | 0 | 0 | 0 | 0 | 0 | 0 | 0 | 0 | 0 | 0 | 0 | 0 | 0 | 0 | 0 | 0 | 0 | 0 | 0 | 0 | 0 | 0 | 0 | 0 | 0 | 0 | 0 | 0
F3_Commercial_Restaurant_New_Food Preparation_Natural Gas_Steamer_E1 | F3 | Commercial | Restaurant | New | Food Preparation | Natural Gas | Steamer | E1 | System - kBTUs of Consumption | 2.1765 | 2.1765 | 2.1765 | 0 | 0 | 0 | 0 | 0 | 0 | 0 | 0 | 0 | 0 | 0 | 0 | 0 | 0 | 0 | 0 | 0 | 0 | 0 | 0 | 0 | 0 | 0 | 0 | 0 | 0 | 0 | 0 | 0 | 0 | 0 | 0 | 0 | 0 | 0 | 0 | 0 | 0 | 0
F3_Commercial_Restaurant_New_Food Preparation_Natural Gas_Steamer_E2 | F3 | Commercial | Restaurant | New | Food Preparation | Natural Gas | Steamer | E2 | System - kBTUs of Consumption | 2.3381 | 2.3381 | 2.3381 | 2.3381 | 2.3381 | 2.3381 | 2.3381 | 2.3381 | 2.3381 | 2.3381 | 2.3381 | 2.3381 | 2.3381 | 2.3381 | 2.3381 | 2.3381 | 2.3381 | 2.3381 | 2.3381 | 2.3381 | 2.3381 | 2.3381 | 2.3381 | 2.3381 | 2.3381 | 2.3381 | 2.3381 | 2.3381 | 2.3381 | 2.3381 | 2.3381 | 2.3381 | 2.3381 | 0 | 0 | 0 | 0 | 0 | 0 | 0 | 0 | 0
F3_Commercial_Restaurant_New_Food Preparation_Natural Gas_Steamer_E3 | F3 | Commercial | Restaurant | New | Food Preparation | Natural Gas | Steamer | E3 | System - kBTUs of Consumption | 0 | 0 | 0 | 0 | 0 | 0 | 0 | 0 | 0 | 0 | 0 | 0 | 0 | 0 | 0 | 0 | 0 | 0 | 0 | 0 | 0 | 0 | 0 | 0 | 0 | 0 | 0 | 0 | 0 | 0 | 0 | 0 | 0 | 0 | 0 | 0 | 0 | 0 | 0 | 0 | 0 | 0
F3_Commercial_Restaurant_New_Food Preparation_Natural Gas_Steamer_E4 | F3 | Commercial | Restaurant | New | Food Preparation | Natural Gas | Steamer | E4 | System - kBTUs of Consumption | 0 | 0 | 0 | 0 | 0 | 0 | 0 | 0 | 0 | 0 | 0 | 0 | 0 | 0 | 0 | 0 | 0 | 0 | 0 | 0 | 0 | 0 | 0 | 0 | 0 | 0 | 0 | 0 | 0 | 0 | 0 | 0 | 0 | 0 | 0 | 0 | 0 | 0 | 0 | 0 | 0 | 0
F3_Commercial_Restaurant_New_Food Preparation_Natural Gas_Steamer_E5 | F3 | Commercial | Restaurant | New | Food Preparation | Natural Gas | Steamer | E5 | System - kBTUs of Consumption | 0 | 0 | 0 | 0 | 0 | 0 | 0 | 0 | 0 | 0 | 0 | 0 | 0 | 0 | 0 | 0 | 0 | 0 | 0 | 0 | 0 | 0 | 0 | 0 | 0 | 0 | 0 | 0 | 0 | 0 | 0 | 0 | 0 | 0 | 0 | 0 | 0 | 0 | 0 | 0 | 0 | 0
F3_Commercial_Restaurant_New_Food Preparation_Natural Gas_Steamer_E6 | F3 | Commercial | Restaurant | New | Food Preparation | Natural Gas | Steamer | E6 | System - kBTUs of Consumption | 0 | 0 | 0 | 0 | 0 | 0 | 0 | 0 | 0 | 0 | 0 | 0 | 0 | 0 | 0 | 0 | 0 | 0 | 0 | 0 | 0 | 0 | 0 | 0 | 0 | 0 | 0 | 0 | 0 | 0 | 0 | 0 | 0 | 0 | 0 | 0 | 0 | 0 | 0 | 0 | 0 | 0
F3_Commercial_Restaurant_New_Food Preparation_Natural Gas_Steamer_E7 | F3 | Commercial | Restaurant | New | Food Preparation | Natural Gas | Steamer | E7 | System - kBTUs of Consumption | 0 | 0 | 0 | 0 | 0 | 0 | 0 | 0 | 0 | 0 | 0 | 0 | 0 | 0 | 0 | 0 | 0 | 0 | 0 | 0 | 0 | 0 | 0 | 0 | 0 | 0 | 0 | 0 | 0 | 0 | 0 | 0 | 0 | 0 | 0 | 0 | 0 | 0 | 0 | 0 | 0 | 0
F3_Commercial_Restaurant_New_Food Preparation_Natural Gas_Steamer_E8 | F3 | Commercial | Restaurant | New | Food Preparation | Natural Gas | Steamer | E8 | System - kBTUs of Consumption | 0 | 0 | 0 | 0 | 0 | 0 | 0 | 0 | 0 | 0 | 0 | 0 | 0 | 0 | 0 | 0 | 0 | 0 | 0 | 0 | 0 | 0 | 0 | 0 | 0 | 0 | 0 | 0 | 0 | 0 | 0 | 0 | 0 | 0 | 0 | 0 | 0 | 0 | 0 | 0 | 0 | 0
F3_Commercial_Restaurant_New_Food Preparation_Natural Gas_Steamer_E9 | F3 | Commercial | Restaurant | New | Food Preparation | Natural Gas | Steamer | E9 | System - kBTUs of Consumption | 0 | 0 | 0 | 0 | 0 | 0 | 0 | 0 | 0 | 0 | 0 | 0 | 0 | 0 | 0 | 0 | 0 | 0 | 0 | 0 | 0 | 0 | 0 | 0 | 0 | 0 | 0 | 0 | 0 | 0 | 0 | 0 | 0 | 0 | 0 | 0 | 0 | 0 | 0 | 0 | 0 | 0
F3_Commercial_Restaurant_New_Food Preparation_Natural Gas_Steamer_E10 | F3 | Commercial | Restaurant | New | Food Preparation | Natural Gas | Steamer | E10 | System - kBTUs of Consumption | 0 | 0 | 0 | 0 | 0 | 0 | 0 | 0 | 0 | 0 | 0 | 0 | 0 | 0 | 0 | 0 | 0 | 0 | 0 | 0 | 0 | 0 | 0 | 0 | 0 | 0 | 0 | 0 | 0 | 0 | 0 | 0 | 0 | 0 | 0 | 0 | 0 | 0 | 0 | 0 | 0 | 0
F4_Commercial_Restaurant_New_Food Preparation_Natural Gas_Steamer_E1 | F4 | Commercial | Restaurant | New | Food Preparation | Natural Gas | Steamer | E1 | Utility - Cost of Equipment | 4.2361 | 4.2411 | 4.2639 | 0 | 0 | 0 | 0 | 0 | 0 | 0 | 0 | 0 | 0 | 0 | 0 | 0 | 0 | 0 | 0 | 0 | 0 | 0 | 0 | 0 | 0 | 0 | 0 | 0 | 0 | 0 | 0 | 0 | 0 | 0 | 0 | 0 | 0 | 0 | 0 | 0 | 0 | 0
F4_Commercial_Restaurant_New_Food Preparation_Natural Gas_Steamer_E2 | F4 | Commercial | Restaurant | New | Food Preparation | Natural Gas | Steamer | E2 | Utility - Cost of Equipment | 0.88362 | 0.88465 | 0.88941 | 0.8848 | 0.88237 | 0.88583 | 0.89432 | 0.9013 | 0.90975 | 0.91791 | 0.92611 | 0.93384 | 0.94206 | 0.95058 | 0.95881 | 0.96721 | 0.97569 | 0.98475 | 0.99398 | 1.0034 | 1.0124 | 1.0215 | 1.0298 | 1.0382 | 1.0455 | 1.0519 | 1.0577 | 1.0627 | 1.0666 | 1.0698 | 1.0715 | 1.0727 | 1.0727 | 0 | 0 | 0 | 0 | 0 | 0 | 0 | 0 | 0
F4_Commercial_Restaurant_New_Food Preparation_Natural Gas_Steamer_E3 | F4 | Commercial | Restaurant | New | Food Preparation | Natural Gas | Steamer | E3 | Utility - Cost of Equipment | 0 | 0 | 0 | 0 | 0 | 0 | 0 | 0 | 0 | 0 | 0 | 0 | 0 | 0 | 0 | 0 | 0 | 0 | 0 | 0 | 0 | 0 | 0 | 0 | 0 | 0 | 0 | 0 | 0 | 0 | 0 | 0 | 0 | 0 | 0 | 0 | 0 | 0 | 0 | 0 | 0 | 0
F4_Commercial_Restaurant_New_Food Preparation_Natural Gas_Steamer_E4 | F4 | Commercial | Restaurant | New | Food Preparation | Natural Gas | Steamer | E4 | Utility - Cost of Equipment | 0 | 0 | 0 | 0 | 0 | 0 | 0 | 0 | 0 | 0 | 0 | 0 | 0 | 0 | 0 | 0 | 0 | 0 | 0 | 0 | 0 | 0 | 0 | 0 | 0 | 0 | 0 | 0 | 0 | 0 | 0 | 0 | 0 | 0 | 0 | 0 | 0 | 0 | 0 | 0 | 0 | 0
F4_Commercial_Restaurant_New_Food Preparation_Natural Gas_Steamer_E5 | F4 | Commercial | Restaurant | New | Food Preparation | Natural Gas | Steamer | E5 | Utility - Cost of Equipment | 0 | 0 | 0 | 0 | 0 | 0 | 0 | 0 | 0 | 0 | 0 | 0 | 0 | 0 | 0 | 0 | 0 | 0 | 0 | 0 | 0 | 0 | 0 | 0 | 0 | 0 | 0 | 0 | 0 | 0 | 0 | 0 | 0 | 0 | 0 | 0 | 0 | 0 | 0 | 0 | 0 | 0
F4_Commercial_Restaurant_New_Food Preparation_Natural Gas_Steamer_E6 | F4 | Commercial | Restaurant | New | Food Preparation | Natural Gas | Steamer | E6 | Utility - Cost of Equipment | 0 | 0 | 0 | 0 | 0 | 0 | 0 | 0 | 0 | 0 | 0 | 0 | 0 | 0 | 0 | 0 | 0 | 0 | 0 | 0 | 0 | 0 | 0 | 0 | 0 | 0 | 0 | 0 | 0 | 0 | 0 | 0 | 0 | 0 | 0 | 0 | 0 | 0 | 0 | 0 | 0 | 0
F4_Commercial_Restaurant_New_Food Preparation_Natural Gas_Steamer_E7 | F4 | Commercial | Restaurant | New | Food Preparation | Natural Gas | Steamer | E7 | Utility - Cost of Equipment | 0 | 0 | 0 | 0 | 0 | 0 | 0 | 0 | 0 | 0 | 0 | 0 | 0 | 0 | 0 | 0 | 0 | 0 | 0 | 0 | 0 | 0 | 0 | 0 | 0 | 0 | 0 | 0 | 0 | 0 | 0 | 0 | 0 | 0 | 0 | 0 | 0 | 0 | 0 | 0 | 0 | 0
F4_Commercial_Restaurant_New_Food Preparation_Natural Gas_Steamer_E8 | F4 | Commercial | Restaurant | New | Food Preparation | Natural Gas | Steamer | E8 | Utility - Cost of Equipment | 0 | 0 | 0 | 0 | 0 | 0 | 0 | 0 | 0 | 0 | 0 | 0 | 0 | 0 | 0 | 0 | 0 | 0 | 0 | 0 | 0 | 0 | 0 | 0 | 0 | 0 | 0 | 0 | 0 | 0 | 0 | 0 | 0 | 0 | 0 | 0 | 0 | 0 | 0 | 0 | 0 | 0
F4_Commercial_Restaurant_New_Food Preparation_Natural Gas_Steamer_E9 | F4 | Commercial | Restaurant | New | Food Preparation | Natural Gas | Steamer | E9 | Utility - Cost of Equipment | 0 | 0 | 0 | 0 | 0 | 0 | 0 | 0 | 0 | 0 | 0 | 0 | 0 | 0 | 0 | 0 | 0 | 0 | 0 | 0 | 0 | 0 | 0 | 0 | 0 | 0 | 0 | 0 | 0 | 0 | 0 | 0 | 0 | 0 | 0 | 0 | 0 | 0 | 0 | 0 | 0 | 0
F4_Commercial_Restaurant_New_Food Preparation_Natural Gas_Steamer_E10 | F4 | Commercial | Restaurant | New | Food Preparation | Natural Gas | Steamer | E10 | Utility - Cost of Equipment | 0 | 0 | 0 | 0 | 0 | 0 | 0 | 0 | 0 | 0 | 0 | 0 | 0 | 0 | 0 | 0 | 0 | 0 | 0 | 0 | 0 | 0 | 0 | 0 | 0 | 0 | 0 | 0 | 0 | 0 | 0 | 0 | 0 | 0 | 0 | 0 | 0 | 0 | 0 | 0 | 0 | 0
F5_Commercial_Restaurant_New_Food Preparation_Natural Gas_Steamer_E1 | F5 | Commercial | Restaurant | New | Food Preparation | Natural Gas | Steamer | E1 | Utility - Cost of Operation | 2.1765 | 2.1765 | 2.1765 | 0 | 0 | 0 | 0 | 0 | 0 | 0 | 0 | 0 | 0 | 0 | 0 | 0 | 0 | 0 | 0 | 0 | 0 | 0 | 0 | 0 | 0 | 0 | 0 | 0 | 0 | 0 | 0 | 0 | 0 | 0 | 0 | 0 | 0 | 0 | 0 | 0 | 0 | 0
F5_Commercial_Restaurant_New_Food Preparation_Natural Gas_Steamer_E2 | F5 | Commercial | Restaurant | New | Food Preparation | Natural Gas | Steamer | E2 | Utility - Cost of Operation | 2.3381 | 2.3381 | 2.3381 | 2.3381 | 2.3381 | 2.3381 | 2.3381 | 2.3381 | 2.3381 | 2.3381 | 2.3381 | 2.3381 | 2.3381 | 2.3381 | 2.3381 | 2.3381 | 2.3381 | 2.3381 | 2.3381 | 2.3381 | 2.3381 | 2.3381 | 2.3381 | 2.3381 | 2.3381 | 2.3381 | 2.3381 | 2.3381 | 2.3381 | 2.3381 | 2.3381 | 2.3381 | 2.3381 | 0 | 0 | 0 | 0 | 0 | 0 | 0 | 0 | 0
F5_Commercial_Restaurant_New_Food Preparation_Natural Gas_Steamer_E3 | F5 | Commercial | Restaurant | New | Food Preparation | Natural Gas | Steamer | E3 | Utility - Cost of Operation | 0 | 0 | 0 | 0 | 0 | 0 | 0 | 0 | 0 | 0 | 0 | 0 | 0 | 0 | 0 | 0 | 0 | 0 | 0 | 0 | 0 | 0 | 0 | 0 | 0 | 0 | 0 | 0 | 0 | 0 | 0 | 0 | 0 | 0 | 0 | 0 | 0 | 0 | 0 | 0 | 0 | 0
F5_Commercial_Restaurant_New_Food Preparation_Natural Gas_Steamer_E4 | F5 | Commercial | Restaurant | New | Food Preparation | Natural Gas | Steamer | E4 | Utility - Cost of Operation | 0 | 0 | 0 | 0 | 0 | 0 | 0 | 0 | 0 | 0 | 0 | 0 | 0 | 0 | 0 | 0 | 0 | 0 | 0 | 0 | 0 | 0 | 0 | 0 | 0 | 0 | 0 | 0 | 0 | 0 | 0 | 0 | 0 | 0 | 0 | 0 | 0 | 0 | 0 | 0 | 0 | 0
F5_Commercial_Restaurant_New_Food Preparation_Natural Gas_Steamer_E5 | F5 | Commercial | Restaurant | New | Food Preparation | Natural Gas | Steamer | E5 | Utility - Cost of Operation | 0 | 0 | 0 | 0 | 0 | 0 | 0 | 0 | 0 | 0 | 0 | 0 | 0 | 0 | 0 | 0 | 0 | 0 | 0 | 0 | 0 | 0 | 0 | 0 | 0 | 0 | 0 | 0 | 0 | 0 | 0 | 0 | 0 | 0 | 0 | 0 | 0 | 0 | 0 | 0 | 0 | 0
F5_Commercial_Restaurant_New_Food Preparation_Natural Gas_Steamer_E6 | F5 | Commercial | Restaurant | New | Food Preparation | Natural Gas | Steamer | E6 | Utility - Cost of Operation | 0 | 0 | 0 | 0 | 0 | 0 | 0 | 0 | 0 | 0 | 0 | 0 | 0 | 0 | 0 | 0 | 0 | 0 | 0 | 0 | 0 | 0 | 0 | 0 | 0 | 0 | 0 | 0 | 0 | 0 | 0 | 0 | 0 | 0 | 0 | 0 | 0 | 0 | 0 | 0 | 0 | 0
F5_Commercial_Restaurant_New_Food Preparation_Natural Gas_Steamer_E7 | F5 | Commercial | Restaurant | New | Food Preparation | Natural Gas | Steamer | E7 | Utility - Cost of Operation | 0 | 0 | 0 | 0 | 0 | 0 | 0 | 0 | 0 | 0 | 0 | 0 | 0 | 0 | 0 | 0 | 0 | 0 | 0 | 0 | 0 | 0 | 0 | 0 | 0 | 0 | 0 | 0 | 0 | 0 | 0 | 0 | 0 | 0 | 0 | 0 | 0 | 0 | 0 | 0 | 0 | 0
F5_Commercial_Restaurant_New_Food Preparation_Natural Gas_Steamer_E8 | F5 | Commercial | Restaurant | New | Food Preparation | Natural Gas | Steamer | E8 | Utility - Cost of Operation | 0 | 0 | 0 | 0 | 0 | 0 | 0 | 0 | 0 | 0 | 0 | 0 | 0 | 0 | 0 | 0 | 0 | 0 | 0 | 0 | 0 | 0 | 0 | 0 | 0 | 0 | 0 | 0 | 0 | 0 | 0 | 0 | 0 | 0 | 0 | 0 | 0 | 0 | 0 | 0 | 0 | 0
F5_Commercial_Restaurant_New_Food Preparation_Natural Gas_Steamer_E9 | F5 | Commercial | Restaurant | New | Food Preparation | Natural Gas | Steamer | E9 | Utility - Cost of Operation | 0 | 0 | 0 | 0 | 0 | 0 | 0 | 0 | 0 | 0 | 0 | 0 | 0 | 0 | 0 | 0 | 0 | 0 | 0 | 0 | 0 | 0 | 0 | 0 | 0 | 0 | 0 | 0 | 0 | 0 | 0 | 0 | 0 | 0 | 0 | 0 | 0 | 0 | 0 | 0 | 0 | 0
F5_Commercial_Restaurant_New_Food Preparation_Natural Gas_Steamer_E10 | F5 | Commercial | Restaurant | New | Food Preparation | Natural Gas | Steamer | E10 | Utility - Cost of Operation | 0 | 0 | 0 | 0 | 0 | 0 | 0 | 0 | 0 | 0 | 0 | 0 | 0 | 0 | 0 | 0 | 0 | 0 | 0 | 0 | 0 | 0 | 0 | 0 | 0 | 0 | 0 | 0 | 0 | 0 | 0 | 0 | 0 | 0 | 0 | 0 | 0 | 0 | 0 | 0 | 0 | 0
F6_Commercial_Restaurant_New_Food Preparation_Natural Gas_Steamer_E1 | F6 | Commercial | Restaurant | New | Food Preparation | Natural Gas | Steamer | E1 | Utility - Value of Sales | 2.2509 | 2.261 | 2.2772 | 0 | 0 | 0 | 0 | 0 | 0 | 0 | 0 | 0 | 0 | 0 | 0 | 0 | 0 | 0 | 0 | 0 | 0 | 0 | 0 | 0 | 0 | 0 | 0 | 0 | 0 | 0 | 0 | 0 | 0 | 0 | 0 | 0 | 0 | 0 | 0 | 0 | 0 | 0
F6_Commercial_Restaurant_New_Food Preparation_Natural Gas_Steamer_E2 | F6 | Commercial | Restaurant | New | Food Preparation | Natural Gas | Steamer | E2 | Utility - Value of Sales | 0.46952 | 0.47162 | 0.475 | 0.47426 | 0.47426 | 0.47426 | 0.47426 | 0.47426 | 0.47426 | 0.47426 | 0.47426 | 0.47426 | 0.47426 | 0.47426 | 0.47426 | 0.47426 | 0.47426 | 0.47426 | 0.47426 | 0.47426 | 0.47426 | 0.47426 | 0.47426 | 0.47426 | 0.47426 | 0.47426 | 0.47426 | 0.47426 | 0.47426 | 0.47426 | 0.47426 | 0.47426 | 0.47426 | 0 | 0 | 0 | 0 | 0 | 0 | 0 | 0 | 0
F6_Commercial_Restaurant_New_Food Preparation_Natural Gas_Steamer_E3 | F6 | Commercial | Restaurant | New | Food Preparation | Natural Gas | Steamer | E3 | Utility - Value of Sales | 0 | 0 | 0 | 0 | 0 | 0 | 0 | 0 | 0 | 0 | 0 | 0 | 0 | 0 | 0 | 0 | 0 | 0 | 0 | 0 | 0 | 0 | 0 | 0 | 0 | 0 | 0 | 0 | 0 | 0 | 0 | 0 | 0 | 0 | 0 | 0 | 0 | 0 | 0 | 0 | 0 | 0
F6_Commercial_Restaurant_New_Food Preparation_Natural Gas_Steamer_E4 | F6 | Commercial | Restaurant | New | Food Preparation | Natural Gas | Steamer | E4 | Utility - Value of Sales | 0 | 0 | 0 | 0 | 0 | 0 | 0 | 0 | 0 | 0 | 0 | 0 | 0 | 0 | 0 | 0 | 0 | 0 | 0 | 0 | 0 | 0 | 0 | 0 | 0 | 0 | 0 | 0 | 0 | 0 | 0 | 0 | 0 | 0 | 0 | 0 | 0 | 0 | 0 | 0 | 0 | 0
F6_Commercial_Restaurant_New_Food Preparation_Natural Gas_Steamer_E5 | F6 | Commercial | Restaurant | New | Food Preparation | Natural Gas | Steamer | E5 | Utility - Value of Sales | 0 | 0 | 0 | 0 | 0 | 0 | 0 | 0 | 0 | 0 | 0 | 0 | 0 | 0 | 0 | 0 | 0 | 0 | 0 | 0 | 0 | 0 | 0 | 0 | 0 | 0 | 0 | 0 | 0 | 0 | 0 | 0 | 0 | 0 | 0 | 0 | 0 | 0 | 0 | 0 | 0 | 0
F6_Commercial_Restaurant_New_Food Preparation_Natural Gas_Steamer_E6 | F6 | Commercial | Restaurant | New | Food Preparation | Natural Gas | Steamer | E6 | Utility - Value of Sales | 0 | 0 | 0 | 0 | 0 | 0 | 0 | 0 | 0 | 0 | 0 | 0 | 0 | 0 | 0 | 0 | 0 | 0 | 0 | 0 | 0 | 0 | 0 | 0 | 0 | 0 | 0 | 0 | 0 | 0 | 0 | 0 | 0 | 0 | 0 | 0 | 0 | 0 | 0 | 0 | 0 | 0
F6_Commercial_Restaurant_New_Food Preparation_Natural Gas_Steamer_E7 | F6 | Commercial | Restaurant | New | Food Preparation | Natural Gas | Steamer | E7 | Utility - Value of Sales | 0 | 0 | 0 | 0 | 0 | 0 | 0 | 0 | 0 | 0 | 0 | 0 | 0 | 0 | 0 | 0 | 0 | 0 | 0 | 0 | 0 | 0 | 0 | 0 | 0 | 0 | 0 | 0 | 0 | 0 | 0 | 0 | 0 | 0 | 0 | 0 | 0 | 0 | 0 | 0 | 0 | 0
F6_Commercial_Restaurant_New_Food Preparation_Natural Gas_Steamer_E8 | F6 | Commercial | Restaurant | New | Food Preparation | Natural Gas | Steamer | E8 | Utility - Value of Sales | 0 | 0 | 0 | 0 | 0 | 0 | 0 | 0 | 0 | 0 | 0 | 0 | 0 | 0 | 0 | 0 | 0 | 0 | 0 | 0 | 0 | 0 | 0 | 0 | 0 | 0 | 0 | 0 | 0 | 0 | 0 | 0 | 0 | 0 | 0 | 0 | 0 | 0 | 0 | 0 | 0 | 0
F6_Commercial_Restaurant_New_Food Preparation_Natural Gas_Steamer_E9 | F6 | Commercial | Restaurant | New | Food Preparation | Natural Gas | Steamer | E9 | Utility - Value of Sales | 0 | 0 | 0 | 0 | 0 | 0 | 0 | 0 | 0 | 0 | 0 | 0 | 0 | 0 | 0 | 0 | 0 | 0 | 0 | 0 | 0 | 0 | 0 | 0 | 0 | 0 | 0 | 0 | 0 | 0 | 0 | 0 | 0 | 0 | 0 | 0 | 0 | 0 | 0 | 0 | 0 | 0
F6_Commercial_Restaurant_New_Food Preparation_Natural Gas_Steamer_E10 | F6 | Commercial | Restaurant | New | Food Preparation | Natural Gas | Steamer | E10 | Utility - Value of Sales | 0 | 0 | 0 | 0 | 0 | 0 | 0 | 0 | 0 | 0 | 0 | 0 | 0 | 0 | 0 | 0 | 0 | 0 | 0 | 0 | 0 | 0 | 0 | 0 | 0 | 0 | 0 | 0 | 0 | 0 | 0 | 0 | 0 | 0 | 0 | 0 | 0 | 0 | 0 | 0 | 0 | 0
F1_Commercial_Restaurant_New_Food Preparation_Natural Gas_Food Prep Other_E1 | F1 | Commercial | Restaurant | New | Food Preparation | Natural Gas | Food Prep Other | E1 | RVT - Cost of Equipment | 0.5352 | 0.53511 | 0.53769 | 0.53373 | 0.53132 | 0.53307 | 0.53834 | 0.5425 | 0.54766 | 0.55253 | 0.55743 | 0.56193 | 0.56675 | 0.57179 | 0.57661 | 0.58151 | 0.58649 | 0.5919 | 0.59755 | 0.6035 | 0.60936 | 0.61548 | 0.62113 | 0.62698 | 0.63215 | 0.63662 | 0.64069 | 0.6442 | 0.64695 | 0.6492 | 0.65043 | 0.65125 | 0.65125 | 0 | 0 | 0 | 0 | 0 | 0 | 0 | 0 | 0
F1_Commercial_Restaurant_New_Food Preparation_Natural Gas_Food Prep Other_E2 | F1 | Commercial | Restaurant | New | Food Preparation | Natural Gas | Food Prep Other | E2 | RVT - Cost of Equipment | 0.53519 | 0.53511 | 0.53768 | 0.53373 | 0.53132 | 0.53307 | 0.53834 | 0.54249 | 0.54766 | 0.55253 | 0.55743 | 0.56193 | 0.56675 | 0.57179 | 0.5766 | 0.58151 | 0.58649 | 0.5919 | 0.59755 | 0.6035 | 0.60936 | 0.61548 | 0.62113 | 0.62697 | 0.63214 | 0.63661 | 0.64068 | 0.64419 | 0.64694 | 0.64919 | 0.65042 | 0.65124 | 0.65124 | 0 | 0 | 0 | 0 | 0 | 0 | 0 | 0 | 0
F1_Commercial_Restaurant_New_Food Preparation_Natural Gas_Food Prep Other_E3 | F1 | Commercial | Restaurant | New | Food Preparation | Natural Gas | Food Prep Other | E3 | RVT - Cost of Equipment | 0 | 0 | 0 | 0 | 0 | 0 | 0 | 0 | 0 | 0 | 0 | 0 | 0 | 0 | 0 | 0 | 0 | 0 | 0 | 0 | 0 | 0 | 0 | 0 | 0 | 0 | 0 | 0 | 0 | 0 | 0 | 0 | 0 | 0 | 0 | 0 | 0 | 0 | 0 | 0 | 0 | 0
F1_Commercial_Restaurant_New_Food Preparation_Natural Gas_Food Prep Other_E4 | F1 | Commercial | Restaurant | New | Food Preparation | Natural Gas | Food Prep Other | E4 | RVT - Cost of Equipment | 0 | 0 | 0 | 0 | 0 | 0 | 0 | 0 | 0 | 0 | 0 | 0 | 0 | 0 | 0 | 0 | 0 | 0 | 0 | 0 | 0 | 0 | 0 | 0 | 0 | 0 | 0 | 0 | 0 | 0 | 0 | 0 | 0 | 0 | 0 | 0 | 0 | 0 | 0 | 0 | 0 | 0
F1_Commercial_Restaurant_New_Food Preparation_Natural Gas_Food Prep Other_E5 | F1 | Commercial | Restaurant | New | Food Preparation | Natural Gas | Food Prep Other | E5 | RVT - Cost of Equipment | 0 | 0 | 0 | 0 | 0 | 0 | 0 | 0 | 0 | 0 | 0 | 0 | 0 | 0 | 0 | 0 | 0 | 0 | 0 | 0 | 0 | 0 | 0 | 0 | 0 | 0 | 0 | 0 | 0 | 0 | 0 | 0 | 0 | 0 | 0 | 0 | 0 | 0 | 0 | 0 | 0 | 0
F1_Commercial_Restaurant_New_Food Preparation_Natural Gas_Food Prep Other_E6 | F1 | Commercial | Restaurant | New | Food Preparation | Natural Gas | Food Prep Other | E6 | RVT - Cost of Equipment | 0 | 0 | 0 | 0 | 0 | 0 | 0 | 0 | 0 | 0 | 0 | 0 | 0 | 0 | 0 | 0 | 0 | 0 | 0 | 0 | 0 | 0 | 0 | 0 | 0 | 0 | 0 | 0 | 0 | 0 | 0 | 0 | 0 | 0 | 0 | 0 | 0 | 0 | 0 | 0 | 0 | 0
F1_Commercial_Restaurant_New_Food Preparation_Natural Gas_Food Prep Other_E7 | F1 | Commercial | Restaurant | New | Food Preparation | Natural Gas | Food Prep Other | E7 | RVT - Cost of Equipment | 0 | 0 | 0 | 0 | 0 | 0 | 0 | 0 | 0 | 0 | 0 | 0 | 0 | 0 | 0 | 0 | 0 | 0 | 0 | 0 | 0 | 0 | 0 | 0 | 0 | 0 | 0 | 0 | 0 | 0 | 0 | 0 | 0 | 0 | 0 | 0 | 0 | 0 | 0 | 0 | 0 | 0
F1_Commercial_Restaurant_New_Food Preparation_Natural Gas_Food Prep Other_E8 | F1 | Commercial | Restaurant | New | Food Preparation | Natural Gas | Food Prep Other | E8 | RVT - Cost of Equipment | 0 | 0 | 0 | 0 | 0 | 0 | 0 | 0 | 0 | 0 | 0 | 0 | 0 | 0 | 0 | 0 | 0 | 0 | 0 | 0 | 0 | 0 | 0 | 0 | 0 | 0 | 0 | 0 | 0 | 0 | 0 | 0 | 0 | 0 | 0 | 0 | 0 | 0 | 0 | 0 | 0 | 0
F1_Commercial_Restaurant_New_Food Preparation_Natural Gas_Food Prep Other_E9 | F1 | Commercial | Restaurant | New | Food Preparation | Natural Gas | Food Prep Other | E9 | RVT - Cost of Equipment | 0 | 0 | 0 | 0 | 0 | 0 | 0 | 0 | 0 | 0 | 0 | 0 | 0 | 0 | 0 | 0 | 0 | 0 | 0 | 0 | 0 | 0 | 0 | 0 | 0 | 0 | 0 | 0 | 0 | 0 | 0 | 0 | 0 | 0 | 0 | 0 | 0 | 0 | 0 | 0 | 0 | 0
F1_Commercial_Restaurant_New_Food Preparation_Natural Gas_Food Prep Other_E10 | F1 | Commercial | Restaurant | New | Food Preparation | Natural Gas | Food Prep Other | E10 | RVT - Cost of Equipment | 0 | 0 | 0 | 0 | 0 | 0 | 0 | 0 | 0 | 0 | 0 | 0 | 0 | 0 | 0 | 0 | 0 | 0 | 0 | 0 | 0 | 0 | 0 | 0 | 0 | 0 | 0 | 0 | 0 | 0 | 0 | 0 | 0 | 0 | 0 | 0 | 0 | 0 | 0 | 0 | 0 | 0
F2_Commercial_Restaurant_New_Food Preparation_Natural Gas_Food Prep Other_E1 | F2 | Commercial | Restaurant | New | Food Preparation | Natural Gas | Food Prep Other | E1 | RVT - Cost of Operation | 0.6412 | 0.6411 | 0.64418 | 0.63944 | 0.63656 | 0.63866 | 0.64497 | 0.64995 | 0.65613 | 0.66197 | 0.66784 | 0.67323 | 0.67901 | 0.68504 | 0.69081 | 0.69669 | 0.70265 | 0.70914 | 0.71591 | 0.72304 | 0.73006 | 0.73739 | 0.74416 | 0.75116 | 0.75735 | 0.76271 | 0.76758 | 0.77179 | 0.77508 | 0.77778 | 0.77925 | 0.78024 | 0.78024 | 0 | 0 | 0 | 0 | 0 | 0 | 0 | 0 | 0
F2_Commercial_Restaurant_New_Food Preparation_Natural Gas_Food Prep Other_E2 | F2 | Commercial | Restaurant | New | Food Preparation | Natural Gas | Food Prep Other | E2 | RVT - Cost of Operation | 0.6412 | 0.6411 | 0.64418 | 0.63944 | 0.63656 | 0.63865 | 0.64496 | 0.64994 | 0.65613 | 0.66197 | 0.66783 | 0.67322 | 0.679 | 0.68504 | 0.69081 | 0.69668 | 0.70265 | 0.70913 | 0.7159 | 0.72303 | 0.73005 | 0.73738 | 0.74415 | 0.75115 | 0.75735 | 0.7627 | 0.76758 | 0.77178 | 0.77508 | 0.77778 | 0.77925 | 0.78023 | 0.78023 | 0 | 0 | 0 | 0 | 0 | 0 | 0 | 0 | 0
F2_Commercial_Restaurant_New_Food Preparation_Natural Gas_Food Prep Other_E3 | F2 | Commercial | Restaurant | New | Food Preparation | Natural Gas | Food Prep Other | E3 | RVT - Cost of Operation | 0 | 0 | 0 | 0 | 0 | 0 | 0 | 0 | 0 | 0 | 0 | 0 | 0 | 0 | 0 | 0 | 0 | 0 | 0 | 0 | 0 | 0 | 0 | 0 | 0 | 0 | 0 | 0 | 0 | 0 | 0 | 0 | 0 | 0 | 0 | 0 | 0 | 0 | 0 | 0 | 0 | 0
F2_Commercial_Restaurant_New_Food Preparation_Natural Gas_Food Prep Other_E4 | F2 | Commercial | Restaurant | New | Food Preparation | Natural Gas | Food Prep Other | E4 | RVT - Cost of Operation | 0 | 0 | 0 | 0 | 0 | 0 | 0 | 0 | 0 | 0 | 0 | 0 | 0 | 0 | 0 | 0 | 0 | 0 | 0 | 0 | 0 | 0 | 0 | 0 | 0 | 0 | 0 | 0 | 0 | 0 | 0 | 0 | 0 | 0 | 0 | 0 | 0 | 0 | 0 | 0 | 0 | 0
F2_Commercial_Restaurant_New_Food Preparation_Natural Gas_Food Prep Other_E5 | F2 | Commercial | Restaurant | New | Food Preparation | Natural Gas | Food Prep Other | E5 | RVT - Cost of Operation | 0 | 0 | 0 | 0 | 0 | 0 | 0 | 0 | 0 | 0 | 0 | 0 | 0 | 0 | 0 | 0 | 0 | 0 | 0 | 0 | 0 | 0 | 0 | 0 | 0 | 0 | 0 | 0 | 0 | 0 | 0 | 0 | 0 | 0 | 0 | 0 | 0 | 0 | 0 | 0 | 0 | 0
F2_Commercial_Restaurant_New_Food Preparation_Natural Gas_Food Prep Other_E6 | F2 | Commercial | Restaurant | New | Food Preparation | Natural Gas | Food Prep Other | E6 | RVT - Cost of Operation | 0 | 0 | 0 | 0 | 0 | 0 | 0 | 0 | 0 | 0 | 0 | 0 | 0 | 0 | 0 | 0 | 0 | 0 | 0 | 0 | 0 | 0 | 0 | 0 | 0 | 0 | 0 | 0 | 0 | 0 | 0 | 0 | 0 | 0 | 0 | 0 | 0 | 0 | 0 | 0 | 0 | 0
F2_Commercial_Restaurant_New_Food Preparation_Natural Gas_Food Prep Other_E7 | F2 | Commercial | Restaurant | New | Food Preparation | Natural Gas | Food Prep Other | E7 | RVT - Cost of Operation | 0 | 0 | 0 | 0 | 0 | 0 | 0 | 0 | 0 | 0 | 0 | 0 | 0 | 0 | 0 | 0 | 0 | 0 | 0 | 0 | 0 | 0 | 0 | 0 | 0 | 0 | 0 | 0 | 0 | 0 | 0 | 0 | 0 | 0 | 0 | 0 | 0 | 0 | 0 | 0 | 0 | 0
F2_Commercial_Restaurant_New_Food Preparation_Natural Gas_Food Prep Other_E8 | F2 | Commercial | Restaurant | New | Food Preparation | Natural Gas | Food Prep Other | E8 | RVT - Cost of Operation | 0 | 0 | 0 | 0 | 0 | 0 | 0 | 0 | 0 | 0 | 0 | 0 | 0 | 0 | 0 | 0 | 0 | 0 | 0 | 0 | 0 | 0 | 0 | 0 | 0 | 0 | 0 | 0 | 0 | 0 | 0 | 0 | 0 | 0 | 0 | 0 | 0 | 0 | 0 | 0 | 0 | 0
F2_Commercial_Restaurant_New_Food Preparation_Natural Gas_Food Prep Other_E9 | F2 | Commercial | Restaurant | New | Food Preparation | Natural Gas | Food Prep Other | E9 | RVT - Cost of Operation | 0 | 0 | 0 | 0 | 0 | 0 | 0 | 0 | 0 | 0 | 0 | 0 | 0 | 0 | 0 | 0 | 0 | 0 | 0 | 0 | 0 | 0 | 0 | 0 | 0 | 0 | 0 | 0 | 0 | 0 | 0 | 0 | 0 | 0 | 0 | 0 | 0 | 0 | 0 | 0 | 0 | 0
F2_Commercial_Restaurant_New_Food Preparation_Natural Gas_Food Prep Other_E10 | F2 | Commercial | Restaurant | New | Food Preparation | Natural Gas | Food Prep Other | E10 | RVT - Cost of Operation | 0 | 0 | 0 | 0 | 0 | 0 | 0 | 0 | 0 | 0 | 0 | 0 | 0 | 0 | 0 | 0 | 0 | 0 | 0 | 0 | 0 | 0 | 0 | 0 | 0 | 0 | 0 | 0 | 0 | 0 | 0 | 0 | 0 | 0 | 0 | 0 | 0 | 0 | 0 | 0 | 0 | 0
F3_Commercial_Restaurant_New_Food Preparation_Natural Gas_Food Prep Other_E1 | F3 | Commercial | Restaurant | New | Food Preparation | Natural Gas | Food Prep Other | E1 | System - kBTUs of Consumption | 0.032381 | 0.032381 | 0.032381 | 0.032381 | 0.032381 | 0.032381 | 0.032381 | 0.032381 | 0.032381 | 0.032381 | 0.032381 | 0.032381 | 0.032381 | 0.032381 | 0.032381 | 0.032381 | 0.032381 | 0.032381 | 0.032381 | 0.032381 | 0.032381 | 0.032381 | 0.032381 | 0.032381 | 0.032381 | 0.032381 | 0.032381 | 0.032381 | 0.032381 | 0.032381 | 0.032381 | 0.032381 | 0.032381 | 0 | 0 | 0 | 0 | 0 | 0 | 0 | 0 | 0
F3_Commercial_Restaurant_New_Food Preparation_Natural Gas_Food Prep Other_E2 | F3 | Commercial | Restaurant | New | Food Preparation | Natural Gas | Food Prep Other | E2 | System - kBTUs of Consumption | 0.032414 | 0.032414 | 0.032414 | 0.032414 | 0.032414 | 0.032414 | 0.032414 | 0.032414 | 0.032414 | 0.032414 | 0.032414 | 0.032414 | 0.032414 | 0.032414 | 0.032414 | 0.032414 | 0.032414 | 0.032414 | 0.032414 | 0.032414 | 0.032414 | 0.032414 | 0.032414 | 0.032414 | 0.032414 | 0.032414 | 0.032414 | 0.032414 | 0.032414 | 0.032414 | 0.032414 | 0.032414 | 0.032414 | 0 | 0 | 0 | 0 | 0 | 0 | 0 | 0 | 0
F3_Commercial_Restaurant_New_Food Preparation_Natural Gas_Food Prep Other_E3 | F3 | Commercial | Restaurant | New | Food Preparation | Natural Gas | Food Prep Other | E3 | System - kBTUs of Consumption | 0 | 0 | 0 | 0 | 0 | 0 | 0 | 0 | 0 | 0 | 0 | 0 | 0 | 0 | 0 | 0 | 0 | 0 | 0 | 0 | 0 | 0 | 0 | 0 | 0 | 0 | 0 | 0 | 0 | 0 | 0 | 0 | 0 | 0 | 0 | 0 | 0 | 0 | 0 | 0 | 0 | 0
F3_Commercial_Restaurant_New_Food Preparation_Natural Gas_Food Prep Other_E4 | F3 | Commercial | Restaurant | New | Food Preparation | Natural Gas | Food Prep Other | E4 | System - kBTUs of Consumption | 0 | 0 | 0 | 0 | 0 | 0 | 0 | 0 | 0 | 0 | 0 | 0 | 0 | 0 | 0 | 0 | 0 | 0 | 0 | 0 | 0 | 0 | 0 | 0 | 0 | 0 | 0 | 0 | 0 | 0 | 0 | 0 | 0 | 0 | 0 | 0 | 0 | 0 | 0 | 0 | 0 | 0
F3_Commercial_Restaurant_New_Food Preparation_Natural Gas_Food Prep Other_E5 | F3 | Commercial | Restaurant | New | Food Preparation | Natural Gas | Food Prep Other | E5 | System - kBTUs of Consumption | 0 | 0 | 0 | 0 | 0 | 0 | 0 | 0 | 0 | 0 | 0 | 0 | 0 | 0 | 0 | 0 | 0 | 0 | 0 | 0 | 0 | 0 | 0 | 0 | 0 | 0 | 0 | 0 | 0 | 0 | 0 | 0 | 0 | 0 | 0 | 0 | 0 | 0 | 0 | 0 | 0 | 0
F3_Commercial_Restaurant_New_Food Preparation_Natural Gas_Food Prep Other_E6 | F3 | Commercial | Restaurant | New | Food Preparation | Natural Gas | Food Prep Other | E6 | System - kBTUs of Consumption | 0 | 0 | 0 | 0 | 0 | 0 | 0 | 0 | 0 | 0 | 0 | 0 | 0 | 0 | 0 | 0 | 0 | 0 | 0 | 0 | 0 | 0 | 0 | 0 | 0 | 0 | 0 | 0 | 0 | 0 | 0 | 0 | 0 | 0 | 0 | 0 | 0 | 0 | 0 | 0 | 0 | 0
F3_Commercial_Restaurant_New_Food Preparation_Natural Gas_Food Prep Other_E7 | F3 | Commercial | Restaurant | New | Food Preparation | Natural Gas | Food Prep Other | E7 | System - kBTUs of Consumption | 0 | 0 | 0 | 0 | 0 | 0 | 0 | 0 | 0 | 0 | 0 | 0 | 0 | 0 | 0 | 0 | 0 | 0 | 0 | 0 | 0 | 0 | 0 | 0 | 0 | 0 | 0 | 0 | 0 | 0 | 0 | 0 | 0 | 0 | 0 | 0 | 0 | 0 | 0 | 0 | 0 | 0
F3_Commercial_Restaurant_New_Food Preparation_Natural Gas_Food Prep Other_E8 | F3 | Commercial | Restaurant | New | Food Preparation | Natural Gas | Food Prep Other | E8 | System - kBTUs of Consumption | 0 | 0 | 0 | 0 | 0 | 0 | 0 | 0 | 0 | 0 | 0 | 0 | 0 | 0 | 0 | 0 | 0 | 0 | 0 | 0 | 0 | 0 | 0 | 0 | 0 | 0 | 0 | 0 | 0 | 0 | 0 | 0 | 0 | 0 | 0 | 0 | 0 | 0 | 0 | 0 | 0 | 0
F3_Commercial_Restaurant_New_Food Preparation_Natural Gas_Food Prep Other_E9 | F3 | Commercial | Restaurant | New | Food Preparation | Natural Gas | Food Prep Other | E9 | System - kBTUs of Consumption | 0 | 0 | 0 | 0 | 0 | 0 | 0 | 0 | 0 | 0 | 0 | 0 | 0 | 0 | 0 | 0 | 0 | 0 | 0 | 0 | 0 | 0 | 0 | 0 | 0 | 0 | 0 | 0 | 0 | 0 | 0 | 0 | 0 | 0 | 0 | 0 | 0 | 0 | 0 | 0 | 0 | 0
F3_Commercial_Restaurant_New_Food Preparation_Natural Gas_Food Prep Other_E10 | F3 | Commercial | Restaurant | New | Food Preparation | Natural Gas | Food Prep Other | E10 | System - kBTUs of Consumption | 0 | 0 | 0 | 0 | 0 | 0 | 0 | 0 | 0 | 0 | 0 | 0 | 0 | 0 | 0 | 0 | 0 | 0 | 0 | 0 | 0 | 0 | 0 | 0 | 0 | 0 | 0 | 0 | 0 | 0 | 0 | 0 | 0 | 0 | 0 | 0 | 0 | 0 | 0 | 0 | 0 | 0
F4_Commercial_Restaurant_New_Food Preparation_Natural Gas_Food Prep Other_E1 | F4 | Commercial | Restaurant | New | Food Preparation | Natural Gas | Food Prep Other | E1 | Utility - Cost of Equipment | 0.6412 | 0.6411 | 0.64418 | 0.63944 | 0.63656 | 0.63866 | 0.64497 | 0.64995 | 0.65613 | 0.66197 | 0.66784 | 0.67323 | 0.67901 | 0.68504 | 0.69081 | 0.69669 | 0.70265 | 0.70914 | 0.71591 | 0.72304 | 0.73006 | 0.73739 | 0.74416 | 0.75116 | 0.75735 | 0.76271 | 0.76758 | 0.77179 | 0.77508 | 0.77778 | 0.77925 | 0.78024 | 0.78024 | 0 | 0 | 0 | 0 | 0 | 0 | 0 | 0 | 0
F4_Commercial_Restaurant_New_Food Preparation_Natural Gas_Food Prep Other_E2 | F4 | Commercial | Restaurant | New | Food Preparation | Natural Gas | Food Prep Other | E2 | Utility - Cost of Equipment | 0.6412 | 0.6411 | 0.64418 | 0.63944 | 0.63656 | 0.63865 | 0.64496 | 0.64994 | 0.65613 | 0.66197 | 0.66783 | 0.67322 | 0.679 | 0.68504 | 0.69081 | 0.69668 | 0.70265 | 0.70913 | 0.7159 | 0.72303 | 0.73005 | 0.73738 | 0.74415 | 0.75115 | 0.75735 | 0.7627 | 0.76758 | 0.77178 | 0.77508 | 0.77778 | 0.77925 | 0.78023 | 0.78023 | 0 | 0 | 0 | 0 | 0 | 0 | 0 | 0 | 0
F4_Commercial_Restaurant_New_Food Preparation_Natural Gas_Food Prep Other_E3 | F4 | Commercial | Restaurant | New | Food Preparation | Natural Gas | Food Prep Other | E3 | Utility - Cost of Equipment | 0 | 0 | 0 | 0 | 0 | 0 | 0 | 0 | 0 | 0 | 0 | 0 | 0 | 0 | 0 | 0 | 0 | 0 | 0 | 0 | 0 | 0 | 0 | 0 | 0 | 0 | 0 | 0 | 0 | 0 | 0 | 0 | 0 | 0 | 0 | 0 | 0 | 0 | 0 | 0 | 0 | 0
F4_Commercial_Restaurant_New_Food Preparation_Natural Gas_Food Prep Other_E4 | F4 | Commercial | Restaurant | New | Food Preparation | Natural Gas | Food Prep Other | E4 | Utility - Cost of Equipment | 0 | 0 | 0 | 0 | 0 | 0 | 0 | 0 | 0 | 0 | 0 | 0 | 0 | 0 | 0 | 0 | 0 | 0 | 0 | 0 | 0 | 0 | 0 | 0 | 0 | 0 | 0 | 0 | 0 | 0 | 0 | 0 | 0 | 0 | 0 | 0 | 0 | 0 | 0 | 0 | 0 | 0
F4_Commercial_Restaurant_New_Food Preparation_Natural Gas_Food Prep Other_E5 | F4 | Commercial | Restaurant | New | Food Preparation | Natural Gas | Food Prep Other | E5 | Utility - Cost of Equipment | 0 | 0 | 0 | 0 | 0 | 0 | 0 | 0 | 0 | 0 | 0 | 0 | 0 | 0 | 0 | 0 | 0 | 0 | 0 | 0 | 0 | 0 | 0 | 0 | 0 | 0 | 0 | 0 | 0 | 0 | 0 | 0 | 0 | 0 | 0 | 0 | 0 | 0 | 0 | 0 | 0 | 0
F4_Commercial_Restaurant_New_Food Preparation_Natural Gas_Food Prep Other_E6 | F4 | Commercial | Restaurant | New | Food Preparation | Natural Gas | Food Prep Other | E6 | Utility - Cost of Equipment | 0 | 0 | 0 | 0 | 0 | 0 | 0 | 0 | 0 | 0 | 0 | 0 | 0 | 0 | 0 | 0 | 0 | 0 | 0 | 0 | 0 | 0 | 0 | 0 | 0 | 0 | 0 | 0 | 0 | 0 | 0 | 0 | 0 | 0 | 0 | 0 | 0 | 0 | 0 | 0 | 0 | 0
F4_Commercial_Restaurant_New_Food Preparation_Natural Gas_Food Prep Other_E7 | F4 | Commercial | Restaurant | New | Food Preparation | Natural Gas | Food Prep Other | E7 | Utility - Cost of Equipment | 0 | 0 | 0 | 0 | 0 | 0 | 0 | 0 | 0 | 0 | 0 | 0 | 0 | 0 | 0 | 0 | 0 | 0 | 0 | 0 | 0 | 0 | 0 | 0 | 0 | 0 | 0 | 0 | 0 | 0 | 0 | 0 | 0 | 0 | 0 | 0 | 0 | 0 | 0 | 0 | 0 | 0
F4_Commercial_Restaurant_New_Food Preparation_Natural Gas_Food Prep Other_E8 | F4 | Commercial | Restaurant | New | Food Preparation | Natural Gas | Food Prep Other | E8 | Utility - Cost of Equipment | 0 | 0 | 0 | 0 | 0 | 0 | 0 | 0 | 0 | 0 | 0 | 0 | 0 | 0 | 0 | 0 | 0 | 0 | 0 | 0 | 0 | 0 | 0 | 0 | 0 | 0 | 0 | 0 | 0 | 0 | 0 | 0 | 0 | 0 | 0 | 0 | 0 | 0 | 0 | 0 | 0 | 0
F4_Commercial_Restaurant_New_Food Preparation_Natural Gas_Food Prep Other_E9 | F4 | Commercial | Restaurant | New | Food Preparation | Natural Gas | Food Prep Other | E9 | Utility - Cost of Equipment | 0 | 0 | 0 | 0 | 0 | 0 | 0 | 0 | 0 | 0 | 0 | 0 | 0 | 0 | 0 | 0 | 0 | 0 | 0 | 0 | 0 | 0 | 0 | 0 | 0 | 0 | 0 | 0 | 0 | 0 | 0 | 0 | 0 | 0 | 0 | 0 | 0 | 0 | 0 | 0 | 0 | 0
F4_Commercial_Restaurant_New_Food Preparation_Natural Gas_Food Prep Other_E10 | F4 | Commercial | Restaurant | New | Food Preparation | Natural Gas | Food Prep Other | E10 | Utility - Cost of Equipment | 0 | 0 | 0 | 0 | 0 | 0 | 0 | 0 | 0 | 0 | 0 | 0 | 0 | 0 | 0 | 0 | 0 | 0 | 0 | 0 | 0 | 0 | 0 | 0 | 0 | 0 | 0 | 0 | 0 | 0 | 0 | 0 | 0 | 0 | 0 | 0 | 0 | 0 | 0 | 0 | 0 | 0
F5_Commercial_Restaurant_New_Food Preparation_Natural Gas_Food Prep Other_E1 | F5 | Commercial | Restaurant | New | Food Preparation | Natural Gas | Food Prep Other | E1 | Utility - Cost of Operation | 0.032381 | 0.032381 | 0.032381 | 0.032381 | 0.032381 | 0.032381 | 0.032381 | 0.032381 | 0.032381 | 0.032381 | 0.032381 | 0.032381 | 0.032381 | 0.032381 | 0.032381 | 0.032381 | 0.032381 | 0.032381 | 0.032381 | 0.032381 | 0.032381 | 0.032381 | 0.032381 | 0.032381 | 0.032381 | 0.032381 | 0.032381 | 0.032381 | 0.032381 | 0.032381 | 0.032381 | 0.032381 | 0.032381 | 0 | 0 | 0 | 0 | 0 | 0 | 0 | 0 | 0
F5_Commercial_Restaurant_New_Food Preparation_Natural Gas_Food Prep Other_E2 | F5 | Commercial | Restaurant | New | Food Preparation | Natural Gas | Food Prep Other | E2 | Utility - Cost of Operation | 0.032414 | 0.032414 | 0.032414 | 0.032414 | 0.032414 | 0.032414 | 0.032414 | 0.032414 | 0.032414 | 0.032414 | 0.032414 | 0.032414 | 0.032414 | 0.032414 | 0.032414 | 0.032414 | 0.032414 | 0.032414 | 0.032414 | 0.032414 | 0.032414 | 0.032414 | 0.032414 | 0.032414 | 0.032414 | 0.032414 | 0.032414 | 0.032414 | 0.032414 | 0.032414 | 0.032414 | 0.032414 | 0.032414 | 0 | 0 | 0 | 0 | 0 | 0 | 0 | 0 | 0
F5_Commercial_Restaurant_New_Food Preparation_Natural Gas_Food Prep Other_E3 | F5 | Commercial | Restaurant | New | Food Preparation | Natural Gas | Food Prep Other | E3 | Utility - Cost of Operation | 0 | 0 | 0 | 0 | 0 | 0 | 0 | 0 | 0 | 0 | 0 | 0 | 0 | 0 | 0 | 0 | 0 | 0 | 0 | 0 | 0 | 0 | 0 | 0 | 0 | 0 | 0 | 0 | 0 | 0 | 0 | 0 | 0 | 0 | 0 | 0 | 0 | 0 | 0 | 0 | 0 | 0
F5_Commercial_Restaurant_New_Food Preparation_Natural Gas_Food Prep Other_E4 | F5 | Commercial | Restaurant | New | Food Preparation | Natural Gas | Food Prep Other | E4 | Utility - Cost of Operation | 0 | 0 | 0 | 0 | 0 | 0 | 0 | 0 | 0 | 0 | 0 | 0 | 0 | 0 | 0 | 0 | 0 | 0 | 0 | 0 | 0 | 0 | 0 | 0 | 0 | 0 | 0 | 0 | 0 | 0 | 0 | 0 | 0 | 0 | 0 | 0 | 0 | 0 | 0 | 0 | 0 | 0
F5_Commercial_Restaurant_New_Food Preparation_Natural Gas_Food Prep Other_E5 | F5 | Commercial | Restaurant | New | Food Preparation | Natural Gas | Food Prep Other | E5 | Utility - Cost of Operation | 0 | 0 | 0 | 0 | 0 | 0 | 0 | 0 | 0 | 0 | 0 | 0 | 0 | 0 | 0 | 0 | 0 | 0 | 0 | 0 | 0 | 0 | 0 | 0 | 0 | 0 | 0 | 0 | 0 | 0 | 0 | 0 | 0 | 0 | 0 | 0 | 0 | 0 | 0 | 0 | 0 | 0
F5_Commercial_Restaurant_New_Food Preparation_Natural Gas_Food Prep Other_E6 | F5 | Commercial | Restaurant | New | Food Preparation | Natural Gas | Food Prep Other | E6 | Utility - Cost of Operation | 0 | 0 | 0 | 0 | 0 | 0 | 0 | 0 | 0 | 0 | 0 | 0 | 0 | 0 | 0 | 0 | 0 | 0 | 0 | 0 | 0 | 0 | 0 | 0 | 0 | 0 | 0 | 0 | 0 | 0 | 0 | 0 | 0 | 0 | 0 | 0 | 0 | 0 | 0 | 0 | 0 | 0
F5_Commercial_Restaurant_New_Food Preparation_Natural Gas_Food Prep Other_E7 | F5 | Commercial | Restaurant | New | Food Preparation | Natural Gas | Food Prep Other | E7 | Utility - Cost of Operation | 0 | 0 | 0 | 0 | 0 | 0 | 0 | 0 | 0 | 0 | 0 | 0 | 0 | 0 | 0 | 0 | 0 | 0 | 0 | 0 | 0 | 0 | 0 | 0 | 0 | 0 | 0 | 0 | 0 | 0 | 0 | 0 | 0 | 0 | 0 | 0 | 0 | 0 | 0 | 0 | 0 | 0
F5_Commercial_Restaurant_New_Food Preparation_Natural Gas_Food Prep Other_E8 | F5 | Commercial | Restaurant | New | Food Preparation | Natural Gas | Food Prep Other | E8 | Utility - Cost of Operation | 0 | 0 | 0 | 0 | 0 | 0 | 0 | 0 | 0 | 0 | 0 | 0 | 0 | 0 | 0 | 0 | 0 | 0 | 0 | 0 | 0 | 0 | 0 | 0 | 0 | 0 | 0 | 0 | 0 | 0 | 0 | 0 | 0 | 0 | 0 | 0 | 0 | 0 | 0 | 0 | 0 | 0
F5_Commercial_Restaurant_New_Food Preparation_Natural Gas_Food Prep Other_E9 | F5 | Commercial | Restaurant | New | Food Preparation | Natural Gas | Food Prep Other | E9 | Utility - Cost of Operation | 0 | 0 | 0 | 0 | 0 | 0 | 0 | 0 | 0 | 0 | 0 | 0 | 0 | 0 | 0 | 0 | 0 | 0 | 0 | 0 | 0 | 0 | 0 | 0 | 0 | 0 | 0 | 0 | 0 | 0 | 0 | 0 | 0 | 0 | 0 | 0 | 0 | 0 | 0 | 0 | 0 | 0
F5_Commercial_Restaurant_New_Food Preparation_Natural Gas_Food Prep Other_E10 | F5 | Commercial | Restaurant | New | Food Preparation | Natural Gas | Food Prep Other | E10 | Utility - Cost of Operation | 0 | 0 | 0 | 0 | 0 | 0 | 0 | 0 | 0 | 0 | 0 | 0 | 0 | 0 | 0 | 0 | 0 | 0 | 0 | 0 | 0 | 0 | 0 | 0 | 0 | 0 | 0 | 0 | 0 | 0 | 0 | 0 | 0 | 0 | 0 | 0 | 0 | 0 | 0 | 0 | 0 | 0
F6_Commercial_Restaurant_New_Food Preparation_Natural Gas_Food Prep Other_E1 | F6 | Commercial | Restaurant | New | Food Preparation | Natural Gas | Food Prep Other | E1 | Utility - Value of Sales | 0.3392 | 0.34102 | 0.34396 | 0.34332 | 0.34332 | 0.34332 | 0.34332 | 0.34332 | 0.34332 | 0.34332 | 0.34332 | 0.34332 | 0.34332 | 0.34332 | 0.34332 | 0.34332 | 0.34332 | 0.34332 | 0.34332 | 0.34332 | 0.34332 | 0.34332 | 0.34332 | 0.34332 | 0.34332 | 0.34332 | 0.34332 | 0.34332 | 0.34332 | 0.34332 | 0.34332 | 0.34332 | 0.34332 | 0 | 0 | 0 | 0 | 0 | 0 | 0 | 0 | 0
F6_Commercial_Restaurant_New_Food Preparation_Natural Gas_Food Prep Other_E2 | F6 | Commercial | Restaurant | New | Food Preparation | Natural Gas | Food Prep Other | E2 | Utility - Value of Sales | 0.3392 | 0.34102 | 0.34396 | 0.34331 | 0.34331 | 0.34331 | 0.34331 | 0.34331 | 0.34331 | 0.34331 | 0.34331 | 0.34331 | 0.34331 | 0.34331 | 0.34331 | 0.34331 | 0.34331 | 0.34331 | 0.34331 | 0.34331 | 0.34331 | 0.34331 | 0.34331 | 0.34331 | 0.34331 | 0.34331 | 0.34331 | 0.34331 | 0.34331 | 0.34331 | 0.34331 | 0.34331 | 0.34331 | 0 | 0 | 0 | 0 | 0 | 0 | 0 | 0 | 0
F6_Commercial_Restaurant_New_Food Preparation_Natural Gas_Food Prep Other_E3 | F6 | Commercial | Restaurant | New | Food Preparation | Natural Gas | Food Prep Other | E3 | Utility - Value of Sales | 0 | 0 | 0 | 0 | 0 | 0 | 0 | 0 | 0 | 0 | 0 | 0 | 0 | 0 | 0 | 0 | 0 | 0 | 0 | 0 | 0 | 0 | 0 | 0 | 0 | 0 | 0 | 0 | 0 | 0 | 0 | 0 | 0 | 0 | 0 | 0 | 0 | 0 | 0 | 0 | 0 | 0
F6_Commercial_Restaurant_New_Food Preparation_Natural Gas_Food Prep Other_E4 | F6 | Commercial | Restaurant | New | Food Preparation | Natural Gas | Food Prep Other | E4 | Utility - Value of Sales | 0 | 0 | 0 | 0 | 0 | 0 | 0 | 0 | 0 | 0 | 0 | 0 | 0 | 0 | 0 | 0 | 0 | 0 | 0 | 0 | 0 | 0 | 0 | 0 | 0 | 0 | 0 | 0 | 0 | 0 | 0 | 0 | 0 | 0 | 0 | 0 | 0 | 0 | 0 | 0 | 0 | 0
F6_Commercial_Restaurant_New_Food Preparation_Natural Gas_Food Prep Other_E5 | F6 | Commercial | Restaurant | New | Food Preparation | Natural Gas | Food Prep Other | E5 | Utility - Value of Sales | 0 | 0 | 0 | 0 | 0 | 0 | 0 | 0 | 0 | 0 | 0 | 0 | 0 | 0 | 0 | 0 | 0 | 0 | 0 | 0 | 0 | 0 | 0 | 0 | 0 | 0 | 0 | 0 | 0 | 0 | 0 | 0 | 0 | 0 | 0 | 0 | 0 | 0 | 0 | 0 | 0 | 0
F6_Commercial_Restaurant_New_Food Preparation_Natural Gas_Food Prep Other_E6 | F6 | Commercial | Restaurant | New | Food Preparation | Natural Gas | Food Prep Other | E6 | Utility - Value of Sales | 0 | 0 | 0 | 0 | 0 | 0 | 0 | 0 | 0 | 0 | 0 | 0 | 0 | 0 | 0 | 0 | 0 | 0 | 0 | 0 | 0 | 0 | 0 | 0 | 0 | 0 | 0 | 0 | 0 | 0 | 0 | 0 | 0 | 0 | 0 | 0 | 0 | 0 | 0 | 0 | 0 | 0
F6_Commercial_Restaurant_New_Food Preparation_Natural Gas_Food Prep Other_E7 | F6 | Commercial | Restaurant | New | Food Preparation | Natural Gas | Food Prep Other | E7 | Utility - Value of Sales | 0 | 0 | 0 | 0 | 0 | 0 | 0 | 0 | 0 | 0 | 0 | 0 | 0 | 0 | 0 | 0 | 0 | 0 | 0 | 0 | 0 | 0 | 0 | 0 | 0 | 0 | 0 | 0 | 0 | 0 | 0 | 0 | 0 | 0 | 0 | 0 | 0 | 0 | 0 | 0 | 0 | 0
F6_Commercial_Restaurant_New_Food Preparation_Natural Gas_Food Prep Other_E8 | F6 | Commercial | Restaurant | New | Food Preparation | Natural Gas | Food Prep Other | E8 | Utility - Value of Sales | 0 | 0 | 0 | 0 | 0 | 0 | 0 | 0 | 0 | 0 | 0 | 0 | 0 | 0 | 0 | 0 | 0 | 0 | 0 | 0 | 0 | 0 | 0 | 0 | 0 | 0 | 0 | 0 | 0 | 0 | 0 | 0 | 0 | 0 | 0 | 0 | 0 | 0 | 0 | 0 | 0 | 0
F6_Commercial_Restaurant_New_Food Preparation_Natural Gas_Food Prep Other_E9 | F6 | Commercial | Restaurant | New | Food Preparation | Natural Gas | Food Prep Other | E9 | Utility - Value of Sales | 0 | 0 | 0 | 0 | 0 | 0 | 0 | 0 | 0 | 0 | 0 | 0 | 0 | 0 | 0 | 0 | 0 | 0 | 0 | 0 | 0 | 0 | 0 | 0 | 0 | 0 | 0 | 0 | 0 | 0 | 0 | 0 | 0 | 0 | 0 | 0 | 0 | 0 | 0 | 0 | 0 | 0
F6_Commercial_Restaurant_New_Food Preparation_Natural Gas_Food Prep Other_E10 | F6 | Commercial | Restaurant | New | Food Preparation | Natural Gas | Food Prep Other | E10 | Utility - Value of Sales | 0 | 0 | 0 | 0 | 0 | 0 | 0 | 0 | 0 | 0 | 0 | 0 | 0 | 0 | 0 | 0 | 0 | 0 | 0 | 0 | 0 | 0 | 0 | 0 | 0 | 0 | 0 | 0 | 0 | 0 | 0 | 0 | 0 | 0 | 0 | 0 | 0 | 0 | 0 | 0 | 0 | 0
F1_Commercial_Restaurant_New_Miscellaneous_Natural Gas_Pool Heater_E1 | F1 | Commercial | Restaurant | New | Miscellaneous | Natural Gas | Pool Heater | E1 | RVT - Cost of Equipment | 0 | 0 | 0 | 0 | 0 | 0 | 0 | 0 | 0 | 0 | 0 | 0 | 0 | 0 | 0 | 0 | 0 | 0 | 0 | 0 | 0 | 0 | 0 | 0 | 0 | 0 | 0 | 0 | 0 | 0 | 0 | 0 | 0 | 0 | 0 | 0 | 0 | 0 | 0 | 0 | 0 | 0
F1_Commercial_Restaurant_New_Miscellaneous_Natural Gas_Pool Heater_E2 | F1 | Commercial | Restaurant | New | Miscellaneous | Natural Gas | Pool Heater | E2 | RVT - Cost of Equipment | 0 | 0 | 0 | 0 | 0 | 0 | 0 | 0 | 0 | 0 | 0 | 0 | 0 | 0 | 0 | 0 | 0 | 0 | 0 | 0 | 0 | 0 | 0 | 0 | 0 | 0 | 0 | 0 | 0 | 0 | 0 | 0 | 0 | 0 | 0 | 0 | 0 | 0 | 0 | 0 | 0 | 0
F1_Commercial_Restaurant_New_Miscellaneous_Natural Gas_Pool Heater_E3 | F1 | Commercial | Restaurant | New | Miscellaneous | Natural Gas | Pool Heater | E3 | RVT - Cost of Equipment | 0 | 0 | 0 | 0 | 0 | 0 | 0 | 0 | 0 | 0 | 0 | 0 | 0 | 0 | 0 | 0 | 0 | 0 | 0 | 0 | 0 | 0 | 0 | 0 | 0 | 0 | 0 | 0 | 0 | 0 | 0 | 0 | 0 | 0 | 0 | 0 | 0 | 0 | 0 | 0 | 0 | 0
F1_Commercial_Restaurant_New_Miscellaneous_Natural Gas_Pool Heater_E4 | F1 | Commercial | Restaurant | New | Miscellaneous | Natural Gas | Pool Heater | E4 | RVT - Cost of Equipment | 0 | 0 | 0 | 0 | 0 | 0 | 0 | 0 | 0 | 0 | 0 | 0 | 0 | 0 | 0 | 0 | 0 | 0 | 0 | 0 | 0 | 0 | 0 | 0 | 0 | 0 | 0 | 0 | 0 | 0 | 0 | 0 | 0 | 0 | 0 | 0 | 0 | 0 | 0 | 0 | 0 | 0
F1_Commercial_Restaurant_New_Miscellaneous_Natural Gas_Pool Heater_E5 | F1 | Commercial | Restaurant | New | Miscellaneous | Natural Gas | Pool Heater | E5 | RVT - Cost of Equipment | 0 | 0 | 0 | 0 | 0 | 0 | 0 | 0 | 0 | 0 | 0 | 0 | 0 | 0 | 0 | 0 | 0 | 0 | 0 | 0 | 0 | 0 | 0 | 0 | 0 | 0 | 0 | 0 | 0 | 0 | 0 | 0 | 0 | 0 | 0 | 0 | 0 | 0 | 0 | 0 | 0 | 0
F1_Commercial_Restaurant_New_Miscellaneous_Natural Gas_Pool Heater_E6 | F1 | Commercial | Restaurant | New | Miscellaneous | Natural Gas | Pool Heater | E6 | RVT - Cost of Equipment | 0 | 0 | 0 | 0 | 0 | 0 | 0 | 0 | 0 | 0 | 0 | 0 | 0 | 0 | 0 | 0 | 0 | 0 | 0 | 0 | 0 | 0 | 0 | 0 | 0 | 0 | 0 | 0 | 0 | 0 | 0 | 0 | 0 | 0 | 0 | 0 | 0 | 0 | 0 | 0 | 0 | 0
F1_Commercial_Restaurant_New_Miscellaneous_Natural Gas_Pool Heater_E7 | F1 | Commercial | Restaurant | New | Miscellaneous | Natural Gas | Pool Heater | E7 | RVT - Cost of Equipment | 0 | 0 | 0 | 0 | 0 | 0 | 0 | 0 | 0 | 0 | 0 | 0 | 0 | 0 | 0 | 0 | 0 | 0 | 0 | 0 | 0 | 0 | 0 | 0 | 0 | 0 | 0 | 0 | 0 | 0 | 0 | 0 | 0 | 0 | 0 | 0 | 0 | 0 | 0 | 0 | 0 | 0
F1_Commercial_Restaurant_New_Miscellaneous_Natural Gas_Pool Heater_E8 | F1 | Commercial | Restaurant | New | Miscellaneous | Natural Gas | Pool Heater | E8 | RVT - Cost of Equipment | 0 | 0 | 0 | 0 | 0 | 0 | 0 | 0 | 0 | 0 | 0 | 0 | 0 | 0 | 0 | 0 | 0 | 0 | 0 | 0 | 0 | 0 | 0 | 0 | 0 | 0 | 0 | 0 | 0 | 0 | 0 | 0 | 0 | 0 | 0 | 0 | 0 | 0 | 0 | 0 | 0 | 0
F1_Commercial_Restaurant_New_Miscellaneous_Natural Gas_Pool Heater_E9 | F1 | Commercial | Restaurant | New | Miscellaneous | Natural Gas | Pool Heater | E9 | RVT - Cost of Equipment | 0 | 0 | 0 | 0 | 0 | 0 | 0 | 0 | 0 | 0 | 0 | 0 | 0 | 0 | 0 | 0 | 0 | 0 | 0 | 0 | 0 | 0 | 0 | 0 | 0 | 0 | 0 | 0 | 0 | 0 | 0 | 0 | 0 | 0 | 0 | 0 | 0 | 0 | 0 | 0 | 0 | 0
F1_Commercial_Restaurant_New_Miscellaneous_Natural Gas_Pool Heater_E10 | F1 | Commercial | Restaurant | New | Miscellaneous | Natural Gas | Pool Heater | E10 | RVT - Cost of Equipment | 0 | 0 | 0 | 0 | 0 | 0 | 0 | 0 | 0 | 0 | 0 | 0 | 0 | 0 | 0 | 0 | 0 | 0 | 0 | 0 | 0 | 0 | 0 | 0 | 0 | 0 | 0 | 0 | 0 | 0 | 0 | 0 | 0 | 0 | 0 | 0 | 0 | 0 | 0 | 0 | 0 | 0
F2_Commercial_Restaurant_New_Miscellaneous_Natural Gas_Pool Heater_E1 | F2 | Commercial | Restaurant | New | Miscellaneous | Natural Gas | Pool Heater | E1 | RVT - Cost of Operation | 0 | 0 | 0 | 0 | 0 | 0 | 0 | 0 | 0 | 0 | 0 | 0 | 0 | 0 | 0 | 0 | 0 | 0 | 0 | 0 | 0 | 0 | 0 | 0 | 0 | 0 | 0 | 0 | 0 | 0 | 0 | 0 | 0 | 0 | 0 | 0 | 0 | 0 | 0 | 0 | 0 | 0
F2_Commercial_Restaurant_New_Miscellaneous_Natural Gas_Pool Heater_E2 | F2 | Commercial | Restaurant | New | Miscellaneous | Natural Gas | Pool Heater | E2 | RVT - Cost of Operation | 0 | 0 | 0 | 0 | 0 | 0 | 0 | 0 | 0 | 0 | 0 | 0 | 0 | 0 | 0 | 0 | 0 | 0 | 0 | 0 | 0 | 0 | 0 | 0 | 0 | 0 | 0 | 0 | 0 | 0 | 0 | 0 | 0 | 0 | 0 | 0 | 0 | 0 | 0 | 0 | 0 | 0
F2_Commercial_Restaurant_New_Miscellaneous_Natural Gas_Pool Heater_E3 | F2 | Commercial | Restaurant | New | Miscellaneous | Natural Gas | Pool Heater | E3 | RVT - Cost of Operation | 0 | 0 | 0 | 0 | 0 | 0 | 0 | 0 | 0 | 0 | 0 | 0 | 0 | 0 | 0 | 0 | 0 | 0 | 0 | 0 | 0 | 0 | 0 | 0 | 0 | 0 | 0 | 0 | 0 | 0 | 0 | 0 | 0 | 0 | 0 | 0 | 0 | 0 | 0 | 0 | 0 | 0
F2_Commercial_Restaurant_New_Miscellaneous_Natural Gas_Pool Heater_E4 | F2 | Commercial | Restaurant | New | Miscellaneous | Natural Gas | Pool Heater | E4 | RVT - Cost of Operation | 0 | 0 | 0 | 0 | 0 | 0 | 0 | 0 | 0 | 0 | 0 | 0 | 0 | 0 | 0 | 0 | 0 | 0 | 0 | 0 | 0 | 0 | 0 | 0 | 0 | 0 | 0 | 0 | 0 | 0 | 0 | 0 | 0 | 0 | 0 | 0 | 0 | 0 | 0 | 0 | 0 | 0
F2_Commercial_Restaurant_New_Miscellaneous_Natural Gas_Pool Heater_E5 | F2 | Commercial | Restaurant | New | Miscellaneous | Natural Gas | Pool Heater | E5 | RVT - Cost of Operation | 0 | 0 | 0 | 0 | 0 | 0 | 0 | 0 | 0 | 0 | 0 | 0 | 0 | 0 | 0 | 0 | 0 | 0 | 0 | 0 | 0 | 0 | 0 | 0 | 0 | 0 | 0 | 0 | 0 | 0 | 0 | 0 | 0 | 0 | 0 | 0 | 0 | 0 | 0 | 0 | 0 | 0
F2_Commercial_Restaurant_New_Miscellaneous_Natural Gas_Pool Heater_E6 | F2 | Commercial | Restaurant | New | Miscellaneous | Natural Gas | Pool Heater | E6 | RVT - Cost of Operation | 0 | 0 | 0 | 0 | 0 | 0 | 0 | 0 | 0 | 0 | 0 | 0 | 0 | 0 | 0 | 0 | 0 | 0 | 0 | 0 | 0 | 0 | 0 | 0 | 0 | 0 | 0 | 0 | 0 | 0 | 0 | 0 | 0 | 0 | 0 | 0 | 0 | 0 | 0 | 0 | 0 | 0
F2_Commercial_Restaurant_New_Miscellaneous_Natural Gas_Pool Heater_E7 | F2 | Commercial | Restaurant | New | Miscellaneous | Natural Gas | Pool Heater | E7 | RVT - Cost of Operation | 0 | 0 | 0 | 0 | 0 | 0 | 0 | 0 | 0 | 0 | 0 | 0 | 0 | 0 | 0 | 0 | 0 | 0 | 0 | 0 | 0 | 0 | 0 | 0 | 0 | 0 | 0 | 0 | 0 | 0 | 0 | 0 | 0 | 0 | 0 | 0 | 0 | 0 | 0 | 0 | 0 | 0
F2_Commercial_Restaurant_New_Miscellaneous_Natural Gas_Pool Heater_E8 | F2 | Commercial | Restaurant | New | Miscellaneous | Natural Gas | Pool Heater | E8 | RVT - Cost of Operation | 0 | 0 | 0 | 0 | 0 | 0 | 0 | 0 | 0 | 0 | 0 | 0 | 0 | 0 | 0 | 0 | 0 | 0 | 0 | 0 | 0 | 0 | 0 | 0 | 0 | 0 | 0 | 0 | 0 | 0 | 0 | 0 | 0 | 0 | 0 | 0 | 0 | 0 | 0 | 0 | 0 | 0
F2_Commercial_Restaurant_New_Miscellaneous_Natural Gas_Pool Heater_E9 | F2 | Commercial | Restaurant | New | Miscellaneous | Natural Gas | Pool Heater | E9 | RVT - Cost of Operation | 0 | 0 | 0 | 0 | 0 | 0 | 0 | 0 | 0 | 0 | 0 | 0 | 0 | 0 | 0 | 0 | 0 | 0 | 0 | 0 | 0 | 0 | 0 | 0 | 0 | 0 | 0 | 0 | 0 | 0 | 0 | 0 | 0 | 0 | 0 | 0 | 0 | 0 | 0 | 0 | 0 | 0
F2_Commercial_Restaurant_New_Miscellaneous_Natural Gas_Pool Heater_E10 | F2 | Commercial | Restaurant | New | Miscellaneous | Natural Gas | Pool Heater | E10 | RVT - Cost of Operation | 0 | 0 | 0 | 0 | 0 | 0 | 0 | 0 | 0 | 0 | 0 | 0 | 0 | 0 | 0 | 0 | 0 | 0 | 0 | 0 | 0 | 0 | 0 | 0 | 0 | 0 | 0 | 0 | 0 | 0 | 0 | 0 | 0 | 0 | 0 | 0 | 0 | 0 | 0 | 0 | 0 | 0
F3_Commercial_Restaurant_New_Miscellaneous_Natural Gas_Pool Heater_E1 | F3 | Commercial | Restaurant | New | Miscellaneous | Natural Gas | Pool Heater | E1 | System - kBTUs of Consumption | 0.002528 | 0.002528 | 0.002528 | 0.002528 | 0.002528 | 0.002528 | 0.002528 | 0.002528 | 0.002528 | 0.002528 | 0.002528 | 0.002528 | 0.002528 | 0.002528 | 0.002528 | 0.002528 | 0.002528 | 0.002528 | 0.002528 | 0.002528 | 0.002528 | 0.002528 | 0.002528 | 0.002528 | 0.002528 | 0.002528 | 0.002528 | 0.002528 | 0.002528 | 0.002528 | 0.002528 | 0.002528 | 0.002528 | 0 | 0 | 0 | 0 | 0 | 0 | 0 | 0 | 0
F3_Commercial_Restaurant_New_Miscellaneous_Natural Gas_Pool Heater_E2 | F3 | Commercial | Restaurant | New | Miscellaneous | Natural Gas | Pool Heater | E2 | System - kBTUs of Consumption | 0.0041394 | 0.0041394 | 0.0041394 | 0.0041394 | 0.0041394 | 0.0041394 | 0.0041394 | 0.0041394 | 0.0041394 | 0.0041394 | 0.0041394 | 0.0041394 | 0.0041394 | 0.0041394 | 0.0041394 | 0.0041394 | 0.0041394 | 0.0041394 | 0.0041394 | 0.0041394 | 0.0041394 | 0.0041394 | 0.0041394 | 0.0041394 | 0.0041394 | 0.0041394 | 0.0041394 | 0.0041394 | 0.0041394 | 0.0041394 | 0.0041394 | 0.0041394 | 0.0041394 | 0 | 0 | 0 | 0 | 0 | 0 | 0 | 0 | 0
F3_Commercial_Restaurant_New_Miscellaneous_Natural Gas_Pool Heater_E3 | F3 | Commercial | Restaurant | New | Miscellaneous | Natural Gas | Pool Heater | E3 | System - kBTUs of Consumption | 0 | 0 | 0 | 0 | 0 | 0 | 0 | 0 | 0 | 0 | 0 | 0 | 0 | 0 | 0 | 0 | 0 | 0 | 0 | 0 | 0 | 0 | 0 | 0 | 0 | 0 | 0 | 0 | 0 | 0 | 0 | 0 | 0 | 0 | 0 | 0 | 0 | 0 | 0 | 0 | 0 | 0
F3_Commercial_Restaurant_New_Miscellaneous_Natural Gas_Pool Heater_E4 | F3 | Commercial | Restaurant | New | Miscellaneous | Natural Gas | Pool Heater | E4 | System - kBTUs of Consumption | 0 | 0 | 0 | 0 | 0 | 0 | 0 | 0 | 0 | 0 | 0 | 0 | 0 | 0 | 0 | 0 | 0 | 0 | 0 | 0 | 0 | 0 | 0 | 0 | 0 | 0 | 0 | 0 | 0 | 0 | 0 | 0 | 0 | 0 | 0 | 0 | 0 | 0 | 0 | 0 | 0 | 0
F3_Commercial_Restaurant_New_Miscellaneous_Natural Gas_Pool Heater_E5 | F3 | Commercial | Restaurant | New | Miscellaneous | Natural Gas | Pool Heater | E5 | System - kBTUs of Consumption | 0 | 0 | 0 | 0 | 0 | 0 | 0 | 0 | 0 | 0 | 0 | 0 | 0 | 0 | 0 | 0 | 0 | 0 | 0 | 0 | 0 | 0 | 0 | 0 | 0 | 0 | 0 | 0 | 0 | 0 | 0 | 0 | 0 | 0 | 0 | 0 | 0 | 0 | 0 | 0 | 0 | 0
F3_Commercial_Restaurant_New_Miscellaneous_Natural Gas_Pool Heater_E6 | F3 | Commercial | Restaurant | New | Miscellaneous | Natural Gas | Pool Heater | E6 | System - kBTUs of Consumption | 0 | 0 | 0 | 0 | 0 | 0 | 0 | 0 | 0 | 0 | 0 | 0 | 0 | 0 | 0 | 0 | 0 | 0 | 0 | 0 | 0 | 0 | 0 | 0 | 0 | 0 | 0 | 0 | 0 | 0 | 0 | 0 | 0 | 0 | 0 | 0 | 0 | 0 | 0 | 0 | 0 | 0
F3_Commercial_Restaurant_New_Miscellaneous_Natural Gas_Pool Heater_E7 | F3 | Commercial | Restaurant | New | Miscellaneous | Natural Gas | Pool Heater | E7 | System - kBTUs of Consumption | 0 | 0 | 0 | 0 | 0 | 0 | 0 | 0 | 0 | 0 | 0 | 0 | 0 | 0 | 0 | 0 | 0 | 0 | 0 | 0 | 0 | 0 | 0 | 0 | 0 | 0 | 0 | 0 | 0 | 0 | 0 | 0 | 0 | 0 | 0 | 0 | 0 | 0 | 0 | 0 | 0 | 0
F3_Commercial_Restaurant_New_Miscellaneous_Natural Gas_Pool Heater_E8 | F3 | Commercial | Restaurant | New | Miscellaneous | Natural Gas | Pool Heater | E8 | System - kBTUs of Consumption | 0 | 0 | 0 | 0 | 0 | 0 | 0 | 0 | 0 | 0 | 0 | 0 | 0 | 0 | 0 | 0 | 0 | 0 | 0 | 0 | 0 | 0 | 0 | 0 | 0 | 0 | 0 | 0 | 0 | 0 | 0 | 0 | 0 | 0 | 0 | 0 | 0 | 0 | 0 | 0 | 0 | 0
F3_Commercial_Restaurant_New_Miscellaneous_Natural Gas_Pool Heater_E9 | F3 | Commercial | Restaurant | New | Miscellaneous | Natural Gas | Pool Heater | E9 | System - kBTUs of Consumption | 0 | 0 | 0 | 0 | 0 | 0 | 0 | 0 | 0 | 0 | 0 | 0 | 0 | 0 | 0 | 0 | 0 | 0 | 0 | 0 | 0 | 0 | 0 | 0 | 0 | 0 | 0 | 0 | 0 | 0 | 0 | 0 | 0 | 0 | 0 | 0 | 0 | 0 | 0 | 0 | 0 | 0
F3_Commercial_Restaurant_New_Miscellaneous_Natural Gas_Pool Heater_E10 | F3 | Commercial | Restaurant | New | Miscellaneous | Natural Gas | Pool Heater | E10 | System - kBTUs of Consumption | 0 | 0 | 0 | 0 | 0 | 0 | 0 | 0 | 0 | 0 | 0 | 0 | 0 | 0 | 0 | 0 | 0 | 0 | 0 | 0 | 0 | 0 | 0 | 0 | 0 | 0 | 0 | 0 | 0 | 0 | 0 | 0 | 0 | 0 | 0 | 0 | 0 | 0 | 0 | 0 | 0 | 0
F4_Commercial_Restaurant_New_Miscellaneous_Natural Gas_Pool Heater_E1 | F4 | Commercial | Restaurant | New | Miscellaneous | Natural Gas | Pool Heater | E1 | Utility - Cost of Equipment | 0 | 0 | 0 | 0 | 0 | 0 | 0 | 0 | 0 | 0 | 0 | 0 | 0 | 0 | 0 | 0 | 0 | 0 | 0 | 0 | 0 | 0 | 0 | 0 | 0 | 0 | 0 | 0 | 0 | 0 | 0 | 0 | 0 | 0 | 0 | 0 | 0 | 0 | 0 | 0 | 0 | 0
F4_Commercial_Restaurant_New_Miscellaneous_Natural Gas_Pool Heater_E2 | F4 | Commercial | Restaurant | New | Miscellaneous | Natural Gas | Pool Heater | E2 | Utility - Cost of Equipment | 0 | 0 | 0 | 0 | 0 | 0 | 0 | 0 | 0 | 0 | 0 | 0 | 0 | 0 | 0 | 0 | 0 | 0 | 0 | 0 | 0 | 0 | 0 | 0 | 0 | 0 | 0 | 0 | 0 | 0 | 0 | 0 | 0 | 0 | 0 | 0 | 0 | 0 | 0 | 0 | 0 | 0
F4_Commercial_Restaurant_New_Miscellaneous_Natural Gas_Pool Heater_E3 | F4 | Commercial | Restaurant | New | Miscellaneous | Natural Gas | Pool Heater | E3 | Utility - Cost of Equipment | 0 | 0 | 0 | 0 | 0 | 0 | 0 | 0 | 0 | 0 | 0 | 0 | 0 | 0 | 0 | 0 | 0 | 0 | 0 | 0 | 0 | 0 | 0 | 0 | 0 | 0 | 0 | 0 | 0 | 0 | 0 | 0 | 0 | 0 | 0 | 0 | 0 | 0 | 0 | 0 | 0 | 0
F4_Commercial_Restaurant_New_Miscellaneous_Natural Gas_Pool Heater_E4 | F4 | Commercial | Restaurant | New | Miscellaneous | Natural Gas | Pool Heater | E4 | Utility - Cost of Equipment | 0 | 0 | 0 | 0 | 0 | 0 | 0 | 0 | 0 | 0 | 0 | 0 | 0 | 0 | 0 | 0 | 0 | 0 | 0 | 0 | 0 | 0 | 0 | 0 | 0 | 0 | 0 | 0 | 0 | 0 | 0 | 0 | 0 | 0 | 0 | 0 | 0 | 0 | 0 | 0 | 0 | 0
F4_Commercial_Restaurant_New_Miscellaneous_Natural Gas_Pool Heater_E5 | F4 | Commercial | Restaurant | New | Miscellaneous | Natural Gas | Pool Heater | E5 | Utility - Cost of Equipment | 0 | 0 | 0 | 0 | 0 | 0 | 0 | 0 | 0 | 0 | 0 | 0 | 0 | 0 | 0 | 0 | 0 | 0 | 0 | 0 | 0 | 0 | 0 | 0 | 0 | 0 | 0 | 0 | 0 | 0 | 0 | 0 | 0 | 0 | 0 | 0 | 0 | 0 | 0 | 0 | 0 | 0
F4_Commercial_Restaurant_New_Miscellaneous_Natural Gas_Pool Heater_E6 | F4 | Commercial | Restaurant | New | Miscellaneous | Natural Gas | Pool Heater | E6 | Utility - Cost of Equipment | 0 | 0 | 0 | 0 | 0 | 0 | 0 | 0 | 0 | 0 | 0 | 0 | 0 | 0 | 0 | 0 | 0 | 0 | 0 | 0 | 0 | 0 | 0 | 0 | 0 | 0 | 0 | 0 | 0 | 0 | 0 | 0 | 0 | 0 | 0 | 0 | 0 | 0 | 0 | 0 | 0 | 0
F4_Commercial_Restaurant_New_Miscellaneous_Natural Gas_Pool Heater_E7 | F4 | Commercial | Restaurant | New | Miscellaneous | Natural Gas | Pool Heater | E7 | Utility - Cost of Equipment | 0 | 0 | 0 | 0 | 0 | 0 | 0 | 0 | 0 | 0 | 0 | 0 | 0 | 0 | 0 | 0 | 0 | 0 | 0 | 0 | 0 | 0 | 0 | 0 | 0 | 0 | 0 | 0 | 0 | 0 | 0 | 0 | 0 | 0 | 0 | 0 | 0 | 0 | 0 | 0 | 0 | 0
F4_Commercial_Restaurant_New_Miscellaneous_Natural Gas_Pool Heater_E8 | F4 | Commercial | Restaurant | New | Miscellaneous | Natural Gas | Pool Heater | E8 | Utility - Cost of Equipment | 0 | 0 | 0 | 0 | 0 | 0 | 0 | 0 | 0 | 0 | 0 | 0 | 0 | 0 | 0 | 0 | 0 | 0 | 0 | 0 | 0 | 0 | 0 | 0 | 0 | 0 | 0 | 0 | 0 | 0 | 0 | 0 | 0 | 0 | 0 | 0 | 0 | 0 | 0 | 0 | 0 | 0
F4_Commercial_Restaurant_New_Miscellaneous_Natural Gas_Pool Heater_E9 | F4 | Commercial | Restaurant | New | Miscellaneous | Natural Gas | Pool Heater | E9 | Utility - Cost of Equipment | 0 | 0 | 0 | 0 | 0 | 0 | 0 | 0 | 0 | 0 | 0 | 0 | 0 | 0 | 0 | 0 | 0 | 0 | 0 | 0 | 0 | 0 | 0 | 0 | 0 | 0 | 0 | 0 | 0 | 0 | 0 | 0 | 0 | 0 | 0 | 0 | 0 | 0 | 0 | 0 | 0 | 0
F4_Commercial_Restaurant_New_Miscellaneous_Natural Gas_Pool Heater_E10 | F4 | Commercial | Restaurant | New | Miscellaneous | Natural Gas | Pool Heater | E10 | Utility - Cost of Equipment | 0 | 0 | 0 | 0 | 0 | 0 | 0 | 0 | 0 | 0 | 0 | 0 | 0 | 0 | 0 | 0 | 0 | 0 | 0 | 0 | 0 | 0 | 0 | 0 | 0 | 0 | 0 | 0 | 0 | 0 | 0 | 0 | 0 | 0 | 0 | 0 | 0 | 0 | 0 | 0 | 0 | 0
F5_Commercial_Restaurant_New_Miscellaneous_Natural Gas_Pool Heater_E1 | F5 | Commercial | Restaurant | New | Miscellaneous | Natural Gas | Pool Heater | E1 | Utility - Cost of Operation | 0.002528 | 0.002528 | 0.002528 | 0.002528 | 0.002528 | 0.002528 | 0.002528 | 0.002528 | 0.002528 | 0.002528 | 0.002528 | 0.002528 | 0.002528 | 0.002528 | 0.002528 | 0.002528 | 0.002528 | 0.002528 | 0.002528 | 0.002528 | 0.002528 | 0.002528 | 0.002528 | 0.002528 | 0.002528 | 0.002528 | 0.002528 | 0.002528 | 0.002528 | 0.002528 | 0.002528 | 0.002528 | 0.002528 | 0 | 0 | 0 | 0 | 0 | 0 | 0 | 0 | 0
F5_Commercial_Restaurant_New_Miscellaneous_Natural Gas_Pool Heater_E2 | F5 | Commercial | Restaurant | New | Miscellaneous | Natural Gas | Pool Heater | E2 | Utility - Cost of Operation | 0.0041394 | 0.0041394 | 0.0041394 | 0.0041394 | 0.0041394 | 0.0041394 | 0.0041394 | 0.0041394 | 0.0041394 | 0.0041394 | 0.0041394 | 0.0041394 | 0.0041394 | 0.0041394 | 0.0041394 | 0.0041394 | 0.0041394 | 0.0041394 | 0.0041394 | 0.0041394 | 0.0041394 | 0.0041394 | 0.0041394 | 0.0041394 | 0.0041394 | 0.0041394 | 0.0041394 | 0.0041394 | 0.0041394 | 0.0041394 | 0.0041394 | 0.0041394 | 0.0041394 | 0 | 0 | 0 | 0 | 0 | 0 | 0 | 0 | 0
F5_Commercial_Restaurant_New_Miscellaneous_Natural Gas_Pool Heater_E3 | F5 | Commercial | Restaurant | New | Miscellaneous | Natural Gas | Pool Heater | E3 | Utility - Cost of Operation | 0 | 0 | 0 | 0 | 0 | 0 | 0 | 0 | 0 | 0 | 0 | 0 | 0 | 0 | 0 | 0 | 0 | 0 | 0 | 0 | 0 | 0 | 0 | 0 | 0 | 0 | 0 | 0 | 0 | 0 | 0 | 0 | 0 | 0 | 0 | 0 | 0 | 0 | 0 | 0 | 0 | 0
F5_Commercial_Restaurant_New_Miscellaneous_Natural Gas_Pool Heater_E4 | F5 | Commercial | Restaurant | New | Miscellaneous | Natural Gas | Pool Heater | E4 | Utility - Cost of Operation | 0 | 0 | 0 | 0 | 0 | 0 | 0 | 0 | 0 | 0 | 0 | 0 | 0 | 0 | 0 | 0 | 0 | 0 | 0 | 0 | 0 | 0 | 0 | 0 | 0 | 0 | 0 | 0 | 0 | 0 | 0 | 0 | 0 | 0 | 0 | 0 | 0 | 0 | 0 | 0 | 0 | 0
F5_Commercial_Restaurant_New_Miscellaneous_Natural Gas_Pool Heater_E5 | F5 | Commercial | Restaurant | New | Miscellaneous | Natural Gas | Pool Heater | E5 | Utility - Cost of Operation | 0 | 0 | 0 | 0 | 0 | 0 | 0 | 0 | 0 | 0 | 0 | 0 | 0 | 0 | 0 | 0 | 0 | 0 | 0 | 0 | 0 | 0 | 0 | 0 | 0 | 0 | 0 | 0 | 0 | 0 | 0 | 0 | 0 | 0 | 0 | 0 | 0 | 0 | 0 | 0 | 0 | 0
F5_Commercial_Restaurant_New_Miscellaneous_Natural Gas_Pool Heater_E6 | F5 | Commercial | Restaurant | New | Miscellaneous | Natural Gas | Pool Heater | E6 | Utility - Cost of Operation | 0 | 0 | 0 | 0 | 0 | 0 | 0 | 0 | 0 | 0 | 0 | 0 | 0 | 0 | 0 | 0 | 0 | 0 | 0 | 0 | 0 | 0 | 0 | 0 | 0 | 0 | 0 | 0 | 0 | 0 | 0 | 0 | 0 | 0 | 0 | 0 | 0 | 0 | 0 | 0 | 0 | 0
F5_Commercial_Restaurant_New_Miscellaneous_Natural Gas_Pool Heater_E7 | F5 | Commercial | Restaurant | New | Miscellaneous | Natural Gas | Pool Heater | E7 | Utility - Cost of Operation | 0 | 0 | 0 | 0 | 0 | 0 | 0 | 0 | 0 | 0 | 0 | 0 | 0 | 0 | 0 | 0 | 0 | 0 | 0 | 0 | 0 | 0 | 0 | 0 | 0 | 0 | 0 | 0 | 0 | 0 | 0 | 0 | 0 | 0 | 0 | 0 | 0 | 0 | 0 | 0 | 0 | 0
F5_Commercial_Restaurant_New_Miscellaneous_Natural Gas_Pool Heater_E8 | F5 | Commercial | Restaurant | New | Miscellaneous | Natural Gas | Pool Heater | E8 | Utility - Cost of Operation | 0 | 0 | 0 | 0 | 0 | 0 | 0 | 0 | 0 | 0 | 0 | 0 | 0 | 0 | 0 | 0 | 0 | 0 | 0 | 0 | 0 | 0 | 0 | 0 | 0 | 0 | 0 | 0 | 0 | 0 | 0 | 0 | 0 | 0 | 0 | 0 | 0 | 0 | 0 | 0 | 0 | 0
F5_Commercial_Restaurant_New_Miscellaneous_Natural Gas_Pool Heater_E9 | F5 | Commercial | Restaurant | New | Miscellaneous | Natural Gas | Pool Heater | E9 | Utility - Cost of Operation | 0 | 0 | 0 | 0 | 0 | 0 | 0 | 0 | 0 | 0 | 0 | 0 | 0 | 0 | 0 | 0 | 0 | 0 | 0 | 0 | 0 | 0 | 0 | 0 | 0 | 0 | 0 | 0 | 0 | 0 | 0 | 0 | 0 | 0 | 0 | 0 | 0 | 0 | 0 | 0 | 0 | 0
F5_Commercial_Restaurant_New_Miscellaneous_Natural Gas_Pool Heater_E10 | F5 | Commercial | Restaurant | New | Miscellaneous | Natural Gas | Pool Heater | E10 | Utility - Cost of Operation | 0 | 0 | 0 | 0 | 0 | 0 | 0 | 0 | 0 | 0 | 0 | 0 | 0 | 0 | 0 | 0 | 0 | 0 | 0 | 0 | 0 | 0 | 0 | 0 | 0 | 0 | 0 | 0 | 0 | 0 | 0 | 0 | 0 | 0 | 0 | 0 | 0 | 0 | 0 | 0 | 0 | 0
F6_Commercial_Restaurant_New_Miscellaneous_Natural Gas_Pool Heater_E1 | F6 | Commercial | Restaurant | New | Miscellaneous | Natural Gas | Pool Heater | E1 | Utility - Value of Sales | 0.010508 | 0.010603 | 0.010756 | 0.010722 | 0.010722 | 0.010722 | 0.010722 | 0.010722 | 0.010722 | 0.010722 | 0.010722 | 0.010722 | 0.010722 | 0.010722 | 0.010722 | 0.010722 | 0.010722 | 0.010722 | 0.010722 | 0.010722 | 0.010722 | 0.010722 | 0.010722 | 0.010722 | 0.010722 | 0.010722 | 0.010722 | 0.010722 | 0.010722 | 0.010722 | 0.010722 | 0.010722 | 0.010722 | 0 | 0 | 0 | 0 | 0 | 0 | 0 | 0 | 0
F6_Commercial_Restaurant_New_Miscellaneous_Natural Gas_Pool Heater_E2 | F6 | Commercial | Restaurant | New | Miscellaneous | Natural Gas | Pool Heater | E2 | Utility - Value of Sales | 0.0089319 | 0.0090127 | 0.0091425 | 0.0091141 | 0.0091141 | 0.0091141 | 0.0091141 | 0.0091141 | 0.0091141 | 0.0091141 | 0.0091141 | 0.0091141 | 0.0091141 | 0.0091141 | 0.0091141 | 0.0091141 | 0.0091141 | 0.0091141 | 0.0091141 | 0.0091141 | 0.0091141 | 0.0091141 | 0.0091141 | 0.0091141 | 0.0091141 | 0.0091141 | 0.0091141 | 0.0091141 | 0.0091141 | 0.0091141 | 0.0091141 | 0.0091141 | 0.0091141 | 0 | 0 | 0 | 0 | 0 | 0 | 0 | 0 | 0
F6_Commercial_Restaurant_New_Miscellaneous_Natural Gas_Pool Heater_E3 | F6 | Commercial | Restaurant | New | Miscellaneous | Natural Gas | Pool Heater | E3 | Utility - Value of Sales | 0 | 0 | 0 | 0 | 0 | 0 | 0 | 0 | 0 | 0 | 0 | 0 | 0 | 0 | 0 | 0 | 0 | 0 | 0 | 0 | 0 | 0 | 0 | 0 | 0 | 0 | 0 | 0 | 0 | 0 | 0 | 0 | 0 | 0 | 0 | 0 | 0 | 0 | 0 | 0 | 0 | 0
F6_Commercial_Restaurant_New_Miscellaneous_Natural Gas_Pool Heater_E4 | F6 | Commercial | Restaurant | New | Miscellaneous | Natural Gas | Pool Heater | E4 | Utility - Value of Sales | 0 | 0 | 0 | 0 | 0 | 0 | 0 | 0 | 0 | 0 | 0 | 0 | 0 | 0 | 0 | 0 | 0 | 0 | 0 | 0 | 0 | 0 | 0 | 0 | 0 | 0 | 0 | 0 | 0 | 0 | 0 | 0 | 0 | 0 | 0 | 0 | 0 | 0 | 0 | 0 | 0 | 0
F6_Commercial_Restaurant_New_Miscellaneous_Natural Gas_Pool Heater_E5 | F6 | Commercial | Restaurant | New | Miscellaneous | Natural Gas | Pool Heater | E5 | Utility - Value of Sales | 0 | 0 | 0 | 0 | 0 | 0 | 0 | 0 | 0 | 0 | 0 | 0 | 0 | 0 | 0 | 0 | 0 | 0 | 0 | 0 | 0 | 0 | 0 | 0 | 0 | 0 | 0 | 0 | 0 | 0 | 0 | 0 | 0 | 0 | 0 | 0 | 0 | 0 | 0 | 0 | 0 | 0
F6_Commercial_Restaurant_New_Miscellaneous_Natural Gas_Pool Heater_E6 | F6 | Commercial | Restaurant | New | Miscellaneous | Natural Gas | Pool Heater | E6 | Utility - Value of Sales | 0 | 0 | 0 | 0 | 0 | 0 | 0 | 0 | 0 | 0 | 0 | 0 | 0 | 0 | 0 | 0 | 0 | 0 | 0 | 0 | 0 | 0 | 0 | 0 | 0 | 0 | 0 | 0 | 0 | 0 | 0 | 0 | 0 | 0 | 0 | 0 | 0 | 0 | 0 | 0 | 0 | 0
F6_Commercial_Restaurant_New_Miscellaneous_Natural Gas_Pool Heater_E7 | F6 | Commercial | Restaurant | New | Miscellaneous | Natural Gas | Pool Heater | E7 | Utility - Value of Sales | 0 | 0 | 0 | 0 | 0 | 0 | 0 | 0 | 0 | 0 | 0 | 0 | 0 | 0 | 0 | 0 | 0 | 0 | 0 | 0 | 0 | 0 | 0 | 0 | 0 | 0 | 0 | 0 | 0 | 0 | 0 | 0 | 0 | 0 | 0 | 0 | 0 | 0 | 0 | 0 | 0 | 0
F6_Commercial_Restaurant_New_Miscellaneous_Natural Gas_Pool Heater_E8 | F6 | Commercial | Restaurant | New | Miscellaneous | Natural Gas | Pool Heater | E8 | Utility - Value of Sales | 0 | 0 | 0 | 0 | 0 | 0 | 0 | 0 | 0 | 0 | 0 | 0 | 0 | 0 | 0 | 0 | 0 | 0 | 0 | 0 | 0 | 0 | 0 | 0 | 0 | 0 | 0 | 0 | 0 | 0 | 0 | 0 | 0 | 0 | 0 | 0 | 0 | 0 | 0 | 0 | 0 | 0
F6_Commercial_Restaurant_New_Miscellaneous_Natural Gas_Pool Heater_E9 | F6 | Commercial | Restaurant | New | Miscellaneous | Natural Gas | Pool Heater | E9 | Utility - Value of Sales | 0 | 0 | 0 | 0 | 0 | 0 | 0 | 0 | 0 | 0 | 0 | 0 | 0 | 0 | 0 | 0 | 0 | 0 | 0 | 0 | 0 | 0 | 0 | 0 | 0 | 0 | 0 | 0 | 0 | 0 | 0 | 0 | 0 | 0 | 0 | 0 | 0 | 0 | 0 | 0 | 0 | 0
F6_Commercial_Restaurant_New_Miscellaneous_Natural Gas_Pool Heater_E10 | F6 | Commercial | Restaurant | New | Miscellaneous | Natural Gas | Pool Heater | E10 | Utility - Value of Sales | 0 | 0 | 0 | 0 | 0 | 0 | 0 | 0 | 0 | 0 | 0 | 0 | 0 | 0 | 0 | 0 | 0 | 0 | 0 | 0 | 0 | 0 | 0 | 0 | 0 | 0 | 0 | 0 | 0 | 0 | 0 | 0 | 0 | 0 | 0 | 0 | 0 | 0 | 0 | 0 | 0 | 0
F1_Commercial_Restaurant_New_Miscellaneous_Natural Gas_Miscellaneous_E1 | F1 | Commercial | Restaurant | New | Miscellaneous | Natural Gas | Miscellaneous | E1 | RVT - Cost of Equipment | 0 | 0 | 0 | 0 | 0 | 0 | 0 | 0 | 0 | 0 | 0 | 0 | 0 | 0 | 0 | 0 | 0 | 0 | 0 | 0 | 0 | 0 | 0 | 0 | 0 | 0 | 0 | 0 | 0 | 0 | 0 | 0 | 0 | 0 | 0 | 0 | 0 | 0 | 0 | 0 | 0 | 0
F1_Commercial_Restaurant_New_Miscellaneous_Natural Gas_Miscellaneous_E2 | F1 | Commercial | Restaurant | New | Miscellaneous | Natural Gas | Miscellaneous | E2 | RVT - Cost of Equipment | 0 | 0 | 0 | 0 | 0 | 0 | 0 | 0 | 0 | 0 | 0 | 0 | 0 | 0 | 0 | 0 | 0 | 0 | 0 | 0 | 0 | 0 | 0 | 0 | 0 | 0 | 0 | 0 | 0 | 0 | 0 | 0 | 0 | 0 | 0 | 0 | 0 | 0 | 0 | 0 | 0 | 0
F1_Commercial_Restaurant_New_Miscellaneous_Natural Gas_Miscellaneous_E3 | F1 | Commercial | Restaurant | New | Miscellaneous | Natural Gas | Miscellaneous | E3 | RVT - Cost of Equipment | 0 | 0 | 0 | 0 | 0 | 0 | 0 | 0 | 0 | 0 | 0 | 0 | 0 | 0 | 0 | 0 | 0 | 0 | 0 | 0 | 0 | 0 | 0 | 0 | 0 | 0 | 0 | 0 | 0 | 0 | 0 | 0 | 0 | 0 | 0 | 0 | 0 | 0 | 0 | 0 | 0 | 0
F1_Commercial_Restaurant_New_Miscellaneous_Natural Gas_Miscellaneous_E4 | F1 | Commercial | Restaurant | New | Miscellaneous | Natural Gas | Miscellaneous | E4 | RVT - Cost of Equipment | 0 | 0 | 0 | 0 | 0 | 0 | 0 | 0 | 0 | 0 | 0 | 0 | 0 | 0 | 0 | 0 | 0 | 0 | 0 | 0 | 0 | 0 | 0 | 0 | 0 | 0 | 0 | 0 | 0 | 0 | 0 | 0 | 0 | 0 | 0 | 0 | 0 | 0 | 0 | 0 | 0 | 0
F1_Commercial_Restaurant_New_Miscellaneous_Natural Gas_Miscellaneous_E5 | F1 | Commercial | Restaurant | New | Miscellaneous | Natural Gas | Miscellaneous | E5 | RVT - Cost of Equipment | 0 | 0 | 0 | 0 | 0 | 0 | 0 | 0 | 0 | 0 | 0 | 0 | 0 | 0 | 0 | 0 | 0 | 0 | 0 | 0 | 0 | 0 | 0 | 0 | 0 | 0 | 0 | 0 | 0 | 0 | 0 | 0 | 0 | 0 | 0 | 0 | 0 | 0 | 0 | 0 | 0 | 0
F1_Commercial_Restaurant_New_Miscellaneous_Natural Gas_Miscellaneous_E6 | F1 | Commercial | Restaurant | New | Miscellaneous | Natural Gas | Miscellaneous | E6 | RVT - Cost of Equipment | 0 | 0 | 0 | 0 | 0 | 0 | 0 | 0 | 0 | 0 | 0 | 0 | 0 | 0 | 0 | 0 | 0 | 0 | 0 | 0 | 0 | 0 | 0 | 0 | 0 | 0 | 0 | 0 | 0 | 0 | 0 | 0 | 0 | 0 | 0 | 0 | 0 | 0 | 0 | 0 | 0 | 0
F1_Commercial_Restaurant_New_Miscellaneous_Natural Gas_Miscellaneous_E7 | F1 | Commercial | Restaurant | New | Miscellaneous | Natural Gas | Miscellaneous | E7 | RVT - Cost of Equipment | 0 | 0 | 0 | 0 | 0 | 0 | 0 | 0 | 0 | 0 | 0 | 0 | 0 | 0 | 0 | 0 | 0 | 0 | 0 | 0 | 0 | 0 | 0 | 0 | 0 | 0 | 0 | 0 | 0 | 0 | 0 | 0 | 0 | 0 | 0 | 0 | 0 | 0 | 0 | 0 | 0 | 0
F1_Commercial_Restaurant_New_Miscellaneous_Natural Gas_Miscellaneous_E8 | F1 | Commercial | Restaurant | New | Miscellaneous | Natural Gas | Miscellaneous | E8 | RVT - Cost of Equipment | 0 | 0 | 0 | 0 | 0 | 0 | 0 | 0 | 0 | 0 | 0 | 0 | 0 | 0 | 0 | 0 | 0 | 0 | 0 | 0 | 0 | 0 | 0 | 0 | 0 | 0 | 0 | 0 | 0 | 0 | 0 | 0 | 0 | 0 | 0 | 0 | 0 | 0 | 0 | 0 | 0 | 0
F1_Commercial_Restaurant_New_Miscellaneous_Natural Gas_Miscellaneous_E9 | F1 | Commercial | Restaurant | New | Miscellaneous | Natural Gas | Miscellaneous | E9 | RVT - Cost of Equipment | 0 | 0 | 0 | 0 | 0 | 0 | 0 | 0 | 0 | 0 | 0 | 0 | 0 | 0 | 0 | 0 | 0 | 0 | 0 | 0 | 0 | 0 | 0 | 0 | 0 | 0 | 0 | 0 | 0 | 0 | 0 | 0 | 0 | 0 | 0 | 0 | 0 | 0 | 0 | 0 | 0 | 0
F1_Commercial_Restaurant_New_Miscellaneous_Natural Gas_Miscellaneous_E10 | F1 | Commercial | Restaurant | New | Miscellaneous | Natural Gas | Miscellaneous | E10 | RVT - Cost of Equipment | 0 | 0 | 0 | 0 | 0 | 0 | 0 | 0 | 0 | 0 | 0 | 0 | 0 | 0 | 0 | 0 | 0 | 0 | 0 | 0 | 0 | 0 | 0 | 0 | 0 | 0 | 0 | 0 | 0 | 0 | 0 | 0 | 0 | 0 | 0 | 0 | 0 | 0 | 0 | 0 | 0 | 0
F2_Commercial_Restaurant_New_Miscellaneous_Natural Gas_Miscellaneous_E1 | F2 | Commercial | Restaurant | New | Miscellaneous | Natural Gas | Miscellaneous | E1 | RVT - Cost of Operation | 0 | 0 | 0 | 0 | 0 | 0 | 0 | 0 | 0 | 0 | 0 | 0 | 0 | 0 | 0 | 0 | 0 | 0 | 0 | 0 | 0 | 0 | 0 | 0 | 0 | 0 | 0 | 0 | 0 | 0 | 0 | 0 | 0 | 0 | 0 | 0 | 0 | 0 | 0 | 0 | 0 | 0
F2_Commercial_Restaurant_New_Miscellaneous_Natural Gas_Miscellaneous_E2 | F2 | Commercial | Restaurant | New | Miscellaneous | Natural Gas | Miscellaneous | E2 | RVT - Cost of Operation | 0 | 0 | 0 | 0 | 0 | 0 | 0 | 0 | 0 | 0 | 0 | 0 | 0 | 0 | 0 | 0 | 0 | 0 | 0 | 0 | 0 | 0 | 0 | 0 | 0 | 0 | 0 | 0 | 0 | 0 | 0 | 0 | 0 | 0 | 0 | 0 | 0 | 0 | 0 | 0 | 0 | 0
F2_Commercial_Restaurant_New_Miscellaneous_Natural Gas_Miscellaneous_E3 | F2 | Commercial | Restaurant | New | Miscellaneous | Natural Gas | Miscellaneous | E3 | RVT - Cost of Operation | 0 | 0 | 0 | 0 | 0 | 0 | 0 | 0 | 0 | 0 | 0 | 0 | 0 | 0 | 0 | 0 | 0 | 0 | 0 | 0 | 0 | 0 | 0 | 0 | 0 | 0 | 0 | 0 | 0 | 0 | 0 | 0 | 0 | 0 | 0 | 0 | 0 | 0 | 0 | 0 | 0 | 0
F2_Commercial_Restaurant_New_Miscellaneous_Natural Gas_Miscellaneous_E4 | F2 | Commercial | Restaurant | New | Miscellaneous | Natural Gas | Miscellaneous | E4 | RVT - Cost of Operation | 0 | 0 | 0 | 0 | 0 | 0 | 0 | 0 | 0 | 0 | 0 | 0 | 0 | 0 | 0 | 0 | 0 | 0 | 0 | 0 | 0 | 0 | 0 | 0 | 0 | 0 | 0 | 0 | 0 | 0 | 0 | 0 | 0 | 0 | 0 | 0 | 0 | 0 | 0 | 0 | 0 | 0
F2_Commercial_Restaurant_New_Miscellaneous_Natural Gas_Miscellaneous_E5 | F2 | Commercial | Restaurant | New | Miscellaneous | Natural Gas | Miscellaneous | E5 | RVT - Cost of Operation | 0 | 0 | 0 | 0 | 0 | 0 | 0 | 0 | 0 | 0 | 0 | 0 | 0 | 0 | 0 | 0 | 0 | 0 | 0 | 0 | 0 | 0 | 0 | 0 | 0 | 0 | 0 | 0 | 0 | 0 | 0 | 0 | 0 | 0 | 0 | 0 | 0 | 0 | 0 | 0 | 0 | 0
F2_Commercial_Restaurant_New_Miscellaneous_Natural Gas_Miscellaneous_E6 | F2 | Commercial | Restaurant | New | Miscellaneous | Natural Gas | Miscellaneous | E6 | RVT - Cost of Operation | 0 | 0 | 0 | 0 | 0 | 0 | 0 | 0 | 0 | 0 | 0 | 0 | 0 | 0 | 0 | 0 | 0 | 0 | 0 | 0 | 0 | 0 | 0 | 0 | 0 | 0 | 0 | 0 | 0 | 0 | 0 | 0 | 0 | 0 | 0 | 0 | 0 | 0 | 0 | 0 | 0 | 0
F2_Commercial_Restaurant_New_Miscellaneous_Natural Gas_Miscellaneous_E7 | F2 | Commercial | Restaurant | New | Miscellaneous | Natural Gas | Miscellaneous | E7 | RVT - Cost of Operation | 0 | 0 | 0 | 0 | 0 | 0 | 0 | 0 | 0 | 0 | 0 | 0 | 0 | 0 | 0 | 0 | 0 | 0 | 0 | 0 | 0 | 0 | 0 | 0 | 0 | 0 | 0 | 0 | 0 | 0 | 0 | 0 | 0 | 0 | 0 | 0 | 0 | 0 | 0 | 0 | 0 | 0
F2_Commercial_Restaurant_New_Miscellaneous_Natural Gas_Miscellaneous_E8 | F2 | Commercial | Restaurant | New | Miscellaneous | Natural Gas | Miscellaneous | E8 | RVT - Cost of Operation | 0 | 0 | 0 | 0 | 0 | 0 | 0 | 0 | 0 | 0 | 0 | 0 | 0 | 0 | 0 | 0 | 0 | 0 | 0 | 0 | 0 | 0 | 0 | 0 | 0 | 0 | 0 | 0 | 0 | 0 | 0 | 0 | 0 | 0 | 0 | 0 | 0 | 0 | 0 | 0 | 0 | 0
F2_Commercial_Restaurant_New_Miscellaneous_Natural Gas_Miscellaneous_E9 | F2 | Commercial | Restaurant | New | Miscellaneous | Natural Gas | Miscellaneous | E9 | RVT - Cost of Operation | 0 | 0 | 0 | 0 | 0 | 0 | 0 | 0 | 0 | 0 | 0 | 0 | 0 | 0 | 0 | 0 | 0 | 0 | 0 | 0 | 0 | 0 | 0 | 0 | 0 | 0 | 0 | 0 | 0 | 0 | 0 | 0 | 0 | 0 | 0 | 0 | 0 | 0 | 0 | 0 | 0 | 0
F2_Commercial_Restaurant_New_Miscellaneous_Natural Gas_Miscellaneous_E10 | F2 | Commercial | Restaurant | New | Miscellaneous | Natural Gas | Miscellaneous | E10 | RVT - Cost of Operation | 0 | 0 | 0 | 0 | 0 | 0 | 0 | 0 | 0 | 0 | 0 | 0 | 0 | 0 | 0 | 0 | 0 | 0 | 0 | 0 | 0 | 0 | 0 | 0 | 0 | 0 | 0 | 0 | 0 | 0 | 0 | 0 | 0 | 0 | 0 | 0 | 0 | 0 | 0 | 0 | 0 | 0
F3_Commercial_Restaurant_New_Miscellaneous_Natural Gas_Miscellaneous_E1 | F3 | Commercial | Restaurant | New | Miscellaneous | Natural Gas | Miscellaneous | E1 | System - kBTUs of Consumption | 0.23718 | 0.23718 | 0.23718 | 0.23718 | 0.23718 | 0.23718 | 0.23718 | 0.23718 | 0.23718 | 0.23718 | 0.23718 | 0.23718 | 0.23718 | 0.23718 | 0.23718 | 0.23718 | 0.23718 | 0.23718 | 0.23718 | 0.23718 | 0.23718 | 0.23718 | 0.23718 | 0.23718 | 0.23718 | 0.23718 | 0.23718 | 0.23718 | 0.23718 | 0.23718 | 0.23718 | 0.23718 | 0.23718 | 0 | 0 | 0 | 0 | 0 | 0 | 0 | 0 | 0
F3_Commercial_Restaurant_New_Miscellaneous_Natural Gas_Miscellaneous_E2 | F3 | Commercial | Restaurant | New | Miscellaneous | Natural Gas | Miscellaneous | E2 | System - kBTUs of Consumption | 0 | 0 | 0 | 0 | 0 | 0 | 0 | 0 | 0 | 0 | 0 | 0 | 0 | 0 | 0 | 0 | 0 | 0 | 0 | 0 | 0 | 0 | 0 | 0 | 0 | 0 | 0 | 0 | 0 | 0 | 0 | 0 | 0 | 0 | 0 | 0 | 0 | 0 | 0 | 0 | 0 | 0
F3_Commercial_Restaurant_New_Miscellaneous_Natural Gas_Miscellaneous_E3 | F3 | Commercial | Restaurant | New | Miscellaneous | Natural Gas | Miscellaneous | E3 | System - kBTUs of Consumption | 0 | 0 | 0 | 0 | 0 | 0 | 0 | 0 | 0 | 0 | 0 | 0 | 0 | 0 | 0 | 0 | 0 | 0 | 0 | 0 | 0 | 0 | 0 | 0 | 0 | 0 | 0 | 0 | 0 | 0 | 0 | 0 | 0 | 0 | 0 | 0 | 0 | 0 | 0 | 0 | 0 | 0
F3_Commercial_Restaurant_New_Miscellaneous_Natural Gas_Miscellaneous_E4 | F3 | Commercial | Restaurant | New | Miscellaneous | Natural Gas | Miscellaneous | E4 | System - kBTUs of Consumption | 0 | 0 | 0 | 0 | 0 | 0 | 0 | 0 | 0 | 0 | 0 | 0 | 0 | 0 | 0 | 0 | 0 | 0 | 0 | 0 | 0 | 0 | 0 | 0 | 0 | 0 | 0 | 0 | 0 | 0 | 0 | 0 | 0 | 0 | 0 | 0 | 0 | 0 | 0 | 0 | 0 | 0
F3_Commercial_Restaurant_New_Miscellaneous_Natural Gas_Miscellaneous_E5 | F3 | Commercial | Restaurant | New | Miscellaneous | Natural Gas | Miscellaneous | E5 | System - kBTUs of Consumption | 0 | 0 | 0 | 0 | 0 | 0 | 0 | 0 | 0 | 0 | 0 | 0 | 0 | 0 | 0 | 0 | 0 | 0 | 0 | 0 | 0 | 0 | 0 | 0 | 0 | 0 | 0 | 0 | 0 | 0 | 0 | 0 | 0 | 0 | 0 | 0 | 0 | 0 | 0 | 0 | 0 | 0
F3_Commercial_Restaurant_New_Miscellaneous_Natural Gas_Miscellaneous_E6 | F3 | Commercial | Restaurant | New | Miscellaneous | Natural Gas | Miscellaneous | E6 | System - kBTUs of Consumption | 0 | 0 | 0 | 0 | 0 | 0 | 0 | 0 | 0 | 0 | 0 | 0 | 0 | 0 | 0 | 0 | 0 | 0 | 0 | 0 | 0 | 0 | 0 | 0 | 0 | 0 | 0 | 0 | 0 | 0 | 0 | 0 | 0 | 0 | 0 | 0 | 0 | 0 | 0 | 0 | 0 | 0
F3_Commercial_Restaurant_New_Miscellaneous_Natural Gas_Miscellaneous_E7 | F3 | Commercial | Restaurant | New | Miscellaneous | Natural Gas | Miscellaneous | E7 | System - kBTUs of Consumption | 0 | 0 | 0 | 0 | 0 | 0 | 0 | 0 | 0 | 0 | 0 | 0 | 0 | 0 | 0 | 0 | 0 | 0 | 0 | 0 | 0 | 0 | 0 | 0 | 0 | 0 | 0 | 0 | 0 | 0 | 0 | 0 | 0 | 0 | 0 | 0 | 0 | 0 | 0 | 0 | 0 | 0
F3_Commercial_Restaurant_New_Miscellaneous_Natural Gas_Miscellaneous_E8 | F3 | Commercial | Restaurant | New | Miscellaneous | Natural Gas | Miscellaneous | E8 | System - kBTUs of Consumption | 0 | 0 | 0 | 0 | 0 | 0 | 0 | 0 | 0 | 0 | 0 | 0 | 0 | 0 | 0 | 0 | 0 | 0 | 0 | 0 | 0 | 0 | 0 | 0 | 0 | 0 | 0 | 0 | 0 | 0 | 0 | 0 | 0 | 0 | 0 | 0 | 0 | 0 | 0 | 0 | 0 | 0
F3_Commercial_Restaurant_New_Miscellaneous_Natural Gas_Miscellaneous_E9 | F3 | Commercial | Restaurant | New | Miscellaneous | Natural Gas | Miscellaneous | E9 | System - kBTUs of Consumption | 0 | 0 | 0 | 0 | 0 | 0 | 0 | 0 | 0 | 0 | 0 | 0 | 0 | 0 | 0 | 0 | 0 | 0 | 0 | 0 | 0 | 0 | 0 | 0 | 0 | 0 | 0 | 0 | 0 | 0 | 0 | 0 | 0 | 0 | 0 | 0 | 0 | 0 | 0 | 0 | 0 | 0
F3_Commercial_Restaurant_New_Miscellaneous_Natural Gas_Miscellaneous_E10 | F3 | Commercial | Restaurant | New | Miscellaneous | Natural Gas | Miscellaneous | E10 | System - kBTUs of Consumption | 0 | 0 | 0 | 0 | 0 | 0 | 0 | 0 | 0 | 0 | 0 | 0 | 0 | 0 | 0 | 0 | 0 | 0 | 0 | 0 | 0 | 0 | 0 | 0 | 0 | 0 | 0 | 0 | 0 | 0 | 0 | 0 | 0 | 0 | 0 | 0 | 0 | 0 | 0 | 0 | 0 | 0
F4_Commercial_Restaurant_New_Miscellaneous_Natural Gas_Miscellaneous_E1 | F4 | Commercial | Restaurant | New | Miscellaneous | Natural Gas | Miscellaneous | E1 | Utility - Cost of Equipment | 0 | 0 | 0 | 0 | 0 | 0 | 0 | 0 | 0 | 0 | 0 | 0 | 0 | 0 | 0 | 0 | 0 | 0 | 0 | 0 | 0 | 0 | 0 | 0 | 0 | 0 | 0 | 0 | 0 | 0 | 0 | 0 | 0 | 0 | 0 | 0 | 0 | 0 | 0 | 0 | 0 | 0
F4_Commercial_Restaurant_New_Miscellaneous_Natural Gas_Miscellaneous_E2 | F4 | Commercial | Restaurant | New | Miscellaneous | Natural Gas | Miscellaneous | E2 | Utility - Cost of Equipment | 0 | 0 | 0 | 0 | 0 | 0 | 0 | 0 | 0 | 0 | 0 | 0 | 0 | 0 | 0 | 0 | 0 | 0 | 0 | 0 | 0 | 0 | 0 | 0 | 0 | 0 | 0 | 0 | 0 | 0 | 0 | 0 | 0 | 0 | 0 | 0 | 0 | 0 | 0 | 0 | 0 | 0
F4_Commercial_Restaurant_New_Miscellaneous_Natural Gas_Miscellaneous_E3 | F4 | Commercial | Restaurant | New | Miscellaneous | Natural Gas | Miscellaneous | E3 | Utility - Cost of Equipment | 0 | 0 | 0 | 0 | 0 | 0 | 0 | 0 | 0 | 0 | 0 | 0 | 0 | 0 | 0 | 0 | 0 | 0 | 0 | 0 | 0 | 0 | 0 | 0 | 0 | 0 | 0 | 0 | 0 | 0 | 0 | 0 | 0 | 0 | 0 | 0 | 0 | 0 | 0 | 0 | 0 | 0
F4_Commercial_Restaurant_New_Miscellaneous_Natural Gas_Miscellaneous_E4 | F4 | Commercial | Restaurant | New | Miscellaneous | Natural Gas | Miscellaneous | E4 | Utility - Cost of Equipment | 0 | 0 | 0 | 0 | 0 | 0 | 0 | 0 | 0 | 0 | 0 | 0 | 0 | 0 | 0 | 0 | 0 | 0 | 0 | 0 | 0 | 0 | 0 | 0 | 0 | 0 | 0 | 0 | 0 | 0 | 0 | 0 | 0 | 0 | 0 | 0 | 0 | 0 | 0 | 0 | 0 | 0
F4_Commercial_Restaurant_New_Miscellaneous_Natural Gas_Miscellaneous_E5 | F4 | Commercial | Restaurant | New | Miscellaneous | Natural Gas | Miscellaneous | E5 | Utility - Cost of Equipment | 0 | 0 | 0 | 0 | 0 | 0 | 0 | 0 | 0 | 0 | 0 | 0 | 0 | 0 | 0 | 0 | 0 | 0 | 0 | 0 | 0 | 0 | 0 | 0 | 0 | 0 | 0 | 0 | 0 | 0 | 0 | 0 | 0 | 0 | 0 | 0 | 0 | 0 | 0 | 0 | 0 | 0
F4_Commercial_Restaurant_New_Miscellaneous_Natural Gas_Miscellaneous_E6 | F4 | Commercial | Restaurant | New | Miscellaneous | Natural Gas | Miscellaneous | E6 | Utility - Cost of Equipment | 0 | 0 | 0 | 0 | 0 | 0 | 0 | 0 | 0 | 0 | 0 | 0 | 0 | 0 | 0 | 0 | 0 | 0 | 0 | 0 | 0 | 0 | 0 | 0 | 0 | 0 | 0 | 0 | 0 | 0 | 0 | 0 | 0 | 0 | 0 | 0 | 0 | 0 | 0 | 0 | 0 | 0
F4_Commercial_Restaurant_New_Miscellaneous_Natural Gas_Miscellaneous_E7 | F4 | Commercial | Restaurant | New | Miscellaneous | Natural Gas | Miscellaneous | E7 | Utility - Cost of Equipment | 0 | 0 | 0 | 0 | 0 | 0 | 0 | 0 | 0 | 0 | 0 | 0 | 0 | 0 | 0 | 0 | 0 | 0 | 0 | 0 | 0 | 0 | 0 | 0 | 0 | 0 | 0 | 0 | 0 | 0 | 0 | 0 | 0 | 0 | 0 | 0 | 0 | 0 | 0 | 0 | 0 | 0
F4_Commercial_Restaurant_New_Miscellaneous_Natural Gas_Miscellaneous_E8 | F4 | Commercial | Restaurant | New | Miscellaneous | Natural Gas | Miscellaneous | E8 | Utility - Cost of Equipment | 0 | 0 | 0 | 0 | 0 | 0 | 0 | 0 | 0 | 0 | 0 | 0 | 0 | 0 | 0 | 0 | 0 | 0 | 0 | 0 | 0 | 0 | 0 | 0 | 0 | 0 | 0 | 0 | 0 | 0 | 0 | 0 | 0 | 0 | 0 | 0 | 0 | 0 | 0 | 0 | 0 | 0
F4_Commercial_Restaurant_New_Miscellaneous_Natural Gas_Miscellaneous_E9 | F4 | Commercial | Restaurant | New | Miscellaneous | Natural Gas | Miscellaneous | E9 | Utility - Cost of Equipment | 0 | 0 | 0 | 0 | 0 | 0 | 0 | 0 | 0 | 0 | 0 | 0 | 0 | 0 | 0 | 0 | 0 | 0 | 0 | 0 | 0 | 0 | 0 | 0 | 0 | 0 | 0 | 0 | 0 | 0 | 0 | 0 | 0 | 0 | 0 | 0 | 0 | 0 | 0 | 0 | 0 | 0
F4_Commercial_Restaurant_New_Miscellaneous_Natural Gas_Miscellaneous_E10 | F4 | Commercial | Restaurant | New | Miscellaneous | Natural Gas | Miscellaneous | E10 | Utility - Cost of Equipment | 0 | 0 | 0 | 0 | 0 | 0 | 0 | 0 | 0 | 0 | 0 | 0 | 0 | 0 | 0 | 0 | 0 | 0 | 0 | 0 | 0 | 0 | 0 | 0 | 0 | 0 | 0 | 0 | 0 | 0 | 0 | 0 | 0 | 0 | 0 | 0 | 0 | 0 | 0 | 0 | 0 | 0
F5_Commercial_Restaurant_New_Miscellaneous_Natural Gas_Miscellaneous_E1 | F5 | Commercial | Restaurant | New | Miscellaneous | Natural Gas | Miscellaneous | E1 | Utility - Cost of Operation | 0.23718 | 0.23718 | 0.23718 | 0.23718 | 0.23718 | 0.23718 | 0.23718 | 0.23718 | 0.23718 | 0.23718 | 0.23718 | 0.23718 | 0.23718 | 0.23718 | 0.23718 | 0.23718 | 0.23718 | 0.23718 | 0.23718 | 0.23718 | 0.23718 | 0.23718 | 0.23718 | 0.23718 | 0.23718 | 0.23718 | 0.23718 | 0.23718 | 0.23718 | 0.23718 | 0.23718 | 0.23718 | 0.23718 | 0 | 0 | 0 | 0 | 0 | 0 | 0 | 0 | 0
F5_Commercial_Restaurant_New_Miscellaneous_Natural Gas_Miscellaneous_E2 | F5 | Commercial | Restaurant | New | Miscellaneous | Natural Gas | Miscellaneous | E2 | Utility - Cost of Operation | 0 | 0 | 0 | 0 | 0 | 0 | 0 | 0 | 0 | 0 | 0 | 0 | 0 | 0 | 0 | 0 | 0 | 0 | 0 | 0 | 0 | 0 | 0 | 0 | 0 | 0 | 0 | 0 | 0 | 0 | 0 | 0 | 0 | 0 | 0 | 0 | 0 | 0 | 0 | 0 | 0 | 0
F5_Commercial_Restaurant_New_Miscellaneous_Natural Gas_Miscellaneous_E3 | F5 | Commercial | Restaurant | New | Miscellaneous | Natural Gas | Miscellaneous | E3 | Utility - Cost of Operation | 0 | 0 | 0 | 0 | 0 | 0 | 0 | 0 | 0 | 0 | 0 | 0 | 0 | 0 | 0 | 0 | 0 | 0 | 0 | 0 | 0 | 0 | 0 | 0 | 0 | 0 | 0 | 0 | 0 | 0 | 0 | 0 | 0 | 0 | 0 | 0 | 0 | 0 | 0 | 0 | 0 | 0
F5_Commercial_Restaurant_New_Miscellaneous_Natural Gas_Miscellaneous_E4 | F5 | Commercial | Restaurant | New | Miscellaneous | Natural Gas | Miscellaneous | E4 | Utility - Cost of Operation | 0 | 0 | 0 | 0 | 0 | 0 | 0 | 0 | 0 | 0 | 0 | 0 | 0 | 0 | 0 | 0 | 0 | 0 | 0 | 0 | 0 | 0 | 0 | 0 | 0 | 0 | 0 | 0 | 0 | 0 | 0 | 0 | 0 | 0 | 0 | 0 | 0 | 0 | 0 | 0 | 0 | 0
F5_Commercial_Restaurant_New_Miscellaneous_Natural Gas_Miscellaneous_E5 | F5 | Commercial | Restaurant | New | Miscellaneous | Natural Gas | Miscellaneous | E5 | Utility - Cost of Operation | 0 | 0 | 0 | 0 | 0 | 0 | 0 | 0 | 0 | 0 | 0 | 0 | 0 | 0 | 0 | 0 | 0 | 0 | 0 | 0 | 0 | 0 | 0 | 0 | 0 | 0 | 0 | 0 | 0 | 0 | 0 | 0 | 0 | 0 | 0 | 0 | 0 | 0 | 0 | 0 | 0 | 0
F5_Commercial_Restaurant_New_Miscellaneous_Natural Gas_Miscellaneous_E6 | F5 | Commercial | Restaurant | New | Miscellaneous | Natural Gas | Miscellaneous | E6 | Utility - Cost of Operation | 0 | 0 | 0 | 0 | 0 | 0 | 0 | 0 | 0 | 0 | 0 | 0 | 0 | 0 | 0 | 0 | 0 | 0 | 0 | 0 | 0 | 0 | 0 | 0 | 0 | 0 | 0 | 0 | 0 | 0 | 0 | 0 | 0 | 0 | 0 | 0 | 0 | 0 | 0 | 0 | 0 | 0
F5_Commercial_Restaurant_New_Miscellaneous_Natural Gas_Miscellaneous_E7 | F5 | Commercial | Restaurant | New | Miscellaneous | Natural Gas | Miscellaneous | E7 | Utility - Cost of Operation | 0 | 0 | 0 | 0 | 0 | 0 | 0 | 0 | 0 | 0 | 0 | 0 | 0 | 0 | 0 | 0 | 0 | 0 | 0 | 0 | 0 | 0 | 0 | 0 | 0 | 0 | 0 | 0 | 0 | 0 | 0 | 0 | 0 | 0 | 0 | 0 | 0 | 0 | 0 | 0 | 0 | 0
F5_Commercial_Restaurant_New_Miscellaneous_Natural Gas_Miscellaneous_E8 | F5 | Commercial | Restaurant | New | Miscellaneous | Natural Gas | Miscellaneous | E8 | Utility - Cost of Operation | 0 | 0 | 0 | 0 | 0 | 0 | 0 | 0 | 0 | 0 | 0 | 0 | 0 | 0 | 0 | 0 | 0 | 0 | 0 | 0 | 0 | 0 | 0 | 0 | 0 | 0 | 0 | 0 | 0 | 0 | 0 | 0 | 0 | 0 | 0 | 0 | 0 | 0 | 0 | 0 | 0 | 0
F5_Commercial_Restaurant_New_Miscellaneous_Natural Gas_Miscellaneous_E9 | F5 | Commercial | Restaurant | New | Miscellaneous | Natural Gas | Miscellaneous | E9 | Utility - Cost of Operation | 0 | 0 | 0 | 0 | 0 | 0 | 0 | 0 | 0 | 0 | 0 | 0 | 0 | 0 | 0 | 0 | 0 | 0 | 0 | 0 | 0 | 0 | 0 | 0 | 0 | 0 | 0 | 0 | 0 | 0 | 0 | 0 | 0 | 0 | 0 | 0 | 0 | 0 | 0 | 0 | 0 | 0
F5_Commercial_Restaurant_New_Miscellaneous_Natural Gas_Miscellaneous_E10 | F5 | Commercial | Restaurant | New | Miscellaneous | Natural Gas | Miscellaneous | E10 | Utility - Cost of Operation | 0 | 0 | 0 | 0 | 0 | 0 | 0 | 0 | 0 | 0 | 0 | 0 | 0 | 0 | 0 | 0 | 0 | 0 | 0 | 0 | 0 | 0 | 0 | 0 | 0 | 0 | 0 | 0 | 0 | 0 | 0 | 0 | 0 | 0 | 0 | 0 | 0 | 0 | 0 | 0 | 0 | 0
F6_Commercial_Restaurant_New_Miscellaneous_Natural Gas_Miscellaneous_E1 | F6 | Commercial | Restaurant | New | Miscellaneous | Natural Gas | Miscellaneous | E1 | Utility - Value of Sales | 0.081779 | 0.082716 | 0.084149 | 0.083835 | 0.083835 | 0.083835 | 0.083835 | 0.083835 | 0.083835 | 0.083835 | 0.083835 | 0.083835 | 0.083835 | 0.083835 | 0.083835 | 0.083835 | 0.083835 | 0.083835 | 0.083835 | 0.083835 | 0.083835 | 0.083835 | 0.083835 | 0.083835 | 0.083835 | 0.083835 | 0.083835 | 0.083835 | 0.083835 | 0.083835 | 0.083835 | 0.083835 | 0.083835 | 0 | 0 | 0 | 0 | 0 | 0 | 0 | 0 | 0
F6_Commercial_Restaurant_New_Miscellaneous_Natural Gas_Miscellaneous_E2 | F6 | Commercial | Restaurant | New | Miscellaneous | Natural Gas | Miscellaneous | E2 | Utility - Value of Sales | 0 | 0 | 0 | 0 | 0 | 0 | 0 | 0 | 0 | 0 | 0 | 0 | 0 | 0 | 0 | 0 | 0 | 0 | 0 | 0 | 0 | 0 | 0 | 0 | 0 | 0 | 0 | 0 | 0 | 0 | 0 | 0 | 0 | 0 | 0 | 0 | 0 | 0 | 0 | 0 | 0 | 0
F6_Commercial_Restaurant_New_Miscellaneous_Natural Gas_Miscellaneous_E3 | F6 | Commercial | Restaurant | New | Miscellaneous | Natural Gas | Miscellaneous | E3 | Utility - Value of Sales | 0 | 0 | 0 | 0 | 0 | 0 | 0 | 0 | 0 | 0 | 0 | 0 | 0 | 0 | 0 | 0 | 0 | 0 | 0 | 0 | 0 | 0 | 0 | 0 | 0 | 0 | 0 | 0 | 0 | 0 | 0 | 0 | 0 | 0 | 0 | 0 | 0 | 0 | 0 | 0 | 0 | 0
F6_Commercial_Restaurant_New_Miscellaneous_Natural Gas_Miscellaneous_E4 | F6 | Commercial | Restaurant | New | Miscellaneous | Natural Gas | Miscellaneous | E4 | Utility - Value of Sales | 0 | 0 | 0 | 0 | 0 | 0 | 0 | 0 | 0 | 0 | 0 | 0 | 0 | 0 | 0 | 0 | 0 | 0 | 0 | 0 | 0 | 0 | 0 | 0 | 0 | 0 | 0 | 0 | 0 | 0 | 0 | 0 | 0 | 0 | 0 | 0 | 0 | 0 | 0 | 0 | 0 | 0
F6_Commercial_Restaurant_New_Miscellaneous_Natural Gas_Miscellaneous_E5 | F6 | Commercial | Restaurant | New | Miscellaneous | Natural Gas | Miscellaneous | E5 | Utility - Value of Sales | 0 | 0 | 0 | 0 | 0 | 0 | 0 | 0 | 0 | 0 | 0 | 0 | 0 | 0 | 0 | 0 | 0 | 0 | 0 | 0 | 0 | 0 | 0 | 0 | 0 | 0 | 0 | 0 | 0 | 0 | 0 | 0 | 0 | 0 | 0 | 0 | 0 | 0 | 0 | 0 | 0 | 0
F6_Commercial_Restaurant_New_Miscellaneous_Natural Gas_Miscellaneous_E6 | F6 | Commercial | Restaurant | New | Miscellaneous | Natural Gas | Miscellaneous | E6 | Utility - Value of Sales | 0 | 0 | 0 | 0 | 0 | 0 | 0 | 0 | 0 | 0 | 0 | 0 | 0 | 0 | 0 | 0 | 0 | 0 | 0 | 0 | 0 | 0 | 0 | 0 | 0 | 0 | 0 | 0 | 0 | 0 | 0 | 0 | 0 | 0 | 0 | 0 | 0 | 0 | 0 | 0 | 0 | 0
F6_Commercial_Restaurant_New_Miscellaneous_Natural Gas_Miscellaneous_E7 | F6 | Commercial | Restaurant | New | Miscellaneous | Natural Gas | Miscellaneous | E7 | Utility - Value of Sales | 0 | 0 | 0 | 0 | 0 | 0 | 0 | 0 | 0 | 0 | 0 | 0 | 0 | 0 | 0 | 0 | 0 | 0 | 0 | 0 | 0 | 0 | 0 | 0 | 0 | 0 | 0 | 0 | 0 | 0 | 0 | 0 | 0 | 0 | 0 | 0 | 0 | 0 | 0 | 0 | 0 | 0
F6_Commercial_Restaurant_New_Miscellaneous_Natural Gas_Miscellaneous_E8 | F6 | Commercial | Restaurant | New | Miscellaneous | Natural Gas | Miscellaneous | E8 | Utility - Value of Sales | 0 | 0 | 0 | 0 | 0 | 0 | 0 | 0 | 0 | 0 | 0 | 0 | 0 | 0 | 0 | 0 | 0 | 0 | 0 | 0 | 0 | 0 | 0 | 0 | 0 | 0 | 0 | 0 | 0 | 0 | 0 | 0 | 0 | 0 | 0 | 0 | 0 | 0 | 0 | 0 | 0 | 0
F6_Commercial_Restaurant_New_Miscellaneous_Natural Gas_Miscellaneous_E9 | F6 | Commercial | Restaurant | New | Miscellaneous | Natural Gas | Miscellaneous | E9 | Utility - Value of Sales | 0 | 0 | 0 | 0 | 0 | 0 | 0 | 0 | 0 | 0 | 0 | 0 | 0 | 0 | 0 | 0 | 0 | 0 | 0 | 0 | 0 | 0 | 0 | 0 | 0 | 0 | 0 | 0 | 0 | 0 | 0 | 0 | 0 | 0 | 0 | 0 | 0 | 0 | 0 | 0 | 0 | 0
F6_Commercial_Restaurant_New_Miscellaneous_Natural Gas_Miscellaneous_E10 | F6 | Commercial | Restaurant | New | Miscellaneous | Natural Gas | Miscellaneous | E10 | Utility - Value of Sales | 0 | 0 | 0 | 0 | 0 | 0 | 0 | 0 | 0 | 0 | 0 | 0 | 0 | 0 | 0 | 0 | 0 | 0 | 0 | 0 | 0 | 0 | 0 | 0 | 0 | 0 | 0 | 0 | 0 | 0 | 0 | 0 | 0 | 0 | 0 | 0 | 0 | 0 | 0 | 0 | 0 | 0
F1_Commercial_Retail_Existing_Space Heating_Natural Gas_Furnace_E1 | F1 | Commercial | Retail | Existing | Space Heating | Natural Gas | Furnace | E1 | RVT - Cost of Equipment | 0.32135 | 0.32122 | 0.32181 | 0.32028 | 0.31923 | 0 | 0 | 0 | 0 | 0 | 0 | 0 | 0 | 0 | 0 | 0 | 0 | 0 | 0 | 0 | 0 | 0 | 0 | 0 | 0 | 0 | 0 | 0 | 0 | 0 | 0 | 0 | 0 | 0 | 0 | 0 | 0 | 0 | 0 | 0 | 0 | 0
F1_Commercial_Retail_Existing_Space Heating_Natural Gas_Furnace_E2 | F1 | Commercial | Retail | Existing | Space Heating | Natural Gas | Furnace | E2 | RVT - Cost of Equipment | 0.29278 | 0.29267 | 0.2932 | 0.2918 | 0.29085 | 0 | 0 | 0 | 0 | 0 | 0 | 0 | 0 | 0 | 0 | 0 | 0 | 0 | 0 | 0 | 0 | 0 | 0 | 0 | 0 | 0 | 0 | 0 | 0 | 0 | 0 | 0 | 0 | 0 | 0 | 0 | 0 | 0 | 0 | 0 | 0 | 0
F1_Commercial_Retail_Existing_Space Heating_Natural Gas_Furnace_E3 | F1 | Commercial | Retail | Existing | Space Heating | Natural Gas | Furnace | E3 | RVT - Cost of Equipment | 0.28885 | 0.28874 | 0.28926 | 0.28789 | 0.28695 | 0.28665 | 0.28694 | 0.28709 | 0.28742 | 0.2877 | 0.28793 | 0.28811 | 0.28835 | 0.2886 | 0.2888 | 0.28901 | 0.28922 | 0.28949 | 0.28974 | 0.29006 | 0.29034 | 0.29064 | 0.29089 | 0.29118 | 0.29141 | 0.29162 | 0.29181 | 0.29203 | 0.29217 | 0.29232 | 0.29241 | 0.29253 | 0.29253 | 0 | 0 | 0 | 0 | 0 | 0 | 0 | 0 | 0
F1_Commercial_Retail_Existing_Space Heating_Natural Gas_Furnace_E4 | F1 | Commercial | Retail | Existing | Space Heating | Natural Gas | Furnace | E4 | RVT - Cost of Equipment | 0.26779 | 0.26769 | 0.26817 | 0.2669 | 0.26603 | 0.26575 | 0.26602 | 0.26615 | 0.26647 | 0.26672 | 0.26694 | 0.26711 | 0.26732 | 0.26756 | 0.26774 | 0.26794 | 0.26813 | 0.26838 | 0.26861 | 0.26891 | 0.26917 | 0.26945 | 0.26968 | 0.26995 | 0.27016 | 0.27035 | 0.27054 | 0.27073 | 0.27086 | 0.27101 | 0.27109 | 0.2712 | 0.2712 | 0 | 0 | 0 | 0 | 0 | 0 | 0 | 0 | 0
F1_Commercial_Retail_Existing_Space Heating_Natural Gas_Furnace_E5 | F1 | Commercial | Retail | Existing | Space Heating | Natural Gas | Furnace | E5 | RVT - Cost of Equipment | 0 | 0 | 0 | 0 | 0 | 0 | 0 | 0.19654 | 0.19677 | 0.19696 | 0.19712 | 0.19725 | 0.19741 | 0.19758 | 0.19772 | 0.19786 | 0.198 | 0.19819 | 0.19836 | 0.19858 | 0.19877 | 0.19898 | 0.19915 | 0.19935 | 0.1995 | 0.19965 | 0.19978 | 0.19993 | 0.20002 | 0.20013 | 0.20019 | 0.20027 | 0.20027 | 0 | 0 | 0 | 0 | 0 | 0 | 0 | 0 | 0
F1_Commercial_Retail_Existing_Space Heating_Natural Gas_Furnace_E6 | F1 | Commercial | Retail | Existing | Space Heating | Natural Gas | Furnace | E6 | RVT - Cost of Equipment | 0 | 0 | 0 | 0 | 0 | 0 | 0 | 0 | 0 | 0 | 0 | 0 | 0 | 0 | 0 | 0 | 0 | 0 | 0 | 0 | 0 | 0 | 0 | 0 | 0 | 0 | 0 | 0 | 0 | 0 | 0 | 0 | 0 | 0 | 0 | 0 | 0 | 0 | 0 | 0 | 0 | 0
F1_Commercial_Retail_Existing_Space Heating_Natural Gas_Furnace_E7 | F1 | Commercial | Retail | Existing | Space Heating | Natural Gas | Furnace | E7 | RVT - Cost of Equipment | 0 | 0 | 0 | 0 | 0 | 0 | 0 | 0 | 0 | 0 | 0 | 0 | 0 | 0 | 0 | 0 | 0 | 0 | 0 | 0 | 0 | 0 | 0 | 0 | 0 | 0 | 0 | 0 | 0 | 0 | 0 | 0 | 0 | 0 | 0 | 0 | 0 | 0 | 0 | 0 | 0 | 0
F1_Commercial_Retail_Existing_Space Heating_Natural Gas_Furnace_E8 | F1 | Commercial | Retail | Existing | Space Heating | Natural Gas | Furnace | E8 | RVT - Cost of Equipment | 0 | 0 | 0 | 0 | 0 | 0 | 0 | 0 | 0 | 0 | 0 | 0 | 0 | 0 | 0 | 0 | 0 | 0 | 0 | 0 | 0 | 0 | 0 | 0 | 0 | 0 | 0 | 0 | 0 | 0 | 0 | 0 | 0 | 0 | 0 | 0 | 0 | 0 | 0 | 0 | 0 | 0
F1_Commercial_Retail_Existing_Space Heating_Natural Gas_Furnace_E9 | F1 | Commercial | Retail | Existing | Space Heating | Natural Gas | Furnace | E9 | RVT - Cost of Equipment | 0 | 0 | 0 | 0 | 0 | 0 | 0 | 0 | 0 | 0 | 0 | 0 | 0 | 0 | 0 | 0 | 0 | 0 | 0 | 0 | 0 | 0 | 0 | 0 | 0 | 0 | 0 | 0 | 0 | 0 | 0 | 0 | 0 | 0 | 0 | 0 | 0 | 0 | 0 | 0 | 0 | 0
F1_Commercial_Retail_Existing_Space Heating_Natural Gas_Furnace_E10 | F1 | Commercial | Retail | Existing | Space Heating | Natural Gas | Furnace | E10 | RVT - Cost of Equipment | 0 | 0 | 0 | 0 | 0 | 0 | 0 | 0 | 0 | 0 | 0 | 0 | 0 | 0 | 0 | 0 | 0 | 0 | 0 | 0 | 0 | 0 | 0 | 0 | 0 | 0 | 0 | 0 | 0 | 0 | 0 | 0 | 0 | 0 | 0 | 0 | 0 | 0 | 0 | 0 | 0 | 0
F2_Commercial_Retail_Existing_Space Heating_Natural Gas_Furnace_E1 | F2 | Commercial | Retail | Existing | Space Heating | Natural Gas | Furnace | E1 | RVT - Cost of Operation | 0.385 | 0.38485 | 0.38555 | 0.38371 | 0.38246 | 0 | 0 | 0 | 0 | 0 | 0 | 0 | 0 | 0 | 0 | 0 | 0 | 0 | 0 | 0 | 0 | 0 | 0 | 0 | 0 | 0 | 0 | 0 | 0 | 0 | 0 | 0 | 0 | 0 | 0 | 0 | 0 | 0 | 0 | 0 | 0 | 0
F2_Commercial_Retail_Existing_Space Heating_Natural Gas_Furnace_E2 | F2 | Commercial | Retail | Existing | Space Heating | Natural Gas | Furnace | E2 | RVT - Cost of Operation | 0.35077 | 0.35063 | 0.35127 | 0.3496 | 0.34846 | 0 | 0 | 0 | 0 | 0 | 0 | 0 | 0 | 0 | 0 | 0 | 0 | 0 | 0 | 0 | 0 | 0 | 0 | 0 | 0 | 0 | 0 | 0 | 0 | 0 | 0 | 0 | 0 | 0 | 0 | 0 | 0 | 0 | 0 | 0 | 0 | 0
F2_Commercial_Retail_Existing_Space Heating_Natural Gas_Furnace_E3 | F2 | Commercial | Retail | Existing | Space Heating | Natural Gas | Furnace | E3 | RVT - Cost of Operation | 0.34606 | 0.34593 | 0.34656 | 0.34491 | 0.34378 | 0.34343 | 0.34377 | 0.34395 | 0.34435 | 0.34468 | 0.34496 | 0.34518 | 0.34546 | 0.34577 | 0.346 | 0.34626 | 0.3465 | 0.34682 | 0.34713 | 0.34751 | 0.34785 | 0.34821 | 0.3485 | 0.34885 | 0.34913 | 0.34938 | 0.34961 | 0.34987 | 0.35004 | 0.35022 | 0.35033 | 0.35047 | 0.35047 | 0 | 0 | 0 | 0 | 0 | 0 | 0 | 0 | 0
F2_Commercial_Retail_Existing_Space Heating_Natural Gas_Furnace_E4 | F2 | Commercial | Retail | Existing | Space Heating | Natural Gas | Furnace | E4 | RVT - Cost of Operation | 0.32083 | 0.32071 | 0.32129 | 0.31976 | 0.31872 | 0.31839 | 0.3187 | 0.31887 | 0.31924 | 0.31955 | 0.31981 | 0.32001 | 0.32027 | 0.32055 | 0.32078 | 0.32101 | 0.32124 | 0.32153 | 0.32181 | 0.32217 | 0.32248 | 0.32282 | 0.32309 | 0.32342 | 0.32367 | 0.3239 | 0.32412 | 0.32436 | 0.32451 | 0.32468 | 0.32478 | 0.32491 | 0.32491 | 0 | 0 | 0 | 0 | 0 | 0 | 0 | 0 | 0
F2_Commercial_Retail_Existing_Space Heating_Natural Gas_Furnace_E5 | F2 | Commercial | Retail | Existing | Space Heating | Natural Gas | Furnace | E5 | RVT - Cost of Operation | 0 | 0 | 0 | 0 | 0 | 0 | 0 | 0.23547 | 0.23575 | 0.23597 | 0.23617 | 0.23631 | 0.23651 | 0.23672 | 0.23688 | 0.23705 | 0.23722 | 0.23744 | 0.23765 | 0.23791 | 0.23814 | 0.23839 | 0.23859 | 0.23883 | 0.23902 | 0.23919 | 0.23935 | 0.23952 | 0.23964 | 0.23977 | 0.23984 | 0.23993 | 0.23993 | 0 | 0 | 0 | 0 | 0 | 0 | 0 | 0 | 0
F2_Commercial_Retail_Existing_Space Heating_Natural Gas_Furnace_E6 | F2 | Commercial | Retail | Existing | Space Heating | Natural Gas | Furnace | E6 | RVT - Cost of Operation | 0 | 0 | 0 | 0 | 0 | 0 | 0 | 0 | 0 | 0 | 0 | 0 | 0 | 0 | 0 | 0 | 0 | 0 | 0 | 0 | 0 | 0 | 0 | 0 | 0 | 0 | 0 | 0 | 0 | 0 | 0 | 0 | 0 | 0 | 0 | 0 | 0 | 0 | 0 | 0 | 0 | 0
F2_Commercial_Retail_Existing_Space Heating_Natural Gas_Furnace_E7 | F2 | Commercial | Retail | Existing | Space Heating | Natural Gas | Furnace | E7 | RVT - Cost of Operation | 0 | 0 | 0 | 0 | 0 | 0 | 0 | 0 | 0 | 0 | 0 | 0 | 0 | 0 | 0 | 0 | 0 | 0 | 0 | 0 | 0 | 0 | 0 | 0 | 0 | 0 | 0 | 0 | 0 | 0 | 0 | 0 | 0 | 0 | 0 | 0 | 0 | 0 | 0 | 0 | 0 | 0
F2_Commercial_Retail_Existing_Space Heating_Natural Gas_Furnace_E8 | F2 | Commercial | Retail | Existing | Space Heating | Natural Gas | Furnace | E8 | RVT - Cost of Operation | 0 | 0 | 0 | 0 | 0 | 0 | 0 | 0 | 0 | 0 | 0 | 0 | 0 | 0 | 0 | 0 | 0 | 0 | 0 | 0 | 0 | 0 | 0 | 0 | 0 | 0 | 0 | 0 | 0 | 0 | 0 | 0 | 0 | 0 | 0 | 0 | 0 | 0 | 0 | 0 | 0 | 0
F2_Commercial_Retail_Existing_Space Heating_Natural Gas_Furnace_E9 | F2 | Commercial | Retail | Existing | Space Heating | Natural Gas | Furnace | E9 | RVT - Cost of Operation | 0 | 0 | 0 | 0 | 0 | 0 | 0 | 0 | 0 | 0 | 0 | 0 | 0 | 0 | 0 | 0 | 0 | 0 | 0 | 0 | 0 | 0 | 0 | 0 | 0 | 0 | 0 | 0 | 0 | 0 | 0 | 0 | 0 | 0 | 0 | 0 | 0 | 0 | 0 | 0 | 0 | 0
F2_Commercial_Retail_Existing_Space Heating_Natural Gas_Furnace_E10 | F2 | Commercial | Retail | Existing | Space Heating | Natural Gas | Furnace | E10 | RVT - Cost of Operation | 0 | 0 | 0 | 0 | 0 | 0 | 0 | 0 | 0 | 0 | 0 | 0 | 0 | 0 | 0 | 0 | 0 | 0 | 0 | 0 | 0 | 0 | 0 | 0 | 0 | 0 | 0 | 0 | 0 | 0 | 0 | 0 | 0 | 0 | 0 | 0 | 0 | 0 | 0 | 0 | 0 | 0
F3_Commercial_Retail_Existing_Space Heating_Natural Gas_Furnace_E1 | F3 | Commercial | Retail | Existing | Space Heating | Natural Gas | Furnace | E1 | System - kBTUs of Consumption | 0.065374 | 0.065374 | 0.065374 | 0.065374 | 0.065374 | 0 | 0 | 0 | 0 | 0 | 0 | 0 | 0 | 0 | 0 | 0 | 0 | 0 | 0 | 0 | 0 | 0 | 0 | 0 | 0 | 0 | 0 | 0 | 0 | 0 | 0 | 0 | 0 | 0 | 0 | 0 | 0 | 0 | 0 | 0 | 0 | 0
F3_Commercial_Retail_Existing_Space Heating_Natural Gas_Furnace_E2 | F3 | Commercial | Retail | Existing | Space Heating | Natural Gas | Furnace | E2 | System - kBTUs of Consumption | 0.065936 | 0.065936 | 0.065936 | 0.065936 | 0.065936 | 0 | 0 | 0 | 0 | 0 | 0 | 0 | 0 | 0 | 0 | 0 | 0 | 0 | 0 | 0 | 0 | 0 | 0 | 0 | 0 | 0 | 0 | 0 | 0 | 0 | 0 | 0 | 0 | 0 | 0 | 0 | 0 | 0 | 0 | 0 | 0 | 0
F3_Commercial_Retail_Existing_Space Heating_Natural Gas_Furnace_E3 | F3 | Commercial | Retail | Existing | Space Heating | Natural Gas | Furnace | E3 | System - kBTUs of Consumption | 0.0763 | 0.0763 | 0.0763 | 0.0763 | 0.0763 | 0.0763 | 0.0763 | 0.0763 | 0.0763 | 0.0763 | 0.0763 | 0.0763 | 0.0763 | 0.0763 | 0.0763 | 0.0763 | 0.0763 | 0.0763 | 0.0763 | 0.0763 | 0.0763 | 0.0763 | 0.0763 | 0.0763 | 0.0763 | 0.0763 | 0.0763 | 0.0763 | 0.0763 | 0.0763 | 0.0763 | 0.0763 | 0.0763 | 0 | 0 | 0 | 0 | 0 | 0 | 0 | 0 | 0
F3_Commercial_Retail_Existing_Space Heating_Natural Gas_Furnace_E4 | F3 | Commercial | Retail | Existing | Space Heating | Natural Gas | Furnace | E4 | System - kBTUs of Consumption | 0.093764 | 0.093764 | 0.093764 | 0.093764 | 0.093764 | 0.093764 | 0.093764 | 0.093764 | 0.093764 | 0.093764 | 0.093764 | 0.093764 | 0.093764 | 0.093764 | 0.093764 | 0.093764 | 0.093764 | 0.093764 | 0.093764 | 0.093764 | 0.093764 | 0.093764 | 0.093764 | 0.093764 | 0.093764 | 0.093764 | 0.093764 | 0.093764 | 0.093764 | 0.093764 | 0.093764 | 0.093764 | 0.093764 | 0 | 0 | 0 | 0 | 0 | 0 | 0 | 0 | 0
F3_Commercial_Retail_Existing_Space Heating_Natural Gas_Furnace_E5 | F3 | Commercial | Retail | Existing | Space Heating | Natural Gas | Furnace | E5 | System - kBTUs of Consumption | 0 | 0 | 0 | 0 | 0 | 0 | 0 | 0.74754 | 0.74754 | 0.74754 | 0.74754 | 0.74754 | 0.74754 | 0.74754 | 0.74754 | 0.74754 | 0.74754 | 0.74754 | 0.74754 | 0.74754 | 0.74754 | 0.74754 | 0.74754 | 0.74754 | 0.74754 | 0.74754 | 0.74754 | 0.74754 | 0.74754 | 0.74754 | 0.74754 | 0.74754 | 0.74754 | 0 | 0 | 0 | 0 | 0 | 0 | 0 | 0 | 0
F3_Commercial_Retail_Existing_Space Heating_Natural Gas_Furnace_E6 | F3 | Commercial | Retail | Existing | Space Heating | Natural Gas | Furnace | E6 | System - kBTUs of Consumption | 0 | 0 | 0 | 0 | 0 | 0 | 0 | 0 | 0 | 0 | 0 | 0 | 0 | 0 | 0 | 0 | 0 | 0 | 0 | 0 | 0 | 0 | 0 | 0 | 0 | 0 | 0 | 0 | 0 | 0 | 0 | 0 | 0 | 0 | 0 | 0 | 0 | 0 | 0 | 0 | 0 | 0
F3_Commercial_Retail_Existing_Space Heating_Natural Gas_Furnace_E7 | F3 | Commercial | Retail | Existing | Space Heating | Natural Gas | Furnace | E7 | System - kBTUs of Consumption | 0 | 0 | 0 | 0 | 0 | 0 | 0 | 0 | 0 | 0 | 0 | 0 | 0 | 0 | 0 | 0 | 0 | 0 | 0 | 0 | 0 | 0 | 0 | 0 | 0 | 0 | 0 | 0 | 0 | 0 | 0 | 0 | 0 | 0 | 0 | 0 | 0 | 0 | 0 | 0 | 0 | 0
F3_Commercial_Retail_Existing_Space Heating_Natural Gas_Furnace_E8 | F3 | Commercial | Retail | Existing | Space Heating | Natural Gas | Furnace | E8 | System - kBTUs of Consumption | 0 | 0 | 0 | 0 | 0 | 0 | 0 | 0 | 0 | 0 | 0 | 0 | 0 | 0 | 0 | 0 | 0 | 0 | 0 | 0 | 0 | 0 | 0 | 0 | 0 | 0 | 0 | 0 | 0 | 0 | 0 | 0 | 0 | 0 | 0 | 0 | 0 | 0 | 0 | 0 | 0 | 0
F3_Commercial_Retail_Existing_Space Heating_Natural Gas_Furnace_E9 | F3 | Commercial | Retail | Existing | Space Heating | Natural Gas | Furnace | E9 | System - kBTUs of Consumption | 0 | 0 | 0 | 0 | 0 | 0 | 0 | 0 | 0 | 0 | 0 | 0 | 0 | 0 | 0 | 0 | 0 | 0 | 0 | 0 | 0 | 0 | 0 | 0 | 0 | 0 | 0 | 0 | 0 | 0 | 0 | 0 | 0 | 0 | 0 | 0 | 0 | 0 | 0 | 0 | 0 | 0
F3_Commercial_Retail_Existing_Space Heating_Natural Gas_Furnace_E10 | F3 | Commercial | Retail | Existing | Space Heating | Natural Gas | Furnace | E10 | System - kBTUs of Consumption | 0 | 0 | 0 | 0 | 0 | 0 | 0 | 0 | 0 | 0 | 0 | 0 | 0 | 0 | 0 | 0 | 0 | 0 | 0 | 0 | 0 | 0 | 0 | 0 | 0 | 0 | 0 | 0 | 0 | 0 | 0 | 0 | 0 | 0 | 0 | 0 | 0 | 0 | 0 | 0 | 0 | 0
F4_Commercial_Retail_Existing_Space Heating_Natural Gas_Furnace_E1 | F4 | Commercial | Retail | Existing | Space Heating | Natural Gas | Furnace | E1 | Utility - Cost of Equipment | 0.385 | 0.38485 | 0.38555 | 0.38371 | 0.38246 | 0 | 0 | 0 | 0 | 0 | 0 | 0 | 0 | 0 | 0 | 0 | 0 | 0 | 0 | 0 | 0 | 0 | 0 | 0 | 0 | 0 | 0 | 0 | 0 | 0 | 0 | 0 | 0 | 0 | 0 | 0 | 0 | 0 | 0 | 0 | 0 | 0
F4_Commercial_Retail_Existing_Space Heating_Natural Gas_Furnace_E2 | F4 | Commercial | Retail | Existing | Space Heating | Natural Gas | Furnace | E2 | Utility - Cost of Equipment | 0.35077 | 0.35063 | 0.35127 | 0.3496 | 0.34846 | 0 | 0 | 0 | 0 | 0 | 0 | 0 | 0 | 0 | 0 | 0 | 0 | 0 | 0 | 0 | 0 | 0 | 0 | 0 | 0 | 0 | 0 | 0 | 0 | 0 | 0 | 0 | 0 | 0 | 0 | 0 | 0 | 0 | 0 | 0 | 0 | 0
F4_Commercial_Retail_Existing_Space Heating_Natural Gas_Furnace_E3 | F4 | Commercial | Retail | Existing | Space Heating | Natural Gas | Furnace | E3 | Utility - Cost of Equipment | 0.34606 | 0.34593 | 0.34656 | 0.34491 | 0.34378 | 0.34343 | 0.34377 | 0.34395 | 0.34435 | 0.34468 | 0.34496 | 0.34518 | 0.34546 | 0.34577 | 0.346 | 0.34626 | 0.3465 | 0.34682 | 0.34713 | 0.34751 | 0.34785 | 0.34821 | 0.3485 | 0.34885 | 0.34913 | 0.34938 | 0.34961 | 0.34987 | 0.35004 | 0.35022 | 0.35033 | 0.35047 | 0.35047 | 0 | 0 | 0 | 0 | 0 | 0 | 0 | 0 | 0
F4_Commercial_Retail_Existing_Space Heating_Natural Gas_Furnace_E4 | F4 | Commercial | Retail | Existing | Space Heating | Natural Gas | Furnace | E4 | Utility - Cost of Equipment | 0.32083 | 0.32071 | 0.32129 | 0.31976 | 0.31872 | 0.31839 | 0.3187 | 0.31887 | 0.31924 | 0.31955 | 0.31981 | 0.32001 | 0.32027 | 0.32055 | 0.32078 | 0.32101 | 0.32124 | 0.32153 | 0.32181 | 0.32217 | 0.32248 | 0.32282 | 0.32309 | 0.32342 | 0.32367 | 0.3239 | 0.32412 | 0.32436 | 0.32451 | 0.32468 | 0.32478 | 0.32491 | 0.32491 | 0 | 0 | 0 | 0 | 0 | 0 | 0 | 0 | 0
F4_Commercial_Retail_Existing_Space Heating_Natural Gas_Furnace_E5 | F4 | Commercial | Retail | Existing | Space Heating | Natural Gas | Furnace | E5 | Utility - Cost of Equipment | 0 | 0 | 0 | 0 | 0 | 0 | 0 | 0.23547 | 0.23575 | 0.23597 | 0.23617 | 0.23631 | 0.23651 | 0.23672 | 0.23688 | 0.23705 | 0.23722 | 0.23744 | 0.23765 | 0.23791 | 0.23814 | 0.23839 | 0.23859 | 0.23883 | 0.23902 | 0.23919 | 0.23935 | 0.23952 | 0.23964 | 0.23977 | 0.23984 | 0.23993 | 0.23993 | 0 | 0 | 0 | 0 | 0 | 0 | 0 | 0 | 0
F4_Commercial_Retail_Existing_Space Heating_Natural Gas_Furnace_E6 | F4 | Commercial | Retail | Existing | Space Heating | Natural Gas | Furnace | E6 | Utility - Cost of Equipment | 0 | 0 | 0 | 0 | 0 | 0 | 0 | 0 | 0 | 0 | 0 | 0 | 0 | 0 | 0 | 0 | 0 | 0 | 0 | 0 | 0 | 0 | 0 | 0 | 0 | 0 | 0 | 0 | 0 | 0 | 0 | 0 | 0 | 0 | 0 | 0 | 0 | 0 | 0 | 0 | 0 | 0
F4_Commercial_Retail_Existing_Space Heating_Natural Gas_Furnace_E7 | F4 | Commercial | Retail | Existing | Space Heating | Natural Gas | Furnace | E7 | Utility - Cost of Equipment | 0 | 0 | 0 | 0 | 0 | 0 | 0 | 0 | 0 | 0 | 0 | 0 | 0 | 0 | 0 | 0 | 0 | 0 | 0 | 0 | 0 | 0 | 0 | 0 | 0 | 0 | 0 | 0 | 0 | 0 | 0 | 0 | 0 | 0 | 0 | 0 | 0 | 0 | 0 | 0 | 0 | 0
F4_Commercial_Retail_Existing_Space Heating_Natural Gas_Furnace_E8 | F4 | Commercial | Retail | Existing | Space Heating | Natural Gas | Furnace | E8 | Utility - Cost of Equipment | 0 | 0 | 0 | 0 | 0 | 0 | 0 | 0 | 0 | 0 | 0 | 0 | 0 | 0 | 0 | 0 | 0 | 0 | 0 | 0 | 0 | 0 | 0 | 0 | 0 | 0 | 0 | 0 | 0 | 0 | 0 | 0 | 0 | 0 | 0 | 0 | 0 | 0 | 0 | 0 | 0 | 0
F4_Commercial_Retail_Existing_Space Heating_Natural Gas_Furnace_E9 | F4 | Commercial | Retail | Existing | Space Heating | Natural Gas | Furnace | E9 | Utility - Cost of Equipment | 0 | 0 | 0 | 0 | 0 | 0 | 0 | 0 | 0 | 0 | 0 | 0 | 0 | 0 | 0 | 0 | 0 | 0 | 0 | 0 | 0 | 0 | 0 | 0 | 0 | 0 | 0 | 0 | 0 | 0 | 0 | 0 | 0 | 0 | 0 | 0 | 0 | 0 | 0 | 0 | 0 | 0
F4_Commercial_Retail_Existing_Space Heating_Natural Gas_Furnace_E10 | F4 | Commercial | Retail | Existing | Space Heating | Natural Gas | Furnace | E10 | Utility - Cost of Equipment | 0 | 0 | 0 | 0 | 0 | 0 | 0 | 0 | 0 | 0 | 0 | 0 | 0 | 0 | 0 | 0 | 0 | 0 | 0 | 0 | 0 | 0 | 0 | 0 | 0 | 0 | 0 | 0 | 0 | 0 | 0 | 0 | 0 | 0 | 0 | 0 | 0 | 0 | 0 | 0 | 0 | 0
F5_Commercial_Retail_Existing_Space Heating_Natural Gas_Furnace_E1 | F5 | Commercial | Retail | Existing | Space Heating | Natural Gas | Furnace | E1 | Utility - Cost of Operation | 0.065374 | 0.065374 | 0.065374 | 0.065374 | 0.065374 | 0 | 0 | 0 | 0 | 0 | 0 | 0 | 0 | 0 | 0 | 0 | 0 | 0 | 0 | 0 | 0 | 0 | 0 | 0 | 0 | 0 | 0 | 0 | 0 | 0 | 0 | 0 | 0 | 0 | 0 | 0 | 0 | 0 | 0 | 0 | 0 | 0
F5_Commercial_Retail_Existing_Space Heating_Natural Gas_Furnace_E2 | F5 | Commercial | Retail | Existing | Space Heating | Natural Gas | Furnace | E2 | Utility - Cost of Operation | 0.065936 | 0.065936 | 0.065936 | 0.065936 | 0.065936 | 0 | 0 | 0 | 0 | 0 | 0 | 0 | 0 | 0 | 0 | 0 | 0 | 0 | 0 | 0 | 0 | 0 | 0 | 0 | 0 | 0 | 0 | 0 | 0 | 0 | 0 | 0 | 0 | 0 | 0 | 0 | 0 | 0 | 0 | 0 | 0 | 0
F5_Commercial_Retail_Existing_Space Heating_Natural Gas_Furnace_E3 | F5 | Commercial | Retail | Existing | Space Heating | Natural Gas | Furnace | E3 | Utility - Cost of Operation | 0.0763 | 0.0763 | 0.0763 | 0.0763 | 0.0763 | 0.0763 | 0.0763 | 0.0763 | 0.0763 | 0.0763 | 0.0763 | 0.0763 | 0.0763 | 0.0763 | 0.0763 | 0.0763 | 0.0763 | 0.0763 | 0.0763 | 0.0763 | 0.0763 | 0.0763 | 0.0763 | 0.0763 | 0.0763 | 0.0763 | 0.0763 | 0.0763 | 0.0763 | 0.0763 | 0.0763 | 0.0763 | 0.0763 | 0 | 0 | 0 | 0 | 0 | 0 | 0 | 0 | 0
F5_Commercial_Retail_Existing_Space Heating_Natural Gas_Furnace_E4 | F5 | Commercial | Retail | Existing | Space Heating | Natural Gas | Furnace | E4 | Utility - Cost of Operation | 0.093764 | 0.093764 | 0.093764 | 0.093764 | 0.093764 | 0.093764 | 0.093764 | 0.093764 | 0.093764 | 0.093764 | 0.093764 | 0.093764 | 0.093764 | 0.093764 | 0.093764 | 0.093764 | 0.093764 | 0.093764 | 0.093764 | 0.093764 | 0.093764 | 0.093764 | 0.093764 | 0.093764 | 0.093764 | 0.093764 | 0.093764 | 0.093764 | 0.093764 | 0.093764 | 0.093764 | 0.093764 | 0.093764 | 0 | 0 | 0 | 0 | 0 | 0 | 0 | 0 | 0
F5_Commercial_Retail_Existing_Space Heating_Natural Gas_Furnace_E5 | F5 | Commercial | Retail | Existing | Space Heating | Natural Gas | Furnace | E5 | Utility - Cost of Operation | 0 | 0 | 0 | 0 | 0 | 0 | 0 | 0.74754 | 0.74754 | 0.74754 | 0.74754 | 0.74754 | 0.74754 | 0.74754 | 0.74754 | 0.74754 | 0.74754 | 0.74754 | 0.74754 | 0.74754 | 0.74754 | 0.74754 | 0.74754 | 0.74754 | 0.74754 | 0.74754 | 0.74754 | 0.74754 | 0.74754 | 0.74754 | 0.74754 | 0.74754 | 0.74754 | 0 | 0 | 0 | 0 | 0 | 0 | 0 | 0 | 0
F5_Commercial_Retail_Existing_Space Heating_Natural Gas_Furnace_E6 | F5 | Commercial | Retail | Existing | Space Heating | Natural Gas | Furnace | E6 | Utility - Cost of Operation | 0 | 0 | 0 | 0 | 0 | 0 | 0 | 0 | 0 | 0 | 0 | 0 | 0 | 0 | 0 | 0 | 0 | 0 | 0 | 0 | 0 | 0 | 0 | 0 | 0 | 0 | 0 | 0 | 0 | 0 | 0 | 0 | 0 | 0 | 0 | 0 | 0 | 0 | 0 | 0 | 0 | 0
F5_Commercial_Retail_Existing_Space Heating_Natural Gas_Furnace_E7 | F5 | Commercial | Retail | Existing | Space Heating | Natural Gas | Furnace | E7 | Utility - Cost of Operation | 0 | 0 | 0 | 0 | 0 | 0 | 0 | 0 | 0 | 0 | 0 | 0 | 0 | 0 | 0 | 0 | 0 | 0 | 0 | 0 | 0 | 0 | 0 | 0 | 0 | 0 | 0 | 0 | 0 | 0 | 0 | 0 | 0 | 0 | 0 | 0 | 0 | 0 | 0 | 0 | 0 | 0
F5_Commercial_Retail_Existing_Space Heating_Natural Gas_Furnace_E8 | F5 | Commercial | Retail | Existing | Space Heating | Natural Gas | Furnace | E8 | Utility - Cost of Operation | 0 | 0 | 0 | 0 | 0 | 0 | 0 | 0 | 0 | 0 | 0 | 0 | 0 | 0 | 0 | 0 | 0 | 0 | 0 | 0 | 0 | 0 | 0 | 0 | 0 | 0 | 0 | 0 | 0 | 0 | 0 | 0 | 0 | 0 | 0 | 0 | 0 | 0 | 0 | 0 | 0 | 0
F5_Commercial_Retail_Existing_Space Heating_Natural Gas_Furnace_E9 | F5 | Commercial | Retail | Existing | Space Heating | Natural Gas | Furnace | E9 | Utility - Cost of Operation | 0 | 0 | 0 | 0 | 0 | 0 | 0 | 0 | 0 | 0 | 0 | 0 | 0 | 0 | 0 | 0 | 0 | 0 | 0 | 0 | 0 | 0 | 0 | 0 | 0 | 0 | 0 | 0 | 0 | 0 | 0 | 0 | 0 | 0 | 0 | 0 | 0 | 0 | 0 | 0 | 0 | 0
F5_Commercial_Retail_Existing_Space Heating_Natural Gas_Furnace_E10 | F5 | Commercial | Retail | Existing | Space Heating | Natural Gas | Furnace | E10 | Utility - Cost of Operation | 0 | 0 | 0 | 0 | 0 | 0 | 0 | 0 | 0 | 0 | 0 | 0 | 0 | 0 | 0 | 0 | 0 | 0 | 0 | 0 | 0 | 0 | 0 | 0 | 0 | 0 | 0 | 0 | 0 | 0 | 0 | 0 | 0 | 0 | 0 | 0 | 0 | 0 | 0 | 0 | 0 | 0
F6_Commercial_Retail_Existing_Space Heating_Natural Gas_Furnace_E1 | F6 | Commercial | Retail | Existing | Space Heating | Natural Gas | Furnace | E1 | Utility - Value of Sales | 0.14656 | 0.14613 | 0.14588 | 0.14493 | 0.14411 | 0 | 0 | 0 | 0 | 0 | 0 | 0 | 0 | 0 | 0 | 0 | 0 | 0 | 0 | 0 | 0 | 0 | 0 | 0 | 0 | 0 | 0 | 0 | 0 | 0 | 0 | 0 | 0 | 0 | 0 | 0 | 0 | 0 | 0 | 0 | 0 | 0
F6_Commercial_Retail_Existing_Space Heating_Natural Gas_Furnace_E2 | F6 | Commercial | Retail | Existing | Space Heating | Natural Gas | Furnace | E2 | Utility - Value of Sales | 0.13353 | 0.13314 | 0.13292 | 0.13205 | 0.1313 | 0 | 0 | 0 | 0 | 0 | 0 | 0 | 0 | 0 | 0 | 0 | 0 | 0 | 0 | 0 | 0 | 0 | 0 | 0 | 0 | 0 | 0 | 0 | 0 | 0 | 0 | 0 | 0 | 0 | 0 | 0 | 0 | 0 | 0 | 0 | 0 | 0
F6_Commercial_Retail_Existing_Space Heating_Natural Gas_Furnace_E3 | F6 | Commercial | Retail | Existing | Space Heating | Natural Gas | Furnace | E3 | Utility - Value of Sales | 0.13174 | 0.13135 | 0.13113 | 0.13028 | 0.12954 | 0.1288 | 0.12808 | 0.12736 | 0.12666 | 0.12597 | 0.1253 | 0.12464 | 0.12401 | 0.12341 | 0.12283 | 0.12228 | 0.12177 | 0.12128 | 0.12083 | 0.12041 | 0.12003 | 0.11967 | 0.11935 | 0.11906 | 0.1188 | 0.11858 | 0.11838 | 0.11822 | 0.11809 | 0.118 | 0.11793 | 0.1179 | 0.1179 | 0 | 0 | 0 | 0 | 0 | 0 | 0 | 0 | 0
F6_Commercial_Retail_Existing_Space Heating_Natural Gas_Furnace_E4 | F6 | Commercial | Retail | Existing | Space Heating | Natural Gas | Furnace | E4 | Utility - Value of Sales | 0.12213 | 0.12178 | 0.12157 | 0.12078 | 0.12009 | 0.11941 | 0.11874 | 0.11807 | 0.11742 | 0.11678 | 0.11616 | 0.11555 | 0.11497 | 0.11441 | 0.11387 | 0.11337 | 0.11289 | 0.11244 | 0.11202 | 0.11163 | 0.11128 | 0.11095 | 0.11065 | 0.11038 | 0.11014 | 0.10993 | 0.10975 | 0.1096 | 0.10948 | 0.10939 | 0.10933 | 0.1093 | 0.1093 | 0 | 0 | 0 | 0 | 0 | 0 | 0 | 0 | 0
F6_Commercial_Retail_Existing_Space Heating_Natural Gas_Furnace_E5 | F6 | Commercial | Retail | Existing | Space Heating | Natural Gas | Furnace | E5 | Utility - Value of Sales | 0 | 0 | 0 | 0 | 0 | 0 | 0 | 0.087193 | 0.086711 | 0.086239 | 0.085779 | 0.085333 | 0.084902 | 0.084487 | 0.084092 | 0.083717 | 0.083364 | 0.083033 | 0.082724 | 0.082437 | 0.082172 | 0.08193 | 0.081709 | 0.081511 | 0.081334 | 0.08118 | 0.081047 | 0.080937 | 0.080849 | 0.080782 | 0.080738 | 0.080716 | 0.080716 | 0 | 0 | 0 | 0 | 0 | 0 | 0 | 0 | 0
F6_Commercial_Retail_Existing_Space Heating_Natural Gas_Furnace_E6 | F6 | Commercial | Retail | Existing | Space Heating | Natural Gas | Furnace | E6 | Utility - Value of Sales | 0 | 0 | 0 | 0 | 0 | 0 | 0 | 0 | 0 | 0 | 0 | 0 | 0 | 0 | 0 | 0 | 0 | 0 | 0 | 0 | 0 | 0 | 0 | 0 | 0 | 0 | 0 | 0 | 0 | 0 | 0 | 0 | 0 | 0 | 0 | 0 | 0 | 0 | 0 | 0 | 0 | 0
F6_Commercial_Retail_Existing_Space Heating_Natural Gas_Furnace_E7 | F6 | Commercial | Retail | Existing | Space Heating | Natural Gas | Furnace | E7 | Utility - Value of Sales | 0 | 0 | 0 | 0 | 0 | 0 | 0 | 0 | 0 | 0 | 0 | 0 | 0 | 0 | 0 | 0 | 0 | 0 | 0 | 0 | 0 | 0 | 0 | 0 | 0 | 0 | 0 | 0 | 0 | 0 | 0 | 0 | 0 | 0 | 0 | 0 | 0 | 0 | 0 | 0 | 0 | 0
F6_Commercial_Retail_Existing_Space Heating_Natural Gas_Furnace_E8 | F6 | Commercial | Retail | Existing | Space Heating | Natural Gas | Furnace | E8 | Utility - Value of Sales | 0 | 0 | 0 | 0 | 0 | 0 | 0 | 0 | 0 | 0 | 0 | 0 | 0 | 0 | 0 | 0 | 0 | 0 | 0 | 0 | 0 | 0 | 0 | 0 | 0 | 0 | 0 | 0 | 0 | 0 | 0 | 0 | 0 | 0 | 0 | 0 | 0 | 0 | 0 | 0 | 0 | 0
F6_Commercial_Retail_Existing_Space Heating_Natural Gas_Furnace_E9 | F6 | Commercial | Retail | Existing | Space Heating | Natural Gas | Furnace | E9 | Utility - Value of Sales | 0 | 0 | 0 | 0 | 0 | 0 | 0 | 0 | 0 | 0 | 0 | 0 | 0 | 0 | 0 | 0 | 0 | 0 | 0 | 0 | 0 | 0 | 0 | 0 | 0 | 0 | 0 | 0 | 0 | 0 | 0 | 0 | 0 | 0 | 0 | 0 | 0 | 0 | 0 | 0 | 0 | 0
F6_Commercial_Retail_Existing_Space Heating_Natural Gas_Furnace_E10 | F6 | Commercial | Retail | Existing | Space Heating | Natural Gas | Furnace | E10 | Utility - Value of Sales | 0 | 0 | 0 | 0 | 0 | 0 | 0 | 0 | 0 | 0 | 0 | 0 | 0 | 0 | 0 | 0 | 0 | 0 | 0 | 0 | 0 | 0 | 0 | 0 | 0 | 0 | 0 | 0 | 0 | 0 | 0 | 0 | 0 | 0 | 0 | 0 | 0 | 0 | 0 | 0 | 0 | 0
F1_Commercial_Retail_Existing_Space Heating_Natural Gas_Boiler_E1 | F1 | Commercial | Retail | Existing | Space Heating | Natural Gas | Boiler | E1 | RVT - Cost of Equipment | 1.5379 | 1.5375 | 1.5403 | 1.5335 | 1.5288 | 0 | 0 | 0 | 0 | 0 | 0 | 0 | 0 | 0 | 0 | 0 | 0 | 0 | 0 | 0 | 0 | 0 | 0 | 0 | 0 | 0 | 0 | 0 | 0 | 0 | 0 | 0 | 0 | 0 | 0 | 0 | 0 | 0 | 0 | 0 | 0 | 0
F1_Commercial_Retail_Existing_Space Heating_Natural Gas_Boiler_E2 | F1 | Commercial | Retail | Existing | Space Heating | Natural Gas | Boiler | E2 | RVT - Cost of Equipment | 1.4647 | 1.4643 | 1.4669 | 1.4604 | 1.456 | 0 | 0 | 0 | 0 | 0 | 0 | 0 | 0 | 0 | 0 | 0 | 0 | 0 | 0 | 0 | 0 | 0 | 0 | 0 | 0 | 0 | 0 | 0 | 0 | 0 | 0 | 0 | 0 | 0 | 0 | 0 | 0 | 0 | 0 | 0 | 0 | 0
F1_Commercial_Retail_Existing_Space Heating_Natural Gas_Boiler_E3 | F1 | Commercial | Retail | Existing | Space Heating | Natural Gas | Boiler | E3 | RVT - Cost of Equipment | 1.3089 | 1.3085 | 1.3109 | 1.3051 | 1.3011 | 1.3 | 1.3013 | 1.302 | 1.3035 | 1.3048 | 1.3059 | 1.3067 | 1.3077 | 1.3089 | 1.3097 | 1.3106 | 1.3115 | 1.3127 | 1.3137 | 1.3151 | 1.3163 | 1.3176 | 1.3187 | 1.3199 | 1.3209 | 1.3218 | 1.3226 | 1.3236 | 1.3242 | 1.3248 | 1.3252 | 1.3257 | 1.3257 | 0 | 0 | 0 | 0 | 0 | 0 | 0 | 0 | 0
F1_Commercial_Retail_Existing_Space Heating_Natural Gas_Boiler_E4 | F1 | Commercial | Retail | Existing | Space Heating | Natural Gas | Boiler | E4 | RVT - Cost of Equipment | 1.2555 | 1.2551 | 1.2574 | 1.2518 | 1.248 | 1.2469 | 1.2482 | 1.2489 | 1.2503 | 1.2515 | 1.2526 | 1.2533 | 1.2543 | 1.2554 | 1.2563 | 1.2571 | 1.258 | 1.2591 | 1.2601 | 1.2615 | 1.2626 | 1.2638 | 1.2649 | 1.2661 | 1.267 | 1.2679 | 1.2687 | 1.2695 | 1.2701 | 1.2708 | 1.2711 | 1.2716 | 1.2716 | 0 | 0 | 0 | 0 | 0 | 0 | 0 | 0 | 0
F1_Commercial_Retail_Existing_Space Heating_Natural Gas_Boiler_E5 | F1 | Commercial | Retail | Existing | Space Heating | Natural Gas | Boiler | E5 | RVT - Cost of Equipment | 0.94643 | 0.94615 | 0.94785 | 0.94367 | 0.94083 | 0.93997 | 0.94093 | 0.94145 | 0.94255 | 0.94345 | 0.94423 | 0.94483 | 0.94558 | 0.94641 | 0.94704 | 0.94769 | 0.94833 | 0.94916 | 0.94994 | 0.95094 | 0.9518 | 0.95274 | 0.9535 | 0.95442 | 0.95512 | 0.95577 | 0.95637 | 0.95704 | 0.95747 | 0.95795 | 0.95823 | 0.95858 | 0.95858 | 0 | 0 | 0 | 0 | 0 | 0 | 0 | 0 | 0
F1_Commercial_Retail_Existing_Space Heating_Natural Gas_Boiler_E6 | F1 | Commercial | Retail | Existing | Space Heating | Natural Gas | Boiler | E6 | RVT - Cost of Equipment | 0 | 0 | 0 | 0 | 0 | 0 | 0 | 0 | 0 | 0 | 0 | 0 | 0 | 0 | 0 | 0 | 0 | 0 | 0 | 0 | 0 | 0 | 0 | 0 | 0 | 0 | 0 | 0 | 0 | 0 | 0 | 0 | 0 | 0 | 0 | 0 | 0 | 0 | 0 | 0 | 0 | 0
F1_Commercial_Retail_Existing_Space Heating_Natural Gas_Boiler_E7 | F1 | Commercial | Retail | Existing | Space Heating | Natural Gas | Boiler | E7 | RVT - Cost of Equipment | 0 | 0 | 0 | 0 | 0 | 0 | 0 | 0 | 0 | 0 | 0 | 0 | 0 | 0 | 0 | 0 | 0 | 0 | 0 | 0 | 0 | 0 | 0 | 0 | 0 | 0 | 0 | 0 | 0 | 0 | 0 | 0 | 0 | 0 | 0 | 0 | 0 | 0 | 0 | 0 | 0 | 0
F1_Commercial_Retail_Existing_Space Heating_Natural Gas_Boiler_E8 | F1 | Commercial | Retail | Existing | Space Heating | Natural Gas | Boiler | E8 | RVT - Cost of Equipment | 0 | 0 | 0 | 0 | 0 | 0 | 0 | 0 | 0 | 0 | 0 | 0 | 0 | 0 | 0 | 0 | 0 | 0 | 0 | 0 | 0 | 0 | 0 | 0 | 0 | 0 | 0 | 0 | 0 | 0 | 0 | 0 | 0 | 0 | 0 | 0 | 0 | 0 | 0 | 0 | 0 | 0
F1_Commercial_Retail_Existing_Space Heating_Natural Gas_Boiler_E9 | F1 | Commercial | Retail | Existing | Space Heating | Natural Gas | Boiler | E9 | RVT - Cost of Equipment | 0 | 0 | 0 | 0 | 0 | 0 | 0 | 0 | 0 | 0 | 0 | 0 | 0 | 0 | 0 | 0 | 0 | 0 | 0 | 0 | 0 | 0 | 0 | 0 | 0 | 0 | 0 | 0 | 0 | 0 | 0 | 0 | 0 | 0 | 0 | 0 | 0 | 0 | 0 | 0 | 0 | 0
F1_Commercial_Retail_Existing_Space Heating_Natural Gas_Boiler_E10 | F1 | Commercial | Retail | Existing | Space Heating | Natural Gas | Boiler | E10 | RVT - Cost of Equipment | 0 | 0 | 0 | 0 | 0 | 0 | 0 | 0 | 0 | 0 | 0 | 0 | 0 | 0 | 0 | 0 | 0 | 0 | 0 | 0 | 0 | 0 | 0 | 0 | 0 | 0 | 0 | 0 | 0 | 0 | 0 | 0 | 0 | 0 | 0 | 0 | 0 | 0 | 0 | 0 | 0 | 0
F2_Commercial_Retail_Existing_Space Heating_Natural Gas_Boiler_E1 | F2 | Commercial | Retail | Existing | Space Heating | Natural Gas | Boiler | E1 | RVT - Cost of Operation | 1.8426 | 1.842 | 1.8453 | 1.8372 | 1.8317 | 0 | 0 | 0 | 0 | 0 | 0 | 0 | 0 | 0 | 0 | 0 | 0 | 0 | 0 | 0 | 0 | 0 | 0 | 0 | 0 | 0 | 0 | 0 | 0 | 0 | 0 | 0 | 0 | 0 | 0 | 0 | 0 | 0 | 0 | 0 | 0 | 0
F2_Commercial_Retail_Existing_Space Heating_Natural Gas_Boiler_E2 | F2 | Commercial | Retail | Existing | Space Heating | Natural Gas | Boiler | E2 | RVT - Cost of Operation | 1.7548 | 1.7543 | 1.7575 | 1.7497 | 1.7444 | 0 | 0 | 0 | 0 | 0 | 0 | 0 | 0 | 0 | 0 | 0 | 0 | 0 | 0 | 0 | 0 | 0 | 0 | 0 | 0 | 0 | 0 | 0 | 0 | 0 | 0 | 0 | 0 | 0 | 0 | 0 | 0 | 0 | 0 | 0 | 0 | 0
F2_Commercial_Retail_Existing_Space Heating_Natural Gas_Boiler_E3 | F2 | Commercial | Retail | Existing | Space Heating | Natural Gas | Boiler | E3 | RVT - Cost of Operation | 1.5681 | 1.5677 | 1.5705 | 1.5636 | 1.5589 | 1.5574 | 1.559 | 1.5599 | 1.5617 | 1.5632 | 1.5645 | 1.5655 | 1.5667 | 1.5681 | 1.5691 | 1.5702 | 1.5713 | 1.5727 | 1.574 | 1.5756 | 1.577 | 1.5786 | 1.5799 | 1.5814 | 1.5825 | 1.5836 | 1.5846 | 1.5857 | 1.5864 | 1.5872 | 1.5877 | 1.5883 | 1.5883 | 0 | 0 | 0 | 0 | 0 | 0 | 0 | 0 | 0
F2_Commercial_Retail_Existing_Space Heating_Natural Gas_Boiler_E4 | F2 | Commercial | Retail | Existing | Space Heating | Natural Gas | Boiler | E4 | RVT - Cost of Operation | 1.5041 | 1.5037 | 1.5064 | 1.4997 | 1.4952 | 1.4939 | 1.4954 | 1.4962 | 1.498 | 1.4994 | 1.5006 | 1.5016 | 1.5028 | 1.5041 | 1.5051 | 1.5061 | 1.5072 | 1.5085 | 1.5097 | 1.5113 | 1.5127 | 1.5142 | 1.5154 | 1.5168 | 1.5179 | 1.519 | 1.5199 | 1.521 | 1.5217 | 1.5224 | 1.5229 | 1.5235 | 1.5235 | 0 | 0 | 0 | 0 | 0 | 0 | 0 | 0 | 0
F2_Commercial_Retail_Existing_Space Heating_Natural Gas_Boiler_E5 | F2 | Commercial | Retail | Existing | Space Heating | Natural Gas | Boiler | E5 | RVT - Cost of Operation | 1.1339 | 1.1335 | 1.1356 | 1.1306 | 1.1272 | 1.1261 | 1.1273 | 1.1279 | 1.1292 | 1.1303 | 1.1313 | 1.132 | 1.1329 | 1.1339 | 1.1346 | 1.1354 | 1.1362 | 1.1372 | 1.1381 | 1.1393 | 1.1403 | 1.1414 | 1.1424 | 1.1435 | 1.1443 | 1.1451 | 1.1458 | 1.1466 | 1.1471 | 1.1477 | 1.148 | 1.1484 | 1.1484 | 0 | 0 | 0 | 0 | 0 | 0 | 0 | 0 | 0
F2_Commercial_Retail_Existing_Space Heating_Natural Gas_Boiler_E6 | F2 | Commercial | Retail | Existing | Space Heating | Natural Gas | Boiler | E6 | RVT - Cost of Operation | 0 | 0 | 0 | 0 | 0 | 0 | 0 | 0 | 0 | 0 | 0 | 0 | 0 | 0 | 0 | 0 | 0 | 0 | 0 | 0 | 0 | 0 | 0 | 0 | 0 | 0 | 0 | 0 | 0 | 0 | 0 | 0 | 0 | 0 | 0 | 0 | 0 | 0 | 0 | 0 | 0 | 0
F2_Commercial_Retail_Existing_Space Heating_Natural Gas_Boiler_E7 | F2 | Commercial | Retail | Existing | Space Heating | Natural Gas | Boiler | E7 | RVT - Cost of Operation | 0 | 0 | 0 | 0 | 0 | 0 | 0 | 0 | 0 | 0 | 0 | 0 | 0 | 0 | 0 | 0 | 0 | 0 | 0 | 0 | 0 | 0 | 0 | 0 | 0 | 0 | 0 | 0 | 0 | 0 | 0 | 0 | 0 | 0 | 0 | 0 | 0 | 0 | 0 | 0 | 0 | 0
F2_Commercial_Retail_Existing_Space Heating_Natural Gas_Boiler_E8 | F2 | Commercial | Retail | Existing | Space Heating | Natural Gas | Boiler | E8 | RVT - Cost of Operation | 0 | 0 | 0 | 0 | 0 | 0 | 0 | 0 | 0 | 0 | 0 | 0 | 0 | 0 | 0 | 0 | 0 | 0 | 0 | 0 | 0 | 0 | 0 | 0 | 0 | 0 | 0 | 0 | 0 | 0 | 0 | 0 | 0 | 0 | 0 | 0 | 0 | 0 | 0 | 0 | 0 | 0
F2_Commercial_Retail_Existing_Space Heating_Natural Gas_Boiler_E9 | F2 | Commercial | Retail | Existing | Space Heating | Natural Gas | Boiler | E9 | RVT - Cost of Operation | 0 | 0 | 0 | 0 | 0 | 0 | 0 | 0 | 0 | 0 | 0 | 0 | 0 | 0 | 0 | 0 | 0 | 0 | 0 | 0 | 0 | 0 | 0 | 0 | 0 | 0 | 0 | 0 | 0 | 0 | 0 | 0 | 0 | 0 | 0 | 0 | 0 | 0 | 0 | 0 | 0 | 0
F2_Commercial_Retail_Existing_Space Heating_Natural Gas_Boiler_E10 | F2 | Commercial | Retail | Existing | Space Heating | Natural Gas | Boiler | E10 | RVT - Cost of Operation | 0 | 0 | 0 | 0 | 0 | 0 | 0 | 0 | 0 | 0 | 0 | 0 | 0 | 0 | 0 | 0 | 0 | 0 | 0 | 0 | 0 | 0 | 0 | 0 | 0 | 0 | 0 | 0 | 0 | 0 | 0 | 0 | 0 | 0 | 0 | 0 | 0 | 0 | 0 | 0 | 0 | 0
F3_Commercial_Retail_Existing_Space Heating_Natural Gas_Boiler_E1 | F3 | Commercial | Retail | Existing | Space Heating | Natural Gas | Boiler | E1 | System - kBTUs of Consumption | 0.13784 | 0.13784 | 0.13784 | 0.13784 | 0.13784 | 0 | 0 | 0 | 0 | 0 | 0 | 0 | 0 | 0 | 0 | 0 | 0 | 0 | 0 | 0 | 0 | 0 | 0 | 0 | 0 | 0 | 0 | 0 | 0 | 0 | 0 | 0 | 0 | 0 | 0 | 0 | 0 | 0 | 0 | 0 | 0 | 0
F3_Commercial_Retail_Existing_Space Heating_Natural Gas_Boiler_E2 | F3 | Commercial | Retail | Existing | Space Heating | Natural Gas | Boiler | E2 | System - kBTUs of Consumption | 0.14249 | 0.14249 | 0.14249 | 0.14249 | 0.14249 | 0 | 0 | 0 | 0 | 0 | 0 | 0 | 0 | 0 | 0 | 0 | 0 | 0 | 0 | 0 | 0 | 0 | 0 | 0 | 0 | 0 | 0 | 0 | 0 | 0 | 0 | 0 | 0 | 0 | 0 | 0 | 0 | 0 | 0 | 0 | 0 | 0
F3_Commercial_Retail_Existing_Space Heating_Natural Gas_Boiler_E3 | F3 | Commercial | Retail | Existing | Space Heating | Natural Gas | Boiler | E3 | System - kBTUs of Consumption | 0.22397 | 0.22397 | 0.22397 | 0.22397 | 0.22397 | 0.22397 | 0.22397 | 0.22397 | 0.22397 | 0.22397 | 0.22397 | 0.22397 | 0.22397 | 0.22397 | 0.22397 | 0.22397 | 0.22397 | 0.22397 | 0.22397 | 0.22397 | 0.22397 | 0.22397 | 0.22397 | 0.22397 | 0.22397 | 0.22397 | 0.22397 | 0.22397 | 0.22397 | 0.22397 | 0.22397 | 0.22397 | 0.22397 | 0 | 0 | 0 | 0 | 0 | 0 | 0 | 0 | 0
F3_Commercial_Retail_Existing_Space Heating_Natural Gas_Boiler_E4 | F3 | Commercial | Retail | Existing | Space Heating | Natural Gas | Boiler | E4 | System - kBTUs of Consumption | 0.24494 | 0.24494 | 0.24494 | 0.24494 | 0.24494 | 0.24494 | 0.24494 | 0.24494 | 0.24494 | 0.24494 | 0.24494 | 0.24494 | 0.24494 | 0.24494 | 0.24494 | 0.24494 | 0.24494 | 0.24494 | 0.24494 | 0.24494 | 0.24494 | 0.24494 | 0.24494 | 0.24494 | 0.24494 | 0.24494 | 0.24494 | 0.24494 | 0.24494 | 0.24494 | 0.24494 | 0.24494 | 0.24494 | 0 | 0 | 0 | 0 | 0 | 0 | 0 | 0 | 0
F3_Commercial_Retail_Existing_Space Heating_Natural Gas_Boiler_E5 | F3 | Commercial | Retail | Existing | Space Heating | Natural Gas | Boiler | E5 | System - kBTUs of Consumption | 0.82867 | 0.82867 | 0.82867 | 0.82867 | 0.82867 | 0.82867 | 0.82867 | 0.82867 | 0.82867 | 0.82867 | 0.82867 | 0.82867 | 0.82867 | 0.82867 | 0.82867 | 0.82867 | 0.82867 | 0.82867 | 0.82867 | 0.82867 | 0.82867 | 0.82867 | 0.82867 | 0.82867 | 0.82867 | 0.82867 | 0.82867 | 0.82867 | 0.82867 | 0.82867 | 0.82867 | 0.82867 | 0.82867 | 0 | 0 | 0 | 0 | 0 | 0 | 0 | 0 | 0
F3_Commercial_Retail_Existing_Space Heating_Natural Gas_Boiler_E6 | F3 | Commercial | Retail | Existing | Space Heating | Natural Gas | Boiler | E6 | System - kBTUs of Consumption | 0 | 0 | 0 | 0 | 0 | 0 | 0 | 0 | 0 | 0 | 0 | 0 | 0 | 0 | 0 | 0 | 0 | 0 | 0 | 0 | 0 | 0 | 0 | 0 | 0 | 0 | 0 | 0 | 0 | 0 | 0 | 0 | 0 | 0 | 0 | 0 | 0 | 0 | 0 | 0 | 0 | 0
F3_Commercial_Retail_Existing_Space Heating_Natural Gas_Boiler_E7 | F3 | Commercial | Retail | Existing | Space Heating | Natural Gas | Boiler | E7 | System - kBTUs of Consumption | 0 | 0 | 0 | 0 | 0 | 0 | 0 | 0 | 0 | 0 | 0 | 0 | 0 | 0 | 0 | 0 | 0 | 0 | 0 | 0 | 0 | 0 | 0 | 0 | 0 | 0 | 0 | 0 | 0 | 0 | 0 | 0 | 0 | 0 | 0 | 0 | 0 | 0 | 0 | 0 | 0 | 0
F3_Commercial_Retail_Existing_Space Heating_Natural Gas_Boiler_E8 | F3 | Commercial | Retail | Existing | Space Heating | Natural Gas | Boiler | E8 | System - kBTUs of Consumption | 0 | 0 | 0 | 0 | 0 | 0 | 0 | 0 | 0 | 0 | 0 | 0 | 0 | 0 | 0 | 0 | 0 | 0 | 0 | 0 | 0 | 0 | 0 | 0 | 0 | 0 | 0 | 0 | 0 | 0 | 0 | 0 | 0 | 0 | 0 | 0 | 0 | 0 | 0 | 0 | 0 | 0
F3_Commercial_Retail_Existing_Space Heating_Natural Gas_Boiler_E9 | F3 | Commercial | Retail | Existing | Space Heating | Natural Gas | Boiler | E9 | System - kBTUs of Consumption | 0 | 0 | 0 | 0 | 0 | 0 | 0 | 0 | 0 | 0 | 0 | 0 | 0 | 0 | 0 | 0 | 0 | 0 | 0 | 0 | 0 | 0 | 0 | 0 | 0 | 0 | 0 | 0 | 0 | 0 | 0 | 0 | 0 | 0 | 0 | 0 | 0 | 0 | 0 | 0 | 0 | 0
F3_Commercial_Retail_Existing_Space Heating_Natural Gas_Boiler_E10 | F3 | Commercial | Retail | Existing | Space Heating | Natural Gas | Boiler | E10 | System - kBTUs of Consumption | 0 | 0 | 0 | 0 | 0 | 0 | 0 | 0 | 0 | 0 | 0 | 0 | 0 | 0 | 0 | 0 | 0 | 0 | 0 | 0 | 0 | 0 | 0 | 0 | 0 | 0 | 0 | 0 | 0 | 0 | 0 | 0 | 0 | 0 | 0 | 0 | 0 | 0 | 0 | 0 | 0 | 0
F4_Commercial_Retail_Existing_Space Heating_Natural Gas_Boiler_E1 | F4 | Commercial | Retail | Existing | Space Heating | Natural Gas | Boiler | E1 | Utility - Cost of Equipment | 1.8426 | 1.842 | 1.8453 | 1.8372 | 1.8317 | 0 | 0 | 0 | 0 | 0 | 0 | 0 | 0 | 0 | 0 | 0 | 0 | 0 | 0 | 0 | 0 | 0 | 0 | 0 | 0 | 0 | 0 | 0 | 0 | 0 | 0 | 0 | 0 | 0 | 0 | 0 | 0 | 0 | 0 | 0 | 0 | 0
F4_Commercial_Retail_Existing_Space Heating_Natural Gas_Boiler_E2 | F4 | Commercial | Retail | Existing | Space Heating | Natural Gas | Boiler | E2 | Utility - Cost of Equipment | 1.7548 | 1.7543 | 1.7575 | 1.7497 | 1.7444 | 0 | 0 | 0 | 0 | 0 | 0 | 0 | 0 | 0 | 0 | 0 | 0 | 0 | 0 | 0 | 0 | 0 | 0 | 0 | 0 | 0 | 0 | 0 | 0 | 0 | 0 | 0 | 0 | 0 | 0 | 0 | 0 | 0 | 0 | 0 | 0 | 0
F4_Commercial_Retail_Existing_Space Heating_Natural Gas_Boiler_E3 | F4 | Commercial | Retail | Existing | Space Heating | Natural Gas | Boiler | E3 | Utility - Cost of Equipment | 1.5681 | 1.5677 | 1.5705 | 1.5636 | 1.5589 | 1.5574 | 1.559 | 1.5599 | 1.5617 | 1.5632 | 1.5645 | 1.5655 | 1.5667 | 1.5681 | 1.5691 | 1.5702 | 1.5713 | 1.5727 | 1.574 | 1.5756 | 1.577 | 1.5786 | 1.5799 | 1.5814 | 1.5825 | 1.5836 | 1.5846 | 1.5857 | 1.5864 | 1.5872 | 1.5877 | 1.5883 | 1.5883 | 0 | 0 | 0 | 0 | 0 | 0 | 0 | 0 | 0
F4_Commercial_Retail_Existing_Space Heating_Natural Gas_Boiler_E4 | F4 | Commercial | Retail | Existing | Space Heating | Natural Gas | Boiler | E4 | Utility - Cost of Equipment | 1.5041 | 1.5037 | 1.5064 | 1.4997 | 1.4952 | 1.4939 | 1.4954 | 1.4962 | 1.498 | 1.4994 | 1.5006 | 1.5016 | 1.5028 | 1.5041 | 1.5051 | 1.5061 | 1.5072 | 1.5085 | 1.5097 | 1.5113 | 1.5127 | 1.5142 | 1.5154 | 1.5168 | 1.5179 | 1.519 | 1.5199 | 1.521 | 1.5217 | 1.5224 | 1.5229 | 1.5235 | 1.5235 | 0 | 0 | 0 | 0 | 0 | 0 | 0 | 0 | 0
F4_Commercial_Retail_Existing_Space Heating_Natural Gas_Boiler_E5 | F4 | Commercial | Retail | Existing | Space Heating | Natural Gas | Boiler | E5 | Utility - Cost of Equipment | 1.1339 | 1.1335 | 1.1356 | 1.1306 | 1.1272 | 1.1261 | 1.1273 | 1.1279 | 1.1292 | 1.1303 | 1.1313 | 1.132 | 1.1329 | 1.1339 | 1.1346 | 1.1354 | 1.1362 | 1.1372 | 1.1381 | 1.1393 | 1.1403 | 1.1414 | 1.1424 | 1.1435 | 1.1443 | 1.1451 | 1.1458 | 1.1466 | 1.1471 | 1.1477 | 1.148 | 1.1484 | 1.1484 | 0 | 0 | 0 | 0 | 0 | 0 | 0 | 0 | 0
F4_Commercial_Retail_Existing_Space Heating_Natural Gas_Boiler_E6 | F4 | Commercial | Retail | Existing | Space Heating | Natural Gas | Boiler | E6 | Utility - Cost of Equipment | 0 | 0 | 0 | 0 | 0 | 0 | 0 | 0 | 0 | 0 | 0 | 0 | 0 | 0 | 0 | 0 | 0 | 0 | 0 | 0 | 0 | 0 | 0 | 0 | 0 | 0 | 0 | 0 | 0 | 0 | 0 | 0 | 0 | 0 | 0 | 0 | 0 | 0 | 0 | 0 | 0 | 0
F4_Commercial_Retail_Existing_Space Heating_Natural Gas_Boiler_E7 | F4 | Commercial | Retail | Existing | Space Heating | Natural Gas | Boiler | E7 | Utility - Cost of Equipment | 0 | 0 | 0 | 0 | 0 | 0 | 0 | 0 | 0 | 0 | 0 | 0 | 0 | 0 | 0 | 0 | 0 | 0 | 0 | 0 | 0 | 0 | 0 | 0 | 0 | 0 | 0 | 0 | 0 | 0 | 0 | 0 | 0 | 0 | 0 | 0 | 0 | 0 | 0 | 0 | 0 | 0
F4_Commercial_Retail_Existing_Space Heating_Natural Gas_Boiler_E8 | F4 | Commercial | Retail | Existing | Space Heating | Natural Gas | Boiler | E8 | Utility - Cost of Equipment | 0 | 0 | 0 | 0 | 0 | 0 | 0 | 0 | 0 | 0 | 0 | 0 | 0 | 0 | 0 | 0 | 0 | 0 | 0 | 0 | 0 | 0 | 0 | 0 | 0 | 0 | 0 | 0 | 0 | 0 | 0 | 0 | 0 | 0 | 0 | 0 | 0 | 0 | 0 | 0 | 0 | 0
F4_Commercial_Retail_Existing_Space Heating_Natural Gas_Boiler_E9 | F4 | Commercial | Retail | Existing | Space Heating | Natural Gas | Boiler | E9 | Utility - Cost of Equipment | 0 | 0 | 0 | 0 | 0 | 0 | 0 | 0 | 0 | 0 | 0 | 0 | 0 | 0 | 0 | 0 | 0 | 0 | 0 | 0 | 0 | 0 | 0 | 0 | 0 | 0 | 0 | 0 | 0 | 0 | 0 | 0 | 0 | 0 | 0 | 0 | 0 | 0 | 0 | 0 | 0 | 0
F4_Commercial_Retail_Existing_Space Heating_Natural Gas_Boiler_E10 | F4 | Commercial | Retail | Existing | Space Heating | Natural Gas | Boiler | E10 | Utility - Cost of Equipment | 0 | 0 | 0 | 0 | 0 | 0 | 0 | 0 | 0 | 0 | 0 | 0 | 0 | 0 | 0 | 0 | 0 | 0 | 0 | 0 | 0 | 0 | 0 | 0 | 0 | 0 | 0 | 0 | 0 | 0 | 0 | 0 | 0 | 0 | 0 | 0 | 0 | 0 | 0 | 0 | 0 | 0
F5_Commercial_Retail_Existing_Space Heating_Natural Gas_Boiler_E1 | F5 | Commercial | Retail | Existing | Space Heating | Natural Gas | Boiler | E1 | Utility - Cost of Operation | 0.13784 | 0.13784 | 0.13784 | 0.13784 | 0.13784 | 0 | 0 | 0 | 0 | 0 | 0 | 0 | 0 | 0 | 0 | 0 | 0 | 0 | 0 | 0 | 0 | 0 | 0 | 0 | 0 | 0 | 0 | 0 | 0 | 0 | 0 | 0 | 0 | 0 | 0 | 0 | 0 | 0 | 0 | 0 | 0 | 0
F5_Commercial_Retail_Existing_Space Heating_Natural Gas_Boiler_E2 | F5 | Commercial | Retail | Existing | Space Heating | Natural Gas | Boiler | E2 | Utility - Cost of Operation | 0.14249 | 0.14249 | 0.14249 | 0.14249 | 0.14249 | 0 | 0 | 0 | 0 | 0 | 0 | 0 | 0 | 0 | 0 | 0 | 0 | 0 | 0 | 0 | 0 | 0 | 0 | 0 | 0 | 0 | 0 | 0 | 0 | 0 | 0 | 0 | 0 | 0 | 0 | 0 | 0 | 0 | 0 | 0 | 0 | 0
F5_Commercial_Retail_Existing_Space Heating_Natural Gas_Boiler_E3 | F5 | Commercial | Retail | Existing | Space Heating | Natural Gas | Boiler | E3 | Utility - Cost of Operation | 0.22397 | 0.22397 | 0.22397 | 0.22397 | 0.22397 | 0.22397 | 0.22397 | 0.22397 | 0.22397 | 0.22397 | 0.22397 | 0.22397 | 0.22397 | 0.22397 | 0.22397 | 0.22397 | 0.22397 | 0.22397 | 0.22397 | 0.22397 | 0.22397 | 0.22397 | 0.22397 | 0.22397 | 0.22397 | 0.22397 | 0.22397 | 0.22397 | 0.22397 | 0.22397 | 0.22397 | 0.22397 | 0.22397 | 0 | 0 | 0 | 0 | 0 | 0 | 0 | 0 | 0
F5_Commercial_Retail_Existing_Space Heating_Natural Gas_Boiler_E4 | F5 | Commercial | Retail | Existing | Space Heating | Natural Gas | Boiler | E4 | Utility - Cost of Operation | 0.24494 | 0.24494 | 0.24494 | 0.24494 | 0.24494 | 0.24494 | 0.24494 | 0.24494 | 0.24494 | 0.24494 | 0.24494 | 0.24494 | 0.24494 | 0.24494 | 0.24494 | 0.24494 | 0.24494 | 0.24494 | 0.24494 | 0.24494 | 0.24494 | 0.24494 | 0.24494 | 0.24494 | 0.24494 | 0.24494 | 0.24494 | 0.24494 | 0.24494 | 0.24494 | 0.24494 | 0.24494 | 0.24494 | 0 | 0 | 0 | 0 | 0 | 0 | 0 | 0 | 0
F5_Commercial_Retail_Existing_Space Heating_Natural Gas_Boiler_E5 | F5 | Commercial | Retail | Existing | Space Heating | Natural Gas | Boiler | E5 | Utility - Cost of Operation | 0.82867 | 0.82867 | 0.82867 | 0.82867 | 0.82867 | 0.82867 | 0.82867 | 0.82867 | 0.82867 | 0.82867 | 0.82867 | 0.82867 | 0.82867 | 0.82867 | 0.82867 | 0.82867 | 0.82867 | 0.82867 | 0.82867 | 0.82867 | 0.82867 | 0.82867 | 0.82867 | 0.82867 | 0.82867 | 0.82867 | 0.82867 | 0.82867 | 0.82867 | 0.82867 | 0.82867 | 0.82867 | 0.82867 | 0 | 0 | 0 | 0 | 0 | 0 | 0 | 0 | 0
F5_Commercial_Retail_Existing_Space Heating_Natural Gas_Boiler_E6 | F5 | Commercial | Retail | Existing | Space Heating | Natural Gas | Boiler | E6 | Utility - Cost of Operation | 0 | 0 | 0 | 0 | 0 | 0 | 0 | 0 | 0 | 0 | 0 | 0 | 0 | 0 | 0 | 0 | 0 | 0 | 0 | 0 | 0 | 0 | 0 | 0 | 0 | 0 | 0 | 0 | 0 | 0 | 0 | 0 | 0 | 0 | 0 | 0 | 0 | 0 | 0 | 0 | 0 | 0
F5_Commercial_Retail_Existing_Space Heating_Natural Gas_Boiler_E7 | F5 | Commercial | Retail | Existing | Space Heating | Natural Gas | Boiler | E7 | Utility - Cost of Operation | 0 | 0 | 0 | 0 | 0 | 0 | 0 | 0 | 0 | 0 | 0 | 0 | 0 | 0 | 0 | 0 | 0 | 0 | 0 | 0 | 0 | 0 | 0 | 0 | 0 | 0 | 0 | 0 | 0 | 0 | 0 | 0 | 0 | 0 | 0 | 0 | 0 | 0 | 0 | 0 | 0 | 0
F5_Commercial_Retail_Existing_Space Heating_Natural Gas_Boiler_E8 | F5 | Commercial | Retail | Existing | Space Heating | Natural Gas | Boiler | E8 | Utility - Cost of Operation | 0 | 0 | 0 | 0 | 0 | 0 | 0 | 0 | 0 | 0 | 0 | 0 | 0 | 0 | 0 | 0 | 0 | 0 | 0 | 0 | 0 | 0 | 0 | 0 | 0 | 0 | 0 | 0 | 0 | 0 | 0 | 0 | 0 | 0 | 0 | 0 | 0 | 0 | 0 | 0 | 0 | 0
F5_Commercial_Retail_Existing_Space Heating_Natural Gas_Boiler_E9 | F5 | Commercial | Retail | Existing | Space Heating | Natural Gas | Boiler | E9 | Utility - Cost of Operation | 0 | 0 | 0 | 0 | 0 | 0 | 0 | 0 | 0 | 0 | 0 | 0 | 0 | 0 | 0 | 0 | 0 | 0 | 0 | 0 | 0 | 0 | 0 | 0 | 0 | 0 | 0 | 0 | 0 | 0 | 0 | 0 | 0 | 0 | 0 | 0 | 0 | 0 | 0 | 0 | 0 | 0
F5_Commercial_Retail_Existing_Space Heating_Natural Gas_Boiler_E10 | F5 | Commercial | Retail | Existing | Space Heating | Natural Gas | Boiler | E10 | Utility - Cost of Operation | 0 | 0 | 0 | 0 | 0 | 0 | 0 | 0 | 0 | 0 | 0 | 0 | 0 | 0 | 0 | 0 | 0 | 0 | 0 | 0 | 0 | 0 | 0 | 0 | 0 | 0 | 0 | 0 | 0 | 0 | 0 | 0 | 0 | 0 | 0 | 0 | 0 | 0 | 0 | 0 | 0 | 0
F6_Commercial_Retail_Existing_Space Heating_Natural Gas_Boiler_E1 | F6 | Commercial | Retail | Existing | Space Heating | Natural Gas | Boiler | E1 | Utility - Value of Sales | 0.69744 | 0.69524 | 0.69385 | 0.68939 | 0.68552 | 0 | 0 | 0 | 0 | 0 | 0 | 0 | 0 | 0 | 0 | 0 | 0 | 0 | 0 | 0 | 0 | 0 | 0 | 0 | 0 | 0 | 0 | 0 | 0 | 0 | 0 | 0 | 0 | 0 | 0 | 0 | 0 | 0 | 0 | 0 | 0 | 0
F6_Commercial_Retail_Existing_Space Heating_Natural Gas_Boiler_E2 | F6 | Commercial | Retail | Existing | Space Heating | Natural Gas | Boiler | E2 | Utility - Value of Sales | 0.66423 | 0.66213 | 0.66081 | 0.65656 | 0.65287 | 0 | 0 | 0 | 0 | 0 | 0 | 0 | 0 | 0 | 0 | 0 | 0 | 0 | 0 | 0 | 0 | 0 | 0 | 0 | 0 | 0 | 0 | 0 | 0 | 0 | 0 | 0 | 0 | 0 | 0 | 0 | 0 | 0 | 0 | 0 | 0 | 0
F6_Commercial_Retail_Existing_Space Heating_Natural Gas_Boiler_E3 | F6 | Commercial | Retail | Existing | Space Heating | Natural Gas | Boiler | E3 | Utility - Value of Sales | 0.59357 | 0.59169 | 0.59051 | 0.58671 | 0.58342 | 0.58016 | 0.57696 | 0.57382 | 0.57075 | 0.56777 | 0.56487 | 0.56209 | 0.55941 | 0.55686 | 0.55444 | 0.55216 | 0.55001 | 0.548 | 0.54612 | 0.54437 | 0.54276 | 0.54128 | 0.53994 | 0.53873 | 0.53766 | 0.53672 | 0.53591 | 0.53524 | 0.5347 | 0.5343 | 0.53403 | 0.5339 | 0.5339 | 0 | 0 | 0 | 0 | 0 | 0 | 0 | 0 | 0
F6_Commercial_Retail_Existing_Space Heating_Natural Gas_Boiler_E4 | F6 | Commercial | Retail | Existing | Space Heating | Natural Gas | Boiler | E4 | Utility - Value of Sales | 0.56934 | 0.56754 | 0.56641 | 0.56277 | 0.5596 | 0.55648 | 0.55341 | 0.5504 | 0.54746 | 0.54459 | 0.54182 | 0.53914 | 0.53658 | 0.53413 | 0.53181 | 0.52962 | 0.52756 | 0.52563 | 0.52383 | 0.52215 | 0.52061 | 0.51919 | 0.5179 | 0.51674 | 0.51571 | 0.51481 | 0.51404 | 0.5134 | 0.51288 | 0.51249 | 0.51224 | 0.51211 | 0.51211 | 0 | 0 | 0 | 0 | 0 | 0 | 0 | 0 | 0
F6_Commercial_Retail_Existing_Space Heating_Natural Gas_Boiler_E5 | F6 | Commercial | Retail | Existing | Space Heating | Natural Gas | Boiler | E5 | Utility - Value of Sales | 0.42919 | 0.42784 | 0.42699 | 0.42424 | 0.42186 | 0.4195 | 0.41719 | 0.41492 | 0.4127 | 0.41054 | 0.40845 | 0.40643 | 0.4045 | 0.40265 | 0.4009 | 0.39925 | 0.3977 | 0.39624 | 0.39488 | 0.39362 | 0.39246 | 0.39139 | 0.39042 | 0.38954 | 0.38877 | 0.38809 | 0.38751 | 0.38702 | 0.38663 | 0.38634 | 0.38615 | 0.38605 | 0.38605 | 0 | 0 | 0 | 0 | 0 | 0 | 0 | 0 | 0
F6_Commercial_Retail_Existing_Space Heating_Natural Gas_Boiler_E6 | F6 | Commercial | Retail | Existing | Space Heating | Natural Gas | Boiler | E6 | Utility - Value of Sales | 0 | 0 | 0 | 0 | 0 | 0 | 0 | 0 | 0 | 0 | 0 | 0 | 0 | 0 | 0 | 0 | 0 | 0 | 0 | 0 | 0 | 0 | 0 | 0 | 0 | 0 | 0 | 0 | 0 | 0 | 0 | 0 | 0 | 0 | 0 | 0 | 0 | 0 | 0 | 0 | 0 | 0
F6_Commercial_Retail_Existing_Space Heating_Natural Gas_Boiler_E7 | F6 | Commercial | Retail | Existing | Space Heating | Natural Gas | Boiler | E7 | Utility - Value of Sales | 0 | 0 | 0 | 0 | 0 | 0 | 0 | 0 | 0 | 0 | 0 | 0 | 0 | 0 | 0 | 0 | 0 | 0 | 0 | 0 | 0 | 0 | 0 | 0 | 0 | 0 | 0 | 0 | 0 | 0 | 0 | 0 | 0 | 0 | 0 | 0 | 0 | 0 | 0 | 0 | 0 | 0
F6_Commercial_Retail_Existing_Space Heating_Natural Gas_Boiler_E8 | F6 | Commercial | Retail | Existing | Space Heating | Natural Gas | Boiler | E8 | Utility - Value of Sales | 0 | 0 | 0 | 0 | 0 | 0 | 0 | 0 | 0 | 0 | 0 | 0 | 0 | 0 | 0 | 0 | 0 | 0 | 0 | 0 | 0 | 0 | 0 | 0 | 0 | 0 | 0 | 0 | 0 | 0 | 0 | 0 | 0 | 0 | 0 | 0 | 0 | 0 | 0 | 0 | 0 | 0
F6_Commercial_Retail_Existing_Space Heating_Natural Gas_Boiler_E9 | F6 | Commercial | Retail | Existing | Space Heating | Natural Gas | Boiler | E9 | Utility - Value of Sales | 0 | 0 | 0 | 0 | 0 | 0 | 0 | 0 | 0 | 0 | 0 | 0 | 0 | 0 | 0 | 0 | 0 | 0 | 0 | 0 | 0 | 0 | 0 | 0 | 0 | 0 | 0 | 0 | 0 | 0 | 0 | 0 | 0 | 0 | 0 | 0 | 0 | 0 | 0 | 0 | 0 | 0
F6_Commercial_Retail_Existing_Space Heating_Natural Gas_Boiler_E10 | F6 | Commercial | Retail | Existing | Space Heating | Natural Gas | Boiler | E10 | Utility - Value of Sales | 0 | 0 | 0 | 0 | 0 | 0 | 0 | 0 | 0 | 0 | 0 | 0 | 0 | 0 | 0 | 0 | 0 | 0 | 0 | 0 | 0 | 0 | 0 | 0 | 0 | 0 | 0 | 0 | 0 | 0 | 0 | 0 | 0 | 0 | 0 | 0 | 0 | 0 | 0 | 0 | 0 | 0
F1_Commercial_Retail_Existing_Space Heating_Natural Gas_Unit Heater_E1 | F1 | Commercial | Retail | Existing | Space Heating | Natural Gas | Unit Heater | E1 | RVT - Cost of Equipment | 0.16571 | 0.16556 | 0.166 | 0.16467 | 0.16373 | 0 | 0 | 0 | 0 | 0 | 0 | 0 | 0 | 0 | 0 | 0 | 0 | 0 | 0 | 0 | 0 | 0 | 0 | 0 | 0 | 0 | 0 | 0 | 0 | 0 | 0 | 0 | 0 | 0 | 0 | 0 | 0 | 0 | 0 | 0 | 0 | 0
F1_Commercial_Retail_Existing_Space Heating_Natural Gas_Unit Heater_E2 | F1 | Commercial | Retail | Existing | Space Heating | Natural Gas | Unit Heater | E2 | RVT - Cost of Equipment | 0.14912 | 0.14899 | 0.14939 | 0.14819 | 0.14733 | 0.14701 | 0.14716 | 0.14717 | 0.14734 | 0.14744 | 0.14751 | 0.14754 | 0.14761 | 0.14771 | 0.14776 | 0.14783 | 0.14791 | 0.14806 | 0.14821 | 0.14844 | 0.14864 | 0.14887 | 0.14907 | 0.14932 | 0.1495 | 0.14968 | 0.14984 | 0.15002 | 0.15014 | 0.15027 | 0.15034 | 0.15044 | 0.15044 | 0 | 0 | 0 | 0 | 0 | 0 | 0 | 0 | 0
F1_Commercial_Retail_Existing_Space Heating_Natural Gas_Unit Heater_E3 | F1 | Commercial | Retail | Existing | Space Heating | Natural Gas | Unit Heater | E3 | RVT - Cost of Equipment | 0.12879 | 0.12867 | 0.12902 | 0.12798 | 0.12724 | 0.12696 | 0.12709 | 0.12711 | 0.12725 | 0.12734 | 0.1274 | 0.12742 | 0.12748 | 0.12757 | 0.12761 | 0.12768 | 0.12775 | 0.12787 | 0.128 | 0.1282 | 0.12837 | 0.12857 | 0.12874 | 0.12896 | 0.12912 | 0.12927 | 0.12941 | 0.12956 | 0.12967 | 0.12978 | 0.12984 | 0.12992 | 0.12992 | 0 | 0 | 0 | 0 | 0 | 0 | 0 | 0 | 0
F1_Commercial_Retail_Existing_Space Heating_Natural Gas_Unit Heater_E4 | F1 | Commercial | Retail | Existing | Space Heating | Natural Gas | Unit Heater | E4 | RVT - Cost of Equipment | 0 | 0 | 0 | 0 | 0 | 0 | 0 | 0 | 0 | 0 | 0 | 0 | 0 | 0 | 0 | 0 | 0 | 0 | 0 | 0 | 0 | 0 | 0 | 0 | 0 | 0 | 0 | 0 | 0 | 0 | 0 | 0 | 0 | 0 | 0 | 0 | 0 | 0 | 0 | 0 | 0 | 0
F1_Commercial_Retail_Existing_Space Heating_Natural Gas_Unit Heater_E5 | F1 | Commercial | Retail | Existing | Space Heating | Natural Gas | Unit Heater | E5 | RVT - Cost of Equipment | 0 | 0 | 0 | 0 | 0 | 0 | 0 | 0 | 0 | 0 | 0 | 0 | 0 | 0 | 0 | 0 | 0 | 0 | 0 | 0 | 0 | 0 | 0 | 0 | 0 | 0 | 0 | 0 | 0 | 0 | 0 | 0 | 0 | 0 | 0 | 0 | 0 | 0 | 0 | 0 | 0 | 0
F1_Commercial_Retail_Existing_Space Heating_Natural Gas_Unit Heater_E6 | F1 | Commercial | Retail | Existing | Space Heating | Natural Gas | Unit Heater | E6 | RVT - Cost of Equipment | 0 | 0 | 0 | 0 | 0 | 0 | 0 | 0 | 0 | 0 | 0 | 0 | 0 | 0 | 0 | 0 | 0 | 0 | 0 | 0 | 0 | 0 | 0 | 0 | 0 | 0 | 0 | 0 | 0 | 0 | 0 | 0 | 0 | 0 | 0 | 0 | 0 | 0 | 0 | 0 | 0 | 0
F1_Commercial_Retail_Existing_Space Heating_Natural Gas_Unit Heater_E7 | F1 | Commercial | Retail | Existing | Space Heating | Natural Gas | Unit Heater | E7 | RVT - Cost of Equipment | 0 | 0 | 0 | 0 | 0 | 0 | 0 | 0 | 0 | 0 | 0 | 0 | 0 | 0 | 0 | 0 | 0 | 0 | 0 | 0 | 0 | 0 | 0 | 0 | 0 | 0 | 0 | 0 | 0 | 0 | 0 | 0 | 0 | 0 | 0 | 0 | 0 | 0 | 0 | 0 | 0 | 0
F1_Commercial_Retail_Existing_Space Heating_Natural Gas_Unit Heater_E8 | F1 | Commercial | Retail | Existing | Space Heating | Natural Gas | Unit Heater | E8 | RVT - Cost of Equipment | 0 | 0 | 0 | 0 | 0 | 0 | 0 | 0 | 0 | 0 | 0 | 0 | 0 | 0 | 0 | 0 | 0 | 0 | 0 | 0 | 0 | 0 | 0 | 0 | 0 | 0 | 0 | 0 | 0 | 0 | 0 | 0 | 0 | 0 | 0 | 0 | 0 | 0 | 0 | 0 | 0 | 0
F1_Commercial_Retail_Existing_Space Heating_Natural Gas_Unit Heater_E9 | F1 | Commercial | Retail | Existing | Space Heating | Natural Gas | Unit Heater | E9 | RVT - Cost of Equipment | 0 | 0 | 0 | 0 | 0 | 0 | 0 | 0 | 0 | 0 | 0 | 0 | 0 | 0 | 0 | 0 | 0 | 0 | 0 | 0 | 0 | 0 | 0 | 0 | 0 | 0 | 0 | 0 | 0 | 0 | 0 | 0 | 0 | 0 | 0 | 0 | 0 | 0 | 0 | 0 | 0 | 0
F1_Commercial_Retail_Existing_Space Heating_Natural Gas_Unit Heater_E10 | F1 | Commercial | Retail | Existing | Space Heating | Natural Gas | Unit Heater | E10 | RVT - Cost of Equipment | 0 | 0 | 0 | 0 | 0 | 0 | 0 | 0 | 0 | 0 | 0 | 0 | 0 | 0 | 0 | 0 | 0 | 0 | 0 | 0 | 0 | 0 | 0 | 0 | 0 | 0 | 0 | 0 | 0 | 0 | 0 | 0 | 0 | 0 | 0 | 0 | 0 | 0 | 0 | 0 | 0 | 0
F2_Commercial_Retail_Existing_Space Heating_Natural Gas_Unit Heater_E1 | F2 | Commercial | Retail | Existing | Space Heating | Natural Gas | Unit Heater | E1 | RVT - Cost of Operation | 0.19853 | 0.19836 | 0.19888 | 0.19729 | 0.19615 | 0 | 0 | 0 | 0 | 0 | 0 | 0 | 0 | 0 | 0 | 0 | 0 | 0 | 0 | 0 | 0 | 0 | 0 | 0 | 0 | 0 | 0 | 0 | 0 | 0 | 0 | 0 | 0 | 0 | 0 | 0 | 0 | 0 | 0 | 0 | 0 | 0
F2_Commercial_Retail_Existing_Space Heating_Natural Gas_Unit Heater_E2 | F2 | Commercial | Retail | Existing | Space Heating | Natural Gas | Unit Heater | E2 | RVT - Cost of Operation | 0.17866 | 0.1785 | 0.17897 | 0.17754 | 0.17652 | 0.17613 | 0.1763 | 0.17632 | 0.17652 | 0.17664 | 0.17673 | 0.17676 | 0.17684 | 0.17696 | 0.17702 | 0.17711 | 0.17721 | 0.17739 | 0.17757 | 0.17784 | 0.17808 | 0.17836 | 0.1786 | 0.17889 | 0.17912 | 0.17932 | 0.17952 | 0.17973 | 0.17987 | 0.18003 | 0.18012 | 0.18023 | 0.18023 | 0 | 0 | 0 | 0 | 0 | 0 | 0 | 0 | 0
F2_Commercial_Retail_Existing_Space Heating_Natural Gas_Unit Heater_E3 | F2 | Commercial | Retail | Existing | Space Heating | Natural Gas | Unit Heater | E3 | RVT - Cost of Operation | 0.1543 | 0.15416 | 0.15457 | 0.15333 | 0.15245 | 0.15211 | 0.15226 | 0.15228 | 0.15245 | 0.15256 | 0.15263 | 0.15266 | 0.15273 | 0.15283 | 0.15289 | 0.15296 | 0.15305 | 0.1532 | 0.15336 | 0.15359 | 0.1538 | 0.15404 | 0.15424 | 0.1545 | 0.15469 | 0.15487 | 0.15504 | 0.15523 | 0.15535 | 0.15548 | 0.15556 | 0.15566 | 0.15566 | 0 | 0 | 0 | 0 | 0 | 0 | 0 | 0 | 0
F2_Commercial_Retail_Existing_Space Heating_Natural Gas_Unit Heater_E4 | F2 | Commercial | Retail | Existing | Space Heating | Natural Gas | Unit Heater | E4 | RVT - Cost of Operation | 0 | 0 | 0 | 0 | 0 | 0 | 0 | 0 | 0 | 0 | 0 | 0 | 0 | 0 | 0 | 0 | 0 | 0 | 0 | 0 | 0 | 0 | 0 | 0 | 0 | 0 | 0 | 0 | 0 | 0 | 0 | 0 | 0 | 0 | 0 | 0 | 0 | 0 | 0 | 0 | 0 | 0
F2_Commercial_Retail_Existing_Space Heating_Natural Gas_Unit Heater_E5 | F2 | Commercial | Retail | Existing | Space Heating | Natural Gas | Unit Heater | E5 | RVT - Cost of Operation | 0 | 0 | 0 | 0 | 0 | 0 | 0 | 0 | 0 | 0 | 0 | 0 | 0 | 0 | 0 | 0 | 0 | 0 | 0 | 0 | 0 | 0 | 0 | 0 | 0 | 0 | 0 | 0 | 0 | 0 | 0 | 0 | 0 | 0 | 0 | 0 | 0 | 0 | 0 | 0 | 0 | 0
F2_Commercial_Retail_Existing_Space Heating_Natural Gas_Unit Heater_E6 | F2 | Commercial | Retail | Existing | Space Heating | Natural Gas | Unit Heater | E6 | RVT - Cost of Operation | 0 | 0 | 0 | 0 | 0 | 0 | 0 | 0 | 0 | 0 | 0 | 0 | 0 | 0 | 0 | 0 | 0 | 0 | 0 | 0 | 0 | 0 | 0 | 0 | 0 | 0 | 0 | 0 | 0 | 0 | 0 | 0 | 0 | 0 | 0 | 0 | 0 | 0 | 0 | 0 | 0 | 0
F2_Commercial_Retail_Existing_Space Heating_Natural Gas_Unit Heater_E7 | F2 | Commercial | Retail | Existing | Space Heating | Natural Gas | Unit Heater | E7 | RVT - Cost of Operation | 0 | 0 | 0 | 0 | 0 | 0 | 0 | 0 | 0 | 0 | 0 | 0 | 0 | 0 | 0 | 0 | 0 | 0 | 0 | 0 | 0 | 0 | 0 | 0 | 0 | 0 | 0 | 0 | 0 | 0 | 0 | 0 | 0 | 0 | 0 | 0 | 0 | 0 | 0 | 0 | 0 | 0
F2_Commercial_Retail_Existing_Space Heating_Natural Gas_Unit Heater_E8 | F2 | Commercial | Retail | Existing | Space Heating | Natural Gas | Unit Heater | E8 | RVT - Cost of Operation | 0 | 0 | 0 | 0 | 0 | 0 | 0 | 0 | 0 | 0 | 0 | 0 | 0 | 0 | 0 | 0 | 0 | 0 | 0 | 0 | 0 | 0 | 0 | 0 | 0 | 0 | 0 | 0 | 0 | 0 | 0 | 0 | 0 | 0 | 0 | 0 | 0 | 0 | 0 | 0 | 0 | 0
F2_Commercial_Retail_Existing_Space Heating_Natural Gas_Unit Heater_E9 | F2 | Commercial | Retail | Existing | Space Heating | Natural Gas | Unit Heater | E9 | RVT - Cost of Operation | 0 | 0 | 0 | 0 | 0 | 0 | 0 | 0 | 0 | 0 | 0 | 0 | 0 | 0 | 0 | 0 | 0 | 0 | 0 | 0 | 0 | 0 | 0 | 0 | 0 | 0 | 0 | 0 | 0 | 0 | 0 | 0 | 0 | 0 | 0 | 0 | 0 | 0 | 0 | 0 | 0 | 0
F2_Commercial_Retail_Existing_Space Heating_Natural Gas_Unit Heater_E10 | F2 | Commercial | Retail | Existing | Space Heating | Natural Gas | Unit Heater | E10 | RVT - Cost of Operation | 0 | 0 | 0 | 0 | 0 | 0 | 0 | 0 | 0 | 0 | 0 | 0 | 0 | 0 | 0 | 0 | 0 | 0 | 0 | 0 | 0 | 0 | 0 | 0 | 0 | 0 | 0 | 0 | 0 | 0 | 0 | 0 | 0 | 0 | 0 | 0 | 0 | 0 | 0 | 0 | 0 | 0
F3_Commercial_Retail_Existing_Space Heating_Natural Gas_Unit Heater_E1 | F3 | Commercial | Retail | Existing | Space Heating | Natural Gas | Unit Heater | E1 | System - kBTUs of Consumption | 0.0064781 | 0.0064781 | 0.0064781 | 0.0064781 | 0.0064781 | 0 | 0 | 0 | 0 | 0 | 0 | 0 | 0 | 0 | 0 | 0 | 0 | 0 | 0 | 0 | 0 | 0 | 0 | 0 | 0 | 0 | 0 | 0 | 0 | 0 | 0 | 0 | 0 | 0 | 0 | 0 | 0 | 0 | 0 | 0 | 0 | 0
F3_Commercial_Retail_Existing_Space Heating_Natural Gas_Unit Heater_E2 | F3 | Commercial | Retail | Existing | Space Heating | Natural Gas | Unit Heater | E2 | System - kBTUs of Consumption | 0.020715 | 0.020715 | 0.020715 | 0.020715 | 0.020715 | 0.020715 | 0.020715 | 0.020715 | 0.020715 | 0.020715 | 0.020715 | 0.020715 | 0.020715 | 0.020715 | 0.020715 | 0.020715 | 0.020715 | 0.020715 | 0.020715 | 0.020715 | 0.020715 | 0.020715 | 0.020715 | 0.020715 | 0.020715 | 0.020715 | 0.020715 | 0.020715 | 0.020715 | 0.020715 | 0.020715 | 0.020715 | 0.020715 | 0 | 0 | 0 | 0 | 0 | 0 | 0 | 0 | 0
F3_Commercial_Retail_Existing_Space Heating_Natural Gas_Unit Heater_E3 | F3 | Commercial | Retail | Existing | Space Heating | Natural Gas | Unit Heater | E3 | System - kBTUs of Consumption | 0.0089486 | 0.0089486 | 0.0089486 | 0.0089486 | 0.0089486 | 0.0089486 | 0.0089486 | 0.0089486 | 0.0089486 | 0.0089486 | 0.0089486 | 0.0089486 | 0.0089486 | 0.0089486 | 0.0089486 | 0.0089486 | 0.0089486 | 0.0089486 | 0.0089486 | 0.0089486 | 0.0089486 | 0.0089486 | 0.0089486 | 0.0089486 | 0.0089486 | 0.0089486 | 0.0089486 | 0.0089486 | 0.0089486 | 0.0089486 | 0.0089486 | 0.0089486 | 0.0089486 | 0 | 0 | 0 | 0 | 0 | 0 | 0 | 0 | 0
F3_Commercial_Retail_Existing_Space Heating_Natural Gas_Unit Heater_E4 | F3 | Commercial | Retail | Existing | Space Heating | Natural Gas | Unit Heater | E4 | System - kBTUs of Consumption | 0 | 0 | 0 | 0 | 0 | 0 | 0 | 0 | 0 | 0 | 0 | 0 | 0 | 0 | 0 | 0 | 0 | 0 | 0 | 0 | 0 | 0 | 0 | 0 | 0 | 0 | 0 | 0 | 0 | 0 | 0 | 0 | 0 | 0 | 0 | 0 | 0 | 0 | 0 | 0 | 0 | 0
F3_Commercial_Retail_Existing_Space Heating_Natural Gas_Unit Heater_E5 | F3 | Commercial | Retail | Existing | Space Heating | Natural Gas | Unit Heater | E5 | System - kBTUs of Consumption | 0 | 0 | 0 | 0 | 0 | 0 | 0 | 0 | 0 | 0 | 0 | 0 | 0 | 0 | 0 | 0 | 0 | 0 | 0 | 0 | 0 | 0 | 0 | 0 | 0 | 0 | 0 | 0 | 0 | 0 | 0 | 0 | 0 | 0 | 0 | 0 | 0 | 0 | 0 | 0 | 0 | 0
F3_Commercial_Retail_Existing_Space Heating_Natural Gas_Unit Heater_E6 | F3 | Commercial | Retail | Existing | Space Heating | Natural Gas | Unit Heater | E6 | System - kBTUs of Consumption | 0 | 0 | 0 | 0 | 0 | 0 | 0 | 0 | 0 | 0 | 0 | 0 | 0 | 0 | 0 | 0 | 0 | 0 | 0 | 0 | 0 | 0 | 0 | 0 | 0 | 0 | 0 | 0 | 0 | 0 | 0 | 0 | 0 | 0 | 0 | 0 | 0 | 0 | 0 | 0 | 0 | 0
F3_Commercial_Retail_Existing_Space Heating_Natural Gas_Unit Heater_E7 | F3 | Commercial | Retail | Existing | Space Heating | Natural Gas | Unit Heater | E7 | System - kBTUs of Consumption | 0 | 0 | 0 | 0 | 0 | 0 | 0 | 0 | 0 | 0 | 0 | 0 | 0 | 0 | 0 | 0 | 0 | 0 | 0 | 0 | 0 | 0 | 0 | 0 | 0 | 0 | 0 | 0 | 0 | 0 | 0 | 0 | 0 | 0 | 0 | 0 | 0 | 0 | 0 | 0 | 0 | 0
F3_Commercial_Retail_Existing_Space Heating_Natural Gas_Unit Heater_E8 | F3 | Commercial | Retail | Existing | Space Heating | Natural Gas | Unit Heater | E8 | System - kBTUs of Consumption | 0 | 0 | 0 | 0 | 0 | 0 | 0 | 0 | 0 | 0 | 0 | 0 | 0 | 0 | 0 | 0 | 0 | 0 | 0 | 0 | 0 | 0 | 0 | 0 | 0 | 0 | 0 | 0 | 0 | 0 | 0 | 0 | 0 | 0 | 0 | 0 | 0 | 0 | 0 | 0 | 0 | 0
F3_Commercial_Retail_Existing_Space Heating_Natural Gas_Unit Heater_E9 | F3 | Commercial | Retail | Existing | Space Heating | Natural Gas | Unit Heater | E9 | System - kBTUs of Consumption | 0 | 0 | 0 | 0 | 0 | 0 | 0 | 0 | 0 | 0 | 0 | 0 | 0 | 0 | 0 | 0 | 0 | 0 | 0 | 0 | 0 | 0 | 0 | 0 | 0 | 0 | 0 | 0 | 0 | 0 | 0 | 0 | 0 | 0 | 0 | 0 | 0 | 0 | 0 | 0 | 0 | 0
F3_Commercial_Retail_Existing_Space Heating_Natural Gas_Unit Heater_E10 | F3 | Commercial | Retail | Existing | Space Heating | Natural Gas | Unit Heater | E10 | System - kBTUs of Consumption | 0 | 0 | 0 | 0 | 0 | 0 | 0 | 0 | 0 | 0 | 0 | 0 | 0 | 0 | 0 | 0 | 0 | 0 | 0 | 0 | 0 | 0 | 0 | 0 | 0 | 0 | 0 | 0 | 0 | 0 | 0 | 0 | 0 | 0 | 0 | 0 | 0 | 0 | 0 | 0 | 0 | 0
F4_Commercial_Retail_Existing_Space Heating_Natural Gas_Unit Heater_E1 | F4 | Commercial | Retail | Existing | Space Heating | Natural Gas | Unit Heater | E1 | Utility - Cost of Equipment | 0.19853 | 0.19836 | 0.19888 | 0.19729 | 0.19615 | 0 | 0 | 0 | 0 | 0 | 0 | 0 | 0 | 0 | 0 | 0 | 0 | 0 | 0 | 0 | 0 | 0 | 0 | 0 | 0 | 0 | 0 | 0 | 0 | 0 | 0 | 0 | 0 | 0 | 0 | 0 | 0 | 0 | 0 | 0 | 0 | 0
F4_Commercial_Retail_Existing_Space Heating_Natural Gas_Unit Heater_E2 | F4 | Commercial | Retail | Existing | Space Heating | Natural Gas | Unit Heater | E2 | Utility - Cost of Equipment | 0.17866 | 0.1785 | 0.17897 | 0.17754 | 0.17652 | 0.17613 | 0.1763 | 0.17632 | 0.17652 | 0.17664 | 0.17673 | 0.17676 | 0.17684 | 0.17696 | 0.17702 | 0.17711 | 0.17721 | 0.17739 | 0.17757 | 0.17784 | 0.17808 | 0.17836 | 0.1786 | 0.17889 | 0.17912 | 0.17932 | 0.17952 | 0.17973 | 0.17987 | 0.18003 | 0.18012 | 0.18023 | 0.18023 | 0 | 0 | 0 | 0 | 0 | 0 | 0 | 0 | 0
F4_Commercial_Retail_Existing_Space Heating_Natural Gas_Unit Heater_E3 | F4 | Commercial | Retail | Existing | Space Heating | Natural Gas | Unit Heater | E3 | Utility - Cost of Equipment | 0.1543 | 0.15416 | 0.15457 | 0.15333 | 0.15245 | 0.15211 | 0.15226 | 0.15228 | 0.15245 | 0.15256 | 0.15263 | 0.15266 | 0.15273 | 0.15283 | 0.15289 | 0.15296 | 0.15305 | 0.1532 | 0.15336 | 0.15359 | 0.1538 | 0.15404 | 0.15424 | 0.1545 | 0.15469 | 0.15487 | 0.15504 | 0.15523 | 0.15535 | 0.15548 | 0.15556 | 0.15566 | 0.15566 | 0 | 0 | 0 | 0 | 0 | 0 | 0 | 0 | 0
F4_Commercial_Retail_Existing_Space Heating_Natural Gas_Unit Heater_E4 | F4 | Commercial | Retail | Existing | Space Heating | Natural Gas | Unit Heater | E4 | Utility - Cost of Equipment | 0 | 0 | 0 | 0 | 0 | 0 | 0 | 0 | 0 | 0 | 0 | 0 | 0 | 0 | 0 | 0 | 0 | 0 | 0 | 0 | 0 | 0 | 0 | 0 | 0 | 0 | 0 | 0 | 0 | 0 | 0 | 0 | 0 | 0 | 0 | 0 | 0 | 0 | 0 | 0 | 0 | 0
F4_Commercial_Retail_Existing_Space Heating_Natural Gas_Unit Heater_E5 | F4 | Commercial | Retail | Existing | Space Heating | Natural Gas | Unit Heater | E5 | Utility - Cost of Equipment | 0 | 0 | 0 | 0 | 0 | 0 | 0 | 0 | 0 | 0 | 0 | 0 | 0 | 0 | 0 | 0 | 0 | 0 | 0 | 0 | 0 | 0 | 0 | 0 | 0 | 0 | 0 | 0 | 0 | 0 | 0 | 0 | 0 | 0 | 0 | 0 | 0 | 0 | 0 | 0 | 0 | 0
F4_Commercial_Retail_Existing_Space Heating_Natural Gas_Unit Heater_E6 | F4 | Commercial | Retail | Existing | Space Heating | Natural Gas | Unit Heater | E6 | Utility - Cost of Equipment | 0 | 0 | 0 | 0 | 0 | 0 | 0 | 0 | 0 | 0 | 0 | 0 | 0 | 0 | 0 | 0 | 0 | 0 | 0 | 0 | 0 | 0 | 0 | 0 | 0 | 0 | 0 | 0 | 0 | 0 | 0 | 0 | 0 | 0 | 0 | 0 | 0 | 0 | 0 | 0 | 0 | 0
F4_Commercial_Retail_Existing_Space Heating_Natural Gas_Unit Heater_E7 | F4 | Commercial | Retail | Existing | Space Heating | Natural Gas | Unit Heater | E7 | Utility - Cost of Equipment | 0 | 0 | 0 | 0 | 0 | 0 | 0 | 0 | 0 | 0 | 0 | 0 | 0 | 0 | 0 | 0 | 0 | 0 | 0 | 0 | 0 | 0 | 0 | 0 | 0 | 0 | 0 | 0 | 0 | 0 | 0 | 0 | 0 | 0 | 0 | 0 | 0 | 0 | 0 | 0 | 0 | 0
F4_Commercial_Retail_Existing_Space Heating_Natural Gas_Unit Heater_E8 | F4 | Commercial | Retail | Existing | Space Heating | Natural Gas | Unit Heater | E8 | Utility - Cost of Equipment | 0 | 0 | 0 | 0 | 0 | 0 | 0 | 0 | 0 | 0 | 0 | 0 | 0 | 0 | 0 | 0 | 0 | 0 | 0 | 0 | 0 | 0 | 0 | 0 | 0 | 0 | 0 | 0 | 0 | 0 | 0 | 0 | 0 | 0 | 0 | 0 | 0 | 0 | 0 | 0 | 0 | 0
F4_Commercial_Retail_Existing_Space Heating_Natural Gas_Unit Heater_E9 | F4 | Commercial | Retail | Existing | Space Heating | Natural Gas | Unit Heater | E9 | Utility - Cost of Equipment | 0 | 0 | 0 | 0 | 0 | 0 | 0 | 0 | 0 | 0 | 0 | 0 | 0 | 0 | 0 | 0 | 0 | 0 | 0 | 0 | 0 | 0 | 0 | 0 | 0 | 0 | 0 | 0 | 0 | 0 | 0 | 0 | 0 | 0 | 0 | 0 | 0 | 0 | 0 | 0 | 0 | 0
F4_Commercial_Retail_Existing_Space Heating_Natural Gas_Unit Heater_E10 | F4 | Commercial | Retail | Existing | Space Heating | Natural Gas | Unit Heater | E10 | Utility - Cost of Equipment | 0 | 0 | 0 | 0 | 0 | 0 | 0 | 0 | 0 | 0 | 0 | 0 | 0 | 0 | 0 | 0 | 0 | 0 | 0 | 0 | 0 | 0 | 0 | 0 | 0 | 0 | 0 | 0 | 0 | 0 | 0 | 0 | 0 | 0 | 0 | 0 | 0 | 0 | 0 | 0 | 0 | 0
F5_Commercial_Retail_Existing_Space Heating_Natural Gas_Unit Heater_E1 | F5 | Commercial | Retail | Existing | Space Heating | Natural Gas | Unit Heater | E1 | Utility - Cost of Operation | 0.0064781 | 0.0064781 | 0.0064781 | 0.0064781 | 0.0064781 | 0 | 0 | 0 | 0 | 0 | 0 | 0 | 0 | 0 | 0 | 0 | 0 | 0 | 0 | 0 | 0 | 0 | 0 | 0 | 0 | 0 | 0 | 0 | 0 | 0 | 0 | 0 | 0 | 0 | 0 | 0 | 0 | 0 | 0 | 0 | 0 | 0
F5_Commercial_Retail_Existing_Space Heating_Natural Gas_Unit Heater_E2 | F5 | Commercial | Retail | Existing | Space Heating | Natural Gas | Unit Heater | E2 | Utility - Cost of Operation | 0.020715 | 0.020715 | 0.020715 | 0.020715 | 0.020715 | 0.020715 | 0.020715 | 0.020715 | 0.020715 | 0.020715 | 0.020715 | 0.020715 | 0.020715 | 0.020715 | 0.020715 | 0.020715 | 0.020715 | 0.020715 | 0.020715 | 0.020715 | 0.020715 | 0.020715 | 0.020715 | 0.020715 | 0.020715 | 0.020715 | 0.020715 | 0.020715 | 0.020715 | 0.020715 | 0.020715 | 0.020715 | 0.020715 | 0 | 0 | 0 | 0 | 0 | 0 | 0 | 0 | 0
F5_Commercial_Retail_Existing_Space Heating_Natural Gas_Unit Heater_E3 | F5 | Commercial | Retail | Existing | Space Heating | Natural Gas | Unit Heater | E3 | Utility - Cost of Operation | 0.0089486 | 0.0089486 | 0.0089486 | 0.0089486 | 0.0089486 | 0.0089486 | 0.0089486 | 0.0089486 | 0.0089486 | 0.0089486 | 0.0089486 | 0.0089486 | 0.0089486 | 0.0089486 | 0.0089486 | 0.0089486 | 0.0089486 | 0.0089486 | 0.0089486 | 0.0089486 | 0.0089486 | 0.0089486 | 0.0089486 | 0.0089486 | 0.0089486 | 0.0089486 | 0.0089486 | 0.0089486 | 0.0089486 | 0.0089486 | 0.0089486 | 0.0089486 | 0.0089486 | 0 | 0 | 0 | 0 | 0 | 0 | 0 | 0 | 0
F5_Commercial_Retail_Existing_Space Heating_Natural Gas_Unit Heater_E4 | F5 | Commercial | Retail | Existing | Space Heating | Natural Gas | Unit Heater | E4 | Utility - Cost of Operation | 0 | 0 | 0 | 0 | 0 | 0 | 0 | 0 | 0 | 0 | 0 | 0 | 0 | 0 | 0 | 0 | 0 | 0 | 0 | 0 | 0 | 0 | 0 | 0 | 0 | 0 | 0 | 0 | 0 | 0 | 0 | 0 | 0 | 0 | 0 | 0 | 0 | 0 | 0 | 0 | 0 | 0
F5_Commercial_Retail_Existing_Space Heating_Natural Gas_Unit Heater_E5 | F5 | Commercial | Retail | Existing | Space Heating | Natural Gas | Unit Heater | E5 | Utility - Cost of Operation | 0 | 0 | 0 | 0 | 0 | 0 | 0 | 0 | 0 | 0 | 0 | 0 | 0 | 0 | 0 | 0 | 0 | 0 | 0 | 0 | 0 | 0 | 0 | 0 | 0 | 0 | 0 | 0 | 0 | 0 | 0 | 0 | 0 | 0 | 0 | 0 | 0 | 0 | 0 | 0 | 0 | 0
F5_Commercial_Retail_Existing_Space Heating_Natural Gas_Unit Heater_E6 | F5 | Commercial | Retail | Existing | Space Heating | Natural Gas | Unit Heater | E6 | Utility - Cost of Operation | 0 | 0 | 0 | 0 | 0 | 0 | 0 | 0 | 0 | 0 | 0 | 0 | 0 | 0 | 0 | 0 | 0 | 0 | 0 | 0 | 0 | 0 | 0 | 0 | 0 | 0 | 0 | 0 | 0 | 0 | 0 | 0 | 0 | 0 | 0 | 0 | 0 | 0 | 0 | 0 | 0 | 0
F5_Commercial_Retail_Existing_Space Heating_Natural Gas_Unit Heater_E7 | F5 | Commercial | Retail | Existing | Space Heating | Natural Gas | Unit Heater | E7 | Utility - Cost of Operation | 0 | 0 | 0 | 0 | 0 | 0 | 0 | 0 | 0 | 0 | 0 | 0 | 0 | 0 | 0 | 0 | 0 | 0 | 0 | 0 | 0 | 0 | 0 | 0 | 0 | 0 | 0 | 0 | 0 | 0 | 0 | 0 | 0 | 0 | 0 | 0 | 0 | 0 | 0 | 0 | 0 | 0
F5_Commercial_Retail_Existing_Space Heating_Natural Gas_Unit Heater_E8 | F5 | Commercial | Retail | Existing | Space Heating | Natural Gas | Unit Heater | E8 | Utility - Cost of Operation | 0 | 0 | 0 | 0 | 0 | 0 | 0 | 0 | 0 | 0 | 0 | 0 | 0 | 0 | 0 | 0 | 0 | 0 | 0 | 0 | 0 | 0 | 0 | 0 | 0 | 0 | 0 | 0 | 0 | 0 | 0 | 0 | 0 | 0 | 0 | 0 | 0 | 0 | 0 | 0 | 0 | 0
F5_Commercial_Retail_Existing_Space Heating_Natural Gas_Unit Heater_E9 | F5 | Commercial | Retail | Existing | Space Heating | Natural Gas | Unit Heater | E9 | Utility - Cost of Operation | 0 | 0 | 0 | 0 | 0 | 0 | 0 | 0 | 0 | 0 | 0 | 0 | 0 | 0 | 0 | 0 | 0 | 0 | 0 | 0 | 0 | 0 | 0 | 0 | 0 | 0 | 0 | 0 | 0 | 0 | 0 | 0 | 0 | 0 | 0 | 0 | 0 | 0 | 0 | 0 | 0 | 0
F5_Commercial_Retail_Existing_Space Heating_Natural Gas_Unit Heater_E10 | F5 | Commercial | Retail | Existing | Space Heating | Natural Gas | Unit Heater | E10 | Utility - Cost of Operation | 0 | 0 | 0 | 0 | 0 | 0 | 0 | 0 | 0 | 0 | 0 | 0 | 0 | 0 | 0 | 0 | 0 | 0 | 0 | 0 | 0 | 0 | 0 | 0 | 0 | 0 | 0 | 0 | 0 | 0 | 0 | 0 | 0 | 0 | 0 | 0 | 0 | 0 | 0 | 0 | 0 | 0
F6_Commercial_Retail_Existing_Space Heating_Natural Gas_Unit Heater_E1 | F6 | Commercial | Retail | Existing | Space Heating | Natural Gas | Unit Heater | E1 | Utility - Value of Sales | 0.077101 | 0.077067 | 0.077214 | 0.076667 | 0.076244 | 0 | 0 | 0 | 0 | 0 | 0 | 0 | 0 | 0 | 0 | 0 | 0 | 0 | 0 | 0 | 0 | 0 | 0 | 0 | 0 | 0 | 0 | 0 | 0 | 0 | 0 | 0 | 0 | 0 | 0 | 0 | 0 | 0 | 0 | 0 | 0 | 0
F6_Commercial_Retail_Existing_Space Heating_Natural Gas_Unit Heater_E2 | F6 | Commercial | Retail | Existing | Space Heating | Natural Gas | Unit Heater | E2 | Utility - Value of Sales | 0.069382 | 0.069352 | 0.069484 | 0.068991 | 0.068611 | 0.06823 | 0.06785 | 0.067469 | 0.067088 | 0.066708 | 0.066327 | 0.065947 | 0.065567 | 0.065186 | 0.064806 | 0.064425 | 0.064045 | 0.063665 | 0.063289 | 0.062922 | 0.062569 | 0.062234 | 0.061922 | 0.061636 | 0.061383 | 0.061161 | 0.060971 | 0.060812 | 0.060686 | 0.06059 | 0.060527 | 0.060495 | 0.060495 | 0 | 0 | 0 | 0 | 0 | 0 | 0 | 0 | 0
F6_Commercial_Retail_Existing_Space Heating_Natural Gas_Unit Heater_E3 | F6 | Commercial | Retail | Existing | Space Heating | Natural Gas | Unit Heater | E3 | Utility - Value of Sales | 0.059922 | 0.059896 | 0.060009 | 0.059584 | 0.059255 | 0.058927 | 0.058598 | 0.058269 | 0.057941 | 0.057612 | 0.057284 | 0.056955 | 0.056626 | 0.056298 | 0.055969 | 0.055641 | 0.055312 | 0.054984 | 0.054659 | 0.054343 | 0.054038 | 0.053748 | 0.053478 | 0.053232 | 0.053013 | 0.052822 | 0.052657 | 0.05252 | 0.052411 | 0.052329 | 0.052274 | 0.052247 | 0.052247 | 0 | 0 | 0 | 0 | 0 | 0 | 0 | 0 | 0
F6_Commercial_Retail_Existing_Space Heating_Natural Gas_Unit Heater_E4 | F6 | Commercial | Retail | Existing | Space Heating | Natural Gas | Unit Heater | E4 | Utility - Value of Sales | 0 | 0 | 0 | 0 | 0 | 0 | 0 | 0 | 0 | 0 | 0 | 0 | 0 | 0 | 0 | 0 | 0 | 0 | 0 | 0 | 0 | 0 | 0 | 0 | 0 | 0 | 0 | 0 | 0 | 0 | 0 | 0 | 0 | 0 | 0 | 0 | 0 | 0 | 0 | 0 | 0 | 0
F6_Commercial_Retail_Existing_Space Heating_Natural Gas_Unit Heater_E5 | F6 | Commercial | Retail | Existing | Space Heating | Natural Gas | Unit Heater | E5 | Utility - Value of Sales | 0 | 0 | 0 | 0 | 0 | 0 | 0 | 0 | 0 | 0 | 0 | 0 | 0 | 0 | 0 | 0 | 0 | 0 | 0 | 0 | 0 | 0 | 0 | 0 | 0 | 0 | 0 | 0 | 0 | 0 | 0 | 0 | 0 | 0 | 0 | 0 | 0 | 0 | 0 | 0 | 0 | 0
F6_Commercial_Retail_Existing_Space Heating_Natural Gas_Unit Heater_E6 | F6 | Commercial | Retail | Existing | Space Heating | Natural Gas | Unit Heater | E6 | Utility - Value of Sales | 0 | 0 | 0 | 0 | 0 | 0 | 0 | 0 | 0 | 0 | 0 | 0 | 0 | 0 | 0 | 0 | 0 | 0 | 0 | 0 | 0 | 0 | 0 | 0 | 0 | 0 | 0 | 0 | 0 | 0 | 0 | 0 | 0 | 0 | 0 | 0 | 0 | 0 | 0 | 0 | 0 | 0
F6_Commercial_Retail_Existing_Space Heating_Natural Gas_Unit Heater_E7 | F6 | Commercial | Retail | Existing | Space Heating | Natural Gas | Unit Heater | E7 | Utility - Value of Sales | 0 | 0 | 0 | 0 | 0 | 0 | 0 | 0 | 0 | 0 | 0 | 0 | 0 | 0 | 0 | 0 | 0 | 0 | 0 | 0 | 0 | 0 | 0 | 0 | 0 | 0 | 0 | 0 | 0 | 0 | 0 | 0 | 0 | 0 | 0 | 0 | 0 | 0 | 0 | 0 | 0 | 0
F6_Commercial_Retail_Existing_Space Heating_Natural Gas_Unit Heater_E8 | F6 | Commercial | Retail | Existing | Space Heating | Natural Gas | Unit Heater | E8 | Utility - Value of Sales | 0 | 0 | 0 | 0 | 0 | 0 | 0 | 0 | 0 | 0 | 0 | 0 | 0 | 0 | 0 | 0 | 0 | 0 | 0 | 0 | 0 | 0 | 0 | 0 | 0 | 0 | 0 | 0 | 0 | 0 | 0 | 0 | 0 | 0 | 0 | 0 | 0 | 0 | 0 | 0 | 0 | 0
F6_Commercial_Retail_Existing_Space Heating_Natural Gas_Unit Heater_E9 | F6 | Commercial | Retail | Existing | Space Heating | Natural Gas | Unit Heater | E9 | Utility - Value of Sales | 0 | 0 | 0 | 0 | 0 | 0 | 0 | 0 | 0 | 0 | 0 | 0 | 0 | 0 | 0 | 0 | 0 | 0 | 0 | 0 | 0 | 0 | 0 | 0 | 0 | 0 | 0 | 0 | 0 | 0 | 0 | 0 | 0 | 0 | 0 | 0 | 0 | 0 | 0 | 0 | 0 | 0
F6_Commercial_Retail_Existing_Space Heating_Natural Gas_Unit Heater_E10 | F6 | Commercial | Retail | Existing | Space Heating | Natural Gas | Unit Heater | E10 | Utility - Value of Sales | 0 | 0 | 0 | 0 | 0 | 0 | 0 | 0 | 0 | 0 | 0 | 0 | 0 | 0 | 0 | 0 | 0 | 0 | 0 | 0 | 0 | 0 | 0 | 0 | 0 | 0 | 0 | 0 | 0 | 0 | 0 | 0 | 0 | 0 | 0 | 0 | 0 | 0 | 0 | 0 | 0 | 0
F1_Commercial_Retail_Existing_Water Heating_Natural Gas_Water Heater_E1 | F1 | Commercial | Retail | Existing | Water Heating | Natural Gas | Water Heater | E1 | RVT - Cost of Equipment | 0.23289 | 0.23254 | 0.2334 | 0.23144 | 0.23019 | 0.23115 | 0.23405 | 0.23635 | 0.23919 | 0.24188 | 0.24457 | 0.24704 | 0.2497 | 0.25247 | 0.25513 | 0.25783 | 0.26057 | 0.26357 | 0.26668 | 0.26996 | 0.2732 | 0.27658 | 0.27972 | 0.28295 | 0.28582 | 0.28831 | 0.29058 | 0.29254 | 0.29407 | 0.29533 | 0.29603 | 0.29651 | 0.29651 | 0 | 0 | 0 | 0 | 0 | 0 | 0 | 0 | 0
F1_Commercial_Retail_Existing_Water Heating_Natural Gas_Water Heater_E2 | F1 | Commercial | Retail | Existing | Water Heating | Natural Gas | Water Heater | E2 | RVT - Cost of Equipment | 0.23002 | 0.22967 | 0.23052 | 0.22858 | 0.22735 | 0.22829 | 0.23116 | 0.23343 | 0.23624 | 0.2389 | 0.24155 | 0.24399 | 0.24662 | 0.24936 | 0.25198 | 0.25465 | 0.25736 | 0.26031 | 0.26338 | 0.26663 | 0.26983 | 0.27317 | 0.27626 | 0.27946 | 0.28229 | 0.28476 | 0.28699 | 0.28893 | 0.29044 | 0.29168 | 0.29238 | 0.29285 | 0.29285 | 0 | 0 | 0 | 0 | 0 | 0 | 0 | 0 | 0
F1_Commercial_Retail_Existing_Water Heating_Natural Gas_Water Heater_E3 | F1 | Commercial | Retail | Existing | Water Heating | Natural Gas | Water Heater | E3 | RVT - Cost of Equipment | 0.21172 | 0.2114 | 0.21219 | 0.2104 | 0.20926 | 0.21013 | 0.21277 | 0.21486 | 0.21745 | 0.21989 | 0.22234 | 0.22459 | 0.227 | 0.22952 | 0.23193 | 0.23439 | 0.23689 | 0.23961 | 0.24243 | 0.24542 | 0.24837 | 0.25144 | 0.25429 | 0.25723 | 0.25984 | 0.2621 | 0.26416 | 0.26594 | 0.26733 | 0.26848 | 0.26912 | 0.26955 | 0.26955 | 0 | 0 | 0 | 0 | 0 | 0 | 0 | 0 | 0
F1_Commercial_Retail_Existing_Water Heating_Natural Gas_Water Heater_E4 | F1 | Commercial | Retail | Existing | Water Heating | Natural Gas | Water Heater | E4 | RVT - Cost of Equipment | 0.19821 | 0.19791 | 0.19864 | 0.19697 | 0.19591 | 0.19672 | 0.19919 | 0.20115 | 0.20357 | 0.20586 | 0.20815 | 0.21025 | 0.21251 | 0.21487 | 0.21713 | 0.21943 | 0.22177 | 0.22431 | 0.22696 | 0.22975 | 0.23251 | 0.23539 | 0.23806 | 0.24081 | 0.24325 | 0.24537 | 0.2473 | 0.24897 | 0.25027 | 0.25134 | 0.25194 | 0.25235 | 0.25235 | 0 | 0 | 0 | 0 | 0 | 0 | 0 | 0 | 0
F1_Commercial_Retail_Existing_Water Heating_Natural Gas_Water Heater_E5 | F1 | Commercial | Retail | Existing | Water Heating | Natural Gas | Water Heater | E5 | RVT - Cost of Equipment | 0.19408 | 0.19379 | 0.1945 | 0.19286 | 0.19182 | 0.19262 | 0.19504 | 0.19695 | 0.19933 | 0.20157 | 0.20381 | 0.20587 | 0.20808 | 0.21039 | 0.21261 | 0.21486 | 0.21715 | 0.21964 | 0.22223 | 0.22497 | 0.22767 | 0.23048 | 0.2331 | 0.2358 | 0.23819 | 0.24026 | 0.24215 | 0.24378 | 0.24506 | 0.24611 | 0.2467 | 0.24709 | 0.24709 | 0 | 0 | 0 | 0 | 0 | 0 | 0 | 0 | 0
F1_Commercial_Retail_Existing_Water Heating_Natural Gas_Water Heater_E6 | F1 | Commercial | Retail | Existing | Water Heating | Natural Gas | Water Heater | E6 | RVT - Cost of Equipment | 0.19012 | 0.18983 | 0.19053 | 0.18893 | 0.18791 | 0.18869 | 0.19106 | 0.19294 | 0.19526 | 0.19746 | 0.19965 | 0.20167 | 0.20384 | 0.2061 | 0.20827 | 0.21047 | 0.21271 | 0.21516 | 0.2177 | 0.22038 | 0.22302 | 0.22578 | 0.22834 | 0.23098 | 0.23332 | 0.23536 | 0.2372 | 0.23881 | 0.24005 | 0.24109 | 0.24166 | 0.24205 | 0.24205 | 0 | 0 | 0 | 0 | 0 | 0 | 0 | 0 | 0
F1_Commercial_Retail_Existing_Water Heating_Natural Gas_Water Heater_E7 | F1 | Commercial | Retail | Existing | Water Heating | Natural Gas | Water Heater | E7 | RVT - Cost of Equipment | 0.12441 | 0.12456 | 0.1252 | 0.12461 | 0.12434 | 0.125 | 0.1265 | 0.12774 | 0.12924 | 0.1307 | 0.13216 | 0.13356 | 0.13504 | 0.13657 | 0.13806 | 0.13958 | 0.14111 | 0.14274 | 0.14439 | 0.14607 | 0.14767 | 0.14926 | 0.15068 | 0.15211 | 0.15334 | 0.15441 | 0.15538 | 0.15623 | 0.15688 | 0.15743 | 0.15773 | 0.15793 | 0.15793 | 0 | 0 | 0 | 0 | 0 | 0 | 0 | 0 | 0
F1_Commercial_Retail_Existing_Water Heating_Natural Gas_Water Heater_E8 | F1 | Commercial | Retail | Existing | Water Heating | Natural Gas | Water Heater | E8 | RVT - Cost of Equipment | 0 | 0 | 0 | 0 | 0 | 0 | 0 | 0 | 0 | 0 | 0 | 0 | 0 | 0 | 0 | 0 | 0 | 0 | 0 | 0 | 0 | 0 | 0 | 0 | 0 | 0 | 0 | 0 | 0 | 0 | 0 | 0 | 0 | 0 | 0 | 0 | 0 | 0 | 0 | 0 | 0 | 0
F1_Commercial_Retail_Existing_Water Heating_Natural Gas_Water Heater_E9 | F1 | Commercial | Retail | Existing | Water Heating | Natural Gas | Water Heater | E9 | RVT - Cost of Equipment | 0 | 0 | 0 | 0 | 0 | 0 | 0 | 0 | 0 | 0 | 0 | 0 | 0 | 0 | 0 | 0 | 0 | 0 | 0 | 0 | 0 | 0 | 0 | 0 | 0 | 0 | 0 | 0 | 0 | 0 | 0 | 0 | 0 | 0 | 0 | 0 | 0 | 0 | 0 | 0 | 0 | 0
F1_Commercial_Retail_Existing_Water Heating_Natural Gas_Water Heater_E10 | F1 | Commercial | Retail | Existing | Water Heating | Natural Gas | Water Heater | E10 | RVT - Cost of Equipment | 0 | 0 | 0 | 0 | 0 | 0 | 0 | 0 | 0 | 0 | 0 | 0 | 0 | 0 | 0 | 0 | 0 | 0 | 0 | 0 | 0 | 0 | 0 | 0 | 0 | 0 | 0 | 0 | 0 | 0 | 0 | 0 | 0 | 0 | 0 | 0 | 0 | 0 | 0 | 0 | 0 | 0
F2_Commercial_Retail_Existing_Water Heating_Natural Gas_Water Heater_E1 | F2 | Commercial | Retail | Existing | Water Heating | Natural Gas | Water Heater | E1 | RVT - Cost of Operation | 0.27902 | 0.2786 | 0.27963 | 0.27728 | 0.27578 | 0.27693 | 0.28041 | 0.28316 | 0.28657 | 0.28979 | 0.29302 | 0.29597 | 0.29916 | 0.30248 | 0.30566 | 0.3089 | 0.31219 | 0.31577 | 0.3195 | 0.32343 | 0.32732 | 0.33136 | 0.33512 | 0.339 | 0.34243 | 0.34542 | 0.34813 | 0.35048 | 0.35231 | 0.35382 | 0.35467 | 0.35523 | 0.35523 | 0 | 0 | 0 | 0 | 0 | 0 | 0 | 0 | 0
F2_Commercial_Retail_Existing_Water Heating_Natural Gas_Water Heater_E2 | F2 | Commercial | Retail | Existing | Water Heating | Natural Gas | Water Heater | E2 | RVT - Cost of Operation | 0.27557 | 0.27516 | 0.27618 | 0.27385 | 0.27238 | 0.27351 | 0.27695 | 0.27966 | 0.28303 | 0.28621 | 0.2894 | 0.29232 | 0.29547 | 0.29875 | 0.30189 | 0.30508 | 0.30833 | 0.31187 | 0.31555 | 0.31944 | 0.32327 | 0.32727 | 0.33098 | 0.33481 | 0.33821 | 0.34116 | 0.34383 | 0.34615 | 0.34796 | 0.34946 | 0.35029 | 0.35085 | 0.35085 | 0 | 0 | 0 | 0 | 0 | 0 | 0 | 0 | 0
F2_Commercial_Retail_Existing_Water Heating_Natural Gas_Water Heater_E3 | F2 | Commercial | Retail | Existing | Water Heating | Natural Gas | Water Heater | E3 | RVT - Cost of Operation | 0.25365 | 0.25327 | 0.25421 | 0.25207 | 0.25071 | 0.25176 | 0.25492 | 0.25742 | 0.26052 | 0.26345 | 0.26638 | 0.26907 | 0.27196 | 0.27498 | 0.27787 | 0.28082 | 0.2838 | 0.28706 | 0.29045 | 0.29403 | 0.29756 | 0.30124 | 0.30465 | 0.30818 | 0.3113 | 0.31402 | 0.31648 | 0.31862 | 0.32028 | 0.32166 | 0.32243 | 0.32294 | 0.32294 | 0 | 0 | 0 | 0 | 0 | 0 | 0 | 0 | 0
F2_Commercial_Retail_Existing_Water Heating_Natural Gas_Water Heater_E4 | F2 | Commercial | Retail | Existing | Water Heating | Natural Gas | Water Heater | E4 | RVT - Cost of Operation | 0.23746 | 0.23711 | 0.23799 | 0.23598 | 0.23471 | 0.23569 | 0.23864 | 0.24098 | 0.24389 | 0.24663 | 0.24937 | 0.25189 | 0.2546 | 0.25743 | 0.26014 | 0.26289 | 0.26569 | 0.26874 | 0.27191 | 0.27526 | 0.27857 | 0.28201 | 0.28521 | 0.28851 | 0.29143 | 0.29397 | 0.29628 | 0.29828 | 0.29984 | 0.30113 | 0.30185 | 0.30233 | 0.30233 | 0 | 0 | 0 | 0 | 0 | 0 | 0 | 0 | 0
F2_Commercial_Retail_Existing_Water Heating_Natural Gas_Water Heater_E5 | F2 | Commercial | Retail | Existing | Water Heating | Natural Gas | Water Heater | E5 | RVT - Cost of Operation | 0.23252 | 0.23217 | 0.23303 | 0.23106 | 0.22982 | 0.23078 | 0.23367 | 0.23596 | 0.23881 | 0.24149 | 0.24418 | 0.24665 | 0.2493 | 0.25207 | 0.25472 | 0.25741 | 0.26015 | 0.26314 | 0.26625 | 0.26953 | 0.27276 | 0.27613 | 0.27927 | 0.2825 | 0.28536 | 0.28785 | 0.29011 | 0.29206 | 0.29359 | 0.29485 | 0.29556 | 0.29603 | 0.29603 | 0 | 0 | 0 | 0 | 0 | 0 | 0 | 0 | 0
F2_Commercial_Retail_Existing_Water Heating_Natural Gas_Water Heater_E6 | F2 | Commercial | Retail | Existing | Water Heating | Natural Gas | Water Heater | E6 | RVT - Cost of Operation | 0.22777 | 0.22743 | 0.22827 | 0.22635 | 0.22513 | 0.22607 | 0.2289 | 0.23115 | 0.23393 | 0.23656 | 0.2392 | 0.24161 | 0.24421 | 0.24692 | 0.24952 | 0.25216 | 0.25485 | 0.25777 | 0.26081 | 0.26403 | 0.2672 | 0.2705 | 0.27357 | 0.27673 | 0.27954 | 0.28198 | 0.28419 | 0.2861 | 0.2876 | 0.28884 | 0.28953 | 0.28999 | 0.28999 | 0 | 0 | 0 | 0 | 0 | 0 | 0 | 0 | 0
F2_Commercial_Retail_Existing_Water Heating_Natural Gas_Water Heater_E7 | F2 | Commercial | Retail | Existing | Water Heating | Natural Gas | Water Heater | E7 | RVT - Cost of Operation | 0.14905 | 0.14923 | 0.15 | 0.14929 | 0.14896 | 0.14976 | 0.15155 | 0.15304 | 0.15483 | 0.15658 | 0.15834 | 0.16001 | 0.16178 | 0.16361 | 0.1654 | 0.16723 | 0.16906 | 0.17101 | 0.17299 | 0.17501 | 0.17692 | 0.17882 | 0.18053 | 0.18223 | 0.18371 | 0.18499 | 0.18616 | 0.18717 | 0.18796 | 0.18861 | 0.18897 | 0.18921 | 0.18921 | 0 | 0 | 0 | 0 | 0 | 0 | 0 | 0 | 0
F2_Commercial_Retail_Existing_Water Heating_Natural Gas_Water Heater_E8 | F2 | Commercial | Retail | Existing | Water Heating | Natural Gas | Water Heater | E8 | RVT - Cost of Operation | 0 | 0 | 0 | 0 | 0 | 0 | 0 | 0 | 0 | 0 | 0 | 0 | 0 | 0 | 0 | 0 | 0 | 0 | 0 | 0 | 0 | 0 | 0 | 0 | 0 | 0 | 0 | 0 | 0 | 0 | 0 | 0 | 0 | 0 | 0 | 0 | 0 | 0 | 0 | 0 | 0 | 0
F2_Commercial_Retail_Existing_Water Heating_Natural Gas_Water Heater_E9 | F2 | Commercial | Retail | Existing | Water Heating | Natural Gas | Water Heater | E9 | RVT - Cost of Operation | 0 | 0 | 0 | 0 | 0 | 0 | 0 | 0 | 0 | 0 | 0 | 0 | 0 | 0 | 0 | 0 | 0 | 0 | 0 | 0 | 0 | 0 | 0 | 0 | 0 | 0 | 0 | 0 | 0 | 0 | 0 | 0 | 0 | 0 | 0 | 0 | 0 | 0 | 0 | 0 | 0 | 0
F2_Commercial_Retail_Existing_Water Heating_Natural Gas_Water Heater_E10 | F2 | Commercial | Retail | Existing | Water Heating | Natural Gas | Water Heater | E10 | RVT - Cost of Operation | 0 | 0 | 0 | 0 | 0 | 0 | 0 | 0 | 0 | 0 | 0 | 0 | 0 | 0 | 0 | 0 | 0 | 0 | 0 | 0 | 0 | 0 | 0 | 0 | 0 | 0 | 0 | 0 | 0 | 0 | 0 | 0 | 0 | 0 | 0 | 0 | 0 | 0 | 0 | 0 | 0 | 0
F3_Commercial_Retail_Existing_Water Heating_Natural Gas_Water Heater_E1 | F3 | Commercial | Retail | Existing | Water Heating | Natural Gas | Water Heater | E1 | System - kBTUs of Consumption | 0.022469 | 0.022469 | 0.022469 | 0.022469 | 0.022469 | 0.022469 | 0.022469 | 0.022469 | 0.022469 | 0.022469 | 0.022469 | 0.022469 | 0.022469 | 0.022469 | 0.022469 | 0.022469 | 0.022469 | 0.022469 | 0.022469 | 0.022469 | 0.022469 | 0.022469 | 0.022469 | 0.022469 | 0.022469 | 0.022469 | 0.022469 | 0.022469 | 0.022469 | 0.022469 | 0.022469 | 0.022469 | 0.022469 | 0 | 0 | 0 | 0 | 0 | 0 | 0 | 0 | 0
F3_Commercial_Retail_Existing_Water Heating_Natural Gas_Water Heater_E2 | F3 | Commercial | Retail | Existing | Water Heating | Natural Gas | Water Heater | E2 | System - kBTUs of Consumption | 0.022463 | 0.022463 | 0.022463 | 0.022463 | 0.022463 | 0.022463 | 0.022463 | 0.022463 | 0.022463 | 0.022463 | 0.022463 | 0.022463 | 0.022463 | 0.022463 | 0.022463 | 0.022463 | 0.022463 | 0.022463 | 0.022463 | 0.022463 | 0.022463 | 0.022463 | 0.022463 | 0.022463 | 0.022463 | 0.022463 | 0.022463 | 0.022463 | 0.022463 | 0.022463 | 0.022463 | 0.022463 | 0.022463 | 0 | 0 | 0 | 0 | 0 | 0 | 0 | 0 | 0
F3_Commercial_Retail_Existing_Water Heating_Natural Gas_Water Heater_E3 | F3 | Commercial | Retail | Existing | Water Heating | Natural Gas | Water Heater | E3 | System - kBTUs of Consumption | 0.02279 | 0.02279 | 0.02279 | 0.02279 | 0.02279 | 0.02279 | 0.02279 | 0.02279 | 0.02279 | 0.02279 | 0.02279 | 0.02279 | 0.02279 | 0.02279 | 0.02279 | 0.02279 | 0.02279 | 0.02279 | 0.02279 | 0.02279 | 0.02279 | 0.02279 | 0.02279 | 0.02279 | 0.02279 | 0.02279 | 0.02279 | 0.02279 | 0.02279 | 0.02279 | 0.02279 | 0.02279 | 0.02279 | 0 | 0 | 0 | 0 | 0 | 0 | 0 | 0 | 0
F3_Commercial_Retail_Existing_Water Heating_Natural Gas_Water Heater_E4 | F3 | Commercial | Retail | Existing | Water Heating | Natural Gas | Water Heater | E4 | System - kBTUs of Consumption | 0.023118 | 0.023118 | 0.023118 | 0.023118 | 0.023118 | 0.023118 | 0.023118 | 0.023118 | 0.023118 | 0.023118 | 0.023118 | 0.023118 | 0.023118 | 0.023118 | 0.023118 | 0.023118 | 0.023118 | 0.023118 | 0.023118 | 0.023118 | 0.023118 | 0.023118 | 0.023118 | 0.023118 | 0.023118 | 0.023118 | 0.023118 | 0.023118 | 0.023118 | 0.023118 | 0.023118 | 0.023118 | 0.023118 | 0 | 0 | 0 | 0 | 0 | 0 | 0 | 0 | 0
F3_Commercial_Retail_Existing_Water Heating_Natural Gas_Water Heater_E5 | F3 | Commercial | Retail | Existing | Water Heating | Natural Gas | Water Heater | E5 | System - kBTUs of Consumption | 0.023609 | 0.023609 | 0.023609 | 0.023609 | 0.023609 | 0.023609 | 0.023609 | 0.023609 | 0.023609 | 0.023609 | 0.023609 | 0.023609 | 0.023609 | 0.023609 | 0.023609 | 0.023609 | 0.023609 | 0.023609 | 0.023609 | 0.023609 | 0.023609 | 0.023609 | 0.023609 | 0.023609 | 0.023609 | 0.023609 | 0.023609 | 0.023609 | 0.023609 | 0.023609 | 0.023609 | 0.023609 | 0.023609 | 0 | 0 | 0 | 0 | 0 | 0 | 0 | 0 | 0
F3_Commercial_Retail_Existing_Water Heating_Natural Gas_Water Heater_E6 | F3 | Commercial | Retail | Existing | Water Heating | Natural Gas | Water Heater | E6 | System - kBTUs of Consumption | 0.019654 | 0.019654 | 0.019654 | 0.019654 | 0.019654 | 0.019654 | 0.019654 | 0.019654 | 0.019654 | 0.019654 | 0.019654 | 0.019654 | 0.019654 | 0.019654 | 0.019654 | 0.019654 | 0.019654 | 0.019654 | 0.019654 | 0.019654 | 0.019654 | 0.019654 | 0.019654 | 0.019654 | 0.019654 | 0.019654 | 0.019654 | 0.019654 | 0.019654 | 0.019654 | 0.019654 | 0.019654 | 0.019654 | 0 | 0 | 0 | 0 | 0 | 0 | 0 | 0 | 0
F3_Commercial_Retail_Existing_Water Heating_Natural Gas_Water Heater_E7 | F3 | Commercial | Retail | Existing | Water Heating | Natural Gas | Water Heater | E7 | System - kBTUs of Consumption | 0.017119 | 0.017119 | 0.017119 | 0.017119 | 0.017119 | 0.017119 | 0.017119 | 0.017119 | 0.017119 | 0.017119 | 0.017119 | 0.017119 | 0.017119 | 0.017119 | 0.017119 | 0.017119 | 0.017119 | 0.017119 | 0.017119 | 0.017119 | 0.017119 | 0.017119 | 0.017119 | 0.017119 | 0.017119 | 0.017119 | 0.017119 | 0.017119 | 0.017119 | 0.017119 | 0.017119 | 0.017119 | 0.017119 | 0 | 0 | 0 | 0 | 0 | 0 | 0 | 0 | 0
F3_Commercial_Retail_Existing_Water Heating_Natural Gas_Water Heater_E8 | F3 | Commercial | Retail | Existing | Water Heating | Natural Gas | Water Heater | E8 | System - kBTUs of Consumption | 0 | 0 | 0 | 0 | 0 | 0 | 0 | 0 | 0 | 0 | 0 | 0 | 0 | 0 | 0 | 0 | 0 | 0 | 0 | 0 | 0 | 0 | 0 | 0 | 0 | 0 | 0 | 0 | 0 | 0 | 0 | 0 | 0 | 0 | 0 | 0 | 0 | 0 | 0 | 0 | 0 | 0
F3_Commercial_Retail_Existing_Water Heating_Natural Gas_Water Heater_E9 | F3 | Commercial | Retail | Existing | Water Heating | Natural Gas | Water Heater | E9 | System - kBTUs of Consumption | 0 | 0 | 0 | 0 | 0 | 0 | 0 | 0 | 0 | 0 | 0 | 0 | 0 | 0 | 0 | 0 | 0 | 0 | 0 | 0 | 0 | 0 | 0 | 0 | 0 | 0 | 0 | 0 | 0 | 0 | 0 | 0 | 0 | 0 | 0 | 0 | 0 | 0 | 0 | 0 | 0 | 0
F3_Commercial_Retail_Existing_Water Heating_Natural Gas_Water Heater_E10 | F3 | Commercial | Retail | Existing | Water Heating | Natural Gas | Water Heater | E10 | System - kBTUs of Consumption | 0 | 0 | 0 | 0 | 0 | 0 | 0 | 0 | 0 | 0 | 0 | 0 | 0 | 0 | 0 | 0 | 0 | 0 | 0 | 0 | 0 | 0 | 0 | 0 | 0 | 0 | 0 | 0 | 0 | 0 | 0 | 0 | 0 | 0 | 0 | 0 | 0 | 0 | 0 | 0 | 0 | 0
F4_Commercial_Retail_Existing_Water Heating_Natural Gas_Water Heater_E1 | F4 | Commercial | Retail | Existing | Water Heating | Natural Gas | Water Heater | E1 | Utility - Cost of Equipment | 0.27902 | 0.2786 | 0.27963 | 0.27728 | 0.27578 | 0.27693 | 0.28041 | 0.28316 | 0.28657 | 0.28979 | 0.29302 | 0.29597 | 0.29916 | 0.30248 | 0.30566 | 0.3089 | 0.31219 | 0.31577 | 0.3195 | 0.32343 | 0.32732 | 0.33136 | 0.33512 | 0.339 | 0.34243 | 0.34542 | 0.34813 | 0.35048 | 0.35231 | 0.35382 | 0.35467 | 0.35523 | 0.35523 | 0 | 0 | 0 | 0 | 0 | 0 | 0 | 0 | 0
F4_Commercial_Retail_Existing_Water Heating_Natural Gas_Water Heater_E2 | F4 | Commercial | Retail | Existing | Water Heating | Natural Gas | Water Heater | E2 | Utility - Cost of Equipment | 0.27557 | 0.27516 | 0.27618 | 0.27385 | 0.27238 | 0.27351 | 0.27695 | 0.27966 | 0.28303 | 0.28621 | 0.2894 | 0.29232 | 0.29547 | 0.29875 | 0.30189 | 0.30508 | 0.30833 | 0.31187 | 0.31555 | 0.31944 | 0.32327 | 0.32727 | 0.33098 | 0.33481 | 0.33821 | 0.34116 | 0.34383 | 0.34615 | 0.34796 | 0.34946 | 0.35029 | 0.35085 | 0.35085 | 0 | 0 | 0 | 0 | 0 | 0 | 0 | 0 | 0
F4_Commercial_Retail_Existing_Water Heating_Natural Gas_Water Heater_E3 | F4 | Commercial | Retail | Existing | Water Heating | Natural Gas | Water Heater | E3 | Utility - Cost of Equipment | 0.25365 | 0.25327 | 0.25421 | 0.25207 | 0.25071 | 0.25176 | 0.25492 | 0.25742 | 0.26052 | 0.26345 | 0.26638 | 0.26907 | 0.27196 | 0.27498 | 0.27787 | 0.28082 | 0.2838 | 0.28706 | 0.29045 | 0.29403 | 0.29756 | 0.30124 | 0.30465 | 0.30818 | 0.3113 | 0.31402 | 0.31648 | 0.31862 | 0.32028 | 0.32166 | 0.32243 | 0.32294 | 0.32294 | 0 | 0 | 0 | 0 | 0 | 0 | 0 | 0 | 0
F4_Commercial_Retail_Existing_Water Heating_Natural Gas_Water Heater_E4 | F4 | Commercial | Retail | Existing | Water Heating | Natural Gas | Water Heater | E4 | Utility - Cost of Equipment | 0.23746 | 0.23711 | 0.23799 | 0.23598 | 0.23471 | 0.23569 | 0.23864 | 0.24098 | 0.24389 | 0.24663 | 0.24937 | 0.25189 | 0.2546 | 0.25743 | 0.26014 | 0.26289 | 0.26569 | 0.26874 | 0.27191 | 0.27526 | 0.27857 | 0.28201 | 0.28521 | 0.28851 | 0.29143 | 0.29397 | 0.29628 | 0.29828 | 0.29984 | 0.30113 | 0.30185 | 0.30233 | 0.30233 | 0 | 0 | 0 | 0 | 0 | 0 | 0 | 0 | 0
F4_Commercial_Retail_Existing_Water Heating_Natural Gas_Water Heater_E5 | F4 | Commercial | Retail | Existing | Water Heating | Natural Gas | Water Heater | E5 | Utility - Cost of Equipment | 0.23252 | 0.23217 | 0.23303 | 0.23106 | 0.22982 | 0.23078 | 0.23367 | 0.23596 | 0.23881 | 0.24149 | 0.24418 | 0.24665 | 0.2493 | 0.25207 | 0.25472 | 0.25741 | 0.26015 | 0.26314 | 0.26625 | 0.26953 | 0.27276 | 0.27613 | 0.27927 | 0.2825 | 0.28536 | 0.28785 | 0.29011 | 0.29206 | 0.29359 | 0.29485 | 0.29556 | 0.29603 | 0.29603 | 0 | 0 | 0 | 0 | 0 | 0 | 0 | 0 | 0
F4_Commercial_Retail_Existing_Water Heating_Natural Gas_Water Heater_E6 | F4 | Commercial | Retail | Existing | Water Heating | Natural Gas | Water Heater | E6 | Utility - Cost of Equipment | 0.22777 | 0.22743 | 0.22827 | 0.22635 | 0.22513 | 0.22607 | 0.2289 | 0.23115 | 0.23393 | 0.23656 | 0.2392 | 0.24161 | 0.24421 | 0.24692 | 0.24952 | 0.25216 | 0.25485 | 0.25777 | 0.26081 | 0.26403 | 0.2672 | 0.2705 | 0.27357 | 0.27673 | 0.27954 | 0.28198 | 0.28419 | 0.2861 | 0.2876 | 0.28884 | 0.28953 | 0.28999 | 0.28999 | 0 | 0 | 0 | 0 | 0 | 0 | 0 | 0 | 0
F4_Commercial_Retail_Existing_Water Heating_Natural Gas_Water Heater_E7 | F4 | Commercial | Retail | Existing | Water Heating | Natural Gas | Water Heater | E7 | Utility - Cost of Equipment | 0.14905 | 0.14923 | 0.15 | 0.14929 | 0.14896 | 0.14976 | 0.15155 | 0.15304 | 0.15483 | 0.15658 | 0.15834 | 0.16001 | 0.16178 | 0.16361 | 0.1654 | 0.16723 | 0.16906 | 0.17101 | 0.17299 | 0.17501 | 0.17692 | 0.17882 | 0.18053 | 0.18223 | 0.18371 | 0.18499 | 0.18616 | 0.18717 | 0.18796 | 0.18861 | 0.18897 | 0.18921 | 0.18921 | 0 | 0 | 0 | 0 | 0 | 0 | 0 | 0 | 0
F4_Commercial_Retail_Existing_Water Heating_Natural Gas_Water Heater_E8 | F4 | Commercial | Retail | Existing | Water Heating | Natural Gas | Water Heater | E8 | Utility - Cost of Equipment | 0 | 0 | 0 | 0 | 0 | 0 | 0 | 0 | 0 | 0 | 0 | 0 | 0 | 0 | 0 | 0 | 0 | 0 | 0 | 0 | 0 | 0 | 0 | 0 | 0 | 0 | 0 | 0 | 0 | 0 | 0 | 0 | 0 | 0 | 0 | 0 | 0 | 0 | 0 | 0 | 0 | 0
F4_Commercial_Retail_Existing_Water Heating_Natural Gas_Water Heater_E9 | F4 | Commercial | Retail | Existing | Water Heating | Natural Gas | Water Heater | E9 | Utility - Cost of Equipment | 0 | 0 | 0 | 0 | 0 | 0 | 0 | 0 | 0 | 0 | 0 | 0 | 0 | 0 | 0 | 0 | 0 | 0 | 0 | 0 | 0 | 0 | 0 | 0 | 0 | 0 | 0 | 0 | 0 | 0 | 0 | 0 | 0 | 0 | 0 | 0 | 0 | 0 | 0 | 0 | 0 | 0
F4_Commercial_Retail_Existing_Water Heating_Natural Gas_Water Heater_E10 | F4 | Commercial | Retail | Existing | Water Heating | Natural Gas | Water Heater | E10 | Utility - Cost of Equipment | 0 | 0 | 0 | 0 | 0 | 0 | 0 | 0 | 0 | 0 | 0 | 0 | 0 | 0 | 0 | 0 | 0 | 0 | 0 | 0 | 0 | 0 | 0 | 0 | 0 | 0 | 0 | 0 | 0 | 0 | 0 | 0 | 0 | 0 | 0 | 0 | 0 | 0 | 0 | 0 | 0 | 0
F5_Commercial_Retail_Existing_Water Heating_Natural Gas_Water Heater_E1 | F5 | Commercial | Retail | Existing | Water Heating | Natural Gas | Water Heater | E1 | Utility - Cost of Operation | 0.022469 | 0.022469 | 0.022469 | 0.022469 | 0.022469 | 0.022469 | 0.022469 | 0.022469 | 0.022469 | 0.022469 | 0.022469 | 0.022469 | 0.022469 | 0.022469 | 0.022469 | 0.022469 | 0.022469 | 0.022469 | 0.022469 | 0.022469 | 0.022469 | 0.022469 | 0.022469 | 0.022469 | 0.022469 | 0.022469 | 0.022469 | 0.022469 | 0.022469 | 0.022469 | 0.022469 | 0.022469 | 0.022469 | 0 | 0 | 0 | 0 | 0 | 0 | 0 | 0 | 0
F5_Commercial_Retail_Existing_Water Heating_Natural Gas_Water Heater_E2 | F5 | Commercial | Retail | Existing | Water Heating | Natural Gas | Water Heater | E2 | Utility - Cost of Operation | 0.022463 | 0.022463 | 0.022463 | 0.022463 | 0.022463 | 0.022463 | 0.022463 | 0.022463 | 0.022463 | 0.022463 | 0.022463 | 0.022463 | 0.022463 | 0.022463 | 0.022463 | 0.022463 | 0.022463 | 0.022463 | 0.022463 | 0.022463 | 0.022463 | 0.022463 | 0.022463 | 0.022463 | 0.022463 | 0.022463 | 0.022463 | 0.022463 | 0.022463 | 0.022463 | 0.022463 | 0.022463 | 0.022463 | 0 | 0 | 0 | 0 | 0 | 0 | 0 | 0 | 0
F5_Commercial_Retail_Existing_Water Heating_Natural Gas_Water Heater_E3 | F5 | Commercial | Retail | Existing | Water Heating | Natural Gas | Water Heater | E3 | Utility - Cost of Operation | 0.02279 | 0.02279 | 0.02279 | 0.02279 | 0.02279 | 0.02279 | 0.02279 | 0.02279 | 0.02279 | 0.02279 | 0.02279 | 0.02279 | 0.02279 | 0.02279 | 0.02279 | 0.02279 | 0.02279 | 0.02279 | 0.02279 | 0.02279 | 0.02279 | 0.02279 | 0.02279 | 0.02279 | 0.02279 | 0.02279 | 0.02279 | 0.02279 | 0.02279 | 0.02279 | 0.02279 | 0.02279 | 0.02279 | 0 | 0 | 0 | 0 | 0 | 0 | 0 | 0 | 0
F5_Commercial_Retail_Existing_Water Heating_Natural Gas_Water Heater_E4 | F5 | Commercial | Retail | Existing | Water Heating | Natural Gas | Water Heater | E4 | Utility - Cost of Operation | 0.023118 | 0.023118 | 0.023118 | 0.023118 | 0.023118 | 0.023118 | 0.023118 | 0.023118 | 0.023118 | 0.023118 | 0.023118 | 0.023118 | 0.023118 | 0.023118 | 0.023118 | 0.023118 | 0.023118 | 0.023118 | 0.023118 | 0.023118 | 0.023118 | 0.023118 | 0.023118 | 0.023118 | 0.023118 | 0.023118 | 0.023118 | 0.023118 | 0.023118 | 0.023118 | 0.023118 | 0.023118 | 0.023118 | 0 | 0 | 0 | 0 | 0 | 0 | 0 | 0 | 0
F5_Commercial_Retail_Existing_Water Heating_Natural Gas_Water Heater_E5 | F5 | Commercial | Retail | Existing | Water Heating | Natural Gas | Water Heater | E5 | Utility - Cost of Operation | 0.023609 | 0.023609 | 0.023609 | 0.023609 | 0.023609 | 0.023609 | 0.023609 | 0.023609 | 0.023609 | 0.023609 | 0.023609 | 0.023609 | 0.023609 | 0.023609 | 0.023609 | 0.023609 | 0.023609 | 0.023609 | 0.023609 | 0.023609 | 0.023609 | 0.023609 | 0.023609 | 0.023609 | 0.023609 | 0.023609 | 0.023609 | 0.023609 | 0.023609 | 0.023609 | 0.023609 | 0.023609 | 0.023609 | 0 | 0 | 0 | 0 | 0 | 0 | 0 | 0 | 0
F5_Commercial_Retail_Existing_Water Heating_Natural Gas_Water Heater_E6 | F5 | Commercial | Retail | Existing | Water Heating | Natural Gas | Water Heater | E6 | Utility - Cost of Operation | 0.019654 | 0.019654 | 0.019654 | 0.019654 | 0.019654 | 0.019654 | 0.019654 | 0.019654 | 0.019654 | 0.019654 | 0.019654 | 0.019654 | 0.019654 | 0.019654 | 0.019654 | 0.019654 | 0.019654 | 0.019654 | 0.019654 | 0.019654 | 0.019654 | 0.019654 | 0.019654 | 0.019654 | 0.019654 | 0.019654 | 0.019654 | 0.019654 | 0.019654 | 0.019654 | 0.019654 | 0.019654 | 0.019654 | 0 | 0 | 0 | 0 | 0 | 0 | 0 | 0 | 0
F5_Commercial_Retail_Existing_Water Heating_Natural Gas_Water Heater_E7 | F5 | Commercial | Retail | Existing | Water Heating | Natural Gas | Water Heater | E7 | Utility - Cost of Operation | 0.017119 | 0.017119 | 0.017119 | 0.017119 | 0.017119 | 0.017119 | 0.017119 | 0.017119 | 0.017119 | 0.017119 | 0.017119 | 0.017119 | 0.017119 | 0.017119 | 0.017119 | 0.017119 | 0.017119 | 0.017119 | 0.017119 | 0.017119 | 0.017119 | 0.017119 | 0.017119 | 0.017119 | 0.017119 | 0.017119 | 0.017119 | 0.017119 | 0.017119 | 0.017119 | 0.017119 | 0.017119 | 0.017119 | 0 | 0 | 0 | 0 | 0 | 0 | 0 | 0 | 0
F5_Commercial_Retail_Existing_Water Heating_Natural Gas_Water Heater_E8 | F5 | Commercial | Retail | Existing | Water Heating | Natural Gas | Water Heater | E8 | Utility - Cost of Operation | 0 | 0 | 0 | 0 | 0 | 0 | 0 | 0 | 0 | 0 | 0 | 0 | 0 | 0 | 0 | 0 | 0 | 0 | 0 | 0 | 0 | 0 | 0 | 0 | 0 | 0 | 0 | 0 | 0 | 0 | 0 | 0 | 0 | 0 | 0 | 0 | 0 | 0 | 0 | 0 | 0 | 0
F5_Commercial_Retail_Existing_Water Heating_Natural Gas_Water Heater_E9 | F5 | Commercial | Retail | Existing | Water Heating | Natural Gas | Water Heater | E9 | Utility - Cost of Operation | 0 | 0 | 0 | 0 | 0 | 0 | 0 | 0 | 0 | 0 | 0 | 0 | 0 | 0 | 0 | 0 | 0 | 0 | 0 | 0 | 0 | 0 | 0 | 0 | 0 | 0 | 0 | 0 | 0 | 0 | 0 | 0 | 0 | 0 | 0 | 0 | 0 | 0 | 0 | 0 | 0 | 0
F5_Commercial_Retail_Existing_Water Heating_Natural Gas_Water Heater_E10 | F5 | Commercial | Retail | Existing | Water Heating | Natural Gas | Water Heater | E10 | Utility - Cost of Operation | 0 | 0 | 0 | 0 | 0 | 0 | 0 | 0 | 0 | 0 | 0 | 0 | 0 | 0 | 0 | 0 | 0 | 0 | 0 | 0 | 0 | 0 | 0 | 0 | 0 | 0 | 0 | 0 | 0 | 0 | 0 | 0 | 0 | 0 | 0 | 0 | 0 | 0 | 0 | 0 | 0 | 0
F6_Commercial_Retail_Existing_Water Heating_Natural Gas_Water Heater_E1 | F6 | Commercial | Retail | Existing | Water Heating | Natural Gas | Water Heater | E1 | Utility - Value of Sales | 0.18763 | 0.18864 | 0.19027 | 0.18991 | 0.18991 | 0.18991 | 0.18991 | 0.18991 | 0.18991 | 0.18991 | 0.18991 | 0.18991 | 0.18991 | 0.18991 | 0.18991 | 0.18991 | 0.18991 | 0.18991 | 0.18991 | 0.18991 | 0.18991 | 0.18991 | 0.18991 | 0.18991 | 0.18991 | 0.18991 | 0.18991 | 0.18991 | 0.18991 | 0.18991 | 0.18991 | 0.18991 | 0.18991 | 0 | 0 | 0 | 0 | 0 | 0 | 0 | 0 | 0
F6_Commercial_Retail_Existing_Water Heating_Natural Gas_Water Heater_E2 | F6 | Commercial | Retail | Existing | Water Heating | Natural Gas | Water Heater | E2 | Utility - Value of Sales | 0.18532 | 0.18632 | 0.18792 | 0.18757 | 0.18757 | 0.18757 | 0.18757 | 0.18757 | 0.18757 | 0.18757 | 0.18757 | 0.18757 | 0.18757 | 0.18757 | 0.18757 | 0.18757 | 0.18757 | 0.18757 | 0.18757 | 0.18757 | 0.18757 | 0.18757 | 0.18757 | 0.18757 | 0.18757 | 0.18757 | 0.18757 | 0.18757 | 0.18757 | 0.18757 | 0.18757 | 0.18757 | 0.18757 | 0 | 0 | 0 | 0 | 0 | 0 | 0 | 0 | 0
F6_Commercial_Retail_Existing_Water Heating_Natural Gas_Water Heater_E3 | F6 | Commercial | Retail | Existing | Water Heating | Natural Gas | Water Heater | E3 | Utility - Value of Sales | 0.17058 | 0.17149 | 0.17297 | 0.17265 | 0.17265 | 0.17265 | 0.17265 | 0.17265 | 0.17265 | 0.17265 | 0.17265 | 0.17265 | 0.17265 | 0.17265 | 0.17265 | 0.17265 | 0.17265 | 0.17265 | 0.17265 | 0.17265 | 0.17265 | 0.17265 | 0.17265 | 0.17265 | 0.17265 | 0.17265 | 0.17265 | 0.17265 | 0.17265 | 0.17265 | 0.17265 | 0.17265 | 0.17265 | 0 | 0 | 0 | 0 | 0 | 0 | 0 | 0 | 0
F6_Commercial_Retail_Existing_Water Heating_Natural Gas_Water Heater_E4 | F6 | Commercial | Retail | Existing | Water Heating | Natural Gas | Water Heater | E4 | Utility - Value of Sales | 0.15969 | 0.16055 | 0.16193 | 0.16163 | 0.16163 | 0.16163 | 0.16163 | 0.16163 | 0.16163 | 0.16163 | 0.16163 | 0.16163 | 0.16163 | 0.16163 | 0.16163 | 0.16163 | 0.16163 | 0.16163 | 0.16163 | 0.16163 | 0.16163 | 0.16163 | 0.16163 | 0.16163 | 0.16163 | 0.16163 | 0.16163 | 0.16163 | 0.16163 | 0.16163 | 0.16163 | 0.16163 | 0.16163 | 0 | 0 | 0 | 0 | 0 | 0 | 0 | 0 | 0
F6_Commercial_Retail_Existing_Water Heating_Natural Gas_Water Heater_E5 | F6 | Commercial | Retail | Existing | Water Heating | Natural Gas | Water Heater | E5 | Utility - Value of Sales | 0.15636 | 0.1572 | 0.15856 | 0.15826 | 0.15826 | 0.15826 | 0.15826 | 0.15826 | 0.15826 | 0.15826 | 0.15826 | 0.15826 | 0.15826 | 0.15826 | 0.15826 | 0.15826 | 0.15826 | 0.15826 | 0.15826 | 0.15826 | 0.15826 | 0.15826 | 0.15826 | 0.15826 | 0.15826 | 0.15826 | 0.15826 | 0.15826 | 0.15826 | 0.15826 | 0.15826 | 0.15826 | 0.15826 | 0 | 0 | 0 | 0 | 0 | 0 | 0 | 0 | 0
F6_Commercial_Retail_Existing_Water Heating_Natural Gas_Water Heater_E6 | F6 | Commercial | Retail | Existing | Water Heating | Natural Gas | Water Heater | E6 | Utility - Value of Sales | 0.15317 | 0.154 | 0.15532 | 0.15503 | 0.15503 | 0.15503 | 0.15503 | 0.15503 | 0.15503 | 0.15503 | 0.15503 | 0.15503 | 0.15503 | 0.15503 | 0.15503 | 0.15503 | 0.15503 | 0.15503 | 0.15503 | 0.15503 | 0.15503 | 0.15503 | 0.15503 | 0.15503 | 0.15503 | 0.15503 | 0.15503 | 0.15503 | 0.15503 | 0.15503 | 0.15503 | 0.15503 | 0.15503 | 0 | 0 | 0 | 0 | 0 | 0 | 0 | 0 | 0
F6_Commercial_Retail_Existing_Water Heating_Natural Gas_Water Heater_E7 | F6 | Commercial | Retail | Existing | Water Heating | Natural Gas | Water Heater | E7 | Utility - Value of Sales | 0.10035 | 0.10077 | 0.10143 | 0.10129 | 0.10129 | 0.10129 | 0.10129 | 0.10129 | 0.10129 | 0.10129 | 0.10129 | 0.10129 | 0.10129 | 0.10129 | 0.10129 | 0.10129 | 0.10129 | 0.10129 | 0.10129 | 0.10129 | 0.10129 | 0.10129 | 0.10129 | 0.10129 | 0.10129 | 0.10129 | 0.10129 | 0.10129 | 0.10129 | 0.10129 | 0.10129 | 0.10129 | 0.10129 | 0 | 0 | 0 | 0 | 0 | 0 | 0 | 0 | 0
F6_Commercial_Retail_Existing_Water Heating_Natural Gas_Water Heater_E8 | F6 | Commercial | Retail | Existing | Water Heating | Natural Gas | Water Heater | E8 | Utility - Value of Sales | 0 | 0 | 0 | 0 | 0 | 0 | 0 | 0 | 0 | 0 | 0 | 0 | 0 | 0 | 0 | 0 | 0 | 0 | 0 | 0 | 0 | 0 | 0 | 0 | 0 | 0 | 0 | 0 | 0 | 0 | 0 | 0 | 0 | 0 | 0 | 0 | 0 | 0 | 0 | 0 | 0 | 0
F6_Commercial_Retail_Existing_Water Heating_Natural Gas_Water Heater_E9 | F6 | Commercial | Retail | Existing | Water Heating | Natural Gas | Water Heater | E9 | Utility - Value of Sales | 0 | 0 | 0 | 0 | 0 | 0 | 0 | 0 | 0 | 0 | 0 | 0 | 0 | 0 | 0 | 0 | 0 | 0 | 0 | 0 | 0 | 0 | 0 | 0 | 0 | 0 | 0 | 0 | 0 | 0 | 0 | 0 | 0 | 0 | 0 | 0 | 0 | 0 | 0 | 0 | 0 | 0
F6_Commercial_Retail_Existing_Water Heating_Natural Gas_Water Heater_E10 | F6 | Commercial | Retail | Existing | Water Heating | Natural Gas | Water Heater | E10 | Utility - Value of Sales | 0 | 0 | 0 | 0 | 0 | 0 | 0 | 0 | 0 | 0 | 0 | 0 | 0 | 0 | 0 | 0 | 0 | 0 | 0 | 0 | 0 | 0 | 0 | 0 | 0 | 0 | 0 | 0 | 0 | 0 | 0 | 0 | 0 | 0 | 0 | 0 | 0 | 0 | 0 | 0 | 0 | 0
F1_Commercial_Retail_Existing_Food Preparation_Natural Gas_Oven_E1 | F1 | Commercial | Retail | Existing | Food Preparation | Natural Gas | Oven | E1 | RVT - Cost of Equipment | 0.73334 | 0.73353 | 0.73719 | 0.73227 | 0.72934 | 0.73187 | 0.739 | 0.74472 | 0.75175 | 0.75847 | 0.76517 | 0.7714 | 0.77809 | 0.78504 | 0.79169 | 0.79849 | 0.80536 | 0.81285 | 0.82062 | 0.82879 | 0.83673 | 0.84493 | 0.85243 | 0.86015 | 0.86696 | 0.87284 | 0.8782 | 0.88282 | 0.88644 | 0.8894 | 0.89102 | 0.8921 | 0.8921 | 0 | 0 | 0 | 0 | 0 | 0 | 0 | 0 | 0
F1_Commercial_Retail_Existing_Food Preparation_Natural Gas_Oven_E2 | F1 | Commercial | Retail | Existing | Food Preparation | Natural Gas | Oven | E2 | RVT - Cost of Equipment | 0.41993 | 0.42004 | 0.42214 | 0.41932 | 0.41764 | 0.41909 | 0.42317 | 0.42645 | 0.43047 | 0.43432 | 0.43816 | 0.44173 | 0.44556 | 0.44954 | 0.45335 | 0.45724 | 0.46117 | 0.46546 | 0.46991 | 0.47459 | 0.47913 | 0.48383 | 0.48812 | 0.49255 | 0.49645 | 0.49981 | 0.50288 | 0.50553 | 0.5076 | 0.5093 | 0.51022 | 0.51084 | 0.51084 | 0 | 0 | 0 | 0 | 0 | 0 | 0 | 0 | 0
F1_Commercial_Retail_Existing_Food Preparation_Natural Gas_Oven_E3 | F1 | Commercial | Retail | Existing | Food Preparation | Natural Gas | Oven | E3 | RVT - Cost of Equipment | 0 | 0 | 0 | 0 | 0 | 0 | 0 | 0 | 0 | 0 | 0 | 0 | 0 | 0 | 0 | 0 | 0 | 0 | 0 | 0 | 0 | 0 | 0 | 0 | 0 | 0 | 0 | 0 | 0 | 0 | 0 | 0 | 0 | 0 | 0 | 0 | 0 | 0 | 0 | 0 | 0 | 0
F1_Commercial_Retail_Existing_Food Preparation_Natural Gas_Oven_E4 | F1 | Commercial | Retail | Existing | Food Preparation | Natural Gas | Oven | E4 | RVT - Cost of Equipment | 0 | 0 | 0 | 0 | 0 | 0 | 0 | 0 | 0 | 0 | 0 | 0 | 0 | 0 | 0 | 0 | 0 | 0 | 0 | 0 | 0 | 0 | 0 | 0 | 0 | 0 | 0 | 0 | 0 | 0 | 0 | 0 | 0 | 0 | 0 | 0 | 0 | 0 | 0 | 0 | 0 | 0
F1_Commercial_Retail_Existing_Food Preparation_Natural Gas_Oven_E5 | F1 | Commercial | Retail | Existing | Food Preparation | Natural Gas | Oven | E5 | RVT - Cost of Equipment | 0 | 0 | 0 | 0 | 0 | 0 | 0 | 0 | 0 | 0 | 0 | 0 | 0 | 0 | 0 | 0 | 0 | 0 | 0 | 0 | 0 | 0 | 0 | 0 | 0 | 0 | 0 | 0 | 0 | 0 | 0 | 0 | 0 | 0 | 0 | 0 | 0 | 0 | 0 | 0 | 0 | 0
F1_Commercial_Retail_Existing_Food Preparation_Natural Gas_Oven_E6 | F1 | Commercial | Retail | Existing | Food Preparation | Natural Gas | Oven | E6 | RVT - Cost of Equipment | 0 | 0 | 0 | 0 | 0 | 0 | 0 | 0 | 0 | 0 | 0 | 0 | 0 | 0 | 0 | 0 | 0 | 0 | 0 | 0 | 0 | 0 | 0 | 0 | 0 | 0 | 0 | 0 | 0 | 0 | 0 | 0 | 0 | 0 | 0 | 0 | 0 | 0 | 0 | 0 | 0 | 0
F1_Commercial_Retail_Existing_Food Preparation_Natural Gas_Oven_E7 | F1 | Commercial | Retail | Existing | Food Preparation | Natural Gas | Oven | E7 | RVT - Cost of Equipment | 0 | 0 | 0 | 0 | 0 | 0 | 0 | 0 | 0 | 0 | 0 | 0 | 0 | 0 | 0 | 0 | 0 | 0 | 0 | 0 | 0 | 0 | 0 | 0 | 0 | 0 | 0 | 0 | 0 | 0 | 0 | 0 | 0 | 0 | 0 | 0 | 0 | 0 | 0 | 0 | 0 | 0
F1_Commercial_Retail_Existing_Food Preparation_Natural Gas_Oven_E8 | F1 | Commercial | Retail | Existing | Food Preparation | Natural Gas | Oven | E8 | RVT - Cost of Equipment | 0 | 0 | 0 | 0 | 0 | 0 | 0 | 0 | 0 | 0 | 0 | 0 | 0 | 0 | 0 | 0 | 0 | 0 | 0 | 0 | 0 | 0 | 0 | 0 | 0 | 0 | 0 | 0 | 0 | 0 | 0 | 0 | 0 | 0 | 0 | 0 | 0 | 0 | 0 | 0 | 0 | 0
F1_Commercial_Retail_Existing_Food Preparation_Natural Gas_Oven_E9 | F1 | Commercial | Retail | Existing | Food Preparation | Natural Gas | Oven | E9 | RVT - Cost of Equipment | 0 | 0 | 0 | 0 | 0 | 0 | 0 | 0 | 0 | 0 | 0 | 0 | 0 | 0 | 0 | 0 | 0 | 0 | 0 | 0 | 0 | 0 | 0 | 0 | 0 | 0 | 0 | 0 | 0 | 0 | 0 | 0 | 0 | 0 | 0 | 0 | 0 | 0 | 0 | 0 | 0 | 0
F1_Commercial_Retail_Existing_Food Preparation_Natural Gas_Oven_E10 | F1 | Commercial | Retail | Existing | Food Preparation | Natural Gas | Oven | E10 | RVT - Cost of Equipment | 0 | 0 | 0 | 0 | 0 | 0 | 0 | 0 | 0 | 0 | 0 | 0 | 0 | 0 | 0 | 0 | 0 | 0 | 0 | 0 | 0 | 0 | 0 | 0 | 0 | 0 | 0 | 0 | 0 | 0 | 0 | 0 | 0 | 0 | 0 | 0 | 0 | 0 | 0 | 0 | 0 | 0
F2_Commercial_Retail_Existing_Food Preparation_Natural Gas_Oven_E1 | F2 | Commercial | Retail | Existing | Food Preparation | Natural Gas | Oven | E1 | RVT - Cost of Operation | 0.87859 | 0.87881 | 0.88321 | 0.8773 | 0.87379 | 0.87682 | 0.88537 | 0.89223 | 0.90065 | 0.9087 | 0.91673 | 0.92419 | 0.9322 | 0.94053 | 0.9485 | 0.95664 | 0.96487 | 0.97385 | 0.98315 | 0.99294 | 1.0025 | 1.0123 | 1.0213 | 1.0305 | 1.0387 | 1.0457 | 1.0521 | 1.0577 | 1.062 | 1.0656 | 1.0675 | 1.0688 | 1.0688 | 0 | 0 | 0 | 0 | 0 | 0 | 0 | 0 | 0
F2_Commercial_Retail_Existing_Food Preparation_Natural Gas_Oven_E2 | F2 | Commercial | Retail | Existing | Food Preparation | Natural Gas | Oven | E2 | RVT - Cost of Operation | 0.50311 | 0.50323 | 0.50575 | 0.50237 | 0.50036 | 0.50209 | 0.50699 | 0.51091 | 0.51573 | 0.52035 | 0.52494 | 0.52922 | 0.5338 | 0.53857 | 0.54314 | 0.5478 | 0.55251 | 0.55765 | 0.56298 | 0.56859 | 0.57403 | 0.57966 | 0.58481 | 0.5901 | 0.59477 | 0.59881 | 0.60248 | 0.60565 | 0.60814 | 0.61017 | 0.61128 | 0.61202 | 0.61202 | 0 | 0 | 0 | 0 | 0 | 0 | 0 | 0 | 0
F2_Commercial_Retail_Existing_Food Preparation_Natural Gas_Oven_E3 | F2 | Commercial | Retail | Existing | Food Preparation | Natural Gas | Oven | E3 | RVT - Cost of Operation | 0 | 0 | 0 | 0 | 0 | 0 | 0 | 0 | 0 | 0 | 0 | 0 | 0 | 0 | 0 | 0 | 0 | 0 | 0 | 0 | 0 | 0 | 0 | 0 | 0 | 0 | 0 | 0 | 0 | 0 | 0 | 0 | 0 | 0 | 0 | 0 | 0 | 0 | 0 | 0 | 0 | 0
F2_Commercial_Retail_Existing_Food Preparation_Natural Gas_Oven_E4 | F2 | Commercial | Retail | Existing | Food Preparation | Natural Gas | Oven | E4 | RVT - Cost of Operation | 0 | 0 | 0 | 0 | 0 | 0 | 0 | 0 | 0 | 0 | 0 | 0 | 0 | 0 | 0 | 0 | 0 | 0 | 0 | 0 | 0 | 0 | 0 | 0 | 0 | 0 | 0 | 0 | 0 | 0 | 0 | 0 | 0 | 0 | 0 | 0 | 0 | 0 | 0 | 0 | 0 | 0
F2_Commercial_Retail_Existing_Food Preparation_Natural Gas_Oven_E5 | F2 | Commercial | Retail | Existing | Food Preparation | Natural Gas | Oven | E5 | RVT - Cost of Operation | 0 | 0 | 0 | 0 | 0 | 0 | 0 | 0 | 0 | 0 | 0 | 0 | 0 | 0 | 0 | 0 | 0 | 0 | 0 | 0 | 0 | 0 | 0 | 0 | 0 | 0 | 0 | 0 | 0 | 0 | 0 | 0 | 0 | 0 | 0 | 0 | 0 | 0 | 0 | 0 | 0 | 0
F2_Commercial_Retail_Existing_Food Preparation_Natural Gas_Oven_E6 | F2 | Commercial | Retail | Existing | Food Preparation | Natural Gas | Oven | E6 | RVT - Cost of Operation | 0 | 0 | 0 | 0 | 0 | 0 | 0 | 0 | 0 | 0 | 0 | 0 | 0 | 0 | 0 | 0 | 0 | 0 | 0 | 0 | 0 | 0 | 0 | 0 | 0 | 0 | 0 | 0 | 0 | 0 | 0 | 0 | 0 | 0 | 0 | 0 | 0 | 0 | 0 | 0 | 0 | 0
F2_Commercial_Retail_Existing_Food Preparation_Natural Gas_Oven_E7 | F2 | Commercial | Retail | Existing | Food Preparation | Natural Gas | Oven | E7 | RVT - Cost of Operation | 0 | 0 | 0 | 0 | 0 | 0 | 0 | 0 | 0 | 0 | 0 | 0 | 0 | 0 | 0 | 0 | 0 | 0 | 0 | 0 | 0 | 0 | 0 | 0 | 0 | 0 | 0 | 0 | 0 | 0 | 0 | 0 | 0 | 0 | 0 | 0 | 0 | 0 | 0 | 0 | 0 | 0
F2_Commercial_Retail_Existing_Food Preparation_Natural Gas_Oven_E8 | F2 | Commercial | Retail | Existing | Food Preparation | Natural Gas | Oven | E8 | RVT - Cost of Operation | 0 | 0 | 0 | 0 | 0 | 0 | 0 | 0 | 0 | 0 | 0 | 0 | 0 | 0 | 0 | 0 | 0 | 0 | 0 | 0 | 0 | 0 | 0 | 0 | 0 | 0 | 0 | 0 | 0 | 0 | 0 | 0 | 0 | 0 | 0 | 0 | 0 | 0 | 0 | 0 | 0 | 0
F2_Commercial_Retail_Existing_Food Preparation_Natural Gas_Oven_E9 | F2 | Commercial | Retail | Existing | Food Preparation | Natural Gas | Oven | E9 | RVT - Cost of Operation | 0 | 0 | 0 | 0 | 0 | 0 | 0 | 0 | 0 | 0 | 0 | 0 | 0 | 0 | 0 | 0 | 0 | 0 | 0 | 0 | 0 | 0 | 0 | 0 | 0 | 0 | 0 | 0 | 0 | 0 | 0 | 0 | 0 | 0 | 0 | 0 | 0 | 0 | 0 | 0 | 0 | 0
F2_Commercial_Retail_Existing_Food Preparation_Natural Gas_Oven_E10 | F2 | Commercial | Retail | Existing | Food Preparation | Natural Gas | Oven | E10 | RVT - Cost of Operation | 0 | 0 | 0 | 0 | 0 | 0 | 0 | 0 | 0 | 0 | 0 | 0 | 0 | 0 | 0 | 0 | 0 | 0 | 0 | 0 | 0 | 0 | 0 | 0 | 0 | 0 | 0 | 0 | 0 | 0 | 0 | 0 | 0 | 0 | 0 | 0 | 0 | 0 | 0 | 0 | 0 | 0
F3_Commercial_Retail_Existing_Food Preparation_Natural Gas_Oven_E1 | F3 | Commercial | Retail | Existing | Food Preparation | Natural Gas | Oven | E1 | System - kBTUs of Consumption | 1.23 | 1.23 | 1.23 | 1.23 | 1.23 | 1.23 | 1.23 | 1.23 | 1.23 | 1.23 | 1.23 | 1.23 | 1.23 | 1.23 | 1.23 | 1.23 | 1.23 | 1.23 | 1.23 | 1.23 | 1.23 | 1.23 | 1.23 | 1.23 | 1.23 | 1.23 | 1.23 | 1.23 | 1.23 | 1.23 | 1.23 | 1.23 | 1.23 | 0 | 0 | 0 | 0 | 0 | 0 | 0 | 0 | 0
F3_Commercial_Retail_Existing_Food Preparation_Natural Gas_Oven_E2 | F3 | Commercial | Retail | Existing | Food Preparation | Natural Gas | Oven | E2 | System - kBTUs of Consumption | 1.2817 | 1.2817 | 1.2817 | 1.2817 | 1.2817 | 1.2817 | 1.2817 | 1.2817 | 1.2817 | 1.2817 | 1.2817 | 1.2817 | 1.2817 | 1.2817 | 1.2817 | 1.2817 | 1.2817 | 1.2817 | 1.2817 | 1.2817 | 1.2817 | 1.2817 | 1.2817 | 1.2817 | 1.2817 | 1.2817 | 1.2817 | 1.2817 | 1.2817 | 1.2817 | 1.2817 | 1.2817 | 1.2817 | 0 | 0 | 0 | 0 | 0 | 0 | 0 | 0 | 0
F3_Commercial_Retail_Existing_Food Preparation_Natural Gas_Oven_E3 | F3 | Commercial | Retail | Existing | Food Preparation | Natural Gas | Oven | E3 | System - kBTUs of Consumption | 0 | 0 | 0 | 0 | 0 | 0 | 0 | 0 | 0 | 0 | 0 | 0 | 0 | 0 | 0 | 0 | 0 | 0 | 0 | 0 | 0 | 0 | 0 | 0 | 0 | 0 | 0 | 0 | 0 | 0 | 0 | 0 | 0 | 0 | 0 | 0 | 0 | 0 | 0 | 0 | 0 | 0
F3_Commercial_Retail_Existing_Food Preparation_Natural Gas_Oven_E4 | F3 | Commercial | Retail | Existing | Food Preparation | Natural Gas | Oven | E4 | System - kBTUs of Consumption | 0 | 0 | 0 | 0 | 0 | 0 | 0 | 0 | 0 | 0 | 0 | 0 | 0 | 0 | 0 | 0 | 0 | 0 | 0 | 0 | 0 | 0 | 0 | 0 | 0 | 0 | 0 | 0 | 0 | 0 | 0 | 0 | 0 | 0 | 0 | 0 | 0 | 0 | 0 | 0 | 0 | 0
F3_Commercial_Retail_Existing_Food Preparation_Natural Gas_Oven_E5 | F3 | Commercial | Retail | Existing | Food Preparation | Natural Gas | Oven | E5 | System - kBTUs of Consumption | 0 | 0 | 0 | 0 | 0 | 0 | 0 | 0 | 0 | 0 | 0 | 0 | 0 | 0 | 0 | 0 | 0 | 0 | 0 | 0 | 0 | 0 | 0 | 0 | 0 | 0 | 0 | 0 | 0 | 0 | 0 | 0 | 0 | 0 | 0 | 0 | 0 | 0 | 0 | 0 | 0 | 0
F3_Commercial_Retail_Existing_Food Preparation_Natural Gas_Oven_E6 | F3 | Commercial | Retail | Existing | Food Preparation | Natural Gas | Oven | E6 | System - kBTUs of Consumption | 0 | 0 | 0 | 0 | 0 | 0 | 0 | 0 | 0 | 0 | 0 | 0 | 0 | 0 | 0 | 0 | 0 | 0 | 0 | 0 | 0 | 0 | 0 | 0 | 0 | 0 | 0 | 0 | 0 | 0 | 0 | 0 | 0 | 0 | 0 | 0 | 0 | 0 | 0 | 0 | 0 | 0
F3_Commercial_Retail_Existing_Food Preparation_Natural Gas_Oven_E7 | F3 | Commercial | Retail | Existing | Food Preparation | Natural Gas | Oven | E7 | System - kBTUs of Consumption | 0 | 0 | 0 | 0 | 0 | 0 | 0 | 0 | 0 | 0 | 0 | 0 | 0 | 0 | 0 | 0 | 0 | 0 | 0 | 0 | 0 | 0 | 0 | 0 | 0 | 0 | 0 | 0 | 0 | 0 | 0 | 0 | 0 | 0 | 0 | 0 | 0 | 0 | 0 | 0 | 0 | 0
F3_Commercial_Retail_Existing_Food Preparation_Natural Gas_Oven_E8 | F3 | Commercial | Retail | Existing | Food Preparation | Natural Gas | Oven | E8 | System - kBTUs of Consumption | 0 | 0 | 0 | 0 | 0 | 0 | 0 | 0 | 0 | 0 | 0 | 0 | 0 | 0 | 0 | 0 | 0 | 0 | 0 | 0 | 0 | 0 | 0 | 0 | 0 | 0 | 0 | 0 | 0 | 0 | 0 | 0 | 0 | 0 | 0 | 0 | 0 | 0 | 0 | 0 | 0 | 0
F3_Commercial_Retail_Existing_Food Preparation_Natural Gas_Oven_E9 | F3 | Commercial | Retail | Existing | Food Preparation | Natural Gas | Oven | E9 | System - kBTUs of Consumption | 0 | 0 | 0 | 0 | 0 | 0 | 0 | 0 | 0 | 0 | 0 | 0 | 0 | 0 | 0 | 0 | 0 | 0 | 0 | 0 | 0 | 0 | 0 | 0 | 0 | 0 | 0 | 0 | 0 | 0 | 0 | 0 | 0 | 0 | 0 | 0 | 0 | 0 | 0 | 0 | 0 | 0
F3_Commercial_Retail_Existing_Food Preparation_Natural Gas_Oven_E10 | F3 | Commercial | Retail | Existing | Food Preparation | Natural Gas | Oven | E10 | System - kBTUs of Consumption | 0 | 0 | 0 | 0 | 0 | 0 | 0 | 0 | 0 | 0 | 0 | 0 | 0 | 0 | 0 | 0 | 0 | 0 | 0 | 0 | 0 | 0 | 0 | 0 | 0 | 0 | 0 | 0 | 0 | 0 | 0 | 0 | 0 | 0 | 0 | 0 | 0 | 0 | 0 | 0 | 0 | 0
F4_Commercial_Retail_Existing_Food Preparation_Natural Gas_Oven_E1 | F4 | Commercial | Retail | Existing | Food Preparation | Natural Gas | Oven | E1 | Utility - Cost of Equipment | 0.87859 | 0.87881 | 0.88321 | 0.8773 | 0.87379 | 0.87682 | 0.88537 | 0.89223 | 0.90065 | 0.9087 | 0.91673 | 0.92419 | 0.9322 | 0.94053 | 0.9485 | 0.95664 | 0.96487 | 0.97385 | 0.98315 | 0.99294 | 1.0025 | 1.0123 | 1.0213 | 1.0305 | 1.0387 | 1.0457 | 1.0521 | 1.0577 | 1.062 | 1.0656 | 1.0675 | 1.0688 | 1.0688 | 0 | 0 | 0 | 0 | 0 | 0 | 0 | 0 | 0
F4_Commercial_Retail_Existing_Food Preparation_Natural Gas_Oven_E2 | F4 | Commercial | Retail | Existing | Food Preparation | Natural Gas | Oven | E2 | Utility - Cost of Equipment | 0.50311 | 0.50323 | 0.50575 | 0.50237 | 0.50036 | 0.50209 | 0.50699 | 0.51091 | 0.51573 | 0.52035 | 0.52494 | 0.52922 | 0.5338 | 0.53857 | 0.54314 | 0.5478 | 0.55251 | 0.55765 | 0.56298 | 0.56859 | 0.57403 | 0.57966 | 0.58481 | 0.5901 | 0.59477 | 0.59881 | 0.60248 | 0.60565 | 0.60814 | 0.61017 | 0.61128 | 0.61202 | 0.61202 | 0 | 0 | 0 | 0 | 0 | 0 | 0 | 0 | 0
F4_Commercial_Retail_Existing_Food Preparation_Natural Gas_Oven_E3 | F4 | Commercial | Retail | Existing | Food Preparation | Natural Gas | Oven | E3 | Utility - Cost of Equipment | 0 | 0 | 0 | 0 | 0 | 0 | 0 | 0 | 0 | 0 | 0 | 0 | 0 | 0 | 0 | 0 | 0 | 0 | 0 | 0 | 0 | 0 | 0 | 0 | 0 | 0 | 0 | 0 | 0 | 0 | 0 | 0 | 0 | 0 | 0 | 0 | 0 | 0 | 0 | 0 | 0 | 0
F4_Commercial_Retail_Existing_Food Preparation_Natural Gas_Oven_E4 | F4 | Commercial | Retail | Existing | Food Preparation | Natural Gas | Oven | E4 | Utility - Cost of Equipment | 0 | 0 | 0 | 0 | 0 | 0 | 0 | 0 | 0 | 0 | 0 | 0 | 0 | 0 | 0 | 0 | 0 | 0 | 0 | 0 | 0 | 0 | 0 | 0 | 0 | 0 | 0 | 0 | 0 | 0 | 0 | 0 | 0 | 0 | 0 | 0 | 0 | 0 | 0 | 0 | 0 | 0
F4_Commercial_Retail_Existing_Food Preparation_Natural Gas_Oven_E5 | F4 | Commercial | Retail | Existing | Food Preparation | Natural Gas | Oven | E5 | Utility - Cost of Equipment | 0 | 0 | 0 | 0 | 0 | 0 | 0 | 0 | 0 | 0 | 0 | 0 | 0 | 0 | 0 | 0 | 0 | 0 | 0 | 0 | 0 | 0 | 0 | 0 | 0 | 0 | 0 | 0 | 0 | 0 | 0 | 0 | 0 | 0 | 0 | 0 | 0 | 0 | 0 | 0 | 0 | 0
F4_Commercial_Retail_Existing_Food Preparation_Natural Gas_Oven_E6 | F4 | Commercial | Retail | Existing | Food Preparation | Natural Gas | Oven | E6 | Utility - Cost of Equipment | 0 | 0 | 0 | 0 | 0 | 0 | 0 | 0 | 0 | 0 | 0 | 0 | 0 | 0 | 0 | 0 | 0 | 0 | 0 | 0 | 0 | 0 | 0 | 0 | 0 | 0 | 0 | 0 | 0 | 0 | 0 | 0 | 0 | 0 | 0 | 0 | 0 | 0 | 0 | 0 | 0 | 0
F4_Commercial_Retail_Existing_Food Preparation_Natural Gas_Oven_E7 | F4 | Commercial | Retail | Existing | Food Preparation | Natural Gas | Oven | E7 | Utility - Cost of Equipment | 0 | 0 | 0 | 0 | 0 | 0 | 0 | 0 | 0 | 0 | 0 | 0 | 0 | 0 | 0 | 0 | 0 | 0 | 0 | 0 | 0 | 0 | 0 | 0 | 0 | 0 | 0 | 0 | 0 | 0 | 0 | 0 | 0 | 0 | 0 | 0 | 0 | 0 | 0 | 0 | 0 | 0
F4_Commercial_Retail_Existing_Food Preparation_Natural Gas_Oven_E8 | F4 | Commercial | Retail | Existing | Food Preparation | Natural Gas | Oven | E8 | Utility - Cost of Equipment | 0 | 0 | 0 | 0 | 0 | 0 | 0 | 0 | 0 | 0 | 0 | 0 | 0 | 0 | 0 | 0 | 0 | 0 | 0 | 0 | 0 | 0 | 0 | 0 | 0 | 0 | 0 | 0 | 0 | 0 | 0 | 0 | 0 | 0 | 0 | 0 | 0 | 0 | 0 | 0 | 0 | 0
F4_Commercial_Retail_Existing_Food Preparation_Natural Gas_Oven_E9 | F4 | Commercial | Retail | Existing | Food Preparation | Natural Gas | Oven | E9 | Utility - Cost of Equipment | 0 | 0 | 0 | 0 | 0 | 0 | 0 | 0 | 0 | 0 | 0 | 0 | 0 | 0 | 0 | 0 | 0 | 0 | 0 | 0 | 0 | 0 | 0 | 0 | 0 | 0 | 0 | 0 | 0 | 0 | 0 | 0 | 0 | 0 | 0 | 0 | 0 | 0 | 0 | 0 | 0 | 0
F4_Commercial_Retail_Existing_Food Preparation_Natural Gas_Oven_E10 | F4 | Commercial | Retail | Existing | Food Preparation | Natural Gas | Oven | E10 | Utility - Cost of Equipment | 0 | 0 | 0 | 0 | 0 | 0 | 0 | 0 | 0 | 0 | 0 | 0 | 0 | 0 | 0 | 0 | 0 | 0 | 0 | 0 | 0 | 0 | 0 | 0 | 0 | 0 | 0 | 0 | 0 | 0 | 0 | 0 | 0 | 0 | 0 | 0 | 0 | 0 | 0 | 0 | 0 | 0
F5_Commercial_Retail_Existing_Food Preparation_Natural Gas_Oven_E1 | F5 | Commercial | Retail | Existing | Food Preparation | Natural Gas | Oven | E1 | Utility - Cost of Operation | 1.23 | 1.23 | 1.23 | 1.23 | 1.23 | 1.23 | 1.23 | 1.23 | 1.23 | 1.23 | 1.23 | 1.23 | 1.23 | 1.23 | 1.23 | 1.23 | 1.23 | 1.23 | 1.23 | 1.23 | 1.23 | 1.23 | 1.23 | 1.23 | 1.23 | 1.23 | 1.23 | 1.23 | 1.23 | 1.23 | 1.23 | 1.23 | 1.23 | 0 | 0 | 0 | 0 | 0 | 0 | 0 | 0 | 0
F5_Commercial_Retail_Existing_Food Preparation_Natural Gas_Oven_E2 | F5 | Commercial | Retail | Existing | Food Preparation | Natural Gas | Oven | E2 | Utility - Cost of Operation | 1.2817 | 1.2817 | 1.2817 | 1.2817 | 1.2817 | 1.2817 | 1.2817 | 1.2817 | 1.2817 | 1.2817 | 1.2817 | 1.2817 | 1.2817 | 1.2817 | 1.2817 | 1.2817 | 1.2817 | 1.2817 | 1.2817 | 1.2817 | 1.2817 | 1.2817 | 1.2817 | 1.2817 | 1.2817 | 1.2817 | 1.2817 | 1.2817 | 1.2817 | 1.2817 | 1.2817 | 1.2817 | 1.2817 | 0 | 0 | 0 | 0 | 0 | 0 | 0 | 0 | 0
F5_Commercial_Retail_Existing_Food Preparation_Natural Gas_Oven_E3 | F5 | Commercial | Retail | Existing | Food Preparation | Natural Gas | Oven | E3 | Utility - Cost of Operation | 0 | 0 | 0 | 0 | 0 | 0 | 0 | 0 | 0 | 0 | 0 | 0 | 0 | 0 | 0 | 0 | 0 | 0 | 0 | 0 | 0 | 0 | 0 | 0 | 0 | 0 | 0 | 0 | 0 | 0 | 0 | 0 | 0 | 0 | 0 | 0 | 0 | 0 | 0 | 0 | 0 | 0
F5_Commercial_Retail_Existing_Food Preparation_Natural Gas_Oven_E4 | F5 | Commercial | Retail | Existing | Food Preparation | Natural Gas | Oven | E4 | Utility - Cost of Operation | 0 | 0 | 0 | 0 | 0 | 0 | 0 | 0 | 0 | 0 | 0 | 0 | 0 | 0 | 0 | 0 | 0 | 0 | 0 | 0 | 0 | 0 | 0 | 0 | 0 | 0 | 0 | 0 | 0 | 0 | 0 | 0 | 0 | 0 | 0 | 0 | 0 | 0 | 0 | 0 | 0 | 0
F5_Commercial_Retail_Existing_Food Preparation_Natural Gas_Oven_E5 | F5 | Commercial | Retail | Existing | Food Preparation | Natural Gas | Oven | E5 | Utility - Cost of Operation | 0 | 0 | 0 | 0 | 0 | 0 | 0 | 0 | 0 | 0 | 0 | 0 | 0 | 0 | 0 | 0 | 0 | 0 | 0 | 0 | 0 | 0 | 0 | 0 | 0 | 0 | 0 | 0 | 0 | 0 | 0 | 0 | 0 | 0 | 0 | 0 | 0 | 0 | 0 | 0 | 0 | 0
F5_Commercial_Retail_Existing_Food Preparation_Natural Gas_Oven_E6 | F5 | Commercial | Retail | Existing | Food Preparation | Natural Gas | Oven | E6 | Utility - Cost of Operation | 0 | 0 | 0 | 0 | 0 | 0 | 0 | 0 | 0 | 0 | 0 | 0 | 0 | 0 | 0 | 0 | 0 | 0 | 0 | 0 | 0 | 0 | 0 | 0 | 0 | 0 | 0 | 0 | 0 | 0 | 0 | 0 | 0 | 0 | 0 | 0 | 0 | 0 | 0 | 0 | 0 | 0
F5_Commercial_Retail_Existing_Food Preparation_Natural Gas_Oven_E7 | F5 | Commercial | Retail | Existing | Food Preparation | Natural Gas | Oven | E7 | Utility - Cost of Operation | 0 | 0 | 0 | 0 | 0 | 0 | 0 | 0 | 0 | 0 | 0 | 0 | 0 | 0 | 0 | 0 | 0 | 0 | 0 | 0 | 0 | 0 | 0 | 0 | 0 | 0 | 0 | 0 | 0 | 0 | 0 | 0 | 0 | 0 | 0 | 0 | 0 | 0 | 0 | 0 | 0 | 0
F5_Commercial_Retail_Existing_Food Preparation_Natural Gas_Oven_E8 | F5 | Commercial | Retail | Existing | Food Preparation | Natural Gas | Oven | E8 | Utility - Cost of Operation | 0 | 0 | 0 | 0 | 0 | 0 | 0 | 0 | 0 | 0 | 0 | 0 | 0 | 0 | 0 | 0 | 0 | 0 | 0 | 0 | 0 | 0 | 0 | 0 | 0 | 0 | 0 | 0 | 0 | 0 | 0 | 0 | 0 | 0 | 0 | 0 | 0 | 0 | 0 | 0 | 0 | 0
F5_Commercial_Retail_Existing_Food Preparation_Natural Gas_Oven_E9 | F5 | Commercial | Retail | Existing | Food Preparation | Natural Gas | Oven | E9 | Utility - Cost of Operation | 0 | 0 | 0 | 0 | 0 | 0 | 0 | 0 | 0 | 0 | 0 | 0 | 0 | 0 | 0 | 0 | 0 | 0 | 0 | 0 | 0 | 0 | 0 | 0 | 0 | 0 | 0 | 0 | 0 | 0 | 0 | 0 | 0 | 0 | 0 | 0 | 0 | 0 | 0 | 0 | 0 | 0
F5_Commercial_Retail_Existing_Food Preparation_Natural Gas_Oven_E10 | F5 | Commercial | Retail | Existing | Food Preparation | Natural Gas | Oven | E10 | Utility - Cost of Operation | 0 | 0 | 0 | 0 | 0 | 0 | 0 | 0 | 0 | 0 | 0 | 0 | 0 | 0 | 0 | 0 | 0 | 0 | 0 | 0 | 0 | 0 | 0 | 0 | 0 | 0 | 0 | 0 | 0 | 0 | 0 | 0 | 0 | 0 | 0 | 0 | 0 | 0 | 0 | 0 | 0 | 0
F6_Commercial_Retail_Existing_Food Preparation_Natural Gas_Oven_E1 | F6 | Commercial | Retail | Existing | Food Preparation | Natural Gas | Oven | E1 | Utility - Value of Sales | 0.46541 | 0.46779 | 0.47162 | 0.47078 | 0.47078 | 0.47078 | 0.47078 | 0.47078 | 0.47078 | 0.47078 | 0.47078 | 0.47078 | 0.47078 | 0.47078 | 0.47078 | 0.47078 | 0.47078 | 0.47078 | 0.47078 | 0.47078 | 0.47078 | 0.47078 | 0.47078 | 0.47078 | 0.47078 | 0.47078 | 0.47078 | 0.47078 | 0.47078 | 0.47078 | 0.47078 | 0.47078 | 0.47078 | 0 | 0 | 0 | 0 | 0 | 0 | 0 | 0 | 0
F6_Commercial_Retail_Existing_Food Preparation_Natural Gas_Oven_E2 | F6 | Commercial | Retail | Existing | Food Preparation | Natural Gas | Oven | E2 | Utility - Value of Sales | 0.26651 | 0.26787 | 0.27007 | 0.26958 | 0.26958 | 0.26958 | 0.26958 | 0.26958 | 0.26958 | 0.26958 | 0.26958 | 0.26958 | 0.26958 | 0.26958 | 0.26958 | 0.26958 | 0.26958 | 0.26958 | 0.26958 | 0.26958 | 0.26958 | 0.26958 | 0.26958 | 0.26958 | 0.26958 | 0.26958 | 0.26958 | 0.26958 | 0.26958 | 0.26958 | 0.26958 | 0.26958 | 0.26958 | 0 | 0 | 0 | 0 | 0 | 0 | 0 | 0 | 0
F6_Commercial_Retail_Existing_Food Preparation_Natural Gas_Oven_E3 | F6 | Commercial | Retail | Existing | Food Preparation | Natural Gas | Oven | E3 | Utility - Value of Sales | 0 | 0 | 0 | 0 | 0 | 0 | 0 | 0 | 0 | 0 | 0 | 0 | 0 | 0 | 0 | 0 | 0 | 0 | 0 | 0 | 0 | 0 | 0 | 0 | 0 | 0 | 0 | 0 | 0 | 0 | 0 | 0 | 0 | 0 | 0 | 0 | 0 | 0 | 0 | 0 | 0 | 0
F6_Commercial_Retail_Existing_Food Preparation_Natural Gas_Oven_E4 | F6 | Commercial | Retail | Existing | Food Preparation | Natural Gas | Oven | E4 | Utility - Value of Sales | 0 | 0 | 0 | 0 | 0 | 0 | 0 | 0 | 0 | 0 | 0 | 0 | 0 | 0 | 0 | 0 | 0 | 0 | 0 | 0 | 0 | 0 | 0 | 0 | 0 | 0 | 0 | 0 | 0 | 0 | 0 | 0 | 0 | 0 | 0 | 0 | 0 | 0 | 0 | 0 | 0 | 0
F6_Commercial_Retail_Existing_Food Preparation_Natural Gas_Oven_E5 | F6 | Commercial | Retail | Existing | Food Preparation | Natural Gas | Oven | E5 | Utility - Value of Sales | 0 | 0 | 0 | 0 | 0 | 0 | 0 | 0 | 0 | 0 | 0 | 0 | 0 | 0 | 0 | 0 | 0 | 0 | 0 | 0 | 0 | 0 | 0 | 0 | 0 | 0 | 0 | 0 | 0 | 0 | 0 | 0 | 0 | 0 | 0 | 0 | 0 | 0 | 0 | 0 | 0 | 0
F6_Commercial_Retail_Existing_Food Preparation_Natural Gas_Oven_E6 | F6 | Commercial | Retail | Existing | Food Preparation | Natural Gas | Oven | E6 | Utility - Value of Sales | 0 | 0 | 0 | 0 | 0 | 0 | 0 | 0 | 0 | 0 | 0 | 0 | 0 | 0 | 0 | 0 | 0 | 0 | 0 | 0 | 0 | 0 | 0 | 0 | 0 | 0 | 0 | 0 | 0 | 0 | 0 | 0 | 0 | 0 | 0 | 0 | 0 | 0 | 0 | 0 | 0 | 0
F6_Commercial_Retail_Existing_Food Preparation_Natural Gas_Oven_E7 | F6 | Commercial | Retail | Existing | Food Preparation | Natural Gas | Oven | E7 | Utility - Value of Sales | 0 | 0 | 0 | 0 | 0 | 0 | 0 | 0 | 0 | 0 | 0 | 0 | 0 | 0 | 0 | 0 | 0 | 0 | 0 | 0 | 0 | 0 | 0 | 0 | 0 | 0 | 0 | 0 | 0 | 0 | 0 | 0 | 0 | 0 | 0 | 0 | 0 | 0 | 0 | 0 | 0 | 0
F6_Commercial_Retail_Existing_Food Preparation_Natural Gas_Oven_E8 | F6 | Commercial | Retail | Existing | Food Preparation | Natural Gas | Oven | E8 | Utility - Value of Sales | 0 | 0 | 0 | 0 | 0 | 0 | 0 | 0 | 0 | 0 | 0 | 0 | 0 | 0 | 0 | 0 | 0 | 0 | 0 | 0 | 0 | 0 | 0 | 0 | 0 | 0 | 0 | 0 | 0 | 0 | 0 | 0 | 0 | 0 | 0 | 0 | 0 | 0 | 0 | 0 | 0 | 0
F6_Commercial_Retail_Existing_Food Preparation_Natural Gas_Oven_E9 | F6 | Commercial | Retail | Existing | Food Preparation | Natural Gas | Oven | E9 | Utility - Value of Sales | 0 | 0 | 0 | 0 | 0 | 0 | 0 | 0 | 0 | 0 | 0 | 0 | 0 | 0 | 0 | 0 | 0 | 0 | 0 | 0 | 0 | 0 | 0 | 0 | 0 | 0 | 0 | 0 | 0 | 0 | 0 | 0 | 0 | 0 | 0 | 0 | 0 | 0 | 0 | 0 | 0 | 0
F6_Commercial_Retail_Existing_Food Preparation_Natural Gas_Oven_E10 | F6 | Commercial | Retail | Existing | Food Preparation | Natural Gas | Oven | E10 | Utility - Value of Sales | 0 | 0 | 0 | 0 | 0 | 0 | 0 | 0 | 0 | 0 | 0 | 0 | 0 | 0 | 0 | 0 | 0 | 0 | 0 | 0 | 0 | 0 | 0 | 0 | 0 | 0 | 0 | 0 | 0 | 0 | 0 | 0 | 0 | 0 | 0 | 0 | 0 | 0 | 0 | 0 | 0 | 0
F1_Commercial_Retail_Existing_Food Preparation_Natural Gas_Conveyor Oven_E1 | F1 | Commercial | Retail | Existing | Food Preparation | Natural Gas | Conveyor Oven | E1 | RVT - Cost of Equipment | 1.1061 | 1.1095 | 1.1162 | 1.1141 | 1.1141 | 1.1198 | 1.1302 | 1.1394 | 1.1501 | 1.1606 | 1.1712 | 1.1815 | 1.1923 | 1.2034 | 1.2141 | 1.2249 | 1.2353 | 1.2458 | 1.2561 | 1.2661 | 1.2754 | 1.2845 | 1.2924 | 1.3004 | 1.3074 | 1.3133 | 1.3188 | 1.3235 | 1.3272 | 1.3302 | 1.3318 | 1.3329 | 1.3329 | 0 | 0 | 0 | 0 | 0 | 0 | 0 | 0 | 0
F1_Commercial_Retail_Existing_Food Preparation_Natural Gas_Conveyor Oven_E2 | F1 | Commercial | Retail | Existing | Food Preparation | Natural Gas | Conveyor Oven | E2 | RVT - Cost of Equipment | 0.84084 | 0.84336 | 0.84846 | 0.8469 | 0.84691 | 0.85122 | 0.85916 | 0.86614 | 0.87423 | 0.88223 | 0.89033 | 0.89814 | 0.90632 | 0.91477 | 0.92292 | 0.93108 | 0.939 | 0.94703 | 0.95483 | 0.96246 | 0.96949 | 0.97638 | 0.98245 | 0.98853 | 0.99379 | 0.99834 | 1.0025 | 1.0061 | 1.0089 | 1.0112 | 1.0124 | 1.0132 | 1.0132 | 0 | 0 | 0 | 0 | 0 | 0 | 0 | 0 | 0
F1_Commercial_Retail_Existing_Food Preparation_Natural Gas_Conveyor Oven_E3 | F1 | Commercial | Retail | Existing | Food Preparation | Natural Gas | Conveyor Oven | E3 | RVT - Cost of Equipment | 0 | 0 | 0 | 0 | 0 | 0 | 0 | 0 | 0 | 0 | 0 | 0 | 0 | 0 | 0 | 0 | 0 | 0 | 0 | 0 | 0 | 0 | 0 | 0 | 0 | 0 | 0 | 0 | 0 | 0 | 0 | 0 | 0 | 0 | 0 | 0 | 0 | 0 | 0 | 0 | 0 | 0
F1_Commercial_Retail_Existing_Food Preparation_Natural Gas_Conveyor Oven_E4 | F1 | Commercial | Retail | Existing | Food Preparation | Natural Gas | Conveyor Oven | E4 | RVT - Cost of Equipment | 0 | 0 | 0 | 0 | 0 | 0 | 0 | 0 | 0 | 0 | 0 | 0 | 0 | 0 | 0 | 0 | 0 | 0 | 0 | 0 | 0 | 0 | 0 | 0 | 0 | 0 | 0 | 0 | 0 | 0 | 0 | 0 | 0 | 0 | 0 | 0 | 0 | 0 | 0 | 0 | 0 | 0
F1_Commercial_Retail_Existing_Food Preparation_Natural Gas_Conveyor Oven_E5 | F1 | Commercial | Retail | Existing | Food Preparation | Natural Gas | Conveyor Oven | E5 | RVT - Cost of Equipment | 0 | 0 | 0 | 0 | 0 | 0 | 0 | 0 | 0 | 0 | 0 | 0 | 0 | 0 | 0 | 0 | 0 | 0 | 0 | 0 | 0 | 0 | 0 | 0 | 0 | 0 | 0 | 0 | 0 | 0 | 0 | 0 | 0 | 0 | 0 | 0 | 0 | 0 | 0 | 0 | 0 | 0
F1_Commercial_Retail_Existing_Food Preparation_Natural Gas_Conveyor Oven_E6 | F1 | Commercial | Retail | Existing | Food Preparation | Natural Gas | Conveyor Oven | E6 | RVT - Cost of Equipment | 0 | 0 | 0 | 0 | 0 | 0 | 0 | 0 | 0 | 0 | 0 | 0 | 0 | 0 | 0 | 0 | 0 | 0 | 0 | 0 | 0 | 0 | 0 | 0 | 0 | 0 | 0 | 0 | 0 | 0 | 0 | 0 | 0 | 0 | 0 | 0 | 0 | 0 | 0 | 0 | 0 | 0
F1_Commercial_Retail_Existing_Food Preparation_Natural Gas_Conveyor Oven_E7 | F1 | Commercial | Retail | Existing | Food Preparation | Natural Gas | Conveyor Oven | E7 | RVT - Cost of Equipment | 0 | 0 | 0 | 0 | 0 | 0 | 0 | 0 | 0 | 0 | 0 | 0 | 0 | 0 | 0 | 0 | 0 | 0 | 0 | 0 | 0 | 0 | 0 | 0 | 0 | 0 | 0 | 0 | 0 | 0 | 0 | 0 | 0 | 0 | 0 | 0 | 0 | 0 | 0 | 0 | 0 | 0
F1_Commercial_Retail_Existing_Food Preparation_Natural Gas_Conveyor Oven_E8 | F1 | Commercial | Retail | Existing | Food Preparation | Natural Gas | Conveyor Oven | E8 | RVT - Cost of Equipment | 0 | 0 | 0 | 0 | 0 | 0 | 0 | 0 | 0 | 0 | 0 | 0 | 0 | 0 | 0 | 0 | 0 | 0 | 0 | 0 | 0 | 0 | 0 | 0 | 0 | 0 | 0 | 0 | 0 | 0 | 0 | 0 | 0 | 0 | 0 | 0 | 0 | 0 | 0 | 0 | 0 | 0
F1_Commercial_Retail_Existing_Food Preparation_Natural Gas_Conveyor Oven_E9 | F1 | Commercial | Retail | Existing | Food Preparation | Natural Gas | Conveyor Oven | E9 | RVT - Cost of Equipment | 0 | 0 | 0 | 0 | 0 | 0 | 0 | 0 | 0 | 0 | 0 | 0 | 0 | 0 | 0 | 0 | 0 | 0 | 0 | 0 | 0 | 0 | 0 | 0 | 0 | 0 | 0 | 0 | 0 | 0 | 0 | 0 | 0 | 0 | 0 | 0 | 0 | 0 | 0 | 0 | 0 | 0
F1_Commercial_Retail_Existing_Food Preparation_Natural Gas_Conveyor Oven_E10 | F1 | Commercial | Retail | Existing | Food Preparation | Natural Gas | Conveyor Oven | E10 | RVT - Cost of Equipment | 0 | 0 | 0 | 0 | 0 | 0 | 0 | 0 | 0 | 0 | 0 | 0 | 0 | 0 | 0 | 0 | 0 | 0 | 0 | 0 | 0 | 0 | 0 | 0 | 0 | 0 | 0 | 0 | 0 | 0 | 0 | 0 | 0 | 0 | 0 | 0 | 0 | 0 | 0 | 0 | 0 | 0
F2_Commercial_Retail_Existing_Food Preparation_Natural Gas_Conveyor Oven_E1 | F2 | Commercial | Retail | Existing | Food Preparation | Natural Gas | Conveyor Oven | E1 | RVT - Cost of Operation | 1.3252 | 1.3292 | 1.3372 | 1.3348 | 1.3348 | 1.3416 | 1.3541 | 1.3651 | 1.3779 | 1.3905 | 1.4032 | 1.4155 | 1.4284 | 1.4418 | 1.4546 | 1.4675 | 1.4799 | 1.4926 | 1.5049 | 1.5169 | 1.528 | 1.5389 | 1.5484 | 1.558 | 1.5663 | 1.5735 | 1.58 | 1.5856 | 1.59 | 1.5937 | 1.5956 | 1.5969 | 1.5969 | 0 | 0 | 0 | 0 | 0 | 0 | 0 | 0 | 0
F2_Commercial_Retail_Existing_Food Preparation_Natural Gas_Conveyor Oven_E2 | F2 | Commercial | Retail | Existing | Food Preparation | Natural Gas | Conveyor Oven | E2 | RVT - Cost of Operation | 1.0074 | 1.0104 | 1.0165 | 1.0146 | 1.0147 | 1.0198 | 1.0293 | 1.0377 | 1.0474 | 1.057 | 1.0667 | 1.076 | 1.0858 | 1.096 | 1.1057 | 1.1155 | 1.125 | 1.1346 | 1.1439 | 1.1531 | 1.1615 | 1.1698 | 1.177 | 1.1843 | 1.1906 | 1.1961 | 1.201 | 1.2053 | 1.2087 | 1.2114 | 1.2129 | 1.2139 | 1.2139 | 0 | 0 | 0 | 0 | 0 | 0 | 0 | 0 | 0
F2_Commercial_Retail_Existing_Food Preparation_Natural Gas_Conveyor Oven_E3 | F2 | Commercial | Retail | Existing | Food Preparation | Natural Gas | Conveyor Oven | E3 | RVT - Cost of Operation | 0 | 0 | 0 | 0 | 0 | 0 | 0 | 0 | 0 | 0 | 0 | 0 | 0 | 0 | 0 | 0 | 0 | 0 | 0 | 0 | 0 | 0 | 0 | 0 | 0 | 0 | 0 | 0 | 0 | 0 | 0 | 0 | 0 | 0 | 0 | 0 | 0 | 0 | 0 | 0 | 0 | 0
F2_Commercial_Retail_Existing_Food Preparation_Natural Gas_Conveyor Oven_E4 | F2 | Commercial | Retail | Existing | Food Preparation | Natural Gas | Conveyor Oven | E4 | RVT - Cost of Operation | 0 | 0 | 0 | 0 | 0 | 0 | 0 | 0 | 0 | 0 | 0 | 0 | 0 | 0 | 0 | 0 | 0 | 0 | 0 | 0 | 0 | 0 | 0 | 0 | 0 | 0 | 0 | 0 | 0 | 0 | 0 | 0 | 0 | 0 | 0 | 0 | 0 | 0 | 0 | 0 | 0 | 0
F2_Commercial_Retail_Existing_Food Preparation_Natural Gas_Conveyor Oven_E5 | F2 | Commercial | Retail | Existing | Food Preparation | Natural Gas | Conveyor Oven | E5 | RVT - Cost of Operation | 0 | 0 | 0 | 0 | 0 | 0 | 0 | 0 | 0 | 0 | 0 | 0 | 0 | 0 | 0 | 0 | 0 | 0 | 0 | 0 | 0 | 0 | 0 | 0 | 0 | 0 | 0 | 0 | 0 | 0 | 0 | 0 | 0 | 0 | 0 | 0 | 0 | 0 | 0 | 0 | 0 | 0
F2_Commercial_Retail_Existing_Food Preparation_Natural Gas_Conveyor Oven_E6 | F2 | Commercial | Retail | Existing | Food Preparation | Natural Gas | Conveyor Oven | E6 | RVT - Cost of Operation | 0 | 0 | 0 | 0 | 0 | 0 | 0 | 0 | 0 | 0 | 0 | 0 | 0 | 0 | 0 | 0 | 0 | 0 | 0 | 0 | 0 | 0 | 0 | 0 | 0 | 0 | 0 | 0 | 0 | 0 | 0 | 0 | 0 | 0 | 0 | 0 | 0 | 0 | 0 | 0 | 0 | 0
F2_Commercial_Retail_Existing_Food Preparation_Natural Gas_Conveyor Oven_E7 | F2 | Commercial | Retail | Existing | Food Preparation | Natural Gas | Conveyor Oven | E7 | RVT - Cost of Operation | 0 | 0 | 0 | 0 | 0 | 0 | 0 | 0 | 0 | 0 | 0 | 0 | 0 | 0 | 0 | 0 | 0 | 0 | 0 | 0 | 0 | 0 | 0 | 0 | 0 | 0 | 0 | 0 | 0 | 0 | 0 | 0 | 0 | 0 | 0 | 0 | 0 | 0 | 0 | 0 | 0 | 0
F2_Commercial_Retail_Existing_Food Preparation_Natural Gas_Conveyor Oven_E8 | F2 | Commercial | Retail | Existing | Food Preparation | Natural Gas | Conveyor Oven | E8 | RVT - Cost of Operation | 0 | 0 | 0 | 0 | 0 | 0 | 0 | 0 | 0 | 0 | 0 | 0 | 0 | 0 | 0 | 0 | 0 | 0 | 0 | 0 | 0 | 0 | 0 | 0 | 0 | 0 | 0 | 0 | 0 | 0 | 0 | 0 | 0 | 0 | 0 | 0 | 0 | 0 | 0 | 0 | 0 | 0
F2_Commercial_Retail_Existing_Food Preparation_Natural Gas_Conveyor Oven_E9 | F2 | Commercial | Retail | Existing | Food Preparation | Natural Gas | Conveyor Oven | E9 | RVT - Cost of Operation | 0 | 0 | 0 | 0 | 0 | 0 | 0 | 0 | 0 | 0 | 0 | 0 | 0 | 0 | 0 | 0 | 0 | 0 | 0 | 0 | 0 | 0 | 0 | 0 | 0 | 0 | 0 | 0 | 0 | 0 | 0 | 0 | 0 | 0 | 0 | 0 | 0 | 0 | 0 | 0 | 0 | 0
F2_Commercial_Retail_Existing_Food Preparation_Natural Gas_Conveyor Oven_E10 | F2 | Commercial | Retail | Existing | Food Preparation | Natural Gas | Conveyor Oven | E10 | RVT - Cost of Operation | 0 | 0 | 0 | 0 | 0 | 0 | 0 | 0 | 0 | 0 | 0 | 0 | 0 | 0 | 0 | 0 | 0 | 0 | 0 | 0 | 0 | 0 | 0 | 0 | 0 | 0 | 0 | 0 | 0 | 0 | 0 | 0 | 0 | 0 | 0 | 0 | 0 | 0 | 0 | 0 | 0 | 0
F3_Commercial_Retail_Existing_Food Preparation_Natural Gas_Conveyor Oven_E1 | F3 | Commercial | Retail | Existing | Food Preparation | Natural Gas | Conveyor Oven | E1 | System - kBTUs of Consumption | 0.19964 | 0.19964 | 0.19964 | 0.19964 | 0.19964 | 0.19964 | 0.19964 | 0.19964 | 0.19964 | 0.19964 | 0.19964 | 0.19964 | 0.19964 | 0.19964 | 0.19964 | 0.19964 | 0.19964 | 0.19964 | 0.19964 | 0.19964 | 0.19964 | 0.19964 | 0.19964 | 0.19964 | 0.19964 | 0.19964 | 0.19964 | 0.19964 | 0.19964 | 0.19964 | 0.19964 | 0.19964 | 0.19964 | 0 | 0 | 0 | 0 | 0 | 0 | 0 | 0 | 0
F3_Commercial_Retail_Existing_Food Preparation_Natural Gas_Conveyor Oven_E2 | F3 | Commercial | Retail | Existing | Food Preparation | Natural Gas | Conveyor Oven | E2 | System - kBTUs of Consumption | 0.24338 | 0.24338 | 0.24338 | 0.24338 | 0.24338 | 0.24338 | 0.24338 | 0.24338 | 0.24338 | 0.24338 | 0.24338 | 0.24338 | 0.24338 | 0.24338 | 0.24338 | 0.24338 | 0.24338 | 0.24338 | 0.24338 | 0.24338 | 0.24338 | 0.24338 | 0.24338 | 0.24338 | 0.24338 | 0.24338 | 0.24338 | 0.24338 | 0.24338 | 0.24338 | 0.24338 | 0.24338 | 0.24338 | 0 | 0 | 0 | 0 | 0 | 0 | 0 | 0 | 0
F3_Commercial_Retail_Existing_Food Preparation_Natural Gas_Conveyor Oven_E3 | F3 | Commercial | Retail | Existing | Food Preparation | Natural Gas | Conveyor Oven | E3 | System - kBTUs of Consumption | 0 | 0 | 0 | 0 | 0 | 0 | 0 | 0 | 0 | 0 | 0 | 0 | 0 | 0 | 0 | 0 | 0 | 0 | 0 | 0 | 0 | 0 | 0 | 0 | 0 | 0 | 0 | 0 | 0 | 0 | 0 | 0 | 0 | 0 | 0 | 0 | 0 | 0 | 0 | 0 | 0 | 0
F3_Commercial_Retail_Existing_Food Preparation_Natural Gas_Conveyor Oven_E4 | F3 | Commercial | Retail | Existing | Food Preparation | Natural Gas | Conveyor Oven | E4 | System - kBTUs of Consumption | 0 | 0 | 0 | 0 | 0 | 0 | 0 | 0 | 0 | 0 | 0 | 0 | 0 | 0 | 0 | 0 | 0 | 0 | 0 | 0 | 0 | 0 | 0 | 0 | 0 | 0 | 0 | 0 | 0 | 0 | 0 | 0 | 0 | 0 | 0 | 0 | 0 | 0 | 0 | 0 | 0 | 0
F3_Commercial_Retail_Existing_Food Preparation_Natural Gas_Conveyor Oven_E5 | F3 | Commercial | Retail | Existing | Food Preparation | Natural Gas | Conveyor Oven | E5 | System - kBTUs of Consumption | 0 | 0 | 0 | 0 | 0 | 0 | 0 | 0 | 0 | 0 | 0 | 0 | 0 | 0 | 0 | 0 | 0 | 0 | 0 | 0 | 0 | 0 | 0 | 0 | 0 | 0 | 0 | 0 | 0 | 0 | 0 | 0 | 0 | 0 | 0 | 0 | 0 | 0 | 0 | 0 | 0 | 0
F3_Commercial_Retail_Existing_Food Preparation_Natural Gas_Conveyor Oven_E6 | F3 | Commercial | Retail | Existing | Food Preparation | Natural Gas | Conveyor Oven | E6 | System - kBTUs of Consumption | 0 | 0 | 0 | 0 | 0 | 0 | 0 | 0 | 0 | 0 | 0 | 0 | 0 | 0 | 0 | 0 | 0 | 0 | 0 | 0 | 0 | 0 | 0 | 0 | 0 | 0 | 0 | 0 | 0 | 0 | 0 | 0 | 0 | 0 | 0 | 0 | 0 | 0 | 0 | 0 | 0 | 0
F3_Commercial_Retail_Existing_Food Preparation_Natural Gas_Conveyor Oven_E7 | F3 | Commercial | Retail | Existing | Food Preparation | Natural Gas | Conveyor Oven | E7 | System - kBTUs of Consumption | 0 | 0 | 0 | 0 | 0 | 0 | 0 | 0 | 0 | 0 | 0 | 0 | 0 | 0 | 0 | 0 | 0 | 0 | 0 | 0 | 0 | 0 | 0 | 0 | 0 | 0 | 0 | 0 | 0 | 0 | 0 | 0 | 0 | 0 | 0 | 0 | 0 | 0 | 0 | 0 | 0 | 0
F3_Commercial_Retail_Existing_Food Preparation_Natural Gas_Conveyor Oven_E8 | F3 | Commercial | Retail | Existing | Food Preparation | Natural Gas | Conveyor Oven | E8 | System - kBTUs of Consumption | 0 | 0 | 0 | 0 | 0 | 0 | 0 | 0 | 0 | 0 | 0 | 0 | 0 | 0 | 0 | 0 | 0 | 0 | 0 | 0 | 0 | 0 | 0 | 0 | 0 | 0 | 0 | 0 | 0 | 0 | 0 | 0 | 0 | 0 | 0 | 0 | 0 | 0 | 0 | 0 | 0 | 0
F3_Commercial_Retail_Existing_Food Preparation_Natural Gas_Conveyor Oven_E9 | F3 | Commercial | Retail | Existing | Food Preparation | Natural Gas | Conveyor Oven | E9 | System - kBTUs of Consumption | 0 | 0 | 0 | 0 | 0 | 0 | 0 | 0 | 0 | 0 | 0 | 0 | 0 | 0 | 0 | 0 | 0 | 0 | 0 | 0 | 0 | 0 | 0 | 0 | 0 | 0 | 0 | 0 | 0 | 0 | 0 | 0 | 0 | 0 | 0 | 0 | 0 | 0 | 0 | 0 | 0 | 0
F3_Commercial_Retail_Existing_Food Preparation_Natural Gas_Conveyor Oven_E10 | F3 | Commercial | Retail | Existing | Food Preparation | Natural Gas | Conveyor Oven | E10 | System - kBTUs of Consumption | 0 | 0 | 0 | 0 | 0 | 0 | 0 | 0 | 0 | 0 | 0 | 0 | 0 | 0 | 0 | 0 | 0 | 0 | 0 | 0 | 0 | 0 | 0 | 0 | 0 | 0 | 0 | 0 | 0 | 0 | 0 | 0 | 0 | 0 | 0 | 0 | 0 | 0 | 0 | 0 | 0 | 0
F4_Commercial_Retail_Existing_Food Preparation_Natural Gas_Conveyor Oven_E1 | F4 | Commercial | Retail | Existing | Food Preparation | Natural Gas | Conveyor Oven | E1 | Utility - Cost of Equipment | 1.3252 | 1.3292 | 1.3372 | 1.3348 | 1.3348 | 1.3416 | 1.3541 | 1.3651 | 1.3779 | 1.3905 | 1.4032 | 1.4155 | 1.4284 | 1.4418 | 1.4546 | 1.4675 | 1.4799 | 1.4926 | 1.5049 | 1.5169 | 1.528 | 1.5389 | 1.5484 | 1.558 | 1.5663 | 1.5735 | 1.58 | 1.5856 | 1.59 | 1.5937 | 1.5956 | 1.5969 | 1.5969 | 0 | 0 | 0 | 0 | 0 | 0 | 0 | 0 | 0
F4_Commercial_Retail_Existing_Food Preparation_Natural Gas_Conveyor Oven_E2 | F4 | Commercial | Retail | Existing | Food Preparation | Natural Gas | Conveyor Oven | E2 | Utility - Cost of Equipment | 1.0074 | 1.0104 | 1.0165 | 1.0146 | 1.0147 | 1.0198 | 1.0293 | 1.0377 | 1.0474 | 1.057 | 1.0667 | 1.076 | 1.0858 | 1.096 | 1.1057 | 1.1155 | 1.125 | 1.1346 | 1.1439 | 1.1531 | 1.1615 | 1.1698 | 1.177 | 1.1843 | 1.1906 | 1.1961 | 1.201 | 1.2053 | 1.2087 | 1.2114 | 1.2129 | 1.2139 | 1.2139 | 0 | 0 | 0 | 0 | 0 | 0 | 0 | 0 | 0
F4_Commercial_Retail_Existing_Food Preparation_Natural Gas_Conveyor Oven_E3 | F4 | Commercial | Retail | Existing | Food Preparation | Natural Gas | Conveyor Oven | E3 | Utility - Cost of Equipment | 0 | 0 | 0 | 0 | 0 | 0 | 0 | 0 | 0 | 0 | 0 | 0 | 0 | 0 | 0 | 0 | 0 | 0 | 0 | 0 | 0 | 0 | 0 | 0 | 0 | 0 | 0 | 0 | 0 | 0 | 0 | 0 | 0 | 0 | 0 | 0 | 0 | 0 | 0 | 0 | 0 | 0
F4_Commercial_Retail_Existing_Food Preparation_Natural Gas_Conveyor Oven_E4 | F4 | Commercial | Retail | Existing | Food Preparation | Natural Gas | Conveyor Oven | E4 | Utility - Cost of Equipment | 0 | 0 | 0 | 0 | 0 | 0 | 0 | 0 | 0 | 0 | 0 | 0 | 0 | 0 | 0 | 0 | 0 | 0 | 0 | 0 | 0 | 0 | 0 | 0 | 0 | 0 | 0 | 0 | 0 | 0 | 0 | 0 | 0 | 0 | 0 | 0 | 0 | 0 | 0 | 0 | 0 | 0
F4_Commercial_Retail_Existing_Food Preparation_Natural Gas_Conveyor Oven_E5 | F4 | Commercial | Retail | Existing | Food Preparation | Natural Gas | Conveyor Oven | E5 | Utility - Cost of Equipment | 0 | 0 | 0 | 0 | 0 | 0 | 0 | 0 | 0 | 0 | 0 | 0 | 0 | 0 | 0 | 0 | 0 | 0 | 0 | 0 | 0 | 0 | 0 | 0 | 0 | 0 | 0 | 0 | 0 | 0 | 0 | 0 | 0 | 0 | 0 | 0 | 0 | 0 | 0 | 0 | 0 | 0
F4_Commercial_Retail_Existing_Food Preparation_Natural Gas_Conveyor Oven_E6 | F4 | Commercial | Retail | Existing | Food Preparation | Natural Gas | Conveyor Oven | E6 | Utility - Cost of Equipment | 0 | 0 | 0 | 0 | 0 | 0 | 0 | 0 | 0 | 0 | 0 | 0 | 0 | 0 | 0 | 0 | 0 | 0 | 0 | 0 | 0 | 0 | 0 | 0 | 0 | 0 | 0 | 0 | 0 | 0 | 0 | 0 | 0 | 0 | 0 | 0 | 0 | 0 | 0 | 0 | 0 | 0
F4_Commercial_Retail_Existing_Food Preparation_Natural Gas_Conveyor Oven_E7 | F4 | Commercial | Retail | Existing | Food Preparation | Natural Gas | Conveyor Oven | E7 | Utility - Cost of Equipment | 0 | 0 | 0 | 0 | 0 | 0 | 0 | 0 | 0 | 0 | 0 | 0 | 0 | 0 | 0 | 0 | 0 | 0 | 0 | 0 | 0 | 0 | 0 | 0 | 0 | 0 | 0 | 0 | 0 | 0 | 0 | 0 | 0 | 0 | 0 | 0 | 0 | 0 | 0 | 0 | 0 | 0
F4_Commercial_Retail_Existing_Food Preparation_Natural Gas_Conveyor Oven_E8 | F4 | Commercial | Retail | Existing | Food Preparation | Natural Gas | Conveyor Oven | E8 | Utility - Cost of Equipment | 0 | 0 | 0 | 0 | 0 | 0 | 0 | 0 | 0 | 0 | 0 | 0 | 0 | 0 | 0 | 0 | 0 | 0 | 0 | 0 | 0 | 0 | 0 | 0 | 0 | 0 | 0 | 0 | 0 | 0 | 0 | 0 | 0 | 0 | 0 | 0 | 0 | 0 | 0 | 0 | 0 | 0
F4_Commercial_Retail_Existing_Food Preparation_Natural Gas_Conveyor Oven_E9 | F4 | Commercial | Retail | Existing | Food Preparation | Natural Gas | Conveyor Oven | E9 | Utility - Cost of Equipment | 0 | 0 | 0 | 0 | 0 | 0 | 0 | 0 | 0 | 0 | 0 | 0 | 0 | 0 | 0 | 0 | 0 | 0 | 0 | 0 | 0 | 0 | 0 | 0 | 0 | 0 | 0 | 0 | 0 | 0 | 0 | 0 | 0 | 0 | 0 | 0 | 0 | 0 | 0 | 0 | 0 | 0
F4_Commercial_Retail_Existing_Food Preparation_Natural Gas_Conveyor Oven_E10 | F4 | Commercial | Retail | Existing | Food Preparation | Natural Gas | Conveyor Oven | E10 | Utility - Cost of Equipment | 0 | 0 | 0 | 0 | 0 | 0 | 0 | 0 | 0 | 0 | 0 | 0 | 0 | 0 | 0 | 0 | 0 | 0 | 0 | 0 | 0 | 0 | 0 | 0 | 0 | 0 | 0 | 0 | 0 | 0 | 0 | 0 | 0 | 0 | 0 | 0 | 0 | 0 | 0 | 0 | 0 | 0
F5_Commercial_Retail_Existing_Food Preparation_Natural Gas_Conveyor Oven_E1 | F5 | Commercial | Retail | Existing | Food Preparation | Natural Gas | Conveyor Oven | E1 | Utility - Cost of Operation | 0.19964 | 0.19964 | 0.19964 | 0.19964 | 0.19964 | 0.19964 | 0.19964 | 0.19964 | 0.19964 | 0.19964 | 0.19964 | 0.19964 | 0.19964 | 0.19964 | 0.19964 | 0.19964 | 0.19964 | 0.19964 | 0.19964 | 0.19964 | 0.19964 | 0.19964 | 0.19964 | 0.19964 | 0.19964 | 0.19964 | 0.19964 | 0.19964 | 0.19964 | 0.19964 | 0.19964 | 0.19964 | 0.19964 | 0 | 0 | 0 | 0 | 0 | 0 | 0 | 0 | 0
F5_Commercial_Retail_Existing_Food Preparation_Natural Gas_Conveyor Oven_E2 | F5 | Commercial | Retail | Existing | Food Preparation | Natural Gas | Conveyor Oven | E2 | Utility - Cost of Operation | 0.24338 | 0.24338 | 0.24338 | 0.24338 | 0.24338 | 0.24338 | 0.24338 | 0.24338 | 0.24338 | 0.24338 | 0.24338 | 0.24338 | 0.24338 | 0.24338 | 0.24338 | 0.24338 | 0.24338 | 0.24338 | 0.24338 | 0.24338 | 0.24338 | 0.24338 | 0.24338 | 0.24338 | 0.24338 | 0.24338 | 0.24338 | 0.24338 | 0.24338 | 0.24338 | 0.24338 | 0.24338 | 0.24338 | 0 | 0 | 0 | 0 | 0 | 0 | 0 | 0 | 0
F5_Commercial_Retail_Existing_Food Preparation_Natural Gas_Conveyor Oven_E3 | F5 | Commercial | Retail | Existing | Food Preparation | Natural Gas | Conveyor Oven | E3 | Utility - Cost of Operation | 0 | 0 | 0 | 0 | 0 | 0 | 0 | 0 | 0 | 0 | 0 | 0 | 0 | 0 | 0 | 0 | 0 | 0 | 0 | 0 | 0 | 0 | 0 | 0 | 0 | 0 | 0 | 0 | 0 | 0 | 0 | 0 | 0 | 0 | 0 | 0 | 0 | 0 | 0 | 0 | 0 | 0
F5_Commercial_Retail_Existing_Food Preparation_Natural Gas_Conveyor Oven_E4 | F5 | Commercial | Retail | Existing | Food Preparation | Natural Gas | Conveyor Oven | E4 | Utility - Cost of Operation | 0 | 0 | 0 | 0 | 0 | 0 | 0 | 0 | 0 | 0 | 0 | 0 | 0 | 0 | 0 | 0 | 0 | 0 | 0 | 0 | 0 | 0 | 0 | 0 | 0 | 0 | 0 | 0 | 0 | 0 | 0 | 0 | 0 | 0 | 0 | 0 | 0 | 0 | 0 | 0 | 0 | 0
F5_Commercial_Retail_Existing_Food Preparation_Natural Gas_Conveyor Oven_E5 | F5 | Commercial | Retail | Existing | Food Preparation | Natural Gas | Conveyor Oven | E5 | Utility - Cost of Operation | 0 | 0 | 0 | 0 | 0 | 0 | 0 | 0 | 0 | 0 | 0 | 0 | 0 | 0 | 0 | 0 | 0 | 0 | 0 | 0 | 0 | 0 | 0 | 0 | 0 | 0 | 0 | 0 | 0 | 0 | 0 | 0 | 0 | 0 | 0 | 0 | 0 | 0 | 0 | 0 | 0 | 0
F5_Commercial_Retail_Existing_Food Preparation_Natural Gas_Conveyor Oven_E6 | F5 | Commercial | Retail | Existing | Food Preparation | Natural Gas | Conveyor Oven | E6 | Utility - Cost of Operation | 0 | 0 | 0 | 0 | 0 | 0 | 0 | 0 | 0 | 0 | 0 | 0 | 0 | 0 | 0 | 0 | 0 | 0 | 0 | 0 | 0 | 0 | 0 | 0 | 0 | 0 | 0 | 0 | 0 | 0 | 0 | 0 | 0 | 0 | 0 | 0 | 0 | 0 | 0 | 0 | 0 | 0
F5_Commercial_Retail_Existing_Food Preparation_Natural Gas_Conveyor Oven_E7 | F5 | Commercial | Retail | Existing | Food Preparation | Natural Gas | Conveyor Oven | E7 | Utility - Cost of Operation | 0 | 0 | 0 | 0 | 0 | 0 | 0 | 0 | 0 | 0 | 0 | 0 | 0 | 0 | 0 | 0 | 0 | 0 | 0 | 0 | 0 | 0 | 0 | 0 | 0 | 0 | 0 | 0 | 0 | 0 | 0 | 0 | 0 | 0 | 0 | 0 | 0 | 0 | 0 | 0 | 0 | 0
F5_Commercial_Retail_Existing_Food Preparation_Natural Gas_Conveyor Oven_E8 | F5 | Commercial | Retail | Existing | Food Preparation | Natural Gas | Conveyor Oven | E8 | Utility - Cost of Operation | 0 | 0 | 0 | 0 | 0 | 0 | 0 | 0 | 0 | 0 | 0 | 0 | 0 | 0 | 0 | 0 | 0 | 0 | 0 | 0 | 0 | 0 | 0 | 0 | 0 | 0 | 0 | 0 | 0 | 0 | 0 | 0 | 0 | 0 | 0 | 0 | 0 | 0 | 0 | 0 | 0 | 0
F5_Commercial_Retail_Existing_Food Preparation_Natural Gas_Conveyor Oven_E9 | F5 | Commercial | Retail | Existing | Food Preparation | Natural Gas | Conveyor Oven | E9 | Utility - Cost of Operation | 0 | 0 | 0 | 0 | 0 | 0 | 0 | 0 | 0 | 0 | 0 | 0 | 0 | 0 | 0 | 0 | 0 | 0 | 0 | 0 | 0 | 0 | 0 | 0 | 0 | 0 | 0 | 0 | 0 | 0 | 0 | 0 | 0 | 0 | 0 | 0 | 0 | 0 | 0 | 0 | 0 | 0
F5_Commercial_Retail_Existing_Food Preparation_Natural Gas_Conveyor Oven_E10 | F5 | Commercial | Retail | Existing | Food Preparation | Natural Gas | Conveyor Oven | E10 | Utility - Cost of Operation | 0 | 0 | 0 | 0 | 0 | 0 | 0 | 0 | 0 | 0 | 0 | 0 | 0 | 0 | 0 | 0 | 0 | 0 | 0 | 0 | 0 | 0 | 0 | 0 | 0 | 0 | 0 | 0 | 0 | 0 | 0 | 0 | 0 | 0 | 0 | 0 | 0 | 0 | 0 | 0 | 0 | 0
F6_Commercial_Retail_Existing_Food Preparation_Natural Gas_Conveyor Oven_E1 | F6 | Commercial | Retail | Existing | Food Preparation | Natural Gas | Conveyor Oven | E1 | Utility - Value of Sales | 0.69678 | 0.69897 | 0.7025 | 0.70173 | 0.70173 | 0.70173 | 0.70173 | 0.70173 | 0.70173 | 0.70173 | 0.70173 | 0.70173 | 0.70173 | 0.70173 | 0.70173 | 0.70173 | 0.70173 | 0.70173 | 0.70173 | 0.70173 | 0.70173 | 0.70173 | 0.70173 | 0.70173 | 0.70173 | 0.70173 | 0.70173 | 0.70173 | 0.70173 | 0.70173 | 0.70173 | 0.70173 | 0.70173 | 0 | 0 | 0 | 0 | 0 | 0 | 0 | 0 | 0
F6_Commercial_Retail_Existing_Food Preparation_Natural Gas_Conveyor Oven_E2 | F6 | Commercial | Retail | Existing | Food Preparation | Natural Gas | Conveyor Oven | E2 | Utility - Value of Sales | 0.52966 | 0.53133 | 0.53401 | 0.53342 | 0.53342 | 0.53342 | 0.53342 | 0.53342 | 0.53342 | 0.53342 | 0.53342 | 0.53342 | 0.53342 | 0.53342 | 0.53342 | 0.53342 | 0.53342 | 0.53342 | 0.53342 | 0.53342 | 0.53342 | 0.53342 | 0.53342 | 0.53342 | 0.53342 | 0.53342 | 0.53342 | 0.53342 | 0.53342 | 0.53342 | 0.53342 | 0.53342 | 0.53342 | 0 | 0 | 0 | 0 | 0 | 0 | 0 | 0 | 0
F6_Commercial_Retail_Existing_Food Preparation_Natural Gas_Conveyor Oven_E3 | F6 | Commercial | Retail | Existing | Food Preparation | Natural Gas | Conveyor Oven | E3 | Utility - Value of Sales | 0 | 0 | 0 | 0 | 0 | 0 | 0 | 0 | 0 | 0 | 0 | 0 | 0 | 0 | 0 | 0 | 0 | 0 | 0 | 0 | 0 | 0 | 0 | 0 | 0 | 0 | 0 | 0 | 0 | 0 | 0 | 0 | 0 | 0 | 0 | 0 | 0 | 0 | 0 | 0 | 0 | 0
F6_Commercial_Retail_Existing_Food Preparation_Natural Gas_Conveyor Oven_E4 | F6 | Commercial | Retail | Existing | Food Preparation | Natural Gas | Conveyor Oven | E4 | Utility - Value of Sales | 0 | 0 | 0 | 0 | 0 | 0 | 0 | 0 | 0 | 0 | 0 | 0 | 0 | 0 | 0 | 0 | 0 | 0 | 0 | 0 | 0 | 0 | 0 | 0 | 0 | 0 | 0 | 0 | 0 | 0 | 0 | 0 | 0 | 0 | 0 | 0 | 0 | 0 | 0 | 0 | 0 | 0
F6_Commercial_Retail_Existing_Food Preparation_Natural Gas_Conveyor Oven_E5 | F6 | Commercial | Retail | Existing | Food Preparation | Natural Gas | Conveyor Oven | E5 | Utility - Value of Sales | 0 | 0 | 0 | 0 | 0 | 0 | 0 | 0 | 0 | 0 | 0 | 0 | 0 | 0 | 0 | 0 | 0 | 0 | 0 | 0 | 0 | 0 | 0 | 0 | 0 | 0 | 0 | 0 | 0 | 0 | 0 | 0 | 0 | 0 | 0 | 0 | 0 | 0 | 0 | 0 | 0 | 0
F6_Commercial_Retail_Existing_Food Preparation_Natural Gas_Conveyor Oven_E6 | F6 | Commercial | Retail | Existing | Food Preparation | Natural Gas | Conveyor Oven | E6 | Utility - Value of Sales | 0 | 0 | 0 | 0 | 0 | 0 | 0 | 0 | 0 | 0 | 0 | 0 | 0 | 0 | 0 | 0 | 0 | 0 | 0 | 0 | 0 | 0 | 0 | 0 | 0 | 0 | 0 | 0 | 0 | 0 | 0 | 0 | 0 | 0 | 0 | 0 | 0 | 0 | 0 | 0 | 0 | 0
F6_Commercial_Retail_Existing_Food Preparation_Natural Gas_Conveyor Oven_E7 | F6 | Commercial | Retail | Existing | Food Preparation | Natural Gas | Conveyor Oven | E7 | Utility - Value of Sales | 0 | 0 | 0 | 0 | 0 | 0 | 0 | 0 | 0 | 0 | 0 | 0 | 0 | 0 | 0 | 0 | 0 | 0 | 0 | 0 | 0 | 0 | 0 | 0 | 0 | 0 | 0 | 0 | 0 | 0 | 0 | 0 | 0 | 0 | 0 | 0 | 0 | 0 | 0 | 0 | 0 | 0
F6_Commercial_Retail_Existing_Food Preparation_Natural Gas_Conveyor Oven_E8 | F6 | Commercial | Retail | Existing | Food Preparation | Natural Gas | Conveyor Oven | E8 | Utility - Value of Sales | 0 | 0 | 0 | 0 | 0 | 0 | 0 | 0 | 0 | 0 | 0 | 0 | 0 | 0 | 0 | 0 | 0 | 0 | 0 | 0 | 0 | 0 | 0 | 0 | 0 | 0 | 0 | 0 | 0 | 0 | 0 | 0 | 0 | 0 | 0 | 0 | 0 | 0 | 0 | 0 | 0 | 0
F6_Commercial_Retail_Existing_Food Preparation_Natural Gas_Conveyor Oven_E9 | F6 | Commercial | Retail | Existing | Food Preparation | Natural Gas | Conveyor Oven | E9 | Utility - Value of Sales | 0 | 0 | 0 | 0 | 0 | 0 | 0 | 0 | 0 | 0 | 0 | 0 | 0 | 0 | 0 | 0 | 0 | 0 | 0 | 0 | 0 | 0 | 0 | 0 | 0 | 0 | 0 | 0 | 0 | 0 | 0 | 0 | 0 | 0 | 0 | 0 | 0 | 0 | 0 | 0 | 0 | 0
F6_Commercial_Retail_Existing_Food Preparation_Natural Gas_Conveyor Oven_E10 | F6 | Commercial | Retail | Existing | Food Preparation | Natural Gas | Conveyor Oven | E10 | Utility - Value of Sales | 0 | 0 | 0 | 0 | 0 | 0 | 0 | 0 | 0 | 0 | 0 | 0 | 0 | 0 | 0 | 0 | 0 | 0 | 0 | 0 | 0 | 0 | 0 | 0 | 0 | 0 | 0 | 0 | 0 | 0 | 0 | 0 | 0 | 0 | 0 | 0 | 0 | 0 | 0 | 0 | 0 | 0
F1_Commercial_Retail_Existing_Food Preparation_Natural Gas_Double Rack Oven_E1 | F1 | Commercial | Retail | Existing | Food Preparation | Natural Gas | Double Rack Oven | E1 | RVT - Cost of Equipment | 1.9523 | 1.9548 | 1.9655 | 1.9555 | 1.9504 | 1.9582 | 1.9769 | 1.992 | 2.0106 | 2.0284 | 2.0464 | 2.0635 | 2.0816 | 2.1004 | 2.1186 | 2.1372 | 2.156 | 2.1761 | 2.1971 | 2.2187 | 2.2394 | 2.2602 | 2.2789 | 2.2976 | 2.3138 | 2.3278 | 2.3405 | 2.3515 | 2.3601 | 2.3672 | 2.371 | 2.3736 | 2.3736 | 0 | 0 | 0 | 0 | 0 | 0 | 0 | 0 | 0
F1_Commercial_Retail_Existing_Food Preparation_Natural Gas_Double Rack Oven_E2 | F1 | Commercial | Retail | Existing | Food Preparation | Natural Gas | Double Rack Oven | E2 | RVT - Cost of Equipment | 1.0649 | 1.0662 | 1.0721 | 1.0666 | 1.0639 | 1.0681 | 1.0783 | 1.0866 | 1.0967 | 1.1064 | 1.1162 | 1.1255 | 1.1354 | 1.1457 | 1.1556 | 1.1657 | 1.176 | 1.187 | 1.1984 | 1.2102 | 1.2215 | 1.2328 | 1.243 | 1.2532 | 1.262 | 1.2697 | 1.2766 | 1.2826 | 1.2873 | 1.2912 | 1.2933 | 1.2947 | 1.2947 | 0 | 0 | 0 | 0 | 0 | 0 | 0 | 0 | 0
F1_Commercial_Retail_Existing_Food Preparation_Natural Gas_Double Rack Oven_E3 | F1 | Commercial | Retail | Existing | Food Preparation | Natural Gas | Double Rack Oven | E3 | RVT - Cost of Equipment | 0 | 0 | 0 | 0 | 0 | 0 | 0 | 0 | 0 | 0 | 0 | 0 | 0 | 0 | 0 | 0 | 0 | 0 | 0 | 0 | 0 | 0 | 0 | 0 | 0 | 0 | 0 | 0 | 0 | 0 | 0 | 0 | 0 | 0 | 0 | 0 | 0 | 0 | 0 | 0 | 0 | 0
F1_Commercial_Retail_Existing_Food Preparation_Natural Gas_Double Rack Oven_E4 | F1 | Commercial | Retail | Existing | Food Preparation | Natural Gas | Double Rack Oven | E4 | RVT - Cost of Equipment | 0 | 0 | 0 | 0 | 0 | 0 | 0 | 0 | 0 | 0 | 0 | 0 | 0 | 0 | 0 | 0 | 0 | 0 | 0 | 0 | 0 | 0 | 0 | 0 | 0 | 0 | 0 | 0 | 0 | 0 | 0 | 0 | 0 | 0 | 0 | 0 | 0 | 0 | 0 | 0 | 0 | 0
F1_Commercial_Retail_Existing_Food Preparation_Natural Gas_Double Rack Oven_E5 | F1 | Commercial | Retail | Existing | Food Preparation | Natural Gas | Double Rack Oven | E5 | RVT - Cost of Equipment | 0 | 0 | 0 | 0 | 0 | 0 | 0 | 0 | 0 | 0 | 0 | 0 | 0 | 0 | 0 | 0 | 0 | 0 | 0 | 0 | 0 | 0 | 0 | 0 | 0 | 0 | 0 | 0 | 0 | 0 | 0 | 0 | 0 | 0 | 0 | 0 | 0 | 0 | 0 | 0 | 0 | 0
F1_Commercial_Retail_Existing_Food Preparation_Natural Gas_Double Rack Oven_E6 | F1 | Commercial | Retail | Existing | Food Preparation | Natural Gas | Double Rack Oven | E6 | RVT - Cost of Equipment | 0 | 0 | 0 | 0 | 0 | 0 | 0 | 0 | 0 | 0 | 0 | 0 | 0 | 0 | 0 | 0 | 0 | 0 | 0 | 0 | 0 | 0 | 0 | 0 | 0 | 0 | 0 | 0 | 0 | 0 | 0 | 0 | 0 | 0 | 0 | 0 | 0 | 0 | 0 | 0 | 0 | 0
F1_Commercial_Retail_Existing_Food Preparation_Natural Gas_Double Rack Oven_E7 | F1 | Commercial | Retail | Existing | Food Preparation | Natural Gas | Double Rack Oven | E7 | RVT - Cost of Equipment | 0 | 0 | 0 | 0 | 0 | 0 | 0 | 0 | 0 | 0 | 0 | 0 | 0 | 0 | 0 | 0 | 0 | 0 | 0 | 0 | 0 | 0 | 0 | 0 | 0 | 0 | 0 | 0 | 0 | 0 | 0 | 0 | 0 | 0 | 0 | 0 | 0 | 0 | 0 | 0 | 0 | 0
F1_Commercial_Retail_Existing_Food Preparation_Natural Gas_Double Rack Oven_E8 | F1 | Commercial | Retail | Existing | Food Preparation | Natural Gas | Double Rack Oven | E8 | RVT - Cost of Equipment | 0 | 0 | 0 | 0 | 0 | 0 | 0 | 0 | 0 | 0 | 0 | 0 | 0 | 0 | 0 | 0 | 0 | 0 | 0 | 0 | 0 | 0 | 0 | 0 | 0 | 0 | 0 | 0 | 0 | 0 | 0 | 0 | 0 | 0 | 0 | 0 | 0 | 0 | 0 | 0 | 0 | 0
F1_Commercial_Retail_Existing_Food Preparation_Natural Gas_Double Rack Oven_E9 | F1 | Commercial | Retail | Existing | Food Preparation | Natural Gas | Double Rack Oven | E9 | RVT - Cost of Equipment | 0 | 0 | 0 | 0 | 0 | 0 | 0 | 0 | 0 | 0 | 0 | 0 | 0 | 0 | 0 | 0 | 0 | 0 | 0 | 0 | 0 | 0 | 0 | 0 | 0 | 0 | 0 | 0 | 0 | 0 | 0 | 0 | 0 | 0 | 0 | 0 | 0 | 0 | 0 | 0 | 0 | 0
F1_Commercial_Retail_Existing_Food Preparation_Natural Gas_Double Rack Oven_E10 | F1 | Commercial | Retail | Existing | Food Preparation | Natural Gas | Double Rack Oven | E10 | RVT - Cost of Equipment | 0 | 0 | 0 | 0 | 0 | 0 | 0 | 0 | 0 | 0 | 0 | 0 | 0 | 0 | 0 | 0 | 0 | 0 | 0 | 0 | 0 | 0 | 0 | 0 | 0 | 0 | 0 | 0 | 0 | 0 | 0 | 0 | 0 | 0 | 0 | 0 | 0 | 0 | 0 | 0 | 0 | 0
F2_Commercial_Retail_Existing_Food Preparation_Natural Gas_Double Rack Oven_E1 | F2 | Commercial | Retail | Existing | Food Preparation | Natural Gas | Double Rack Oven | E1 | RVT - Cost of Operation | 2.339 | 2.342 | 2.3547 | 2.3428 | 2.3368 | 2.3461 | 2.3684 | 2.3866 | 2.4088 | 2.4301 | 2.4518 | 2.4722 | 2.4939 | 2.5164 | 2.5382 | 2.5605 | 2.583 | 2.6071 | 2.6322 | 2.6581 | 2.6829 | 2.7079 | 2.7302 | 2.7526 | 2.772 | 2.7888 | 2.8041 | 2.8172 | 2.8276 | 2.836 | 2.8406 | 2.8437 | 2.8437 | 0 | 0 | 0 | 0 | 0 | 0 | 0 | 0 | 0
F2_Commercial_Retail_Existing_Food Preparation_Natural Gas_Double Rack Oven_E2 | F2 | Commercial | Retail | Existing | Food Preparation | Natural Gas | Double Rack Oven | E2 | RVT - Cost of Operation | 1.2758 | 1.2774 | 1.2844 | 1.2779 | 1.2746 | 1.2797 | 1.2919 | 1.3018 | 1.3139 | 1.3255 | 1.3373 | 1.3485 | 1.3603 | 1.3726 | 1.3845 | 1.3966 | 1.4089 | 1.4221 | 1.4358 | 1.4499 | 1.4634 | 1.477 | 1.4892 | 1.5014 | 1.512 | 1.5212 | 1.5295 | 1.5367 | 1.5423 | 1.5469 | 1.5494 | 1.5511 | 1.5511 | 0 | 0 | 0 | 0 | 0 | 0 | 0 | 0 | 0
F2_Commercial_Retail_Existing_Food Preparation_Natural Gas_Double Rack Oven_E3 | F2 | Commercial | Retail | Existing | Food Preparation | Natural Gas | Double Rack Oven | E3 | RVT - Cost of Operation | 0 | 0 | 0 | 0 | 0 | 0 | 0 | 0 | 0 | 0 | 0 | 0 | 0 | 0 | 0 | 0 | 0 | 0 | 0 | 0 | 0 | 0 | 0 | 0 | 0 | 0 | 0 | 0 | 0 | 0 | 0 | 0 | 0 | 0 | 0 | 0 | 0 | 0 | 0 | 0 | 0 | 0
F2_Commercial_Retail_Existing_Food Preparation_Natural Gas_Double Rack Oven_E4 | F2 | Commercial | Retail | Existing | Food Preparation | Natural Gas | Double Rack Oven | E4 | RVT - Cost of Operation | 0 | 0 | 0 | 0 | 0 | 0 | 0 | 0 | 0 | 0 | 0 | 0 | 0 | 0 | 0 | 0 | 0 | 0 | 0 | 0 | 0 | 0 | 0 | 0 | 0 | 0 | 0 | 0 | 0 | 0 | 0 | 0 | 0 | 0 | 0 | 0 | 0 | 0 | 0 | 0 | 0 | 0
F2_Commercial_Retail_Existing_Food Preparation_Natural Gas_Double Rack Oven_E5 | F2 | Commercial | Retail | Existing | Food Preparation | Natural Gas | Double Rack Oven | E5 | RVT - Cost of Operation | 0 | 0 | 0 | 0 | 0 | 0 | 0 | 0 | 0 | 0 | 0 | 0 | 0 | 0 | 0 | 0 | 0 | 0 | 0 | 0 | 0 | 0 | 0 | 0 | 0 | 0 | 0 | 0 | 0 | 0 | 0 | 0 | 0 | 0 | 0 | 0 | 0 | 0 | 0 | 0 | 0 | 0
F2_Commercial_Retail_Existing_Food Preparation_Natural Gas_Double Rack Oven_E6 | F2 | Commercial | Retail | Existing | Food Preparation | Natural Gas | Double Rack Oven | E6 | RVT - Cost of Operation | 0 | 0 | 0 | 0 | 0 | 0 | 0 | 0 | 0 | 0 | 0 | 0 | 0 | 0 | 0 | 0 | 0 | 0 | 0 | 0 | 0 | 0 | 0 | 0 | 0 | 0 | 0 | 0 | 0 | 0 | 0 | 0 | 0 | 0 | 0 | 0 | 0 | 0 | 0 | 0 | 0 | 0
F2_Commercial_Retail_Existing_Food Preparation_Natural Gas_Double Rack Oven_E7 | F2 | Commercial | Retail | Existing | Food Preparation | Natural Gas | Double Rack Oven | E7 | RVT - Cost of Operation | 0 | 0 | 0 | 0 | 0 | 0 | 0 | 0 | 0 | 0 | 0 | 0 | 0 | 0 | 0 | 0 | 0 | 0 | 0 | 0 | 0 | 0 | 0 | 0 | 0 | 0 | 0 | 0 | 0 | 0 | 0 | 0 | 0 | 0 | 0 | 0 | 0 | 0 | 0 | 0 | 0 | 0
F2_Commercial_Retail_Existing_Food Preparation_Natural Gas_Double Rack Oven_E8 | F2 | Commercial | Retail | Existing | Food Preparation | Natural Gas | Double Rack Oven | E8 | RVT - Cost of Operation | 0 | 0 | 0 | 0 | 0 | 0 | 0 | 0 | 0 | 0 | 0 | 0 | 0 | 0 | 0 | 0 | 0 | 0 | 0 | 0 | 0 | 0 | 0 | 0 | 0 | 0 | 0 | 0 | 0 | 0 | 0 | 0 | 0 | 0 | 0 | 0 | 0 | 0 | 0 | 0 | 0 | 0
F2_Commercial_Retail_Existing_Food Preparation_Natural Gas_Double Rack Oven_E9 | F2 | Commercial | Retail | Existing | Food Preparation | Natural Gas | Double Rack Oven | E9 | RVT - Cost of Operation | 0 | 0 | 0 | 0 | 0 | 0 | 0 | 0 | 0 | 0 | 0 | 0 | 0 | 0 | 0 | 0 | 0 | 0 | 0 | 0 | 0 | 0 | 0 | 0 | 0 | 0 | 0 | 0 | 0 | 0 | 0 | 0 | 0 | 0 | 0 | 0 | 0 | 0 | 0 | 0 | 0 | 0
F2_Commercial_Retail_Existing_Food Preparation_Natural Gas_Double Rack Oven_E10 | F2 | Commercial | Retail | Existing | Food Preparation | Natural Gas | Double Rack Oven | E10 | RVT - Cost of Operation | 0 | 0 | 0 | 0 | 0 | 0 | 0 | 0 | 0 | 0 | 0 | 0 | 0 | 0 | 0 | 0 | 0 | 0 | 0 | 0 | 0 | 0 | 0 | 0 | 0 | 0 | 0 | 0 | 0 | 0 | 0 | 0 | 0 | 0 | 0 | 0 | 0 | 0 | 0 | 0 | 0 | 0
F3_Commercial_Retail_Existing_Food Preparation_Natural Gas_Double Rack Oven_E1 | F3 | Commercial | Retail | Existing | Food Preparation | Natural Gas | Double Rack Oven | E1 | System - kBTUs of Consumption | 0.38529 | 0.38529 | 0.38529 | 0.38529 | 0.38529 | 0.38529 | 0.38529 | 0.38529 | 0.38529 | 0.38529 | 0.38529 | 0.38529 | 0.38529 | 0.38529 | 0.38529 | 0.38529 | 0.38529 | 0.38529 | 0.38529 | 0.38529 | 0.38529 | 0.38529 | 0.38529 | 0.38529 | 0.38529 | 0.38529 | 0.38529 | 0.38529 | 0.38529 | 0.38529 | 0.38529 | 0.38529 | 0.38529 | 0 | 0 | 0 | 0 | 0 | 0 | 0 | 0 | 0
F3_Commercial_Retail_Existing_Food Preparation_Natural Gas_Double Rack Oven_E2 | F3 | Commercial | Retail | Existing | Food Preparation | Natural Gas | Double Rack Oven | E2 | System - kBTUs of Consumption | 0.5124 | 0.5124 | 0.5124 | 0.5124 | 0.5124 | 0.5124 | 0.5124 | 0.5124 | 0.5124 | 0.5124 | 0.5124 | 0.5124 | 0.5124 | 0.5124 | 0.5124 | 0.5124 | 0.5124 | 0.5124 | 0.5124 | 0.5124 | 0.5124 | 0.5124 | 0.5124 | 0.5124 | 0.5124 | 0.5124 | 0.5124 | 0.5124 | 0.5124 | 0.5124 | 0.5124 | 0.5124 | 0.5124 | 0 | 0 | 0 | 0 | 0 | 0 | 0 | 0 | 0
F3_Commercial_Retail_Existing_Food Preparation_Natural Gas_Double Rack Oven_E3 | F3 | Commercial | Retail | Existing | Food Preparation | Natural Gas | Double Rack Oven | E3 | System - kBTUs of Consumption | 0 | 0 | 0 | 0 | 0 | 0 | 0 | 0 | 0 | 0 | 0 | 0 | 0 | 0 | 0 | 0 | 0 | 0 | 0 | 0 | 0 | 0 | 0 | 0 | 0 | 0 | 0 | 0 | 0 | 0 | 0 | 0 | 0 | 0 | 0 | 0 | 0 | 0 | 0 | 0 | 0 | 0
F3_Commercial_Retail_Existing_Food Preparation_Natural Gas_Double Rack Oven_E4 | F3 | Commercial | Retail | Existing | Food Preparation | Natural Gas | Double Rack Oven | E4 | System - kBTUs of Consumption | 0 | 0 | 0 | 0 | 0 | 0 | 0 | 0 | 0 | 0 | 0 | 0 | 0 | 0 | 0 | 0 | 0 | 0 | 0 | 0 | 0 | 0 | 0 | 0 | 0 | 0 | 0 | 0 | 0 | 0 | 0 | 0 | 0 | 0 | 0 | 0 | 0 | 0 | 0 | 0 | 0 | 0
F3_Commercial_Retail_Existing_Food Preparation_Natural Gas_Double Rack Oven_E5 | F3 | Commercial | Retail | Existing | Food Preparation | Natural Gas | Double Rack Oven | E5 | System - kBTUs of Consumption | 0 | 0 | 0 | 0 | 0 | 0 | 0 | 0 | 0 | 0 | 0 | 0 | 0 | 0 | 0 | 0 | 0 | 0 | 0 | 0 | 0 | 0 | 0 | 0 | 0 | 0 | 0 | 0 | 0 | 0 | 0 | 0 | 0 | 0 | 0 | 0 | 0 | 0 | 0 | 0 | 0 | 0
F3_Commercial_Retail_Existing_Food Preparation_Natural Gas_Double Rack Oven_E6 | F3 | Commercial | Retail | Existing | Food Preparation | Natural Gas | Double Rack Oven | E6 | System - kBTUs of Consumption | 0 | 0 | 0 | 0 | 0 | 0 | 0 | 0 | 0 | 0 | 0 | 0 | 0 | 0 | 0 | 0 | 0 | 0 | 0 | 0 | 0 | 0 | 0 | 0 | 0 | 0 | 0 | 0 | 0 | 0 | 0 | 0 | 0 | 0 | 0 | 0 | 0 | 0 | 0 | 0 | 0 | 0
F3_Commercial_Retail_Existing_Food Preparation_Natural Gas_Double Rack Oven_E7 | F3 | Commercial | Retail | Existing | Food Preparation | Natural Gas | Double Rack Oven | E7 | System - kBTUs of Consumption | 0 | 0 | 0 | 0 | 0 | 0 | 0 | 0 | 0 | 0 | 0 | 0 | 0 | 0 | 0 | 0 | 0 | 0 | 0 | 0 | 0 | 0 | 0 | 0 | 0 | 0 | 0 | 0 | 0 | 0 | 0 | 0 | 0 | 0 | 0 | 0 | 0 | 0 | 0 | 0 | 0 | 0
F3_Commercial_Retail_Existing_Food Preparation_Natural Gas_Double Rack Oven_E8 | F3 | Commercial | Retail | Existing | Food Preparation | Natural Gas | Double Rack Oven | E8 | System - kBTUs of Consumption | 0 | 0 | 0 | 0 | 0 | 0 | 0 | 0 | 0 | 0 | 0 | 0 | 0 | 0 | 0 | 0 | 0 | 0 | 0 | 0 | 0 | 0 | 0 | 0 | 0 | 0 | 0 | 0 | 0 | 0 | 0 | 0 | 0 | 0 | 0 | 0 | 0 | 0 | 0 | 0 | 0 | 0
F3_Commercial_Retail_Existing_Food Preparation_Natural Gas_Double Rack Oven_E9 | F3 | Commercial | Retail | Existing | Food Preparation | Natural Gas | Double Rack Oven | E9 | System - kBTUs of Consumption | 0 | 0 | 0 | 0 | 0 | 0 | 0 | 0 | 0 | 0 | 0 | 0 | 0 | 0 | 0 | 0 | 0 | 0 | 0 | 0 | 0 | 0 | 0 | 0 | 0 | 0 | 0 | 0 | 0 | 0 | 0 | 0 | 0 | 0 | 0 | 0 | 0 | 0 | 0 | 0 | 0 | 0
F3_Commercial_Retail_Existing_Food Preparation_Natural Gas_Double Rack Oven_E10 | F3 | Commercial | Retail | Existing | Food Preparation | Natural Gas | Double Rack Oven | E10 | System - kBTUs of Consumption | 0 | 0 | 0 | 0 | 0 | 0 | 0 | 0 | 0 | 0 | 0 | 0 | 0 | 0 | 0 | 0 | 0 | 0 | 0 | 0 | 0 | 0 | 0 | 0 | 0 | 0 | 0 | 0 | 0 | 0 | 0 | 0 | 0 | 0 | 0 | 0 | 0 | 0 | 0 | 0 | 0 | 0
F4_Commercial_Retail_Existing_Food Preparation_Natural Gas_Double Rack Oven_E1 | F4 | Commercial | Retail | Existing | Food Preparation | Natural Gas | Double Rack Oven | E1 | Utility - Cost of Equipment | 2.339 | 2.342 | 2.3547 | 2.3428 | 2.3368 | 2.3461 | 2.3684 | 2.3866 | 2.4088 | 2.4301 | 2.4518 | 2.4722 | 2.4939 | 2.5164 | 2.5382 | 2.5605 | 2.583 | 2.6071 | 2.6322 | 2.6581 | 2.6829 | 2.7079 | 2.7302 | 2.7526 | 2.772 | 2.7888 | 2.8041 | 2.8172 | 2.8276 | 2.836 | 2.8406 | 2.8437 | 2.8437 | 0 | 0 | 0 | 0 | 0 | 0 | 0 | 0 | 0
F4_Commercial_Retail_Existing_Food Preparation_Natural Gas_Double Rack Oven_E2 | F4 | Commercial | Retail | Existing | Food Preparation | Natural Gas | Double Rack Oven | E2 | Utility - Cost of Equipment | 1.2758 | 1.2774 | 1.2844 | 1.2779 | 1.2746 | 1.2797 | 1.2919 | 1.3018 | 1.3139 | 1.3255 | 1.3373 | 1.3485 | 1.3603 | 1.3726 | 1.3845 | 1.3966 | 1.4089 | 1.4221 | 1.4358 | 1.4499 | 1.4634 | 1.477 | 1.4892 | 1.5014 | 1.512 | 1.5212 | 1.5295 | 1.5367 | 1.5423 | 1.5469 | 1.5494 | 1.5511 | 1.5511 | 0 | 0 | 0 | 0 | 0 | 0 | 0 | 0 | 0
F4_Commercial_Retail_Existing_Food Preparation_Natural Gas_Double Rack Oven_E3 | F4 | Commercial | Retail | Existing | Food Preparation | Natural Gas | Double Rack Oven | E3 | Utility - Cost of Equipment | 0 | 0 | 0 | 0 | 0 | 0 | 0 | 0 | 0 | 0 | 0 | 0 | 0 | 0 | 0 | 0 | 0 | 0 | 0 | 0 | 0 | 0 | 0 | 0 | 0 | 0 | 0 | 0 | 0 | 0 | 0 | 0 | 0 | 0 | 0 | 0 | 0 | 0 | 0 | 0 | 0 | 0
F4_Commercial_Retail_Existing_Food Preparation_Natural Gas_Double Rack Oven_E4 | F4 | Commercial | Retail | Existing | Food Preparation | Natural Gas | Double Rack Oven | E4 | Utility - Cost of Equipment | 0 | 0 | 0 | 0 | 0 | 0 | 0 | 0 | 0 | 0 | 0 | 0 | 0 | 0 | 0 | 0 | 0 | 0 | 0 | 0 | 0 | 0 | 0 | 0 | 0 | 0 | 0 | 0 | 0 | 0 | 0 | 0 | 0 | 0 | 0 | 0 | 0 | 0 | 0 | 0 | 0 | 0
F4_Commercial_Retail_Existing_Food Preparation_Natural Gas_Double Rack Oven_E5 | F4 | Commercial | Retail | Existing | Food Preparation | Natural Gas | Double Rack Oven | E5 | Utility - Cost of Equipment | 0 | 0 | 0 | 0 | 0 | 0 | 0 | 0 | 0 | 0 | 0 | 0 | 0 | 0 | 0 | 0 | 0 | 0 | 0 | 0 | 0 | 0 | 0 | 0 | 0 | 0 | 0 | 0 | 0 | 0 | 0 | 0 | 0 | 0 | 0 | 0 | 0 | 0 | 0 | 0 | 0 | 0
F4_Commercial_Retail_Existing_Food Preparation_Natural Gas_Double Rack Oven_E6 | F4 | Commercial | Retail | Existing | Food Preparation | Natural Gas | Double Rack Oven | E6 | Utility - Cost of Equipment | 0 | 0 | 0 | 0 | 0 | 0 | 0 | 0 | 0 | 0 | 0 | 0 | 0 | 0 | 0 | 0 | 0 | 0 | 0 | 0 | 0 | 0 | 0 | 0 | 0 | 0 | 0 | 0 | 0 | 0 | 0 | 0 | 0 | 0 | 0 | 0 | 0 | 0 | 0 | 0 | 0 | 0
F4_Commercial_Retail_Existing_Food Preparation_Natural Gas_Double Rack Oven_E7 | F4 | Commercial | Retail | Existing | Food Preparation | Natural Gas | Double Rack Oven | E7 | Utility - Cost of Equipment | 0 | 0 | 0 | 0 | 0 | 0 | 0 | 0 | 0 | 0 | 0 | 0 | 0 | 0 | 0 | 0 | 0 | 0 | 0 | 0 | 0 | 0 | 0 | 0 | 0 | 0 | 0 | 0 | 0 | 0 | 0 | 0 | 0 | 0 | 0 | 0 | 0 | 0 | 0 | 0 | 0 | 0
F4_Commercial_Retail_Existing_Food Preparation_Natural Gas_Double Rack Oven_E8 | F4 | Commercial | Retail | Existing | Food Preparation | Natural Gas | Double Rack Oven | E8 | Utility - Cost of Equipment | 0 | 0 | 0 | 0 | 0 | 0 | 0 | 0 | 0 | 0 | 0 | 0 | 0 | 0 | 0 | 0 | 0 | 0 | 0 | 0 | 0 | 0 | 0 | 0 | 0 | 0 | 0 | 0 | 0 | 0 | 0 | 0 | 0 | 0 | 0 | 0 | 0 | 0 | 0 | 0 | 0 | 0
F4_Commercial_Retail_Existing_Food Preparation_Natural Gas_Double Rack Oven_E9 | F4 | Commercial | Retail | Existing | Food Preparation | Natural Gas | Double Rack Oven | E9 | Utility - Cost of Equipment | 0 | 0 | 0 | 0 | 0 | 0 | 0 | 0 | 0 | 0 | 0 | 0 | 0 | 0 | 0 | 0 | 0 | 0 | 0 | 0 | 0 | 0 | 0 | 0 | 0 | 0 | 0 | 0 | 0 | 0 | 0 | 0 | 0 | 0 | 0 | 0 | 0 | 0 | 0 | 0 | 0 | 0
F4_Commercial_Retail_Existing_Food Preparation_Natural Gas_Double Rack Oven_E10 | F4 | Commercial | Retail | Existing | Food Preparation | Natural Gas | Double Rack Oven | E10 | Utility - Cost of Equipment | 0 | 0 | 0 | 0 | 0 | 0 | 0 | 0 | 0 | 0 | 0 | 0 | 0 | 0 | 0 | 0 | 0 | 0 | 0 | 0 | 0 | 0 | 0 | 0 | 0 | 0 | 0 | 0 | 0 | 0 | 0 | 0 | 0 | 0 | 0 | 0 | 0 | 0 | 0 | 0 | 0 | 0
F5_Commercial_Retail_Existing_Food Preparation_Natural Gas_Double Rack Oven_E1 | F5 | Commercial | Retail | Existing | Food Preparation | Natural Gas | Double Rack Oven | E1 | Utility - Cost of Operation | 0.38529 | 0.38529 | 0.38529 | 0.38529 | 0.38529 | 0.38529 | 0.38529 | 0.38529 | 0.38529 | 0.38529 | 0.38529 | 0.38529 | 0.38529 | 0.38529 | 0.38529 | 0.38529 | 0.38529 | 0.38529 | 0.38529 | 0.38529 | 0.38529 | 0.38529 | 0.38529 | 0.38529 | 0.38529 | 0.38529 | 0.38529 | 0.38529 | 0.38529 | 0.38529 | 0.38529 | 0.38529 | 0.38529 | 0 | 0 | 0 | 0 | 0 | 0 | 0 | 0 | 0
F5_Commercial_Retail_Existing_Food Preparation_Natural Gas_Double Rack Oven_E2 | F5 | Commercial | Retail | Existing | Food Preparation | Natural Gas | Double Rack Oven | E2 | Utility - Cost of Operation | 0.5124 | 0.5124 | 0.5124 | 0.5124 | 0.5124 | 0.5124 | 0.5124 | 0.5124 | 0.5124 | 0.5124 | 0.5124 | 0.5124 | 0.5124 | 0.5124 | 0.5124 | 0.5124 | 0.5124 | 0.5124 | 0.5124 | 0.5124 | 0.5124 | 0.5124 | 0.5124 | 0.5124 | 0.5124 | 0.5124 | 0.5124 | 0.5124 | 0.5124 | 0.5124 | 0.5124 | 0.5124 | 0.5124 | 0 | 0 | 0 | 0 | 0 | 0 | 0 | 0 | 0
F5_Commercial_Retail_Existing_Food Preparation_Natural Gas_Double Rack Oven_E3 | F5 | Commercial | Retail | Existing | Food Preparation | Natural Gas | Double Rack Oven | E3 | Utility - Cost of Operation | 0 | 0 | 0 | 0 | 0 | 0 | 0 | 0 | 0 | 0 | 0 | 0 | 0 | 0 | 0 | 0 | 0 | 0 | 0 | 0 | 0 | 0 | 0 | 0 | 0 | 0 | 0 | 0 | 0 | 0 | 0 | 0 | 0 | 0 | 0 | 0 | 0 | 0 | 0 | 0 | 0 | 0
F5_Commercial_Retail_Existing_Food Preparation_Natural Gas_Double Rack Oven_E4 | F5 | Commercial | Retail | Existing | Food Preparation | Natural Gas | Double Rack Oven | E4 | Utility - Cost of Operation | 0 | 0 | 0 | 0 | 0 | 0 | 0 | 0 | 0 | 0 | 0 | 0 | 0 | 0 | 0 | 0 | 0 | 0 | 0 | 0 | 0 | 0 | 0 | 0 | 0 | 0 | 0 | 0 | 0 | 0 | 0 | 0 | 0 | 0 | 0 | 0 | 0 | 0 | 0 | 0 | 0 | 0
F5_Commercial_Retail_Existing_Food Preparation_Natural Gas_Double Rack Oven_E5 | F5 | Commercial | Retail | Existing | Food Preparation | Natural Gas | Double Rack Oven | E5 | Utility - Cost of Operation | 0 | 0 | 0 | 0 | 0 | 0 | 0 | 0 | 0 | 0 | 0 | 0 | 0 | 0 | 0 | 0 | 0 | 0 | 0 | 0 | 0 | 0 | 0 | 0 | 0 | 0 | 0 | 0 | 0 | 0 | 0 | 0 | 0 | 0 | 0 | 0 | 0 | 0 | 0 | 0 | 0 | 0
F5_Commercial_Retail_Existing_Food Preparation_Natural Gas_Double Rack Oven_E6 | F5 | Commercial | Retail | Existing | Food Preparation | Natural Gas | Double Rack Oven | E6 | Utility - Cost of Operation | 0 | 0 | 0 | 0 | 0 | 0 | 0 | 0 | 0 | 0 | 0 | 0 | 0 | 0 | 0 | 0 | 0 | 0 | 0 | 0 | 0 | 0 | 0 | 0 | 0 | 0 | 0 | 0 | 0 | 0 | 0 | 0 | 0 | 0 | 0 | 0 | 0 | 0 | 0 | 0 | 0 | 0
F5_Commercial_Retail_Existing_Food Preparation_Natural Gas_Double Rack Oven_E7 | F5 | Commercial | Retail | Existing | Food Preparation | Natural Gas | Double Rack Oven | E7 | Utility - Cost of Operation | 0 | 0 | 0 | 0 | 0 | 0 | 0 | 0 | 0 | 0 | 0 | 0 | 0 | 0 | 0 | 0 | 0 | 0 | 0 | 0 | 0 | 0 | 0 | 0 | 0 | 0 | 0 | 0 | 0 | 0 | 0 | 0 | 0 | 0 | 0 | 0 | 0 | 0 | 0 | 0 | 0 | 0
F5_Commercial_Retail_Existing_Food Preparation_Natural Gas_Double Rack Oven_E8 | F5 | Commercial | Retail | Existing | Food Preparation | Natural Gas | Double Rack Oven | E8 | Utility - Cost of Operation | 0 | 0 | 0 | 0 | 0 | 0 | 0 | 0 | 0 | 0 | 0 | 0 | 0 | 0 | 0 | 0 | 0 | 0 | 0 | 0 | 0 | 0 | 0 | 0 | 0 | 0 | 0 | 0 | 0 | 0 | 0 | 0 | 0 | 0 | 0 | 0 | 0 | 0 | 0 | 0 | 0 | 0
F5_Commercial_Retail_Existing_Food Preparation_Natural Gas_Double Rack Oven_E9 | F5 | Commercial | Retail | Existing | Food Preparation | Natural Gas | Double Rack Oven | E9 | Utility - Cost of Operation | 0 | 0 | 0 | 0 | 0 | 0 | 0 | 0 | 0 | 0 | 0 | 0 | 0 | 0 | 0 | 0 | 0 | 0 | 0 | 0 | 0 | 0 | 0 | 0 | 0 | 0 | 0 | 0 | 0 | 0 | 0 | 0 | 0 | 0 | 0 | 0 | 0 | 0 | 0 | 0 | 0 | 0
F5_Commercial_Retail_Existing_Food Preparation_Natural Gas_Double Rack Oven_E10 | F5 | Commercial | Retail | Existing | Food Preparation | Natural Gas | Double Rack Oven | E10 | Utility - Cost of Operation | 0 | 0 | 0 | 0 | 0 | 0 | 0 | 0 | 0 | 0 | 0 | 0 | 0 | 0 | 0 | 0 | 0 | 0 | 0 | 0 | 0 | 0 | 0 | 0 | 0 | 0 | 0 | 0 | 0 | 0 | 0 | 0 | 0 | 0 | 0 | 0 | 0 | 0 | 0 | 0 | 0 | 0
F6_Commercial_Retail_Existing_Food Preparation_Natural Gas_Double Rack Oven_E1 | F6 | Commercial | Retail | Existing | Food Preparation | Natural Gas | Double Rack Oven | E1 | Utility - Value of Sales | 1.2381 | 1.2436 | 1.2525 | 1.2506 | 1.2506 | 1.2506 | 1.2506 | 1.2506 | 1.2506 | 1.2506 | 1.2506 | 1.2506 | 1.2506 | 1.2506 | 1.2506 | 1.2506 | 1.2506 | 1.2506 | 1.2506 | 1.2506 | 1.2506 | 1.2506 | 1.2506 | 1.2506 | 1.2506 | 1.2506 | 1.2506 | 1.2506 | 1.2506 | 1.2506 | 1.2506 | 1.2506 | 1.2506 | 0 | 0 | 0 | 0 | 0 | 0 | 0 | 0 | 0
F6_Commercial_Retail_Existing_Food Preparation_Natural Gas_Double Rack Oven_E2 | F6 | Commercial | Retail | Existing | Food Preparation | Natural Gas | Double Rack Oven | E2 | Utility - Value of Sales | 0.67532 | 0.67834 | 0.6832 | 0.68213 | 0.68213 | 0.68213 | 0.68213 | 0.68213 | 0.68213 | 0.68213 | 0.68213 | 0.68213 | 0.68213 | 0.68213 | 0.68213 | 0.68213 | 0.68213 | 0.68213 | 0.68213 | 0.68213 | 0.68213 | 0.68213 | 0.68213 | 0.68213 | 0.68213 | 0.68213 | 0.68213 | 0.68213 | 0.68213 | 0.68213 | 0.68213 | 0.68213 | 0.68213 | 0 | 0 | 0 | 0 | 0 | 0 | 0 | 0 | 0
F6_Commercial_Retail_Existing_Food Preparation_Natural Gas_Double Rack Oven_E3 | F6 | Commercial | Retail | Existing | Food Preparation | Natural Gas | Double Rack Oven | E3 | Utility - Value of Sales | 0 | 0 | 0 | 0 | 0 | 0 | 0 | 0 | 0 | 0 | 0 | 0 | 0 | 0 | 0 | 0 | 0 | 0 | 0 | 0 | 0 | 0 | 0 | 0 | 0 | 0 | 0 | 0 | 0 | 0 | 0 | 0 | 0 | 0 | 0 | 0 | 0 | 0 | 0 | 0 | 0 | 0
F6_Commercial_Retail_Existing_Food Preparation_Natural Gas_Double Rack Oven_E4 | F6 | Commercial | Retail | Existing | Food Preparation | Natural Gas | Double Rack Oven | E4 | Utility - Value of Sales | 0 | 0 | 0 | 0 | 0 | 0 | 0 | 0 | 0 | 0 | 0 | 0 | 0 | 0 | 0 | 0 | 0 | 0 | 0 | 0 | 0 | 0 | 0 | 0 | 0 | 0 | 0 | 0 | 0 | 0 | 0 | 0 | 0 | 0 | 0 | 0 | 0 | 0 | 0 | 0 | 0 | 0
F6_Commercial_Retail_Existing_Food Preparation_Natural Gas_Double Rack Oven_E5 | F6 | Commercial | Retail | Existing | Food Preparation | Natural Gas | Double Rack Oven | E5 | Utility - Value of Sales | 0 | 0 | 0 | 0 | 0 | 0 | 0 | 0 | 0 | 0 | 0 | 0 | 0 | 0 | 0 | 0 | 0 | 0 | 0 | 0 | 0 | 0 | 0 | 0 | 0 | 0 | 0 | 0 | 0 | 0 | 0 | 0 | 0 | 0 | 0 | 0 | 0 | 0 | 0 | 0 | 0 | 0
F6_Commercial_Retail_Existing_Food Preparation_Natural Gas_Double Rack Oven_E6 | F6 | Commercial | Retail | Existing | Food Preparation | Natural Gas | Double Rack Oven | E6 | Utility - Value of Sales | 0 | 0 | 0 | 0 | 0 | 0 | 0 | 0 | 0 | 0 | 0 | 0 | 0 | 0 | 0 | 0 | 0 | 0 | 0 | 0 | 0 | 0 | 0 | 0 | 0 | 0 | 0 | 0 | 0 | 0 | 0 | 0 | 0 | 0 | 0 | 0 | 0 | 0 | 0 | 0 | 0 | 0
F6_Commercial_Retail_Existing_Food Preparation_Natural Gas_Double Rack Oven_E7 | F6 | Commercial | Retail | Existing | Food Preparation | Natural Gas | Double Rack Oven | E7 | Utility - Value of Sales | 0 | 0 | 0 | 0 | 0 | 0 | 0 | 0 | 0 | 0 | 0 | 0 | 0 | 0 | 0 | 0 | 0 | 0 | 0 | 0 | 0 | 0 | 0 | 0 | 0 | 0 | 0 | 0 | 0 | 0 | 0 | 0 | 0 | 0 | 0 | 0 | 0 | 0 | 0 | 0 | 0 | 0
F6_Commercial_Retail_Existing_Food Preparation_Natural Gas_Double Rack Oven_E8 | F6 | Commercial | Retail | Existing | Food Preparation | Natural Gas | Double Rack Oven | E8 | Utility - Value of Sales | 0 | 0 | 0 | 0 | 0 | 0 | 0 | 0 | 0 | 0 | 0 | 0 | 0 | 0 | 0 | 0 | 0 | 0 | 0 | 0 | 0 | 0 | 0 | 0 | 0 | 0 | 0 | 0 | 0 | 0 | 0 | 0 | 0 | 0 | 0 | 0 | 0 | 0 | 0 | 0 | 0 | 0
F6_Commercial_Retail_Existing_Food Preparation_Natural Gas_Double Rack Oven_E9 | F6 | Commercial | Retail | Existing | Food Preparation | Natural Gas | Double Rack Oven | E9 | Utility - Value of Sales | 0 | 0 | 0 | 0 | 0 | 0 | 0 | 0 | 0 | 0 | 0 | 0 | 0 | 0 | 0 | 0 | 0 | 0 | 0 | 0 | 0 | 0 | 0 | 0 | 0 | 0 | 0 | 0 | 0 | 0 | 0 | 0 | 0 | 0 | 0 | 0 | 0 | 0 | 0 | 0 | 0 | 0
F6_Commercial_Retail_Existing_Food Preparation_Natural Gas_Double Rack Oven_E10 | F6 | Commercial | Retail | Existing | Food Preparation | Natural Gas | Double Rack Oven | E10 | Utility - Value of Sales | 0 | 0 | 0 | 0 | 0 | 0 | 0 | 0 | 0 | 0 | 0 | 0 | 0 | 0 | 0 | 0 | 0 | 0 | 0 | 0 | 0 | 0 | 0 | 0 | 0 | 0 | 0 | 0 | 0 | 0 | 0 | 0 | 0 | 0 | 0 | 0 | 0 | 0 | 0 | 0 | 0 | 0
F1_Commercial_Retail_Existing_Food Preparation_Natural Gas_Fryer_E1 | F1 | Commercial | Retail | Existing | Food Preparation | Natural Gas | Fryer | E1 | RVT - Cost of Equipment | 0.97103 | 0.96996 | 0.97415 | 0 | 0 | 0 | 0 | 0 | 0 | 0 | 0 | 0 | 0 | 0 | 0 | 0 | 0 | 0 | 0 | 0 | 0 | 0 | 0 | 0 | 0 | 0 | 0 | 0 | 0 | 0 | 0 | 0 | 0 | 0 | 0 | 0 | 0 | 0 | 0 | 0 | 0 | 0
F1_Commercial_Retail_Existing_Food Preparation_Natural Gas_Fryer_E2 | F1 | Commercial | Retail | Existing | Food Preparation | Natural Gas | Fryer | E2 | RVT - Cost of Equipment | 0.65253 | 0.65181 | 0.65462 | 0.64873 | 0.64497 | 0.64676 | 0.65322 | 0.6583 | 0.66468 | 0.67072 | 0.67664 | 0.68209 | 0.68786 | 0.69392 | 0.69963 | 0.70554 | 0.71141 | 0.71793 | 0.72474 | 0.73196 | 0.73903 | 0.7466 | 0.75366 | 0.76119 | 0.76791 | 0.77386 | 0.77929 | 0.78397 | 0.78763 | 0.79063 | 0.79227 | 0.79337 | 0.79337 | 0 | 0 | 0 | 0 | 0 | 0 | 0 | 0 | 0
F1_Commercial_Retail_Existing_Food Preparation_Natural Gas_Fryer_E3 | F1 | Commercial | Retail | Existing | Food Preparation | Natural Gas | Fryer | E3 | RVT - Cost of Equipment | 0 | 0 | 0 | 0 | 0 | 0 | 0 | 0 | 0 | 0 | 0 | 0 | 0 | 0 | 0 | 0 | 0 | 0 | 0 | 0 | 0 | 0 | 0 | 0 | 0 | 0 | 0 | 0 | 0 | 0 | 0 | 0 | 0 | 0 | 0 | 0 | 0 | 0 | 0 | 0 | 0 | 0
F1_Commercial_Retail_Existing_Food Preparation_Natural Gas_Fryer_E4 | F1 | Commercial | Retail | Existing | Food Preparation | Natural Gas | Fryer | E4 | RVT - Cost of Equipment | 0 | 0 | 0 | 0 | 0 | 0 | 0 | 0 | 0 | 0 | 0 | 0 | 0 | 0 | 0 | 0 | 0 | 0 | 0 | 0 | 0 | 0 | 0 | 0 | 0 | 0 | 0 | 0 | 0 | 0 | 0 | 0 | 0 | 0 | 0 | 0 | 0 | 0 | 0 | 0 | 0 | 0
F1_Commercial_Retail_Existing_Food Preparation_Natural Gas_Fryer_E5 | F1 | Commercial | Retail | Existing | Food Preparation | Natural Gas | Fryer | E5 | RVT - Cost of Equipment | 0 | 0 | 0 | 0 | 0 | 0 | 0 | 0 | 0 | 0 | 0 | 0 | 0 | 0 | 0 | 0 | 0 | 0 | 0 | 0 | 0 | 0 | 0 | 0 | 0 | 0 | 0 | 0 | 0 | 0 | 0 | 0 | 0 | 0 | 0 | 0 | 0 | 0 | 0 | 0 | 0 | 0
F1_Commercial_Retail_Existing_Food Preparation_Natural Gas_Fryer_E6 | F1 | Commercial | Retail | Existing | Food Preparation | Natural Gas | Fryer | E6 | RVT - Cost of Equipment | 0 | 0 | 0 | 0 | 0 | 0 | 0 | 0 | 0 | 0 | 0 | 0 | 0 | 0 | 0 | 0 | 0 | 0 | 0 | 0 | 0 | 0 | 0 | 0 | 0 | 0 | 0 | 0 | 0 | 0 | 0 | 0 | 0 | 0 | 0 | 0 | 0 | 0 | 0 | 0 | 0 | 0
F1_Commercial_Retail_Existing_Food Preparation_Natural Gas_Fryer_E7 | F1 | Commercial | Retail | Existing | Food Preparation | Natural Gas | Fryer | E7 | RVT - Cost of Equipment | 0 | 0 | 0 | 0 | 0 | 0 | 0 | 0 | 0 | 0 | 0 | 0 | 0 | 0 | 0 | 0 | 0 | 0 | 0 | 0 | 0 | 0 | 0 | 0 | 0 | 0 | 0 | 0 | 0 | 0 | 0 | 0 | 0 | 0 | 0 | 0 | 0 | 0 | 0 | 0 | 0 | 0
F1_Commercial_Retail_Existing_Food Preparation_Natural Gas_Fryer_E8 | F1 | Commercial | Retail | Existing | Food Preparation | Natural Gas | Fryer | E8 | RVT - Cost of Equipment | 0 | 0 | 0 | 0 | 0 | 0 | 0 | 0 | 0 | 0 | 0 | 0 | 0 | 0 | 0 | 0 | 0 | 0 | 0 | 0 | 0 | 0 | 0 | 0 | 0 | 0 | 0 | 0 | 0 | 0 | 0 | 0 | 0 | 0 | 0 | 0 | 0 | 0 | 0 | 0 | 0 | 0
F1_Commercial_Retail_Existing_Food Preparation_Natural Gas_Fryer_E9 | F1 | Commercial | Retail | Existing | Food Preparation | Natural Gas | Fryer | E9 | RVT - Cost of Equipment | 0 | 0 | 0 | 0 | 0 | 0 | 0 | 0 | 0 | 0 | 0 | 0 | 0 | 0 | 0 | 0 | 0 | 0 | 0 | 0 | 0 | 0 | 0 | 0 | 0 | 0 | 0 | 0 | 0 | 0 | 0 | 0 | 0 | 0 | 0 | 0 | 0 | 0 | 0 | 0 | 0 | 0
F1_Commercial_Retail_Existing_Food Preparation_Natural Gas_Fryer_E10 | F1 | Commercial | Retail | Existing | Food Preparation | Natural Gas | Fryer | E10 | RVT - Cost of Equipment | 0 | 0 | 0 | 0 | 0 | 0 | 0 | 0 | 0 | 0 | 0 | 0 | 0 | 0 | 0 | 0 | 0 | 0 | 0 | 0 | 0 | 0 | 0 | 0 | 0 | 0 | 0 | 0 | 0 | 0 | 0 | 0 | 0 | 0 | 0 | 0 | 0 | 0 | 0 | 0 | 0 | 0
F2_Commercial_Retail_Existing_Food Preparation_Natural Gas_Fryer_E1 | F2 | Commercial | Retail | Existing | Food Preparation | Natural Gas | Fryer | E1 | RVT - Cost of Operation | 1.1634 | 1.1621 | 1.1671 | 0 | 0 | 0 | 0 | 0 | 0 | 0 | 0 | 0 | 0 | 0 | 0 | 0 | 0 | 0 | 0 | 0 | 0 | 0 | 0 | 0 | 0 | 0 | 0 | 0 | 0 | 0 | 0 | 0 | 0 | 0 | 0 | 0 | 0 | 0 | 0 | 0 | 0 | 0
F2_Commercial_Retail_Existing_Food Preparation_Natural Gas_Fryer_E2 | F2 | Commercial | Retail | Existing | Food Preparation | Natural Gas | Fryer | E2 | RVT - Cost of Operation | 0.78177 | 0.78091 | 0.78427 | 0.77722 | 0.77272 | 0.77486 | 0.7826 | 0.78869 | 0.79632 | 0.80356 | 0.81066 | 0.81719 | 0.8241 | 0.83136 | 0.83821 | 0.84528 | 0.85231 | 0.86013 | 0.86828 | 0.87693 | 0.8854 | 0.89448 | 0.90293 | 0.91195 | 0.92 | 0.92714 | 0.93364 | 0.93924 | 0.94363 | 0.94723 | 0.94919 | 0.9505 | 0.9505 | 0 | 0 | 0 | 0 | 0 | 0 | 0 | 0 | 0
F2_Commercial_Retail_Existing_Food Preparation_Natural Gas_Fryer_E3 | F2 | Commercial | Retail | Existing | Food Preparation | Natural Gas | Fryer | E3 | RVT - Cost of Operation | 0 | 0 | 0 | 0 | 0 | 0 | 0 | 0 | 0 | 0 | 0 | 0 | 0 | 0 | 0 | 0 | 0 | 0 | 0 | 0 | 0 | 0 | 0 | 0 | 0 | 0 | 0 | 0 | 0 | 0 | 0 | 0 | 0 | 0 | 0 | 0 | 0 | 0 | 0 | 0 | 0 | 0
F2_Commercial_Retail_Existing_Food Preparation_Natural Gas_Fryer_E4 | F2 | Commercial | Retail | Existing | Food Preparation | Natural Gas | Fryer | E4 | RVT - Cost of Operation | 0 | 0 | 0 | 0 | 0 | 0 | 0 | 0 | 0 | 0 | 0 | 0 | 0 | 0 | 0 | 0 | 0 | 0 | 0 | 0 | 0 | 0 | 0 | 0 | 0 | 0 | 0 | 0 | 0 | 0 | 0 | 0 | 0 | 0 | 0 | 0 | 0 | 0 | 0 | 0 | 0 | 0
F2_Commercial_Retail_Existing_Food Preparation_Natural Gas_Fryer_E5 | F2 | Commercial | Retail | Existing | Food Preparation | Natural Gas | Fryer | E5 | RVT - Cost of Operation | 0 | 0 | 0 | 0 | 0 | 0 | 0 | 0 | 0 | 0 | 0 | 0 | 0 | 0 | 0 | 0 | 0 | 0 | 0 | 0 | 0 | 0 | 0 | 0 | 0 | 0 | 0 | 0 | 0 | 0 | 0 | 0 | 0 | 0 | 0 | 0 | 0 | 0 | 0 | 0 | 0 | 0
F2_Commercial_Retail_Existing_Food Preparation_Natural Gas_Fryer_E6 | F2 | Commercial | Retail | Existing | Food Preparation | Natural Gas | Fryer | E6 | RVT - Cost of Operation | 0 | 0 | 0 | 0 | 0 | 0 | 0 | 0 | 0 | 0 | 0 | 0 | 0 | 0 | 0 | 0 | 0 | 0 | 0 | 0 | 0 | 0 | 0 | 0 | 0 | 0 | 0 | 0 | 0 | 0 | 0 | 0 | 0 | 0 | 0 | 0 | 0 | 0 | 0 | 0 | 0 | 0
F2_Commercial_Retail_Existing_Food Preparation_Natural Gas_Fryer_E7 | F2 | Commercial | Retail | Existing | Food Preparation | Natural Gas | Fryer | E7 | RVT - Cost of Operation | 0 | 0 | 0 | 0 | 0 | 0 | 0 | 0 | 0 | 0 | 0 | 0 | 0 | 0 | 0 | 0 | 0 | 0 | 0 | 0 | 0 | 0 | 0 | 0 | 0 | 0 | 0 | 0 | 0 | 0 | 0 | 0 | 0 | 0 | 0 | 0 | 0 | 0 | 0 | 0 | 0 | 0
F2_Commercial_Retail_Existing_Food Preparation_Natural Gas_Fryer_E8 | F2 | Commercial | Retail | Existing | Food Preparation | Natural Gas | Fryer | E8 | RVT - Cost of Operation | 0 | 0 | 0 | 0 | 0 | 0 | 0 | 0 | 0 | 0 | 0 | 0 | 0 | 0 | 0 | 0 | 0 | 0 | 0 | 0 | 0 | 0 | 0 | 0 | 0 | 0 | 0 | 0 | 0 | 0 | 0 | 0 | 0 | 0 | 0 | 0 | 0 | 0 | 0 | 0 | 0 | 0
F2_Commercial_Retail_Existing_Food Preparation_Natural Gas_Fryer_E9 | F2 | Commercial | Retail | Existing | Food Preparation | Natural Gas | Fryer | E9 | RVT - Cost of Operation | 0 | 0 | 0 | 0 | 0 | 0 | 0 | 0 | 0 | 0 | 0 | 0 | 0 | 0 | 0 | 0 | 0 | 0 | 0 | 0 | 0 | 0 | 0 | 0 | 0 | 0 | 0 | 0 | 0 | 0 | 0 | 0 | 0 | 0 | 0 | 0 | 0 | 0 | 0 | 0 | 0 | 0
F2_Commercial_Retail_Existing_Food Preparation_Natural Gas_Fryer_E10 | F2 | Commercial | Retail | Existing | Food Preparation | Natural Gas | Fryer | E10 | RVT - Cost of Operation | 0 | 0 | 0 | 0 | 0 | 0 | 0 | 0 | 0 | 0 | 0 | 0 | 0 | 0 | 0 | 0 | 0 | 0 | 0 | 0 | 0 | 0 | 0 | 0 | 0 | 0 | 0 | 0 | 0 | 0 | 0 | 0 | 0 | 0 | 0 | 0 | 0 | 0 | 0 | 0 | 0 | 0
F3_Commercial_Retail_Existing_Food Preparation_Natural Gas_Fryer_E1 | F3 | Commercial | Retail | Existing | Food Preparation | Natural Gas | Fryer | E1 | System - kBTUs of Consumption | 0.30988 | 0.30988 | 0.30988 | 0 | 0 | 0 | 0 | 0 | 0 | 0 | 0 | 0 | 0 | 0 | 0 | 0 | 0 | 0 | 0 | 0 | 0 | 0 | 0 | 0 | 0 | 0 | 0 | 0 | 0 | 0 | 0 | 0 | 0 | 0 | 0 | 0 | 0 | 0 | 0 | 0 | 0 | 0
F3_Commercial_Retail_Existing_Food Preparation_Natural Gas_Fryer_E2 | F3 | Commercial | Retail | Existing | Food Preparation | Natural Gas | Fryer | E2 | System - kBTUs of Consumption | 0.36958 | 0.36958 | 0.36958 | 0.36958 | 0.36958 | 0.36958 | 0.36958 | 0.36958 | 0.36958 | 0.36958 | 0.36958 | 0.36958 | 0.36958 | 0.36958 | 0.36958 | 0.36958 | 0.36958 | 0.36958 | 0.36958 | 0.36958 | 0.36958 | 0.36958 | 0.36958 | 0.36958 | 0.36958 | 0.36958 | 0.36958 | 0.36958 | 0.36958 | 0.36958 | 0.36958 | 0.36958 | 0.36958 | 0 | 0 | 0 | 0 | 0 | 0 | 0 | 0 | 0
F3_Commercial_Retail_Existing_Food Preparation_Natural Gas_Fryer_E3 | F3 | Commercial | Retail | Existing | Food Preparation | Natural Gas | Fryer | E3 | System - kBTUs of Consumption | 0 | 0 | 0 | 0 | 0 | 0 | 0 | 0 | 0 | 0 | 0 | 0 | 0 | 0 | 0 | 0 | 0 | 0 | 0 | 0 | 0 | 0 | 0 | 0 | 0 | 0 | 0 | 0 | 0 | 0 | 0 | 0 | 0 | 0 | 0 | 0 | 0 | 0 | 0 | 0 | 0 | 0
F3_Commercial_Retail_Existing_Food Preparation_Natural Gas_Fryer_E4 | F3 | Commercial | Retail | Existing | Food Preparation | Natural Gas | Fryer | E4 | System - kBTUs of Consumption | 0 | 0 | 0 | 0 | 0 | 0 | 0 | 0 | 0 | 0 | 0 | 0 | 0 | 0 | 0 | 0 | 0 | 0 | 0 | 0 | 0 | 0 | 0 | 0 | 0 | 0 | 0 | 0 | 0 | 0 | 0 | 0 | 0 | 0 | 0 | 0 | 0 | 0 | 0 | 0 | 0 | 0
F3_Commercial_Retail_Existing_Food Preparation_Natural Gas_Fryer_E5 | F3 | Commercial | Retail | Existing | Food Preparation | Natural Gas | Fryer | E5 | System - kBTUs of Consumption | 0 | 0 | 0 | 0 | 0 | 0 | 0 | 0 | 0 | 0 | 0 | 0 | 0 | 0 | 0 | 0 | 0 | 0 | 0 | 0 | 0 | 0 | 0 | 0 | 0 | 0 | 0 | 0 | 0 | 0 | 0 | 0 | 0 | 0 | 0 | 0 | 0 | 0 | 0 | 0 | 0 | 0
F3_Commercial_Retail_Existing_Food Preparation_Natural Gas_Fryer_E6 | F3 | Commercial | Retail | Existing | Food Preparation | Natural Gas | Fryer | E6 | System - kBTUs of Consumption | 0 | 0 | 0 | 0 | 0 | 0 | 0 | 0 | 0 | 0 | 0 | 0 | 0 | 0 | 0 | 0 | 0 | 0 | 0 | 0 | 0 | 0 | 0 | 0 | 0 | 0 | 0 | 0 | 0 | 0 | 0 | 0 | 0 | 0 | 0 | 0 | 0 | 0 | 0 | 0 | 0 | 0
F3_Commercial_Retail_Existing_Food Preparation_Natural Gas_Fryer_E7 | F3 | Commercial | Retail | Existing | Food Preparation | Natural Gas | Fryer | E7 | System - kBTUs of Consumption | 0 | 0 | 0 | 0 | 0 | 0 | 0 | 0 | 0 | 0 | 0 | 0 | 0 | 0 | 0 | 0 | 0 | 0 | 0 | 0 | 0 | 0 | 0 | 0 | 0 | 0 | 0 | 0 | 0 | 0 | 0 | 0 | 0 | 0 | 0 | 0 | 0 | 0 | 0 | 0 | 0 | 0
F3_Commercial_Retail_Existing_Food Preparation_Natural Gas_Fryer_E8 | F3 | Commercial | Retail | Existing | Food Preparation | Natural Gas | Fryer | E8 | System - kBTUs of Consumption | 0 | 0 | 0 | 0 | 0 | 0 | 0 | 0 | 0 | 0 | 0 | 0 | 0 | 0 | 0 | 0 | 0 | 0 | 0 | 0 | 0 | 0 | 0 | 0 | 0 | 0 | 0 | 0 | 0 | 0 | 0 | 0 | 0 | 0 | 0 | 0 | 0 | 0 | 0 | 0 | 0 | 0
F3_Commercial_Retail_Existing_Food Preparation_Natural Gas_Fryer_E9 | F3 | Commercial | Retail | Existing | Food Preparation | Natural Gas | Fryer | E9 | System - kBTUs of Consumption | 0 | 0 | 0 | 0 | 0 | 0 | 0 | 0 | 0 | 0 | 0 | 0 | 0 | 0 | 0 | 0 | 0 | 0 | 0 | 0 | 0 | 0 | 0 | 0 | 0 | 0 | 0 | 0 | 0 | 0 | 0 | 0 | 0 | 0 | 0 | 0 | 0 | 0 | 0 | 0 | 0 | 0
F3_Commercial_Retail_Existing_Food Preparation_Natural Gas_Fryer_E10 | F3 | Commercial | Retail | Existing | Food Preparation | Natural Gas | Fryer | E10 | System - kBTUs of Consumption | 0 | 0 | 0 | 0 | 0 | 0 | 0 | 0 | 0 | 0 | 0 | 0 | 0 | 0 | 0 | 0 | 0 | 0 | 0 | 0 | 0 | 0 | 0 | 0 | 0 | 0 | 0 | 0 | 0 | 0 | 0 | 0 | 0 | 0 | 0 | 0 | 0 | 0 | 0 | 0 | 0 | 0
F4_Commercial_Retail_Existing_Food Preparation_Natural Gas_Fryer_E1 | F4 | Commercial | Retail | Existing | Food Preparation | Natural Gas | Fryer | E1 | Utility - Cost of Equipment | 1.1634 | 1.1621 | 1.1671 | 0 | 0 | 0 | 0 | 0 | 0 | 0 | 0 | 0 | 0 | 0 | 0 | 0 | 0 | 0 | 0 | 0 | 0 | 0 | 0 | 0 | 0 | 0 | 0 | 0 | 0 | 0 | 0 | 0 | 0 | 0 | 0 | 0 | 0 | 0 | 0 | 0 | 0 | 0
F4_Commercial_Retail_Existing_Food Preparation_Natural Gas_Fryer_E2 | F4 | Commercial | Retail | Existing | Food Preparation | Natural Gas | Fryer | E2 | Utility - Cost of Equipment | 0.78177 | 0.78091 | 0.78427 | 0.77722 | 0.77272 | 0.77486 | 0.7826 | 0.78869 | 0.79632 | 0.80356 | 0.81066 | 0.81719 | 0.8241 | 0.83136 | 0.83821 | 0.84528 | 0.85231 | 0.86013 | 0.86828 | 0.87693 | 0.8854 | 0.89448 | 0.90293 | 0.91195 | 0.92 | 0.92714 | 0.93364 | 0.93924 | 0.94363 | 0.94723 | 0.94919 | 0.9505 | 0.9505 | 0 | 0 | 0 | 0 | 0 | 0 | 0 | 0 | 0
F4_Commercial_Retail_Existing_Food Preparation_Natural Gas_Fryer_E3 | F4 | Commercial | Retail | Existing | Food Preparation | Natural Gas | Fryer | E3 | Utility - Cost of Equipment | 0 | 0 | 0 | 0 | 0 | 0 | 0 | 0 | 0 | 0 | 0 | 0 | 0 | 0 | 0 | 0 | 0 | 0 | 0 | 0 | 0 | 0 | 0 | 0 | 0 | 0 | 0 | 0 | 0 | 0 | 0 | 0 | 0 | 0 | 0 | 0 | 0 | 0 | 0 | 0 | 0 | 0
F4_Commercial_Retail_Existing_Food Preparation_Natural Gas_Fryer_E4 | F4 | Commercial | Retail | Existing | Food Preparation | Natural Gas | Fryer | E4 | Utility - Cost of Equipment | 0 | 0 | 0 | 0 | 0 | 0 | 0 | 0 | 0 | 0 | 0 | 0 | 0 | 0 | 0 | 0 | 0 | 0 | 0 | 0 | 0 | 0 | 0 | 0 | 0 | 0 | 0 | 0 | 0 | 0 | 0 | 0 | 0 | 0 | 0 | 0 | 0 | 0 | 0 | 0 | 0 | 0
F4_Commercial_Retail_Existing_Food Preparation_Natural Gas_Fryer_E5 | F4 | Commercial | Retail | Existing | Food Preparation | Natural Gas | Fryer | E5 | Utility - Cost of Equipment | 0 | 0 | 0 | 0 | 0 | 0 | 0 | 0 | 0 | 0 | 0 | 0 | 0 | 0 | 0 | 0 | 0 | 0 | 0 | 0 | 0 | 0 | 0 | 0 | 0 | 0 | 0 | 0 | 0 | 0 | 0 | 0 | 0 | 0 | 0 | 0 | 0 | 0 | 0 | 0 | 0 | 0
F4_Commercial_Retail_Existing_Food Preparation_Natural Gas_Fryer_E6 | F4 | Commercial | Retail | Existing | Food Preparation | Natural Gas | Fryer | E6 | Utility - Cost of Equipment | 0 | 0 | 0 | 0 | 0 | 0 | 0 | 0 | 0 | 0 | 0 | 0 | 0 | 0 | 0 | 0 | 0 | 0 | 0 | 0 | 0 | 0 | 0 | 0 | 0 | 0 | 0 | 0 | 0 | 0 | 0 | 0 | 0 | 0 | 0 | 0 | 0 | 0 | 0 | 0 | 0 | 0
F4_Commercial_Retail_Existing_Food Preparation_Natural Gas_Fryer_E7 | F4 | Commercial | Retail | Existing | Food Preparation | Natural Gas | Fryer | E7 | Utility - Cost of Equipment | 0 | 0 | 0 | 0 | 0 | 0 | 0 | 0 | 0 | 0 | 0 | 0 | 0 | 0 | 0 | 0 | 0 | 0 | 0 | 0 | 0 | 0 | 0 | 0 | 0 | 0 | 0 | 0 | 0 | 0 | 0 | 0 | 0 | 0 | 0 | 0 | 0 | 0 | 0 | 0 | 0 | 0
F4_Commercial_Retail_Existing_Food Preparation_Natural Gas_Fryer_E8 | F4 | Commercial | Retail | Existing | Food Preparation | Natural Gas | Fryer | E8 | Utility - Cost of Equipment | 0 | 0 | 0 | 0 | 0 | 0 | 0 | 0 | 0 | 0 | 0 | 0 | 0 | 0 | 0 | 0 | 0 | 0 | 0 | 0 | 0 | 0 | 0 | 0 | 0 | 0 | 0 | 0 | 0 | 0 | 0 | 0 | 0 | 0 | 0 | 0 | 0 | 0 | 0 | 0 | 0 | 0
F4_Commercial_Retail_Existing_Food Preparation_Natural Gas_Fryer_E9 | F4 | Commercial | Retail | Existing | Food Preparation | Natural Gas | Fryer | E9 | Utility - Cost of Equipment | 0 | 0 | 0 | 0 | 0 | 0 | 0 | 0 | 0 | 0 | 0 | 0 | 0 | 0 | 0 | 0 | 0 | 0 | 0 | 0 | 0 | 0 | 0 | 0 | 0 | 0 | 0 | 0 | 0 | 0 | 0 | 0 | 0 | 0 | 0 | 0 | 0 | 0 | 0 | 0 | 0 | 0
F4_Commercial_Retail_Existing_Food Preparation_Natural Gas_Fryer_E10 | F4 | Commercial | Retail | Existing | Food Preparation | Natural Gas | Fryer | E10 | Utility - Cost of Equipment | 0 | 0 | 0 | 0 | 0 | 0 | 0 | 0 | 0 | 0 | 0 | 0 | 0 | 0 | 0 | 0 | 0 | 0 | 0 | 0 | 0 | 0 | 0 | 0 | 0 | 0 | 0 | 0 | 0 | 0 | 0 | 0 | 0 | 0 | 0 | 0 | 0 | 0 | 0 | 0 | 0 | 0
F5_Commercial_Retail_Existing_Food Preparation_Natural Gas_Fryer_E1 | F5 | Commercial | Retail | Existing | Food Preparation | Natural Gas | Fryer | E1 | Utility - Cost of Operation | 0.30988 | 0.30988 | 0.30988 | 0 | 0 | 0 | 0 | 0 | 0 | 0 | 0 | 0 | 0 | 0 | 0 | 0 | 0 | 0 | 0 | 0 | 0 | 0 | 0 | 0 | 0 | 0 | 0 | 0 | 0 | 0 | 0 | 0 | 0 | 0 | 0 | 0 | 0 | 0 | 0 | 0 | 0 | 0
F5_Commercial_Retail_Existing_Food Preparation_Natural Gas_Fryer_E2 | F5 | Commercial | Retail | Existing | Food Preparation | Natural Gas | Fryer | E2 | Utility - Cost of Operation | 0.36958 | 0.36958 | 0.36958 | 0.36958 | 0.36958 | 0.36958 | 0.36958 | 0.36958 | 0.36958 | 0.36958 | 0.36958 | 0.36958 | 0.36958 | 0.36958 | 0.36958 | 0.36958 | 0.36958 | 0.36958 | 0.36958 | 0.36958 | 0.36958 | 0.36958 | 0.36958 | 0.36958 | 0.36958 | 0.36958 | 0.36958 | 0.36958 | 0.36958 | 0.36958 | 0.36958 | 0.36958 | 0.36958 | 0 | 0 | 0 | 0 | 0 | 0 | 0 | 0 | 0
F5_Commercial_Retail_Existing_Food Preparation_Natural Gas_Fryer_E3 | F5 | Commercial | Retail | Existing | Food Preparation | Natural Gas | Fryer | E3 | Utility - Cost of Operation | 0 | 0 | 0 | 0 | 0 | 0 | 0 | 0 | 0 | 0 | 0 | 0 | 0 | 0 | 0 | 0 | 0 | 0 | 0 | 0 | 0 | 0 | 0 | 0 | 0 | 0 | 0 | 0 | 0 | 0 | 0 | 0 | 0 | 0 | 0 | 0 | 0 | 0 | 0 | 0 | 0 | 0
F5_Commercial_Retail_Existing_Food Preparation_Natural Gas_Fryer_E4 | F5 | Commercial | Retail | Existing | Food Preparation | Natural Gas | Fryer | E4 | Utility - Cost of Operation | 0 | 0 | 0 | 0 | 0 | 0 | 0 | 0 | 0 | 0 | 0 | 0 | 0 | 0 | 0 | 0 | 0 | 0 | 0 | 0 | 0 | 0 | 0 | 0 | 0 | 0 | 0 | 0 | 0 | 0 | 0 | 0 | 0 | 0 | 0 | 0 | 0 | 0 | 0 | 0 | 0 | 0
F5_Commercial_Retail_Existing_Food Preparation_Natural Gas_Fryer_E5 | F5 | Commercial | Retail | Existing | Food Preparation | Natural Gas | Fryer | E5 | Utility - Cost of Operation | 0 | 0 | 0 | 0 | 0 | 0 | 0 | 0 | 0 | 0 | 0 | 0 | 0 | 0 | 0 | 0 | 0 | 0 | 0 | 0 | 0 | 0 | 0 | 0 | 0 | 0 | 0 | 0 | 0 | 0 | 0 | 0 | 0 | 0 | 0 | 0 | 0 | 0 | 0 | 0 | 0 | 0
F5_Commercial_Retail_Existing_Food Preparation_Natural Gas_Fryer_E6 | F5 | Commercial | Retail | Existing | Food Preparation | Natural Gas | Fryer | E6 | Utility - Cost of Operation | 0 | 0 | 0 | 0 | 0 | 0 | 0 | 0 | 0 | 0 | 0 | 0 | 0 | 0 | 0 | 0 | 0 | 0 | 0 | 0 | 0 | 0 | 0 | 0 | 0 | 0 | 0 | 0 | 0 | 0 | 0 | 0 | 0 | 0 | 0 | 0 | 0 | 0 | 0 | 0 | 0 | 0
F5_Commercial_Retail_Existing_Food Preparation_Natural Gas_Fryer_E7 | F5 | Commercial | Retail | Existing | Food Preparation | Natural Gas | Fryer | E7 | Utility - Cost of Operation | 0 | 0 | 0 | 0 | 0 | 0 | 0 | 0 | 0 | 0 | 0 | 0 | 0 | 0 | 0 | 0 | 0 | 0 | 0 | 0 | 0 | 0 | 0 | 0 | 0 | 0 | 0 | 0 | 0 | 0 | 0 | 0 | 0 | 0 | 0 | 0 | 0 | 0 | 0 | 0 | 0 | 0
F5_Commercial_Retail_Existing_Food Preparation_Natural Gas_Fryer_E8 | F5 | Commercial | Retail | Existing | Food Preparation | Natural Gas | Fryer | E8 | Utility - Cost of Operation | 0 | 0 | 0 | 0 | 0 | 0 | 0 | 0 | 0 | 0 | 0 | 0 | 0 | 0 | 0 | 0 | 0 | 0 | 0 | 0 | 0 | 0 | 0 | 0 | 0 | 0 | 0 | 0 | 0 | 0 | 0 | 0 | 0 | 0 | 0 | 0 | 0 | 0 | 0 | 0 | 0 | 0
F5_Commercial_Retail_Existing_Food Preparation_Natural Gas_Fryer_E9 | F5 | Commercial | Retail | Existing | Food Preparation | Natural Gas | Fryer | E9 | Utility - Cost of Operation | 0 | 0 | 0 | 0 | 0 | 0 | 0 | 0 | 0 | 0 | 0 | 0 | 0 | 0 | 0 | 0 | 0 | 0 | 0 | 0 | 0 | 0 | 0 | 0 | 0 | 0 | 0 | 0 | 0 | 0 | 0 | 0 | 0 | 0 | 0 | 0 | 0 | 0 | 0 | 0 | 0 | 0
F5_Commercial_Retail_Existing_Food Preparation_Natural Gas_Fryer_E10 | F5 | Commercial | Retail | Existing | Food Preparation | Natural Gas | Fryer | E10 | Utility - Cost of Operation | 0 | 0 | 0 | 0 | 0 | 0 | 0 | 0 | 0 | 0 | 0 | 0 | 0 | 0 | 0 | 0 | 0 | 0 | 0 | 0 | 0 | 0 | 0 | 0 | 0 | 0 | 0 | 0 | 0 | 0 | 0 | 0 | 0 | 0 | 0 | 0 | 0 | 0 | 0 | 0 | 0 | 0
F6_Commercial_Retail_Existing_Food Preparation_Natural Gas_Fryer_E1 | F6 | Commercial | Retail | Existing | Food Preparation | Natural Gas | Fryer | E1 | Utility - Value of Sales | 0.61432 | 0.61799 | 0.62391 | 0 | 0 | 0 | 0 | 0 | 0 | 0 | 0 | 0 | 0 | 0 | 0 | 0 | 0 | 0 | 0 | 0 | 0 | 0 | 0 | 0 | 0 | 0 | 0 | 0 | 0 | 0 | 0 | 0 | 0 | 0 | 0 | 0 | 0 | 0 | 0 | 0 | 0 | 0
F6_Commercial_Retail_Existing_Food Preparation_Natural Gas_Fryer_E2 | F6 | Commercial | Retail | Existing | Food Preparation | Natural Gas | Fryer | E2 | Utility - Value of Sales | 0.41281 | 0.41529 | 0.41926 | 0.41839 | 0.41839 | 0.41839 | 0.41839 | 0.41839 | 0.41839 | 0.41839 | 0.41839 | 0.41839 | 0.41839 | 0.41839 | 0.41839 | 0.41839 | 0.41839 | 0.41839 | 0.41839 | 0.41839 | 0.41839 | 0.41839 | 0.41839 | 0.41839 | 0.41839 | 0.41839 | 0.41839 | 0.41839 | 0.41839 | 0.41839 | 0.41839 | 0.41839 | 0.41839 | 0 | 0 | 0 | 0 | 0 | 0 | 0 | 0 | 0
F6_Commercial_Retail_Existing_Food Preparation_Natural Gas_Fryer_E3 | F6 | Commercial | Retail | Existing | Food Preparation | Natural Gas | Fryer | E3 | Utility - Value of Sales | 0 | 0 | 0 | 0 | 0 | 0 | 0 | 0 | 0 | 0 | 0 | 0 | 0 | 0 | 0 | 0 | 0 | 0 | 0 | 0 | 0 | 0 | 0 | 0 | 0 | 0 | 0 | 0 | 0 | 0 | 0 | 0 | 0 | 0 | 0 | 0 | 0 | 0 | 0 | 0 | 0 | 0
F6_Commercial_Retail_Existing_Food Preparation_Natural Gas_Fryer_E4 | F6 | Commercial | Retail | Existing | Food Preparation | Natural Gas | Fryer | E4 | Utility - Value of Sales | 0 | 0 | 0 | 0 | 0 | 0 | 0 | 0 | 0 | 0 | 0 | 0 | 0 | 0 | 0 | 0 | 0 | 0 | 0 | 0 | 0 | 0 | 0 | 0 | 0 | 0 | 0 | 0 | 0 | 0 | 0 | 0 | 0 | 0 | 0 | 0 | 0 | 0 | 0 | 0 | 0 | 0
F6_Commercial_Retail_Existing_Food Preparation_Natural Gas_Fryer_E5 | F6 | Commercial | Retail | Existing | Food Preparation | Natural Gas | Fryer | E5 | Utility - Value of Sales | 0 | 0 | 0 | 0 | 0 | 0 | 0 | 0 | 0 | 0 | 0 | 0 | 0 | 0 | 0 | 0 | 0 | 0 | 0 | 0 | 0 | 0 | 0 | 0 | 0 | 0 | 0 | 0 | 0 | 0 | 0 | 0 | 0 | 0 | 0 | 0 | 0 | 0 | 0 | 0 | 0 | 0
F6_Commercial_Retail_Existing_Food Preparation_Natural Gas_Fryer_E6 | F6 | Commercial | Retail | Existing | Food Preparation | Natural Gas | Fryer | E6 | Utility - Value of Sales | 0 | 0 | 0 | 0 | 0 | 0 | 0 | 0 | 0 | 0 | 0 | 0 | 0 | 0 | 0 | 0 | 0 | 0 | 0 | 0 | 0 | 0 | 0 | 0 | 0 | 0 | 0 | 0 | 0 | 0 | 0 | 0 | 0 | 0 | 0 | 0 | 0 | 0 | 0 | 0 | 0 | 0
F6_Commercial_Retail_Existing_Food Preparation_Natural Gas_Fryer_E7 | F6 | Commercial | Retail | Existing | Food Preparation | Natural Gas | Fryer | E7 | Utility - Value of Sales | 0 | 0 | 0 | 0 | 0 | 0 | 0 | 0 | 0 | 0 | 0 | 0 | 0 | 0 | 0 | 0 | 0 | 0 | 0 | 0 | 0 | 0 | 0 | 0 | 0 | 0 | 0 | 0 | 0 | 0 | 0 | 0 | 0 | 0 | 0 | 0 | 0 | 0 | 0 | 0 | 0 | 0
F6_Commercial_Retail_Existing_Food Preparation_Natural Gas_Fryer_E8 | F6 | Commercial | Retail | Existing | Food Preparation | Natural Gas | Fryer | E8 | Utility - Value of Sales | 0 | 0 | 0 | 0 | 0 | 0 | 0 | 0 | 0 | 0 | 0 | 0 | 0 | 0 | 0 | 0 | 0 | 0 | 0 | 0 | 0 | 0 | 0 | 0 | 0 | 0 | 0 | 0 | 0 | 0 | 0 | 0 | 0 | 0 | 0 | 0 | 0 | 0 | 0 | 0 | 0 | 0
F6_Commercial_Retail_Existing_Food Preparation_Natural Gas_Fryer_E9 | F6 | Commercial | Retail | Existing | Food Preparation | Natural Gas | Fryer | E9 | Utility - Value of Sales | 0 | 0 | 0 | 0 | 0 | 0 | 0 | 0 | 0 | 0 | 0 | 0 | 0 | 0 | 0 | 0 | 0 | 0 | 0 | 0 | 0 | 0 | 0 | 0 | 0 | 0 | 0 | 0 | 0 | 0 | 0 | 0 | 0 | 0 | 0 | 0 | 0 | 0 | 0 | 0 | 0 | 0
F6_Commercial_Retail_Existing_Food Preparation_Natural Gas_Fryer_E10 | F6 | Commercial | Retail | Existing | Food Preparation | Natural Gas | Fryer | E10 | Utility - Value of Sales | 0 | 0 | 0 | 0 | 0 | 0 | 0 | 0 | 0 | 0 | 0 | 0 | 0 | 0 | 0 | 0 | 0 | 0 | 0 | 0 | 0 | 0 | 0 | 0 | 0 | 0 | 0 | 0 | 0 | 0 | 0 | 0 | 0 | 0 | 0 | 0 | 0 | 0 | 0 | 0 | 0 | 0
F1_Commercial_Retail_Existing_Food Preparation_Natural Gas_Broiler_E1 | F1 | Commercial | Retail | Existing | Food Preparation | Natural Gas | Broiler | E1 | RVT - Cost of Equipment | 1.078 | 1.0793 | 1.0852 | 1.0797 | 1.0769 | 1.0812 | 1.0915 | 1.0999 | 1.1101 | 1.12 | 1.1299 | 1.1394 | 1.1494 | 1.1597 | 1.1698 | 1.1801 | 1.1904 | 1.2016 | 1.2131 | 1.225 | 1.2365 | 1.248 | 1.2583 | 1.2686 | 1.2775 | 1.2853 | 1.2923 | 1.2984 | 1.3031 | 1.307 | 1.3092 | 1.3106 | 1.3106 | 0 | 0 | 0 | 0 | 0 | 0 | 0 | 0 | 0
F1_Commercial_Retail_Existing_Food Preparation_Natural Gas_Broiler_E2 | F1 | Commercial | Retail | Existing | Food Preparation | Natural Gas | Broiler | E2 | RVT - Cost of Equipment | 0.69298 | 0.69387 | 0.69765 | 0.69412 | 0.69232 | 0.69508 | 0.7017 | 0.70709 | 0.71366 | 0.71999 | 0.72639 | 0.73244 | 0.73888 | 0.74554 | 0.752 | 0.75861 | 0.76527 | 0.77243 | 0.77986 | 0.78753 | 0.79488 | 0.80227 | 0.80889 | 0.81553 | 0.82128 | 0.82625 | 0.83077 | 0.83468 | 0.83773 | 0.84024 | 0.8416 | 0.84252 | 0.84252 | 0 | 0 | 0 | 0 | 0 | 0 | 0 | 0 | 0
F1_Commercial_Retail_Existing_Food Preparation_Natural Gas_Broiler_E3 | F1 | Commercial | Retail | Existing | Food Preparation | Natural Gas | Broiler | E3 | RVT - Cost of Equipment | 0 | 0 | 0 | 0 | 0 | 0 | 0 | 0 | 0 | 0 | 0 | 0 | 0 | 0 | 0 | 0 | 0 | 0 | 0 | 0 | 0 | 0 | 0 | 0 | 0 | 0 | 0 | 0 | 0 | 0 | 0 | 0 | 0 | 0 | 0 | 0 | 0 | 0 | 0 | 0 | 0 | 0
F1_Commercial_Retail_Existing_Food Preparation_Natural Gas_Broiler_E4 | F1 | Commercial | Retail | Existing | Food Preparation | Natural Gas | Broiler | E4 | RVT - Cost of Equipment | 0 | 0 | 0 | 0 | 0 | 0 | 0 | 0 | 0 | 0 | 0 | 0 | 0 | 0 | 0 | 0 | 0 | 0 | 0 | 0 | 0 | 0 | 0 | 0 | 0 | 0 | 0 | 0 | 0 | 0 | 0 | 0 | 0 | 0 | 0 | 0 | 0 | 0 | 0 | 0 | 0 | 0
F1_Commercial_Retail_Existing_Food Preparation_Natural Gas_Broiler_E5 | F1 | Commercial | Retail | Existing | Food Preparation | Natural Gas | Broiler | E5 | RVT - Cost of Equipment | 0 | 0 | 0 | 0 | 0 | 0 | 0 | 0 | 0 | 0 | 0 | 0 | 0 | 0 | 0 | 0 | 0 | 0 | 0 | 0 | 0 | 0 | 0 | 0 | 0 | 0 | 0 | 0 | 0 | 0 | 0 | 0 | 0 | 0 | 0 | 0 | 0 | 0 | 0 | 0 | 0 | 0
F1_Commercial_Retail_Existing_Food Preparation_Natural Gas_Broiler_E6 | F1 | Commercial | Retail | Existing | Food Preparation | Natural Gas | Broiler | E6 | RVT - Cost of Equipment | 0 | 0 | 0 | 0 | 0 | 0 | 0 | 0 | 0 | 0 | 0 | 0 | 0 | 0 | 0 | 0 | 0 | 0 | 0 | 0 | 0 | 0 | 0 | 0 | 0 | 0 | 0 | 0 | 0 | 0 | 0 | 0 | 0 | 0 | 0 | 0 | 0 | 0 | 0 | 0 | 0 | 0
F1_Commercial_Retail_Existing_Food Preparation_Natural Gas_Broiler_E7 | F1 | Commercial | Retail | Existing | Food Preparation | Natural Gas | Broiler | E7 | RVT - Cost of Equipment | 0 | 0 | 0 | 0 | 0 | 0 | 0 | 0 | 0 | 0 | 0 | 0 | 0 | 0 | 0 | 0 | 0 | 0 | 0 | 0 | 0 | 0 | 0 | 0 | 0 | 0 | 0 | 0 | 0 | 0 | 0 | 0 | 0 | 0 | 0 | 0 | 0 | 0 | 0 | 0 | 0 | 0
F1_Commercial_Retail_Existing_Food Preparation_Natural Gas_Broiler_E8 | F1 | Commercial | Retail | Existing | Food Preparation | Natural Gas | Broiler | E8 | RVT - Cost of Equipment | 0 | 0 | 0 | 0 | 0 | 0 | 0 | 0 | 0 | 0 | 0 | 0 | 0 | 0 | 0 | 0 | 0 | 0 | 0 | 0 | 0 | 0 | 0 | 0 | 0 | 0 | 0 | 0 | 0 | 0 | 0 | 0 | 0 | 0 | 0 | 0 | 0 | 0 | 0 | 0 | 0 | 0
F1_Commercial_Retail_Existing_Food Preparation_Natural Gas_Broiler_E9 | F1 | Commercial | Retail | Existing | Food Preparation | Natural Gas | Broiler | E9 | RVT - Cost of Equipment | 0 | 0 | 0 | 0 | 0 | 0 | 0 | 0 | 0 | 0 | 0 | 0 | 0 | 0 | 0 | 0 | 0 | 0 | 0 | 0 | 0 | 0 | 0 | 0 | 0 | 0 | 0 | 0 | 0 | 0 | 0 | 0 | 0 | 0 | 0 | 0 | 0 | 0 | 0 | 0 | 0 | 0
F1_Commercial_Retail_Existing_Food Preparation_Natural Gas_Broiler_E10 | F1 | Commercial | Retail | Existing | Food Preparation | Natural Gas | Broiler | E10 | RVT - Cost of Equipment | 0 | 0 | 0 | 0 | 0 | 0 | 0 | 0 | 0 | 0 | 0 | 0 | 0 | 0 | 0 | 0 | 0 | 0 | 0 | 0 | 0 | 0 | 0 | 0 | 0 | 0 | 0 | 0 | 0 | 0 | 0 | 0 | 0 | 0 | 0 | 0 | 0 | 0 | 0 | 0 | 0 | 0
F2_Commercial_Retail_Existing_Food Preparation_Natural Gas_Broiler_E1 | F2 | Commercial | Retail | Existing | Food Preparation | Natural Gas | Broiler | E1 | RVT - Cost of Operation | 1.2915 | 1.2931 | 1.3002 | 1.2936 | 1.2903 | 1.2954 | 1.3077 | 1.3178 | 1.33 | 1.3418 | 1.3537 | 1.365 | 1.377 | 1.3894 | 1.4015 | 1.4138 | 1.4262 | 1.4395 | 1.4534 | 1.4677 | 1.4814 | 1.4952 | 1.5075 | 1.5199 | 1.5306 | 1.5398 | 1.5483 | 1.5555 | 1.5612 | 1.5659 | 1.5685 | 1.5702 | 1.5702 | 0 | 0 | 0 | 0 | 0 | 0 | 0 | 0 | 0
F2_Commercial_Retail_Existing_Food Preparation_Natural Gas_Broiler_E2 | F2 | Commercial | Retail | Existing | Food Preparation | Natural Gas | Broiler | E2 | RVT - Cost of Operation | 0.83023 | 0.8313 | 0.83583 | 0.8316 | 0.82945 | 0.83275 | 0.84068 | 0.84713 | 0.85501 | 0.86259 | 0.87027 | 0.87751 | 0.88523 | 0.89321 | 0.90095 | 0.90886 | 0.91684 | 0.92542 | 0.93432 | 0.94351 | 0.95232 | 0.96117 | 0.96911 | 0.97706 | 0.98395 | 0.9899 | 0.99532 | 1 | 1.0037 | 1.0067 | 1.0083 | 1.0094 | 1.0094 | 0 | 0 | 0 | 0 | 0 | 0 | 0 | 0 | 0
F2_Commercial_Retail_Existing_Food Preparation_Natural Gas_Broiler_E3 | F2 | Commercial | Retail | Existing | Food Preparation | Natural Gas | Broiler | E3 | RVT - Cost of Operation | 0 | 0 | 0 | 0 | 0 | 0 | 0 | 0 | 0 | 0 | 0 | 0 | 0 | 0 | 0 | 0 | 0 | 0 | 0 | 0 | 0 | 0 | 0 | 0 | 0 | 0 | 0 | 0 | 0 | 0 | 0 | 0 | 0 | 0 | 0 | 0 | 0 | 0 | 0 | 0 | 0 | 0
F2_Commercial_Retail_Existing_Food Preparation_Natural Gas_Broiler_E4 | F2 | Commercial | Retail | Existing | Food Preparation | Natural Gas | Broiler | E4 | RVT - Cost of Operation | 0 | 0 | 0 | 0 | 0 | 0 | 0 | 0 | 0 | 0 | 0 | 0 | 0 | 0 | 0 | 0 | 0 | 0 | 0 | 0 | 0 | 0 | 0 | 0 | 0 | 0 | 0 | 0 | 0 | 0 | 0 | 0 | 0 | 0 | 0 | 0 | 0 | 0 | 0 | 0 | 0 | 0
F2_Commercial_Retail_Existing_Food Preparation_Natural Gas_Broiler_E5 | F2 | Commercial | Retail | Existing | Food Preparation | Natural Gas | Broiler | E5 | RVT - Cost of Operation | 0 | 0 | 0 | 0 | 0 | 0 | 0 | 0 | 0 | 0 | 0 | 0 | 0 | 0 | 0 | 0 | 0 | 0 | 0 | 0 | 0 | 0 | 0 | 0 | 0 | 0 | 0 | 0 | 0 | 0 | 0 | 0 | 0 | 0 | 0 | 0 | 0 | 0 | 0 | 0 | 0 | 0
F2_Commercial_Retail_Existing_Food Preparation_Natural Gas_Broiler_E6 | F2 | Commercial | Retail | Existing | Food Preparation | Natural Gas | Broiler | E6 | RVT - Cost of Operation | 0 | 0 | 0 | 0 | 0 | 0 | 0 | 0 | 0 | 0 | 0 | 0 | 0 | 0 | 0 | 0 | 0 | 0 | 0 | 0 | 0 | 0 | 0 | 0 | 0 | 0 | 0 | 0 | 0 | 0 | 0 | 0 | 0 | 0 | 0 | 0 | 0 | 0 | 0 | 0 | 0 | 0
F2_Commercial_Retail_Existing_Food Preparation_Natural Gas_Broiler_E7 | F2 | Commercial | Retail | Existing | Food Preparation | Natural Gas | Broiler | E7 | RVT - Cost of Operation | 0 | 0 | 0 | 0 | 0 | 0 | 0 | 0 | 0 | 0 | 0 | 0 | 0 | 0 | 0 | 0 | 0 | 0 | 0 | 0 | 0 | 0 | 0 | 0 | 0 | 0 | 0 | 0 | 0 | 0 | 0 | 0 | 0 | 0 | 0 | 0 | 0 | 0 | 0 | 0 | 0 | 0
F2_Commercial_Retail_Existing_Food Preparation_Natural Gas_Broiler_E8 | F2 | Commercial | Retail | Existing | Food Preparation | Natural Gas | Broiler | E8 | RVT - Cost of Operation | 0 | 0 | 0 | 0 | 0 | 0 | 0 | 0 | 0 | 0 | 0 | 0 | 0 | 0 | 0 | 0 | 0 | 0 | 0 | 0 | 0 | 0 | 0 | 0 | 0 | 0 | 0 | 0 | 0 | 0 | 0 | 0 | 0 | 0 | 0 | 0 | 0 | 0 | 0 | 0 | 0 | 0
F2_Commercial_Retail_Existing_Food Preparation_Natural Gas_Broiler_E9 | F2 | Commercial | Retail | Existing | Food Preparation | Natural Gas | Broiler | E9 | RVT - Cost of Operation | 0 | 0 | 0 | 0 | 0 | 0 | 0 | 0 | 0 | 0 | 0 | 0 | 0 | 0 | 0 | 0 | 0 | 0 | 0 | 0 | 0 | 0 | 0 | 0 | 0 | 0 | 0 | 0 | 0 | 0 | 0 | 0 | 0 | 0 | 0 | 0 | 0 | 0 | 0 | 0 | 0 | 0
F2_Commercial_Retail_Existing_Food Preparation_Natural Gas_Broiler_E10 | F2 | Commercial | Retail | Existing | Food Preparation | Natural Gas | Broiler | E10 | RVT - Cost of Operation | 0 | 0 | 0 | 0 | 0 | 0 | 0 | 0 | 0 | 0 | 0 | 0 | 0 | 0 | 0 | 0 | 0 | 0 | 0 | 0 | 0 | 0 | 0 | 0 | 0 | 0 | 0 | 0 | 0 | 0 | 0 | 0 | 0 | 0 | 0 | 0 | 0 | 0 | 0 | 0 | 0 | 0
F3_Commercial_Retail_Existing_Food Preparation_Natural Gas_Broiler_E1 | F3 | Commercial | Retail | Existing | Food Preparation | Natural Gas | Broiler | E1 | System - kBTUs of Consumption | 0.29145 | 0.29145 | 0.29145 | 0.29145 | 0.29145 | 0.29145 | 0.29145 | 0.29145 | 0.29145 | 0.29145 | 0.29145 | 0.29145 | 0.29145 | 0.29145 | 0.29145 | 0.29145 | 0.29145 | 0.29145 | 0.29145 | 0.29145 | 0.29145 | 0.29145 | 0.29145 | 0.29145 | 0.29145 | 0.29145 | 0.29145 | 0.29145 | 0.29145 | 0.29145 | 0.29145 | 0.29145 | 0.29145 | 0 | 0 | 0 | 0 | 0 | 0 | 0 | 0 | 0
F3_Commercial_Retail_Existing_Food Preparation_Natural Gas_Broiler_E2 | F3 | Commercial | Retail | Existing | Food Preparation | Natural Gas | Broiler | E2 | System - kBTUs of Consumption | 0.40804 | 0.40804 | 0.40804 | 0.40804 | 0.40804 | 0.40804 | 0.40804 | 0.40804 | 0.40804 | 0.40804 | 0.40804 | 0.40804 | 0.40804 | 0.40804 | 0.40804 | 0.40804 | 0.40804 | 0.40804 | 0.40804 | 0.40804 | 0.40804 | 0.40804 | 0.40804 | 0.40804 | 0.40804 | 0.40804 | 0.40804 | 0.40804 | 0.40804 | 0.40804 | 0.40804 | 0.40804 | 0.40804 | 0 | 0 | 0 | 0 | 0 | 0 | 0 | 0 | 0
F3_Commercial_Retail_Existing_Food Preparation_Natural Gas_Broiler_E3 | F3 | Commercial | Retail | Existing | Food Preparation | Natural Gas | Broiler | E3 | System - kBTUs of Consumption | 0 | 0 | 0 | 0 | 0 | 0 | 0 | 0 | 0 | 0 | 0 | 0 | 0 | 0 | 0 | 0 | 0 | 0 | 0 | 0 | 0 | 0 | 0 | 0 | 0 | 0 | 0 | 0 | 0 | 0 | 0 | 0 | 0 | 0 | 0 | 0 | 0 | 0 | 0 | 0 | 0 | 0
F3_Commercial_Retail_Existing_Food Preparation_Natural Gas_Broiler_E4 | F3 | Commercial | Retail | Existing | Food Preparation | Natural Gas | Broiler | E4 | System - kBTUs of Consumption | 0 | 0 | 0 | 0 | 0 | 0 | 0 | 0 | 0 | 0 | 0 | 0 | 0 | 0 | 0 | 0 | 0 | 0 | 0 | 0 | 0 | 0 | 0 | 0 | 0 | 0 | 0 | 0 | 0 | 0 | 0 | 0 | 0 | 0 | 0 | 0 | 0 | 0 | 0 | 0 | 0 | 0
F3_Commercial_Retail_Existing_Food Preparation_Natural Gas_Broiler_E5 | F3 | Commercial | Retail | Existing | Food Preparation | Natural Gas | Broiler | E5 | System - kBTUs of Consumption | 0 | 0 | 0 | 0 | 0 | 0 | 0 | 0 | 0 | 0 | 0 | 0 | 0 | 0 | 0 | 0 | 0 | 0 | 0 | 0 | 0 | 0 | 0 | 0 | 0 | 0 | 0 | 0 | 0 | 0 | 0 | 0 | 0 | 0 | 0 | 0 | 0 | 0 | 0 | 0 | 0 | 0
F3_Commercial_Retail_Existing_Food Preparation_Natural Gas_Broiler_E6 | F3 | Commercial | Retail | Existing | Food Preparation | Natural Gas | Broiler | E6 | System - kBTUs of Consumption | 0 | 0 | 0 | 0 | 0 | 0 | 0 | 0 | 0 | 0 | 0 | 0 | 0 | 0 | 0 | 0 | 0 | 0 | 0 | 0 | 0 | 0 | 0 | 0 | 0 | 0 | 0 | 0 | 0 | 0 | 0 | 0 | 0 | 0 | 0 | 0 | 0 | 0 | 0 | 0 | 0 | 0
F3_Commercial_Retail_Existing_Food Preparation_Natural Gas_Broiler_E7 | F3 | Commercial | Retail | Existing | Food Preparation | Natural Gas | Broiler | E7 | System - kBTUs of Consumption | 0 | 0 | 0 | 0 | 0 | 0 | 0 | 0 | 0 | 0 | 0 | 0 | 0 | 0 | 0 | 0 | 0 | 0 | 0 | 0 | 0 | 0 | 0 | 0 | 0 | 0 | 0 | 0 | 0 | 0 | 0 | 0 | 0 | 0 | 0 | 0 | 0 | 0 | 0 | 0 | 0 | 0
F3_Commercial_Retail_Existing_Food Preparation_Natural Gas_Broiler_E8 | F3 | Commercial | Retail | Existing | Food Preparation | Natural Gas | Broiler | E8 | System - kBTUs of Consumption | 0 | 0 | 0 | 0 | 0 | 0 | 0 | 0 | 0 | 0 | 0 | 0 | 0 | 0 | 0 | 0 | 0 | 0 | 0 | 0 | 0 | 0 | 0 | 0 | 0 | 0 | 0 | 0 | 0 | 0 | 0 | 0 | 0 | 0 | 0 | 0 | 0 | 0 | 0 | 0 | 0 | 0
F3_Commercial_Retail_Existing_Food Preparation_Natural Gas_Broiler_E9 | F3 | Commercial | Retail | Existing | Food Preparation | Natural Gas | Broiler | E9 | System - kBTUs of Consumption | 0 | 0 | 0 | 0 | 0 | 0 | 0 | 0 | 0 | 0 | 0 | 0 | 0 | 0 | 0 | 0 | 0 | 0 | 0 | 0 | 0 | 0 | 0 | 0 | 0 | 0 | 0 | 0 | 0 | 0 | 0 | 0 | 0 | 0 | 0 | 0 | 0 | 0 | 0 | 0 | 0 | 0
F3_Commercial_Retail_Existing_Food Preparation_Natural Gas_Broiler_E10 | F3 | Commercial | Retail | Existing | Food Preparation | Natural Gas | Broiler | E10 | System - kBTUs of Consumption | 0 | 0 | 0 | 0 | 0 | 0 | 0 | 0 | 0 | 0 | 0 | 0 | 0 | 0 | 0 | 0 | 0 | 0 | 0 | 0 | 0 | 0 | 0 | 0 | 0 | 0 | 0 | 0 | 0 | 0 | 0 | 0 | 0 | 0 | 0 | 0 | 0 | 0 | 0 | 0 | 0 | 0
F4_Commercial_Retail_Existing_Food Preparation_Natural Gas_Broiler_E1 | F4 | Commercial | Retail | Existing | Food Preparation | Natural Gas | Broiler | E1 | Utility - Cost of Equipment | 1.2915 | 1.2931 | 1.3002 | 1.2936 | 1.2903 | 1.2954 | 1.3077 | 1.3178 | 1.33 | 1.3418 | 1.3537 | 1.365 | 1.377 | 1.3894 | 1.4015 | 1.4138 | 1.4262 | 1.4395 | 1.4534 | 1.4677 | 1.4814 | 1.4952 | 1.5075 | 1.5199 | 1.5306 | 1.5398 | 1.5483 | 1.5555 | 1.5612 | 1.5659 | 1.5685 | 1.5702 | 1.5702 | 0 | 0 | 0 | 0 | 0 | 0 | 0 | 0 | 0
F4_Commercial_Retail_Existing_Food Preparation_Natural Gas_Broiler_E2 | F4 | Commercial | Retail | Existing | Food Preparation | Natural Gas | Broiler | E2 | Utility - Cost of Equipment | 0.83023 | 0.8313 | 0.83583 | 0.8316 | 0.82945 | 0.83275 | 0.84068 | 0.84713 | 0.85501 | 0.86259 | 0.87027 | 0.87751 | 0.88523 | 0.89321 | 0.90095 | 0.90886 | 0.91684 | 0.92542 | 0.93432 | 0.94351 | 0.95232 | 0.96117 | 0.96911 | 0.97706 | 0.98395 | 0.9899 | 0.99532 | 1 | 1.0037 | 1.0067 | 1.0083 | 1.0094 | 1.0094 | 0 | 0 | 0 | 0 | 0 | 0 | 0 | 0 | 0
F4_Commercial_Retail_Existing_Food Preparation_Natural Gas_Broiler_E3 | F4 | Commercial | Retail | Existing | Food Preparation | Natural Gas | Broiler | E3 | Utility - Cost of Equipment | 0 | 0 | 0 | 0 | 0 | 0 | 0 | 0 | 0 | 0 | 0 | 0 | 0 | 0 | 0 | 0 | 0 | 0 | 0 | 0 | 0 | 0 | 0 | 0 | 0 | 0 | 0 | 0 | 0 | 0 | 0 | 0 | 0 | 0 | 0 | 0 | 0 | 0 | 0 | 0 | 0 | 0
F4_Commercial_Retail_Existing_Food Preparation_Natural Gas_Broiler_E4 | F4 | Commercial | Retail | Existing | Food Preparation | Natural Gas | Broiler | E4 | Utility - Cost of Equipment | 0 | 0 | 0 | 0 | 0 | 0 | 0 | 0 | 0 | 0 | 0 | 0 | 0 | 0 | 0 | 0 | 0 | 0 | 0 | 0 | 0 | 0 | 0 | 0 | 0 | 0 | 0 | 0 | 0 | 0 | 0 | 0 | 0 | 0 | 0 | 0 | 0 | 0 | 0 | 0 | 0 | 0
F4_Commercial_Retail_Existing_Food Preparation_Natural Gas_Broiler_E5 | F4 | Commercial | Retail | Existing | Food Preparation | Natural Gas | Broiler | E5 | Utility - Cost of Equipment | 0 | 0 | 0 | 0 | 0 | 0 | 0 | 0 | 0 | 0 | 0 | 0 | 0 | 0 | 0 | 0 | 0 | 0 | 0 | 0 | 0 | 0 | 0 | 0 | 0 | 0 | 0 | 0 | 0 | 0 | 0 | 0 | 0 | 0 | 0 | 0 | 0 | 0 | 0 | 0 | 0 | 0
F4_Commercial_Retail_Existing_Food Preparation_Natural Gas_Broiler_E6 | F4 | Commercial | Retail | Existing | Food Preparation | Natural Gas | Broiler | E6 | Utility - Cost of Equipment | 0 | 0 | 0 | 0 | 0 | 0 | 0 | 0 | 0 | 0 | 0 | 0 | 0 | 0 | 0 | 0 | 0 | 0 | 0 | 0 | 0 | 0 | 0 | 0 | 0 | 0 | 0 | 0 | 0 | 0 | 0 | 0 | 0 | 0 | 0 | 0 | 0 | 0 | 0 | 0 | 0 | 0
F4_Commercial_Retail_Existing_Food Preparation_Natural Gas_Broiler_E7 | F4 | Commercial | Retail | Existing | Food Preparation | Natural Gas | Broiler | E7 | Utility - Cost of Equipment | 0 | 0 | 0 | 0 | 0 | 0 | 0 | 0 | 0 | 0 | 0 | 0 | 0 | 0 | 0 | 0 | 0 | 0 | 0 | 0 | 0 | 0 | 0 | 0 | 0 | 0 | 0 | 0 | 0 | 0 | 0 | 0 | 0 | 0 | 0 | 0 | 0 | 0 | 0 | 0 | 0 | 0
F4_Commercial_Retail_Existing_Food Preparation_Natural Gas_Broiler_E8 | F4 | Commercial | Retail | Existing | Food Preparation | Natural Gas | Broiler | E8 | Utility - Cost of Equipment | 0 | 0 | 0 | 0 | 0 | 0 | 0 | 0 | 0 | 0 | 0 | 0 | 0 | 0 | 0 | 0 | 0 | 0 | 0 | 0 | 0 | 0 | 0 | 0 | 0 | 0 | 0 | 0 | 0 | 0 | 0 | 0 | 0 | 0 | 0 | 0 | 0 | 0 | 0 | 0 | 0 | 0
F4_Commercial_Retail_Existing_Food Preparation_Natural Gas_Broiler_E9 | F4 | Commercial | Retail | Existing | Food Preparation | Natural Gas | Broiler | E9 | Utility - Cost of Equipment | 0 | 0 | 0 | 0 | 0 | 0 | 0 | 0 | 0 | 0 | 0 | 0 | 0 | 0 | 0 | 0 | 0 | 0 | 0 | 0 | 0 | 0 | 0 | 0 | 0 | 0 | 0 | 0 | 0 | 0 | 0 | 0 | 0 | 0 | 0 | 0 | 0 | 0 | 0 | 0 | 0 | 0
F4_Commercial_Retail_Existing_Food Preparation_Natural Gas_Broiler_E10 | F4 | Commercial | Retail | Existing | Food Preparation | Natural Gas | Broiler | E10 | Utility - Cost of Equipment | 0 | 0 | 0 | 0 | 0 | 0 | 0 | 0 | 0 | 0 | 0 | 0 | 0 | 0 | 0 | 0 | 0 | 0 | 0 | 0 | 0 | 0 | 0 | 0 | 0 | 0 | 0 | 0 | 0 | 0 | 0 | 0 | 0 | 0 | 0 | 0 | 0 | 0 | 0 | 0 | 0 | 0
F5_Commercial_Retail_Existing_Food Preparation_Natural Gas_Broiler_E1 | F5 | Commercial | Retail | Existing | Food Preparation | Natural Gas | Broiler | E1 | Utility - Cost of Operation | 0.29145 | 0.29145 | 0.29145 | 0.29145 | 0.29145 | 0.29145 | 0.29145 | 0.29145 | 0.29145 | 0.29145 | 0.29145 | 0.29145 | 0.29145 | 0.29145 | 0.29145 | 0.29145 | 0.29145 | 0.29145 | 0.29145 | 0.29145 | 0.29145 | 0.29145 | 0.29145 | 0.29145 | 0.29145 | 0.29145 | 0.29145 | 0.29145 | 0.29145 | 0.29145 | 0.29145 | 0.29145 | 0.29145 | 0 | 0 | 0 | 0 | 0 | 0 | 0 | 0 | 0
F5_Commercial_Retail_Existing_Food Preparation_Natural Gas_Broiler_E2 | F5 | Commercial | Retail | Existing | Food Preparation | Natural Gas | Broiler | E2 | Utility - Cost of Operation | 0.40804 | 0.40804 | 0.40804 | 0.40804 | 0.40804 | 0.40804 | 0.40804 | 0.40804 | 0.40804 | 0.40804 | 0.40804 | 0.40804 | 0.40804 | 0.40804 | 0.40804 | 0.40804 | 0.40804 | 0.40804 | 0.40804 | 0.40804 | 0.40804 | 0.40804 | 0.40804 | 0.40804 | 0.40804 | 0.40804 | 0.40804 | 0.40804 | 0.40804 | 0.40804 | 0.40804 | 0.40804 | 0.40804 | 0 | 0 | 0 | 0 | 0 | 0 | 0 | 0 | 0
F5_Commercial_Retail_Existing_Food Preparation_Natural Gas_Broiler_E3 | F5 | Commercial | Retail | Existing | Food Preparation | Natural Gas | Broiler | E3 | Utility - Cost of Operation | 0 | 0 | 0 | 0 | 0 | 0 | 0 | 0 | 0 | 0 | 0 | 0 | 0 | 0 | 0 | 0 | 0 | 0 | 0 | 0 | 0 | 0 | 0 | 0 | 0 | 0 | 0 | 0 | 0 | 0 | 0 | 0 | 0 | 0 | 0 | 0 | 0 | 0 | 0 | 0 | 0 | 0
F5_Commercial_Retail_Existing_Food Preparation_Natural Gas_Broiler_E4 | F5 | Commercial | Retail | Existing | Food Preparation | Natural Gas | Broiler | E4 | Utility - Cost of Operation | 0 | 0 | 0 | 0 | 0 | 0 | 0 | 0 | 0 | 0 | 0 | 0 | 0 | 0 | 0 | 0 | 0 | 0 | 0 | 0 | 0 | 0 | 0 | 0 | 0 | 0 | 0 | 0 | 0 | 0 | 0 | 0 | 0 | 0 | 0 | 0 | 0 | 0 | 0 | 0 | 0 | 0
F5_Commercial_Retail_Existing_Food Preparation_Natural Gas_Broiler_E5 | F5 | Commercial | Retail | Existing | Food Preparation | Natural Gas | Broiler | E5 | Utility - Cost of Operation | 0 | 0 | 0 | 0 | 0 | 0 | 0 | 0 | 0 | 0 | 0 | 0 | 0 | 0 | 0 | 0 | 0 | 0 | 0 | 0 | 0 | 0 | 0 | 0 | 0 | 0 | 0 | 0 | 0 | 0 | 0 | 0 | 0 | 0 | 0 | 0 | 0 | 0 | 0 | 0 | 0 | 0
F5_Commercial_Retail_Existing_Food Preparation_Natural Gas_Broiler_E6 | F5 | Commercial | Retail | Existing | Food Preparation | Natural Gas | Broiler | E6 | Utility - Cost of Operation | 0 | 0 | 0 | 0 | 0 | 0 | 0 | 0 | 0 | 0 | 0 | 0 | 0 | 0 | 0 | 0 | 0 | 0 | 0 | 0 | 0 | 0 | 0 | 0 | 0 | 0 | 0 | 0 | 0 | 0 | 0 | 0 | 0 | 0 | 0 | 0 | 0 | 0 | 0 | 0 | 0 | 0
F5_Commercial_Retail_Existing_Food Preparation_Natural Gas_Broiler_E7 | F5 | Commercial | Retail | Existing | Food Preparation | Natural Gas | Broiler | E7 | Utility - Cost of Operation | 0 | 0 | 0 | 0 | 0 | 0 | 0 | 0 | 0 | 0 | 0 | 0 | 0 | 0 | 0 | 0 | 0 | 0 | 0 | 0 | 0 | 0 | 0 | 0 | 0 | 0 | 0 | 0 | 0 | 0 | 0 | 0 | 0 | 0 | 0 | 0 | 0 | 0 | 0 | 0 | 0 | 0
F5_Commercial_Retail_Existing_Food Preparation_Natural Gas_Broiler_E8 | F5 | Commercial | Retail | Existing | Food Preparation | Natural Gas | Broiler | E8 | Utility - Cost of Operation | 0 | 0 | 0 | 0 | 0 | 0 | 0 | 0 | 0 | 0 | 0 | 0 | 0 | 0 | 0 | 0 | 0 | 0 | 0 | 0 | 0 | 0 | 0 | 0 | 0 | 0 | 0 | 0 | 0 | 0 | 0 | 0 | 0 | 0 | 0 | 0 | 0 | 0 | 0 | 0 | 0 | 0
F5_Commercial_Retail_Existing_Food Preparation_Natural Gas_Broiler_E9 | F5 | Commercial | Retail | Existing | Food Preparation | Natural Gas | Broiler | E9 | Utility - Cost of Operation | 0 | 0 | 0 | 0 | 0 | 0 | 0 | 0 | 0 | 0 | 0 | 0 | 0 | 0 | 0 | 0 | 0 | 0 | 0 | 0 | 0 | 0 | 0 | 0 | 0 | 0 | 0 | 0 | 0 | 0 | 0 | 0 | 0 | 0 | 0 | 0 | 0 | 0 | 0 | 0 | 0 | 0
F5_Commercial_Retail_Existing_Food Preparation_Natural Gas_Broiler_E10 | F5 | Commercial | Retail | Existing | Food Preparation | Natural Gas | Broiler | E10 | Utility - Cost of Operation | 0 | 0 | 0 | 0 | 0 | 0 | 0 | 0 | 0 | 0 | 0 | 0 | 0 | 0 | 0 | 0 | 0 | 0 | 0 | 0 | 0 | 0 | 0 | 0 | 0 | 0 | 0 | 0 | 0 | 0 | 0 | 0 | 0 | 0 | 0 | 0 | 0 | 0 | 0 | 0 | 0 | 0
F6_Commercial_Retail_Existing_Food Preparation_Natural Gas_Broiler_E1 | F6 | Commercial | Retail | Existing | Food Preparation | Natural Gas | Broiler | E1 | Utility - Value of Sales | 0.68361 | 0.68667 | 0.69159 | 0.69051 | 0.69051 | 0.69051 | 0.69051 | 0.69051 | 0.69051 | 0.69051 | 0.69051 | 0.69051 | 0.69051 | 0.69051 | 0.69051 | 0.69051 | 0.69051 | 0.69051 | 0.69051 | 0.69051 | 0.69051 | 0.69051 | 0.69051 | 0.69051 | 0.69051 | 0.69051 | 0.69051 | 0.69051 | 0.69051 | 0.69051 | 0.69051 | 0.69051 | 0.69051 | 0 | 0 | 0 | 0 | 0 | 0 | 0 | 0 | 0
F6_Commercial_Retail_Existing_Food Preparation_Natural Gas_Broiler_E2 | F6 | Commercial | Retail | Existing | Food Preparation | Natural Gas | Broiler | E2 | Utility - Value of Sales | 0.43946 | 0.44143 | 0.44459 | 0.4439 | 0.4439 | 0.4439 | 0.4439 | 0.4439 | 0.4439 | 0.4439 | 0.4439 | 0.4439 | 0.4439 | 0.4439 | 0.4439 | 0.4439 | 0.4439 | 0.4439 | 0.4439 | 0.4439 | 0.4439 | 0.4439 | 0.4439 | 0.4439 | 0.4439 | 0.4439 | 0.4439 | 0.4439 | 0.4439 | 0.4439 | 0.4439 | 0.4439 | 0.4439 | 0 | 0 | 0 | 0 | 0 | 0 | 0 | 0 | 0
F6_Commercial_Retail_Existing_Food Preparation_Natural Gas_Broiler_E3 | F6 | Commercial | Retail | Existing | Food Preparation | Natural Gas | Broiler | E3 | Utility - Value of Sales | 0 | 0 | 0 | 0 | 0 | 0 | 0 | 0 | 0 | 0 | 0 | 0 | 0 | 0 | 0 | 0 | 0 | 0 | 0 | 0 | 0 | 0 | 0 | 0 | 0 | 0 | 0 | 0 | 0 | 0 | 0 | 0 | 0 | 0 | 0 | 0 | 0 | 0 | 0 | 0 | 0 | 0
F6_Commercial_Retail_Existing_Food Preparation_Natural Gas_Broiler_E4 | F6 | Commercial | Retail | Existing | Food Preparation | Natural Gas | Broiler | E4 | Utility - Value of Sales | 0 | 0 | 0 | 0 | 0 | 0 | 0 | 0 | 0 | 0 | 0 | 0 | 0 | 0 | 0 | 0 | 0 | 0 | 0 | 0 | 0 | 0 | 0 | 0 | 0 | 0 | 0 | 0 | 0 | 0 | 0 | 0 | 0 | 0 | 0 | 0 | 0 | 0 | 0 | 0 | 0 | 0
F6_Commercial_Retail_Existing_Food Preparation_Natural Gas_Broiler_E5 | F6 | Commercial | Retail | Existing | Food Preparation | Natural Gas | Broiler | E5 | Utility - Value of Sales | 0 | 0 | 0 | 0 | 0 | 0 | 0 | 0 | 0 | 0 | 0 | 0 | 0 | 0 | 0 | 0 | 0 | 0 | 0 | 0 | 0 | 0 | 0 | 0 | 0 | 0 | 0 | 0 | 0 | 0 | 0 | 0 | 0 | 0 | 0 | 0 | 0 | 0 | 0 | 0 | 0 | 0
F6_Commercial_Retail_Existing_Food Preparation_Natural Gas_Broiler_E6 | F6 | Commercial | Retail | Existing | Food Preparation | Natural Gas | Broiler | E6 | Utility - Value of Sales | 0 | 0 | 0 | 0 | 0 | 0 | 0 | 0 | 0 | 0 | 0 | 0 | 0 | 0 | 0 | 0 | 0 | 0 | 0 | 0 | 0 | 0 | 0 | 0 | 0 | 0 | 0 | 0 | 0 | 0 | 0 | 0 | 0 | 0 | 0 | 0 | 0 | 0 | 0 | 0 | 0 | 0
F6_Commercial_Retail_Existing_Food Preparation_Natural Gas_Broiler_E7 | F6 | Commercial | Retail | Existing | Food Preparation | Natural Gas | Broiler | E7 | Utility - Value of Sales | 0 | 0 | 0 | 0 | 0 | 0 | 0 | 0 | 0 | 0 | 0 | 0 | 0 | 0 | 0 | 0 | 0 | 0 | 0 | 0 | 0 | 0 | 0 | 0 | 0 | 0 | 0 | 0 | 0 | 0 | 0 | 0 | 0 | 0 | 0 | 0 | 0 | 0 | 0 | 0 | 0 | 0
F6_Commercial_Retail_Existing_Food Preparation_Natural Gas_Broiler_E8 | F6 | Commercial | Retail | Existing | Food Preparation | Natural Gas | Broiler | E8 | Utility - Value of Sales | 0 | 0 | 0 | 0 | 0 | 0 | 0 | 0 | 0 | 0 | 0 | 0 | 0 | 0 | 0 | 0 | 0 | 0 | 0 | 0 | 0 | 0 | 0 | 0 | 0 | 0 | 0 | 0 | 0 | 0 | 0 | 0 | 0 | 0 | 0 | 0 | 0 | 0 | 0 | 0 | 0 | 0
F6_Commercial_Retail_Existing_Food Preparation_Natural Gas_Broiler_E9 | F6 | Commercial | Retail | Existing | Food Preparation | Natural Gas | Broiler | E9 | Utility - Value of Sales | 0 | 0 | 0 | 0 | 0 | 0 | 0 | 0 | 0 | 0 | 0 | 0 | 0 | 0 | 0 | 0 | 0 | 0 | 0 | 0 | 0 | 0 | 0 | 0 | 0 | 0 | 0 | 0 | 0 | 0 | 0 | 0 | 0 | 0 | 0 | 0 | 0 | 0 | 0 | 0 | 0 | 0
F6_Commercial_Retail_Existing_Food Preparation_Natural Gas_Broiler_E10 | F6 | Commercial | Retail | Existing | Food Preparation | Natural Gas | Broiler | E10 | Utility - Value of Sales | 0 | 0 | 0 | 0 | 0 | 0 | 0 | 0 | 0 | 0 | 0 | 0 | 0 | 0 | 0 | 0 | 0 | 0 | 0 | 0 | 0 | 0 | 0 | 0 | 0 | 0 | 0 | 0 | 0 | 0 | 0 | 0 | 0 | 0 | 0 | 0 | 0 | 0 | 0 | 0 | 0 | 0
F1_Commercial_Retail_Existing_Food Preparation_Natural Gas_Griddle_E1 | F1 | Commercial | Retail | Existing | Food Preparation | Natural Gas | Griddle | E1 | RVT - Cost of Equipment | 0.67582 | 0.67669 | 0.68038 | 0 | 0 | 0 | 0 | 0 | 0 | 0 | 0 | 0 | 0 | 0 | 0 | 0 | 0 | 0 | 0 | 0 | 0 | 0 | 0 | 0 | 0 | 0 | 0 | 0 | 0 | 0 | 0 | 0 | 0 | 0 | 0 | 0 | 0 | 0 | 0 | 0 | 0 | 0
F1_Commercial_Retail_Existing_Food Preparation_Natural Gas_Griddle_E2 | F1 | Commercial | Retail | Existing | Food Preparation | Natural Gas | Griddle | E2 | RVT - Cost of Equipment | 0.58369 | 0.58443 | 0.58762 | 0.58465 | 0.58313 | 0.58545 | 0.59103 | 0.59557 | 0.6011 | 0.60644 | 0.61183 | 0.61692 | 0.62235 | 0.62796 | 0.6334 | 0.63897 | 0.64458 | 0.6506 | 0.65687 | 0.66332 | 0.66952 | 0.67574 | 0.68132 | 0.68691 | 0.69175 | 0.69594 | 0.69975 | 0.70304 | 0.70561 | 0.70772 | 0.70887 | 0.70964 | 0.70964 | 0 | 0 | 0 | 0 | 0 | 0 | 0 | 0 | 0
F1_Commercial_Retail_Existing_Food Preparation_Natural Gas_Griddle_E3 | F1 | Commercial | Retail | Existing | Food Preparation | Natural Gas | Griddle | E3 | RVT - Cost of Equipment | 0 | 0 | 0 | 0 | 0 | 0 | 0 | 0 | 0 | 0 | 0 | 0 | 0 | 0 | 0 | 0 | 0 | 0 | 0 | 0 | 0 | 0 | 0 | 0 | 0 | 0 | 0 | 0 | 0 | 0 | 0 | 0 | 0 | 0 | 0 | 0 | 0 | 0 | 0 | 0 | 0 | 0
F1_Commercial_Retail_Existing_Food Preparation_Natural Gas_Griddle_E4 | F1 | Commercial | Retail | Existing | Food Preparation | Natural Gas | Griddle | E4 | RVT - Cost of Equipment | 0 | 0 | 0 | 0 | 0 | 0 | 0 | 0 | 0 | 0 | 0 | 0 | 0 | 0 | 0 | 0 | 0 | 0 | 0 | 0 | 0 | 0 | 0 | 0 | 0 | 0 | 0 | 0 | 0 | 0 | 0 | 0 | 0 | 0 | 0 | 0 | 0 | 0 | 0 | 0 | 0 | 0
F1_Commercial_Retail_Existing_Food Preparation_Natural Gas_Griddle_E5 | F1 | Commercial | Retail | Existing | Food Preparation | Natural Gas | Griddle | E5 | RVT - Cost of Equipment | 0 | 0 | 0 | 0 | 0 | 0 | 0 | 0 | 0 | 0 | 0 | 0 | 0 | 0 | 0 | 0 | 0 | 0 | 0 | 0 | 0 | 0 | 0 | 0 | 0 | 0 | 0 | 0 | 0 | 0 | 0 | 0 | 0 | 0 | 0 | 0 | 0 | 0 | 0 | 0 | 0 | 0
F1_Commercial_Retail_Existing_Food Preparation_Natural Gas_Griddle_E6 | F1 | Commercial | Retail | Existing | Food Preparation | Natural Gas | Griddle | E6 | RVT - Cost of Equipment | 0 | 0 | 0 | 0 | 0 | 0 | 0 | 0 | 0 | 0 | 0 | 0 | 0 | 0 | 0 | 0 | 0 | 0 | 0 | 0 | 0 | 0 | 0 | 0 | 0 | 0 | 0 | 0 | 0 | 0 | 0 | 0 | 0 | 0 | 0 | 0 | 0 | 0 | 0 | 0 | 0 | 0
F1_Commercial_Retail_Existing_Food Preparation_Natural Gas_Griddle_E7 | F1 | Commercial | Retail | Existing | Food Preparation | Natural Gas | Griddle | E7 | RVT - Cost of Equipment | 0 | 0 | 0 | 0 | 0 | 0 | 0 | 0 | 0 | 0 | 0 | 0 | 0 | 0 | 0 | 0 | 0 | 0 | 0 | 0 | 0 | 0 | 0 | 0 | 0 | 0 | 0 | 0 | 0 | 0 | 0 | 0 | 0 | 0 | 0 | 0 | 0 | 0 | 0 | 0 | 0 | 0
F1_Commercial_Retail_Existing_Food Preparation_Natural Gas_Griddle_E8 | F1 | Commercial | Retail | Existing | Food Preparation | Natural Gas | Griddle | E8 | RVT - Cost of Equipment | 0 | 0 | 0 | 0 | 0 | 0 | 0 | 0 | 0 | 0 | 0 | 0 | 0 | 0 | 0 | 0 | 0 | 0 | 0 | 0 | 0 | 0 | 0 | 0 | 0 | 0 | 0 | 0 | 0 | 0 | 0 | 0 | 0 | 0 | 0 | 0 | 0 | 0 | 0 | 0 | 0 | 0
F1_Commercial_Retail_Existing_Food Preparation_Natural Gas_Griddle_E9 | F1 | Commercial | Retail | Existing | Food Preparation | Natural Gas | Griddle | E9 | RVT - Cost of Equipment | 0 | 0 | 0 | 0 | 0 | 0 | 0 | 0 | 0 | 0 | 0 | 0 | 0 | 0 | 0 | 0 | 0 | 0 | 0 | 0 | 0 | 0 | 0 | 0 | 0 | 0 | 0 | 0 | 0 | 0 | 0 | 0 | 0 | 0 | 0 | 0 | 0 | 0 | 0 | 0 | 0 | 0
F1_Commercial_Retail_Existing_Food Preparation_Natural Gas_Griddle_E10 | F1 | Commercial | Retail | Existing | Food Preparation | Natural Gas | Griddle | E10 | RVT - Cost of Equipment | 0 | 0 | 0 | 0 | 0 | 0 | 0 | 0 | 0 | 0 | 0 | 0 | 0 | 0 | 0 | 0 | 0 | 0 | 0 | 0 | 0 | 0 | 0 | 0 | 0 | 0 | 0 | 0 | 0 | 0 | 0 | 0 | 0 | 0 | 0 | 0 | 0 | 0 | 0 | 0 | 0 | 0
F2_Commercial_Retail_Existing_Food Preparation_Natural Gas_Griddle_E1 | F2 | Commercial | Retail | Existing | Food Preparation | Natural Gas | Griddle | E1 | RVT - Cost of Operation | 0.80968 | 0.81072 | 0.81514 | 0 | 0 | 0 | 0 | 0 | 0 | 0 | 0 | 0 | 0 | 0 | 0 | 0 | 0 | 0 | 0 | 0 | 0 | 0 | 0 | 0 | 0 | 0 | 0 | 0 | 0 | 0 | 0 | 0 | 0 | 0 | 0 | 0 | 0 | 0 | 0 | 0 | 0 | 0
F2_Commercial_Retail_Existing_Food Preparation_Natural Gas_Griddle_E2 | F2 | Commercial | Retail | Existing | Food Preparation | Natural Gas | Griddle | E2 | RVT - Cost of Operation | 0.69929 | 0.70019 | 0.70401 | 0.70045 | 0.69863 | 0.70141 | 0.70809 | 0.71353 | 0.72016 | 0.72655 | 0.73301 | 0.73911 | 0.74561 | 0.75234 | 0.75886 | 0.76552 | 0.77224 | 0.77947 | 0.78697 | 0.7947 | 0.80212 | 0.80958 | 0.81627 | 0.82296 | 0.82877 | 0.83378 | 0.83835 | 0.84228 | 0.84537 | 0.8479 | 0.84927 | 0.8502 | 0.8502 | 0 | 0 | 0 | 0 | 0 | 0 | 0 | 0 | 0
F2_Commercial_Retail_Existing_Food Preparation_Natural Gas_Griddle_E3 | F2 | Commercial | Retail | Existing | Food Preparation | Natural Gas | Griddle | E3 | RVT - Cost of Operation | 0 | 0 | 0 | 0 | 0 | 0 | 0 | 0 | 0 | 0 | 0 | 0 | 0 | 0 | 0 | 0 | 0 | 0 | 0 | 0 | 0 | 0 | 0 | 0 | 0 | 0 | 0 | 0 | 0 | 0 | 0 | 0 | 0 | 0 | 0 | 0 | 0 | 0 | 0 | 0 | 0 | 0
F2_Commercial_Retail_Existing_Food Preparation_Natural Gas_Griddle_E4 | F2 | Commercial | Retail | Existing | Food Preparation | Natural Gas | Griddle | E4 | RVT - Cost of Operation | 0 | 0 | 0 | 0 | 0 | 0 | 0 | 0 | 0 | 0 | 0 | 0 | 0 | 0 | 0 | 0 | 0 | 0 | 0 | 0 | 0 | 0 | 0 | 0 | 0 | 0 | 0 | 0 | 0 | 0 | 0 | 0 | 0 | 0 | 0 | 0 | 0 | 0 | 0 | 0 | 0 | 0
F2_Commercial_Retail_Existing_Food Preparation_Natural Gas_Griddle_E5 | F2 | Commercial | Retail | Existing | Food Preparation | Natural Gas | Griddle | E5 | RVT - Cost of Operation | 0 | 0 | 0 | 0 | 0 | 0 | 0 | 0 | 0 | 0 | 0 | 0 | 0 | 0 | 0 | 0 | 0 | 0 | 0 | 0 | 0 | 0 | 0 | 0 | 0 | 0 | 0 | 0 | 0 | 0 | 0 | 0 | 0 | 0 | 0 | 0 | 0 | 0 | 0 | 0 | 0 | 0
F2_Commercial_Retail_Existing_Food Preparation_Natural Gas_Griddle_E6 | F2 | Commercial | Retail | Existing | Food Preparation | Natural Gas | Griddle | E6 | RVT - Cost of Operation | 0 | 0 | 0 | 0 | 0 | 0 | 0 | 0 | 0 | 0 | 0 | 0 | 0 | 0 | 0 | 0 | 0 | 0 | 0 | 0 | 0 | 0 | 0 | 0 | 0 | 0 | 0 | 0 | 0 | 0 | 0 | 0 | 0 | 0 | 0 | 0 | 0 | 0 | 0 | 0 | 0 | 0
F2_Commercial_Retail_Existing_Food Preparation_Natural Gas_Griddle_E7 | F2 | Commercial | Retail | Existing | Food Preparation | Natural Gas | Griddle | E7 | RVT - Cost of Operation | 0 | 0 | 0 | 0 | 0 | 0 | 0 | 0 | 0 | 0 | 0 | 0 | 0 | 0 | 0 | 0 | 0 | 0 | 0 | 0 | 0 | 0 | 0 | 0 | 0 | 0 | 0 | 0 | 0 | 0 | 0 | 0 | 0 | 0 | 0 | 0 | 0 | 0 | 0 | 0 | 0 | 0
F2_Commercial_Retail_Existing_Food Preparation_Natural Gas_Griddle_E8 | F2 | Commercial | Retail | Existing | Food Preparation | Natural Gas | Griddle | E8 | RVT - Cost of Operation | 0 | 0 | 0 | 0 | 0 | 0 | 0 | 0 | 0 | 0 | 0 | 0 | 0 | 0 | 0 | 0 | 0 | 0 | 0 | 0 | 0 | 0 | 0 | 0 | 0 | 0 | 0 | 0 | 0 | 0 | 0 | 0 | 0 | 0 | 0 | 0 | 0 | 0 | 0 | 0 | 0 | 0
F2_Commercial_Retail_Existing_Food Preparation_Natural Gas_Griddle_E9 | F2 | Commercial | Retail | Existing | Food Preparation | Natural Gas | Griddle | E9 | RVT - Cost of Operation | 0 | 0 | 0 | 0 | 0 | 0 | 0 | 0 | 0 | 0 | 0 | 0 | 0 | 0 | 0 | 0 | 0 | 0 | 0 | 0 | 0 | 0 | 0 | 0 | 0 | 0 | 0 | 0 | 0 | 0 | 0 | 0 | 0 | 0 | 0 | 0 | 0 | 0 | 0 | 0 | 0 | 0
F2_Commercial_Retail_Existing_Food Preparation_Natural Gas_Griddle_E10 | F2 | Commercial | Retail | Existing | Food Preparation | Natural Gas | Griddle | E10 | RVT - Cost of Operation | 0 | 0 | 0 | 0 | 0 | 0 | 0 | 0 | 0 | 0 | 0 | 0 | 0 | 0 | 0 | 0 | 0 | 0 | 0 | 0 | 0 | 0 | 0 | 0 | 0 | 0 | 0 | 0 | 0 | 0 | 0 | 0 | 0 | 0 | 0 | 0 | 0 | 0 | 0 | 0 | 0 | 0
F3_Commercial_Retail_Existing_Food Preparation_Natural Gas_Griddle_E1 | F3 | Commercial | Retail | Existing | Food Preparation | Natural Gas | Griddle | E1 | System - kBTUs of Consumption | 0.19813 | 0.19813 | 0.19813 | 0 | 0 | 0 | 0 | 0 | 0 | 0 | 0 | 0 | 0 | 0 | 0 | 0 | 0 | 0 | 0 | 0 | 0 | 0 | 0 | 0 | 0 | 0 | 0 | 0 | 0 | 0 | 0 | 0 | 0 | 0 | 0 | 0 | 0 | 0 | 0 | 0 | 0 | 0
F3_Commercial_Retail_Existing_Food Preparation_Natural Gas_Griddle_E2 | F3 | Commercial | Retail | Existing | Food Preparation | Natural Gas | Griddle | E2 | System - kBTUs of Consumption | 0.21198 | 0.21198 | 0.21198 | 0.21198 | 0.21198 | 0.21198 | 0.21198 | 0.21198 | 0.21198 | 0.21198 | 0.21198 | 0.21198 | 0.21198 | 0.21198 | 0.21198 | 0.21198 | 0.21198 | 0.21198 | 0.21198 | 0.21198 | 0.21198 | 0.21198 | 0.21198 | 0.21198 | 0.21198 | 0.21198 | 0.21198 | 0.21198 | 0.21198 | 0.21198 | 0.21198 | 0.21198 | 0.21198 | 0 | 0 | 0 | 0 | 0 | 0 | 0 | 0 | 0
F3_Commercial_Retail_Existing_Food Preparation_Natural Gas_Griddle_E3 | F3 | Commercial | Retail | Existing | Food Preparation | Natural Gas | Griddle | E3 | System - kBTUs of Consumption | 0 | 0 | 0 | 0 | 0 | 0 | 0 | 0 | 0 | 0 | 0 | 0 | 0 | 0 | 0 | 0 | 0 | 0 | 0 | 0 | 0 | 0 | 0 | 0 | 0 | 0 | 0 | 0 | 0 | 0 | 0 | 0 | 0 | 0 | 0 | 0 | 0 | 0 | 0 | 0 | 0 | 0
F3_Commercial_Retail_Existing_Food Preparation_Natural Gas_Griddle_E4 | F3 | Commercial | Retail | Existing | Food Preparation | Natural Gas | Griddle | E4 | System - kBTUs of Consumption | 0 | 0 | 0 | 0 | 0 | 0 | 0 | 0 | 0 | 0 | 0 | 0 | 0 | 0 | 0 | 0 | 0 | 0 | 0 | 0 | 0 | 0 | 0 | 0 | 0 | 0 | 0 | 0 | 0 | 0 | 0 | 0 | 0 | 0 | 0 | 0 | 0 | 0 | 0 | 0 | 0 | 0
F3_Commercial_Retail_Existing_Food Preparation_Natural Gas_Griddle_E5 | F3 | Commercial | Retail | Existing | Food Preparation | Natural Gas | Griddle | E5 | System - kBTUs of Consumption | 0 | 0 | 0 | 0 | 0 | 0 | 0 | 0 | 0 | 0 | 0 | 0 | 0 | 0 | 0 | 0 | 0 | 0 | 0 | 0 | 0 | 0 | 0 | 0 | 0 | 0 | 0 | 0 | 0 | 0 | 0 | 0 | 0 | 0 | 0 | 0 | 0 | 0 | 0 | 0 | 0 | 0
F3_Commercial_Retail_Existing_Food Preparation_Natural Gas_Griddle_E6 | F3 | Commercial | Retail | Existing | Food Preparation | Natural Gas | Griddle | E6 | System - kBTUs of Consumption | 0 | 0 | 0 | 0 | 0 | 0 | 0 | 0 | 0 | 0 | 0 | 0 | 0 | 0 | 0 | 0 | 0 | 0 | 0 | 0 | 0 | 0 | 0 | 0 | 0 | 0 | 0 | 0 | 0 | 0 | 0 | 0 | 0 | 0 | 0 | 0 | 0 | 0 | 0 | 0 | 0 | 0
F3_Commercial_Retail_Existing_Food Preparation_Natural Gas_Griddle_E7 | F3 | Commercial | Retail | Existing | Food Preparation | Natural Gas | Griddle | E7 | System - kBTUs of Consumption | 0 | 0 | 0 | 0 | 0 | 0 | 0 | 0 | 0 | 0 | 0 | 0 | 0 | 0 | 0 | 0 | 0 | 0 | 0 | 0 | 0 | 0 | 0 | 0 | 0 | 0 | 0 | 0 | 0 | 0 | 0 | 0 | 0 | 0 | 0 | 0 | 0 | 0 | 0 | 0 | 0 | 0
F3_Commercial_Retail_Existing_Food Preparation_Natural Gas_Griddle_E8 | F3 | Commercial | Retail | Existing | Food Preparation | Natural Gas | Griddle | E8 | System - kBTUs of Consumption | 0 | 0 | 0 | 0 | 0 | 0 | 0 | 0 | 0 | 0 | 0 | 0 | 0 | 0 | 0 | 0 | 0 | 0 | 0 | 0 | 0 | 0 | 0 | 0 | 0 | 0 | 0 | 0 | 0 | 0 | 0 | 0 | 0 | 0 | 0 | 0 | 0 | 0 | 0 | 0 | 0 | 0
F3_Commercial_Retail_Existing_Food Preparation_Natural Gas_Griddle_E9 | F3 | Commercial | Retail | Existing | Food Preparation | Natural Gas | Griddle | E9 | System - kBTUs of Consumption | 0 | 0 | 0 | 0 | 0 | 0 | 0 | 0 | 0 | 0 | 0 | 0 | 0 | 0 | 0 | 0 | 0 | 0 | 0 | 0 | 0 | 0 | 0 | 0 | 0 | 0 | 0 | 0 | 0 | 0 | 0 | 0 | 0 | 0 | 0 | 0 | 0 | 0 | 0 | 0 | 0 | 0
F3_Commercial_Retail_Existing_Food Preparation_Natural Gas_Griddle_E10 | F3 | Commercial | Retail | Existing | Food Preparation | Natural Gas | Griddle | E10 | System - kBTUs of Consumption | 0 | 0 | 0 | 0 | 0 | 0 | 0 | 0 | 0 | 0 | 0 | 0 | 0 | 0 | 0 | 0 | 0 | 0 | 0 | 0 | 0 | 0 | 0 | 0 | 0 | 0 | 0 | 0 | 0 | 0 | 0 | 0 | 0 | 0 | 0 | 0 | 0 | 0 | 0 | 0 | 0 | 0
F4_Commercial_Retail_Existing_Food Preparation_Natural Gas_Griddle_E1 | F4 | Commercial | Retail | Existing | Food Preparation | Natural Gas | Griddle | E1 | Utility - Cost of Equipment | 0.80968 | 0.81072 | 0.81514 | 0 | 0 | 0 | 0 | 0 | 0 | 0 | 0 | 0 | 0 | 0 | 0 | 0 | 0 | 0 | 0 | 0 | 0 | 0 | 0 | 0 | 0 | 0 | 0 | 0 | 0 | 0 | 0 | 0 | 0 | 0 | 0 | 0 | 0 | 0 | 0 | 0 | 0 | 0
F4_Commercial_Retail_Existing_Food Preparation_Natural Gas_Griddle_E2 | F4 | Commercial | Retail | Existing | Food Preparation | Natural Gas | Griddle | E2 | Utility - Cost of Equipment | 0.69929 | 0.70019 | 0.70401 | 0.70045 | 0.69863 | 0.70141 | 0.70809 | 0.71353 | 0.72016 | 0.72655 | 0.73301 | 0.73911 | 0.74561 | 0.75234 | 0.75886 | 0.76552 | 0.77224 | 0.77947 | 0.78697 | 0.7947 | 0.80212 | 0.80958 | 0.81627 | 0.82296 | 0.82877 | 0.83378 | 0.83835 | 0.84228 | 0.84537 | 0.8479 | 0.84927 | 0.8502 | 0.8502 | 0 | 0 | 0 | 0 | 0 | 0 | 0 | 0 | 0
F4_Commercial_Retail_Existing_Food Preparation_Natural Gas_Griddle_E3 | F4 | Commercial | Retail | Existing | Food Preparation | Natural Gas | Griddle | E3 | Utility - Cost of Equipment | 0 | 0 | 0 | 0 | 0 | 0 | 0 | 0 | 0 | 0 | 0 | 0 | 0 | 0 | 0 | 0 | 0 | 0 | 0 | 0 | 0 | 0 | 0 | 0 | 0 | 0 | 0 | 0 | 0 | 0 | 0 | 0 | 0 | 0 | 0 | 0 | 0 | 0 | 0 | 0 | 0 | 0
F4_Commercial_Retail_Existing_Food Preparation_Natural Gas_Griddle_E4 | F4 | Commercial | Retail | Existing | Food Preparation | Natural Gas | Griddle | E4 | Utility - Cost of Equipment | 0 | 0 | 0 | 0 | 0 | 0 | 0 | 0 | 0 | 0 | 0 | 0 | 0 | 0 | 0 | 0 | 0 | 0 | 0 | 0 | 0 | 0 | 0 | 0 | 0 | 0 | 0 | 0 | 0 | 0 | 0 | 0 | 0 | 0 | 0 | 0 | 0 | 0 | 0 | 0 | 0 | 0
F4_Commercial_Retail_Existing_Food Preparation_Natural Gas_Griddle_E5 | F4 | Commercial | Retail | Existing | Food Preparation | Natural Gas | Griddle | E5 | Utility - Cost of Equipment | 0 | 0 | 0 | 0 | 0 | 0 | 0 | 0 | 0 | 0 | 0 | 0 | 0 | 0 | 0 | 0 | 0 | 0 | 0 | 0 | 0 | 0 | 0 | 0 | 0 | 0 | 0 | 0 | 0 | 0 | 0 | 0 | 0 | 0 | 0 | 0 | 0 | 0 | 0 | 0 | 0 | 0
F4_Commercial_Retail_Existing_Food Preparation_Natural Gas_Griddle_E6 | F4 | Commercial | Retail | Existing | Food Preparation | Natural Gas | Griddle | E6 | Utility - Cost of Equipment | 0 | 0 | 0 | 0 | 0 | 0 | 0 | 0 | 0 | 0 | 0 | 0 | 0 | 0 | 0 | 0 | 0 | 0 | 0 | 0 | 0 | 0 | 0 | 0 | 0 | 0 | 0 | 0 | 0 | 0 | 0 | 0 | 0 | 0 | 0 | 0 | 0 | 0 | 0 | 0 | 0 | 0
F4_Commercial_Retail_Existing_Food Preparation_Natural Gas_Griddle_E7 | F4 | Commercial | Retail | Existing | Food Preparation | Natural Gas | Griddle | E7 | Utility - Cost of Equipment | 0 | 0 | 0 | 0 | 0 | 0 | 0 | 0 | 0 | 0 | 0 | 0 | 0 | 0 | 0 | 0 | 0 | 0 | 0 | 0 | 0 | 0 | 0 | 0 | 0 | 0 | 0 | 0 | 0 | 0 | 0 | 0 | 0 | 0 | 0 | 0 | 0 | 0 | 0 | 0 | 0 | 0
F4_Commercial_Retail_Existing_Food Preparation_Natural Gas_Griddle_E8 | F4 | Commercial | Retail | Existing | Food Preparation | Natural Gas | Griddle | E8 | Utility - Cost of Equipment | 0 | 0 | 0 | 0 | 0 | 0 | 0 | 0 | 0 | 0 | 0 | 0 | 0 | 0 | 0 | 0 | 0 | 0 | 0 | 0 | 0 | 0 | 0 | 0 | 0 | 0 | 0 | 0 | 0 | 0 | 0 | 0 | 0 | 0 | 0 | 0 | 0 | 0 | 0 | 0 | 0 | 0
F4_Commercial_Retail_Existing_Food Preparation_Natural Gas_Griddle_E9 | F4 | Commercial | Retail | Existing | Food Preparation | Natural Gas | Griddle | E9 | Utility - Cost of Equipment | 0 | 0 | 0 | 0 | 0 | 0 | 0 | 0 | 0 | 0 | 0 | 0 | 0 | 0 | 0 | 0 | 0 | 0 | 0 | 0 | 0 | 0 | 0 | 0 | 0 | 0 | 0 | 0 | 0 | 0 | 0 | 0 | 0 | 0 | 0 | 0 | 0 | 0 | 0 | 0 | 0 | 0
F4_Commercial_Retail_Existing_Food Preparation_Natural Gas_Griddle_E10 | F4 | Commercial | Retail | Existing | Food Preparation | Natural Gas | Griddle | E10 | Utility - Cost of Equipment | 0 | 0 | 0 | 0 | 0 | 0 | 0 | 0 | 0 | 0 | 0 | 0 | 0 | 0 | 0 | 0 | 0 | 0 | 0 | 0 | 0 | 0 | 0 | 0 | 0 | 0 | 0 | 0 | 0 | 0 | 0 | 0 | 0 | 0 | 0 | 0 | 0 | 0 | 0 | 0 | 0 | 0
F5_Commercial_Retail_Existing_Food Preparation_Natural Gas_Griddle_E1 | F5 | Commercial | Retail | Existing | Food Preparation | Natural Gas | Griddle | E1 | Utility - Cost of Operation | 0.19813 | 0.19813 | 0.19813 | 0 | 0 | 0 | 0 | 0 | 0 | 0 | 0 | 0 | 0 | 0 | 0 | 0 | 0 | 0 | 0 | 0 | 0 | 0 | 0 | 0 | 0 | 0 | 0 | 0 | 0 | 0 | 0 | 0 | 0 | 0 | 0 | 0 | 0 | 0 | 0 | 0 | 0 | 0
F5_Commercial_Retail_Existing_Food Preparation_Natural Gas_Griddle_E2 | F5 | Commercial | Retail | Existing | Food Preparation | Natural Gas | Griddle | E2 | Utility - Cost of Operation | 0.21198 | 0.21198 | 0.21198 | 0.21198 | 0.21198 | 0.21198 | 0.21198 | 0.21198 | 0.21198 | 0.21198 | 0.21198 | 0.21198 | 0.21198 | 0.21198 | 0.21198 | 0.21198 | 0.21198 | 0.21198 | 0.21198 | 0.21198 | 0.21198 | 0.21198 | 0.21198 | 0.21198 | 0.21198 | 0.21198 | 0.21198 | 0.21198 | 0.21198 | 0.21198 | 0.21198 | 0.21198 | 0.21198 | 0 | 0 | 0 | 0 | 0 | 0 | 0 | 0 | 0
F5_Commercial_Retail_Existing_Food Preparation_Natural Gas_Griddle_E3 | F5 | Commercial | Retail | Existing | Food Preparation | Natural Gas | Griddle | E3 | Utility - Cost of Operation | 0 | 0 | 0 | 0 | 0 | 0 | 0 | 0 | 0 | 0 | 0 | 0 | 0 | 0 | 0 | 0 | 0 | 0 | 0 | 0 | 0 | 0 | 0 | 0 | 0 | 0 | 0 | 0 | 0 | 0 | 0 | 0 | 0 | 0 | 0 | 0 | 0 | 0 | 0 | 0 | 0 | 0
F5_Commercial_Retail_Existing_Food Preparation_Natural Gas_Griddle_E4 | F5 | Commercial | Retail | Existing | Food Preparation | Natural Gas | Griddle | E4 | Utility - Cost of Operation | 0 | 0 | 0 | 0 | 0 | 0 | 0 | 0 | 0 | 0 | 0 | 0 | 0 | 0 | 0 | 0 | 0 | 0 | 0 | 0 | 0 | 0 | 0 | 0 | 0 | 0 | 0 | 0 | 0 | 0 | 0 | 0 | 0 | 0 | 0 | 0 | 0 | 0 | 0 | 0 | 0 | 0
F5_Commercial_Retail_Existing_Food Preparation_Natural Gas_Griddle_E5 | F5 | Commercial | Retail | Existing | Food Preparation | Natural Gas | Griddle | E5 | Utility - Cost of Operation | 0 | 0 | 0 | 0 | 0 | 0 | 0 | 0 | 0 | 0 | 0 | 0 | 0 | 0 | 0 | 0 | 0 | 0 | 0 | 0 | 0 | 0 | 0 | 0 | 0 | 0 | 0 | 0 | 0 | 0 | 0 | 0 | 0 | 0 | 0 | 0 | 0 | 0 | 0 | 0 | 0 | 0
F5_Commercial_Retail_Existing_Food Preparation_Natural Gas_Griddle_E6 | F5 | Commercial | Retail | Existing | Food Preparation | Natural Gas | Griddle | E6 | Utility - Cost of Operation | 0 | 0 | 0 | 0 | 0 | 0 | 0 | 0 | 0 | 0 | 0 | 0 | 0 | 0 | 0 | 0 | 0 | 0 | 0 | 0 | 0 | 0 | 0 | 0 | 0 | 0 | 0 | 0 | 0 | 0 | 0 | 0 | 0 | 0 | 0 | 0 | 0 | 0 | 0 | 0 | 0 | 0
F5_Commercial_Retail_Existing_Food Preparation_Natural Gas_Griddle_E7 | F5 | Commercial | Retail | Existing | Food Preparation | Natural Gas | Griddle | E7 | Utility - Cost of Operation | 0 | 0 | 0 | 0 | 0 | 0 | 0 | 0 | 0 | 0 | 0 | 0 | 0 | 0 | 0 | 0 | 0 | 0 | 0 | 0 | 0 | 0 | 0 | 0 | 0 | 0 | 0 | 0 | 0 | 0 | 0 | 0 | 0 | 0 | 0 | 0 | 0 | 0 | 0 | 0 | 0 | 0
F5_Commercial_Retail_Existing_Food Preparation_Natural Gas_Griddle_E8 | F5 | Commercial | Retail | Existing | Food Preparation | Natural Gas | Griddle | E8 | Utility - Cost of Operation | 0 | 0 | 0 | 0 | 0 | 0 | 0 | 0 | 0 | 0 | 0 | 0 | 0 | 0 | 0 | 0 | 0 | 0 | 0 | 0 | 0 | 0 | 0 | 0 | 0 | 0 | 0 | 0 | 0 | 0 | 0 | 0 | 0 | 0 | 0 | 0 | 0 | 0 | 0 | 0 | 0 | 0
F5_Commercial_Retail_Existing_Food Preparation_Natural Gas_Griddle_E9 | F5 | Commercial | Retail | Existing | Food Preparation | Natural Gas | Griddle | E9 | Utility - Cost of Operation | 0 | 0 | 0 | 0 | 0 | 0 | 0 | 0 | 0 | 0 | 0 | 0 | 0 | 0 | 0 | 0 | 0 | 0 | 0 | 0 | 0 | 0 | 0 | 0 | 0 | 0 | 0 | 0 | 0 | 0 | 0 | 0 | 0 | 0 | 0 | 0 | 0 | 0 | 0 | 0 | 0 | 0
F5_Commercial_Retail_Existing_Food Preparation_Natural Gas_Griddle_E10 | F5 | Commercial | Retail | Existing | Food Preparation | Natural Gas | Griddle | E10 | Utility - Cost of Operation | 0 | 0 | 0 | 0 | 0 | 0 | 0 | 0 | 0 | 0 | 0 | 0 | 0 | 0 | 0 | 0 | 0 | 0 | 0 | 0 | 0 | 0 | 0 | 0 | 0 | 0 | 0 | 0 | 0 | 0 | 0 | 0 | 0 | 0 | 0 | 0 | 0 | 0 | 0 | 0 | 0 | 0
F6_Commercial_Retail_Existing_Food Preparation_Natural Gas_Griddle_E1 | F6 | Commercial | Retail | Existing | Food Preparation | Natural Gas | Griddle | E1 | Utility - Value of Sales | 0.42858 | 0.4305 | 0.43359 | 0 | 0 | 0 | 0 | 0 | 0 | 0 | 0 | 0 | 0 | 0 | 0 | 0 | 0 | 0 | 0 | 0 | 0 | 0 | 0 | 0 | 0 | 0 | 0 | 0 | 0 | 0 | 0 | 0 | 0 | 0 | 0 | 0 | 0 | 0 | 0 | 0 | 0 | 0
F6_Commercial_Retail_Existing_Food Preparation_Natural Gas_Griddle_E2 | F6 | Commercial | Retail | Existing | Food Preparation | Natural Gas | Griddle | E2 | Utility - Value of Sales | 0.37015 | 0.37181 | 0.37448 | 0.37389 | 0.37389 | 0.37389 | 0.37389 | 0.37389 | 0.37389 | 0.37389 | 0.37389 | 0.37389 | 0.37389 | 0.37389 | 0.37389 | 0.37389 | 0.37389 | 0.37389 | 0.37389 | 0.37389 | 0.37389 | 0.37389 | 0.37389 | 0.37389 | 0.37389 | 0.37389 | 0.37389 | 0.37389 | 0.37389 | 0.37389 | 0.37389 | 0.37389 | 0.37389 | 0 | 0 | 0 | 0 | 0 | 0 | 0 | 0 | 0
F6_Commercial_Retail_Existing_Food Preparation_Natural Gas_Griddle_E3 | F6 | Commercial | Retail | Existing | Food Preparation | Natural Gas | Griddle | E3 | Utility - Value of Sales | 0 | 0 | 0 | 0 | 0 | 0 | 0 | 0 | 0 | 0 | 0 | 0 | 0 | 0 | 0 | 0 | 0 | 0 | 0 | 0 | 0 | 0 | 0 | 0 | 0 | 0 | 0 | 0 | 0 | 0 | 0 | 0 | 0 | 0 | 0 | 0 | 0 | 0 | 0 | 0 | 0 | 0
F6_Commercial_Retail_Existing_Food Preparation_Natural Gas_Griddle_E4 | F6 | Commercial | Retail | Existing | Food Preparation | Natural Gas | Griddle | E4 | Utility - Value of Sales | 0 | 0 | 0 | 0 | 0 | 0 | 0 | 0 | 0 | 0 | 0 | 0 | 0 | 0 | 0 | 0 | 0 | 0 | 0 | 0 | 0 | 0 | 0 | 0 | 0 | 0 | 0 | 0 | 0 | 0 | 0 | 0 | 0 | 0 | 0 | 0 | 0 | 0 | 0 | 0 | 0 | 0
F6_Commercial_Retail_Existing_Food Preparation_Natural Gas_Griddle_E5 | F6 | Commercial | Retail | Existing | Food Preparation | Natural Gas | Griddle | E5 | Utility - Value of Sales | 0 | 0 | 0 | 0 | 0 | 0 | 0 | 0 | 0 | 0 | 0 | 0 | 0 | 0 | 0 | 0 | 0 | 0 | 0 | 0 | 0 | 0 | 0 | 0 | 0 | 0 | 0 | 0 | 0 | 0 | 0 | 0 | 0 | 0 | 0 | 0 | 0 | 0 | 0 | 0 | 0 | 0
F6_Commercial_Retail_Existing_Food Preparation_Natural Gas_Griddle_E6 | F6 | Commercial | Retail | Existing | Food Preparation | Natural Gas | Griddle | E6 | Utility - Value of Sales | 0 | 0 | 0 | 0 | 0 | 0 | 0 | 0 | 0 | 0 | 0 | 0 | 0 | 0 | 0 | 0 | 0 | 0 | 0 | 0 | 0 | 0 | 0 | 0 | 0 | 0 | 0 | 0 | 0 | 0 | 0 | 0 | 0 | 0 | 0 | 0 | 0 | 0 | 0 | 0 | 0 | 0
F6_Commercial_Retail_Existing_Food Preparation_Natural Gas_Griddle_E7 | F6 | Commercial | Retail | Existing | Food Preparation | Natural Gas | Griddle | E7 | Utility - Value of Sales | 0 | 0 | 0 | 0 | 0 | 0 | 0 | 0 | 0 | 0 | 0 | 0 | 0 | 0 | 0 | 0 | 0 | 0 | 0 | 0 | 0 | 0 | 0 | 0 | 0 | 0 | 0 | 0 | 0 | 0 | 0 | 0 | 0 | 0 | 0 | 0 | 0 | 0 | 0 | 0 | 0 | 0
F6_Commercial_Retail_Existing_Food Preparation_Natural Gas_Griddle_E8 | F6 | Commercial | Retail | Existing | Food Preparation | Natural Gas | Griddle | E8 | Utility - Value of Sales | 0 | 0 | 0 | 0 | 0 | 0 | 0 | 0 | 0 | 0 | 0 | 0 | 0 | 0 | 0 | 0 | 0 | 0 | 0 | 0 | 0 | 0 | 0 | 0 | 0 | 0 | 0 | 0 | 0 | 0 | 0 | 0 | 0 | 0 | 0 | 0 | 0 | 0 | 0 | 0 | 0 | 0
F6_Commercial_Retail_Existing_Food Preparation_Natural Gas_Griddle_E9 | F6 | Commercial | Retail | Existing | Food Preparation | Natural Gas | Griddle | E9 | Utility - Value of Sales | 0 | 0 | 0 | 0 | 0 | 0 | 0 | 0 | 0 | 0 | 0 | 0 | 0 | 0 | 0 | 0 | 0 | 0 | 0 | 0 | 0 | 0 | 0 | 0 | 0 | 0 | 0 | 0 | 0 | 0 | 0 | 0 | 0 | 0 | 0 | 0 | 0 | 0 | 0 | 0 | 0 | 0
F6_Commercial_Retail_Existing_Food Preparation_Natural Gas_Griddle_E10 | F6 | Commercial | Retail | Existing | Food Preparation | Natural Gas | Griddle | E10 | Utility - Value of Sales | 0 | 0 | 0 | 0 | 0 | 0 | 0 | 0 | 0 | 0 | 0 | 0 | 0 | 0 | 0 | 0 | 0 | 0 | 0 | 0 | 0 | 0 | 0 | 0 | 0 | 0 | 0 | 0 | 0 | 0 | 0 | 0 | 0 | 0 | 0 | 0 | 0 | 0 | 0 | 0 | 0 | 0
F1_Commercial_Retail_Existing_Food Preparation_Natural Gas_Range_E1 | F1 | Commercial | Retail | Existing | Food Preparation | Natural Gas | Range | E1 | RVT - Cost of Equipment | 0.7887 | 0.78857 | 0.79236 | 0.78653 | 0.78299 | 0.78557 | 0.79333 | 0.79946 | 0.80706 | 0.81424 | 0.82146 | 0.82809 | 0.8352 | 0.84262 | 0.84972 | 0.85694 | 0.86428 | 0.87226 | 0.88059 | 0.88935 | 0.89799 | 0.90701 | 0.91533 | 0.92395 | 0.93157 | 0.93815 | 0.94415 | 0.94932 | 0.95337 | 0.95669 | 0.9585 | 0.95972 | 0.95972 | 0 | 0 | 0 | 0 | 0 | 0 | 0 | 0 | 0
F1_Commercial_Retail_Existing_Food Preparation_Natural Gas_Range_E2 | F1 | Commercial | Retail | Existing | Food Preparation | Natural Gas | Range | E2 | RVT - Cost of Equipment | 0.59152 | 0.59143 | 0.59427 | 0.5899 | 0.58724 | 0.58918 | 0.595 | 0.59959 | 0.6053 | 0.61068 | 0.6161 | 0.62107 | 0.6264 | 0.63197 | 0.63729 | 0.64271 | 0.64821 | 0.6542 | 0.66044 | 0.66702 | 0.67349 | 0.68026 | 0.6865 | 0.69296 | 0.69868 | 0.70362 | 0.70811 | 0.71199 | 0.71503 | 0.71752 | 0.71888 | 0.71979 | 0.71979 | 0 | 0 | 0 | 0 | 0 | 0 | 0 | 0 | 0
F1_Commercial_Retail_Existing_Food Preparation_Natural Gas_Range_E3 | F1 | Commercial | Retail | Existing | Food Preparation | Natural Gas | Range | E3 | RVT - Cost of Equipment | 0 | 0 | 0 | 0 | 0 | 0 | 0 | 0 | 0 | 0 | 0 | 0 | 0 | 0 | 0 | 0 | 0 | 0 | 0 | 0 | 0 | 0 | 0 | 0 | 0 | 0 | 0 | 0 | 0 | 0 | 0 | 0 | 0 | 0 | 0 | 0 | 0 | 0 | 0 | 0 | 0 | 0
F1_Commercial_Retail_Existing_Food Preparation_Natural Gas_Range_E4 | F1 | Commercial | Retail | Existing | Food Preparation | Natural Gas | Range | E4 | RVT - Cost of Equipment | 0 | 0 | 0 | 0 | 0 | 0 | 0 | 0 | 0 | 0 | 0 | 0 | 0 | 0 | 0 | 0 | 0 | 0 | 0 | 0 | 0 | 0 | 0 | 0 | 0 | 0 | 0 | 0 | 0 | 0 | 0 | 0 | 0 | 0 | 0 | 0 | 0 | 0 | 0 | 0 | 0 | 0
F1_Commercial_Retail_Existing_Food Preparation_Natural Gas_Range_E5 | F1 | Commercial | Retail | Existing | Food Preparation | Natural Gas | Range | E5 | RVT - Cost of Equipment | 0 | 0 | 0 | 0 | 0 | 0 | 0 | 0 | 0 | 0 | 0 | 0 | 0 | 0 | 0 | 0 | 0 | 0 | 0 | 0 | 0 | 0 | 0 | 0 | 0 | 0 | 0 | 0 | 0 | 0 | 0 | 0 | 0 | 0 | 0 | 0 | 0 | 0 | 0 | 0 | 0 | 0
F1_Commercial_Retail_Existing_Food Preparation_Natural Gas_Range_E6 | F1 | Commercial | Retail | Existing | Food Preparation | Natural Gas | Range | E6 | RVT - Cost of Equipment | 0 | 0 | 0 | 0 | 0 | 0 | 0 | 0 | 0 | 0 | 0 | 0 | 0 | 0 | 0 | 0 | 0 | 0 | 0 | 0 | 0 | 0 | 0 | 0 | 0 | 0 | 0 | 0 | 0 | 0 | 0 | 0 | 0 | 0 | 0 | 0 | 0 | 0 | 0 | 0 | 0 | 0
F1_Commercial_Retail_Existing_Food Preparation_Natural Gas_Range_E7 | F1 | Commercial | Retail | Existing | Food Preparation | Natural Gas | Range | E7 | RVT - Cost of Equipment | 0 | 0 | 0 | 0 | 0 | 0 | 0 | 0 | 0 | 0 | 0 | 0 | 0 | 0 | 0 | 0 | 0 | 0 | 0 | 0 | 0 | 0 | 0 | 0 | 0 | 0 | 0 | 0 | 0 | 0 | 0 | 0 | 0 | 0 | 0 | 0 | 0 | 0 | 0 | 0 | 0 | 0
F1_Commercial_Retail_Existing_Food Preparation_Natural Gas_Range_E8 | F1 | Commercial | Retail | Existing | Food Preparation | Natural Gas | Range | E8 | RVT - Cost of Equipment | 0 | 0 | 0 | 0 | 0 | 0 | 0 | 0 | 0 | 0 | 0 | 0 | 0 | 0 | 0 | 0 | 0 | 0 | 0 | 0 | 0 | 0 | 0 | 0 | 0 | 0 | 0 | 0 | 0 | 0 | 0 | 0 | 0 | 0 | 0 | 0 | 0 | 0 | 0 | 0 | 0 | 0
F1_Commercial_Retail_Existing_Food Preparation_Natural Gas_Range_E9 | F1 | Commercial | Retail | Existing | Food Preparation | Natural Gas | Range | E9 | RVT - Cost of Equipment | 0 | 0 | 0 | 0 | 0 | 0 | 0 | 0 | 0 | 0 | 0 | 0 | 0 | 0 | 0 | 0 | 0 | 0 | 0 | 0 | 0 | 0 | 0 | 0 | 0 | 0 | 0 | 0 | 0 | 0 | 0 | 0 | 0 | 0 | 0 | 0 | 0 | 0 | 0 | 0 | 0 | 0
F1_Commercial_Retail_Existing_Food Preparation_Natural Gas_Range_E10 | F1 | Commercial | Retail | Existing | Food Preparation | Natural Gas | Range | E10 | RVT - Cost of Equipment | 0 | 0 | 0 | 0 | 0 | 0 | 0 | 0 | 0 | 0 | 0 | 0 | 0 | 0 | 0 | 0 | 0 | 0 | 0 | 0 | 0 | 0 | 0 | 0 | 0 | 0 | 0 | 0 | 0 | 0 | 0 | 0 | 0 | 0 | 0 | 0 | 0 | 0 | 0 | 0 | 0 | 0
F2_Commercial_Retail_Existing_Food Preparation_Natural Gas_Range_E1 | F2 | Commercial | Retail | Existing | Food Preparation | Natural Gas | Range | E1 | RVT - Cost of Operation | 0.94491 | 0.94476 | 0.9493 | 0.94232 | 0.93807 | 0.94116 | 0.95046 | 0.9578 | 0.96691 | 0.97552 | 0.98416 | 0.99211 | 1.0006 | 1.0095 | 1.018 | 1.0267 | 1.0355 | 1.045 | 1.055 | 1.0655 | 1.0758 | 1.0867 | 1.0966 | 1.1069 | 1.1161 | 1.124 | 1.1312 | 1.1373 | 1.1422 | 1.1462 | 1.1483 | 1.1498 | 1.1498 | 0 | 0 | 0 | 0 | 0 | 0 | 0 | 0 | 0
F2_Commercial_Retail_Existing_Food Preparation_Natural Gas_Range_E2 | F2 | Commercial | Retail | Existing | Food Preparation | Natural Gas | Range | E2 | RVT - Cost of Operation | 0.70868 | 0.70857 | 0.71198 | 0.70674 | 0.70355 | 0.70587 | 0.71285 | 0.71835 | 0.72519 | 0.73164 | 0.73812 | 0.74408 | 0.75047 | 0.75714 | 0.76352 | 0.77001 | 0.7766 | 0.78377 | 0.79125 | 0.79913 | 0.80689 | 0.81499 | 0.82247 | 0.83021 | 0.83706 | 0.84298 | 0.84837 | 0.85301 | 0.85665 | 0.85964 | 0.86126 | 0.86235 | 0.86235 | 0 | 0 | 0 | 0 | 0 | 0 | 0 | 0 | 0
F2_Commercial_Retail_Existing_Food Preparation_Natural Gas_Range_E3 | F2 | Commercial | Retail | Existing | Food Preparation | Natural Gas | Range | E3 | RVT - Cost of Operation | 0 | 0 | 0 | 0 | 0 | 0 | 0 | 0 | 0 | 0 | 0 | 0 | 0 | 0 | 0 | 0 | 0 | 0 | 0 | 0 | 0 | 0 | 0 | 0 | 0 | 0 | 0 | 0 | 0 | 0 | 0 | 0 | 0 | 0 | 0 | 0 | 0 | 0 | 0 | 0 | 0 | 0
F2_Commercial_Retail_Existing_Food Preparation_Natural Gas_Range_E4 | F2 | Commercial | Retail | Existing | Food Preparation | Natural Gas | Range | E4 | RVT - Cost of Operation | 0 | 0 | 0 | 0 | 0 | 0 | 0 | 0 | 0 | 0 | 0 | 0 | 0 | 0 | 0 | 0 | 0 | 0 | 0 | 0 | 0 | 0 | 0 | 0 | 0 | 0 | 0 | 0 | 0 | 0 | 0 | 0 | 0 | 0 | 0 | 0 | 0 | 0 | 0 | 0 | 0 | 0
F2_Commercial_Retail_Existing_Food Preparation_Natural Gas_Range_E5 | F2 | Commercial | Retail | Existing | Food Preparation | Natural Gas | Range | E5 | RVT - Cost of Operation | 0 | 0 | 0 | 0 | 0 | 0 | 0 | 0 | 0 | 0 | 0 | 0 | 0 | 0 | 0 | 0 | 0 | 0 | 0 | 0 | 0 | 0 | 0 | 0 | 0 | 0 | 0 | 0 | 0 | 0 | 0 | 0 | 0 | 0 | 0 | 0 | 0 | 0 | 0 | 0 | 0 | 0
F2_Commercial_Retail_Existing_Food Preparation_Natural Gas_Range_E6 | F2 | Commercial | Retail | Existing | Food Preparation | Natural Gas | Range | E6 | RVT - Cost of Operation | 0 | 0 | 0 | 0 | 0 | 0 | 0 | 0 | 0 | 0 | 0 | 0 | 0 | 0 | 0 | 0 | 0 | 0 | 0 | 0 | 0 | 0 | 0 | 0 | 0 | 0 | 0 | 0 | 0 | 0 | 0 | 0 | 0 | 0 | 0 | 0 | 0 | 0 | 0 | 0 | 0 | 0
F2_Commercial_Retail_Existing_Food Preparation_Natural Gas_Range_E7 | F2 | Commercial | Retail | Existing | Food Preparation | Natural Gas | Range | E7 | RVT - Cost of Operation | 0 | 0 | 0 | 0 | 0 | 0 | 0 | 0 | 0 | 0 | 0 | 0 | 0 | 0 | 0 | 0 | 0 | 0 | 0 | 0 | 0 | 0 | 0 | 0 | 0 | 0 | 0 | 0 | 0 | 0 | 0 | 0 | 0 | 0 | 0 | 0 | 0 | 0 | 0 | 0 | 0 | 0
F2_Commercial_Retail_Existing_Food Preparation_Natural Gas_Range_E8 | F2 | Commercial | Retail | Existing | Food Preparation | Natural Gas | Range | E8 | RVT - Cost of Operation | 0 | 0 | 0 | 0 | 0 | 0 | 0 | 0 | 0 | 0 | 0 | 0 | 0 | 0 | 0 | 0 | 0 | 0 | 0 | 0 | 0 | 0 | 0 | 0 | 0 | 0 | 0 | 0 | 0 | 0 | 0 | 0 | 0 | 0 | 0 | 0 | 0 | 0 | 0 | 0 | 0 | 0
F2_Commercial_Retail_Existing_Food Preparation_Natural Gas_Range_E9 | F2 | Commercial | Retail | Existing | Food Preparation | Natural Gas | Range | E9 | RVT - Cost of Operation | 0 | 0 | 0 | 0 | 0 | 0 | 0 | 0 | 0 | 0 | 0 | 0 | 0 | 0 | 0 | 0 | 0 | 0 | 0 | 0 | 0 | 0 | 0 | 0 | 0 | 0 | 0 | 0 | 0 | 0 | 0 | 0 | 0 | 0 | 0 | 0 | 0 | 0 | 0 | 0 | 0 | 0
F2_Commercial_Retail_Existing_Food Preparation_Natural Gas_Range_E10 | F2 | Commercial | Retail | Existing | Food Preparation | Natural Gas | Range | E10 | RVT - Cost of Operation | 0 | 0 | 0 | 0 | 0 | 0 | 0 | 0 | 0 | 0 | 0 | 0 | 0 | 0 | 0 | 0 | 0 | 0 | 0 | 0 | 0 | 0 | 0 | 0 | 0 | 0 | 0 | 0 | 0 | 0 | 0 | 0 | 0 | 0 | 0 | 0 | 0 | 0 | 0 | 0 | 0 | 0
F3_Commercial_Retail_Existing_Food Preparation_Natural Gas_Range_E1 | F3 | Commercial | Retail | Existing | Food Preparation | Natural Gas | Range | E1 | System - kBTUs of Consumption | 0.37803 | 0.37803 | 0.37803 | 0.37803 | 0.37803 | 0.37803 | 0.37803 | 0.37803 | 0.37803 | 0.37803 | 0.37803 | 0.37803 | 0.37803 | 0.37803 | 0.37803 | 0.37803 | 0.37803 | 0.37803 | 0.37803 | 0.37803 | 0.37803 | 0.37803 | 0.37803 | 0.37803 | 0.37803 | 0.37803 | 0.37803 | 0.37803 | 0.37803 | 0.37803 | 0.37803 | 0.37803 | 0.37803 | 0 | 0 | 0 | 0 | 0 | 0 | 0 | 0 | 0
F3_Commercial_Retail_Existing_Food Preparation_Natural Gas_Range_E2 | F3 | Commercial | Retail | Existing | Food Preparation | Natural Gas | Range | E2 | System - kBTUs of Consumption | 0.37808 | 0.37808 | 0.37808 | 0.37808 | 0.37808 | 0.37808 | 0.37808 | 0.37808 | 0.37808 | 0.37808 | 0.37808 | 0.37808 | 0.37808 | 0.37808 | 0.37808 | 0.37808 | 0.37808 | 0.37808 | 0.37808 | 0.37808 | 0.37808 | 0.37808 | 0.37808 | 0.37808 | 0.37808 | 0.37808 | 0.37808 | 0.37808 | 0.37808 | 0.37808 | 0.37808 | 0.37808 | 0.37808 | 0 | 0 | 0 | 0 | 0 | 0 | 0 | 0 | 0
F3_Commercial_Retail_Existing_Food Preparation_Natural Gas_Range_E3 | F3 | Commercial | Retail | Existing | Food Preparation | Natural Gas | Range | E3 | System - kBTUs of Consumption | 0 | 0 | 0 | 0 | 0 | 0 | 0 | 0 | 0 | 0 | 0 | 0 | 0 | 0 | 0 | 0 | 0 | 0 | 0 | 0 | 0 | 0 | 0 | 0 | 0 | 0 | 0 | 0 | 0 | 0 | 0 | 0 | 0 | 0 | 0 | 0 | 0 | 0 | 0 | 0 | 0 | 0
F3_Commercial_Retail_Existing_Food Preparation_Natural Gas_Range_E4 | F3 | Commercial | Retail | Existing | Food Preparation | Natural Gas | Range | E4 | System - kBTUs of Consumption | 0 | 0 | 0 | 0 | 0 | 0 | 0 | 0 | 0 | 0 | 0 | 0 | 0 | 0 | 0 | 0 | 0 | 0 | 0 | 0 | 0 | 0 | 0 | 0 | 0 | 0 | 0 | 0 | 0 | 0 | 0 | 0 | 0 | 0 | 0 | 0 | 0 | 0 | 0 | 0 | 0 | 0
F3_Commercial_Retail_Existing_Food Preparation_Natural Gas_Range_E5 | F3 | Commercial | Retail | Existing | Food Preparation | Natural Gas | Range | E5 | System - kBTUs of Consumption | 0 | 0 | 0 | 0 | 0 | 0 | 0 | 0 | 0 | 0 | 0 | 0 | 0 | 0 | 0 | 0 | 0 | 0 | 0 | 0 | 0 | 0 | 0 | 0 | 0 | 0 | 0 | 0 | 0 | 0 | 0 | 0 | 0 | 0 | 0 | 0 | 0 | 0 | 0 | 0 | 0 | 0
F3_Commercial_Retail_Existing_Food Preparation_Natural Gas_Range_E6 | F3 | Commercial | Retail | Existing | Food Preparation | Natural Gas | Range | E6 | System - kBTUs of Consumption | 0 | 0 | 0 | 0 | 0 | 0 | 0 | 0 | 0 | 0 | 0 | 0 | 0 | 0 | 0 | 0 | 0 | 0 | 0 | 0 | 0 | 0 | 0 | 0 | 0 | 0 | 0 | 0 | 0 | 0 | 0 | 0 | 0 | 0 | 0 | 0 | 0 | 0 | 0 | 0 | 0 | 0
F3_Commercial_Retail_Existing_Food Preparation_Natural Gas_Range_E7 | F3 | Commercial | Retail | Existing | Food Preparation | Natural Gas | Range | E7 | System - kBTUs of Consumption | 0 | 0 | 0 | 0 | 0 | 0 | 0 | 0 | 0 | 0 | 0 | 0 | 0 | 0 | 0 | 0 | 0 | 0 | 0 | 0 | 0 | 0 | 0 | 0 | 0 | 0 | 0 | 0 | 0 | 0 | 0 | 0 | 0 | 0 | 0 | 0 | 0 | 0 | 0 | 0 | 0 | 0
F3_Commercial_Retail_Existing_Food Preparation_Natural Gas_Range_E8 | F3 | Commercial | Retail | Existing | Food Preparation | Natural Gas | Range | E8 | System - kBTUs of Consumption | 0 | 0 | 0 | 0 | 0 | 0 | 0 | 0 | 0 | 0 | 0 | 0 | 0 | 0 | 0 | 0 | 0 | 0 | 0 | 0 | 0 | 0 | 0 | 0 | 0 | 0 | 0 | 0 | 0 | 0 | 0 | 0 | 0 | 0 | 0 | 0 | 0 | 0 | 0 | 0 | 0 | 0
F3_Commercial_Retail_Existing_Food Preparation_Natural Gas_Range_E9 | F3 | Commercial | Retail | Existing | Food Preparation | Natural Gas | Range | E9 | System - kBTUs of Consumption | 0 | 0 | 0 | 0 | 0 | 0 | 0 | 0 | 0 | 0 | 0 | 0 | 0 | 0 | 0 | 0 | 0 | 0 | 0 | 0 | 0 | 0 | 0 | 0 | 0 | 0 | 0 | 0 | 0 | 0 | 0 | 0 | 0 | 0 | 0 | 0 | 0 | 0 | 0 | 0 | 0 | 0
F3_Commercial_Retail_Existing_Food Preparation_Natural Gas_Range_E10 | F3 | Commercial | Retail | Existing | Food Preparation | Natural Gas | Range | E10 | System - kBTUs of Consumption | 0 | 0 | 0 | 0 | 0 | 0 | 0 | 0 | 0 | 0 | 0 | 0 | 0 | 0 | 0 | 0 | 0 | 0 | 0 | 0 | 0 | 0 | 0 | 0 | 0 | 0 | 0 | 0 | 0 | 0 | 0 | 0 | 0 | 0 | 0 | 0 | 0 | 0 | 0 | 0 | 0 | 0
F4_Commercial_Retail_Existing_Food Preparation_Natural Gas_Range_E1 | F4 | Commercial | Retail | Existing | Food Preparation | Natural Gas | Range | E1 | Utility - Cost of Equipment | 0.94491 | 0.94476 | 0.9493 | 0.94232 | 0.93807 | 0.94116 | 0.95046 | 0.9578 | 0.96691 | 0.97552 | 0.98416 | 0.99211 | 1.0006 | 1.0095 | 1.018 | 1.0267 | 1.0355 | 1.045 | 1.055 | 1.0655 | 1.0758 | 1.0867 | 1.0966 | 1.1069 | 1.1161 | 1.124 | 1.1312 | 1.1373 | 1.1422 | 1.1462 | 1.1483 | 1.1498 | 1.1498 | 0 | 0 | 0 | 0 | 0 | 0 | 0 | 0 | 0
F4_Commercial_Retail_Existing_Food Preparation_Natural Gas_Range_E2 | F4 | Commercial | Retail | Existing | Food Preparation | Natural Gas | Range | E2 | Utility - Cost of Equipment | 0.70868 | 0.70857 | 0.71198 | 0.70674 | 0.70355 | 0.70587 | 0.71285 | 0.71835 | 0.72519 | 0.73164 | 0.73812 | 0.74408 | 0.75047 | 0.75714 | 0.76352 | 0.77001 | 0.7766 | 0.78377 | 0.79125 | 0.79913 | 0.80689 | 0.81499 | 0.82247 | 0.83021 | 0.83706 | 0.84298 | 0.84837 | 0.85301 | 0.85665 | 0.85964 | 0.86126 | 0.86235 | 0.86235 | 0 | 0 | 0 | 0 | 0 | 0 | 0 | 0 | 0
F4_Commercial_Retail_Existing_Food Preparation_Natural Gas_Range_E3 | F4 | Commercial | Retail | Existing | Food Preparation | Natural Gas | Range | E3 | Utility - Cost of Equipment | 0 | 0 | 0 | 0 | 0 | 0 | 0 | 0 | 0 | 0 | 0 | 0 | 0 | 0 | 0 | 0 | 0 | 0 | 0 | 0 | 0 | 0 | 0 | 0 | 0 | 0 | 0 | 0 | 0 | 0 | 0 | 0 | 0 | 0 | 0 | 0 | 0 | 0 | 0 | 0 | 0 | 0
F4_Commercial_Retail_Existing_Food Preparation_Natural Gas_Range_E4 | F4 | Commercial | Retail | Existing | Food Preparation | Natural Gas | Range | E4 | Utility - Cost of Equipment | 0 | 0 | 0 | 0 | 0 | 0 | 0 | 0 | 0 | 0 | 0 | 0 | 0 | 0 | 0 | 0 | 0 | 0 | 0 | 0 | 0 | 0 | 0 | 0 | 0 | 0 | 0 | 0 | 0 | 0 | 0 | 0 | 0 | 0 | 0 | 0 | 0 | 0 | 0 | 0 | 0 | 0
F4_Commercial_Retail_Existing_Food Preparation_Natural Gas_Range_E5 | F4 | Commercial | Retail | Existing | Food Preparation | Natural Gas | Range | E5 | Utility - Cost of Equipment | 0 | 0 | 0 | 0 | 0 | 0 | 0 | 0 | 0 | 0 | 0 | 0 | 0 | 0 | 0 | 0 | 0 | 0 | 0 | 0 | 0 | 0 | 0 | 0 | 0 | 0 | 0 | 0 | 0 | 0 | 0 | 0 | 0 | 0 | 0 | 0 | 0 | 0 | 0 | 0 | 0 | 0
F4_Commercial_Retail_Existing_Food Preparation_Natural Gas_Range_E6 | F4 | Commercial | Retail | Existing | Food Preparation | Natural Gas | Range | E6 | Utility - Cost of Equipment | 0 | 0 | 0 | 0 | 0 | 0 | 0 | 0 | 0 | 0 | 0 | 0 | 0 | 0 | 0 | 0 | 0 | 0 | 0 | 0 | 0 | 0 | 0 | 0 | 0 | 0 | 0 | 0 | 0 | 0 | 0 | 0 | 0 | 0 | 0 | 0 | 0 | 0 | 0 | 0 | 0 | 0
F4_Commercial_Retail_Existing_Food Preparation_Natural Gas_Range_E7 | F4 | Commercial | Retail | Existing | Food Preparation | Natural Gas | Range | E7 | Utility - Cost of Equipment | 0 | 0 | 0 | 0 | 0 | 0 | 0 | 0 | 0 | 0 | 0 | 0 | 0 | 0 | 0 | 0 | 0 | 0 | 0 | 0 | 0 | 0 | 0 | 0 | 0 | 0 | 0 | 0 | 0 | 0 | 0 | 0 | 0 | 0 | 0 | 0 | 0 | 0 | 0 | 0 | 0 | 0
F4_Commercial_Retail_Existing_Food Preparation_Natural Gas_Range_E8 | F4 | Commercial | Retail | Existing | Food Preparation | Natural Gas | Range | E8 | Utility - Cost of Equipment | 0 | 0 | 0 | 0 | 0 | 0 | 0 | 0 | 0 | 0 | 0 | 0 | 0 | 0 | 0 | 0 | 0 | 0 | 0 | 0 | 0 | 0 | 0 | 0 | 0 | 0 | 0 | 0 | 0 | 0 | 0 | 0 | 0 | 0 | 0 | 0 | 0 | 0 | 0 | 0 | 0 | 0
F4_Commercial_Retail_Existing_Food Preparation_Natural Gas_Range_E9 | F4 | Commercial | Retail | Existing | Food Preparation | Natural Gas | Range | E9 | Utility - Cost of Equipment | 0 | 0 | 0 | 0 | 0 | 0 | 0 | 0 | 0 | 0 | 0 | 0 | 0 | 0 | 0 | 0 | 0 | 0 | 0 | 0 | 0 | 0 | 0 | 0 | 0 | 0 | 0 | 0 | 0 | 0 | 0 | 0 | 0 | 0 | 0 | 0 | 0 | 0 | 0 | 0 | 0 | 0
F4_Commercial_Retail_Existing_Food Preparation_Natural Gas_Range_E10 | F4 | Commercial | Retail | Existing | Food Preparation | Natural Gas | Range | E10 | Utility - Cost of Equipment | 0 | 0 | 0 | 0 | 0 | 0 | 0 | 0 | 0 | 0 | 0 | 0 | 0 | 0 | 0 | 0 | 0 | 0 | 0 | 0 | 0 | 0 | 0 | 0 | 0 | 0 | 0 | 0 | 0 | 0 | 0 | 0 | 0 | 0 | 0 | 0 | 0 | 0 | 0 | 0 | 0 | 0
F5_Commercial_Retail_Existing_Food Preparation_Natural Gas_Range_E1 | F5 | Commercial | Retail | Existing | Food Preparation | Natural Gas | Range | E1 | Utility - Cost of Operation | 0.37803 | 0.37803 | 0.37803 | 0.37803 | 0.37803 | 0.37803 | 0.37803 | 0.37803 | 0.37803 | 0.37803 | 0.37803 | 0.37803 | 0.37803 | 0.37803 | 0.37803 | 0.37803 | 0.37803 | 0.37803 | 0.37803 | 0.37803 | 0.37803 | 0.37803 | 0.37803 | 0.37803 | 0.37803 | 0.37803 | 0.37803 | 0.37803 | 0.37803 | 0.37803 | 0.37803 | 0.37803 | 0.37803 | 0 | 0 | 0 | 0 | 0 | 0 | 0 | 0 | 0
F5_Commercial_Retail_Existing_Food Preparation_Natural Gas_Range_E2 | F5 | Commercial | Retail | Existing | Food Preparation | Natural Gas | Range | E2 | Utility - Cost of Operation | 0.37808 | 0.37808 | 0.37808 | 0.37808 | 0.37808 | 0.37808 | 0.37808 | 0.37808 | 0.37808 | 0.37808 | 0.37808 | 0.37808 | 0.37808 | 0.37808 | 0.37808 | 0.37808 | 0.37808 | 0.37808 | 0.37808 | 0.37808 | 0.37808 | 0.37808 | 0.37808 | 0.37808 | 0.37808 | 0.37808 | 0.37808 | 0.37808 | 0.37808 | 0.37808 | 0.37808 | 0.37808 | 0.37808 | 0 | 0 | 0 | 0 | 0 | 0 | 0 | 0 | 0
F5_Commercial_Retail_Existing_Food Preparation_Natural Gas_Range_E3 | F5 | Commercial | Retail | Existing | Food Preparation | Natural Gas | Range | E3 | Utility - Cost of Operation | 0 | 0 | 0 | 0 | 0 | 0 | 0 | 0 | 0 | 0 | 0 | 0 | 0 | 0 | 0 | 0 | 0 | 0 | 0 | 0 | 0 | 0 | 0 | 0 | 0 | 0 | 0 | 0 | 0 | 0 | 0 | 0 | 0 | 0 | 0 | 0 | 0 | 0 | 0 | 0 | 0 | 0
F5_Commercial_Retail_Existing_Food Preparation_Natural Gas_Range_E4 | F5 | Commercial | Retail | Existing | Food Preparation | Natural Gas | Range | E4 | Utility - Cost of Operation | 0 | 0 | 0 | 0 | 0 | 0 | 0 | 0 | 0 | 0 | 0 | 0 | 0 | 0 | 0 | 0 | 0 | 0 | 0 | 0 | 0 | 0 | 0 | 0 | 0 | 0 | 0 | 0 | 0 | 0 | 0 | 0 | 0 | 0 | 0 | 0 | 0 | 0 | 0 | 0 | 0 | 0
F5_Commercial_Retail_Existing_Food Preparation_Natural Gas_Range_E5 | F5 | Commercial | Retail | Existing | Food Preparation | Natural Gas | Range | E5 | Utility - Cost of Operation | 0 | 0 | 0 | 0 | 0 | 0 | 0 | 0 | 0 | 0 | 0 | 0 | 0 | 0 | 0 | 0 | 0 | 0 | 0 | 0 | 0 | 0 | 0 | 0 | 0 | 0 | 0 | 0 | 0 | 0 | 0 | 0 | 0 | 0 | 0 | 0 | 0 | 0 | 0 | 0 | 0 | 0
F5_Commercial_Retail_Existing_Food Preparation_Natural Gas_Range_E6 | F5 | Commercial | Retail | Existing | Food Preparation | Natural Gas | Range | E6 | Utility - Cost of Operation | 0 | 0 | 0 | 0 | 0 | 0 | 0 | 0 | 0 | 0 | 0 | 0 | 0 | 0 | 0 | 0 | 0 | 0 | 0 | 0 | 0 | 0 | 0 | 0 | 0 | 0 | 0 | 0 | 0 | 0 | 0 | 0 | 0 | 0 | 0 | 0 | 0 | 0 | 0 | 0 | 0 | 0
F5_Commercial_Retail_Existing_Food Preparation_Natural Gas_Range_E7 | F5 | Commercial | Retail | Existing | Food Preparation | Natural Gas | Range | E7 | Utility - Cost of Operation | 0 | 0 | 0 | 0 | 0 | 0 | 0 | 0 | 0 | 0 | 0 | 0 | 0 | 0 | 0 | 0 | 0 | 0 | 0 | 0 | 0 | 0 | 0 | 0 | 0 | 0 | 0 | 0 | 0 | 0 | 0 | 0 | 0 | 0 | 0 | 0 | 0 | 0 | 0 | 0 | 0 | 0
F5_Commercial_Retail_Existing_Food Preparation_Natural Gas_Range_E8 | F5 | Commercial | Retail | Existing | Food Preparation | Natural Gas | Range | E8 | Utility - Cost of Operation | 0 | 0 | 0 | 0 | 0 | 0 | 0 | 0 | 0 | 0 | 0 | 0 | 0 | 0 | 0 | 0 | 0 | 0 | 0 | 0 | 0 | 0 | 0 | 0 | 0 | 0 | 0 | 0 | 0 | 0 | 0 | 0 | 0 | 0 | 0 | 0 | 0 | 0 | 0 | 0 | 0 | 0
F5_Commercial_Retail_Existing_Food Preparation_Natural Gas_Range_E9 | F5 | Commercial | Retail | Existing | Food Preparation | Natural Gas | Range | E9 | Utility - Cost of Operation | 0 | 0 | 0 | 0 | 0 | 0 | 0 | 0 | 0 | 0 | 0 | 0 | 0 | 0 | 0 | 0 | 0 | 0 | 0 | 0 | 0 | 0 | 0 | 0 | 0 | 0 | 0 | 0 | 0 | 0 | 0 | 0 | 0 | 0 | 0 | 0 | 0 | 0 | 0 | 0 | 0 | 0
F5_Commercial_Retail_Existing_Food Preparation_Natural Gas_Range_E10 | F5 | Commercial | Retail | Existing | Food Preparation | Natural Gas | Range | E10 | Utility - Cost of Operation | 0 | 0 | 0 | 0 | 0 | 0 | 0 | 0 | 0 | 0 | 0 | 0 | 0 | 0 | 0 | 0 | 0 | 0 | 0 | 0 | 0 | 0 | 0 | 0 | 0 | 0 | 0 | 0 | 0 | 0 | 0 | 0 | 0 | 0 | 0 | 0 | 0 | 0 | 0 | 0 | 0 | 0
F6_Commercial_Retail_Existing_Food Preparation_Natural Gas_Range_E1 | F6 | Commercial | Retail | Existing | Food Preparation | Natural Gas | Range | E1 | Utility - Value of Sales | 0.49986 | 0.50255 | 0.50688 | 0.50593 | 0.50593 | 0.50593 | 0.50593 | 0.50593 | 0.50593 | 0.50593 | 0.50593 | 0.50593 | 0.50593 | 0.50593 | 0.50593 | 0.50593 | 0.50593 | 0.50593 | 0.50593 | 0.50593 | 0.50593 | 0.50593 | 0.50593 | 0.50593 | 0.50593 | 0.50593 | 0.50593 | 0.50593 | 0.50593 | 0.50593 | 0.50593 | 0.50593 | 0.50593 | 0 | 0 | 0 | 0 | 0 | 0 | 0 | 0 | 0
F6_Commercial_Retail_Existing_Food Preparation_Natural Gas_Range_E2 | F6 | Commercial | Retail | Existing | Food Preparation | Natural Gas | Range | E2 | Utility - Value of Sales | 0.3749 | 0.37691 | 0.38016 | 0.37945 | 0.37945 | 0.37945 | 0.37945 | 0.37945 | 0.37945 | 0.37945 | 0.37945 | 0.37945 | 0.37945 | 0.37945 | 0.37945 | 0.37945 | 0.37945 | 0.37945 | 0.37945 | 0.37945 | 0.37945 | 0.37945 | 0.37945 | 0.37945 | 0.37945 | 0.37945 | 0.37945 | 0.37945 | 0.37945 | 0.37945 | 0.37945 | 0.37945 | 0.37945 | 0 | 0 | 0 | 0 | 0 | 0 | 0 | 0 | 0
F6_Commercial_Retail_Existing_Food Preparation_Natural Gas_Range_E3 | F6 | Commercial | Retail | Existing | Food Preparation | Natural Gas | Range | E3 | Utility - Value of Sales | 0 | 0 | 0 | 0 | 0 | 0 | 0 | 0 | 0 | 0 | 0 | 0 | 0 | 0 | 0 | 0 | 0 | 0 | 0 | 0 | 0 | 0 | 0 | 0 | 0 | 0 | 0 | 0 | 0 | 0 | 0 | 0 | 0 | 0 | 0 | 0 | 0 | 0 | 0 | 0 | 0 | 0
F6_Commercial_Retail_Existing_Food Preparation_Natural Gas_Range_E4 | F6 | Commercial | Retail | Existing | Food Preparation | Natural Gas | Range | E4 | Utility - Value of Sales | 0 | 0 | 0 | 0 | 0 | 0 | 0 | 0 | 0 | 0 | 0 | 0 | 0 | 0 | 0 | 0 | 0 | 0 | 0 | 0 | 0 | 0 | 0 | 0 | 0 | 0 | 0 | 0 | 0 | 0 | 0 | 0 | 0 | 0 | 0 | 0 | 0 | 0 | 0 | 0 | 0 | 0
F6_Commercial_Retail_Existing_Food Preparation_Natural Gas_Range_E5 | F6 | Commercial | Retail | Existing | Food Preparation | Natural Gas | Range | E5 | Utility - Value of Sales | 0 | 0 | 0 | 0 | 0 | 0 | 0 | 0 | 0 | 0 | 0 | 0 | 0 | 0 | 0 | 0 | 0 | 0 | 0 | 0 | 0 | 0 | 0 | 0 | 0 | 0 | 0 | 0 | 0 | 0 | 0 | 0 | 0 | 0 | 0 | 0 | 0 | 0 | 0 | 0 | 0 | 0
F6_Commercial_Retail_Existing_Food Preparation_Natural Gas_Range_E6 | F6 | Commercial | Retail | Existing | Food Preparation | Natural Gas | Range | E6 | Utility - Value of Sales | 0 | 0 | 0 | 0 | 0 | 0 | 0 | 0 | 0 | 0 | 0 | 0 | 0 | 0 | 0 | 0 | 0 | 0 | 0 | 0 | 0 | 0 | 0 | 0 | 0 | 0 | 0 | 0 | 0 | 0 | 0 | 0 | 0 | 0 | 0 | 0 | 0 | 0 | 0 | 0 | 0 | 0
F6_Commercial_Retail_Existing_Food Preparation_Natural Gas_Range_E7 | F6 | Commercial | Retail | Existing | Food Preparation | Natural Gas | Range | E7 | Utility - Value of Sales | 0 | 0 | 0 | 0 | 0 | 0 | 0 | 0 | 0 | 0 | 0 | 0 | 0 | 0 | 0 | 0 | 0 | 0 | 0 | 0 | 0 | 0 | 0 | 0 | 0 | 0 | 0 | 0 | 0 | 0 | 0 | 0 | 0 | 0 | 0 | 0 | 0 | 0 | 0 | 0 | 0 | 0
F6_Commercial_Retail_Existing_Food Preparation_Natural Gas_Range_E8 | F6 | Commercial | Retail | Existing | Food Preparation | Natural Gas | Range | E8 | Utility - Value of Sales | 0 | 0 | 0 | 0 | 0 | 0 | 0 | 0 | 0 | 0 | 0 | 0 | 0 | 0 | 0 | 0 | 0 | 0 | 0 | 0 | 0 | 0 | 0 | 0 | 0 | 0 | 0 | 0 | 0 | 0 | 0 | 0 | 0 | 0 | 0 | 0 | 0 | 0 | 0 | 0 | 0 | 0
F6_Commercial_Retail_Existing_Food Preparation_Natural Gas_Range_E9 | F6 | Commercial | Retail | Existing | Food Preparation | Natural Gas | Range | E9 | Utility - Value of Sales | 0 | 0 | 0 | 0 | 0 | 0 | 0 | 0 | 0 | 0 | 0 | 0 | 0 | 0 | 0 | 0 | 0 | 0 | 0 | 0 | 0 | 0 | 0 | 0 | 0 | 0 | 0 | 0 | 0 | 0 | 0 | 0 | 0 | 0 | 0 | 0 | 0 | 0 | 0 | 0 | 0 | 0
F6_Commercial_Retail_Existing_Food Preparation_Natural Gas_Range_E10 | F6 | Commercial | Retail | Existing | Food Preparation | Natural Gas | Range | E10 | Utility - Value of Sales | 0 | 0 | 0 | 0 | 0 | 0 | 0 | 0 | 0 | 0 | 0 | 0 | 0 | 0 | 0 | 0 | 0 | 0 | 0 | 0 | 0 | 0 | 0 | 0 | 0 | 0 | 0 | 0 | 0 | 0 | 0 | 0 | 0 | 0 | 0 | 0 | 0 | 0 | 0 | 0 | 0 | 0
F1_Commercial_Retail_Existing_Food Preparation_Natural Gas_Steamer_E1 | F1 | Commercial | Retail | Existing | Food Preparation | Natural Gas | Steamer | E1 | RVT - Cost of Equipment | 1.8538 | 1.856 | 1.866 | 0 | 0 | 0 | 0 | 0 | 0 | 0 | 0 | 0 | 0 | 0 | 0 | 0 | 0 | 0 | 0 | 0 | 0 | 0 | 0 | 0 | 0 | 0 | 0 | 0 | 0 | 0 | 0 | 0 | 0 | 0 | 0 | 0 | 0 | 0 | 0 | 0 | 0 | 0
F1_Commercial_Retail_Existing_Food Preparation_Natural Gas_Steamer_E2 | F1 | Commercial | Retail | Existing | Food Preparation | Natural Gas | Steamer | E2 | RVT - Cost of Equipment | 0.38669 | 0.38714 | 0.38922 | 0.3872 | 0.38614 | 0.38765 | 0.39137 | 0.39442 | 0.39812 | 0.40169 | 0.40528 | 0.40867 | 0.41226 | 0.41599 | 0.41959 | 0.42327 | 0.42698 | 0.43095 | 0.43498 | 0.43912 | 0.44306 | 0.44705 | 0.45065 | 0.45432 | 0.45755 | 0.46033 | 0.46286 | 0.46505 | 0.46676 | 0.46816 | 0.46893 | 0.46944 | 0.46944 | 0 | 0 | 0 | 0 | 0 | 0 | 0 | 0 | 0
F1_Commercial_Retail_Existing_Food Preparation_Natural Gas_Steamer_E3 | F1 | Commercial | Retail | Existing | Food Preparation | Natural Gas | Steamer | E3 | RVT - Cost of Equipment | 0 | 0 | 0 | 0 | 0 | 0 | 0 | 0 | 0 | 0 | 0 | 0 | 0 | 0 | 0 | 0 | 0 | 0 | 0 | 0 | 0 | 0 | 0 | 0 | 0 | 0 | 0 | 0 | 0 | 0 | 0 | 0 | 0 | 0 | 0 | 0 | 0 | 0 | 0 | 0 | 0 | 0
F1_Commercial_Retail_Existing_Food Preparation_Natural Gas_Steamer_E4 | F1 | Commercial | Retail | Existing | Food Preparation | Natural Gas | Steamer | E4 | RVT - Cost of Equipment | 0 | 0 | 0 | 0 | 0 | 0 | 0 | 0 | 0 | 0 | 0 | 0 | 0 | 0 | 0 | 0 | 0 | 0 | 0 | 0 | 0 | 0 | 0 | 0 | 0 | 0 | 0 | 0 | 0 | 0 | 0 | 0 | 0 | 0 | 0 | 0 | 0 | 0 | 0 | 0 | 0 | 0
F1_Commercial_Retail_Existing_Food Preparation_Natural Gas_Steamer_E5 | F1 | Commercial | Retail | Existing | Food Preparation | Natural Gas | Steamer | E5 | RVT - Cost of Equipment | 0 | 0 | 0 | 0 | 0 | 0 | 0 | 0 | 0 | 0 | 0 | 0 | 0 | 0 | 0 | 0 | 0 | 0 | 0 | 0 | 0 | 0 | 0 | 0 | 0 | 0 | 0 | 0 | 0 | 0 | 0 | 0 | 0 | 0 | 0 | 0 | 0 | 0 | 0 | 0 | 0 | 0
F1_Commercial_Retail_Existing_Food Preparation_Natural Gas_Steamer_E6 | F1 | Commercial | Retail | Existing | Food Preparation | Natural Gas | Steamer | E6 | RVT - Cost of Equipment | 0 | 0 | 0 | 0 | 0 | 0 | 0 | 0 | 0 | 0 | 0 | 0 | 0 | 0 | 0 | 0 | 0 | 0 | 0 | 0 | 0 | 0 | 0 | 0 | 0 | 0 | 0 | 0 | 0 | 0 | 0 | 0 | 0 | 0 | 0 | 0 | 0 | 0 | 0 | 0 | 0 | 0
F1_Commercial_Retail_Existing_Food Preparation_Natural Gas_Steamer_E7 | F1 | Commercial | Retail | Existing | Food Preparation | Natural Gas | Steamer | E7 | RVT - Cost of Equipment | 0 | 0 | 0 | 0 | 0 | 0 | 0 | 0 | 0 | 0 | 0 | 0 | 0 | 0 | 0 | 0 | 0 | 0 | 0 | 0 | 0 | 0 | 0 | 0 | 0 | 0 | 0 | 0 | 0 | 0 | 0 | 0 | 0 | 0 | 0 | 0 | 0 | 0 | 0 | 0 | 0 | 0
F1_Commercial_Retail_Existing_Food Preparation_Natural Gas_Steamer_E8 | F1 | Commercial | Retail | Existing | Food Preparation | Natural Gas | Steamer | E8 | RVT - Cost of Equipment | 0 | 0 | 0 | 0 | 0 | 0 | 0 | 0 | 0 | 0 | 0 | 0 | 0 | 0 | 0 | 0 | 0 | 0 | 0 | 0 | 0 | 0 | 0 | 0 | 0 | 0 | 0 | 0 | 0 | 0 | 0 | 0 | 0 | 0 | 0 | 0 | 0 | 0 | 0 | 0 | 0 | 0
F1_Commercial_Retail_Existing_Food Preparation_Natural Gas_Steamer_E9 | F1 | Commercial | Retail | Existing | Food Preparation | Natural Gas | Steamer | E9 | RVT - Cost of Equipment | 0 | 0 | 0 | 0 | 0 | 0 | 0 | 0 | 0 | 0 | 0 | 0 | 0 | 0 | 0 | 0 | 0 | 0 | 0 | 0 | 0 | 0 | 0 | 0 | 0 | 0 | 0 | 0 | 0 | 0 | 0 | 0 | 0 | 0 | 0 | 0 | 0 | 0 | 0 | 0 | 0 | 0
F1_Commercial_Retail_Existing_Food Preparation_Natural Gas_Steamer_E10 | F1 | Commercial | Retail | Existing | Food Preparation | Natural Gas | Steamer | E10 | RVT - Cost of Equipment | 0 | 0 | 0 | 0 | 0 | 0 | 0 | 0 | 0 | 0 | 0 | 0 | 0 | 0 | 0 | 0 | 0 | 0 | 0 | 0 | 0 | 0 | 0 | 0 | 0 | 0 | 0 | 0 | 0 | 0 | 0 | 0 | 0 | 0 | 0 | 0 | 0 | 0 | 0 | 0 | 0 | 0
F2_Commercial_Retail_Existing_Food Preparation_Natural Gas_Steamer_E1 | F2 | Commercial | Retail | Existing | Food Preparation | Natural Gas | Steamer | E1 | RVT - Cost of Operation | 2.221 | 2.2236 | 2.2355 | 0 | 0 | 0 | 0 | 0 | 0 | 0 | 0 | 0 | 0 | 0 | 0 | 0 | 0 | 0 | 0 | 0 | 0 | 0 | 0 | 0 | 0 | 0 | 0 | 0 | 0 | 0 | 0 | 0 | 0 | 0 | 0 | 0 | 0 | 0 | 0 | 0 | 0 | 0
F2_Commercial_Retail_Existing_Food Preparation_Natural Gas_Steamer_E2 | F2 | Commercial | Retail | Existing | Food Preparation | Natural Gas | Steamer | E2 | RVT - Cost of Operation | 0.46327 | 0.46382 | 0.46631 | 0.4639 | 0.46262 | 0.46444 | 0.46889 | 0.47254 | 0.47697 | 0.48125 | 0.48556 | 0.48961 | 0.49391 | 0.49838 | 0.5027 | 0.5071 | 0.51155 | 0.5163 | 0.52114 | 0.52609 | 0.53081 | 0.53559 | 0.53991 | 0.54431 | 0.54817 | 0.5515 | 0.55454 | 0.55716 | 0.55921 | 0.56089 | 0.56181 | 0.56242 | 0.56242 | 0 | 0 | 0 | 0 | 0 | 0 | 0 | 0 | 0
F2_Commercial_Retail_Existing_Food Preparation_Natural Gas_Steamer_E3 | F2 | Commercial | Retail | Existing | Food Preparation | Natural Gas | Steamer | E3 | RVT - Cost of Operation | 0 | 0 | 0 | 0 | 0 | 0 | 0 | 0 | 0 | 0 | 0 | 0 | 0 | 0 | 0 | 0 | 0 | 0 | 0 | 0 | 0 | 0 | 0 | 0 | 0 | 0 | 0 | 0 | 0 | 0 | 0 | 0 | 0 | 0 | 0 | 0 | 0 | 0 | 0 | 0 | 0 | 0
F2_Commercial_Retail_Existing_Food Preparation_Natural Gas_Steamer_E4 | F2 | Commercial | Retail | Existing | Food Preparation | Natural Gas | Steamer | E4 | RVT - Cost of Operation | 0 | 0 | 0 | 0 | 0 | 0 | 0 | 0 | 0 | 0 | 0 | 0 | 0 | 0 | 0 | 0 | 0 | 0 | 0 | 0 | 0 | 0 | 0 | 0 | 0 | 0 | 0 | 0 | 0 | 0 | 0 | 0 | 0 | 0 | 0 | 0 | 0 | 0 | 0 | 0 | 0 | 0
F2_Commercial_Retail_Existing_Food Preparation_Natural Gas_Steamer_E5 | F2 | Commercial | Retail | Existing | Food Preparation | Natural Gas | Steamer | E5 | RVT - Cost of Operation | 0 | 0 | 0 | 0 | 0 | 0 | 0 | 0 | 0 | 0 | 0 | 0 | 0 | 0 | 0 | 0 | 0 | 0 | 0 | 0 | 0 | 0 | 0 | 0 | 0 | 0 | 0 | 0 | 0 | 0 | 0 | 0 | 0 | 0 | 0 | 0 | 0 | 0 | 0 | 0 | 0 | 0
F2_Commercial_Retail_Existing_Food Preparation_Natural Gas_Steamer_E6 | F2 | Commercial | Retail | Existing | Food Preparation | Natural Gas | Steamer | E6 | RVT - Cost of Operation | 0 | 0 | 0 | 0 | 0 | 0 | 0 | 0 | 0 | 0 | 0 | 0 | 0 | 0 | 0 | 0 | 0 | 0 | 0 | 0 | 0 | 0 | 0 | 0 | 0 | 0 | 0 | 0 | 0 | 0 | 0 | 0 | 0 | 0 | 0 | 0 | 0 | 0 | 0 | 0 | 0 | 0
F2_Commercial_Retail_Existing_Food Preparation_Natural Gas_Steamer_E7 | F2 | Commercial | Retail | Existing | Food Preparation | Natural Gas | Steamer | E7 | RVT - Cost of Operation | 0 | 0 | 0 | 0 | 0 | 0 | 0 | 0 | 0 | 0 | 0 | 0 | 0 | 0 | 0 | 0 | 0 | 0 | 0 | 0 | 0 | 0 | 0 | 0 | 0 | 0 | 0 | 0 | 0 | 0 | 0 | 0 | 0 | 0 | 0 | 0 | 0 | 0 | 0 | 0 | 0 | 0
F2_Commercial_Retail_Existing_Food Preparation_Natural Gas_Steamer_E8 | F2 | Commercial | Retail | Existing | Food Preparation | Natural Gas | Steamer | E8 | RVT - Cost of Operation | 0 | 0 | 0 | 0 | 0 | 0 | 0 | 0 | 0 | 0 | 0 | 0 | 0 | 0 | 0 | 0 | 0 | 0 | 0 | 0 | 0 | 0 | 0 | 0 | 0 | 0 | 0 | 0 | 0 | 0 | 0 | 0 | 0 | 0 | 0 | 0 | 0 | 0 | 0 | 0 | 0 | 0
F2_Commercial_Retail_Existing_Food Preparation_Natural Gas_Steamer_E9 | F2 | Commercial | Retail | Existing | Food Preparation | Natural Gas | Steamer | E9 | RVT - Cost of Operation | 0 | 0 | 0 | 0 | 0 | 0 | 0 | 0 | 0 | 0 | 0 | 0 | 0 | 0 | 0 | 0 | 0 | 0 | 0 | 0 | 0 | 0 | 0 | 0 | 0 | 0 | 0 | 0 | 0 | 0 | 0 | 0 | 0 | 0 | 0 | 0 | 0 | 0 | 0 | 0 | 0 | 0
F2_Commercial_Retail_Existing_Food Preparation_Natural Gas_Steamer_E10 | F2 | Commercial | Retail | Existing | Food Preparation | Natural Gas | Steamer | E10 | RVT - Cost of Operation | 0 | 0 | 0 | 0 | 0 | 0 | 0 | 0 | 0 | 0 | 0 | 0 | 0 | 0 | 0 | 0 | 0 | 0 | 0 | 0 | 0 | 0 | 0 | 0 | 0 | 0 | 0 | 0 | 0 | 0 | 0 | 0 | 0 | 0 | 0 | 0 | 0 | 0 | 0 | 0 | 0 | 0
F3_Commercial_Retail_Existing_Food Preparation_Natural Gas_Steamer_E1 | F3 | Commercial | Retail | Existing | Food Preparation | Natural Gas | Steamer | E1 | System - kBTUs of Consumption | 1.1411 | 1.1411 | 1.1411 | 0 | 0 | 0 | 0 | 0 | 0 | 0 | 0 | 0 | 0 | 0 | 0 | 0 | 0 | 0 | 0 | 0 | 0 | 0 | 0 | 0 | 0 | 0 | 0 | 0 | 0 | 0 | 0 | 0 | 0 | 0 | 0 | 0 | 0 | 0 | 0 | 0 | 0 | 0
F3_Commercial_Retail_Existing_Food Preparation_Natural Gas_Steamer_E2 | F3 | Commercial | Retail | Existing | Food Preparation | Natural Gas | Steamer | E2 | System - kBTUs of Consumption | 1.2259 | 1.2259 | 1.2259 | 1.2259 | 1.2259 | 1.2259 | 1.2259 | 1.2259 | 1.2259 | 1.2259 | 1.2259 | 1.2259 | 1.2259 | 1.2259 | 1.2259 | 1.2259 | 1.2259 | 1.2259 | 1.2259 | 1.2259 | 1.2259 | 1.2259 | 1.2259 | 1.2259 | 1.2259 | 1.2259 | 1.2259 | 1.2259 | 1.2259 | 1.2259 | 1.2259 | 1.2259 | 1.2259 | 0 | 0 | 0 | 0 | 0 | 0 | 0 | 0 | 0
F3_Commercial_Retail_Existing_Food Preparation_Natural Gas_Steamer_E3 | F3 | Commercial | Retail | Existing | Food Preparation | Natural Gas | Steamer | E3 | System - kBTUs of Consumption | 0 | 0 | 0 | 0 | 0 | 0 | 0 | 0 | 0 | 0 | 0 | 0 | 0 | 0 | 0 | 0 | 0 | 0 | 0 | 0 | 0 | 0 | 0 | 0 | 0 | 0 | 0 | 0 | 0 | 0 | 0 | 0 | 0 | 0 | 0 | 0 | 0 | 0 | 0 | 0 | 0 | 0
F3_Commercial_Retail_Existing_Food Preparation_Natural Gas_Steamer_E4 | F3 | Commercial | Retail | Existing | Food Preparation | Natural Gas | Steamer | E4 | System - kBTUs of Consumption | 0 | 0 | 0 | 0 | 0 | 0 | 0 | 0 | 0 | 0 | 0 | 0 | 0 | 0 | 0 | 0 | 0 | 0 | 0 | 0 | 0 | 0 | 0 | 0 | 0 | 0 | 0 | 0 | 0 | 0 | 0 | 0 | 0 | 0 | 0 | 0 | 0 | 0 | 0 | 0 | 0 | 0
F3_Commercial_Retail_Existing_Food Preparation_Natural Gas_Steamer_E5 | F3 | Commercial | Retail | Existing | Food Preparation | Natural Gas | Steamer | E5 | System - kBTUs of Consumption | 0 | 0 | 0 | 0 | 0 | 0 | 0 | 0 | 0 | 0 | 0 | 0 | 0 | 0 | 0 | 0 | 0 | 0 | 0 | 0 | 0 | 0 | 0 | 0 | 0 | 0 | 0 | 0 | 0 | 0 | 0 | 0 | 0 | 0 | 0 | 0 | 0 | 0 | 0 | 0 | 0 | 0
F3_Commercial_Retail_Existing_Food Preparation_Natural Gas_Steamer_E6 | F3 | Commercial | Retail | Existing | Food Preparation | Natural Gas | Steamer | E6 | System - kBTUs of Consumption | 0 | 0 | 0 | 0 | 0 | 0 | 0 | 0 | 0 | 0 | 0 | 0 | 0 | 0 | 0 | 0 | 0 | 0 | 0 | 0 | 0 | 0 | 0 | 0 | 0 | 0 | 0 | 0 | 0 | 0 | 0 | 0 | 0 | 0 | 0 | 0 | 0 | 0 | 0 | 0 | 0 | 0
F3_Commercial_Retail_Existing_Food Preparation_Natural Gas_Steamer_E7 | F3 | Commercial | Retail | Existing | Food Preparation | Natural Gas | Steamer | E7 | System - kBTUs of Consumption | 0 | 0 | 0 | 0 | 0 | 0 | 0 | 0 | 0 | 0 | 0 | 0 | 0 | 0 | 0 | 0 | 0 | 0 | 0 | 0 | 0 | 0 | 0 | 0 | 0 | 0 | 0 | 0 | 0 | 0 | 0 | 0 | 0 | 0 | 0 | 0 | 0 | 0 | 0 | 0 | 0 | 0
F3_Commercial_Retail_Existing_Food Preparation_Natural Gas_Steamer_E8 | F3 | Commercial | Retail | Existing | Food Preparation | Natural Gas | Steamer | E8 | System - kBTUs of Consumption | 0 | 0 | 0 | 0 | 0 | 0 | 0 | 0 | 0 | 0 | 0 | 0 | 0 | 0 | 0 | 0 | 0 | 0 | 0 | 0 | 0 | 0 | 0 | 0 | 0 | 0 | 0 | 0 | 0 | 0 | 0 | 0 | 0 | 0 | 0 | 0 | 0 | 0 | 0 | 0 | 0 | 0
F3_Commercial_Retail_Existing_Food Preparation_Natural Gas_Steamer_E9 | F3 | Commercial | Retail | Existing | Food Preparation | Natural Gas | Steamer | E9 | System - kBTUs of Consumption | 0 | 0 | 0 | 0 | 0 | 0 | 0 | 0 | 0 | 0 | 0 | 0 | 0 | 0 | 0 | 0 | 0 | 0 | 0 | 0 | 0 | 0 | 0 | 0 | 0 | 0 | 0 | 0 | 0 | 0 | 0 | 0 | 0 | 0 | 0 | 0 | 0 | 0 | 0 | 0 | 0 | 0
F3_Commercial_Retail_Existing_Food Preparation_Natural Gas_Steamer_E10 | F3 | Commercial | Retail | Existing | Food Preparation | Natural Gas | Steamer | E10 | System - kBTUs of Consumption | 0 | 0 | 0 | 0 | 0 | 0 | 0 | 0 | 0 | 0 | 0 | 0 | 0 | 0 | 0 | 0 | 0 | 0 | 0 | 0 | 0 | 0 | 0 | 0 | 0 | 0 | 0 | 0 | 0 | 0 | 0 | 0 | 0 | 0 | 0 | 0 | 0 | 0 | 0 | 0 | 0 | 0
F4_Commercial_Retail_Existing_Food Preparation_Natural Gas_Steamer_E1 | F4 | Commercial | Retail | Existing | Food Preparation | Natural Gas | Steamer | E1 | Utility - Cost of Equipment | 2.221 | 2.2236 | 2.2355 | 0 | 0 | 0 | 0 | 0 | 0 | 0 | 0 | 0 | 0 | 0 | 0 | 0 | 0 | 0 | 0 | 0 | 0 | 0 | 0 | 0 | 0 | 0 | 0 | 0 | 0 | 0 | 0 | 0 | 0 | 0 | 0 | 0 | 0 | 0 | 0 | 0 | 0 | 0
F4_Commercial_Retail_Existing_Food Preparation_Natural Gas_Steamer_E2 | F4 | Commercial | Retail | Existing | Food Preparation | Natural Gas | Steamer | E2 | Utility - Cost of Equipment | 0.46327 | 0.46382 | 0.46631 | 0.4639 | 0.46262 | 0.46444 | 0.46889 | 0.47254 | 0.47697 | 0.48125 | 0.48556 | 0.48961 | 0.49391 | 0.49838 | 0.5027 | 0.5071 | 0.51155 | 0.5163 | 0.52114 | 0.52609 | 0.53081 | 0.53559 | 0.53991 | 0.54431 | 0.54817 | 0.5515 | 0.55454 | 0.55716 | 0.55921 | 0.56089 | 0.56181 | 0.56242 | 0.56242 | 0 | 0 | 0 | 0 | 0 | 0 | 0 | 0 | 0
F4_Commercial_Retail_Existing_Food Preparation_Natural Gas_Steamer_E3 | F4 | Commercial | Retail | Existing | Food Preparation | Natural Gas | Steamer | E3 | Utility - Cost of Equipment | 0 | 0 | 0 | 0 | 0 | 0 | 0 | 0 | 0 | 0 | 0 | 0 | 0 | 0 | 0 | 0 | 0 | 0 | 0 | 0 | 0 | 0 | 0 | 0 | 0 | 0 | 0 | 0 | 0 | 0 | 0 | 0 | 0 | 0 | 0 | 0 | 0 | 0 | 0 | 0 | 0 | 0
F4_Commercial_Retail_Existing_Food Preparation_Natural Gas_Steamer_E4 | F4 | Commercial | Retail | Existing | Food Preparation | Natural Gas | Steamer | E4 | Utility - Cost of Equipment | 0 | 0 | 0 | 0 | 0 | 0 | 0 | 0 | 0 | 0 | 0 | 0 | 0 | 0 | 0 | 0 | 0 | 0 | 0 | 0 | 0 | 0 | 0 | 0 | 0 | 0 | 0 | 0 | 0 | 0 | 0 | 0 | 0 | 0 | 0 | 0 | 0 | 0 | 0 | 0 | 0 | 0
F4_Commercial_Retail_Existing_Food Preparation_Natural Gas_Steamer_E5 | F4 | Commercial | Retail | Existing | Food Preparation | Natural Gas | Steamer | E5 | Utility - Cost of Equipment | 0 | 0 | 0 | 0 | 0 | 0 | 0 | 0 | 0 | 0 | 0 | 0 | 0 | 0 | 0 | 0 | 0 | 0 | 0 | 0 | 0 | 0 | 0 | 0 | 0 | 0 | 0 | 0 | 0 | 0 | 0 | 0 | 0 | 0 | 0 | 0 | 0 | 0 | 0 | 0 | 0 | 0
F4_Commercial_Retail_Existing_Food Preparation_Natural Gas_Steamer_E6 | F4 | Commercial | Retail | Existing | Food Preparation | Natural Gas | Steamer | E6 | Utility - Cost of Equipment | 0 | 0 | 0 | 0 | 0 | 0 | 0 | 0 | 0 | 0 | 0 | 0 | 0 | 0 | 0 | 0 | 0 | 0 | 0 | 0 | 0 | 0 | 0 | 0 | 0 | 0 | 0 | 0 | 0 | 0 | 0 | 0 | 0 | 0 | 0 | 0 | 0 | 0 | 0 | 0 | 0 | 0
F4_Commercial_Retail_Existing_Food Preparation_Natural Gas_Steamer_E7 | F4 | Commercial | Retail | Existing | Food Preparation | Natural Gas | Steamer | E7 | Utility - Cost of Equipment | 0 | 0 | 0 | 0 | 0 | 0 | 0 | 0 | 0 | 0 | 0 | 0 | 0 | 0 | 0 | 0 | 0 | 0 | 0 | 0 | 0 | 0 | 0 | 0 | 0 | 0 | 0 | 0 | 0 | 0 | 0 | 0 | 0 | 0 | 0 | 0 | 0 | 0 | 0 | 0 | 0 | 0
F4_Commercial_Retail_Existing_Food Preparation_Natural Gas_Steamer_E8 | F4 | Commercial | Retail | Existing | Food Preparation | Natural Gas | Steamer | E8 | Utility - Cost of Equipment | 0 | 0 | 0 | 0 | 0 | 0 | 0 | 0 | 0 | 0 | 0 | 0 | 0 | 0 | 0 | 0 | 0 | 0 | 0 | 0 | 0 | 0 | 0 | 0 | 0 | 0 | 0 | 0 | 0 | 0 | 0 | 0 | 0 | 0 | 0 | 0 | 0 | 0 | 0 | 0 | 0 | 0
F4_Commercial_Retail_Existing_Food Preparation_Natural Gas_Steamer_E9 | F4 | Commercial | Retail | Existing | Food Preparation | Natural Gas | Steamer | E9 | Utility - Cost of Equipment | 0 | 0 | 0 | 0 | 0 | 0 | 0 | 0 | 0 | 0 | 0 | 0 | 0 | 0 | 0 | 0 | 0 | 0 | 0 | 0 | 0 | 0 | 0 | 0 | 0 | 0 | 0 | 0 | 0 | 0 | 0 | 0 | 0 | 0 | 0 | 0 | 0 | 0 | 0 | 0 | 0 | 0
F4_Commercial_Retail_Existing_Food Preparation_Natural Gas_Steamer_E10 | F4 | Commercial | Retail | Existing | Food Preparation | Natural Gas | Steamer | E10 | Utility - Cost of Equipment | 0 | 0 | 0 | 0 | 0 | 0 | 0 | 0 | 0 | 0 | 0 | 0 | 0 | 0 | 0 | 0 | 0 | 0 | 0 | 0 | 0 | 0 | 0 | 0 | 0 | 0 | 0 | 0 | 0 | 0 | 0 | 0 | 0 | 0 | 0 | 0 | 0 | 0 | 0 | 0 | 0 | 0
F5_Commercial_Retail_Existing_Food Preparation_Natural Gas_Steamer_E1 | F5 | Commercial | Retail | Existing | Food Preparation | Natural Gas | Steamer | E1 | Utility - Cost of Operation | 1.1411 | 1.1411 | 1.1411 | 0 | 0 | 0 | 0 | 0 | 0 | 0 | 0 | 0 | 0 | 0 | 0 | 0 | 0 | 0 | 0 | 0 | 0 | 0 | 0 | 0 | 0 | 0 | 0 | 0 | 0 | 0 | 0 | 0 | 0 | 0 | 0 | 0 | 0 | 0 | 0 | 0 | 0 | 0
F5_Commercial_Retail_Existing_Food Preparation_Natural Gas_Steamer_E2 | F5 | Commercial | Retail | Existing | Food Preparation | Natural Gas | Steamer | E2 | Utility - Cost of Operation | 1.2259 | 1.2259 | 1.2259 | 1.2259 | 1.2259 | 1.2259 | 1.2259 | 1.2259 | 1.2259 | 1.2259 | 1.2259 | 1.2259 | 1.2259 | 1.2259 | 1.2259 | 1.2259 | 1.2259 | 1.2259 | 1.2259 | 1.2259 | 1.2259 | 1.2259 | 1.2259 | 1.2259 | 1.2259 | 1.2259 | 1.2259 | 1.2259 | 1.2259 | 1.2259 | 1.2259 | 1.2259 | 1.2259 | 0 | 0 | 0 | 0 | 0 | 0 | 0 | 0 | 0
F5_Commercial_Retail_Existing_Food Preparation_Natural Gas_Steamer_E3 | F5 | Commercial | Retail | Existing | Food Preparation | Natural Gas | Steamer | E3 | Utility - Cost of Operation | 0 | 0 | 0 | 0 | 0 | 0 | 0 | 0 | 0 | 0 | 0 | 0 | 0 | 0 | 0 | 0 | 0 | 0 | 0 | 0 | 0 | 0 | 0 | 0 | 0 | 0 | 0 | 0 | 0 | 0 | 0 | 0 | 0 | 0 | 0 | 0 | 0 | 0 | 0 | 0 | 0 | 0
F5_Commercial_Retail_Existing_Food Preparation_Natural Gas_Steamer_E4 | F5 | Commercial | Retail | Existing | Food Preparation | Natural Gas | Steamer | E4 | Utility - Cost of Operation | 0 | 0 | 0 | 0 | 0 | 0 | 0 | 0 | 0 | 0 | 0 | 0 | 0 | 0 | 0 | 0 | 0 | 0 | 0 | 0 | 0 | 0 | 0 | 0 | 0 | 0 | 0 | 0 | 0 | 0 | 0 | 0 | 0 | 0 | 0 | 0 | 0 | 0 | 0 | 0 | 0 | 0
F5_Commercial_Retail_Existing_Food Preparation_Natural Gas_Steamer_E5 | F5 | Commercial | Retail | Existing | Food Preparation | Natural Gas | Steamer | E5 | Utility - Cost of Operation | 0 | 0 | 0 | 0 | 0 | 0 | 0 | 0 | 0 | 0 | 0 | 0 | 0 | 0 | 0 | 0 | 0 | 0 | 0 | 0 | 0 | 0 | 0 | 0 | 0 | 0 | 0 | 0 | 0 | 0 | 0 | 0 | 0 | 0 | 0 | 0 | 0 | 0 | 0 | 0 | 0 | 0
F5_Commercial_Retail_Existing_Food Preparation_Natural Gas_Steamer_E6 | F5 | Commercial | Retail | Existing | Food Preparation | Natural Gas | Steamer | E6 | Utility - Cost of Operation | 0 | 0 | 0 | 0 | 0 | 0 | 0 | 0 | 0 | 0 | 0 | 0 | 0 | 0 | 0 | 0 | 0 | 0 | 0 | 0 | 0 | 0 | 0 | 0 | 0 | 0 | 0 | 0 | 0 | 0 | 0 | 0 | 0 | 0 | 0 | 0 | 0 | 0 | 0 | 0 | 0 | 0
F5_Commercial_Retail_Existing_Food Preparation_Natural Gas_Steamer_E7 | F5 | Commercial | Retail | Existing | Food Preparation | Natural Gas | Steamer | E7 | Utility - Cost of Operation | 0 | 0 | 0 | 0 | 0 | 0 | 0 | 0 | 0 | 0 | 0 | 0 | 0 | 0 | 0 | 0 | 0 | 0 | 0 | 0 | 0 | 0 | 0 | 0 | 0 | 0 | 0 | 0 | 0 | 0 | 0 | 0 | 0 | 0 | 0 | 0 | 0 | 0 | 0 | 0 | 0 | 0
F5_Commercial_Retail_Existing_Food Preparation_Natural Gas_Steamer_E8 | F5 | Commercial | Retail | Existing | Food Preparation | Natural Gas | Steamer | E8 | Utility - Cost of Operation | 0 | 0 | 0 | 0 | 0 | 0 | 0 | 0 | 0 | 0 | 0 | 0 | 0 | 0 | 0 | 0 | 0 | 0 | 0 | 0 | 0 | 0 | 0 | 0 | 0 | 0 | 0 | 0 | 0 | 0 | 0 | 0 | 0 | 0 | 0 | 0 | 0 | 0 | 0 | 0 | 0 | 0
F5_Commercial_Retail_Existing_Food Preparation_Natural Gas_Steamer_E9 | F5 | Commercial | Retail | Existing | Food Preparation | Natural Gas | Steamer | E9 | Utility - Cost of Operation | 0 | 0 | 0 | 0 | 0 | 0 | 0 | 0 | 0 | 0 | 0 | 0 | 0 | 0 | 0 | 0 | 0 | 0 | 0 | 0 | 0 | 0 | 0 | 0 | 0 | 0 | 0 | 0 | 0 | 0 | 0 | 0 | 0 | 0 | 0 | 0 | 0 | 0 | 0 | 0 | 0 | 0
F5_Commercial_Retail_Existing_Food Preparation_Natural Gas_Steamer_E10 | F5 | Commercial | Retail | Existing | Food Preparation | Natural Gas | Steamer | E10 | Utility - Cost of Operation | 0 | 0 | 0 | 0 | 0 | 0 | 0 | 0 | 0 | 0 | 0 | 0 | 0 | 0 | 0 | 0 | 0 | 0 | 0 | 0 | 0 | 0 | 0 | 0 | 0 | 0 | 0 | 0 | 0 | 0 | 0 | 0 | 0 | 0 | 0 | 0 | 0 | 0 | 0 | 0 | 0 | 0
F6_Commercial_Retail_Existing_Food Preparation_Natural Gas_Steamer_E1 | F6 | Commercial | Retail | Existing | Food Preparation | Natural Gas | Steamer | E1 | Utility - Value of Sales | 1.1801 | 1.1854 | 1.1939 | 0 | 0 | 0 | 0 | 0 | 0 | 0 | 0 | 0 | 0 | 0 | 0 | 0 | 0 | 0 | 0 | 0 | 0 | 0 | 0 | 0 | 0 | 0 | 0 | 0 | 0 | 0 | 0 | 0 | 0 | 0 | 0 | 0 | 0 | 0 | 0 | 0 | 0 | 0
F6_Commercial_Retail_Existing_Food Preparation_Natural Gas_Steamer_E2 | F6 | Commercial | Retail | Existing | Food Preparation | Natural Gas | Steamer | E2 | Utility - Value of Sales | 0.24617 | 0.24727 | 0.24904 | 0.24865 | 0.24865 | 0.24865 | 0.24865 | 0.24865 | 0.24865 | 0.24865 | 0.24865 | 0.24865 | 0.24865 | 0.24865 | 0.24865 | 0.24865 | 0.24865 | 0.24865 | 0.24865 | 0.24865 | 0.24865 | 0.24865 | 0.24865 | 0.24865 | 0.24865 | 0.24865 | 0.24865 | 0.24865 | 0.24865 | 0.24865 | 0.24865 | 0.24865 | 0.24865 | 0 | 0 | 0 | 0 | 0 | 0 | 0 | 0 | 0
F6_Commercial_Retail_Existing_Food Preparation_Natural Gas_Steamer_E3 | F6 | Commercial | Retail | Existing | Food Preparation | Natural Gas | Steamer | E3 | Utility - Value of Sales | 0 | 0 | 0 | 0 | 0 | 0 | 0 | 0 | 0 | 0 | 0 | 0 | 0 | 0 | 0 | 0 | 0 | 0 | 0 | 0 | 0 | 0 | 0 | 0 | 0 | 0 | 0 | 0 | 0 | 0 | 0 | 0 | 0 | 0 | 0 | 0 | 0 | 0 | 0 | 0 | 0 | 0
F6_Commercial_Retail_Existing_Food Preparation_Natural Gas_Steamer_E4 | F6 | Commercial | Retail | Existing | Food Preparation | Natural Gas | Steamer | E4 | Utility - Value of Sales | 0 | 0 | 0 | 0 | 0 | 0 | 0 | 0 | 0 | 0 | 0 | 0 | 0 | 0 | 0 | 0 | 0 | 0 | 0 | 0 | 0 | 0 | 0 | 0 | 0 | 0 | 0 | 0 | 0 | 0 | 0 | 0 | 0 | 0 | 0 | 0 | 0 | 0 | 0 | 0 | 0 | 0
F6_Commercial_Retail_Existing_Food Preparation_Natural Gas_Steamer_E5 | F6 | Commercial | Retail | Existing | Food Preparation | Natural Gas | Steamer | E5 | Utility - Value of Sales | 0 | 0 | 0 | 0 | 0 | 0 | 0 | 0 | 0 | 0 | 0 | 0 | 0 | 0 | 0 | 0 | 0 | 0 | 0 | 0 | 0 | 0 | 0 | 0 | 0 | 0 | 0 | 0 | 0 | 0 | 0 | 0 | 0 | 0 | 0 | 0 | 0 | 0 | 0 | 0 | 0 | 0
F6_Commercial_Retail_Existing_Food Preparation_Natural Gas_Steamer_E6 | F6 | Commercial | Retail | Existing | Food Preparation | Natural Gas | Steamer | E6 | Utility - Value of Sales | 0 | 0 | 0 | 0 | 0 | 0 | 0 | 0 | 0 | 0 | 0 | 0 | 0 | 0 | 0 | 0 | 0 | 0 | 0 | 0 | 0 | 0 | 0 | 0 | 0 | 0 | 0 | 0 | 0 | 0 | 0 | 0 | 0 | 0 | 0 | 0 | 0 | 0 | 0 | 0 | 0 | 0
F6_Commercial_Retail_Existing_Food Preparation_Natural Gas_Steamer_E7 | F6 | Commercial | Retail | Existing | Food Preparation | Natural Gas | Steamer | E7 | Utility - Value of Sales | 0 | 0 | 0 | 0 | 0 | 0 | 0 | 0 | 0 | 0 | 0 | 0 | 0 | 0 | 0 | 0 | 0 | 0 | 0 | 0 | 0 | 0 | 0 | 0 | 0 | 0 | 0 | 0 | 0 | 0 | 0 | 0 | 0 | 0 | 0 | 0 | 0 | 0 | 0 | 0 | 0 | 0
F6_Commercial_Retail_Existing_Food Preparation_Natural Gas_Steamer_E8 | F6 | Commercial | Retail | Existing | Food Preparation | Natural Gas | Steamer | E8 | Utility - Value of Sales | 0 | 0 | 0 | 0 | 0 | 0 | 0 | 0 | 0 | 0 | 0 | 0 | 0 | 0 | 0 | 0 | 0 | 0 | 0 | 0 | 0 | 0 | 0 | 0 | 0 | 0 | 0 | 0 | 0 | 0 | 0 | 0 | 0 | 0 | 0 | 0 | 0 | 0 | 0 | 0 | 0 | 0
F6_Commercial_Retail_Existing_Food Preparation_Natural Gas_Steamer_E9 | F6 | Commercial | Retail | Existing | Food Preparation | Natural Gas | Steamer | E9 | Utility - Value of Sales | 0 | 0 | 0 | 0 | 0 | 0 | 0 | 0 | 0 | 0 | 0 | 0 | 0 | 0 | 0 | 0 | 0 | 0 | 0 | 0 | 0 | 0 | 0 | 0 | 0 | 0 | 0 | 0 | 0 | 0 | 0 | 0 | 0 | 0 | 0 | 0 | 0 | 0 | 0 | 0 | 0 | 0
F6_Commercial_Retail_Existing_Food Preparation_Natural Gas_Steamer_E10 | F6 | Commercial | Retail | Existing | Food Preparation | Natural Gas | Steamer | E10 | Utility - Value of Sales | 0 | 0 | 0 | 0 | 0 | 0 | 0 | 0 | 0 | 0 | 0 | 0 | 0 | 0 | 0 | 0 | 0 | 0 | 0 | 0 | 0 | 0 | 0 | 0 | 0 | 0 | 0 | 0 | 0 | 0 | 0 | 0 | 0 | 0 | 0 | 0 | 0 | 0 | 0 | 0 | 0 | 0
F1_Commercial_Retail_Existing_Food Preparation_Natural Gas_Food Prep Other_E1 | F1 | Commercial | Retail | Existing | Food Preparation | Natural Gas | Food Prep Other | E1 | RVT - Cost of Equipment | 0.2806 | 0.28056 | 0.28191 | 0.27983 | 0.27857 | 0.27949 | 0.28225 | 0.28443 | 0.28714 | 0.28969 | 0.29226 | 0.29462 | 0.29714 | 0.29979 | 0.30231 | 0.30488 | 0.30749 | 0.31033 | 0.31329 | 0.31641 | 0.31948 | 0.32269 | 0.32566 | 0.32872 | 0.33143 | 0.33377 | 0.33591 | 0.33775 | 0.33919 | 0.34037 | 0.34101 | 0.34145 | 0.34145 | 0 | 0 | 0 | 0 | 0 | 0 | 0 | 0 | 0
F1_Commercial_Retail_Existing_Food Preparation_Natural Gas_Food Prep Other_E2 | F1 | Commercial | Retail | Existing | Food Preparation | Natural Gas | Food Prep Other | E2 | RVT - Cost of Equipment | 0.2806 | 0.28055 | 0.2819 | 0.27983 | 0.27857 | 0.27949 | 0.28225 | 0.28443 | 0.28713 | 0.28969 | 0.29226 | 0.29461 | 0.29714 | 0.29979 | 0.30231 | 0.30488 | 0.30749 | 0.31033 | 0.31329 | 0.31641 | 0.31948 | 0.32269 | 0.32565 | 0.32872 | 0.33143 | 0.33377 | 0.33591 | 0.33775 | 0.33919 | 0.34037 | 0.34101 | 0.34144 | 0.34144 | 0 | 0 | 0 | 0 | 0 | 0 | 0 | 0 | 0
F1_Commercial_Retail_Existing_Food Preparation_Natural Gas_Food Prep Other_E3 | F1 | Commercial | Retail | Existing | Food Preparation | Natural Gas | Food Prep Other | E3 | RVT - Cost of Equipment | 0 | 0 | 0 | 0 | 0 | 0 | 0 | 0 | 0 | 0 | 0 | 0 | 0 | 0 | 0 | 0 | 0 | 0 | 0 | 0 | 0 | 0 | 0 | 0 | 0 | 0 | 0 | 0 | 0 | 0 | 0 | 0 | 0 | 0 | 0 | 0 | 0 | 0 | 0 | 0 | 0 | 0
F1_Commercial_Retail_Existing_Food Preparation_Natural Gas_Food Prep Other_E4 | F1 | Commercial | Retail | Existing | Food Preparation | Natural Gas | Food Prep Other | E4 | RVT - Cost of Equipment | 0 | 0 | 0 | 0 | 0 | 0 | 0 | 0 | 0 | 0 | 0 | 0 | 0 | 0 | 0 | 0 | 0 | 0 | 0 | 0 | 0 | 0 | 0 | 0 | 0 | 0 | 0 | 0 | 0 | 0 | 0 | 0 | 0 | 0 | 0 | 0 | 0 | 0 | 0 | 0 | 0 | 0
F1_Commercial_Retail_Existing_Food Preparation_Natural Gas_Food Prep Other_E5 | F1 | Commercial | Retail | Existing | Food Preparation | Natural Gas | Food Prep Other | E5 | RVT - Cost of Equipment | 0 | 0 | 0 | 0 | 0 | 0 | 0 | 0 | 0 | 0 | 0 | 0 | 0 | 0 | 0 | 0 | 0 | 0 | 0 | 0 | 0 | 0 | 0 | 0 | 0 | 0 | 0 | 0 | 0 | 0 | 0 | 0 | 0 | 0 | 0 | 0 | 0 | 0 | 0 | 0 | 0 | 0
F1_Commercial_Retail_Existing_Food Preparation_Natural Gas_Food Prep Other_E6 | F1 | Commercial | Retail | Existing | Food Preparation | Natural Gas | Food Prep Other | E6 | RVT - Cost of Equipment | 0 | 0 | 0 | 0 | 0 | 0 | 0 | 0 | 0 | 0 | 0 | 0 | 0 | 0 | 0 | 0 | 0 | 0 | 0 | 0 | 0 | 0 | 0 | 0 | 0 | 0 | 0 | 0 | 0 | 0 | 0 | 0 | 0 | 0 | 0 | 0 | 0 | 0 | 0 | 0 | 0 | 0
F1_Commercial_Retail_Existing_Food Preparation_Natural Gas_Food Prep Other_E7 | F1 | Commercial | Retail | Existing | Food Preparation | Natural Gas | Food Prep Other | E7 | RVT - Cost of Equipment | 0 | 0 | 0 | 0 | 0 | 0 | 0 | 0 | 0 | 0 | 0 | 0 | 0 | 0 | 0 | 0 | 0 | 0 | 0 | 0 | 0 | 0 | 0 | 0 | 0 | 0 | 0 | 0 | 0 | 0 | 0 | 0 | 0 | 0 | 0 | 0 | 0 | 0 | 0 | 0 | 0 | 0
F1_Commercial_Retail_Existing_Food Preparation_Natural Gas_Food Prep Other_E8 | F1 | Commercial | Retail | Existing | Food Preparation | Natural Gas | Food Prep Other | E8 | RVT - Cost of Equipment | 0 | 0 | 0 | 0 | 0 | 0 | 0 | 0 | 0 | 0 | 0 | 0 | 0 | 0 | 0 | 0 | 0 | 0 | 0 | 0 | 0 | 0 | 0 | 0 | 0 | 0 | 0 | 0 | 0 | 0 | 0 | 0 | 0 | 0 | 0 | 0 | 0 | 0 | 0 | 0 | 0 | 0
F1_Commercial_Retail_Existing_Food Preparation_Natural Gas_Food Prep Other_E9 | F1 | Commercial | Retail | Existing | Food Preparation | Natural Gas | Food Prep Other | E9 | RVT - Cost of Equipment | 0 | 0 | 0 | 0 | 0 | 0 | 0 | 0 | 0 | 0 | 0 | 0 | 0 | 0 | 0 | 0 | 0 | 0 | 0 | 0 | 0 | 0 | 0 | 0 | 0 | 0 | 0 | 0 | 0 | 0 | 0 | 0 | 0 | 0 | 0 | 0 | 0 | 0 | 0 | 0 | 0 | 0
F1_Commercial_Retail_Existing_Food Preparation_Natural Gas_Food Prep Other_E10 | F1 | Commercial | Retail | Existing | Food Preparation | Natural Gas | Food Prep Other | E10 | RVT - Cost of Equipment | 0 | 0 | 0 | 0 | 0 | 0 | 0 | 0 | 0 | 0 | 0 | 0 | 0 | 0 | 0 | 0 | 0 | 0 | 0 | 0 | 0 | 0 | 0 | 0 | 0 | 0 | 0 | 0 | 0 | 0 | 0 | 0 | 0 | 0 | 0 | 0 | 0 | 0 | 0 | 0 | 0 | 0
F2_Commercial_Retail_Existing_Food Preparation_Natural Gas_Food Prep Other_E1 | F2 | Commercial | Retail | Existing | Food Preparation | Natural Gas | Food Prep Other | E1 | RVT - Cost of Operation | 0.33618 | 0.33612 | 0.33774 | 0.33526 | 0.33375 | 0.33484 | 0.33815 | 0.34076 | 0.34401 | 0.34707 | 0.35014 | 0.35297 | 0.356 | 0.35916 | 0.36219 | 0.36527 | 0.3684 | 0.3718 | 0.37535 | 0.37908 | 0.38276 | 0.38661 | 0.39016 | 0.39383 | 0.39708 | 0.39988 | 0.40244 | 0.40464 | 0.40637 | 0.40779 | 0.40856 | 0.40907 | 0.40907 | 0 | 0 | 0 | 0 | 0 | 0 | 0 | 0 | 0
F2_Commercial_Retail_Existing_Food Preparation_Natural Gas_Food Prep Other_E2 | F2 | Commercial | Retail | Existing | Food Preparation | Natural Gas | Food Prep Other | E2 | RVT - Cost of Operation | 0.33618 | 0.33612 | 0.33774 | 0.33525 | 0.33374 | 0.33484 | 0.33815 | 0.34076 | 0.344 | 0.34706 | 0.35014 | 0.35297 | 0.356 | 0.35916 | 0.36219 | 0.36527 | 0.36839 | 0.37179 | 0.37534 | 0.37908 | 0.38276 | 0.38661 | 0.39015 | 0.39382 | 0.39707 | 0.39988 | 0.40244 | 0.40464 | 0.40637 | 0.40778 | 0.40855 | 0.40907 | 0.40907 | 0 | 0 | 0 | 0 | 0 | 0 | 0 | 0 | 0
F2_Commercial_Retail_Existing_Food Preparation_Natural Gas_Food Prep Other_E3 | F2 | Commercial | Retail | Existing | Food Preparation | Natural Gas | Food Prep Other | E3 | RVT - Cost of Operation | 0 | 0 | 0 | 0 | 0 | 0 | 0 | 0 | 0 | 0 | 0 | 0 | 0 | 0 | 0 | 0 | 0 | 0 | 0 | 0 | 0 | 0 | 0 | 0 | 0 | 0 | 0 | 0 | 0 | 0 | 0 | 0 | 0 | 0 | 0 | 0 | 0 | 0 | 0 | 0 | 0 | 0
F2_Commercial_Retail_Existing_Food Preparation_Natural Gas_Food Prep Other_E4 | F2 | Commercial | Retail | Existing | Food Preparation | Natural Gas | Food Prep Other | E4 | RVT - Cost of Operation | 0 | 0 | 0 | 0 | 0 | 0 | 0 | 0 | 0 | 0 | 0 | 0 | 0 | 0 | 0 | 0 | 0 | 0 | 0 | 0 | 0 | 0 | 0 | 0 | 0 | 0 | 0 | 0 | 0 | 0 | 0 | 0 | 0 | 0 | 0 | 0 | 0 | 0 | 0 | 0 | 0 | 0
F2_Commercial_Retail_Existing_Food Preparation_Natural Gas_Food Prep Other_E5 | F2 | Commercial | Retail | Existing | Food Preparation | Natural Gas | Food Prep Other | E5 | RVT - Cost of Operation | 0 | 0 | 0 | 0 | 0 | 0 | 0 | 0 | 0 | 0 | 0 | 0 | 0 | 0 | 0 | 0 | 0 | 0 | 0 | 0 | 0 | 0 | 0 | 0 | 0 | 0 | 0 | 0 | 0 | 0 | 0 | 0 | 0 | 0 | 0 | 0 | 0 | 0 | 0 | 0 | 0 | 0
F2_Commercial_Retail_Existing_Food Preparation_Natural Gas_Food Prep Other_E6 | F2 | Commercial | Retail | Existing | Food Preparation | Natural Gas | Food Prep Other | E6 | RVT - Cost of Operation | 0 | 0 | 0 | 0 | 0 | 0 | 0 | 0 | 0 | 0 | 0 | 0 | 0 | 0 | 0 | 0 | 0 | 0 | 0 | 0 | 0 | 0 | 0 | 0 | 0 | 0 | 0 | 0 | 0 | 0 | 0 | 0 | 0 | 0 | 0 | 0 | 0 | 0 | 0 | 0 | 0 | 0
F2_Commercial_Retail_Existing_Food Preparation_Natural Gas_Food Prep Other_E7 | F2 | Commercial | Retail | Existing | Food Preparation | Natural Gas | Food Prep Other | E7 | RVT - Cost of Operation | 0 | 0 | 0 | 0 | 0 | 0 | 0 | 0 | 0 | 0 | 0 | 0 | 0 | 0 | 0 | 0 | 0 | 0 | 0 | 0 | 0 | 0 | 0 | 0 | 0 | 0 | 0 | 0 | 0 | 0 | 0 | 0 | 0 | 0 | 0 | 0 | 0 | 0 | 0 | 0 | 0 | 0
F2_Commercial_Retail_Existing_Food Preparation_Natural Gas_Food Prep Other_E8 | F2 | Commercial | Retail | Existing | Food Preparation | Natural Gas | Food Prep Other | E8 | RVT - Cost of Operation | 0 | 0 | 0 | 0 | 0 | 0 | 0 | 0 | 0 | 0 | 0 | 0 | 0 | 0 | 0 | 0 | 0 | 0 | 0 | 0 | 0 | 0 | 0 | 0 | 0 | 0 | 0 | 0 | 0 | 0 | 0 | 0 | 0 | 0 | 0 | 0 | 0 | 0 | 0 | 0 | 0 | 0
F2_Commercial_Retail_Existing_Food Preparation_Natural Gas_Food Prep Other_E9 | F2 | Commercial | Retail | Existing | Food Preparation | Natural Gas | Food Prep Other | E9 | RVT - Cost of Operation | 0 | 0 | 0 | 0 | 0 | 0 | 0 | 0 | 0 | 0 | 0 | 0 | 0 | 0 | 0 | 0 | 0 | 0 | 0 | 0 | 0 | 0 | 0 | 0 | 0 | 0 | 0 | 0 | 0 | 0 | 0 | 0 | 0 | 0 | 0 | 0 | 0 | 0 | 0 | 0 | 0 | 0
F2_Commercial_Retail_Existing_Food Preparation_Natural Gas_Food Prep Other_E10 | F2 | Commercial | Retail | Existing | Food Preparation | Natural Gas | Food Prep Other | E10 | RVT - Cost of Operation | 0 | 0 | 0 | 0 | 0 | 0 | 0 | 0 | 0 | 0 | 0 | 0 | 0 | 0 | 0 | 0 | 0 | 0 | 0 | 0 | 0 | 0 | 0 | 0 | 0 | 0 | 0 | 0 | 0 | 0 | 0 | 0 | 0 | 0 | 0 | 0 | 0 | 0 | 0 | 0 | 0 | 0
F3_Commercial_Retail_Existing_Food Preparation_Natural Gas_Food Prep Other_E1 | F3 | Commercial | Retail | Existing | Food Preparation | Natural Gas | Food Prep Other | E1 | System - kBTUs of Consumption | 0.016977 | 0.016977 | 0.016977 | 0.016977 | 0.016977 | 0.016977 | 0.016977 | 0.016977 | 0.016977 | 0.016977 | 0.016977 | 0.016977 | 0.016977 | 0.016977 | 0.016977 | 0.016977 | 0.016977 | 0.016977 | 0.016977 | 0.016977 | 0.016977 | 0.016977 | 0.016977 | 0.016977 | 0.016977 | 0.016977 | 0.016977 | 0.016977 | 0.016977 | 0.016977 | 0.016977 | 0.016977 | 0.016977 | 0 | 0 | 0 | 0 | 0 | 0 | 0 | 0 | 0
F3_Commercial_Retail_Existing_Food Preparation_Natural Gas_Food Prep Other_E2 | F3 | Commercial | Retail | Existing | Food Preparation | Natural Gas | Food Prep Other | E2 | System - kBTUs of Consumption | 0.016994 | 0.016994 | 0.016994 | 0.016994 | 0.016994 | 0.016994 | 0.016994 | 0.016994 | 0.016994 | 0.016994 | 0.016994 | 0.016994 | 0.016994 | 0.016994 | 0.016994 | 0.016994 | 0.016994 | 0.016994 | 0.016994 | 0.016994 | 0.016994 | 0.016994 | 0.016994 | 0.016994 | 0.016994 | 0.016994 | 0.016994 | 0.016994 | 0.016994 | 0.016994 | 0.016994 | 0.016994 | 0.016994 | 0 | 0 | 0 | 0 | 0 | 0 | 0 | 0 | 0
F3_Commercial_Retail_Existing_Food Preparation_Natural Gas_Food Prep Other_E3 | F3 | Commercial | Retail | Existing | Food Preparation | Natural Gas | Food Prep Other | E3 | System - kBTUs of Consumption | 0 | 0 | 0 | 0 | 0 | 0 | 0 | 0 | 0 | 0 | 0 | 0 | 0 | 0 | 0 | 0 | 0 | 0 | 0 | 0 | 0 | 0 | 0 | 0 | 0 | 0 | 0 | 0 | 0 | 0 | 0 | 0 | 0 | 0 | 0 | 0 | 0 | 0 | 0 | 0 | 0 | 0
F3_Commercial_Retail_Existing_Food Preparation_Natural Gas_Food Prep Other_E4 | F3 | Commercial | Retail | Existing | Food Preparation | Natural Gas | Food Prep Other | E4 | System - kBTUs of Consumption | 0 | 0 | 0 | 0 | 0 | 0 | 0 | 0 | 0 | 0 | 0 | 0 | 0 | 0 | 0 | 0 | 0 | 0 | 0 | 0 | 0 | 0 | 0 | 0 | 0 | 0 | 0 | 0 | 0 | 0 | 0 | 0 | 0 | 0 | 0 | 0 | 0 | 0 | 0 | 0 | 0 | 0
F3_Commercial_Retail_Existing_Food Preparation_Natural Gas_Food Prep Other_E5 | F3 | Commercial | Retail | Existing | Food Preparation | Natural Gas | Food Prep Other | E5 | System - kBTUs of Consumption | 0 | 0 | 0 | 0 | 0 | 0 | 0 | 0 | 0 | 0 | 0 | 0 | 0 | 0 | 0 | 0 | 0 | 0 | 0 | 0 | 0 | 0 | 0 | 0 | 0 | 0 | 0 | 0 | 0 | 0 | 0 | 0 | 0 | 0 | 0 | 0 | 0 | 0 | 0 | 0 | 0 | 0
F3_Commercial_Retail_Existing_Food Preparation_Natural Gas_Food Prep Other_E6 | F3 | Commercial | Retail | Existing | Food Preparation | Natural Gas | Food Prep Other | E6 | System - kBTUs of Consumption | 0 | 0 | 0 | 0 | 0 | 0 | 0 | 0 | 0 | 0 | 0 | 0 | 0 | 0 | 0 | 0 | 0 | 0 | 0 | 0 | 0 | 0 | 0 | 0 | 0 | 0 | 0 | 0 | 0 | 0 | 0 | 0 | 0 | 0 | 0 | 0 | 0 | 0 | 0 | 0 | 0 | 0
F3_Commercial_Retail_Existing_Food Preparation_Natural Gas_Food Prep Other_E7 | F3 | Commercial | Retail | Existing | Food Preparation | Natural Gas | Food Prep Other | E7 | System - kBTUs of Consumption | 0 | 0 | 0 | 0 | 0 | 0 | 0 | 0 | 0 | 0 | 0 | 0 | 0 | 0 | 0 | 0 | 0 | 0 | 0 | 0 | 0 | 0 | 0 | 0 | 0 | 0 | 0 | 0 | 0 | 0 | 0 | 0 | 0 | 0 | 0 | 0 | 0 | 0 | 0 | 0 | 0 | 0
F3_Commercial_Retail_Existing_Food Preparation_Natural Gas_Food Prep Other_E8 | F3 | Commercial | Retail | Existing | Food Preparation | Natural Gas | Food Prep Other | E8 | System - kBTUs of Consumption | 0 | 0 | 0 | 0 | 0 | 0 | 0 | 0 | 0 | 0 | 0 | 0 | 0 | 0 | 0 | 0 | 0 | 0 | 0 | 0 | 0 | 0 | 0 | 0 | 0 | 0 | 0 | 0 | 0 | 0 | 0 | 0 | 0 | 0 | 0 | 0 | 0 | 0 | 0 | 0 | 0 | 0
F3_Commercial_Retail_Existing_Food Preparation_Natural Gas_Food Prep Other_E9 | F3 | Commercial | Retail | Existing | Food Preparation | Natural Gas | Food Prep Other | E9 | System - kBTUs of Consumption | 0 | 0 | 0 | 0 | 0 | 0 | 0 | 0 | 0 | 0 | 0 | 0 | 0 | 0 | 0 | 0 | 0 | 0 | 0 | 0 | 0 | 0 | 0 | 0 | 0 | 0 | 0 | 0 | 0 | 0 | 0 | 0 | 0 | 0 | 0 | 0 | 0 | 0 | 0 | 0 | 0 | 0
F3_Commercial_Retail_Existing_Food Preparation_Natural Gas_Food Prep Other_E10 | F3 | Commercial | Retail | Existing | Food Preparation | Natural Gas | Food Prep Other | E10 | System - kBTUs of Consumption | 0 | 0 | 0 | 0 | 0 | 0 | 0 | 0 | 0 | 0 | 0 | 0 | 0 | 0 | 0 | 0 | 0 | 0 | 0 | 0 | 0 | 0 | 0 | 0 | 0 | 0 | 0 | 0 | 0 | 0 | 0 | 0 | 0 | 0 | 0 | 0 | 0 | 0 | 0 | 0 | 0 | 0
F4_Commercial_Retail_Existing_Food Preparation_Natural Gas_Food Prep Other_E1 | F4 | Commercial | Retail | Existing | Food Preparation | Natural Gas | Food Prep Other | E1 | Utility - Cost of Equipment | 0.33618 | 0.33612 | 0.33774 | 0.33526 | 0.33375 | 0.33484 | 0.33815 | 0.34076 | 0.34401 | 0.34707 | 0.35014 | 0.35297 | 0.356 | 0.35916 | 0.36219 | 0.36527 | 0.3684 | 0.3718 | 0.37535 | 0.37908 | 0.38276 | 0.38661 | 0.39016 | 0.39383 | 0.39708 | 0.39988 | 0.40244 | 0.40464 | 0.40637 | 0.40779 | 0.40856 | 0.40907 | 0.40907 | 0 | 0 | 0 | 0 | 0 | 0 | 0 | 0 | 0
F4_Commercial_Retail_Existing_Food Preparation_Natural Gas_Food Prep Other_E2 | F4 | Commercial | Retail | Existing | Food Preparation | Natural Gas | Food Prep Other | E2 | Utility - Cost of Equipment | 0.33618 | 0.33612 | 0.33774 | 0.33525 | 0.33374 | 0.33484 | 0.33815 | 0.34076 | 0.344 | 0.34706 | 0.35014 | 0.35297 | 0.356 | 0.35916 | 0.36219 | 0.36527 | 0.36839 | 0.37179 | 0.37534 | 0.37908 | 0.38276 | 0.38661 | 0.39015 | 0.39382 | 0.39707 | 0.39988 | 0.40244 | 0.40464 | 0.40637 | 0.40778 | 0.40855 | 0.40907 | 0.40907 | 0 | 0 | 0 | 0 | 0 | 0 | 0 | 0 | 0
F4_Commercial_Retail_Existing_Food Preparation_Natural Gas_Food Prep Other_E3 | F4 | Commercial | Retail | Existing | Food Preparation | Natural Gas | Food Prep Other | E3 | Utility - Cost of Equipment | 0 | 0 | 0 | 0 | 0 | 0 | 0 | 0 | 0 | 0 | 0 | 0 | 0 | 0 | 0 | 0 | 0 | 0 | 0 | 0 | 0 | 0 | 0 | 0 | 0 | 0 | 0 | 0 | 0 | 0 | 0 | 0 | 0 | 0 | 0 | 0 | 0 | 0 | 0 | 0 | 0 | 0
F4_Commercial_Retail_Existing_Food Preparation_Natural Gas_Food Prep Other_E4 | F4 | Commercial | Retail | Existing | Food Preparation | Natural Gas | Food Prep Other | E4 | Utility - Cost of Equipment | 0 | 0 | 0 | 0 | 0 | 0 | 0 | 0 | 0 | 0 | 0 | 0 | 0 | 0 | 0 | 0 | 0 | 0 | 0 | 0 | 0 | 0 | 0 | 0 | 0 | 0 | 0 | 0 | 0 | 0 | 0 | 0 | 0 | 0 | 0 | 0 | 0 | 0 | 0 | 0 | 0 | 0
F4_Commercial_Retail_Existing_Food Preparation_Natural Gas_Food Prep Other_E5 | F4 | Commercial | Retail | Existing | Food Preparation | Natural Gas | Food Prep Other | E5 | Utility - Cost of Equipment | 0 | 0 | 0 | 0 | 0 | 0 | 0 | 0 | 0 | 0 | 0 | 0 | 0 | 0 | 0 | 0 | 0 | 0 | 0 | 0 | 0 | 0 | 0 | 0 | 0 | 0 | 0 | 0 | 0 | 0 | 0 | 0 | 0 | 0 | 0 | 0 | 0 | 0 | 0 | 0 | 0 | 0
F4_Commercial_Retail_Existing_Food Preparation_Natural Gas_Food Prep Other_E6 | F4 | Commercial | Retail | Existing | Food Preparation | Natural Gas | Food Prep Other | E6 | Utility - Cost of Equipment | 0 | 0 | 0 | 0 | 0 | 0 | 0 | 0 | 0 | 0 | 0 | 0 | 0 | 0 | 0 | 0 | 0 | 0 | 0 | 0 | 0 | 0 | 0 | 0 | 0 | 0 | 0 | 0 | 0 | 0 | 0 | 0 | 0 | 0 | 0 | 0 | 0 | 0 | 0 | 0 | 0 | 0
F4_Commercial_Retail_Existing_Food Preparation_Natural Gas_Food Prep Other_E7 | F4 | Commercial | Retail | Existing | Food Preparation | Natural Gas | Food Prep Other | E7 | Utility - Cost of Equipment | 0 | 0 | 0 | 0 | 0 | 0 | 0 | 0 | 0 | 0 | 0 | 0 | 0 | 0 | 0 | 0 | 0 | 0 | 0 | 0 | 0 | 0 | 0 | 0 | 0 | 0 | 0 | 0 | 0 | 0 | 0 | 0 | 0 | 0 | 0 | 0 | 0 | 0 | 0 | 0 | 0 | 0
F4_Commercial_Retail_Existing_Food Preparation_Natural Gas_Food Prep Other_E8 | F4 | Commercial | Retail | Existing | Food Preparation | Natural Gas | Food Prep Other | E8 | Utility - Cost of Equipment | 0 | 0 | 0 | 0 | 0 | 0 | 0 | 0 | 0 | 0 | 0 | 0 | 0 | 0 | 0 | 0 | 0 | 0 | 0 | 0 | 0 | 0 | 0 | 0 | 0 | 0 | 0 | 0 | 0 | 0 | 0 | 0 | 0 | 0 | 0 | 0 | 0 | 0 | 0 | 0 | 0 | 0
F4_Commercial_Retail_Existing_Food Preparation_Natural Gas_Food Prep Other_E9 | F4 | Commercial | Retail | Existing | Food Preparation | Natural Gas | Food Prep Other | E9 | Utility - Cost of Equipment | 0 | 0 | 0 | 0 | 0 | 0 | 0 | 0 | 0 | 0 | 0 | 0 | 0 | 0 | 0 | 0 | 0 | 0 | 0 | 0 | 0 | 0 | 0 | 0 | 0 | 0 | 0 | 0 | 0 | 0 | 0 | 0 | 0 | 0 | 0 | 0 | 0 | 0 | 0 | 0 | 0 | 0
F4_Commercial_Retail_Existing_Food Preparation_Natural Gas_Food Prep Other_E10 | F4 | Commercial | Retail | Existing | Food Preparation | Natural Gas | Food Prep Other | E10 | Utility - Cost of Equipment | 0 | 0 | 0 | 0 | 0 | 0 | 0 | 0 | 0 | 0 | 0 | 0 | 0 | 0 | 0 | 0 | 0 | 0 | 0 | 0 | 0 | 0 | 0 | 0 | 0 | 0 | 0 | 0 | 0 | 0 | 0 | 0 | 0 | 0 | 0 | 0 | 0 | 0 | 0 | 0 | 0 | 0
F5_Commercial_Retail_Existing_Food Preparation_Natural Gas_Food Prep Other_E1 | F5 | Commercial | Retail | Existing | Food Preparation | Natural Gas | Food Prep Other | E1 | Utility - Cost of Operation | 0.016977 | 0.016977 | 0.016977 | 0.016977 | 0.016977 | 0.016977 | 0.016977 | 0.016977 | 0.016977 | 0.016977 | 0.016977 | 0.016977 | 0.016977 | 0.016977 | 0.016977 | 0.016977 | 0.016977 | 0.016977 | 0.016977 | 0.016977 | 0.016977 | 0.016977 | 0.016977 | 0.016977 | 0.016977 | 0.016977 | 0.016977 | 0.016977 | 0.016977 | 0.016977 | 0.016977 | 0.016977 | 0.016977 | 0 | 0 | 0 | 0 | 0 | 0 | 0 | 0 | 0
F5_Commercial_Retail_Existing_Food Preparation_Natural Gas_Food Prep Other_E2 | F5 | Commercial | Retail | Existing | Food Preparation | Natural Gas | Food Prep Other | E2 | Utility - Cost of Operation | 0.016994 | 0.016994 | 0.016994 | 0.016994 | 0.016994 | 0.016994 | 0.016994 | 0.016994 | 0.016994 | 0.016994 | 0.016994 | 0.016994 | 0.016994 | 0.016994 | 0.016994 | 0.016994 | 0.016994 | 0.016994 | 0.016994 | 0.016994 | 0.016994 | 0.016994 | 0.016994 | 0.016994 | 0.016994 | 0.016994 | 0.016994 | 0.016994 | 0.016994 | 0.016994 | 0.016994 | 0.016994 | 0.016994 | 0 | 0 | 0 | 0 | 0 | 0 | 0 | 0 | 0
F5_Commercial_Retail_Existing_Food Preparation_Natural Gas_Food Prep Other_E3 | F5 | Commercial | Retail | Existing | Food Preparation | Natural Gas | Food Prep Other | E3 | Utility - Cost of Operation | 0 | 0 | 0 | 0 | 0 | 0 | 0 | 0 | 0 | 0 | 0 | 0 | 0 | 0 | 0 | 0 | 0 | 0 | 0 | 0 | 0 | 0 | 0 | 0 | 0 | 0 | 0 | 0 | 0 | 0 | 0 | 0 | 0 | 0 | 0 | 0 | 0 | 0 | 0 | 0 | 0 | 0
F5_Commercial_Retail_Existing_Food Preparation_Natural Gas_Food Prep Other_E4 | F5 | Commercial | Retail | Existing | Food Preparation | Natural Gas | Food Prep Other | E4 | Utility - Cost of Operation | 0 | 0 | 0 | 0 | 0 | 0 | 0 | 0 | 0 | 0 | 0 | 0 | 0 | 0 | 0 | 0 | 0 | 0 | 0 | 0 | 0 | 0 | 0 | 0 | 0 | 0 | 0 | 0 | 0 | 0 | 0 | 0 | 0 | 0 | 0 | 0 | 0 | 0 | 0 | 0 | 0 | 0
F5_Commercial_Retail_Existing_Food Preparation_Natural Gas_Food Prep Other_E5 | F5 | Commercial | Retail | Existing | Food Preparation | Natural Gas | Food Prep Other | E5 | Utility - Cost of Operation | 0 | 0 | 0 | 0 | 0 | 0 | 0 | 0 | 0 | 0 | 0 | 0 | 0 | 0 | 0 | 0 | 0 | 0 | 0 | 0 | 0 | 0 | 0 | 0 | 0 | 0 | 0 | 0 | 0 | 0 | 0 | 0 | 0 | 0 | 0 | 0 | 0 | 0 | 0 | 0 | 0 | 0
F5_Commercial_Retail_Existing_Food Preparation_Natural Gas_Food Prep Other_E6 | F5 | Commercial | Retail | Existing | Food Preparation | Natural Gas | Food Prep Other | E6 | Utility - Cost of Operation | 0 | 0 | 0 | 0 | 0 | 0 | 0 | 0 | 0 | 0 | 0 | 0 | 0 | 0 | 0 | 0 | 0 | 0 | 0 | 0 | 0 | 0 | 0 | 0 | 0 | 0 | 0 | 0 | 0 | 0 | 0 | 0 | 0 | 0 | 0 | 0 | 0 | 0 | 0 | 0 | 0 | 0
F5_Commercial_Retail_Existing_Food Preparation_Natural Gas_Food Prep Other_E7 | F5 | Commercial | Retail | Existing | Food Preparation | Natural Gas | Food Prep Other | E7 | Utility - Cost of Operation | 0 | 0 | 0 | 0 | 0 | 0 | 0 | 0 | 0 | 0 | 0 | 0 | 0 | 0 | 0 | 0 | 0 | 0 | 0 | 0 | 0 | 0 | 0 | 0 | 0 | 0 | 0 | 0 | 0 | 0 | 0 | 0 | 0 | 0 | 0 | 0 | 0 | 0 | 0 | 0 | 0 | 0
F5_Commercial_Retail_Existing_Food Preparation_Natural Gas_Food Prep Other_E8 | F5 | Commercial | Retail | Existing | Food Preparation | Natural Gas | Food Prep Other | E8 | Utility - Cost of Operation | 0 | 0 | 0 | 0 | 0 | 0 | 0 | 0 | 0 | 0 | 0 | 0 | 0 | 0 | 0 | 0 | 0 | 0 | 0 | 0 | 0 | 0 | 0 | 0 | 0 | 0 | 0 | 0 | 0 | 0 | 0 | 0 | 0 | 0 | 0 | 0 | 0 | 0 | 0 | 0 | 0 | 0
F5_Commercial_Retail_Existing_Food Preparation_Natural Gas_Food Prep Other_E9 | F5 | Commercial | Retail | Existing | Food Preparation | Natural Gas | Food Prep Other | E9 | Utility - Cost of Operation | 0 | 0 | 0 | 0 | 0 | 0 | 0 | 0 | 0 | 0 | 0 | 0 | 0 | 0 | 0 | 0 | 0 | 0 | 0 | 0 | 0 | 0 | 0 | 0 | 0 | 0 | 0 | 0 | 0 | 0 | 0 | 0 | 0 | 0 | 0 | 0 | 0 | 0 | 0 | 0 | 0 | 0
F5_Commercial_Retail_Existing_Food Preparation_Natural Gas_Food Prep Other_E10 | F5 | Commercial | Retail | Existing | Food Preparation | Natural Gas | Food Prep Other | E10 | Utility - Cost of Operation | 0 | 0 | 0 | 0 | 0 | 0 | 0 | 0 | 0 | 0 | 0 | 0 | 0 | 0 | 0 | 0 | 0 | 0 | 0 | 0 | 0 | 0 | 0 | 0 | 0 | 0 | 0 | 0 | 0 | 0 | 0 | 0 | 0 | 0 | 0 | 0 | 0 | 0 | 0 | 0 | 0 | 0
F6_Commercial_Retail_Existing_Food Preparation_Natural Gas_Food Prep Other_E1 | F6 | Commercial | Retail | Existing | Food Preparation | Natural Gas | Food Prep Other | E1 | Utility - Value of Sales | 0.17784 | 0.1788 | 0.18034 | 0.18 | 0.18 | 0.18 | 0.18 | 0.18 | 0.18 | 0.18 | 0.18 | 0.18 | 0.18 | 0.18 | 0.18 | 0.18 | 0.18 | 0.18 | 0.18 | 0.18 | 0.18 | 0.18 | 0.18 | 0.18 | 0.18 | 0.18 | 0.18 | 0.18 | 0.18 | 0.18 | 0.18 | 0.18 | 0.18 | 0 | 0 | 0 | 0 | 0 | 0 | 0 | 0 | 0
F6_Commercial_Retail_Existing_Food Preparation_Natural Gas_Food Prep Other_E2 | F6 | Commercial | Retail | Existing | Food Preparation | Natural Gas | Food Prep Other | E2 | Utility - Value of Sales | 0.17784 | 0.1788 | 0.18033 | 0.18 | 0.18 | 0.18 | 0.18 | 0.18 | 0.18 | 0.18 | 0.18 | 0.18 | 0.18 | 0.18 | 0.18 | 0.18 | 0.18 | 0.18 | 0.18 | 0.18 | 0.18 | 0.18 | 0.18 | 0.18 | 0.18 | 0.18 | 0.18 | 0.18 | 0.18 | 0.18 | 0.18 | 0.18 | 0.18 | 0 | 0 | 0 | 0 | 0 | 0 | 0 | 0 | 0
F6_Commercial_Retail_Existing_Food Preparation_Natural Gas_Food Prep Other_E3 | F6 | Commercial | Retail | Existing | Food Preparation | Natural Gas | Food Prep Other | E3 | Utility - Value of Sales | 0 | 0 | 0 | 0 | 0 | 0 | 0 | 0 | 0 | 0 | 0 | 0 | 0 | 0 | 0 | 0 | 0 | 0 | 0 | 0 | 0 | 0 | 0 | 0 | 0 | 0 | 0 | 0 | 0 | 0 | 0 | 0 | 0 | 0 | 0 | 0 | 0 | 0 | 0 | 0 | 0 | 0
F6_Commercial_Retail_Existing_Food Preparation_Natural Gas_Food Prep Other_E4 | F6 | Commercial | Retail | Existing | Food Preparation | Natural Gas | Food Prep Other | E4 | Utility - Value of Sales | 0 | 0 | 0 | 0 | 0 | 0 | 0 | 0 | 0 | 0 | 0 | 0 | 0 | 0 | 0 | 0 | 0 | 0 | 0 | 0 | 0 | 0 | 0 | 0 | 0 | 0 | 0 | 0 | 0 | 0 | 0 | 0 | 0 | 0 | 0 | 0 | 0 | 0 | 0 | 0 | 0 | 0
F6_Commercial_Retail_Existing_Food Preparation_Natural Gas_Food Prep Other_E5 | F6 | Commercial | Retail | Existing | Food Preparation | Natural Gas | Food Prep Other | E5 | Utility - Value of Sales | 0 | 0 | 0 | 0 | 0 | 0 | 0 | 0 | 0 | 0 | 0 | 0 | 0 | 0 | 0 | 0 | 0 | 0 | 0 | 0 | 0 | 0 | 0 | 0 | 0 | 0 | 0 | 0 | 0 | 0 | 0 | 0 | 0 | 0 | 0 | 0 | 0 | 0 | 0 | 0 | 0 | 0
F6_Commercial_Retail_Existing_Food Preparation_Natural Gas_Food Prep Other_E6 | F6 | Commercial | Retail | Existing | Food Preparation | Natural Gas | Food Prep Other | E6 | Utility - Value of Sales | 0 | 0 | 0 | 0 | 0 | 0 | 0 | 0 | 0 | 0 | 0 | 0 | 0 | 0 | 0 | 0 | 0 | 0 | 0 | 0 | 0 | 0 | 0 | 0 | 0 | 0 | 0 | 0 | 0 | 0 | 0 | 0 | 0 | 0 | 0 | 0 | 0 | 0 | 0 | 0 | 0 | 0
F6_Commercial_Retail_Existing_Food Preparation_Natural Gas_Food Prep Other_E7 | F6 | Commercial | Retail | Existing | Food Preparation | Natural Gas | Food Prep Other | E7 | Utility - Value of Sales | 0 | 0 | 0 | 0 | 0 | 0 | 0 | 0 | 0 | 0 | 0 | 0 | 0 | 0 | 0 | 0 | 0 | 0 | 0 | 0 | 0 | 0 | 0 | 0 | 0 | 0 | 0 | 0 | 0 | 0 | 0 | 0 | 0 | 0 | 0 | 0 | 0 | 0 | 0 | 0 | 0 | 0
F6_Commercial_Retail_Existing_Food Preparation_Natural Gas_Food Prep Other_E8 | F6 | Commercial | Retail | Existing | Food Preparation | Natural Gas | Food Prep Other | E8 | Utility - Value of Sales | 0 | 0 | 0 | 0 | 0 | 0 | 0 | 0 | 0 | 0 | 0 | 0 | 0 | 0 | 0 | 0 | 0 | 0 | 0 | 0 | 0 | 0 | 0 | 0 | 0 | 0 | 0 | 0 | 0 | 0 | 0 | 0 | 0 | 0 | 0 | 0 | 0 | 0 | 0 | 0 | 0 | 0
F6_Commercial_Retail_Existing_Food Preparation_Natural Gas_Food Prep Other_E9 | F6 | Commercial | Retail | Existing | Food Preparation | Natural Gas | Food Prep Other | E9 | Utility - Value of Sales | 0 | 0 | 0 | 0 | 0 | 0 | 0 | 0 | 0 | 0 | 0 | 0 | 0 | 0 | 0 | 0 | 0 | 0 | 0 | 0 | 0 | 0 | 0 | 0 | 0 | 0 | 0 | 0 | 0 | 0 | 0 | 0 | 0 | 0 | 0 | 0 | 0 | 0 | 0 | 0 | 0 | 0
F6_Commercial_Retail_Existing_Food Preparation_Natural Gas_Food Prep Other_E10 | F6 | Commercial | Retail | Existing | Food Preparation | Natural Gas | Food Prep Other | E10 | Utility - Value of Sales | 0 | 0 | 0 | 0 | 0 | 0 | 0 | 0 | 0 | 0 | 0 | 0 | 0 | 0 | 0 | 0 | 0 | 0 | 0 | 0 | 0 | 0 | 0 | 0 | 0 | 0 | 0 | 0 | 0 | 0 | 0 | 0 | 0 | 0 | 0 | 0 | 0 | 0 | 0 | 0 | 0 | 0
F1_Commercial_Retail_Existing_Miscellaneous_Natural Gas_Pool Heater_E1 | F1 | Commercial | Retail | Existing | Miscellaneous | Natural Gas | Pool Heater | E1 | RVT - Cost of Equipment | 0 | 0 | 0 | 0 | 0 | 0 | 0 | 0 | 0 | 0 | 0 | 0 | 0 | 0 | 0 | 0 | 0 | 0 | 0 | 0 | 0 | 0 | 0 | 0 | 0 | 0 | 0 | 0 | 0 | 0 | 0 | 0 | 0 | 0 | 0 | 0 | 0 | 0 | 0 | 0 | 0 | 0
F1_Commercial_Retail_Existing_Miscellaneous_Natural Gas_Pool Heater_E2 | F1 | Commercial | Retail | Existing | Miscellaneous | Natural Gas | Pool Heater | E2 | RVT - Cost of Equipment | 0 | 0 | 0 | 0 | 0 | 0 | 0 | 0 | 0 | 0 | 0 | 0 | 0 | 0 | 0 | 0 | 0 | 0 | 0 | 0 | 0 | 0 | 0 | 0 | 0 | 0 | 0 | 0 | 0 | 0 | 0 | 0 | 0 | 0 | 0 | 0 | 0 | 0 | 0 | 0 | 0 | 0
F1_Commercial_Retail_Existing_Miscellaneous_Natural Gas_Pool Heater_E3 | F1 | Commercial | Retail | Existing | Miscellaneous | Natural Gas | Pool Heater | E3 | RVT - Cost of Equipment | 0 | 0 | 0 | 0 | 0 | 0 | 0 | 0 | 0 | 0 | 0 | 0 | 0 | 0 | 0 | 0 | 0 | 0 | 0 | 0 | 0 | 0 | 0 | 0 | 0 | 0 | 0 | 0 | 0 | 0 | 0 | 0 | 0 | 0 | 0 | 0 | 0 | 0 | 0 | 0 | 0 | 0
F1_Commercial_Retail_Existing_Miscellaneous_Natural Gas_Pool Heater_E4 | F1 | Commercial | Retail | Existing | Miscellaneous | Natural Gas | Pool Heater | E4 | RVT - Cost of Equipment | 0 | 0 | 0 | 0 | 0 | 0 | 0 | 0 | 0 | 0 | 0 | 0 | 0 | 0 | 0 | 0 | 0 | 0 | 0 | 0 | 0 | 0 | 0 | 0 | 0 | 0 | 0 | 0 | 0 | 0 | 0 | 0 | 0 | 0 | 0 | 0 | 0 | 0 | 0 | 0 | 0 | 0
F1_Commercial_Retail_Existing_Miscellaneous_Natural Gas_Pool Heater_E5 | F1 | Commercial | Retail | Existing | Miscellaneous | Natural Gas | Pool Heater | E5 | RVT - Cost of Equipment | 0 | 0 | 0 | 0 | 0 | 0 | 0 | 0 | 0 | 0 | 0 | 0 | 0 | 0 | 0 | 0 | 0 | 0 | 0 | 0 | 0 | 0 | 0 | 0 | 0 | 0 | 0 | 0 | 0 | 0 | 0 | 0 | 0 | 0 | 0 | 0 | 0 | 0 | 0 | 0 | 0 | 0
F1_Commercial_Retail_Existing_Miscellaneous_Natural Gas_Pool Heater_E6 | F1 | Commercial | Retail | Existing | Miscellaneous | Natural Gas | Pool Heater | E6 | RVT - Cost of Equipment | 0 | 0 | 0 | 0 | 0 | 0 | 0 | 0 | 0 | 0 | 0 | 0 | 0 | 0 | 0 | 0 | 0 | 0 | 0 | 0 | 0 | 0 | 0 | 0 | 0 | 0 | 0 | 0 | 0 | 0 | 0 | 0 | 0 | 0 | 0 | 0 | 0 | 0 | 0 | 0 | 0 | 0
F1_Commercial_Retail_Existing_Miscellaneous_Natural Gas_Pool Heater_E7 | F1 | Commercial | Retail | Existing | Miscellaneous | Natural Gas | Pool Heater | E7 | RVT - Cost of Equipment | 0 | 0 | 0 | 0 | 0 | 0 | 0 | 0 | 0 | 0 | 0 | 0 | 0 | 0 | 0 | 0 | 0 | 0 | 0 | 0 | 0 | 0 | 0 | 0 | 0 | 0 | 0 | 0 | 0 | 0 | 0 | 0 | 0 | 0 | 0 | 0 | 0 | 0 | 0 | 0 | 0 | 0
F1_Commercial_Retail_Existing_Miscellaneous_Natural Gas_Pool Heater_E8 | F1 | Commercial | Retail | Existing | Miscellaneous | Natural Gas | Pool Heater | E8 | RVT - Cost of Equipment | 0 | 0 | 0 | 0 | 0 | 0 | 0 | 0 | 0 | 0 | 0 | 0 | 0 | 0 | 0 | 0 | 0 | 0 | 0 | 0 | 0 | 0 | 0 | 0 | 0 | 0 | 0 | 0 | 0 | 0 | 0 | 0 | 0 | 0 | 0 | 0 | 0 | 0 | 0 | 0 | 0 | 0
F1_Commercial_Retail_Existing_Miscellaneous_Natural Gas_Pool Heater_E9 | F1 | Commercial | Retail | Existing | Miscellaneous | Natural Gas | Pool Heater | E9 | RVT - Cost of Equipment | 0 | 0 | 0 | 0 | 0 | 0 | 0 | 0 | 0 | 0 | 0 | 0 | 0 | 0 | 0 | 0 | 0 | 0 | 0 | 0 | 0 | 0 | 0 | 0 | 0 | 0 | 0 | 0 | 0 | 0 | 0 | 0 | 0 | 0 | 0 | 0 | 0 | 0 | 0 | 0 | 0 | 0
F1_Commercial_Retail_Existing_Miscellaneous_Natural Gas_Pool Heater_E10 | F1 | Commercial | Retail | Existing | Miscellaneous | Natural Gas | Pool Heater | E10 | RVT - Cost of Equipment | 0 | 0 | 0 | 0 | 0 | 0 | 0 | 0 | 0 | 0 | 0 | 0 | 0 | 0 | 0 | 0 | 0 | 0 | 0 | 0 | 0 | 0 | 0 | 0 | 0 | 0 | 0 | 0 | 0 | 0 | 0 | 0 | 0 | 0 | 0 | 0 | 0 | 0 | 0 | 0 | 0 | 0
F2_Commercial_Retail_Existing_Miscellaneous_Natural Gas_Pool Heater_E1 | F2 | Commercial | Retail | Existing | Miscellaneous | Natural Gas | Pool Heater | E1 | RVT - Cost of Operation | 0 | 0 | 0 | 0 | 0 | 0 | 0 | 0 | 0 | 0 | 0 | 0 | 0 | 0 | 0 | 0 | 0 | 0 | 0 | 0 | 0 | 0 | 0 | 0 | 0 | 0 | 0 | 0 | 0 | 0 | 0 | 0 | 0 | 0 | 0 | 0 | 0 | 0 | 0 | 0 | 0 | 0
F2_Commercial_Retail_Existing_Miscellaneous_Natural Gas_Pool Heater_E2 | F2 | Commercial | Retail | Existing | Miscellaneous | Natural Gas | Pool Heater | E2 | RVT - Cost of Operation | 0 | 0 | 0 | 0 | 0 | 0 | 0 | 0 | 0 | 0 | 0 | 0 | 0 | 0 | 0 | 0 | 0 | 0 | 0 | 0 | 0 | 0 | 0 | 0 | 0 | 0 | 0 | 0 | 0 | 0 | 0 | 0 | 0 | 0 | 0 | 0 | 0 | 0 | 0 | 0 | 0 | 0
F2_Commercial_Retail_Existing_Miscellaneous_Natural Gas_Pool Heater_E3 | F2 | Commercial | Retail | Existing | Miscellaneous | Natural Gas | Pool Heater | E3 | RVT - Cost of Operation | 0 | 0 | 0 | 0 | 0 | 0 | 0 | 0 | 0 | 0 | 0 | 0 | 0 | 0 | 0 | 0 | 0 | 0 | 0 | 0 | 0 | 0 | 0 | 0 | 0 | 0 | 0 | 0 | 0 | 0 | 0 | 0 | 0 | 0 | 0 | 0 | 0 | 0 | 0 | 0 | 0 | 0
F2_Commercial_Retail_Existing_Miscellaneous_Natural Gas_Pool Heater_E4 | F2 | Commercial | Retail | Existing | Miscellaneous | Natural Gas | Pool Heater | E4 | RVT - Cost of Operation | 0 | 0 | 0 | 0 | 0 | 0 | 0 | 0 | 0 | 0 | 0 | 0 | 0 | 0 | 0 | 0 | 0 | 0 | 0 | 0 | 0 | 0 | 0 | 0 | 0 | 0 | 0 | 0 | 0 | 0 | 0 | 0 | 0 | 0 | 0 | 0 | 0 | 0 | 0 | 0 | 0 | 0
F2_Commercial_Retail_Existing_Miscellaneous_Natural Gas_Pool Heater_E5 | F2 | Commercial | Retail | Existing | Miscellaneous | Natural Gas | Pool Heater | E5 | RVT - Cost of Operation | 0 | 0 | 0 | 0 | 0 | 0 | 0 | 0 | 0 | 0 | 0 | 0 | 0 | 0 | 0 | 0 | 0 | 0 | 0 | 0 | 0 | 0 | 0 | 0 | 0 | 0 | 0 | 0 | 0 | 0 | 0 | 0 | 0 | 0 | 0 | 0 | 0 | 0 | 0 | 0 | 0 | 0
F2_Commercial_Retail_Existing_Miscellaneous_Natural Gas_Pool Heater_E6 | F2 | Commercial | Retail | Existing | Miscellaneous | Natural Gas | Pool Heater | E6 | RVT - Cost of Operation | 0 | 0 | 0 | 0 | 0 | 0 | 0 | 0 | 0 | 0 | 0 | 0 | 0 | 0 | 0 | 0 | 0 | 0 | 0 | 0 | 0 | 0 | 0 | 0 | 0 | 0 | 0 | 0 | 0 | 0 | 0 | 0 | 0 | 0 | 0 | 0 | 0 | 0 | 0 | 0 | 0 | 0
F2_Commercial_Retail_Existing_Miscellaneous_Natural Gas_Pool Heater_E7 | F2 | Commercial | Retail | Existing | Miscellaneous | Natural Gas | Pool Heater | E7 | RVT - Cost of Operation | 0 | 0 | 0 | 0 | 0 | 0 | 0 | 0 | 0 | 0 | 0 | 0 | 0 | 0 | 0 | 0 | 0 | 0 | 0 | 0 | 0 | 0 | 0 | 0 | 0 | 0 | 0 | 0 | 0 | 0 | 0 | 0 | 0 | 0 | 0 | 0 | 0 | 0 | 0 | 0 | 0 | 0
F2_Commercial_Retail_Existing_Miscellaneous_Natural Gas_Pool Heater_E8 | F2 | Commercial | Retail | Existing | Miscellaneous | Natural Gas | Pool Heater | E8 | RVT - Cost of Operation | 0 | 0 | 0 | 0 | 0 | 0 | 0 | 0 | 0 | 0 | 0 | 0 | 0 | 0 | 0 | 0 | 0 | 0 | 0 | 0 | 0 | 0 | 0 | 0 | 0 | 0 | 0 | 0 | 0 | 0 | 0 | 0 | 0 | 0 | 0 | 0 | 0 | 0 | 0 | 0 | 0 | 0
F2_Commercial_Retail_Existing_Miscellaneous_Natural Gas_Pool Heater_E9 | F2 | Commercial | Retail | Existing | Miscellaneous | Natural Gas | Pool Heater | E9 | RVT - Cost of Operation | 0 | 0 | 0 | 0 | 0 | 0 | 0 | 0 | 0 | 0 | 0 | 0 | 0 | 0 | 0 | 0 | 0 | 0 | 0 | 0 | 0 | 0 | 0 | 0 | 0 | 0 | 0 | 0 | 0 | 0 | 0 | 0 | 0 | 0 | 0 | 0 | 0 | 0 | 0 | 0 | 0 | 0
F2_Commercial_Retail_Existing_Miscellaneous_Natural Gas_Pool Heater_E10 | F2 | Commercial | Retail | Existing | Miscellaneous | Natural Gas | Pool Heater | E10 | RVT - Cost of Operation | 0 | 0 | 0 | 0 | 0 | 0 | 0 | 0 | 0 | 0 | 0 | 0 | 0 | 0 | 0 | 0 | 0 | 0 | 0 | 0 | 0 | 0 | 0 | 0 | 0 | 0 | 0 | 0 | 0 | 0 | 0 | 0 | 0 | 0 | 0 | 0 | 0 | 0 | 0 | 0 | 0 | 0
F3_Commercial_Retail_Existing_Miscellaneous_Natural Gas_Pool Heater_E1 | F3 | Commercial | Retail | Existing | Miscellaneous | Natural Gas | Pool Heater | E1 | System - kBTUs of Consumption | 0.002528 | 0.002528 | 0.002528 | 0.002528 | 0.002528 | 0.002528 | 0.002528 | 0.002528 | 0.002528 | 0.002528 | 0.002528 | 0.002528 | 0.002528 | 0.002528 | 0.002528 | 0.002528 | 0.002528 | 0.002528 | 0.002528 | 0.002528 | 0.002528 | 0.002528 | 0.002528 | 0.002528 | 0.002528 | 0.002528 | 0.002528 | 0.002528 | 0.002528 | 0.002528 | 0.002528 | 0.002528 | 0.002528 | 0 | 0 | 0 | 0 | 0 | 0 | 0 | 0 | 0
F3_Commercial_Retail_Existing_Miscellaneous_Natural Gas_Pool Heater_E2 | F3 | Commercial | Retail | Existing | Miscellaneous | Natural Gas | Pool Heater | E2 | System - kBTUs of Consumption | 0.0041394 | 0.0041394 | 0.0041394 | 0.0041394 | 0.0041394 | 0.0041394 | 0.0041394 | 0.0041394 | 0.0041394 | 0.0041394 | 0.0041394 | 0.0041394 | 0.0041394 | 0.0041394 | 0.0041394 | 0.0041394 | 0.0041394 | 0.0041394 | 0.0041394 | 0.0041394 | 0.0041394 | 0.0041394 | 0.0041394 | 0.0041394 | 0.0041394 | 0.0041394 | 0.0041394 | 0.0041394 | 0.0041394 | 0.0041394 | 0.0041394 | 0.0041394 | 0.0041394 | 0 | 0 | 0 | 0 | 0 | 0 | 0 | 0 | 0
F3_Commercial_Retail_Existing_Miscellaneous_Natural Gas_Pool Heater_E3 | F3 | Commercial | Retail | Existing | Miscellaneous | Natural Gas | Pool Heater | E3 | System - kBTUs of Consumption | 0 | 0 | 0 | 0 | 0 | 0 | 0 | 0 | 0 | 0 | 0 | 0 | 0 | 0 | 0 | 0 | 0 | 0 | 0 | 0 | 0 | 0 | 0 | 0 | 0 | 0 | 0 | 0 | 0 | 0 | 0 | 0 | 0 | 0 | 0 | 0 | 0 | 0 | 0 | 0 | 0 | 0
F3_Commercial_Retail_Existing_Miscellaneous_Natural Gas_Pool Heater_E4 | F3 | Commercial | Retail | Existing | Miscellaneous | Natural Gas | Pool Heater | E4 | System - kBTUs of Consumption | 0 | 0 | 0 | 0 | 0 | 0 | 0 | 0 | 0 | 0 | 0 | 0 | 0 | 0 | 0 | 0 | 0 | 0 | 0 | 0 | 0 | 0 | 0 | 0 | 0 | 0 | 0 | 0 | 0 | 0 | 0 | 0 | 0 | 0 | 0 | 0 | 0 | 0 | 0 | 0 | 0 | 0
F3_Commercial_Retail_Existing_Miscellaneous_Natural Gas_Pool Heater_E5 | F3 | Commercial | Retail | Existing | Miscellaneous | Natural Gas | Pool Heater | E5 | System - kBTUs of Consumption | 0 | 0 | 0 | 0 | 0 | 0 | 0 | 0 | 0 | 0 | 0 | 0 | 0 | 0 | 0 | 0 | 0 | 0 | 0 | 0 | 0 | 0 | 0 | 0 | 0 | 0 | 0 | 0 | 0 | 0 | 0 | 0 | 0 | 0 | 0 | 0 | 0 | 0 | 0 | 0 | 0 | 0
F3_Commercial_Retail_Existing_Miscellaneous_Natural Gas_Pool Heater_E6 | F3 | Commercial | Retail | Existing | Miscellaneous | Natural Gas | Pool Heater | E6 | System - kBTUs of Consumption | 0 | 0 | 0 | 0 | 0 | 0 | 0 | 0 | 0 | 0 | 0 | 0 | 0 | 0 | 0 | 0 | 0 | 0 | 0 | 0 | 0 | 0 | 0 | 0 | 0 | 0 | 0 | 0 | 0 | 0 | 0 | 0 | 0 | 0 | 0 | 0 | 0 | 0 | 0 | 0 | 0 | 0
F3_Commercial_Retail_Existing_Miscellaneous_Natural Gas_Pool Heater_E7 | F3 | Commercial | Retail | Existing | Miscellaneous | Natural Gas | Pool Heater | E7 | System - kBTUs of Consumption | 0 | 0 | 0 | 0 | 0 | 0 | 0 | 0 | 0 | 0 | 0 | 0 | 0 | 0 | 0 | 0 | 0 | 0 | 0 | 0 | 0 | 0 | 0 | 0 | 0 | 0 | 0 | 0 | 0 | 0 | 0 | 0 | 0 | 0 | 0 | 0 | 0 | 0 | 0 | 0 | 0 | 0
F3_Commercial_Retail_Existing_Miscellaneous_Natural Gas_Pool Heater_E8 | F3 | Commercial | Retail | Existing | Miscellaneous | Natural Gas | Pool Heater | E8 | System - kBTUs of Consumption | 0 | 0 | 0 | 0 | 0 | 0 | 0 | 0 | 0 | 0 | 0 | 0 | 0 | 0 | 0 | 0 | 0 | 0 | 0 | 0 | 0 | 0 | 0 | 0 | 0 | 0 | 0 | 0 | 0 | 0 | 0 | 0 | 0 | 0 | 0 | 0 | 0 | 0 | 0 | 0 | 0 | 0
F3_Commercial_Retail_Existing_Miscellaneous_Natural Gas_Pool Heater_E9 | F3 | Commercial | Retail | Existing | Miscellaneous | Natural Gas | Pool Heater | E9 | System - kBTUs of Consumption | 0 | 0 | 0 | 0 | 0 | 0 | 0 | 0 | 0 | 0 | 0 | 0 | 0 | 0 | 0 | 0 | 0 | 0 | 0 | 0 | 0 | 0 | 0 | 0 | 0 | 0 | 0 | 0 | 0 | 0 | 0 | 0 | 0 | 0 | 0 | 0 | 0 | 0 | 0 | 0 | 0 | 0
F3_Commercial_Retail_Existing_Miscellaneous_Natural Gas_Pool Heater_E10 | F3 | Commercial | Retail | Existing | Miscellaneous | Natural Gas | Pool Heater | E10 | System - kBTUs of Consumption | 0 | 0 | 0 | 0 | 0 | 0 | 0 | 0 | 0 | 0 | 0 | 0 | 0 | 0 | 0 | 0 | 0 | 0 | 0 | 0 | 0 | 0 | 0 | 0 | 0 | 0 | 0 | 0 | 0 | 0 | 0 | 0 | 0 | 0 | 0 | 0 | 0 | 0 | 0 | 0 | 0 | 0
F4_Commercial_Retail_Existing_Miscellaneous_Natural Gas_Pool Heater_E1 | F4 | Commercial | Retail | Existing | Miscellaneous | Natural Gas | Pool Heater | E1 | Utility - Cost of Equipment | 0 | 0 | 0 | 0 | 0 | 0 | 0 | 0 | 0 | 0 | 0 | 0 | 0 | 0 | 0 | 0 | 0 | 0 | 0 | 0 | 0 | 0 | 0 | 0 | 0 | 0 | 0 | 0 | 0 | 0 | 0 | 0 | 0 | 0 | 0 | 0 | 0 | 0 | 0 | 0 | 0 | 0
F4_Commercial_Retail_Existing_Miscellaneous_Natural Gas_Pool Heater_E2 | F4 | Commercial | Retail | Existing | Miscellaneous | Natural Gas | Pool Heater | E2 | Utility - Cost of Equipment | 0 | 0 | 0 | 0 | 0 | 0 | 0 | 0 | 0 | 0 | 0 | 0 | 0 | 0 | 0 | 0 | 0 | 0 | 0 | 0 | 0 | 0 | 0 | 0 | 0 | 0 | 0 | 0 | 0 | 0 | 0 | 0 | 0 | 0 | 0 | 0 | 0 | 0 | 0 | 0 | 0 | 0
F4_Commercial_Retail_Existing_Miscellaneous_Natural Gas_Pool Heater_E3 | F4 | Commercial | Retail | Existing | Miscellaneous | Natural Gas | Pool Heater | E3 | Utility - Cost of Equipment | 0 | 0 | 0 | 0 | 0 | 0 | 0 | 0 | 0 | 0 | 0 | 0 | 0 | 0 | 0 | 0 | 0 | 0 | 0 | 0 | 0 | 0 | 0 | 0 | 0 | 0 | 0 | 0 | 0 | 0 | 0 | 0 | 0 | 0 | 0 | 0 | 0 | 0 | 0 | 0 | 0 | 0
F4_Commercial_Retail_Existing_Miscellaneous_Natural Gas_Pool Heater_E4 | F4 | Commercial | Retail | Existing | Miscellaneous | Natural Gas | Pool Heater | E4 | Utility - Cost of Equipment | 0 | 0 | 0 | 0 | 0 | 0 | 0 | 0 | 0 | 0 | 0 | 0 | 0 | 0 | 0 | 0 | 0 | 0 | 0 | 0 | 0 | 0 | 0 | 0 | 0 | 0 | 0 | 0 | 0 | 0 | 0 | 0 | 0 | 0 | 0 | 0 | 0 | 0 | 0 | 0 | 0 | 0
F4_Commercial_Retail_Existing_Miscellaneous_Natural Gas_Pool Heater_E5 | F4 | Commercial | Retail | Existing | Miscellaneous | Natural Gas | Pool Heater | E5 | Utility - Cost of Equipment | 0 | 0 | 0 | 0 | 0 | 0 | 0 | 0 | 0 | 0 | 0 | 0 | 0 | 0 | 0 | 0 | 0 | 0 | 0 | 0 | 0 | 0 | 0 | 0 | 0 | 0 | 0 | 0 | 0 | 0 | 0 | 0 | 0 | 0 | 0 | 0 | 0 | 0 | 0 | 0 | 0 | 0
F4_Commercial_Retail_Existing_Miscellaneous_Natural Gas_Pool Heater_E6 | F4 | Commercial | Retail | Existing | Miscellaneous | Natural Gas | Pool Heater | E6 | Utility - Cost of Equipment | 0 | 0 | 0 | 0 | 0 | 0 | 0 | 0 | 0 | 0 | 0 | 0 | 0 | 0 | 0 | 0 | 0 | 0 | 0 | 0 | 0 | 0 | 0 | 0 | 0 | 0 | 0 | 0 | 0 | 0 | 0 | 0 | 0 | 0 | 0 | 0 | 0 | 0 | 0 | 0 | 0 | 0
F4_Commercial_Retail_Existing_Miscellaneous_Natural Gas_Pool Heater_E7 | F4 | Commercial | Retail | Existing | Miscellaneous | Natural Gas | Pool Heater | E7 | Utility - Cost of Equipment | 0 | 0 | 0 | 0 | 0 | 0 | 0 | 0 | 0 | 0 | 0 | 0 | 0 | 0 | 0 | 0 | 0 | 0 | 0 | 0 | 0 | 0 | 0 | 0 | 0 | 0 | 0 | 0 | 0 | 0 | 0 | 0 | 0 | 0 | 0 | 0 | 0 | 0 | 0 | 0 | 0 | 0
F4_Commercial_Retail_Existing_Miscellaneous_Natural Gas_Pool Heater_E8 | F4 | Commercial | Retail | Existing | Miscellaneous | Natural Gas | Pool Heater | E8 | Utility - Cost of Equipment | 0 | 0 | 0 | 0 | 0 | 0 | 0 | 0 | 0 | 0 | 0 | 0 | 0 | 0 | 0 | 0 | 0 | 0 | 0 | 0 | 0 | 0 | 0 | 0 | 0 | 0 | 0 | 0 | 0 | 0 | 0 | 0 | 0 | 0 | 0 | 0 | 0 | 0 | 0 | 0 | 0 | 0
F4_Commercial_Retail_Existing_Miscellaneous_Natural Gas_Pool Heater_E9 | F4 | Commercial | Retail | Existing | Miscellaneous | Natural Gas | Pool Heater | E9 | Utility - Cost of Equipment | 0 | 0 | 0 | 0 | 0 | 0 | 0 | 0 | 0 | 0 | 0 | 0 | 0 | 0 | 0 | 0 | 0 | 0 | 0 | 0 | 0 | 0 | 0 | 0 | 0 | 0 | 0 | 0 | 0 | 0 | 0 | 0 | 0 | 0 | 0 | 0 | 0 | 0 | 0 | 0 | 0 | 0
F4_Commercial_Retail_Existing_Miscellaneous_Natural Gas_Pool Heater_E10 | F4 | Commercial | Retail | Existing | Miscellaneous | Natural Gas | Pool Heater | E10 | Utility - Cost of Equipment | 0 | 0 | 0 | 0 | 0 | 0 | 0 | 0 | 0 | 0 | 0 | 0 | 0 | 0 | 0 | 0 | 0 | 0 | 0 | 0 | 0 | 0 | 0 | 0 | 0 | 0 | 0 | 0 | 0 | 0 | 0 | 0 | 0 | 0 | 0 | 0 | 0 | 0 | 0 | 0 | 0 | 0
F5_Commercial_Retail_Existing_Miscellaneous_Natural Gas_Pool Heater_E1 | F5 | Commercial | Retail | Existing | Miscellaneous | Natural Gas | Pool Heater | E1 | Utility - Cost of Operation | 0.002528 | 0.002528 | 0.002528 | 0.002528 | 0.002528 | 0.002528 | 0.002528 | 0.002528 | 0.002528 | 0.002528 | 0.002528 | 0.002528 | 0.002528 | 0.002528 | 0.002528 | 0.002528 | 0.002528 | 0.002528 | 0.002528 | 0.002528 | 0.002528 | 0.002528 | 0.002528 | 0.002528 | 0.002528 | 0.002528 | 0.002528 | 0.002528 | 0.002528 | 0.002528 | 0.002528 | 0.002528 | 0.002528 | 0 | 0 | 0 | 0 | 0 | 0 | 0 | 0 | 0
F5_Commercial_Retail_Existing_Miscellaneous_Natural Gas_Pool Heater_E2 | F5 | Commercial | Retail | Existing | Miscellaneous | Natural Gas | Pool Heater | E2 | Utility - Cost of Operation | 0.0041394 | 0.0041394 | 0.0041394 | 0.0041394 | 0.0041394 | 0.0041394 | 0.0041394 | 0.0041394 | 0.0041394 | 0.0041394 | 0.0041394 | 0.0041394 | 0.0041394 | 0.0041394 | 0.0041394 | 0.0041394 | 0.0041394 | 0.0041394 | 0.0041394 | 0.0041394 | 0.0041394 | 0.0041394 | 0.0041394 | 0.0041394 | 0.0041394 | 0.0041394 | 0.0041394 | 0.0041394 | 0.0041394 | 0.0041394 | 0.0041394 | 0.0041394 | 0.0041394 | 0 | 0 | 0 | 0 | 0 | 0 | 0 | 0 | 0
F5_Commercial_Retail_Existing_Miscellaneous_Natural Gas_Pool Heater_E3 | F5 | Commercial | Retail | Existing | Miscellaneous | Natural Gas | Pool Heater | E3 | Utility - Cost of Operation | 0 | 0 | 0 | 0 | 0 | 0 | 0 | 0 | 0 | 0 | 0 | 0 | 0 | 0 | 0 | 0 | 0 | 0 | 0 | 0 | 0 | 0 | 0 | 0 | 0 | 0 | 0 | 0 | 0 | 0 | 0 | 0 | 0 | 0 | 0 | 0 | 0 | 0 | 0 | 0 | 0 | 0
F5_Commercial_Retail_Existing_Miscellaneous_Natural Gas_Pool Heater_E4 | F5 | Commercial | Retail | Existing | Miscellaneous | Natural Gas | Pool Heater | E4 | Utility - Cost of Operation | 0 | 0 | 0 | 0 | 0 | 0 | 0 | 0 | 0 | 0 | 0 | 0 | 0 | 0 | 0 | 0 | 0 | 0 | 0 | 0 | 0 | 0 | 0 | 0 | 0 | 0 | 0 | 0 | 0 | 0 | 0 | 0 | 0 | 0 | 0 | 0 | 0 | 0 | 0 | 0 | 0 | 0
F5_Commercial_Retail_Existing_Miscellaneous_Natural Gas_Pool Heater_E5 | F5 | Commercial | Retail | Existing | Miscellaneous | Natural Gas | Pool Heater | E5 | Utility - Cost of Operation | 0 | 0 | 0 | 0 | 0 | 0 | 0 | 0 | 0 | 0 | 0 | 0 | 0 | 0 | 0 | 0 | 0 | 0 | 0 | 0 | 0 | 0 | 0 | 0 | 0 | 0 | 0 | 0 | 0 | 0 | 0 | 0 | 0 | 0 | 0 | 0 | 0 | 0 | 0 | 0 | 0 | 0
F5_Commercial_Retail_Existing_Miscellaneous_Natural Gas_Pool Heater_E6 | F5 | Commercial | Retail | Existing | Miscellaneous | Natural Gas | Pool Heater | E6 | Utility - Cost of Operation | 0 | 0 | 0 | 0 | 0 | 0 | 0 | 0 | 0 | 0 | 0 | 0 | 0 | 0 | 0 | 0 | 0 | 0 | 0 | 0 | 0 | 0 | 0 | 0 | 0 | 0 | 0 | 0 | 0 | 0 | 0 | 0 | 0 | 0 | 0 | 0 | 0 | 0 | 0 | 0 | 0 | 0
F5_Commercial_Retail_Existing_Miscellaneous_Natural Gas_Pool Heater_E7 | F5 | Commercial | Retail | Existing | Miscellaneous | Natural Gas | Pool Heater | E7 | Utility - Cost of Operation | 0 | 0 | 0 | 0 | 0 | 0 | 0 | 0 | 0 | 0 | 0 | 0 | 0 | 0 | 0 | 0 | 0 | 0 | 0 | 0 | 0 | 0 | 0 | 0 | 0 | 0 | 0 | 0 | 0 | 0 | 0 | 0 | 0 | 0 | 0 | 0 | 0 | 0 | 0 | 0 | 0 | 0
F5_Commercial_Retail_Existing_Miscellaneous_Natural Gas_Pool Heater_E8 | F5 | Commercial | Retail | Existing | Miscellaneous | Natural Gas | Pool Heater | E8 | Utility - Cost of Operation | 0 | 0 | 0 | 0 | 0 | 0 | 0 | 0 | 0 | 0 | 0 | 0 | 0 | 0 | 0 | 0 | 0 | 0 | 0 | 0 | 0 | 0 | 0 | 0 | 0 | 0 | 0 | 0 | 0 | 0 | 0 | 0 | 0 | 0 | 0 | 0 | 0 | 0 | 0 | 0 | 0 | 0
F5_Commercial_Retail_Existing_Miscellaneous_Natural Gas_Pool Heater_E9 | F5 | Commercial | Retail | Existing | Miscellaneous | Natural Gas | Pool Heater | E9 | Utility - Cost of Operation | 0 | 0 | 0 | 0 | 0 | 0 | 0 | 0 | 0 | 0 | 0 | 0 | 0 | 0 | 0 | 0 | 0 | 0 | 0 | 0 | 0 | 0 | 0 | 0 | 0 | 0 | 0 | 0 | 0 | 0 | 0 | 0 | 0 | 0 | 0 | 0 | 0 | 0 | 0 | 0 | 0 | 0
F5_Commercial_Retail_Existing_Miscellaneous_Natural Gas_Pool Heater_E10 | F5 | Commercial | Retail | Existing | Miscellaneous | Natural Gas | Pool Heater | E10 | Utility - Cost of Operation | 0 | 0 | 0 | 0 | 0 | 0 | 0 | 0 | 0 | 0 | 0 | 0 | 0 | 0 | 0 | 0 | 0 | 0 | 0 | 0 | 0 | 0 | 0 | 0 | 0 | 0 | 0 | 0 | 0 | 0 | 0 | 0 | 0 | 0 | 0 | 0 | 0 | 0 | 0 | 0 | 0 | 0
F6_Commercial_Retail_Existing_Miscellaneous_Natural Gas_Pool Heater_E1 | F6 | Commercial | Retail | Existing | Miscellaneous | Natural Gas | Pool Heater | E1 | Utility - Value of Sales | 0.010508 | 0.010603 | 0.010756 | 0.010722 | 0.010722 | 0.010722 | 0.010722 | 0.010722 | 0.010722 | 0.010722 | 0.010722 | 0.010722 | 0.010722 | 0.010722 | 0.010722 | 0.010722 | 0.010722 | 0.010722 | 0.010722 | 0.010722 | 0.010722 | 0.010722 | 0.010722 | 0.010722 | 0.010722 | 0.010722 | 0.010722 | 0.010722 | 0.010722 | 0.010722 | 0.010722 | 0.010722 | 0.010722 | 0 | 0 | 0 | 0 | 0 | 0 | 0 | 0 | 0
F6_Commercial_Retail_Existing_Miscellaneous_Natural Gas_Pool Heater_E2 | F6 | Commercial | Retail | Existing | Miscellaneous | Natural Gas | Pool Heater | E2 | Utility - Value of Sales | 0.0089319 | 0.0090127 | 0.0091425 | 0.0091141 | 0.0091141 | 0.0091141 | 0.0091141 | 0.0091141 | 0.0091141 | 0.0091141 | 0.0091141 | 0.0091141 | 0.0091141 | 0.0091141 | 0.0091141 | 0.0091141 | 0.0091141 | 0.0091141 | 0.0091141 | 0.0091141 | 0.0091141 | 0.0091141 | 0.0091141 | 0.0091141 | 0.0091141 | 0.0091141 | 0.0091141 | 0.0091141 | 0.0091141 | 0.0091141 | 0.0091141 | 0.0091141 | 0.0091141 | 0 | 0 | 0 | 0 | 0 | 0 | 0 | 0 | 0
F6_Commercial_Retail_Existing_Miscellaneous_Natural Gas_Pool Heater_E3 | F6 | Commercial | Retail | Existing | Miscellaneous | Natural Gas | Pool Heater | E3 | Utility - Value of Sales | 0 | 0 | 0 | 0 | 0 | 0 | 0 | 0 | 0 | 0 | 0 | 0 | 0 | 0 | 0 | 0 | 0 | 0 | 0 | 0 | 0 | 0 | 0 | 0 | 0 | 0 | 0 | 0 | 0 | 0 | 0 | 0 | 0 | 0 | 0 | 0 | 0 | 0 | 0 | 0 | 0 | 0
F6_Commercial_Retail_Existing_Miscellaneous_Natural Gas_Pool Heater_E4 | F6 | Commercial | Retail | Existing | Miscellaneous | Natural Gas | Pool Heater | E4 | Utility - Value of Sales | 0 | 0 | 0 | 0 | 0 | 0 | 0 | 0 | 0 | 0 | 0 | 0 | 0 | 0 | 0 | 0 | 0 | 0 | 0 | 0 | 0 | 0 | 0 | 0 | 0 | 0 | 0 | 0 | 0 | 0 | 0 | 0 | 0 | 0 | 0 | 0 | 0 | 0 | 0 | 0 | 0 | 0
F6_Commercial_Retail_Existing_Miscellaneous_Natural Gas_Pool Heater_E5 | F6 | Commercial | Retail | Existing | Miscellaneous | Natural Gas | Pool Heater | E5 | Utility - Value of Sales | 0 | 0 | 0 | 0 | 0 | 0 | 0 | 0 | 0 | 0 | 0 | 0 | 0 | 0 | 0 | 0 | 0 | 0 | 0 | 0 | 0 | 0 | 0 | 0 | 0 | 0 | 0 | 0 | 0 | 0 | 0 | 0 | 0 | 0 | 0 | 0 | 0 | 0 | 0 | 0 | 0 | 0
F6_Commercial_Retail_Existing_Miscellaneous_Natural Gas_Pool Heater_E6 | F6 | Commercial | Retail | Existing | Miscellaneous | Natural Gas | Pool Heater | E6 | Utility - Value of Sales | 0 | 0 | 0 | 0 | 0 | 0 | 0 | 0 | 0 | 0 | 0 | 0 | 0 | 0 | 0 | 0 | 0 | 0 | 0 | 0 | 0 | 0 | 0 | 0 | 0 | 0 | 0 | 0 | 0 | 0 | 0 | 0 | 0 | 0 | 0 | 0 | 0 | 0 | 0 | 0 | 0 | 0
F6_Commercial_Retail_Existing_Miscellaneous_Natural Gas_Pool Heater_E7 | F6 | Commercial | Retail | Existing | Miscellaneous | Natural Gas | Pool Heater | E7 | Utility - Value of Sales | 0 | 0 | 0 | 0 | 0 | 0 | 0 | 0 | 0 | 0 | 0 | 0 | 0 | 0 | 0 | 0 | 0 | 0 | 0 | 0 | 0 | 0 | 0 | 0 | 0 | 0 | 0 | 0 | 0 | 0 | 0 | 0 | 0 | 0 | 0 | 0 | 0 | 0 | 0 | 0 | 0 | 0
F6_Commercial_Retail_Existing_Miscellaneous_Natural Gas_Pool Heater_E8 | F6 | Commercial | Retail | Existing | Miscellaneous | Natural Gas | Pool Heater | E8 | Utility - Value of Sales | 0 | 0 | 0 | 0 | 0 | 0 | 0 | 0 | 0 | 0 | 0 | 0 | 0 | 0 | 0 | 0 | 0 | 0 | 0 | 0 | 0 | 0 | 0 | 0 | 0 | 0 | 0 | 0 | 0 | 0 | 0 | 0 | 0 | 0 | 0 | 0 | 0 | 0 | 0 | 0 | 0 | 0
F6_Commercial_Retail_Existing_Miscellaneous_Natural Gas_Pool Heater_E9 | F6 | Commercial | Retail | Existing | Miscellaneous | Natural Gas | Pool Heater | E9 | Utility - Value of Sales | 0 | 0 | 0 | 0 | 0 | 0 | 0 | 0 | 0 | 0 | 0 | 0 | 0 | 0 | 0 | 0 | 0 | 0 | 0 | 0 | 0 | 0 | 0 | 0 | 0 | 0 | 0 | 0 | 0 | 0 | 0 | 0 | 0 | 0 | 0 | 0 | 0 | 0 | 0 | 0 | 0 | 0
F6_Commercial_Retail_Existing_Miscellaneous_Natural Gas_Pool Heater_E10 | F6 | Commercial | Retail | Existing | Miscellaneous | Natural Gas | Pool Heater | E10 | Utility - Value of Sales | 0 | 0 | 0 | 0 | 0 | 0 | 0 | 0 | 0 | 0 | 0 | 0 | 0 | 0 | 0 | 0 | 0 | 0 | 0 | 0 | 0 | 0 | 0 | 0 | 0 | 0 | 0 | 0 | 0 | 0 | 0 | 0 | 0 | 0 | 0 | 0 | 0 | 0 | 0 | 0 | 0 | 0
F1_Commercial_Retail_Existing_Miscellaneous_Natural Gas_Miscellaneous_E1 | F1 | Commercial | Retail | Existing | Miscellaneous | Natural Gas | Miscellaneous | E1 | RVT - Cost of Equipment | 0 | 0 | 0 | 0 | 0 | 0 | 0 | 0 | 0 | 0 | 0 | 0 | 0 | 0 | 0 | 0 | 0 | 0 | 0 | 0 | 0 | 0 | 0 | 0 | 0 | 0 | 0 | 0 | 0 | 0 | 0 | 0 | 0 | 0 | 0 | 0 | 0 | 0 | 0 | 0 | 0 | 0
F1_Commercial_Retail_Existing_Miscellaneous_Natural Gas_Miscellaneous_E2 | F1 | Commercial | Retail | Existing | Miscellaneous | Natural Gas | Miscellaneous | E2 | RVT - Cost of Equipment | 0 | 0 | 0 | 0 | 0 | 0 | 0 | 0 | 0 | 0 | 0 | 0 | 0 | 0 | 0 | 0 | 0 | 0 | 0 | 0 | 0 | 0 | 0 | 0 | 0 | 0 | 0 | 0 | 0 | 0 | 0 | 0 | 0 | 0 | 0 | 0 | 0 | 0 | 0 | 0 | 0 | 0
F1_Commercial_Retail_Existing_Miscellaneous_Natural Gas_Miscellaneous_E3 | F1 | Commercial | Retail | Existing | Miscellaneous | Natural Gas | Miscellaneous | E3 | RVT - Cost of Equipment | 0 | 0 | 0 | 0 | 0 | 0 | 0 | 0 | 0 | 0 | 0 | 0 | 0 | 0 | 0 | 0 | 0 | 0 | 0 | 0 | 0 | 0 | 0 | 0 | 0 | 0 | 0 | 0 | 0 | 0 | 0 | 0 | 0 | 0 | 0 | 0 | 0 | 0 | 0 | 0 | 0 | 0
F1_Commercial_Retail_Existing_Miscellaneous_Natural Gas_Miscellaneous_E4 | F1 | Commercial | Retail | Existing | Miscellaneous | Natural Gas | Miscellaneous | E4 | RVT - Cost of Equipment | 0 | 0 | 0 | 0 | 0 | 0 | 0 | 0 | 0 | 0 | 0 | 0 | 0 | 0 | 0 | 0 | 0 | 0 | 0 | 0 | 0 | 0 | 0 | 0 | 0 | 0 | 0 | 0 | 0 | 0 | 0 | 0 | 0 | 0 | 0 | 0 | 0 | 0 | 0 | 0 | 0 | 0
F1_Commercial_Retail_Existing_Miscellaneous_Natural Gas_Miscellaneous_E5 | F1 | Commercial | Retail | Existing | Miscellaneous | Natural Gas | Miscellaneous | E5 | RVT - Cost of Equipment | 0 | 0 | 0 | 0 | 0 | 0 | 0 | 0 | 0 | 0 | 0 | 0 | 0 | 0 | 0 | 0 | 0 | 0 | 0 | 0 | 0 | 0 | 0 | 0 | 0 | 0 | 0 | 0 | 0 | 0 | 0 | 0 | 0 | 0 | 0 | 0 | 0 | 0 | 0 | 0 | 0 | 0
F1_Commercial_Retail_Existing_Miscellaneous_Natural Gas_Miscellaneous_E6 | F1 | Commercial | Retail | Existing | Miscellaneous | Natural Gas | Miscellaneous | E6 | RVT - Cost of Equipment | 0 | 0 | 0 | 0 | 0 | 0 | 0 | 0 | 0 | 0 | 0 | 0 | 0 | 0 | 0 | 0 | 0 | 0 | 0 | 0 | 0 | 0 | 0 | 0 | 0 | 0 | 0 | 0 | 0 | 0 | 0 | 0 | 0 | 0 | 0 | 0 | 0 | 0 | 0 | 0 | 0 | 0
F1_Commercial_Retail_Existing_Miscellaneous_Natural Gas_Miscellaneous_E7 | F1 | Commercial | Retail | Existing | Miscellaneous | Natural Gas | Miscellaneous | E7 | RVT - Cost of Equipment | 0 | 0 | 0 | 0 | 0 | 0 | 0 | 0 | 0 | 0 | 0 | 0 | 0 | 0 | 0 | 0 | 0 | 0 | 0 | 0 | 0 | 0 | 0 | 0 | 0 | 0 | 0 | 0 | 0 | 0 | 0 | 0 | 0 | 0 | 0 | 0 | 0 | 0 | 0 | 0 | 0 | 0
F1_Commercial_Retail_Existing_Miscellaneous_Natural Gas_Miscellaneous_E8 | F1 | Commercial | Retail | Existing | Miscellaneous | Natural Gas | Miscellaneous | E8 | RVT - Cost of Equipment | 0 | 0 | 0 | 0 | 0 | 0 | 0 | 0 | 0 | 0 | 0 | 0 | 0 | 0 | 0 | 0 | 0 | 0 | 0 | 0 | 0 | 0 | 0 | 0 | 0 | 0 | 0 | 0 | 0 | 0 | 0 | 0 | 0 | 0 | 0 | 0 | 0 | 0 | 0 | 0 | 0 | 0
F1_Commercial_Retail_Existing_Miscellaneous_Natural Gas_Miscellaneous_E9 | F1 | Commercial | Retail | Existing | Miscellaneous | Natural Gas | Miscellaneous | E9 | RVT - Cost of Equipment | 0 | 0 | 0 | 0 | 0 | 0 | 0 | 0 | 0 | 0 | 0 | 0 | 0 | 0 | 0 | 0 | 0 | 0 | 0 | 0 | 0 | 0 | 0 | 0 | 0 | 0 | 0 | 0 | 0 | 0 | 0 | 0 | 0 | 0 | 0 | 0 | 0 | 0 | 0 | 0 | 0 | 0
F1_Commercial_Retail_Existing_Miscellaneous_Natural Gas_Miscellaneous_E10 | F1 | Commercial | Retail | Existing | Miscellaneous | Natural Gas | Miscellaneous | E10 | RVT - Cost of Equipment | 0 | 0 | 0 | 0 | 0 | 0 | 0 | 0 | 0 | 0 | 0 | 0 | 0 | 0 | 0 | 0 | 0 | 0 | 0 | 0 | 0 | 0 | 0 | 0 | 0 | 0 | 0 | 0 | 0 | 0 | 0 | 0 | 0 | 0 | 0 | 0 | 0 | 0 | 0 | 0 | 0 | 0
F2_Commercial_Retail_Existing_Miscellaneous_Natural Gas_Miscellaneous_E1 | F2 | Commercial | Retail | Existing | Miscellaneous | Natural Gas | Miscellaneous | E1 | RVT - Cost of Operation | 0 | 0 | 0 | 0 | 0 | 0 | 0 | 0 | 0 | 0 | 0 | 0 | 0 | 0 | 0 | 0 | 0 | 0 | 0 | 0 | 0 | 0 | 0 | 0 | 0 | 0 | 0 | 0 | 0 | 0 | 0 | 0 | 0 | 0 | 0 | 0 | 0 | 0 | 0 | 0 | 0 | 0
F2_Commercial_Retail_Existing_Miscellaneous_Natural Gas_Miscellaneous_E2 | F2 | Commercial | Retail | Existing | Miscellaneous | Natural Gas | Miscellaneous | E2 | RVT - Cost of Operation | 0 | 0 | 0 | 0 | 0 | 0 | 0 | 0 | 0 | 0 | 0 | 0 | 0 | 0 | 0 | 0 | 0 | 0 | 0 | 0 | 0 | 0 | 0 | 0 | 0 | 0 | 0 | 0 | 0 | 0 | 0 | 0 | 0 | 0 | 0 | 0 | 0 | 0 | 0 | 0 | 0 | 0
F2_Commercial_Retail_Existing_Miscellaneous_Natural Gas_Miscellaneous_E3 | F2 | Commercial | Retail | Existing | Miscellaneous | Natural Gas | Miscellaneous | E3 | RVT - Cost of Operation | 0 | 0 | 0 | 0 | 0 | 0 | 0 | 0 | 0 | 0 | 0 | 0 | 0 | 0 | 0 | 0 | 0 | 0 | 0 | 0 | 0 | 0 | 0 | 0 | 0 | 0 | 0 | 0 | 0 | 0 | 0 | 0 | 0 | 0 | 0 | 0 | 0 | 0 | 0 | 0 | 0 | 0
F2_Commercial_Retail_Existing_Miscellaneous_Natural Gas_Miscellaneous_E4 | F2 | Commercial | Retail | Existing | Miscellaneous | Natural Gas | Miscellaneous | E4 | RVT - Cost of Operation | 0 | 0 | 0 | 0 | 0 | 0 | 0 | 0 | 0 | 0 | 0 | 0 | 0 | 0 | 0 | 0 | 0 | 0 | 0 | 0 | 0 | 0 | 0 | 0 | 0 | 0 | 0 | 0 | 0 | 0 | 0 | 0 | 0 | 0 | 0 | 0 | 0 | 0 | 0 | 0 | 0 | 0
F2_Commercial_Retail_Existing_Miscellaneous_Natural Gas_Miscellaneous_E5 | F2 | Commercial | Retail | Existing | Miscellaneous | Natural Gas | Miscellaneous | E5 | RVT - Cost of Operation | 0 | 0 | 0 | 0 | 0 | 0 | 0 | 0 | 0 | 0 | 0 | 0 | 0 | 0 | 0 | 0 | 0 | 0 | 0 | 0 | 0 | 0 | 0 | 0 | 0 | 0 | 0 | 0 | 0 | 0 | 0 | 0 | 0 | 0 | 0 | 0 | 0 | 0 | 0 | 0 | 0 | 0
F2_Commercial_Retail_Existing_Miscellaneous_Natural Gas_Miscellaneous_E6 | F2 | Commercial | Retail | Existing | Miscellaneous | Natural Gas | Miscellaneous | E6 | RVT - Cost of Operation | 0 | 0 | 0 | 0 | 0 | 0 | 0 | 0 | 0 | 0 | 0 | 0 | 0 | 0 | 0 | 0 | 0 | 0 | 0 | 0 | 0 | 0 | 0 | 0 | 0 | 0 | 0 | 0 | 0 | 0 | 0 | 0 | 0 | 0 | 0 | 0 | 0 | 0 | 0 | 0 | 0 | 0
F2_Commercial_Retail_Existing_Miscellaneous_Natural Gas_Miscellaneous_E7 | F2 | Commercial | Retail | Existing | Miscellaneous | Natural Gas | Miscellaneous | E7 | RVT - Cost of Operation | 0 | 0 | 0 | 0 | 0 | 0 | 0 | 0 | 0 | 0 | 0 | 0 | 0 | 0 | 0 | 0 | 0 | 0 | 0 | 0 | 0 | 0 | 0 | 0 | 0 | 0 | 0 | 0 | 0 | 0 | 0 | 0 | 0 | 0 | 0 | 0 | 0 | 0 | 0 | 0 | 0 | 0
F2_Commercial_Retail_Existing_Miscellaneous_Natural Gas_Miscellaneous_E8 | F2 | Commercial | Retail | Existing | Miscellaneous | Natural Gas | Miscellaneous | E8 | RVT - Cost of Operation | 0 | 0 | 0 | 0 | 0 | 0 | 0 | 0 | 0 | 0 | 0 | 0 | 0 | 0 | 0 | 0 | 0 | 0 | 0 | 0 | 0 | 0 | 0 | 0 | 0 | 0 | 0 | 0 | 0 | 0 | 0 | 0 | 0 | 0 | 0 | 0 | 0 | 0 | 0 | 0 | 0 | 0
F2_Commercial_Retail_Existing_Miscellaneous_Natural Gas_Miscellaneous_E9 | F2 | Commercial | Retail | Existing | Miscellaneous | Natural Gas | Miscellaneous | E9 | RVT - Cost of Operation | 0 | 0 | 0 | 0 | 0 | 0 | 0 | 0 | 0 | 0 | 0 | 0 | 0 | 0 | 0 | 0 | 0 | 0 | 0 | 0 | 0 | 0 | 0 | 0 | 0 | 0 | 0 | 0 | 0 | 0 | 0 | 0 | 0 | 0 | 0 | 0 | 0 | 0 | 0 | 0 | 0 | 0
F2_Commercial_Retail_Existing_Miscellaneous_Natural Gas_Miscellaneous_E10 | F2 | Commercial | Retail | Existing | Miscellaneous | Natural Gas | Miscellaneous | E10 | RVT - Cost of Operation | 0 | 0 | 0 | 0 | 0 | 0 | 0 | 0 | 0 | 0 | 0 | 0 | 0 | 0 | 0 | 0 | 0 | 0 | 0 | 0 | 0 | 0 | 0 | 0 | 0 | 0 | 0 | 0 | 0 | 0 | 0 | 0 | 0 | 0 | 0 | 0 | 0 | 0 | 0 | 0 | 0 | 0
F3_Commercial_Retail_Existing_Miscellaneous_Natural Gas_Miscellaneous_E1 | F3 | Commercial | Retail | Existing | Miscellaneous | Natural Gas | Miscellaneous | E1 | System - kBTUs of Consumption | 0.00095563 | 0.00095563 | 0.00095563 | 0.00095563 | 0.00095563 | 0.00095563 | 0.00095563 | 0.00095563 | 0.00095563 | 0.00095563 | 0.00095563 | 0.00095563 | 0.00095563 | 0.00095563 | 0.00095563 | 0.00095563 | 0.00095563 | 0.00095563 | 0.00095563 | 0.00095563 | 0.00095563 | 0.00095563 | 0.00095563 | 0.00095563 | 0.00095563 | 0.00095563 | 0.00095563 | 0.00095563 | 0.00095563 | 0.00095563 | 0.00095563 | 0.00095563 | 0.00095563 | 0 | 0 | 0 | 0 | 0 | 0 | 0 | 0 | 0
F3_Commercial_Retail_Existing_Miscellaneous_Natural Gas_Miscellaneous_E2 | F3 | Commercial | Retail | Existing | Miscellaneous | Natural Gas | Miscellaneous | E2 | System - kBTUs of Consumption | 0 | 0 | 0 | 0 | 0 | 0 | 0 | 0 | 0 | 0 | 0 | 0 | 0 | 0 | 0 | 0 | 0 | 0 | 0 | 0 | 0 | 0 | 0 | 0 | 0 | 0 | 0 | 0 | 0 | 0 | 0 | 0 | 0 | 0 | 0 | 0 | 0 | 0 | 0 | 0 | 0 | 0
F3_Commercial_Retail_Existing_Miscellaneous_Natural Gas_Miscellaneous_E3 | F3 | Commercial | Retail | Existing | Miscellaneous | Natural Gas | Miscellaneous | E3 | System - kBTUs of Consumption | 0 | 0 | 0 | 0 | 0 | 0 | 0 | 0 | 0 | 0 | 0 | 0 | 0 | 0 | 0 | 0 | 0 | 0 | 0 | 0 | 0 | 0 | 0 | 0 | 0 | 0 | 0 | 0 | 0 | 0 | 0 | 0 | 0 | 0 | 0 | 0 | 0 | 0 | 0 | 0 | 0 | 0
F3_Commercial_Retail_Existing_Miscellaneous_Natural Gas_Miscellaneous_E4 | F3 | Commercial | Retail | Existing | Miscellaneous | Natural Gas | Miscellaneous | E4 | System - kBTUs of Consumption | 0 | 0 | 0 | 0 | 0 | 0 | 0 | 0 | 0 | 0 | 0 | 0 | 0 | 0 | 0 | 0 | 0 | 0 | 0 | 0 | 0 | 0 | 0 | 0 | 0 | 0 | 0 | 0 | 0 | 0 | 0 | 0 | 0 | 0 | 0 | 0 | 0 | 0 | 0 | 0 | 0 | 0
F3_Commercial_Retail_Existing_Miscellaneous_Natural Gas_Miscellaneous_E5 | F3 | Commercial | Retail | Existing | Miscellaneous | Natural Gas | Miscellaneous | E5 | System - kBTUs of Consumption | 0 | 0 | 0 | 0 | 0 | 0 | 0 | 0 | 0 | 0 | 0 | 0 | 0 | 0 | 0 | 0 | 0 | 0 | 0 | 0 | 0 | 0 | 0 | 0 | 0 | 0 | 0 | 0 | 0 | 0 | 0 | 0 | 0 | 0 | 0 | 0 | 0 | 0 | 0 | 0 | 0 | 0
F3_Commercial_Retail_Existing_Miscellaneous_Natural Gas_Miscellaneous_E6 | F3 | Commercial | Retail | Existing | Miscellaneous | Natural Gas | Miscellaneous | E6 | System - kBTUs of Consumption | 0 | 0 | 0 | 0 | 0 | 0 | 0 | 0 | 0 | 0 | 0 | 0 | 0 | 0 | 0 | 0 | 0 | 0 | 0 | 0 | 0 | 0 | 0 | 0 | 0 | 0 | 0 | 0 | 0 | 0 | 0 | 0 | 0 | 0 | 0 | 0 | 0 | 0 | 0 | 0 | 0 | 0
F3_Commercial_Retail_Existing_Miscellaneous_Natural Gas_Miscellaneous_E7 | F3 | Commercial | Retail | Existing | Miscellaneous | Natural Gas | Miscellaneous | E7 | System - kBTUs of Consumption | 0 | 0 | 0 | 0 | 0 | 0 | 0 | 0 | 0 | 0 | 0 | 0 | 0 | 0 | 0 | 0 | 0 | 0 | 0 | 0 | 0 | 0 | 0 | 0 | 0 | 0 | 0 | 0 | 0 | 0 | 0 | 0 | 0 | 0 | 0 | 0 | 0 | 0 | 0 | 0 | 0 | 0
F3_Commercial_Retail_Existing_Miscellaneous_Natural Gas_Miscellaneous_E8 | F3 | Commercial | Retail | Existing | Miscellaneous | Natural Gas | Miscellaneous | E8 | System - kBTUs of Consumption | 0 | 0 | 0 | 0 | 0 | 0 | 0 | 0 | 0 | 0 | 0 | 0 | 0 | 0 | 0 | 0 | 0 | 0 | 0 | 0 | 0 | 0 | 0 | 0 | 0 | 0 | 0 | 0 | 0 | 0 | 0 | 0 | 0 | 0 | 0 | 0 | 0 | 0 | 0 | 0 | 0 | 0
F3_Commercial_Retail_Existing_Miscellaneous_Natural Gas_Miscellaneous_E9 | F3 | Commercial | Retail | Existing | Miscellaneous | Natural Gas | Miscellaneous | E9 | System - kBTUs of Consumption | 0 | 0 | 0 | 0 | 0 | 0 | 0 | 0 | 0 | 0 | 0 | 0 | 0 | 0 | 0 | 0 | 0 | 0 | 0 | 0 | 0 | 0 | 0 | 0 | 0 | 0 | 0 | 0 | 0 | 0 | 0 | 0 | 0 | 0 | 0 | 0 | 0 | 0 | 0 | 0 | 0 | 0
F3_Commercial_Retail_Existing_Miscellaneous_Natural Gas_Miscellaneous_E10 | F3 | Commercial | Retail | Existing | Miscellaneous | Natural Gas | Miscellaneous | E10 | System - kBTUs of Consumption | 0 | 0 | 0 | 0 | 0 | 0 | 0 | 0 | 0 | 0 | 0 | 0 | 0 | 0 | 0 | 0 | 0 | 0 | 0 | 0 | 0 | 0 | 0 | 0 | 0 | 0 | 0 | 0 | 0 | 0 | 0 | 0 | 0 | 0 | 0 | 0 | 0 | 0 | 0 | 0 | 0 | 0
F4_Commercial_Retail_Existing_Miscellaneous_Natural Gas_Miscellaneous_E1 | F4 | Commercial | Retail | Existing | Miscellaneous | Natural Gas | Miscellaneous | E1 | Utility - Cost of Equipment | 0 | 0 | 0 | 0 | 0 | 0 | 0 | 0 | 0 | 0 | 0 | 0 | 0 | 0 | 0 | 0 | 0 | 0 | 0 | 0 | 0 | 0 | 0 | 0 | 0 | 0 | 0 | 0 | 0 | 0 | 0 | 0 | 0 | 0 | 0 | 0 | 0 | 0 | 0 | 0 | 0 | 0
F4_Commercial_Retail_Existing_Miscellaneous_Natural Gas_Miscellaneous_E2 | F4 | Commercial | Retail | Existing | Miscellaneous | Natural Gas | Miscellaneous | E2 | Utility - Cost of Equipment | 0 | 0 | 0 | 0 | 0 | 0 | 0 | 0 | 0 | 0 | 0 | 0 | 0 | 0 | 0 | 0 | 0 | 0 | 0 | 0 | 0 | 0 | 0 | 0 | 0 | 0 | 0 | 0 | 0 | 0 | 0 | 0 | 0 | 0 | 0 | 0 | 0 | 0 | 0 | 0 | 0 | 0
F4_Commercial_Retail_Existing_Miscellaneous_Natural Gas_Miscellaneous_E3 | F4 | Commercial | Retail | Existing | Miscellaneous | Natural Gas | Miscellaneous | E3 | Utility - Cost of Equipment | 0 | 0 | 0 | 0 | 0 | 0 | 0 | 0 | 0 | 0 | 0 | 0 | 0 | 0 | 0 | 0 | 0 | 0 | 0 | 0 | 0 | 0 | 0 | 0 | 0 | 0 | 0 | 0 | 0 | 0 | 0 | 0 | 0 | 0 | 0 | 0 | 0 | 0 | 0 | 0 | 0 | 0
F4_Commercial_Retail_Existing_Miscellaneous_Natural Gas_Miscellaneous_E4 | F4 | Commercial | Retail | Existing | Miscellaneous | Natural Gas | Miscellaneous | E4 | Utility - Cost of Equipment | 0 | 0 | 0 | 0 | 0 | 0 | 0 | 0 | 0 | 0 | 0 | 0 | 0 | 0 | 0 | 0 | 0 | 0 | 0 | 0 | 0 | 0 | 0 | 0 | 0 | 0 | 0 | 0 | 0 | 0 | 0 | 0 | 0 | 0 | 0 | 0 | 0 | 0 | 0 | 0 | 0 | 0
F4_Commercial_Retail_Existing_Miscellaneous_Natural Gas_Miscellaneous_E5 | F4 | Commercial | Retail | Existing | Miscellaneous | Natural Gas | Miscellaneous | E5 | Utility - Cost of Equipment | 0 | 0 | 0 | 0 | 0 | 0 | 0 | 0 | 0 | 0 | 0 | 0 | 0 | 0 | 0 | 0 | 0 | 0 | 0 | 0 | 0 | 0 | 0 | 0 | 0 | 0 | 0 | 0 | 0 | 0 | 0 | 0 | 0 | 0 | 0 | 0 | 0 | 0 | 0 | 0 | 0 | 0
F4_Commercial_Retail_Existing_Miscellaneous_Natural Gas_Miscellaneous_E6 | F4 | Commercial | Retail | Existing | Miscellaneous | Natural Gas | Miscellaneous | E6 | Utility - Cost of Equipment | 0 | 0 | 0 | 0 | 0 | 0 | 0 | 0 | 0 | 0 | 0 | 0 | 0 | 0 | 0 | 0 | 0 | 0 | 0 | 0 | 0 | 0 | 0 | 0 | 0 | 0 | 0 | 0 | 0 | 0 | 0 | 0 | 0 | 0 | 0 | 0 | 0 | 0 | 0 | 0 | 0 | 0
F4_Commercial_Retail_Existing_Miscellaneous_Natural Gas_Miscellaneous_E7 | F4 | Commercial | Retail | Existing | Miscellaneous | Natural Gas | Miscellaneous | E7 | Utility - Cost of Equipment | 0 | 0 | 0 | 0 | 0 | 0 | 0 | 0 | 0 | 0 | 0 | 0 | 0 | 0 | 0 | 0 | 0 | 0 | 0 | 0 | 0 | 0 | 0 | 0 | 0 | 0 | 0 | 0 | 0 | 0 | 0 | 0 | 0 | 0 | 0 | 0 | 0 | 0 | 0 | 0 | 0 | 0
F4_Commercial_Retail_Existing_Miscellaneous_Natural Gas_Miscellaneous_E8 | F4 | Commercial | Retail | Existing | Miscellaneous | Natural Gas | Miscellaneous | E8 | Utility - Cost of Equipment | 0 | 0 | 0 | 0 | 0 | 0 | 0 | 0 | 0 | 0 | 0 | 0 | 0 | 0 | 0 | 0 | 0 | 0 | 0 | 0 | 0 | 0 | 0 | 0 | 0 | 0 | 0 | 0 | 0 | 0 | 0 | 0 | 0 | 0 | 0 | 0 | 0 | 0 | 0 | 0 | 0 | 0
F4_Commercial_Retail_Existing_Miscellaneous_Natural Gas_Miscellaneous_E9 | F4 | Commercial | Retail | Existing | Miscellaneous | Natural Gas | Miscellaneous | E9 | Utility - Cost of Equipment | 0 | 0 | 0 | 0 | 0 | 0 | 0 | 0 | 0 | 0 | 0 | 0 | 0 | 0 | 0 | 0 | 0 | 0 | 0 | 0 | 0 | 0 | 0 | 0 | 0 | 0 | 0 | 0 | 0 | 0 | 0 | 0 | 0 | 0 | 0 | 0 | 0 | 0 | 0 | 0 | 0 | 0
F4_Commercial_Retail_Existing_Miscellaneous_Natural Gas_Miscellaneous_E10 | F4 | Commercial | Retail | Existing | Miscellaneous | Natural Gas | Miscellaneous | E10 | Utility - Cost of Equipment | 0 | 0 | 0 | 0 | 0 | 0 | 0 | 0 | 0 | 0 | 0 | 0 | 0 | 0 | 0 | 0 | 0 | 0 | 0 | 0 | 0 | 0 | 0 | 0 | 0 | 0 | 0 | 0 | 0 | 0 | 0 | 0 | 0 | 0 | 0 | 0 | 0 | 0 | 0 | 0 | 0 | 0
F5_Commercial_Retail_Existing_Miscellaneous_Natural Gas_Miscellaneous_E1 | F5 | Commercial | Retail | Existing | Miscellaneous | Natural Gas | Miscellaneous | E1 | Utility - Cost of Operation | 0.00095563 | 0.00095563 | 0.00095563 | 0.00095563 | 0.00095563 | 0.00095563 | 0.00095563 | 0.00095563 | 0.00095563 | 0.00095563 | 0.00095563 | 0.00095563 | 0.00095563 | 0.00095563 | 0.00095563 | 0.00095563 | 0.00095563 | 0.00095563 | 0.00095563 | 0.00095563 | 0.00095563 | 0.00095563 | 0.00095563 | 0.00095563 | 0.00095563 | 0.00095563 | 0.00095563 | 0.00095563 | 0.00095563 | 0.00095563 | 0.00095563 | 0.00095563 | 0.00095563 | 0 | 0 | 0 | 0 | 0 | 0 | 0 | 0 | 0
F5_Commercial_Retail_Existing_Miscellaneous_Natural Gas_Miscellaneous_E2 | F5 | Commercial | Retail | Existing | Miscellaneous | Natural Gas | Miscellaneous | E2 | Utility - Cost of Operation | 0 | 0 | 0 | 0 | 0 | 0 | 0 | 0 | 0 | 0 | 0 | 0 | 0 | 0 | 0 | 0 | 0 | 0 | 0 | 0 | 0 | 0 | 0 | 0 | 0 | 0 | 0 | 0 | 0 | 0 | 0 | 0 | 0 | 0 | 0 | 0 | 0 | 0 | 0 | 0 | 0 | 0
F5_Commercial_Retail_Existing_Miscellaneous_Natural Gas_Miscellaneous_E3 | F5 | Commercial | Retail | Existing | Miscellaneous | Natural Gas | Miscellaneous | E3 | Utility - Cost of Operation | 0 | 0 | 0 | 0 | 0 | 0 | 0 | 0 | 0 | 0 | 0 | 0 | 0 | 0 | 0 | 0 | 0 | 0 | 0 | 0 | 0 | 0 | 0 | 0 | 0 | 0 | 0 | 0 | 0 | 0 | 0 | 0 | 0 | 0 | 0 | 0 | 0 | 0 | 0 | 0 | 0 | 0
F5_Commercial_Retail_Existing_Miscellaneous_Natural Gas_Miscellaneous_E4 | F5 | Commercial | Retail | Existing | Miscellaneous | Natural Gas | Miscellaneous | E4 | Utility - Cost of Operation | 0 | 0 | 0 | 0 | 0 | 0 | 0 | 0 | 0 | 0 | 0 | 0 | 0 | 0 | 0 | 0 | 0 | 0 | 0 | 0 | 0 | 0 | 0 | 0 | 0 | 0 | 0 | 0 | 0 | 0 | 0 | 0 | 0 | 0 | 0 | 0 | 0 | 0 | 0 | 0 | 0 | 0
F5_Commercial_Retail_Existing_Miscellaneous_Natural Gas_Miscellaneous_E5 | F5 | Commercial | Retail | Existing | Miscellaneous | Natural Gas | Miscellaneous | E5 | Utility - Cost of Operation | 0 | 0 | 0 | 0 | 0 | 0 | 0 | 0 | 0 | 0 | 0 | 0 | 0 | 0 | 0 | 0 | 0 | 0 | 0 | 0 | 0 | 0 | 0 | 0 | 0 | 0 | 0 | 0 | 0 | 0 | 0 | 0 | 0 | 0 | 0 | 0 | 0 | 0 | 0 | 0 | 0 | 0
F5_Commercial_Retail_Existing_Miscellaneous_Natural Gas_Miscellaneous_E6 | F5 | Commercial | Retail | Existing | Miscellaneous | Natural Gas | Miscellaneous | E6 | Utility - Cost of Operation | 0 | 0 | 0 | 0 | 0 | 0 | 0 | 0 | 0 | 0 | 0 | 0 | 0 | 0 | 0 | 0 | 0 | 0 | 0 | 0 | 0 | 0 | 0 | 0 | 0 | 0 | 0 | 0 | 0 | 0 | 0 | 0 | 0 | 0 | 0 | 0 | 0 | 0 | 0 | 0 | 0 | 0
F5_Commercial_Retail_Existing_Miscellaneous_Natural Gas_Miscellaneous_E7 | F5 | Commercial | Retail | Existing | Miscellaneous | Natural Gas | Miscellaneous | E7 | Utility - Cost of Operation | 0 | 0 | 0 | 0 | 0 | 0 | 0 | 0 | 0 | 0 | 0 | 0 | 0 | 0 | 0 | 0 | 0 | 0 | 0 | 0 | 0 | 0 | 0 | 0 | 0 | 0 | 0 | 0 | 0 | 0 | 0 | 0 | 0 | 0 | 0 | 0 | 0 | 0 | 0 | 0 | 0 | 0
F5_Commercial_Retail_Existing_Miscellaneous_Natural Gas_Miscellaneous_E8 | F5 | Commercial | Retail | Existing | Miscellaneous | Natural Gas | Miscellaneous | E8 | Utility - Cost of Operation | 0 | 0 | 0 | 0 | 0 | 0 | 0 | 0 | 0 | 0 | 0 | 0 | 0 | 0 | 0 | 0 | 0 | 0 | 0 | 0 | 0 | 0 | 0 | 0 | 0 | 0 | 0 | 0 | 0 | 0 | 0 | 0 | 0 | 0 | 0 | 0 | 0 | 0 | 0 | 0 | 0 | 0
F5_Commercial_Retail_Existing_Miscellaneous_Natural Gas_Miscellaneous_E9 | F5 | Commercial | Retail | Existing | Miscellaneous | Natural Gas | Miscellaneous | E9 | Utility - Cost of Operation | 0 | 0 | 0 | 0 | 0 | 0 | 0 | 0 | 0 | 0 | 0 | 0 | 0 | 0 | 0 | 0 | 0 | 0 | 0 | 0 | 0 | 0 | 0 | 0 | 0 | 0 | 0 | 0 | 0 | 0 | 0 | 0 | 0 | 0 | 0 | 0 | 0 | 0 | 0 | 0 | 0 | 0
F5_Commercial_Retail_Existing_Miscellaneous_Natural Gas_Miscellaneous_E10 | F5 | Commercial | Retail | Existing | Miscellaneous | Natural Gas | Miscellaneous | E10 | Utility - Cost of Operation | 0 | 0 | 0 | 0 | 0 | 0 | 0 | 0 | 0 | 0 | 0 | 0 | 0 | 0 | 0 | 0 | 0 | 0 | 0 | 0 | 0 | 0 | 0 | 0 | 0 | 0 | 0 | 0 | 0 | 0 | 0 | 0 | 0 | 0 | 0 | 0 | 0 | 0 | 0 | 0 | 0 | 0
F6_Commercial_Retail_Existing_Miscellaneous_Natural Gas_Miscellaneous_E1 | F6 | Commercial | Retail | Existing | Miscellaneous | Natural Gas | Miscellaneous | E1 | Utility - Value of Sales | 0.004151 | 0.0041985 | 0.0042713 | 0.0042553 | 0.0042553 | 0.0042553 | 0.0042553 | 0.0042553 | 0.0042553 | 0.0042553 | 0.0042553 | 0.0042553 | 0.0042553 | 0.0042553 | 0.0042553 | 0.0042553 | 0.0042553 | 0.0042553 | 0.0042553 | 0.0042553 | 0.0042553 | 0.0042553 | 0.0042553 | 0.0042553 | 0.0042553 | 0.0042553 | 0.0042553 | 0.0042553 | 0.0042553 | 0.0042553 | 0.0042553 | 0.0042553 | 0.0042553 | 0 | 0 | 0 | 0 | 0 | 0 | 0 | 0 | 0
F6_Commercial_Retail_Existing_Miscellaneous_Natural Gas_Miscellaneous_E2 | F6 | Commercial | Retail | Existing | Miscellaneous | Natural Gas | Miscellaneous | E2 | Utility - Value of Sales | 0 | 0 | 0 | 0 | 0 | 0 | 0 | 0 | 0 | 0 | 0 | 0 | 0 | 0 | 0 | 0 | 0 | 0 | 0 | 0 | 0 | 0 | 0 | 0 | 0 | 0 | 0 | 0 | 0 | 0 | 0 | 0 | 0 | 0 | 0 | 0 | 0 | 0 | 0 | 0 | 0 | 0
F6_Commercial_Retail_Existing_Miscellaneous_Natural Gas_Miscellaneous_E3 | F6 | Commercial | Retail | Existing | Miscellaneous | Natural Gas | Miscellaneous | E3 | Utility - Value of Sales | 0 | 0 | 0 | 0 | 0 | 0 | 0 | 0 | 0 | 0 | 0 | 0 | 0 | 0 | 0 | 0 | 0 | 0 | 0 | 0 | 0 | 0 | 0 | 0 | 0 | 0 | 0 | 0 | 0 | 0 | 0 | 0 | 0 | 0 | 0 | 0 | 0 | 0 | 0 | 0 | 0 | 0
F6_Commercial_Retail_Existing_Miscellaneous_Natural Gas_Miscellaneous_E4 | F6 | Commercial | Retail | Existing | Miscellaneous | Natural Gas | Miscellaneous | E4 | Utility - Value of Sales | 0 | 0 | 0 | 0 | 0 | 0 | 0 | 0 | 0 | 0 | 0 | 0 | 0 | 0 | 0 | 0 | 0 | 0 | 0 | 0 | 0 | 0 | 0 | 0 | 0 | 0 | 0 | 0 | 0 | 0 | 0 | 0 | 0 | 0 | 0 | 0 | 0 | 0 | 0 | 0 | 0 | 0
F6_Commercial_Retail_Existing_Miscellaneous_Natural Gas_Miscellaneous_E5 | F6 | Commercial | Retail | Existing | Miscellaneous | Natural Gas | Miscellaneous | E5 | Utility - Value of Sales | 0 | 0 | 0 | 0 | 0 | 0 | 0 | 0 | 0 | 0 | 0 | 0 | 0 | 0 | 0 | 0 | 0 | 0 | 0 | 0 | 0 | 0 | 0 | 0 | 0 | 0 | 0 | 0 | 0 | 0 | 0 | 0 | 0 | 0 | 0 | 0 | 0 | 0 | 0 | 0 | 0 | 0
F6_Commercial_Retail_Existing_Miscellaneous_Natural Gas_Miscellaneous_E6 | F6 | Commercial | Retail | Existing | Miscellaneous | Natural Gas | Miscellaneous | E6 | Utility - Value of Sales | 0 | 0 | 0 | 0 | 0 | 0 | 0 | 0 | 0 | 0 | 0 | 0 | 0 | 0 | 0 | 0 | 0 | 0 | 0 | 0 | 0 | 0 | 0 | 0 | 0 | 0 | 0 | 0 | 0 | 0 | 0 | 0 | 0 | 0 | 0 | 0 | 0 | 0 | 0 | 0 | 0 | 0
F6_Commercial_Retail_Existing_Miscellaneous_Natural Gas_Miscellaneous_E7 | F6 | Commercial | Retail | Existing | Miscellaneous | Natural Gas | Miscellaneous | E7 | Utility - Value of Sales | 0 | 0 | 0 | 0 | 0 | 0 | 0 | 0 | 0 | 0 | 0 | 0 | 0 | 0 | 0 | 0 | 0 | 0 | 0 | 0 | 0 | 0 | 0 | 0 | 0 | 0 | 0 | 0 | 0 | 0 | 0 | 0 | 0 | 0 | 0 | 0 | 0 | 0 | 0 | 0 | 0 | 0
F6_Commercial_Retail_Existing_Miscellaneous_Natural Gas_Miscellaneous_E8 | F6 | Commercial | Retail | Existing | Miscellaneous | Natural Gas | Miscellaneous | E8 | Utility - Value of Sales | 0 | 0 | 0 | 0 | 0 | 0 | 0 | 0 | 0 | 0 | 0 | 0 | 0 | 0 | 0 | 0 | 0 | 0 | 0 | 0 | 0 | 0 | 0 | 0 | 0 | 0 | 0 | 0 | 0 | 0 | 0 | 0 | 0 | 0 | 0 | 0 | 0 | 0 | 0 | 0 | 0 | 0
F6_Commercial_Retail_Existing_Miscellaneous_Natural Gas_Miscellaneous_E9 | F6 | Commercial | Retail | Existing | Miscellaneous | Natural Gas | Miscellaneous | E9 | Utility - Value of Sales | 0 | 0 | 0 | 0 | 0 | 0 | 0 | 0 | 0 | 0 | 0 | 0 | 0 | 0 | 0 | 0 | 0 | 0 | 0 | 0 | 0 | 0 | 0 | 0 | 0 | 0 | 0 | 0 | 0 | 0 | 0 | 0 | 0 | 0 | 0 | 0 | 0 | 0 | 0 | 0 | 0 | 0
F6_Commercial_Retail_Existing_Miscellaneous_Natural Gas_Miscellaneous_E10 | F6 | Commercial | Retail | Existing | Miscellaneous | Natural Gas | Miscellaneous | E10 | Utility - Value of Sales | 0 | 0 | 0 | 0 | 0 | 0 | 0 | 0 | 0 | 0 | 0 | 0 | 0 | 0 | 0 | 0 | 0 | 0 | 0 | 0 | 0 | 0 | 0 | 0 | 0 | 0 | 0 | 0 | 0 | 0 | 0 | 0 | 0 | 0 | 0 | 0 | 0 | 0 | 0 | 0 | 0 | 0
F1_Commercial_Retail_New_Space Heating_Natural Gas_Furnace_E1 | F1 | Commercial | Retail | New | Space Heating | Natural Gas | Furnace | E1 | RVT - Cost of Equipment | 0.32142 | 0.3213 | 0.32188 | 0.32035 | 0.31931 | 0 | 0 | 0 | 0 | 0 | 0 | 0 | 0 | 0 | 0 | 0 | 0 | 0 | 0 | 0 | 0 | 0 | 0 | 0 | 0 | 0 | 0 | 0 | 0 | 0 | 0 | 0 | 0 | 0 | 0 | 0 | 0 | 0 | 0 | 0 | 0 | 0
F1_Commercial_Retail_New_Space Heating_Natural Gas_Furnace_E2 | F1 | Commercial | Retail | New | Space Heating | Natural Gas | Furnace | E2 | RVT - Cost of Equipment | 0.31745 | 0.31733 | 0.31791 | 0.3164 | 0.31536 | 0 | 0 | 0 | 0 | 0 | 0 | 0 | 0 | 0 | 0 | 0 | 0 | 0 | 0 | 0 | 0 | 0 | 0 | 0 | 0 | 0 | 0 | 0 | 0 | 0 | 0 | 0 | 0 | 0 | 0 | 0 | 0 | 0 | 0 | 0 | 0 | 0
F1_Commercial_Retail_New_Space Heating_Natural Gas_Furnace_E3 | F1 | Commercial | Retail | New | Space Heating | Natural Gas | Furnace | E3 | RVT - Cost of Equipment | 0.28892 | 0.28881 | 0.28933 | 0.28796 | 0.28702 | 0.28672 | 0.287 | 0.28715 | 0.28749 | 0.28776 | 0.288 | 0.28818 | 0.28841 | 0.28867 | 0.28887 | 0.28908 | 0.28929 | 0.28955 | 0.28981 | 0.29013 | 0.29041 | 0.29071 | 0.29095 | 0.29125 | 0.29148 | 0.29168 | 0.29188 | 0.29209 | 0.29223 | 0.29239 | 0.29248 | 0.29259 | 0.29259 | 0 | 0 | 0 | 0 | 0 | 0 | 0 | 0 | 0
F1_Commercial_Retail_New_Space Heating_Natural Gas_Furnace_E4 | F1 | Commercial | Retail | New | Space Heating | Natural Gas | Furnace | E4 | RVT - Cost of Equipment | 0.26785 | 0.26775 | 0.26823 | 0.26696 | 0.26609 | 0.26581 | 0.26608 | 0.26622 | 0.26653 | 0.26678 | 0.267 | 0.26717 | 0.26738 | 0.26762 | 0.26781 | 0.268 | 0.26819 | 0.26844 | 0.26867 | 0.26897 | 0.26923 | 0.26951 | 0.26974 | 0.27001 | 0.27022 | 0.27042 | 0.2706 | 0.2708 | 0.27093 | 0.27107 | 0.27115 | 0.27126 | 0.27126 | 0 | 0 | 0 | 0 | 0 | 0 | 0 | 0 | 0
F1_Commercial_Retail_New_Space Heating_Natural Gas_Furnace_E5 | F1 | Commercial | Retail | New | Space Heating | Natural Gas | Furnace | E5 | RVT - Cost of Equipment | 0 | 0 | 0 | 0 | 0 | 0 | 0 | 0.19659 | 0.19682 | 0.19701 | 0.19717 | 0.19729 | 0.19745 | 0.19763 | 0.19776 | 0.19791 | 0.19805 | 0.19823 | 0.19841 | 0.19863 | 0.19882 | 0.19902 | 0.19919 | 0.19939 | 0.19955 | 0.19969 | 0.19983 | 0.19997 | 0.20007 | 0.20017 | 0.20023 | 0.20031 | 0.20031 | 0 | 0 | 0 | 0 | 0 | 0 | 0 | 0 | 0
F1_Commercial_Retail_New_Space Heating_Natural Gas_Furnace_E6 | F1 | Commercial | Retail | New | Space Heating | Natural Gas | Furnace | E6 | RVT - Cost of Equipment | 0 | 0 | 0 | 0 | 0 | 0 | 0 | 0 | 0 | 0 | 0 | 0 | 0 | 0 | 0 | 0 | 0 | 0 | 0 | 0 | 0 | 0 | 0 | 0 | 0 | 0 | 0 | 0 | 0 | 0 | 0 | 0 | 0 | 0 | 0 | 0 | 0 | 0 | 0 | 0 | 0 | 0
F1_Commercial_Retail_New_Space Heating_Natural Gas_Furnace_E7 | F1 | Commercial | Retail | New | Space Heating | Natural Gas | Furnace | E7 | RVT - Cost of Equipment | 0 | 0 | 0 | 0 | 0 | 0 | 0 | 0 | 0 | 0 | 0 | 0 | 0 | 0 | 0 | 0 | 0 | 0 | 0 | 0 | 0 | 0 | 0 | 0 | 0 | 0 | 0 | 0 | 0 | 0 | 0 | 0 | 0 | 0 | 0 | 0 | 0 | 0 | 0 | 0 | 0 | 0
F1_Commercial_Retail_New_Space Heating_Natural Gas_Furnace_E8 | F1 | Commercial | Retail | New | Space Heating | Natural Gas | Furnace | E8 | RVT - Cost of Equipment | 0 | 0 | 0 | 0 | 0 | 0 | 0 | 0 | 0 | 0 | 0 | 0 | 0 | 0 | 0 | 0 | 0 | 0 | 0 | 0 | 0 | 0 | 0 | 0 | 0 | 0 | 0 | 0 | 0 | 0 | 0 | 0 | 0 | 0 | 0 | 0 | 0 | 0 | 0 | 0 | 0 | 0
F1_Commercial_Retail_New_Space Heating_Natural Gas_Furnace_E9 | F1 | Commercial | Retail | New | Space Heating | Natural Gas | Furnace | E9 | RVT - Cost of Equipment | 0 | 0 | 0 | 0 | 0 | 0 | 0 | 0 | 0 | 0 | 0 | 0 | 0 | 0 | 0 | 0 | 0 | 0 | 0 | 0 | 0 | 0 | 0 | 0 | 0 | 0 | 0 | 0 | 0 | 0 | 0 | 0 | 0 | 0 | 0 | 0 | 0 | 0 | 0 | 0 | 0 | 0
F1_Commercial_Retail_New_Space Heating_Natural Gas_Furnace_E10 | F1 | Commercial | Retail | New | Space Heating | Natural Gas | Furnace | E10 | RVT - Cost of Equipment | 0 | 0 | 0 | 0 | 0 | 0 | 0 | 0 | 0 | 0 | 0 | 0 | 0 | 0 | 0 | 0 | 0 | 0 | 0 | 0 | 0 | 0 | 0 | 0 | 0 | 0 | 0 | 0 | 0 | 0 | 0 | 0 | 0 | 0 | 0 | 0 | 0 | 0 | 0 | 0 | 0 | 0
F2_Commercial_Retail_New_Space Heating_Natural Gas_Furnace_E1 | F2 | Commercial | Retail | New | Space Heating | Natural Gas | Furnace | E1 | RVT - Cost of Operation | 0.38508 | 0.38494 | 0.38563 | 0.3838 | 0.38255 | 0 | 0 | 0 | 0 | 0 | 0 | 0 | 0 | 0 | 0 | 0 | 0 | 0 | 0 | 0 | 0 | 0 | 0 | 0 | 0 | 0 | 0 | 0 | 0 | 0 | 0 | 0 | 0 | 0 | 0 | 0 | 0 | 0 | 0 | 0 | 0 | 0
F2_Commercial_Retail_New_Space Heating_Natural Gas_Furnace_E2 | F2 | Commercial | Retail | New | Space Heating | Natural Gas | Furnace | E2 | RVT - Cost of Operation | 0.38033 | 0.38018 | 0.38087 | 0.37906 | 0.37783 | 0 | 0 | 0 | 0 | 0 | 0 | 0 | 0 | 0 | 0 | 0 | 0 | 0 | 0 | 0 | 0 | 0 | 0 | 0 | 0 | 0 | 0 | 0 | 0 | 0 | 0 | 0 | 0 | 0 | 0 | 0 | 0 | 0 | 0 | 0 | 0 | 0
F2_Commercial_Retail_New_Space Heating_Natural Gas_Furnace_E3 | F2 | Commercial | Retail | New | Space Heating | Natural Gas | Furnace | E3 | RVT - Cost of Operation | 0.34614 | 0.34601 | 0.34664 | 0.34499 | 0.34386 | 0.34351 | 0.34385 | 0.34403 | 0.34443 | 0.34476 | 0.34504 | 0.34526 | 0.34554 | 0.34585 | 0.34608 | 0.34634 | 0.34658 | 0.3469 | 0.34721 | 0.34759 | 0.34793 | 0.34829 | 0.34858 | 0.34894 | 0.34921 | 0.34946 | 0.34969 | 0.34995 | 0.35012 | 0.3503 | 0.35041 | 0.35055 | 0.35055 | 0 | 0 | 0 | 0 | 0 | 0 | 0 | 0 | 0
F2_Commercial_Retail_New_Space Heating_Natural Gas_Furnace_E4 | F2 | Commercial | Retail | New | Space Heating | Natural Gas | Furnace | E4 | RVT - Cost of Operation | 0.3209 | 0.32078 | 0.32136 | 0.31984 | 0.31879 | 0.31846 | 0.31878 | 0.31894 | 0.31932 | 0.31962 | 0.31988 | 0.32008 | 0.32034 | 0.32063 | 0.32085 | 0.32108 | 0.32131 | 0.32161 | 0.32189 | 0.32225 | 0.32256 | 0.32289 | 0.32317 | 0.32349 | 0.32374 | 0.32398 | 0.32419 | 0.32443 | 0.32459 | 0.32476 | 0.32486 | 0.32499 | 0.32499 | 0 | 0 | 0 | 0 | 0 | 0 | 0 | 0 | 0
F2_Commercial_Retail_New_Space Heating_Natural Gas_Furnace_E5 | F2 | Commercial | Retail | New | Space Heating | Natural Gas | Furnace | E5 | RVT - Cost of Operation | 0 | 0 | 0 | 0 | 0 | 0 | 0 | 0.23553 | 0.2358 | 0.23603 | 0.23622 | 0.23637 | 0.23656 | 0.23677 | 0.23693 | 0.23711 | 0.23728 | 0.23749 | 0.2377 | 0.23797 | 0.2382 | 0.23844 | 0.23865 | 0.23889 | 0.23907 | 0.23924 | 0.2394 | 0.23958 | 0.23969 | 0.23982 | 0.23989 | 0.23999 | 0.23999 | 0 | 0 | 0 | 0 | 0 | 0 | 0 | 0 | 0
F2_Commercial_Retail_New_Space Heating_Natural Gas_Furnace_E6 | F2 | Commercial | Retail | New | Space Heating | Natural Gas | Furnace | E6 | RVT - Cost of Operation | 0 | 0 | 0 | 0 | 0 | 0 | 0 | 0 | 0 | 0 | 0 | 0 | 0 | 0 | 0 | 0 | 0 | 0 | 0 | 0 | 0 | 0 | 0 | 0 | 0 | 0 | 0 | 0 | 0 | 0 | 0 | 0 | 0 | 0 | 0 | 0 | 0 | 0 | 0 | 0 | 0 | 0
F2_Commercial_Retail_New_Space Heating_Natural Gas_Furnace_E7 | F2 | Commercial | Retail | New | Space Heating | Natural Gas | Furnace | E7 | RVT - Cost of Operation | 0 | 0 | 0 | 0 | 0 | 0 | 0 | 0 | 0 | 0 | 0 | 0 | 0 | 0 | 0 | 0 | 0 | 0 | 0 | 0 | 0 | 0 | 0 | 0 | 0 | 0 | 0 | 0 | 0 | 0 | 0 | 0 | 0 | 0 | 0 | 0 | 0 | 0 | 0 | 0 | 0 | 0
F2_Commercial_Retail_New_Space Heating_Natural Gas_Furnace_E8 | F2 | Commercial | Retail | New | Space Heating | Natural Gas | Furnace | E8 | RVT - Cost of Operation | 0 | 0 | 0 | 0 | 0 | 0 | 0 | 0 | 0 | 0 | 0 | 0 | 0 | 0 | 0 | 0 | 0 | 0 | 0 | 0 | 0 | 0 | 0 | 0 | 0 | 0 | 0 | 0 | 0 | 0 | 0 | 0 | 0 | 0 | 0 | 0 | 0 | 0 | 0 | 0 | 0 | 0
F2_Commercial_Retail_New_Space Heating_Natural Gas_Furnace_E9 | F2 | Commercial | Retail | New | Space Heating | Natural Gas | Furnace | E9 | RVT - Cost of Operation | 0 | 0 | 0 | 0 | 0 | 0 | 0 | 0 | 0 | 0 | 0 | 0 | 0 | 0 | 0 | 0 | 0 | 0 | 0 | 0 | 0 | 0 | 0 | 0 | 0 | 0 | 0 | 0 | 0 | 0 | 0 | 0 | 0 | 0 | 0 | 0 | 0 | 0 | 0 | 0 | 0 | 0
F2_Commercial_Retail_New_Space Heating_Natural Gas_Furnace_E10 | F2 | Commercial | Retail | New | Space Heating | Natural Gas | Furnace | E10 | RVT - Cost of Operation | 0 | 0 | 0 | 0 | 0 | 0 | 0 | 0 | 0 | 0 | 0 | 0 | 0 | 0 | 0 | 0 | 0 | 0 | 0 | 0 | 0 | 0 | 0 | 0 | 0 | 0 | 0 | 0 | 0 | 0 | 0 | 0 | 0 | 0 | 0 | 0 | 0 | 0 | 0 | 0 | 0 | 0
F3_Commercial_Retail_New_Space Heating_Natural Gas_Furnace_E1 | F3 | Commercial | Retail | New | Space Heating | Natural Gas | Furnace | E1 | System - kBTUs of Consumption | 0.065374 | 0.065374 | 0.065374 | 0.065374 | 0.065374 | 0 | 0 | 0 | 0 | 0 | 0 | 0 | 0 | 0 | 0 | 0 | 0 | 0 | 0 | 0 | 0 | 0 | 0 | 0 | 0 | 0 | 0 | 0 | 0 | 0 | 0 | 0 | 0 | 0 | 0 | 0 | 0 | 0 | 0 | 0 | 0 | 0
F3_Commercial_Retail_New_Space Heating_Natural Gas_Furnace_E2 | F3 | Commercial | Retail | New | Space Heating | Natural Gas | Furnace | E2 | System - kBTUs of Consumption | 0.065936 | 0.065936 | 0.065936 | 0.065936 | 0.065936 | 0 | 0 | 0 | 0 | 0 | 0 | 0 | 0 | 0 | 0 | 0 | 0 | 0 | 0 | 0 | 0 | 0 | 0 | 0 | 0 | 0 | 0 | 0 | 0 | 0 | 0 | 0 | 0 | 0 | 0 | 0 | 0 | 0 | 0 | 0 | 0 | 0
F3_Commercial_Retail_New_Space Heating_Natural Gas_Furnace_E3 | F3 | Commercial | Retail | New | Space Heating | Natural Gas | Furnace | E3 | System - kBTUs of Consumption | 0.0763 | 0.0763 | 0.0763 | 0.0763 | 0.0763 | 0.0763 | 0.0763 | 0.0763 | 0.0763 | 0.0763 | 0.0763 | 0.0763 | 0.0763 | 0.0763 | 0.0763 | 0.0763 | 0.0763 | 0.0763 | 0.0763 | 0.0763 | 0.0763 | 0.0763 | 0.0763 | 0.0763 | 0.0763 | 0.0763 | 0.0763 | 0.0763 | 0.0763 | 0.0763 | 0.0763 | 0.0763 | 0.0763 | 0 | 0 | 0 | 0 | 0 | 0 | 0 | 0 | 0
F3_Commercial_Retail_New_Space Heating_Natural Gas_Furnace_E4 | F3 | Commercial | Retail | New | Space Heating | Natural Gas | Furnace | E4 | System - kBTUs of Consumption | 0.093764 | 0.093764 | 0.093764 | 0.093764 | 0.093764 | 0.093764 | 0.093764 | 0.093764 | 0.093764 | 0.093764 | 0.093764 | 0.093764 | 0.093764 | 0.093764 | 0.093764 | 0.093764 | 0.093764 | 0.093764 | 0.093764 | 0.093764 | 0.093764 | 0.093764 | 0.093764 | 0.093764 | 0.093764 | 0.093764 | 0.093764 | 0.093764 | 0.093764 | 0.093764 | 0.093764 | 0.093764 | 0.093764 | 0 | 0 | 0 | 0 | 0 | 0 | 0 | 0 | 0
F3_Commercial_Retail_New_Space Heating_Natural Gas_Furnace_E5 | F3 | Commercial | Retail | New | Space Heating | Natural Gas | Furnace | E5 | System - kBTUs of Consumption | 0 | 0 | 0 | 0 | 0 | 0 | 0 | 0.74754 | 0.74754 | 0.74754 | 0.74754 | 0.74754 | 0.74754 | 0.74754 | 0.74754 | 0.74754 | 0.74754 | 0.74754 | 0.74754 | 0.74754 | 0.74754 | 0.74754 | 0.74754 | 0.74754 | 0.74754 | 0.74754 | 0.74754 | 0.74754 | 0.74754 | 0.74754 | 0.74754 | 0.74754 | 0.74754 | 0 | 0 | 0 | 0 | 0 | 0 | 0 | 0 | 0
F3_Commercial_Retail_New_Space Heating_Natural Gas_Furnace_E6 | F3 | Commercial | Retail | New | Space Heating | Natural Gas | Furnace | E6 | System - kBTUs of Consumption | 0 | 0 | 0 | 0 | 0 | 0 | 0 | 0 | 0 | 0 | 0 | 0 | 0 | 0 | 0 | 0 | 0 | 0 | 0 | 0 | 0 | 0 | 0 | 0 | 0 | 0 | 0 | 0 | 0 | 0 | 0 | 0 | 0 | 0 | 0 | 0 | 0 | 0 | 0 | 0 | 0 | 0
F3_Commercial_Retail_New_Space Heating_Natural Gas_Furnace_E7 | F3 | Commercial | Retail | New | Space Heating | Natural Gas | Furnace | E7 | System - kBTUs of Consumption | 0 | 0 | 0 | 0 | 0 | 0 | 0 | 0 | 0 | 0 | 0 | 0 | 0 | 0 | 0 | 0 | 0 | 0 | 0 | 0 | 0 | 0 | 0 | 0 | 0 | 0 | 0 | 0 | 0 | 0 | 0 | 0 | 0 | 0 | 0 | 0 | 0 | 0 | 0 | 0 | 0 | 0
F3_Commercial_Retail_New_Space Heating_Natural Gas_Furnace_E8 | F3 | Commercial | Retail | New | Space Heating | Natural Gas | Furnace | E8 | System - kBTUs of Consumption | 0 | 0 | 0 | 0 | 0 | 0 | 0 | 0 | 0 | 0 | 0 | 0 | 0 | 0 | 0 | 0 | 0 | 0 | 0 | 0 | 0 | 0 | 0 | 0 | 0 | 0 | 0 | 0 | 0 | 0 | 0 | 0 | 0 | 0 | 0 | 0 | 0 | 0 | 0 | 0 | 0 | 0
F3_Commercial_Retail_New_Space Heating_Natural Gas_Furnace_E9 | F3 | Commercial | Retail | New | Space Heating | Natural Gas | Furnace | E9 | System - kBTUs of Consumption | 0 | 0 | 0 | 0 | 0 | 0 | 0 | 0 | 0 | 0 | 0 | 0 | 0 | 0 | 0 | 0 | 0 | 0 | 0 | 0 | 0 | 0 | 0 | 0 | 0 | 0 | 0 | 0 | 0 | 0 | 0 | 0 | 0 | 0 | 0 | 0 | 0 | 0 | 0 | 0 | 0 | 0
F3_Commercial_Retail_New_Space Heating_Natural Gas_Furnace_E10 | F3 | Commercial | Retail | New | Space Heating | Natural Gas | Furnace | E10 | System - kBTUs of Consumption | 0 | 0 | 0 | 0 | 0 | 0 | 0 | 0 | 0 | 0 | 0 | 0 | 0 | 0 | 0 | 0 | 0 | 0 | 0 | 0 | 0 | 0 | 0 | 0 | 0 | 0 | 0 | 0 | 0 | 0 | 0 | 0 | 0 | 0 | 0 | 0 | 0 | 0 | 0 | 0 | 0 | 0
F4_Commercial_Retail_New_Space Heating_Natural Gas_Furnace_E1 | F4 | Commercial | Retail | New | Space Heating | Natural Gas | Furnace | E1 | Utility - Cost of Equipment | 0.38508 | 0.38494 | 0.38563 | 0.3838 | 0.38255 | 0 | 0 | 0 | 0 | 0 | 0 | 0 | 0 | 0 | 0 | 0 | 0 | 0 | 0 | 0 | 0 | 0 | 0 | 0 | 0 | 0 | 0 | 0 | 0 | 0 | 0 | 0 | 0 | 0 | 0 | 0 | 0 | 0 | 0 | 0 | 0 | 0
F4_Commercial_Retail_New_Space Heating_Natural Gas_Furnace_E2 | F4 | Commercial | Retail | New | Space Heating | Natural Gas | Furnace | E2 | Utility - Cost of Equipment | 0.38033 | 0.38018 | 0.38087 | 0.37906 | 0.37783 | 0 | 0 | 0 | 0 | 0 | 0 | 0 | 0 | 0 | 0 | 0 | 0 | 0 | 0 | 0 | 0 | 0 | 0 | 0 | 0 | 0 | 0 | 0 | 0 | 0 | 0 | 0 | 0 | 0 | 0 | 0 | 0 | 0 | 0 | 0 | 0 | 0
F4_Commercial_Retail_New_Space Heating_Natural Gas_Furnace_E3 | F4 | Commercial | Retail | New | Space Heating | Natural Gas | Furnace | E3 | Utility - Cost of Equipment | 0.34614 | 0.34601 | 0.34664 | 0.34499 | 0.34386 | 0.34351 | 0.34385 | 0.34403 | 0.34443 | 0.34476 | 0.34504 | 0.34526 | 0.34554 | 0.34585 | 0.34608 | 0.34634 | 0.34658 | 0.3469 | 0.34721 | 0.34759 | 0.34793 | 0.34829 | 0.34858 | 0.34894 | 0.34921 | 0.34946 | 0.34969 | 0.34995 | 0.35012 | 0.3503 | 0.35041 | 0.35055 | 0.35055 | 0 | 0 | 0 | 0 | 0 | 0 | 0 | 0 | 0
F4_Commercial_Retail_New_Space Heating_Natural Gas_Furnace_E4 | F4 | Commercial | Retail | New | Space Heating | Natural Gas | Furnace | E4 | Utility - Cost of Equipment | 0.3209 | 0.32078 | 0.32136 | 0.31984 | 0.31879 | 0.31846 | 0.31878 | 0.31894 | 0.31932 | 0.31962 | 0.31988 | 0.32008 | 0.32034 | 0.32063 | 0.32085 | 0.32108 | 0.32131 | 0.32161 | 0.32189 | 0.32225 | 0.32256 | 0.32289 | 0.32317 | 0.32349 | 0.32374 | 0.32398 | 0.32419 | 0.32443 | 0.32459 | 0.32476 | 0.32486 | 0.32499 | 0.32499 | 0 | 0 | 0 | 0 | 0 | 0 | 0 | 0 | 0
F4_Commercial_Retail_New_Space Heating_Natural Gas_Furnace_E5 | F4 | Commercial | Retail | New | Space Heating | Natural Gas | Furnace | E5 | Utility - Cost of Equipment | 0 | 0 | 0 | 0 | 0 | 0 | 0 | 0.23553 | 0.2358 | 0.23603 | 0.23622 | 0.23637 | 0.23656 | 0.23677 | 0.23693 | 0.23711 | 0.23728 | 0.23749 | 0.2377 | 0.23797 | 0.2382 | 0.23844 | 0.23865 | 0.23889 | 0.23907 | 0.23924 | 0.2394 | 0.23958 | 0.23969 | 0.23982 | 0.23989 | 0.23999 | 0.23999 | 0 | 0 | 0 | 0 | 0 | 0 | 0 | 0 | 0
F4_Commercial_Retail_New_Space Heating_Natural Gas_Furnace_E6 | F4 | Commercial | Retail | New | Space Heating | Natural Gas | Furnace | E6 | Utility - Cost of Equipment | 0 | 0 | 0 | 0 | 0 | 0 | 0 | 0 | 0 | 0 | 0 | 0 | 0 | 0 | 0 | 0 | 0 | 0 | 0 | 0 | 0 | 0 | 0 | 0 | 0 | 0 | 0 | 0 | 0 | 0 | 0 | 0 | 0 | 0 | 0 | 0 | 0 | 0 | 0 | 0 | 0 | 0
F4_Commercial_Retail_New_Space Heating_Natural Gas_Furnace_E7 | F4 | Commercial | Retail | New | Space Heating | Natural Gas | Furnace | E7 | Utility - Cost of Equipment | 0 | 0 | 0 | 0 | 0 | 0 | 0 | 0 | 0 | 0 | 0 | 0 | 0 | 0 | 0 | 0 | 0 | 0 | 0 | 0 | 0 | 0 | 0 | 0 | 0 | 0 | 0 | 0 | 0 | 0 | 0 | 0 | 0 | 0 | 0 | 0 | 0 | 0 | 0 | 0 | 0 | 0
F4_Commercial_Retail_New_Space Heating_Natural Gas_Furnace_E8 | F4 | Commercial | Retail | New | Space Heating | Natural Gas | Furnace | E8 | Utility - Cost of Equipment | 0 | 0 | 0 | 0 | 0 | 0 | 0 | 0 | 0 | 0 | 0 | 0 | 0 | 0 | 0 | 0 | 0 | 0 | 0 | 0 | 0 | 0 | 0 | 0 | 0 | 0 | 0 | 0 | 0 | 0 | 0 | 0 | 0 | 0 | 0 | 0 | 0 | 0 | 0 | 0 | 0 | 0
F4_Commercial_Retail_New_Space Heating_Natural Gas_Furnace_E9 | F4 | Commercial | Retail | New | Space Heating | Natural Gas | Furnace | E9 | Utility - Cost of Equipment | 0 | 0 | 0 | 0 | 0 | 0 | 0 | 0 | 0 | 0 | 0 | 0 | 0 | 0 | 0 | 0 | 0 | 0 | 0 | 0 | 0 | 0 | 0 | 0 | 0 | 0 | 0 | 0 | 0 | 0 | 0 | 0 | 0 | 0 | 0 | 0 | 0 | 0 | 0 | 0 | 0 | 0
F4_Commercial_Retail_New_Space Heating_Natural Gas_Furnace_E10 | F4 | Commercial | Retail | New | Space Heating | Natural Gas | Furnace | E10 | Utility - Cost of Equipment | 0 | 0 | 0 | 0 | 0 | 0 | 0 | 0 | 0 | 0 | 0 | 0 | 0 | 0 | 0 | 0 | 0 | 0 | 0 | 0 | 0 | 0 | 0 | 0 | 0 | 0 | 0 | 0 | 0 | 0 | 0 | 0 | 0 | 0 | 0 | 0 | 0 | 0 | 0 | 0 | 0 | 0
F5_Commercial_Retail_New_Space Heating_Natural Gas_Furnace_E1 | F5 | Commercial | Retail | New | Space Heating | Natural Gas | Furnace | E1 | Utility - Cost of Operation | 0.065374 | 0.065374 | 0.065374 | 0.065374 | 0.065374 | 0 | 0 | 0 | 0 | 0 | 0 | 0 | 0 | 0 | 0 | 0 | 0 | 0 | 0 | 0 | 0 | 0 | 0 | 0 | 0 | 0 | 0 | 0 | 0 | 0 | 0 | 0 | 0 | 0 | 0 | 0 | 0 | 0 | 0 | 0 | 0 | 0
F5_Commercial_Retail_New_Space Heating_Natural Gas_Furnace_E2 | F5 | Commercial | Retail | New | Space Heating | Natural Gas | Furnace | E2 | Utility - Cost of Operation | 0.065936 | 0.065936 | 0.065936 | 0.065936 | 0.065936 | 0 | 0 | 0 | 0 | 0 | 0 | 0 | 0 | 0 | 0 | 0 | 0 | 0 | 0 | 0 | 0 | 0 | 0 | 0 | 0 | 0 | 0 | 0 | 0 | 0 | 0 | 0 | 0 | 0 | 0 | 0 | 0 | 0 | 0 | 0 | 0 | 0
F5_Commercial_Retail_New_Space Heating_Natural Gas_Furnace_E3 | F5 | Commercial | Retail | New | Space Heating | Natural Gas | Furnace | E3 | Utility - Cost of Operation | 0.0763 | 0.0763 | 0.0763 | 0.0763 | 0.0763 | 0.0763 | 0.0763 | 0.0763 | 0.0763 | 0.0763 | 0.0763 | 0.0763 | 0.0763 | 0.0763 | 0.0763 | 0.0763 | 0.0763 | 0.0763 | 0.0763 | 0.0763 | 0.0763 | 0.0763 | 0.0763 | 0.0763 | 0.0763 | 0.0763 | 0.0763 | 0.0763 | 0.0763 | 0.0763 | 0.0763 | 0.0763 | 0.0763 | 0 | 0 | 0 | 0 | 0 | 0 | 0 | 0 | 0
F5_Commercial_Retail_New_Space Heating_Natural Gas_Furnace_E4 | F5 | Commercial | Retail | New | Space Heating | Natural Gas | Furnace | E4 | Utility - Cost of Operation | 0.093764 | 0.093764 | 0.093764 | 0.093764 | 0.093764 | 0.093764 | 0.093764 | 0.093764 | 0.093764 | 0.093764 | 0.093764 | 0.093764 | 0.093764 | 0.093764 | 0.093764 | 0.093764 | 0.093764 | 0.093764 | 0.093764 | 0.093764 | 0.093764 | 0.093764 | 0.093764 | 0.093764 | 0.093764 | 0.093764 | 0.093764 | 0.093764 | 0.093764 | 0.093764 | 0.093764 | 0.093764 | 0.093764 | 0 | 0 | 0 | 0 | 0 | 0 | 0 | 0 | 0
F5_Commercial_Retail_New_Space Heating_Natural Gas_Furnace_E5 | F5 | Commercial | Retail | New | Space Heating | Natural Gas | Furnace | E5 | Utility - Cost of Operation | 0 | 0 | 0 | 0 | 0 | 0 | 0 | 0.74754 | 0.74754 | 0.74754 | 0.74754 | 0.74754 | 0.74754 | 0.74754 | 0.74754 | 0.74754 | 0.74754 | 0.74754 | 0.74754 | 0.74754 | 0.74754 | 0.74754 | 0.74754 | 0.74754 | 0.74754 | 0.74754 | 0.74754 | 0.74754 | 0.74754 | 0.74754 | 0.74754 | 0.74754 | 0.74754 | 0 | 0 | 0 | 0 | 0 | 0 | 0 | 0 | 0
F5_Commercial_Retail_New_Space Heating_Natural Gas_Furnace_E6 | F5 | Commercial | Retail | New | Space Heating | Natural Gas | Furnace | E6 | Utility - Cost of Operation | 0 | 0 | 0 | 0 | 0 | 0 | 0 | 0 | 0 | 0 | 0 | 0 | 0 | 0 | 0 | 0 | 0 | 0 | 0 | 0 | 0 | 0 | 0 | 0 | 0 | 0 | 0 | 0 | 0 | 0 | 0 | 0 | 0 | 0 | 0 | 0 | 0 | 0 | 0 | 0 | 0 | 0
F5_Commercial_Retail_New_Space Heating_Natural Gas_Furnace_E7 | F5 | Commercial | Retail | New | Space Heating | Natural Gas | Furnace | E7 | Utility - Cost of Operation | 0 | 0 | 0 | 0 | 0 | 0 | 0 | 0 | 0 | 0 | 0 | 0 | 0 | 0 | 0 | 0 | 0 | 0 | 0 | 0 | 0 | 0 | 0 | 0 | 0 | 0 | 0 | 0 | 0 | 0 | 0 | 0 | 0 | 0 | 0 | 0 | 0 | 0 | 0 | 0 | 0 | 0
F5_Commercial_Retail_New_Space Heating_Natural Gas_Furnace_E8 | F5 | Commercial | Retail | New | Space Heating | Natural Gas | Furnace | E8 | Utility - Cost of Operation | 0 | 0 | 0 | 0 | 0 | 0 | 0 | 0 | 0 | 0 | 0 | 0 | 0 | 0 | 0 | 0 | 0 | 0 | 0 | 0 | 0 | 0 | 0 | 0 | 0 | 0 | 0 | 0 | 0 | 0 | 0 | 0 | 0 | 0 | 0 | 0 | 0 | 0 | 0 | 0 | 0 | 0
F5_Commercial_Retail_New_Space Heating_Natural Gas_Furnace_E9 | F5 | Commercial | Retail | New | Space Heating | Natural Gas | Furnace | E9 | Utility - Cost of Operation | 0 | 0 | 0 | 0 | 0 | 0 | 0 | 0 | 0 | 0 | 0 | 0 | 0 | 0 | 0 | 0 | 0 | 0 | 0 | 0 | 0 | 0 | 0 | 0 | 0 | 0 | 0 | 0 | 0 | 0 | 0 | 0 | 0 | 0 | 0 | 0 | 0 | 0 | 0 | 0 | 0 | 0
F5_Commercial_Retail_New_Space Heating_Natural Gas_Furnace_E10 | F5 | Commercial | Retail | New | Space Heating | Natural Gas | Furnace | E10 | Utility - Cost of Operation | 0 | 0 | 0 | 0 | 0 | 0 | 0 | 0 | 0 | 0 | 0 | 0 | 0 | 0 | 0 | 0 | 0 | 0 | 0 | 0 | 0 | 0 | 0 | 0 | 0 | 0 | 0 | 0 | 0 | 0 | 0 | 0 | 0 | 0 | 0 | 0 | 0 | 0 | 0 | 0 | 0 | 0
F6_Commercial_Retail_New_Space Heating_Natural Gas_Furnace_E1 | F6 | Commercial | Retail | New | Space Heating | Natural Gas | Furnace | E1 | Utility - Value of Sales | 0.14659 | 0.14616 | 0.14592 | 0.14497 | 0.14414 | 0 | 0 | 0 | 0 | 0 | 0 | 0 | 0 | 0 | 0 | 0 | 0 | 0 | 0 | 0 | 0 | 0 | 0 | 0 | 0 | 0 | 0 | 0 | 0 | 0 | 0 | 0 | 0 | 0 | 0 | 0 | 0 | 0 | 0 | 0 | 0 | 0
F6_Commercial_Retail_New_Space Heating_Natural Gas_Furnace_E2 | F6 | Commercial | Retail | New | Space Heating | Natural Gas | Furnace | E2 | Utility - Value of Sales | 0.14478 | 0.14436 | 0.14412 | 0.14318 | 0.14237 | 0 | 0 | 0 | 0 | 0 | 0 | 0 | 0 | 0 | 0 | 0 | 0 | 0 | 0 | 0 | 0 | 0 | 0 | 0 | 0 | 0 | 0 | 0 | 0 | 0 | 0 | 0 | 0 | 0 | 0 | 0 | 0 | 0 | 0 | 0 | 0 | 0
F6_Commercial_Retail_New_Space Heating_Natural Gas_Furnace_E3 | F6 | Commercial | Retail | New | Space Heating | Natural Gas | Furnace | E3 | Utility - Value of Sales | 0.13177 | 0.13138 | 0.13116 | 0.13031 | 0.12957 | 0.12883 | 0.12811 | 0.12739 | 0.12669 | 0.126 | 0.12532 | 0.12467 | 0.12404 | 0.12344 | 0.12286 | 0.12231 | 0.1218 | 0.12131 | 0.12086 | 0.12044 | 0.12005 | 0.1197 | 0.11938 | 0.11909 | 0.11883 | 0.1186 | 0.11841 | 0.11825 | 0.11812 | 0.11802 | 0.11796 | 0.11793 | 0.11793 | 0 | 0 | 0 | 0 | 0 | 0 | 0 | 0 | 0
F6_Commercial_Retail_New_Space Heating_Natural Gas_Furnace_E4 | F6 | Commercial | Retail | New | Space Heating | Natural Gas | Furnace | E4 | Utility - Value of Sales | 0.12216 | 0.1218 | 0.1216 | 0.12081 | 0.12012 | 0.11944 | 0.11877 | 0.1181 | 0.11745 | 0.11681 | 0.11619 | 0.11558 | 0.115 | 0.11444 | 0.1139 | 0.11339 | 0.11291 | 0.11247 | 0.11205 | 0.11166 | 0.1113 | 0.11097 | 0.11067 | 0.1104 | 0.11017 | 0.10996 | 0.10978 | 0.10963 | 0.10951 | 0.10942 | 0.10936 | 0.10933 | 0.10933 | 0 | 0 | 0 | 0 | 0 | 0 | 0 | 0 | 0
F6_Commercial_Retail_New_Space Heating_Natural Gas_Furnace_E5 | F6 | Commercial | Retail | New | Space Heating | Natural Gas | Furnace | E5 | Utility - Value of Sales | 0 | 0 | 0 | 0 | 0 | 0 | 0 | 0.087214 | 0.086731 | 0.086259 | 0.085799 | 0.085353 | 0.084921 | 0.084507 | 0.084111 | 0.083736 | 0.083383 | 0.083052 | 0.082743 | 0.082456 | 0.082191 | 0.081949 | 0.081728 | 0.081529 | 0.081353 | 0.081198 | 0.081066 | 0.080956 | 0.080867 | 0.080801 | 0.080757 | 0.080735 | 0.080735 | 0 | 0 | 0 | 0 | 0 | 0 | 0 | 0 | 0
F6_Commercial_Retail_New_Space Heating_Natural Gas_Furnace_E6 | F6 | Commercial | Retail | New | Space Heating | Natural Gas | Furnace | E6 | Utility - Value of Sales | 0 | 0 | 0 | 0 | 0 | 0 | 0 | 0 | 0 | 0 | 0 | 0 | 0 | 0 | 0 | 0 | 0 | 0 | 0 | 0 | 0 | 0 | 0 | 0 | 0 | 0 | 0 | 0 | 0 | 0 | 0 | 0 | 0 | 0 | 0 | 0 | 0 | 0 | 0 | 0 | 0 | 0
F6_Commercial_Retail_New_Space Heating_Natural Gas_Furnace_E7 | F6 | Commercial | Retail | New | Space Heating | Natural Gas | Furnace | E7 | Utility - Value of Sales | 0 | 0 | 0 | 0 | 0 | 0 | 0 | 0 | 0 | 0 | 0 | 0 | 0 | 0 | 0 | 0 | 0 | 0 | 0 | 0 | 0 | 0 | 0 | 0 | 0 | 0 | 0 | 0 | 0 | 0 | 0 | 0 | 0 | 0 | 0 | 0 | 0 | 0 | 0 | 0 | 0 | 0
F6_Commercial_Retail_New_Space Heating_Natural Gas_Furnace_E8 | F6 | Commercial | Retail | New | Space Heating | Natural Gas | Furnace | E8 | Utility - Value of Sales | 0 | 0 | 0 | 0 | 0 | 0 | 0 | 0 | 0 | 0 | 0 | 0 | 0 | 0 | 0 | 0 | 0 | 0 | 0 | 0 | 0 | 0 | 0 | 0 | 0 | 0 | 0 | 0 | 0 | 0 | 0 | 0 | 0 | 0 | 0 | 0 | 0 | 0 | 0 | 0 | 0 | 0
F6_Commercial_Retail_New_Space Heating_Natural Gas_Furnace_E9 | F6 | Commercial | Retail | New | Space Heating | Natural Gas | Furnace | E9 | Utility - Value of Sales | 0 | 0 | 0 | 0 | 0 | 0 | 0 | 0 | 0 | 0 | 0 | 0 | 0 | 0 | 0 | 0 | 0 | 0 | 0 | 0 | 0 | 0 | 0 | 0 | 0 | 0 | 0 | 0 | 0 | 0 | 0 | 0 | 0 | 0 | 0 | 0 | 0 | 0 | 0 | 0 | 0 | 0
F6_Commercial_Retail_New_Space Heating_Natural Gas_Furnace_E10 | F6 | Commercial | Retail | New | Space Heating | Natural Gas | Furnace | E10 | Utility - Value of Sales | 0 | 0 | 0 | 0 | 0 | 0 | 0 | 0 | 0 | 0 | 0 | 0 | 0 | 0 | 0 | 0 | 0 | 0 | 0 | 0 | 0 | 0 | 0 | 0 | 0 | 0 | 0 | 0 | 0 | 0 | 0 | 0 | 0 | 0 | 0 | 0 | 0 | 0 | 0 | 0 | 0 | 0
F1_Commercial_Retail_New_Space Heating_Natural Gas_Boiler_E1 | F1 | Commercial | Retail | New | Space Heating | Natural Gas | Boiler | E1 | RVT - Cost of Equipment | 1.538 | 1.5375 | 1.5403 | 1.5335 | 1.5289 | 0 | 0 | 0 | 0 | 0 | 0 | 0 | 0 | 0 | 0 | 0 | 0 | 0 | 0 | 0 | 0 | 0 | 0 | 0 | 0 | 0 | 0 | 0 | 0 | 0 | 0 | 0 | 0 | 0 | 0 | 0 | 0 | 0 | 0 | 0 | 0 | 0
F1_Commercial_Retail_New_Space Heating_Natural Gas_Boiler_E2 | F1 | Commercial | Retail | New | Space Heating | Natural Gas | Boiler | E2 | RVT - Cost of Equipment | 1.4647 | 1.4643 | 1.4669 | 1.4605 | 1.4561 | 0 | 0 | 0 | 0 | 0 | 0 | 0 | 0 | 0 | 0 | 0 | 0 | 0 | 0 | 0 | 0 | 0 | 0 | 0 | 0 | 0 | 0 | 0 | 0 | 0 | 0 | 0 | 0 | 0 | 0 | 0 | 0 | 0 | 0 | 0 | 0 | 0
F1_Commercial_Retail_New_Space Heating_Natural Gas_Boiler_E3 | F1 | Commercial | Retail | New | Space Heating | Natural Gas | Boiler | E3 | RVT - Cost of Equipment | 1.3089 | 1.3085 | 1.3109 | 1.3051 | 1.3012 | 1.3 | 1.3013 | 1.302 | 1.3035 | 1.3048 | 1.3059 | 1.3067 | 1.3077 | 1.3089 | 1.3098 | 1.3107 | 1.3115 | 1.3127 | 1.3138 | 1.3151 | 1.3163 | 1.3176 | 1.3187 | 1.32 | 1.3209 | 1.3218 | 1.3227 | 1.3236 | 1.3242 | 1.3248 | 1.3252 | 1.3257 | 1.3257 | 0 | 0 | 0 | 0 | 0 | 0 | 0 | 0 | 0
F1_Commercial_Retail_New_Space Heating_Natural Gas_Boiler_E4 | F1 | Commercial | Retail | New | Space Heating | Natural Gas | Boiler | E4 | RVT - Cost of Equipment | 1.2555 | 1.2551 | 1.2574 | 1.2518 | 1.248 | 1.2469 | 1.2482 | 1.2489 | 1.2503 | 1.2515 | 1.2526 | 1.2534 | 1.2544 | 1.2555 | 1.2563 | 1.2572 | 1.258 | 1.2591 | 1.2601 | 1.2615 | 1.2626 | 1.2638 | 1.2649 | 1.2661 | 1.267 | 1.2679 | 1.2687 | 1.2696 | 1.2701 | 1.2708 | 1.2711 | 1.2716 | 1.2716 | 0 | 0 | 0 | 0 | 0 | 0 | 0 | 0 | 0
F1_Commercial_Retail_New_Space Heating_Natural Gas_Boiler_E5 | F1 | Commercial | Retail | New | Space Heating | Natural Gas | Boiler | E5 | RVT - Cost of Equipment | 0.94644 | 0.94616 | 0.94786 | 0.94368 | 0.94084 | 0.93998 | 0.94094 | 0.94146 | 0.94256 | 0.94346 | 0.94425 | 0.94484 | 0.94559 | 0.94642 | 0.94705 | 0.9477 | 0.94834 | 0.94917 | 0.94995 | 0.95095 | 0.95182 | 0.95275 | 0.95352 | 0.95443 | 0.95513 | 0.95578 | 0.95639 | 0.95705 | 0.95748 | 0.95796 | 0.95824 | 0.9586 | 0.9586 | 0 | 0 | 0 | 0 | 0 | 0 | 0 | 0 | 0
F1_Commercial_Retail_New_Space Heating_Natural Gas_Boiler_E6 | F1 | Commercial | Retail | New | Space Heating | Natural Gas | Boiler | E6 | RVT - Cost of Equipment | 0 | 0 | 0 | 0 | 0 | 0 | 0 | 0 | 0 | 0 | 0 | 0 | 0 | 0 | 0 | 0 | 0 | 0 | 0 | 0 | 0 | 0 | 0 | 0 | 0 | 0 | 0 | 0 | 0 | 0 | 0 | 0 | 0 | 0 | 0 | 0 | 0 | 0 | 0 | 0 | 0 | 0
F1_Commercial_Retail_New_Space Heating_Natural Gas_Boiler_E7 | F1 | Commercial | Retail | New | Space Heating | Natural Gas | Boiler | E7 | RVT - Cost of Equipment | 0 | 0 | 0 | 0 | 0 | 0 | 0 | 0 | 0 | 0 | 0 | 0 | 0 | 0 | 0 | 0 | 0 | 0 | 0 | 0 | 0 | 0 | 0 | 0 | 0 | 0 | 0 | 0 | 0 | 0 | 0 | 0 | 0 | 0 | 0 | 0 | 0 | 0 | 0 | 0 | 0 | 0
F1_Commercial_Retail_New_Space Heating_Natural Gas_Boiler_E8 | F1 | Commercial | Retail | New | Space Heating | Natural Gas | Boiler | E8 | RVT - Cost of Equipment | 0 | 0 | 0 | 0 | 0 | 0 | 0 | 0 | 0 | 0 | 0 | 0 | 0 | 0 | 0 | 0 | 0 | 0 | 0 | 0 | 0 | 0 | 0 | 0 | 0 | 0 | 0 | 0 | 0 | 0 | 0 | 0 | 0 | 0 | 0 | 0 | 0 | 0 | 0 | 0 | 0 | 0
F1_Commercial_Retail_New_Space Heating_Natural Gas_Boiler_E9 | F1 | Commercial | Retail | New | Space Heating | Natural Gas | Boiler | E9 | RVT - Cost of Equipment | 0 | 0 | 0 | 0 | 0 | 0 | 0 | 0 | 0 | 0 | 0 | 0 | 0 | 0 | 0 | 0 | 0 | 0 | 0 | 0 | 0 | 0 | 0 | 0 | 0 | 0 | 0 | 0 | 0 | 0 | 0 | 0 | 0 | 0 | 0 | 0 | 0 | 0 | 0 | 0 | 0 | 0
F1_Commercial_Retail_New_Space Heating_Natural Gas_Boiler_E10 | F1 | Commercial | Retail | New | Space Heating | Natural Gas | Boiler | E10 | RVT - Cost of Equipment | 0 | 0 | 0 | 0 | 0 | 0 | 0 | 0 | 0 | 0 | 0 | 0 | 0 | 0 | 0 | 0 | 0 | 0 | 0 | 0 | 0 | 0 | 0 | 0 | 0 | 0 | 0 | 0 | 0 | 0 | 0 | 0 | 0 | 0 | 0 | 0 | 0 | 0 | 0 | 0 | 0 | 0
F2_Commercial_Retail_New_Space Heating_Natural Gas_Boiler_E1 | F2 | Commercial | Retail | New | Space Heating | Natural Gas | Boiler | E1 | RVT - Cost of Operation | 1.8426 | 1.842 | 1.8454 | 1.8372 | 1.8317 | 0 | 0 | 0 | 0 | 0 | 0 | 0 | 0 | 0 | 0 | 0 | 0 | 0 | 0 | 0 | 0 | 0 | 0 | 0 | 0 | 0 | 0 | 0 | 0 | 0 | 0 | 0 | 0 | 0 | 0 | 0 | 0 | 0 | 0 | 0 | 0 | 0
F2_Commercial_Retail_New_Space Heating_Natural Gas_Boiler_E2 | F2 | Commercial | Retail | New | Space Heating | Natural Gas | Boiler | E2 | RVT - Cost of Operation | 1.7548 | 1.7543 | 1.7575 | 1.7497 | 1.7445 | 0 | 0 | 0 | 0 | 0 | 0 | 0 | 0 | 0 | 0 | 0 | 0 | 0 | 0 | 0 | 0 | 0 | 0 | 0 | 0 | 0 | 0 | 0 | 0 | 0 | 0 | 0 | 0 | 0 | 0 | 0 | 0 | 0 | 0 | 0 | 0 | 0
F2_Commercial_Retail_New_Space Heating_Natural Gas_Boiler_E3 | F2 | Commercial | Retail | New | Space Heating | Natural Gas | Boiler | E3 | RVT - Cost of Operation | 1.5681 | 1.5677 | 1.5705 | 1.5636 | 1.5589 | 1.5575 | 1.559 | 1.5599 | 1.5617 | 1.5632 | 1.5645 | 1.5655 | 1.5667 | 1.5681 | 1.5692 | 1.5702 | 1.5713 | 1.5727 | 1.574 | 1.5756 | 1.5771 | 1.5786 | 1.5799 | 1.5814 | 1.5826 | 1.5836 | 1.5846 | 1.5857 | 1.5865 | 1.5872 | 1.5877 | 1.5883 | 1.5883 | 0 | 0 | 0 | 0 | 0 | 0 | 0 | 0 | 0
F2_Commercial_Retail_New_Space Heating_Natural Gas_Boiler_E4 | F2 | Commercial | Retail | New | Space Heating | Natural Gas | Boiler | E4 | RVT - Cost of Operation | 1.5041 | 1.5037 | 1.5064 | 1.4998 | 1.4952 | 1.4939 | 1.4954 | 1.4962 | 1.498 | 1.4994 | 1.5007 | 1.5016 | 1.5028 | 1.5041 | 1.5051 | 1.5062 | 1.5072 | 1.5085 | 1.5097 | 1.5113 | 1.5127 | 1.5142 | 1.5154 | 1.5168 | 1.518 | 1.519 | 1.52 | 1.521 | 1.5217 | 1.5225 | 1.5229 | 1.5235 | 1.5235 | 0 | 0 | 0 | 0 | 0 | 0 | 0 | 0 | 0
F2_Commercial_Retail_New_Space Heating_Natural Gas_Boiler_E5 | F2 | Commercial | Retail | New | Space Heating | Natural Gas | Boiler | E5 | RVT - Cost of Operation | 1.1339 | 1.1336 | 1.1356 | 1.1306 | 1.1272 | 1.1262 | 1.1273 | 1.1279 | 1.1292 | 1.1303 | 1.1313 | 1.132 | 1.1329 | 1.1339 | 1.1346 | 1.1354 | 1.1362 | 1.1372 | 1.1381 | 1.1393 | 1.1403 | 1.1415 | 1.1424 | 1.1435 | 1.1443 | 1.1451 | 1.1458 | 1.1466 | 1.1471 | 1.1477 | 1.148 | 1.1485 | 1.1485 | 0 | 0 | 0 | 0 | 0 | 0 | 0 | 0 | 0
F2_Commercial_Retail_New_Space Heating_Natural Gas_Boiler_E6 | F2 | Commercial | Retail | New | Space Heating | Natural Gas | Boiler | E6 | RVT - Cost of Operation | 0 | 0 | 0 | 0 | 0 | 0 | 0 | 0 | 0 | 0 | 0 | 0 | 0 | 0 | 0 | 0 | 0 | 0 | 0 | 0 | 0 | 0 | 0 | 0 | 0 | 0 | 0 | 0 | 0 | 0 | 0 | 0 | 0 | 0 | 0 | 0 | 0 | 0 | 0 | 0 | 0 | 0
F2_Commercial_Retail_New_Space Heating_Natural Gas_Boiler_E7 | F2 | Commercial | Retail | New | Space Heating | Natural Gas | Boiler | E7 | RVT - Cost of Operation | 0 | 0 | 0 | 0 | 0 | 0 | 0 | 0 | 0 | 0 | 0 | 0 | 0 | 0 | 0 | 0 | 0 | 0 | 0 | 0 | 0 | 0 | 0 | 0 | 0 | 0 | 0 | 0 | 0 | 0 | 0 | 0 | 0 | 0 | 0 | 0 | 0 | 0 | 0 | 0 | 0 | 0
F2_Commercial_Retail_New_Space Heating_Natural Gas_Boiler_E8 | F2 | Commercial | Retail | New | Space Heating | Natural Gas | Boiler | E8 | RVT - Cost of Operation | 0 | 0 | 0 | 0 | 0 | 0 | 0 | 0 | 0 | 0 | 0 | 0 | 0 | 0 | 0 | 0 | 0 | 0 | 0 | 0 | 0 | 0 | 0 | 0 | 0 | 0 | 0 | 0 | 0 | 0 | 0 | 0 | 0 | 0 | 0 | 0 | 0 | 0 | 0 | 0 | 0 | 0
F2_Commercial_Retail_New_Space Heating_Natural Gas_Boiler_E9 | F2 | Commercial | Retail | New | Space Heating | Natural Gas | Boiler | E9 | RVT - Cost of Operation | 0 | 0 | 0 | 0 | 0 | 0 | 0 | 0 | 0 | 0 | 0 | 0 | 0 | 0 | 0 | 0 | 0 | 0 | 0 | 0 | 0 | 0 | 0 | 0 | 0 | 0 | 0 | 0 | 0 | 0 | 0 | 0 | 0 | 0 | 0 | 0 | 0 | 0 | 0 | 0 | 0 | 0
F2_Commercial_Retail_New_Space Heating_Natural Gas_Boiler_E10 | F2 | Commercial | Retail | New | Space Heating | Natural Gas | Boiler | E10 | RVT - Cost of Operation | 0 | 0 | 0 | 0 | 0 | 0 | 0 | 0 | 0 | 0 | 0 | 0 | 0 | 0 | 0 | 0 | 0 | 0 | 0 | 0 | 0 | 0 | 0 | 0 | 0 | 0 | 0 | 0 | 0 | 0 | 0 | 0 | 0 | 0 | 0 | 0 | 0 | 0 | 0 | 0 | 0 | 0
F3_Commercial_Retail_New_Space Heating_Natural Gas_Boiler_E1 | F3 | Commercial | Retail | New | Space Heating | Natural Gas | Boiler | E1 | System - kBTUs of Consumption | 0.13784 | 0.13784 | 0.13784 | 0.13784 | 0.13784 | 0 | 0 | 0 | 0 | 0 | 0 | 0 | 0 | 0 | 0 | 0 | 0 | 0 | 0 | 0 | 0 | 0 | 0 | 0 | 0 | 0 | 0 | 0 | 0 | 0 | 0 | 0 | 0 | 0 | 0 | 0 | 0 | 0 | 0 | 0 | 0 | 0
F3_Commercial_Retail_New_Space Heating_Natural Gas_Boiler_E2 | F3 | Commercial | Retail | New | Space Heating | Natural Gas | Boiler | E2 | System - kBTUs of Consumption | 0.14249 | 0.14249 | 0.14249 | 0.14249 | 0.14249 | 0 | 0 | 0 | 0 | 0 | 0 | 0 | 0 | 0 | 0 | 0 | 0 | 0 | 0 | 0 | 0 | 0 | 0 | 0 | 0 | 0 | 0 | 0 | 0 | 0 | 0 | 0 | 0 | 0 | 0 | 0 | 0 | 0 | 0 | 0 | 0 | 0
F3_Commercial_Retail_New_Space Heating_Natural Gas_Boiler_E3 | F3 | Commercial | Retail | New | Space Heating | Natural Gas | Boiler | E3 | System - kBTUs of Consumption | 0.22397 | 0.22397 | 0.22397 | 0.22397 | 0.22397 | 0.22397 | 0.22397 | 0.22397 | 0.22397 | 0.22397 | 0.22397 | 0.22397 | 0.22397 | 0.22397 | 0.22397 | 0.22397 | 0.22397 | 0.22397 | 0.22397 | 0.22397 | 0.22397 | 0.22397 | 0.22397 | 0.22397 | 0.22397 | 0.22397 | 0.22397 | 0.22397 | 0.22397 | 0.22397 | 0.22397 | 0.22397 | 0.22397 | 0 | 0 | 0 | 0 | 0 | 0 | 0 | 0 | 0
F3_Commercial_Retail_New_Space Heating_Natural Gas_Boiler_E4 | F3 | Commercial | Retail | New | Space Heating | Natural Gas | Boiler | E4 | System - kBTUs of Consumption | 0.24494 | 0.24494 | 0.24494 | 0.24494 | 0.24494 | 0.24494 | 0.24494 | 0.24494 | 0.24494 | 0.24494 | 0.24494 | 0.24494 | 0.24494 | 0.24494 | 0.24494 | 0.24494 | 0.24494 | 0.24494 | 0.24494 | 0.24494 | 0.24494 | 0.24494 | 0.24494 | 0.24494 | 0.24494 | 0.24494 | 0.24494 | 0.24494 | 0.24494 | 0.24494 | 0.24494 | 0.24494 | 0.24494 | 0 | 0 | 0 | 0 | 0 | 0 | 0 | 0 | 0
F3_Commercial_Retail_New_Space Heating_Natural Gas_Boiler_E5 | F3 | Commercial | Retail | New | Space Heating | Natural Gas | Boiler | E5 | System - kBTUs of Consumption | 0.82867 | 0.82867 | 0.82867 | 0.82867 | 0.82867 | 0.82867 | 0.82867 | 0.82867 | 0.82867 | 0.82867 | 0.82867 | 0.82867 | 0.82867 | 0.82867 | 0.82867 | 0.82867 | 0.82867 | 0.82867 | 0.82867 | 0.82867 | 0.82867 | 0.82867 | 0.82867 | 0.82867 | 0.82867 | 0.82867 | 0.82867 | 0.82867 | 0.82867 | 0.82867 | 0.82867 | 0.82867 | 0.82867 | 0 | 0 | 0 | 0 | 0 | 0 | 0 | 0 | 0
F3_Commercial_Retail_New_Space Heating_Natural Gas_Boiler_E6 | F3 | Commercial | Retail | New | Space Heating | Natural Gas | Boiler | E6 | System - kBTUs of Consumption | 0 | 0 | 0 | 0 | 0 | 0 | 0 | 0 | 0 | 0 | 0 | 0 | 0 | 0 | 0 | 0 | 0 | 0 | 0 | 0 | 0 | 0 | 0 | 0 | 0 | 0 | 0 | 0 | 0 | 0 | 0 | 0 | 0 | 0 | 0 | 0 | 0 | 0 | 0 | 0 | 0 | 0
F3_Commercial_Retail_New_Space Heating_Natural Gas_Boiler_E7 | F3 | Commercial | Retail | New | Space Heating | Natural Gas | Boiler | E7 | System - kBTUs of Consumption | 0 | 0 | 0 | 0 | 0 | 0 | 0 | 0 | 0 | 0 | 0 | 0 | 0 | 0 | 0 | 0 | 0 | 0 | 0 | 0 | 0 | 0 | 0 | 0 | 0 | 0 | 0 | 0 | 0 | 0 | 0 | 0 | 0 | 0 | 0 | 0 | 0 | 0 | 0 | 0 | 0 | 0
F3_Commercial_Retail_New_Space Heating_Natural Gas_Boiler_E8 | F3 | Commercial | Retail | New | Space Heating | Natural Gas | Boiler | E8 | System - kBTUs of Consumption | 0 | 0 | 0 | 0 | 0 | 0 | 0 | 0 | 0 | 0 | 0 | 0 | 0 | 0 | 0 | 0 | 0 | 0 | 0 | 0 | 0 | 0 | 0 | 0 | 0 | 0 | 0 | 0 | 0 | 0 | 0 | 0 | 0 | 0 | 0 | 0 | 0 | 0 | 0 | 0 | 0 | 0
F3_Commercial_Retail_New_Space Heating_Natural Gas_Boiler_E9 | F3 | Commercial | Retail | New | Space Heating | Natural Gas | Boiler | E9 | System - kBTUs of Consumption | 0 | 0 | 0 | 0 | 0 | 0 | 0 | 0 | 0 | 0 | 0 | 0 | 0 | 0 | 0 | 0 | 0 | 0 | 0 | 0 | 0 | 0 | 0 | 0 | 0 | 0 | 0 | 0 | 0 | 0 | 0 | 0 | 0 | 0 | 0 | 0 | 0 | 0 | 0 | 0 | 0 | 0
F3_Commercial_Retail_New_Space Heating_Natural Gas_Boiler_E10 | F3 | Commercial | Retail | New | Space Heating | Natural Gas | Boiler | E10 | System - kBTUs of Consumption | 0 | 0 | 0 | 0 | 0 | 0 | 0 | 0 | 0 | 0 | 0 | 0 | 0 | 0 | 0 | 0 | 0 | 0 | 0 | 0 | 0 | 0 | 0 | 0 | 0 | 0 | 0 | 0 | 0 | 0 | 0 | 0 | 0 | 0 | 0 | 0 | 0 | 0 | 0 | 0 | 0 | 0
F4_Commercial_Retail_New_Space Heating_Natural Gas_Boiler_E1 | F4 | Commercial | Retail | New | Space Heating | Natural Gas | Boiler | E1 | Utility - Cost of Equipment | 1.8426 | 1.842 | 1.8454 | 1.8372 | 1.8317 | 0 | 0 | 0 | 0 | 0 | 0 | 0 | 0 | 0 | 0 | 0 | 0 | 0 | 0 | 0 | 0 | 0 | 0 | 0 | 0 | 0 | 0 | 0 | 0 | 0 | 0 | 0 | 0 | 0 | 0 | 0 | 0 | 0 | 0 | 0 | 0 | 0
F4_Commercial_Retail_New_Space Heating_Natural Gas_Boiler_E2 | F4 | Commercial | Retail | New | Space Heating | Natural Gas | Boiler | E2 | Utility - Cost of Equipment | 1.7548 | 1.7543 | 1.7575 | 1.7497 | 1.7445 | 0 | 0 | 0 | 0 | 0 | 0 | 0 | 0 | 0 | 0 | 0 | 0 | 0 | 0 | 0 | 0 | 0 | 0 | 0 | 0 | 0 | 0 | 0 | 0 | 0 | 0 | 0 | 0 | 0 | 0 | 0 | 0 | 0 | 0 | 0 | 0 | 0
F4_Commercial_Retail_New_Space Heating_Natural Gas_Boiler_E3 | F4 | Commercial | Retail | New | Space Heating | Natural Gas | Boiler | E3 | Utility - Cost of Equipment | 1.5681 | 1.5677 | 1.5705 | 1.5636 | 1.5589 | 1.5575 | 1.559 | 1.5599 | 1.5617 | 1.5632 | 1.5645 | 1.5655 | 1.5667 | 1.5681 | 1.5692 | 1.5702 | 1.5713 | 1.5727 | 1.574 | 1.5756 | 1.5771 | 1.5786 | 1.5799 | 1.5814 | 1.5826 | 1.5836 | 1.5846 | 1.5857 | 1.5865 | 1.5872 | 1.5877 | 1.5883 | 1.5883 | 0 | 0 | 0 | 0 | 0 | 0 | 0 | 0 | 0
F4_Commercial_Retail_New_Space Heating_Natural Gas_Boiler_E4 | F4 | Commercial | Retail | New | Space Heating | Natural Gas | Boiler | E4 | Utility - Cost of Equipment | 1.5041 | 1.5037 | 1.5064 | 1.4998 | 1.4952 | 1.4939 | 1.4954 | 1.4962 | 1.498 | 1.4994 | 1.5007 | 1.5016 | 1.5028 | 1.5041 | 1.5051 | 1.5062 | 1.5072 | 1.5085 | 1.5097 | 1.5113 | 1.5127 | 1.5142 | 1.5154 | 1.5168 | 1.518 | 1.519 | 1.52 | 1.521 | 1.5217 | 1.5225 | 1.5229 | 1.5235 | 1.5235 | 0 | 0 | 0 | 0 | 0 | 0 | 0 | 0 | 0
F4_Commercial_Retail_New_Space Heating_Natural Gas_Boiler_E5 | F4 | Commercial | Retail | New | Space Heating | Natural Gas | Boiler | E5 | Utility - Cost of Equipment | 1.1339 | 1.1336 | 1.1356 | 1.1306 | 1.1272 | 1.1262 | 1.1273 | 1.1279 | 1.1292 | 1.1303 | 1.1313 | 1.132 | 1.1329 | 1.1339 | 1.1346 | 1.1354 | 1.1362 | 1.1372 | 1.1381 | 1.1393 | 1.1403 | 1.1415 | 1.1424 | 1.1435 | 1.1443 | 1.1451 | 1.1458 | 1.1466 | 1.1471 | 1.1477 | 1.148 | 1.1485 | 1.1485 | 0 | 0 | 0 | 0 | 0 | 0 | 0 | 0 | 0
F4_Commercial_Retail_New_Space Heating_Natural Gas_Boiler_E6 | F4 | Commercial | Retail | New | Space Heating | Natural Gas | Boiler | E6 | Utility - Cost of Equipment | 0 | 0 | 0 | 0 | 0 | 0 | 0 | 0 | 0 | 0 | 0 | 0 | 0 | 0 | 0 | 0 | 0 | 0 | 0 | 0 | 0 | 0 | 0 | 0 | 0 | 0 | 0 | 0 | 0 | 0 | 0 | 0 | 0 | 0 | 0 | 0 | 0 | 0 | 0 | 0 | 0 | 0
F4_Commercial_Retail_New_Space Heating_Natural Gas_Boiler_E7 | F4 | Commercial | Retail | New | Space Heating | Natural Gas | Boiler | E7 | Utility - Cost of Equipment | 0 | 0 | 0 | 0 | 0 | 0 | 0 | 0 | 0 | 0 | 0 | 0 | 0 | 0 | 0 | 0 | 0 | 0 | 0 | 0 | 0 | 0 | 0 | 0 | 0 | 0 | 0 | 0 | 0 | 0 | 0 | 0 | 0 | 0 | 0 | 0 | 0 | 0 | 0 | 0 | 0 | 0
F4_Commercial_Retail_New_Space Heating_Natural Gas_Boiler_E8 | F4 | Commercial | Retail | New | Space Heating | Natural Gas | Boiler | E8 | Utility - Cost of Equipment | 0 | 0 | 0 | 0 | 0 | 0 | 0 | 0 | 0 | 0 | 0 | 0 | 0 | 0 | 0 | 0 | 0 | 0 | 0 | 0 | 0 | 0 | 0 | 0 | 0 | 0 | 0 | 0 | 0 | 0 | 0 | 0 | 0 | 0 | 0 | 0 | 0 | 0 | 0 | 0 | 0 | 0
F4_Commercial_Retail_New_Space Heating_Natural Gas_Boiler_E9 | F4 | Commercial | Retail | New | Space Heating | Natural Gas | Boiler | E9 | Utility - Cost of Equipment | 0 | 0 | 0 | 0 | 0 | 0 | 0 | 0 | 0 | 0 | 0 | 0 | 0 | 0 | 0 | 0 | 0 | 0 | 0 | 0 | 0 | 0 | 0 | 0 | 0 | 0 | 0 | 0 | 0 | 0 | 0 | 0 | 0 | 0 | 0 | 0 | 0 | 0 | 0 | 0 | 0 | 0
F4_Commercial_Retail_New_Space Heating_Natural Gas_Boiler_E10 | F4 | Commercial | Retail | New | Space Heating | Natural Gas | Boiler | E10 | Utility - Cost of Equipment | 0 | 0 | 0 | 0 | 0 | 0 | 0 | 0 | 0 | 0 | 0 | 0 | 0 | 0 | 0 | 0 | 0 | 0 | 0 | 0 | 0 | 0 | 0 | 0 | 0 | 0 | 0 | 0 | 0 | 0 | 0 | 0 | 0 | 0 | 0 | 0 | 0 | 0 | 0 | 0 | 0 | 0
F5_Commercial_Retail_New_Space Heating_Natural Gas_Boiler_E1 | F5 | Commercial | Retail | New | Space Heating | Natural Gas | Boiler | E1 | Utility - Cost of Operation | 0.13784 | 0.13784 | 0.13784 | 0.13784 | 0.13784 | 0 | 0 | 0 | 0 | 0 | 0 | 0 | 0 | 0 | 0 | 0 | 0 | 0 | 0 | 0 | 0 | 0 | 0 | 0 | 0 | 0 | 0 | 0 | 0 | 0 | 0 | 0 | 0 | 0 | 0 | 0 | 0 | 0 | 0 | 0 | 0 | 0
F5_Commercial_Retail_New_Space Heating_Natural Gas_Boiler_E2 | F5 | Commercial | Retail | New | Space Heating | Natural Gas | Boiler | E2 | Utility - Cost of Operation | 0.14249 | 0.14249 | 0.14249 | 0.14249 | 0.14249 | 0 | 0 | 0 | 0 | 0 | 0 | 0 | 0 | 0 | 0 | 0 | 0 | 0 | 0 | 0 | 0 | 0 | 0 | 0 | 0 | 0 | 0 | 0 | 0 | 0 | 0 | 0 | 0 | 0 | 0 | 0 | 0 | 0 | 0 | 0 | 0 | 0
F5_Commercial_Retail_New_Space Heating_Natural Gas_Boiler_E3 | F5 | Commercial | Retail | New | Space Heating | Natural Gas | Boiler | E3 | Utility - Cost of Operation | 0.22397 | 0.22397 | 0.22397 | 0.22397 | 0.22397 | 0.22397 | 0.22397 | 0.22397 | 0.22397 | 0.22397 | 0.22397 | 0.22397 | 0.22397 | 0.22397 | 0.22397 | 0.22397 | 0.22397 | 0.22397 | 0.22397 | 0.22397 | 0.22397 | 0.22397 | 0.22397 | 0.22397 | 0.22397 | 0.22397 | 0.22397 | 0.22397 | 0.22397 | 0.22397 | 0.22397 | 0.22397 | 0.22397 | 0 | 0 | 0 | 0 | 0 | 0 | 0 | 0 | 0
F5_Commercial_Retail_New_Space Heating_Natural Gas_Boiler_E4 | F5 | Commercial | Retail | New | Space Heating | Natural Gas | Boiler | E4 | Utility - Cost of Operation | 0.24494 | 0.24494 | 0.24494 | 0.24494 | 0.24494 | 0.24494 | 0.24494 | 0.24494 | 0.24494 | 0.24494 | 0.24494 | 0.24494 | 0.24494 | 0.24494 | 0.24494 | 0.24494 | 0.24494 | 0.24494 | 0.24494 | 0.24494 | 0.24494 | 0.24494 | 0.24494 | 0.24494 | 0.24494 | 0.24494 | 0.24494 | 0.24494 | 0.24494 | 0.24494 | 0.24494 | 0.24494 | 0.24494 | 0 | 0 | 0 | 0 | 0 | 0 | 0 | 0 | 0
F5_Commercial_Retail_New_Space Heating_Natural Gas_Boiler_E5 | F5 | Commercial | Retail | New | Space Heating | Natural Gas | Boiler | E5 | Utility - Cost of Operation | 0.82867 | 0.82867 | 0.82867 | 0.82867 | 0.82867 | 0.82867 | 0.82867 | 0.82867 | 0.82867 | 0.82867 | 0.82867 | 0.82867 | 0.82867 | 0.82867 | 0.82867 | 0.82867 | 0.82867 | 0.82867 | 0.82867 | 0.82867 | 0.82867 | 0.82867 | 0.82867 | 0.82867 | 0.82867 | 0.82867 | 0.82867 | 0.82867 | 0.82867 | 0.82867 | 0.82867 | 0.82867 | 0.82867 | 0 | 0 | 0 | 0 | 0 | 0 | 0 | 0 | 0
F5_Commercial_Retail_New_Space Heating_Natural Gas_Boiler_E6 | F5 | Commercial | Retail | New | Space Heating | Natural Gas | Boiler | E6 | Utility - Cost of Operation | 0 | 0 | 0 | 0 | 0 | 0 | 0 | 0 | 0 | 0 | 0 | 0 | 0 | 0 | 0 | 0 | 0 | 0 | 0 | 0 | 0 | 0 | 0 | 0 | 0 | 0 | 0 | 0 | 0 | 0 | 0 | 0 | 0 | 0 | 0 | 0 | 0 | 0 | 0 | 0 | 0 | 0
F5_Commercial_Retail_New_Space Heating_Natural Gas_Boiler_E7 | F5 | Commercial | Retail | New | Space Heating | Natural Gas | Boiler | E7 | Utility - Cost of Operation | 0 | 0 | 0 | 0 | 0 | 0 | 0 | 0 | 0 | 0 | 0 | 0 | 0 | 0 | 0 | 0 | 0 | 0 | 0 | 0 | 0 | 0 | 0 | 0 | 0 | 0 | 0 | 0 | 0 | 0 | 0 | 0 | 0 | 0 | 0 | 0 | 0 | 0 | 0 | 0 | 0 | 0
F5_Commercial_Retail_New_Space Heating_Natural Gas_Boiler_E8 | F5 | Commercial | Retail | New | Space Heating | Natural Gas | Boiler | E8 | Utility - Cost of Operation | 0 | 0 | 0 | 0 | 0 | 0 | 0 | 0 | 0 | 0 | 0 | 0 | 0 | 0 | 0 | 0 | 0 | 0 | 0 | 0 | 0 | 0 | 0 | 0 | 0 | 0 | 0 | 0 | 0 | 0 | 0 | 0 | 0 | 0 | 0 | 0 | 0 | 0 | 0 | 0 | 0 | 0
F5_Commercial_Retail_New_Space Heating_Natural Gas_Boiler_E9 | F5 | Commercial | Retail | New | Space Heating | Natural Gas | Boiler | E9 | Utility - Cost of Operation | 0 | 0 | 0 | 0 | 0 | 0 | 0 | 0 | 0 | 0 | 0 | 0 | 0 | 0 | 0 | 0 | 0 | 0 | 0 | 0 | 0 | 0 | 0 | 0 | 0 | 0 | 0 | 0 | 0 | 0 | 0 | 0 | 0 | 0 | 0 | 0 | 0 | 0 | 0 | 0 | 0 | 0
F5_Commercial_Retail_New_Space Heating_Natural Gas_Boiler_E10 | F5 | Commercial | Retail | New | Space Heating | Natural Gas | Boiler | E10 | Utility - Cost of Operation | 0 | 0 | 0 | 0 | 0 | 0 | 0 | 0 | 0 | 0 | 0 | 0 | 0 | 0 | 0 | 0 | 0 | 0 | 0 | 0 | 0 | 0 | 0 | 0 | 0 | 0 | 0 | 0 | 0 | 0 | 0 | 0 | 0 | 0 | 0 | 0 | 0 | 0 | 0 | 0 | 0 | 0
F6_Commercial_Retail_New_Space Heating_Natural Gas_Boiler_E1 | F6 | Commercial | Retail | New | Space Heating | Natural Gas | Boiler | E1 | Utility - Value of Sales | 0.69745 | 0.69525 | 0.69386 | 0.6894 | 0.68552 | 0 | 0 | 0 | 0 | 0 | 0 | 0 | 0 | 0 | 0 | 0 | 0 | 0 | 0 | 0 | 0 | 0 | 0 | 0 | 0 | 0 | 0 | 0 | 0 | 0 | 0 | 0 | 0 | 0 | 0 | 0 | 0 | 0 | 0 | 0 | 0 | 0
F6_Commercial_Retail_New_Space Heating_Natural Gas_Boiler_E2 | F6 | Commercial | Retail | New | Space Heating | Natural Gas | Boiler | E2 | Utility - Value of Sales | 0.66424 | 0.66214 | 0.66082 | 0.65657 | 0.65288 | 0 | 0 | 0 | 0 | 0 | 0 | 0 | 0 | 0 | 0 | 0 | 0 | 0 | 0 | 0 | 0 | 0 | 0 | 0 | 0 | 0 | 0 | 0 | 0 | 0 | 0 | 0 | 0 | 0 | 0 | 0 | 0 | 0 | 0 | 0 | 0 | 0
F6_Commercial_Retail_New_Space Heating_Natural Gas_Boiler_E3 | F6 | Commercial | Retail | New | Space Heating | Natural Gas | Boiler | E3 | Utility - Value of Sales | 0.59357 | 0.5917 | 0.59052 | 0.58672 | 0.58342 | 0.58017 | 0.57697 | 0.57383 | 0.57076 | 0.56777 | 0.56488 | 0.56209 | 0.55942 | 0.55687 | 0.55445 | 0.55217 | 0.55002 | 0.548 | 0.54612 | 0.54438 | 0.54277 | 0.54129 | 0.53995 | 0.53874 | 0.53766 | 0.53673 | 0.53592 | 0.53525 | 0.53471 | 0.53431 | 0.53404 | 0.53391 | 0.53391 | 0 | 0 | 0 | 0 | 0 | 0 | 0 | 0 | 0
F6_Commercial_Retail_New_Space Heating_Natural Gas_Boiler_E4 | F6 | Commercial | Retail | New | Space Heating | Natural Gas | Boiler | E4 | Utility - Value of Sales | 0.56935 | 0.56755 | 0.56642 | 0.56277 | 0.55961 | 0.55649 | 0.55342 | 0.55041 | 0.54746 | 0.5446 | 0.54182 | 0.53915 | 0.53658 | 0.53414 | 0.53182 | 0.52963 | 0.52757 | 0.52564 | 0.52383 | 0.52216 | 0.52061 | 0.5192 | 0.51791 | 0.51675 | 0.51572 | 0.51482 | 0.51405 | 0.5134 | 0.51289 | 0.5125 | 0.51224 | 0.51211 | 0.51211 | 0 | 0 | 0 | 0 | 0 | 0 | 0 | 0 | 0
F6_Commercial_Retail_New_Space Heating_Natural Gas_Boiler_E5 | F6 | Commercial | Retail | New | Space Heating | Natural Gas | Boiler | E5 | Utility - Value of Sales | 0.4292 | 0.42784 | 0.42699 | 0.42424 | 0.42186 | 0.41951 | 0.41719 | 0.41492 | 0.4127 | 0.41054 | 0.40845 | 0.40644 | 0.4045 | 0.40266 | 0.40091 | 0.39926 | 0.3977 | 0.39625 | 0.39489 | 0.39363 | 0.39246 | 0.39139 | 0.39042 | 0.38955 | 0.38877 | 0.38809 | 0.38751 | 0.38703 | 0.38664 | 0.38635 | 0.38615 | 0.38605 | 0.38605 | 0 | 0 | 0 | 0 | 0 | 0 | 0 | 0 | 0
F6_Commercial_Retail_New_Space Heating_Natural Gas_Boiler_E6 | F6 | Commercial | Retail | New | Space Heating | Natural Gas | Boiler | E6 | Utility - Value of Sales | 0 | 0 | 0 | 0 | 0 | 0 | 0 | 0 | 0 | 0 | 0 | 0 | 0 | 0 | 0 | 0 | 0 | 0 | 0 | 0 | 0 | 0 | 0 | 0 | 0 | 0 | 0 | 0 | 0 | 0 | 0 | 0 | 0 | 0 | 0 | 0 | 0 | 0 | 0 | 0 | 0 | 0
F6_Commercial_Retail_New_Space Heating_Natural Gas_Boiler_E7 | F6 | Commercial | Retail | New | Space Heating | Natural Gas | Boiler | E7 | Utility - Value of Sales | 0 | 0 | 0 | 0 | 0 | 0 | 0 | 0 | 0 | 0 | 0 | 0 | 0 | 0 | 0 | 0 | 0 | 0 | 0 | 0 | 0 | 0 | 0 | 0 | 0 | 0 | 0 | 0 | 0 | 0 | 0 | 0 | 0 | 0 | 0 | 0 | 0 | 0 | 0 | 0 | 0 | 0
F6_Commercial_Retail_New_Space Heating_Natural Gas_Boiler_E8 | F6 | Commercial | Retail | New | Space Heating | Natural Gas | Boiler | E8 | Utility - Value of Sales | 0 | 0 | 0 | 0 | 0 | 0 | 0 | 0 | 0 | 0 | 0 | 0 | 0 | 0 | 0 | 0 | 0 | 0 | 0 | 0 | 0 | 0 | 0 | 0 | 0 | 0 | 0 | 0 | 0 | 0 | 0 | 0 | 0 | 0 | 0 | 0 | 0 | 0 | 0 | 0 | 0 | 0
F6_Commercial_Retail_New_Space Heating_Natural Gas_Boiler_E9 | F6 | Commercial | Retail | New | Space Heating | Natural Gas | Boiler | E9 | Utility - Value of Sales | 0 | 0 | 0 | 0 | 0 | 0 | 0 | 0 | 0 | 0 | 0 | 0 | 0 | 0 | 0 | 0 | 0 | 0 | 0 | 0 | 0 | 0 | 0 | 0 | 0 | 0 | 0 | 0 | 0 | 0 | 0 | 0 | 0 | 0 | 0 | 0 | 0 | 0 | 0 | 0 | 0 | 0
F6_Commercial_Retail_New_Space Heating_Natural Gas_Boiler_E10 | F6 | Commercial | Retail | New | Space Heating | Natural Gas | Boiler | E10 | Utility - Value of Sales | 0 | 0 | 0 | 0 | 0 | 0 | 0 | 0 | 0 | 0 | 0 | 0 | 0 | 0 | 0 | 0 | 0 | 0 | 0 | 0 | 0 | 0 | 0 | 0 | 0 | 0 | 0 | 0 | 0 | 0 | 0 | 0 | 0 | 0 | 0 | 0 | 0 | 0 | 0 | 0 | 0 | 0
F1_Commercial_Retail_New_Space Heating_Natural Gas_Unit Heater_E1 | F1 | Commercial | Retail | New | Space Heating | Natural Gas | Unit Heater | E1 | RVT - Cost of Equipment | 0.16571 | 0.16556 | 0.166 | 0.16467 | 0.16373 | 0 | 0 | 0 | 0 | 0 | 0 | 0 | 0 | 0 | 0 | 0 | 0 | 0 | 0 | 0 | 0 | 0 | 0 | 0 | 0 | 0 | 0 | 0 | 0 | 0 | 0 | 0 | 0 | 0 | 0 | 0 | 0 | 0 | 0 | 0 | 0 | 0
F1_Commercial_Retail_New_Space Heating_Natural Gas_Unit Heater_E2 | F1 | Commercial | Retail | New | Space Heating | Natural Gas | Unit Heater | E2 | RVT - Cost of Equipment | 0.14912 | 0.14899 | 0.14939 | 0.14819 | 0.14733 | 0.14701 | 0.14716 | 0.14717 | 0.14734 | 0.14744 | 0.14751 | 0.14754 | 0.14761 | 0.14771 | 0.14776 | 0.14783 | 0.14791 | 0.14806 | 0.14821 | 0.14844 | 0.14864 | 0.14887 | 0.14907 | 0.14932 | 0.1495 | 0.14968 | 0.14984 | 0.15002 | 0.15014 | 0.15027 | 0.15034 | 0.15044 | 0.15044 | 0 | 0 | 0 | 0 | 0 | 0 | 0 | 0 | 0
F1_Commercial_Retail_New_Space Heating_Natural Gas_Unit Heater_E3 | F1 | Commercial | Retail | New | Space Heating | Natural Gas | Unit Heater | E3 | RVT - Cost of Equipment | 0.12879 | 0.12867 | 0.12902 | 0.12798 | 0.12724 | 0.12696 | 0.12709 | 0.12711 | 0.12725 | 0.12734 | 0.1274 | 0.12742 | 0.12748 | 0.12757 | 0.12761 | 0.12768 | 0.12775 | 0.12787 | 0.128 | 0.1282 | 0.12837 | 0.12857 | 0.12874 | 0.12896 | 0.12912 | 0.12927 | 0.12941 | 0.12956 | 0.12967 | 0.12978 | 0.12984 | 0.12992 | 0.12992 | 0 | 0 | 0 | 0 | 0 | 0 | 0 | 0 | 0
F1_Commercial_Retail_New_Space Heating_Natural Gas_Unit Heater_E4 | F1 | Commercial | Retail | New | Space Heating | Natural Gas | Unit Heater | E4 | RVT - Cost of Equipment | 0 | 0 | 0 | 0 | 0 | 0 | 0 | 0 | 0 | 0 | 0 | 0 | 0 | 0 | 0 | 0 | 0 | 0 | 0 | 0 | 0 | 0 | 0 | 0 | 0 | 0 | 0 | 0 | 0 | 0 | 0 | 0 | 0 | 0 | 0 | 0 | 0 | 0 | 0 | 0 | 0 | 0
F1_Commercial_Retail_New_Space Heating_Natural Gas_Unit Heater_E5 | F1 | Commercial | Retail | New | Space Heating | Natural Gas | Unit Heater | E5 | RVT - Cost of Equipment | 0 | 0 | 0 | 0 | 0 | 0 | 0 | 0 | 0 | 0 | 0 | 0 | 0 | 0 | 0 | 0 | 0 | 0 | 0 | 0 | 0 | 0 | 0 | 0 | 0 | 0 | 0 | 0 | 0 | 0 | 0 | 0 | 0 | 0 | 0 | 0 | 0 | 0 | 0 | 0 | 0 | 0
F1_Commercial_Retail_New_Space Heating_Natural Gas_Unit Heater_E6 | F1 | Commercial | Retail | New | Space Heating | Natural Gas | Unit Heater | E6 | RVT - Cost of Equipment | 0 | 0 | 0 | 0 | 0 | 0 | 0 | 0 | 0 | 0 | 0 | 0 | 0 | 0 | 0 | 0 | 0 | 0 | 0 | 0 | 0 | 0 | 0 | 0 | 0 | 0 | 0 | 0 | 0 | 0 | 0 | 0 | 0 | 0 | 0 | 0 | 0 | 0 | 0 | 0 | 0 | 0
F1_Commercial_Retail_New_Space Heating_Natural Gas_Unit Heater_E7 | F1 | Commercial | Retail | New | Space Heating | Natural Gas | Unit Heater | E7 | RVT - Cost of Equipment | 0 | 0 | 0 | 0 | 0 | 0 | 0 | 0 | 0 | 0 | 0 | 0 | 0 | 0 | 0 | 0 | 0 | 0 | 0 | 0 | 0 | 0 | 0 | 0 | 0 | 0 | 0 | 0 | 0 | 0 | 0 | 0 | 0 | 0 | 0 | 0 | 0 | 0 | 0 | 0 | 0 | 0
F1_Commercial_Retail_New_Space Heating_Natural Gas_Unit Heater_E8 | F1 | Commercial | Retail | New | Space Heating | Natural Gas | Unit Heater | E8 | RVT - Cost of Equipment | 0 | 0 | 0 | 0 | 0 | 0 | 0 | 0 | 0 | 0 | 0 | 0 | 0 | 0 | 0 | 0 | 0 | 0 | 0 | 0 | 0 | 0 | 0 | 0 | 0 | 0 | 0 | 0 | 0 | 0 | 0 | 0 | 0 | 0 | 0 | 0 | 0 | 0 | 0 | 0 | 0 | 0
F1_Commercial_Retail_New_Space Heating_Natural Gas_Unit Heater_E9 | F1 | Commercial | Retail | New | Space Heating | Natural Gas | Unit Heater | E9 | RVT - Cost of Equipment | 0 | 0 | 0 | 0 | 0 | 0 | 0 | 0 | 0 | 0 | 0 | 0 | 0 | 0 | 0 | 0 | 0 | 0 | 0 | 0 | 0 | 0 | 0 | 0 | 0 | 0 | 0 | 0 | 0 | 0 | 0 | 0 | 0 | 0 | 0 | 0 | 0 | 0 | 0 | 0 | 0 | 0
F1_Commercial_Retail_New_Space Heating_Natural Gas_Unit Heater_E10 | F1 | Commercial | Retail | New | Space Heating | Natural Gas | Unit Heater | E10 | RVT - Cost of Equipment | 0 | 0 | 0 | 0 | 0 | 0 | 0 | 0 | 0 | 0 | 0 | 0 | 0 | 0 | 0 | 0 | 0 | 0 | 0 | 0 | 0 | 0 | 0 | 0 | 0 | 0 | 0 | 0 | 0 | 0 | 0 | 0 | 0 | 0 | 0 | 0 | 0 | 0 | 0 | 0 | 0 | 0
F2_Commercial_Retail_New_Space Heating_Natural Gas_Unit Heater_E1 | F2 | Commercial | Retail | New | Space Heating | Natural Gas | Unit Heater | E1 | RVT - Cost of Operation | 0.19853 | 0.19836 | 0.19888 | 0.19729 | 0.19615 | 0 | 0 | 0 | 0 | 0 | 0 | 0 | 0 | 0 | 0 | 0 | 0 | 0 | 0 | 0 | 0 | 0 | 0 | 0 | 0 | 0 | 0 | 0 | 0 | 0 | 0 | 0 | 0 | 0 | 0 | 0 | 0 | 0 | 0 | 0 | 0 | 0
F2_Commercial_Retail_New_Space Heating_Natural Gas_Unit Heater_E2 | F2 | Commercial | Retail | New | Space Heating | Natural Gas | Unit Heater | E2 | RVT - Cost of Operation | 0.17866 | 0.1785 | 0.17897 | 0.17754 | 0.17652 | 0.17613 | 0.1763 | 0.17632 | 0.17652 | 0.17664 | 0.17673 | 0.17676 | 0.17684 | 0.17696 | 0.17702 | 0.17711 | 0.17721 | 0.17739 | 0.17757 | 0.17784 | 0.17808 | 0.17836 | 0.1786 | 0.17889 | 0.17912 | 0.17932 | 0.17952 | 0.17973 | 0.17987 | 0.18003 | 0.18012 | 0.18023 | 0.18023 | 0 | 0 | 0 | 0 | 0 | 0 | 0 | 0 | 0
F2_Commercial_Retail_New_Space Heating_Natural Gas_Unit Heater_E3 | F2 | Commercial | Retail | New | Space Heating | Natural Gas | Unit Heater | E3 | RVT - Cost of Operation | 0.1543 | 0.15416 | 0.15457 | 0.15333 | 0.15245 | 0.15211 | 0.15226 | 0.15228 | 0.15245 | 0.15256 | 0.15263 | 0.15266 | 0.15273 | 0.15283 | 0.15289 | 0.15296 | 0.15305 | 0.1532 | 0.15336 | 0.15359 | 0.1538 | 0.15404 | 0.15424 | 0.1545 | 0.15469 | 0.15487 | 0.15504 | 0.15523 | 0.15535 | 0.15548 | 0.15556 | 0.15566 | 0.15566 | 0 | 0 | 0 | 0 | 0 | 0 | 0 | 0 | 0
F2_Commercial_Retail_New_Space Heating_Natural Gas_Unit Heater_E4 | F2 | Commercial | Retail | New | Space Heating | Natural Gas | Unit Heater | E4 | RVT - Cost of Operation | 0 | 0 | 0 | 0 | 0 | 0 | 0 | 0 | 0 | 0 | 0 | 0 | 0 | 0 | 0 | 0 | 0 | 0 | 0 | 0 | 0 | 0 | 0 | 0 | 0 | 0 | 0 | 0 | 0 | 0 | 0 | 0 | 0 | 0 | 0 | 0 | 0 | 0 | 0 | 0 | 0 | 0
F2_Commercial_Retail_New_Space Heating_Natural Gas_Unit Heater_E5 | F2 | Commercial | Retail | New | Space Heating | Natural Gas | Unit Heater | E5 | RVT - Cost of Operation | 0 | 0 | 0 | 0 | 0 | 0 | 0 | 0 | 0 | 0 | 0 | 0 | 0 | 0 | 0 | 0 | 0 | 0 | 0 | 0 | 0 | 0 | 0 | 0 | 0 | 0 | 0 | 0 | 0 | 0 | 0 | 0 | 0 | 0 | 0 | 0 | 0 | 0 | 0 | 0 | 0 | 0
F2_Commercial_Retail_New_Space Heating_Natural Gas_Unit Heater_E6 | F2 | Commercial | Retail | New | Space Heating | Natural Gas | Unit Heater | E6 | RVT - Cost of Operation | 0 | 0 | 0 | 0 | 0 | 0 | 0 | 0 | 0 | 0 | 0 | 0 | 0 | 0 | 0 | 0 | 0 | 0 | 0 | 0 | 0 | 0 | 0 | 0 | 0 | 0 | 0 | 0 | 0 | 0 | 0 | 0 | 0 | 0 | 0 | 0 | 0 | 0 | 0 | 0 | 0 | 0
F2_Commercial_Retail_New_Space Heating_Natural Gas_Unit Heater_E7 | F2 | Commercial | Retail | New | Space Heating | Natural Gas | Unit Heater | E7 | RVT - Cost of Operation | 0 | 0 | 0 | 0 | 0 | 0 | 0 | 0 | 0 | 0 | 0 | 0 | 0 | 0 | 0 | 0 | 0 | 0 | 0 | 0 | 0 | 0 | 0 | 0 | 0 | 0 | 0 | 0 | 0 | 0 | 0 | 0 | 0 | 0 | 0 | 0 | 0 | 0 | 0 | 0 | 0 | 0
F2_Commercial_Retail_New_Space Heating_Natural Gas_Unit Heater_E8 | F2 | Commercial | Retail | New | Space Heating | Natural Gas | Unit Heater | E8 | RVT - Cost of Operation | 0 | 0 | 0 | 0 | 0 | 0 | 0 | 0 | 0 | 0 | 0 | 0 | 0 | 0 | 0 | 0 | 0 | 0 | 0 | 0 | 0 | 0 | 0 | 0 | 0 | 0 | 0 | 0 | 0 | 0 | 0 | 0 | 0 | 0 | 0 | 0 | 0 | 0 | 0 | 0 | 0 | 0
F2_Commercial_Retail_New_Space Heating_Natural Gas_Unit Heater_E9 | F2 | Commercial | Retail | New | Space Heating | Natural Gas | Unit Heater | E9 | RVT - Cost of Operation | 0 | 0 | 0 | 0 | 0 | 0 | 0 | 0 | 0 | 0 | 0 | 0 | 0 | 0 | 0 | 0 | 0 | 0 | 0 | 0 | 0 | 0 | 0 | 0 | 0 | 0 | 0 | 0 | 0 | 0 | 0 | 0 | 0 | 0 | 0 | 0 | 0 | 0 | 0 | 0 | 0 | 0
F2_Commercial_Retail_New_Space Heating_Natural Gas_Unit Heater_E10 | F2 | Commercial | Retail | New | Space Heating | Natural Gas | Unit Heater | E10 | RVT - Cost of Operation | 0 | 0 | 0 | 0 | 0 | 0 | 0 | 0 | 0 | 0 | 0 | 0 | 0 | 0 | 0 | 0 | 0 | 0 | 0 | 0 | 0 | 0 | 0 | 0 | 0 | 0 | 0 | 0 | 0 | 0 | 0 | 0 | 0 | 0 | 0 | 0 | 0 | 0 | 0 | 0 | 0 | 0
F3_Commercial_Retail_New_Space Heating_Natural Gas_Unit Heater_E1 | F3 | Commercial | Retail | New | Space Heating | Natural Gas | Unit Heater | E1 | System - kBTUs of Consumption | 0.0064781 | 0.0064781 | 0.0064781 | 0.0064781 | 0.0064781 | 0 | 0 | 0 | 0 | 0 | 0 | 0 | 0 | 0 | 0 | 0 | 0 | 0 | 0 | 0 | 0 | 0 | 0 | 0 | 0 | 0 | 0 | 0 | 0 | 0 | 0 | 0 | 0 | 0 | 0 | 0 | 0 | 0 | 0 | 0 | 0 | 0
F3_Commercial_Retail_New_Space Heating_Natural Gas_Unit Heater_E2 | F3 | Commercial | Retail | New | Space Heating | Natural Gas | Unit Heater | E2 | System - kBTUs of Consumption | 0.020715 | 0.020715 | 0.020715 | 0.020715 | 0.020715 | 0.020715 | 0.020715 | 0.020715 | 0.020715 | 0.020715 | 0.020715 | 0.020715 | 0.020715 | 0.020715 | 0.020715 | 0.020715 | 0.020715 | 0.020715 | 0.020715 | 0.020715 | 0.020715 | 0.020715 | 0.020715 | 0.020715 | 0.020715 | 0.020715 | 0.020715 | 0.020715 | 0.020715 | 0.020715 | 0.020715 | 0.020715 | 0.020715 | 0 | 0 | 0 | 0 | 0 | 0 | 0 | 0 | 0
F3_Commercial_Retail_New_Space Heating_Natural Gas_Unit Heater_E3 | F3 | Commercial | Retail | New | Space Heating | Natural Gas | Unit Heater | E3 | System - kBTUs of Consumption | 0.0089486 | 0.0089486 | 0.0089486 | 0.0089486 | 0.0089486 | 0.0089486 | 0.0089486 | 0.0089486 | 0.0089486 | 0.0089486 | 0.0089486 | 0.0089486 | 0.0089486 | 0.0089486 | 0.0089486 | 0.0089486 | 0.0089486 | 0.0089486 | 0.0089486 | 0.0089486 | 0.0089486 | 0.0089486 | 0.0089486 | 0.0089486 | 0.0089486 | 0.0089486 | 0.0089486 | 0.0089486 | 0.0089486 | 0.0089486 | 0.0089486 | 0.0089486 | 0.0089486 | 0 | 0 | 0 | 0 | 0 | 0 | 0 | 0 | 0
F3_Commercial_Retail_New_Space Heating_Natural Gas_Unit Heater_E4 | F3 | Commercial | Retail | New | Space Heating | Natural Gas | Unit Heater | E4 | System - kBTUs of Consumption | 0 | 0 | 0 | 0 | 0 | 0 | 0 | 0 | 0 | 0 | 0 | 0 | 0 | 0 | 0 | 0 | 0 | 0 | 0 | 0 | 0 | 0 | 0 | 0 | 0 | 0 | 0 | 0 | 0 | 0 | 0 | 0 | 0 | 0 | 0 | 0 | 0 | 0 | 0 | 0 | 0 | 0
F3_Commercial_Retail_New_Space Heating_Natural Gas_Unit Heater_E5 | F3 | Commercial | Retail | New | Space Heating | Natural Gas | Unit Heater | E5 | System - kBTUs of Consumption | 0 | 0 | 0 | 0 | 0 | 0 | 0 | 0 | 0 | 0 | 0 | 0 | 0 | 0 | 0 | 0 | 0 | 0 | 0 | 0 | 0 | 0 | 0 | 0 | 0 | 0 | 0 | 0 | 0 | 0 | 0 | 0 | 0 | 0 | 0 | 0 | 0 | 0 | 0 | 0 | 0 | 0
F3_Commercial_Retail_New_Space Heating_Natural Gas_Unit Heater_E6 | F3 | Commercial | Retail | New | Space Heating | Natural Gas | Unit Heater | E6 | System - kBTUs of Consumption | 0 | 0 | 0 | 0 | 0 | 0 | 0 | 0 | 0 | 0 | 0 | 0 | 0 | 0 | 0 | 0 | 0 | 0 | 0 | 0 | 0 | 0 | 0 | 0 | 0 | 0 | 0 | 0 | 0 | 0 | 0 | 0 | 0 | 0 | 0 | 0 | 0 | 0 | 0 | 0 | 0 | 0
F3_Commercial_Retail_New_Space Heating_Natural Gas_Unit Heater_E7 | F3 | Commercial | Retail | New | Space Heating | Natural Gas | Unit Heater | E7 | System - kBTUs of Consumption | 0 | 0 | 0 | 0 | 0 | 0 | 0 | 0 | 0 | 0 | 0 | 0 | 0 | 0 | 0 | 0 | 0 | 0 | 0 | 0 | 0 | 0 | 0 | 0 | 0 | 0 | 0 | 0 | 0 | 0 | 0 | 0 | 0 | 0 | 0 | 0 | 0 | 0 | 0 | 0 | 0 | 0
F3_Commercial_Retail_New_Space Heating_Natural Gas_Unit Heater_E8 | F3 | Commercial | Retail | New | Space Heating | Natural Gas | Unit Heater | E8 | System - kBTUs of Consumption | 0 | 0 | 0 | 0 | 0 | 0 | 0 | 0 | 0 | 0 | 0 | 0 | 0 | 0 | 0 | 0 | 0 | 0 | 0 | 0 | 0 | 0 | 0 | 0 | 0 | 0 | 0 | 0 | 0 | 0 | 0 | 0 | 0 | 0 | 0 | 0 | 0 | 0 | 0 | 0 | 0 | 0
F3_Commercial_Retail_New_Space Heating_Natural Gas_Unit Heater_E9 | F3 | Commercial | Retail | New | Space Heating | Natural Gas | Unit Heater | E9 | System - kBTUs of Consumption | 0 | 0 | 0 | 0 | 0 | 0 | 0 | 0 | 0 | 0 | 0 | 0 | 0 | 0 | 0 | 0 | 0 | 0 | 0 | 0 | 0 | 0 | 0 | 0 | 0 | 0 | 0 | 0 | 0 | 0 | 0 | 0 | 0 | 0 | 0 | 0 | 0 | 0 | 0 | 0 | 0 | 0
F3_Commercial_Retail_New_Space Heating_Natural Gas_Unit Heater_E10 | F3 | Commercial | Retail | New | Space Heating | Natural Gas | Unit Heater | E10 | System - kBTUs of Consumption | 0 | 0 | 0 | 0 | 0 | 0 | 0 | 0 | 0 | 0 | 0 | 0 | 0 | 0 | 0 | 0 | 0 | 0 | 0 | 0 | 0 | 0 | 0 | 0 | 0 | 0 | 0 | 0 | 0 | 0 | 0 | 0 | 0 | 0 | 0 | 0 | 0 | 0 | 0 | 0 | 0 | 0
F4_Commercial_Retail_New_Space Heating_Natural Gas_Unit Heater_E1 | F4 | Commercial | Retail | New | Space Heating | Natural Gas | Unit Heater | E1 | Utility - Cost of Equipment | 0.19853 | 0.19836 | 0.19888 | 0.19729 | 0.19615 | 0 | 0 | 0 | 0 | 0 | 0 | 0 | 0 | 0 | 0 | 0 | 0 | 0 | 0 | 0 | 0 | 0 | 0 | 0 | 0 | 0 | 0 | 0 | 0 | 0 | 0 | 0 | 0 | 0 | 0 | 0 | 0 | 0 | 0 | 0 | 0 | 0
F4_Commercial_Retail_New_Space Heating_Natural Gas_Unit Heater_E2 | F4 | Commercial | Retail | New | Space Heating | Natural Gas | Unit Heater | E2 | Utility - Cost of Equipment | 0.17866 | 0.1785 | 0.17897 | 0.17754 | 0.17652 | 0.17613 | 0.1763 | 0.17632 | 0.17652 | 0.17664 | 0.17673 | 0.17676 | 0.17684 | 0.17696 | 0.17702 | 0.17711 | 0.17721 | 0.17739 | 0.17757 | 0.17784 | 0.17808 | 0.17836 | 0.1786 | 0.17889 | 0.17912 | 0.17932 | 0.17952 | 0.17973 | 0.17987 | 0.18003 | 0.18012 | 0.18023 | 0.18023 | 0 | 0 | 0 | 0 | 0 | 0 | 0 | 0 | 0
F4_Commercial_Retail_New_Space Heating_Natural Gas_Unit Heater_E3 | F4 | Commercial | Retail | New | Space Heating | Natural Gas | Unit Heater | E3 | Utility - Cost of Equipment | 0.1543 | 0.15416 | 0.15457 | 0.15333 | 0.15245 | 0.15211 | 0.15226 | 0.15228 | 0.15245 | 0.15256 | 0.15263 | 0.15266 | 0.15273 | 0.15283 | 0.15289 | 0.15296 | 0.15305 | 0.1532 | 0.15336 | 0.15359 | 0.1538 | 0.15404 | 0.15424 | 0.1545 | 0.15469 | 0.15487 | 0.15504 | 0.15523 | 0.15535 | 0.15548 | 0.15556 | 0.15566 | 0.15566 | 0 | 0 | 0 | 0 | 0 | 0 | 0 | 0 | 0
F4_Commercial_Retail_New_Space Heating_Natural Gas_Unit Heater_E4 | F4 | Commercial | Retail | New | Space Heating | Natural Gas | Unit Heater | E4 | Utility - Cost of Equipment | 0 | 0 | 0 | 0 | 0 | 0 | 0 | 0 | 0 | 0 | 0 | 0 | 0 | 0 | 0 | 0 | 0 | 0 | 0 | 0 | 0 | 0 | 0 | 0 | 0 | 0 | 0 | 0 | 0 | 0 | 0 | 0 | 0 | 0 | 0 | 0 | 0 | 0 | 0 | 0 | 0 | 0
F4_Commercial_Retail_New_Space Heating_Natural Gas_Unit Heater_E5 | F4 | Commercial | Retail | New | Space Heating | Natural Gas | Unit Heater | E5 | Utility - Cost of Equipment | 0 | 0 | 0 | 0 | 0 | 0 | 0 | 0 | 0 | 0 | 0 | 0 | 0 | 0 | 0 | 0 | 0 | 0 | 0 | 0 | 0 | 0 | 0 | 0 | 0 | 0 | 0 | 0 | 0 | 0 | 0 | 0 | 0 | 0 | 0 | 0 | 0 | 0 | 0 | 0 | 0 | 0
F4_Commercial_Retail_New_Space Heating_Natural Gas_Unit Heater_E6 | F4 | Commercial | Retail | New | Space Heating | Natural Gas | Unit Heater | E6 | Utility - Cost of Equipment | 0 | 0 | 0 | 0 | 0 | 0 | 0 | 0 | 0 | 0 | 0 | 0 | 0 | 0 | 0 | 0 | 0 | 0 | 0 | 0 | 0 | 0 | 0 | 0 | 0 | 0 | 0 | 0 | 0 | 0 | 0 | 0 | 0 | 0 | 0 | 0 | 0 | 0 | 0 | 0 | 0 | 0
F4_Commercial_Retail_New_Space Heating_Natural Gas_Unit Heater_E7 | F4 | Commercial | Retail | New | Space Heating | Natural Gas | Unit Heater | E7 | Utility - Cost of Equipment | 0 | 0 | 0 | 0 | 0 | 0 | 0 | 0 | 0 | 0 | 0 | 0 | 0 | 0 | 0 | 0 | 0 | 0 | 0 | 0 | 0 | 0 | 0 | 0 | 0 | 0 | 0 | 0 | 0 | 0 | 0 | 0 | 0 | 0 | 0 | 0 | 0 | 0 | 0 | 0 | 0 | 0
F4_Commercial_Retail_New_Space Heating_Natural Gas_Unit Heater_E8 | F4 | Commercial | Retail | New | Space Heating | Natural Gas | Unit Heater | E8 | Utility - Cost of Equipment | 0 | 0 | 0 | 0 | 0 | 0 | 0 | 0 | 0 | 0 | 0 | 0 | 0 | 0 | 0 | 0 | 0 | 0 | 0 | 0 | 0 | 0 | 0 | 0 | 0 | 0 | 0 | 0 | 0 | 0 | 0 | 0 | 0 | 0 | 0 | 0 | 0 | 0 | 0 | 0 | 0 | 0
F4_Commercial_Retail_New_Space Heating_Natural Gas_Unit Heater_E9 | F4 | Commercial | Retail | New | Space Heating | Natural Gas | Unit Heater | E9 | Utility - Cost of Equipment | 0 | 0 | 0 | 0 | 0 | 0 | 0 | 0 | 0 | 0 | 0 | 0 | 0 | 0 | 0 | 0 | 0 | 0 | 0 | 0 | 0 | 0 | 0 | 0 | 0 | 0 | 0 | 0 | 0 | 0 | 0 | 0 | 0 | 0 | 0 | 0 | 0 | 0 | 0 | 0 | 0 | 0
F4_Commercial_Retail_New_Space Heating_Natural Gas_Unit Heater_E10 | F4 | Commercial | Retail | New | Space Heating | Natural Gas | Unit Heater | E10 | Utility - Cost of Equipment | 0 | 0 | 0 | 0 | 0 | 0 | 0 | 0 | 0 | 0 | 0 | 0 | 0 | 0 | 0 | 0 | 0 | 0 | 0 | 0 | 0 | 0 | 0 | 0 | 0 | 0 | 0 | 0 | 0 | 0 | 0 | 0 | 0 | 0 | 0 | 0 | 0 | 0 | 0 | 0 | 0 | 0
F5_Commercial_Retail_New_Space Heating_Natural Gas_Unit Heater_E1 | F5 | Commercial | Retail | New | Space Heating | Natural Gas | Unit Heater | E1 | Utility - Cost of Operation | 0.0064781 | 0.0064781 | 0.0064781 | 0.0064781 | 0.0064781 | 0 | 0 | 0 | 0 | 0 | 0 | 0 | 0 | 0 | 0 | 0 | 0 | 0 | 0 | 0 | 0 | 0 | 0 | 0 | 0 | 0 | 0 | 0 | 0 | 0 | 0 | 0 | 0 | 0 | 0 | 0 | 0 | 0 | 0 | 0 | 0 | 0
F5_Commercial_Retail_New_Space Heating_Natural Gas_Unit Heater_E2 | F5 | Commercial | Retail | New | Space Heating | Natural Gas | Unit Heater | E2 | Utility - Cost of Operation | 0.020715 | 0.020715 | 0.020715 | 0.020715 | 0.020715 | 0.020715 | 0.020715 | 0.020715 | 0.020715 | 0.020715 | 0.020715 | 0.020715 | 0.020715 | 0.020715 | 0.020715 | 0.020715 | 0.020715 | 0.020715 | 0.020715 | 0.020715 | 0.020715 | 0.020715 | 0.020715 | 0.020715 | 0.020715 | 0.020715 | 0.020715 | 0.020715 | 0.020715 | 0.020715 | 0.020715 | 0.020715 | 0.020715 | 0 | 0 | 0 | 0 | 0 | 0 | 0 | 0 | 0
F5_Commercial_Retail_New_Space Heating_Natural Gas_Unit Heater_E3 | F5 | Commercial | Retail | New | Space Heating | Natural Gas | Unit Heater | E3 | Utility - Cost of Operation | 0.0089486 | 0.0089486 | 0.0089486 | 0.0089486 | 0.0089486 | 0.0089486 | 0.0089486 | 0.0089486 | 0.0089486 | 0.0089486 | 0.0089486 | 0.0089486 | 0.0089486 | 0.0089486 | 0.0089486 | 0.0089486 | 0.0089486 | 0.0089486 | 0.0089486 | 0.0089486 | 0.0089486 | 0.0089486 | 0.0089486 | 0.0089486 | 0.0089486 | 0.0089486 | 0.0089486 | 0.0089486 | 0.0089486 | 0.0089486 | 0.0089486 | 0.0089486 | 0.0089486 | 0 | 0 | 0 | 0 | 0 | 0 | 0 | 0 | 0
F5_Commercial_Retail_New_Space Heating_Natural Gas_Unit Heater_E4 | F5 | Commercial | Retail | New | Space Heating | Natural Gas | Unit Heater | E4 | Utility - Cost of Operation | 0 | 0 | 0 | 0 | 0 | 0 | 0 | 0 | 0 | 0 | 0 | 0 | 0 | 0 | 0 | 0 | 0 | 0 | 0 | 0 | 0 | 0 | 0 | 0 | 0 | 0 | 0 | 0 | 0 | 0 | 0 | 0 | 0 | 0 | 0 | 0 | 0 | 0 | 0 | 0 | 0 | 0
F5_Commercial_Retail_New_Space Heating_Natural Gas_Unit Heater_E5 | F5 | Commercial | Retail | New | Space Heating | Natural Gas | Unit Heater | E5 | Utility - Cost of Operation | 0 | 0 | 0 | 0 | 0 | 0 | 0 | 0 | 0 | 0 | 0 | 0 | 0 | 0 | 0 | 0 | 0 | 0 | 0 | 0 | 0 | 0 | 0 | 0 | 0 | 0 | 0 | 0 | 0 | 0 | 0 | 0 | 0 | 0 | 0 | 0 | 0 | 0 | 0 | 0 | 0 | 0
F5_Commercial_Retail_New_Space Heating_Natural Gas_Unit Heater_E6 | F5 | Commercial | Retail | New | Space Heating | Natural Gas | Unit Heater | E6 | Utility - Cost of Operation | 0 | 0 | 0 | 0 | 0 | 0 | 0 | 0 | 0 | 0 | 0 | 0 | 0 | 0 | 0 | 0 | 0 | 0 | 0 | 0 | 0 | 0 | 0 | 0 | 0 | 0 | 0 | 0 | 0 | 0 | 0 | 0 | 0 | 0 | 0 | 0 | 0 | 0 | 0 | 0 | 0 | 0
F5_Commercial_Retail_New_Space Heating_Natural Gas_Unit Heater_E7 | F5 | Commercial | Retail | New | Space Heating | Natural Gas | Unit Heater | E7 | Utility - Cost of Operation | 0 | 0 | 0 | 0 | 0 | 0 | 0 | 0 | 0 | 0 | 0 | 0 | 0 | 0 | 0 | 0 | 0 | 0 | 0 | 0 | 0 | 0 | 0 | 0 | 0 | 0 | 0 | 0 | 0 | 0 | 0 | 0 | 0 | 0 | 0 | 0 | 0 | 0 | 0 | 0 | 0 | 0
F5_Commercial_Retail_New_Space Heating_Natural Gas_Unit Heater_E8 | F5 | Commercial | Retail | New | Space Heating | Natural Gas | Unit Heater | E8 | Utility - Cost of Operation | 0 | 0 | 0 | 0 | 0 | 0 | 0 | 0 | 0 | 0 | 0 | 0 | 0 | 0 | 0 | 0 | 0 | 0 | 0 | 0 | 0 | 0 | 0 | 0 | 0 | 0 | 0 | 0 | 0 | 0 | 0 | 0 | 0 | 0 | 0 | 0 | 0 | 0 | 0 | 0 | 0 | 0
F5_Commercial_Retail_New_Space Heating_Natural Gas_Unit Heater_E9 | F5 | Commercial | Retail | New | Space Heating | Natural Gas | Unit Heater | E9 | Utility - Cost of Operation | 0 | 0 | 0 | 0 | 0 | 0 | 0 | 0 | 0 | 0 | 0 | 0 | 0 | 0 | 0 | 0 | 0 | 0 | 0 | 0 | 0 | 0 | 0 | 0 | 0 | 0 | 0 | 0 | 0 | 0 | 0 | 0 | 0 | 0 | 0 | 0 | 0 | 0 | 0 | 0 | 0 | 0
F5_Commercial_Retail_New_Space Heating_Natural Gas_Unit Heater_E10 | F5 | Commercial | Retail | New | Space Heating | Natural Gas | Unit Heater | E10 | Utility - Cost of Operation | 0 | 0 | 0 | 0 | 0 | 0 | 0 | 0 | 0 | 0 | 0 | 0 | 0 | 0 | 0 | 0 | 0 | 0 | 0 | 0 | 0 | 0 | 0 | 0 | 0 | 0 | 0 | 0 | 0 | 0 | 0 | 0 | 0 | 0 | 0 | 0 | 0 | 0 | 0 | 0 | 0 | 0
F6_Commercial_Retail_New_Space Heating_Natural Gas_Unit Heater_E1 | F6 | Commercial | Retail | New | Space Heating | Natural Gas | Unit Heater | E1 | Utility - Value of Sales | 0.077101 | 0.077067 | 0.077214 | 0.076667 | 0.076244 | 0 | 0 | 0 | 0 | 0 | 0 | 0 | 0 | 0 | 0 | 0 | 0 | 0 | 0 | 0 | 0 | 0 | 0 | 0 | 0 | 0 | 0 | 0 | 0 | 0 | 0 | 0 | 0 | 0 | 0 | 0 | 0 | 0 | 0 | 0 | 0 | 0
F6_Commercial_Retail_New_Space Heating_Natural Gas_Unit Heater_E2 | F6 | Commercial | Retail | New | Space Heating | Natural Gas | Unit Heater | E2 | Utility - Value of Sales | 0.069382 | 0.069352 | 0.069484 | 0.068991 | 0.068611 | 0.06823 | 0.06785 | 0.067469 | 0.067088 | 0.066708 | 0.066327 | 0.065947 | 0.065567 | 0.065186 | 0.064806 | 0.064425 | 0.064045 | 0.063665 | 0.063289 | 0.062922 | 0.062569 | 0.062234 | 0.061922 | 0.061636 | 0.061383 | 0.061161 | 0.060971 | 0.060812 | 0.060686 | 0.06059 | 0.060527 | 0.060495 | 0.060495 | 0 | 0 | 0 | 0 | 0 | 0 | 0 | 0 | 0
F6_Commercial_Retail_New_Space Heating_Natural Gas_Unit Heater_E3 | F6 | Commercial | Retail | New | Space Heating | Natural Gas | Unit Heater | E3 | Utility - Value of Sales | 0.059922 | 0.059896 | 0.060009 | 0.059584 | 0.059255 | 0.058927 | 0.058598 | 0.058269 | 0.057941 | 0.057612 | 0.057284 | 0.056955 | 0.056626 | 0.056298 | 0.055969 | 0.055641 | 0.055312 | 0.054984 | 0.054659 | 0.054343 | 0.054038 | 0.053748 | 0.053478 | 0.053232 | 0.053013 | 0.052822 | 0.052657 | 0.05252 | 0.052411 | 0.052329 | 0.052274 | 0.052247 | 0.052247 | 0 | 0 | 0 | 0 | 0 | 0 | 0 | 0 | 0
F6_Commercial_Retail_New_Space Heating_Natural Gas_Unit Heater_E4 | F6 | Commercial | Retail | New | Space Heating | Natural Gas | Unit Heater | E4 | Utility - Value of Sales | 0 | 0 | 0 | 0 | 0 | 0 | 0 | 0 | 0 | 0 | 0 | 0 | 0 | 0 | 0 | 0 | 0 | 0 | 0 | 0 | 0 | 0 | 0 | 0 | 0 | 0 | 0 | 0 | 0 | 0 | 0 | 0 | 0 | 0 | 0 | 0 | 0 | 0 | 0 | 0 | 0 | 0
F6_Commercial_Retail_New_Space Heating_Natural Gas_Unit Heater_E5 | F6 | Commercial | Retail | New | Space Heating | Natural Gas | Unit Heater | E5 | Utility - Value of Sales | 0 | 0 | 0 | 0 | 0 | 0 | 0 | 0 | 0 | 0 | 0 | 0 | 0 | 0 | 0 | 0 | 0 | 0 | 0 | 0 | 0 | 0 | 0 | 0 | 0 | 0 | 0 | 0 | 0 | 0 | 0 | 0 | 0 | 0 | 0 | 0 | 0 | 0 | 0 | 0 | 0 | 0
F6_Commercial_Retail_New_Space Heating_Natural Gas_Unit Heater_E6 | F6 | Commercial | Retail | New | Space Heating | Natural Gas | Unit Heater | E6 | Utility - Value of Sales | 0 | 0 | 0 | 0 | 0 | 0 | 0 | 0 | 0 | 0 | 0 | 0 | 0 | 0 | 0 | 0 | 0 | 0 | 0 | 0 | 0 | 0 | 0 | 0 | 0 | 0 | 0 | 0 | 0 | 0 | 0 | 0 | 0 | 0 | 0 | 0 | 0 | 0 | 0 | 0 | 0 | 0
F6_Commercial_Retail_New_Space Heating_Natural Gas_Unit Heater_E7 | F6 | Commercial | Retail | New | Space Heating | Natural Gas | Unit Heater | E7 | Utility - Value of Sales | 0 | 0 | 0 | 0 | 0 | 0 | 0 | 0 | 0 | 0 | 0 | 0 | 0 | 0 | 0 | 0 | 0 | 0 | 0 | 0 | 0 | 0 | 0 | 0 | 0 | 0 | 0 | 0 | 0 | 0 | 0 | 0 | 0 | 0 | 0 | 0 | 0 | 0 | 0 | 0 | 0 | 0
F6_Commercial_Retail_New_Space Heating_Natural Gas_Unit Heater_E8 | F6 | Commercial | Retail | New | Space Heating | Natural Gas | Unit Heater | E8 | Utility - Value of Sales | 0 | 0 | 0 | 0 | 0 | 0 | 0 | 0 | 0 | 0 | 0 | 0 | 0 | 0 | 0 | 0 | 0 | 0 | 0 | 0 | 0 | 0 | 0 | 0 | 0 | 0 | 0 | 0 | 0 | 0 | 0 | 0 | 0 | 0 | 0 | 0 | 0 | 0 | 0 | 0 | 0 | 0
F6_Commercial_Retail_New_Space Heating_Natural Gas_Unit Heater_E9 | F6 | Commercial | Retail | New | Space Heating | Natural Gas | Unit Heater | E9 | Utility - Value of Sales | 0 | 0 | 0 | 0 | 0 | 0 | 0 | 0 | 0 | 0 | 0 | 0 | 0 | 0 | 0 | 0 | 0 | 0 | 0 | 0 | 0 | 0 | 0 | 0 | 0 | 0 | 0 | 0 | 0 | 0 | 0 | 0 | 0 | 0 | 0 | 0 | 0 | 0 | 0 | 0 | 0 | 0
F6_Commercial_Retail_New_Space Heating_Natural Gas_Unit Heater_E10 | F6 | Commercial | Retail | New | Space Heating | Natural Gas | Unit Heater | E10 | Utility - Value of Sales | 0 | 0 | 0 | 0 | 0 | 0 | 0 | 0 | 0 | 0 | 0 | 0 | 0 | 0 | 0 | 0 | 0 | 0 | 0 | 0 | 0 | 0 | 0 | 0 | 0 | 0 | 0 | 0 | 0 | 0 | 0 | 0 | 0 | 0 | 0 | 0 | 0 | 0 | 0 | 0 | 0 | 0
F1_Commercial_Retail_New_Water Heating_Natural Gas_Water Heater_E1 | F1 | Commercial | Retail | New | Water Heating | Natural Gas | Water Heater | E1 | RVT - Cost of Equipment | 0.23289 | 0.23254 | 0.2334 | 0.23144 | 0.23019 | 0.23115 | 0.23405 | 0.23635 | 0.23919 | 0.24188 | 0.24457 | 0.24705 | 0.2497 | 0.25247 | 0.25513 | 0.25783 | 0.26058 | 0.26357 | 0.26668 | 0.26996 | 0.2732 | 0.27658 | 0.27972 | 0.28296 | 0.28582 | 0.28832 | 0.29058 | 0.29254 | 0.29407 | 0.29533 | 0.29604 | 0.29651 | 0.29651 | 0 | 0 | 0 | 0 | 0 | 0 | 0 | 0 | 0
F1_Commercial_Retail_New_Water Heating_Natural Gas_Water Heater_E2 | F1 | Commercial | Retail | New | Water Heating | Natural Gas | Water Heater | E2 | RVT - Cost of Equipment | 0.23002 | 0.22967 | 0.23052 | 0.22858 | 0.22735 | 0.2283 | 0.23116 | 0.23343 | 0.23624 | 0.2389 | 0.24156 | 0.244 | 0.24662 | 0.24936 | 0.25198 | 0.25465 | 0.25736 | 0.26031 | 0.26339 | 0.26663 | 0.26983 | 0.27317 | 0.27626 | 0.27946 | 0.28229 | 0.28476 | 0.28699 | 0.28893 | 0.29044 | 0.29169 | 0.29238 | 0.29285 | 0.29285 | 0 | 0 | 0 | 0 | 0 | 0 | 0 | 0 | 0
F1_Commercial_Retail_New_Water Heating_Natural Gas_Water Heater_E3 | F1 | Commercial | Retail | New | Water Heating | Natural Gas | Water Heater | E3 | RVT - Cost of Equipment | 0.21172 | 0.2114 | 0.21219 | 0.2104 | 0.20926 | 0.21014 | 0.21277 | 0.21486 | 0.21745 | 0.21989 | 0.22234 | 0.22459 | 0.227 | 0.22952 | 0.23193 | 0.23439 | 0.23689 | 0.23961 | 0.24243 | 0.24542 | 0.24837 | 0.25144 | 0.25429 | 0.25723 | 0.25984 | 0.26211 | 0.26416 | 0.26594 | 0.26733 | 0.26848 | 0.26912 | 0.26955 | 0.26955 | 0 | 0 | 0 | 0 | 0 | 0 | 0 | 0 | 0
F1_Commercial_Retail_New_Water Heating_Natural Gas_Water Heater_E4 | F1 | Commercial | Retail | New | Water Heating | Natural Gas | Water Heater | E4 | RVT - Cost of Equipment | 0.19821 | 0.19791 | 0.19864 | 0.19697 | 0.19591 | 0.19672 | 0.19919 | 0.20115 | 0.20357 | 0.20586 | 0.20815 | 0.21025 | 0.21251 | 0.21487 | 0.21713 | 0.21943 | 0.22177 | 0.22431 | 0.22696 | 0.22976 | 0.23251 | 0.23539 | 0.23806 | 0.24081 | 0.24325 | 0.24538 | 0.2473 | 0.24897 | 0.25027 | 0.25135 | 0.25195 | 0.25235 | 0.25235 | 0 | 0 | 0 | 0 | 0 | 0 | 0 | 0 | 0
F1_Commercial_Retail_New_Water Heating_Natural Gas_Water Heater_E5 | F1 | Commercial | Retail | New | Water Heating | Natural Gas | Water Heater | E5 | RVT - Cost of Equipment | 0.19408 | 0.19379 | 0.1945 | 0.19286 | 0.19182 | 0.19262 | 0.19504 | 0.19696 | 0.19933 | 0.20157 | 0.20381 | 0.20587 | 0.20809 | 0.2104 | 0.21261 | 0.21486 | 0.21715 | 0.21964 | 0.22223 | 0.22497 | 0.22767 | 0.23048 | 0.2331 | 0.2358 | 0.23819 | 0.24026 | 0.24215 | 0.24378 | 0.24506 | 0.24611 | 0.2467 | 0.24709 | 0.24709 | 0 | 0 | 0 | 0 | 0 | 0 | 0 | 0 | 0
F1_Commercial_Retail_New_Water Heating_Natural Gas_Water Heater_E6 | F1 | Commercial | Retail | New | Water Heating | Natural Gas | Water Heater | E6 | RVT - Cost of Equipment | 0.19012 | 0.18983 | 0.19053 | 0.18893 | 0.18791 | 0.18869 | 0.19106 | 0.19294 | 0.19526 | 0.19746 | 0.19965 | 0.20167 | 0.20384 | 0.2061 | 0.20827 | 0.21047 | 0.21271 | 0.21516 | 0.2177 | 0.22038 | 0.22302 | 0.22578 | 0.22834 | 0.23098 | 0.23333 | 0.23536 | 0.23721 | 0.23881 | 0.24006 | 0.24109 | 0.24166 | 0.24205 | 0.24205 | 0 | 0 | 0 | 0 | 0 | 0 | 0 | 0 | 0
F1_Commercial_Retail_New_Water Heating_Natural Gas_Water Heater_E7 | F1 | Commercial | Retail | New | Water Heating | Natural Gas | Water Heater | E7 | RVT - Cost of Equipment | 0.12441 | 0.12456 | 0.1252 | 0.12461 | 0.12434 | 0.125 | 0.1265 | 0.12774 | 0.12924 | 0.1307 | 0.13217 | 0.13356 | 0.13504 | 0.13657 | 0.13806 | 0.13958 | 0.14111 | 0.14274 | 0.14439 | 0.14608 | 0.14767 | 0.14926 | 0.15068 | 0.15211 | 0.15334 | 0.15441 | 0.15538 | 0.15623 | 0.15688 | 0.15743 | 0.15773 | 0.15793 | 0.15793 | 0 | 0 | 0 | 0 | 0 | 0 | 0 | 0 | 0
F1_Commercial_Retail_New_Water Heating_Natural Gas_Water Heater_E8 | F1 | Commercial | Retail | New | Water Heating | Natural Gas | Water Heater | E8 | RVT - Cost of Equipment | 0 | 0 | 0 | 0 | 0 | 0 | 0 | 0 | 0 | 0 | 0 | 0 | 0 | 0 | 0 | 0 | 0 | 0 | 0 | 0 | 0 | 0 | 0 | 0 | 0 | 0 | 0 | 0 | 0 | 0 | 0 | 0 | 0 | 0 | 0 | 0 | 0 | 0 | 0 | 0 | 0 | 0
F1_Commercial_Retail_New_Water Heating_Natural Gas_Water Heater_E9 | F1 | Commercial | Retail | New | Water Heating | Natural Gas | Water Heater | E9 | RVT - Cost of Equipment | 0 | 0 | 0 | 0 | 0 | 0 | 0 | 0 | 0 | 0 | 0 | 0 | 0 | 0 | 0 | 0 | 0 | 0 | 0 | 0 | 0 | 0 | 0 | 0 | 0 | 0 | 0 | 0 | 0 | 0 | 0 | 0 | 0 | 0 | 0 | 0 | 0 | 0 | 0 | 0 | 0 | 0
F1_Commercial_Retail_New_Water Heating_Natural Gas_Water Heater_E10 | F1 | Commercial | Retail | New | Water Heating | Natural Gas | Water Heater | E10 | RVT - Cost of Equipment | 0 | 0 | 0 | 0 | 0 | 0 | 0 | 0 | 0 | 0 | 0 | 0 | 0 | 0 | 0 | 0 | 0 | 0 | 0 | 0 | 0 | 0 | 0 | 0 | 0 | 0 | 0 | 0 | 0 | 0 | 0 | 0 | 0 | 0 | 0 | 0 | 0 | 0 | 0 | 0 | 0 | 0
F2_Commercial_Retail_New_Water Heating_Natural Gas_Water Heater_E1 | F2 | Commercial | Retail | New | Water Heating | Natural Gas | Water Heater | E1 | RVT - Cost of Operation | 0.27902 | 0.2786 | 0.27963 | 0.27728 | 0.27578 | 0.27693 | 0.28041 | 0.28316 | 0.28657 | 0.28979 | 0.29302 | 0.29598 | 0.29916 | 0.30248 | 0.30566 | 0.3089 | 0.31219 | 0.31577 | 0.3195 | 0.32343 | 0.32732 | 0.33136 | 0.33512 | 0.339 | 0.34244 | 0.34542 | 0.34813 | 0.35048 | 0.35231 | 0.35383 | 0.35467 | 0.35524 | 0.35524 | 0 | 0 | 0 | 0 | 0 | 0 | 0 | 0 | 0
F2_Commercial_Retail_New_Water Heating_Natural Gas_Water Heater_E2 | F2 | Commercial | Retail | New | Water Heating | Natural Gas | Water Heater | E2 | RVT - Cost of Operation | 0.27558 | 0.27516 | 0.27618 | 0.27385 | 0.27238 | 0.27351 | 0.27695 | 0.27966 | 0.28303 | 0.28621 | 0.2894 | 0.29232 | 0.29547 | 0.29875 | 0.30189 | 0.30509 | 0.30833 | 0.31187 | 0.31555 | 0.31944 | 0.32328 | 0.32727 | 0.33098 | 0.33481 | 0.33821 | 0.34116 | 0.34383 | 0.34615 | 0.34796 | 0.34946 | 0.35029 | 0.35085 | 0.35085 | 0 | 0 | 0 | 0 | 0 | 0 | 0 | 0 | 0
F2_Commercial_Retail_New_Water Heating_Natural Gas_Water Heater_E3 | F2 | Commercial | Retail | New | Water Heating | Natural Gas | Water Heater | E3 | RVT - Cost of Operation | 0.25365 | 0.25327 | 0.25421 | 0.25207 | 0.25071 | 0.25176 | 0.25492 | 0.25742 | 0.26052 | 0.26345 | 0.26638 | 0.26907 | 0.27196 | 0.27498 | 0.27787 | 0.28082 | 0.28381 | 0.28707 | 0.29045 | 0.29403 | 0.29756 | 0.30124 | 0.30466 | 0.30818 | 0.3113 | 0.31402 | 0.31648 | 0.31862 | 0.32028 | 0.32166 | 0.32243 | 0.32294 | 0.32294 | 0 | 0 | 0 | 0 | 0 | 0 | 0 | 0 | 0
F2_Commercial_Retail_New_Water Heating_Natural Gas_Water Heater_E4 | F2 | Commercial | Retail | New | Water Heating | Natural Gas | Water Heater | E4 | RVT - Cost of Operation | 0.23746 | 0.23711 | 0.23799 | 0.23598 | 0.23471 | 0.23569 | 0.23865 | 0.24099 | 0.24389 | 0.24663 | 0.24938 | 0.25189 | 0.2546 | 0.25743 | 0.26014 | 0.26289 | 0.26569 | 0.26874 | 0.27191 | 0.27526 | 0.27857 | 0.28201 | 0.28521 | 0.28851 | 0.29143 | 0.29398 | 0.29628 | 0.29828 | 0.29984 | 0.30113 | 0.30185 | 0.30233 | 0.30233 | 0 | 0 | 0 | 0 | 0 | 0 | 0 | 0 | 0
F2_Commercial_Retail_New_Water Heating_Natural Gas_Water Heater_E5 | F2 | Commercial | Retail | New | Water Heating | Natural Gas | Water Heater | E5 | RVT - Cost of Operation | 0.23252 | 0.23217 | 0.23303 | 0.23106 | 0.22982 | 0.23078 | 0.23367 | 0.23597 | 0.23881 | 0.24149 | 0.24418 | 0.24665 | 0.2493 | 0.25207 | 0.25472 | 0.25742 | 0.26016 | 0.26314 | 0.26625 | 0.26953 | 0.27276 | 0.27614 | 0.27927 | 0.2825 | 0.28536 | 0.28785 | 0.29011 | 0.29207 | 0.29359 | 0.29485 | 0.29556 | 0.29603 | 0.29603 | 0 | 0 | 0 | 0 | 0 | 0 | 0 | 0 | 0
F2_Commercial_Retail_New_Water Heating_Natural Gas_Water Heater_E6 | F2 | Commercial | Retail | New | Water Heating | Natural Gas | Water Heater | E6 | RVT - Cost of Operation | 0.22777 | 0.22743 | 0.22827 | 0.22635 | 0.22513 | 0.22607 | 0.2289 | 0.23115 | 0.23393 | 0.23657 | 0.2392 | 0.24161 | 0.24421 | 0.24692 | 0.24952 | 0.25216 | 0.25485 | 0.25777 | 0.26081 | 0.26403 | 0.2672 | 0.2705 | 0.27357 | 0.27673 | 0.27954 | 0.28198 | 0.28419 | 0.28611 | 0.2876 | 0.28884 | 0.28953 | 0.28999 | 0.28999 | 0 | 0 | 0 | 0 | 0 | 0 | 0 | 0 | 0
F2_Commercial_Retail_New_Water Heating_Natural Gas_Water Heater_E7 | F2 | Commercial | Retail | New | Water Heating | Natural Gas | Water Heater | E7 | RVT - Cost of Operation | 0.14905 | 0.14923 | 0.15 | 0.14929 | 0.14896 | 0.14976 | 0.15156 | 0.15304 | 0.15484 | 0.15658 | 0.15834 | 0.16001 | 0.16178 | 0.16362 | 0.1654 | 0.16723 | 0.16906 | 0.17101 | 0.17299 | 0.17501 | 0.17692 | 0.17882 | 0.18053 | 0.18223 | 0.18371 | 0.18499 | 0.18616 | 0.18717 | 0.18796 | 0.18861 | 0.18897 | 0.18921 | 0.18921 | 0 | 0 | 0 | 0 | 0 | 0 | 0 | 0 | 0
F2_Commercial_Retail_New_Water Heating_Natural Gas_Water Heater_E8 | F2 | Commercial | Retail | New | Water Heating | Natural Gas | Water Heater | E8 | RVT - Cost of Operation | 0 | 0 | 0 | 0 | 0 | 0 | 0 | 0 | 0 | 0 | 0 | 0 | 0 | 0 | 0 | 0 | 0 | 0 | 0 | 0 | 0 | 0 | 0 | 0 | 0 | 0 | 0 | 0 | 0 | 0 | 0 | 0 | 0 | 0 | 0 | 0 | 0 | 0 | 0 | 0 | 0 | 0
F2_Commercial_Retail_New_Water Heating_Natural Gas_Water Heater_E9 | F2 | Commercial | Retail | New | Water Heating | Natural Gas | Water Heater | E9 | RVT - Cost of Operation | 0 | 0 | 0 | 0 | 0 | 0 | 0 | 0 | 0 | 0 | 0 | 0 | 0 | 0 | 0 | 0 | 0 | 0 | 0 | 0 | 0 | 0 | 0 | 0 | 0 | 0 | 0 | 0 | 0 | 0 | 0 | 0 | 0 | 0 | 0 | 0 | 0 | 0 | 0 | 0 | 0 | 0
F2_Commercial_Retail_New_Water Heating_Natural Gas_Water Heater_E10 | F2 | Commercial | Retail | New | Water Heating | Natural Gas | Water Heater | E10 | RVT - Cost of Operation | 0 | 0 | 0 | 0 | 0 | 0 | 0 | 0 | 0 | 0 | 0 | 0 | 0 | 0 | 0 | 0 | 0 | 0 | 0 | 0 | 0 | 0 | 0 | 0 | 0 | 0 | 0 | 0 | 0 | 0 | 0 | 0 | 0 | 0 | 0 | 0 | 0 | 0 | 0 | 0 | 0 | 0
F3_Commercial_Retail_New_Water Heating_Natural Gas_Water Heater_E1 | F3 | Commercial | Retail | New | Water Heating | Natural Gas | Water Heater | E1 | System - kBTUs of Consumption | 0.01859 | 0.01859 | 0.01859 | 0.01859 | 0.01859 | 0.01859 | 0.01859 | 0.01859 | 0.01859 | 0.01859 | 0.01859 | 0.01859 | 0.01859 | 0.01859 | 0.01859 | 0.01859 | 0.01859 | 0.01859 | 0.01859 | 0.01859 | 0.01859 | 0.01859 | 0.01859 | 0.01859 | 0.01859 | 0.01859 | 0.01859 | 0.01859 | 0.01859 | 0.01859 | 0.01859 | 0.01859 | 0.01859 | 0 | 0 | 0 | 0 | 0 | 0 | 0 | 0 | 0
F3_Commercial_Retail_New_Water Heating_Natural Gas_Water Heater_E2 | F3 | Commercial | Retail | New | Water Heating | Natural Gas | Water Heater | E2 | System - kBTUs of Consumption | 0.018585 | 0.018585 | 0.018585 | 0.018585 | 0.018585 | 0.018585 | 0.018585 | 0.018585 | 0.018585 | 0.018585 | 0.018585 | 0.018585 | 0.018585 | 0.018585 | 0.018585 | 0.018585 | 0.018585 | 0.018585 | 0.018585 | 0.018585 | 0.018585 | 0.018585 | 0.018585 | 0.018585 | 0.018585 | 0.018585 | 0.018585 | 0.018585 | 0.018585 | 0.018585 | 0.018585 | 0.018585 | 0.018585 | 0 | 0 | 0 | 0 | 0 | 0 | 0 | 0 | 0
F3_Commercial_Retail_New_Water Heating_Natural Gas_Water Heater_E3 | F3 | Commercial | Retail | New | Water Heating | Natural Gas | Water Heater | E3 | System - kBTUs of Consumption | 0.018856 | 0.018856 | 0.018856 | 0.018856 | 0.018856 | 0.018856 | 0.018856 | 0.018856 | 0.018856 | 0.018856 | 0.018856 | 0.018856 | 0.018856 | 0.018856 | 0.018856 | 0.018856 | 0.018856 | 0.018856 | 0.018856 | 0.018856 | 0.018856 | 0.018856 | 0.018856 | 0.018856 | 0.018856 | 0.018856 | 0.018856 | 0.018856 | 0.018856 | 0.018856 | 0.018856 | 0.018856 | 0.018856 | 0 | 0 | 0 | 0 | 0 | 0 | 0 | 0 | 0
F3_Commercial_Retail_New_Water Heating_Natural Gas_Water Heater_E4 | F3 | Commercial | Retail | New | Water Heating | Natural Gas | Water Heater | E4 | System - kBTUs of Consumption | 0.019127 | 0.019127 | 0.019127 | 0.019127 | 0.019127 | 0.019127 | 0.019127 | 0.019127 | 0.019127 | 0.019127 | 0.019127 | 0.019127 | 0.019127 | 0.019127 | 0.019127 | 0.019127 | 0.019127 | 0.019127 | 0.019127 | 0.019127 | 0.019127 | 0.019127 | 0.019127 | 0.019127 | 0.019127 | 0.019127 | 0.019127 | 0.019127 | 0.019127 | 0.019127 | 0.019127 | 0.019127 | 0.019127 | 0 | 0 | 0 | 0 | 0 | 0 | 0 | 0 | 0
F3_Commercial_Retail_New_Water Heating_Natural Gas_Water Heater_E5 | F3 | Commercial | Retail | New | Water Heating | Natural Gas | Water Heater | E5 | System - kBTUs of Consumption | 0.019534 | 0.019534 | 0.019534 | 0.019534 | 0.019534 | 0.019534 | 0.019534 | 0.019534 | 0.019534 | 0.019534 | 0.019534 | 0.019534 | 0.019534 | 0.019534 | 0.019534 | 0.019534 | 0.019534 | 0.019534 | 0.019534 | 0.019534 | 0.019534 | 0.019534 | 0.019534 | 0.019534 | 0.019534 | 0.019534 | 0.019534 | 0.019534 | 0.019534 | 0.019534 | 0.019534 | 0.019534 | 0.019534 | 0 | 0 | 0 | 0 | 0 | 0 | 0 | 0 | 0
F3_Commercial_Retail_New_Water Heating_Natural Gas_Water Heater_E6 | F3 | Commercial | Retail | New | Water Heating | Natural Gas | Water Heater | E6 | System - kBTUs of Consumption | 0.016261 | 0.016261 | 0.016261 | 0.016261 | 0.016261 | 0.016261 | 0.016261 | 0.016261 | 0.016261 | 0.016261 | 0.016261 | 0.016261 | 0.016261 | 0.016261 | 0.016261 | 0.016261 | 0.016261 | 0.016261 | 0.016261 | 0.016261 | 0.016261 | 0.016261 | 0.016261 | 0.016261 | 0.016261 | 0.016261 | 0.016261 | 0.016261 | 0.016261 | 0.016261 | 0.016261 | 0.016261 | 0.016261 | 0 | 0 | 0 | 0 | 0 | 0 | 0 | 0 | 0
F3_Commercial_Retail_New_Water Heating_Natural Gas_Water Heater_E7 | F3 | Commercial | Retail | New | Water Heating | Natural Gas | Water Heater | E7 | System - kBTUs of Consumption | 0.014164 | 0.014164 | 0.014164 | 0.014164 | 0.014164 | 0.014164 | 0.014164 | 0.014164 | 0.014164 | 0.014164 | 0.014164 | 0.014164 | 0.014164 | 0.014164 | 0.014164 | 0.014164 | 0.014164 | 0.014164 | 0.014164 | 0.014164 | 0.014164 | 0.014164 | 0.014164 | 0.014164 | 0.014164 | 0.014164 | 0.014164 | 0.014164 | 0.014164 | 0.014164 | 0.014164 | 0.014164 | 0.014164 | 0 | 0 | 0 | 0 | 0 | 0 | 0 | 0 | 0
F3_Commercial_Retail_New_Water Heating_Natural Gas_Water Heater_E8 | F3 | Commercial | Retail | New | Water Heating | Natural Gas | Water Heater | E8 | System - kBTUs of Consumption | 0 | 0 | 0 | 0 | 0 | 0 | 0 | 0 | 0 | 0 | 0 | 0 | 0 | 0 | 0 | 0 | 0 | 0 | 0 | 0 | 0 | 0 | 0 | 0 | 0 | 0 | 0 | 0 | 0 | 0 | 0 | 0 | 0 | 0 | 0 | 0 | 0 | 0 | 0 | 0 | 0 | 0
F3_Commercial_Retail_New_Water Heating_Natural Gas_Water Heater_E9 | F3 | Commercial | Retail | New | Water Heating | Natural Gas | Water Heater | E9 | System - kBTUs of Consumption | 0 | 0 | 0 | 0 | 0 | 0 | 0 | 0 | 0 | 0 | 0 | 0 | 0 | 0 | 0 | 0 | 0 | 0 | 0 | 0 | 0 | 0 | 0 | 0 | 0 | 0 | 0 | 0 | 0 | 0 | 0 | 0 | 0 | 0 | 0 | 0 | 0 | 0 | 0 | 0 | 0 | 0
F3_Commercial_Retail_New_Water Heating_Natural Gas_Water Heater_E10 | F3 | Commercial | Retail | New | Water Heating | Natural Gas | Water Heater | E10 | System - kBTUs of Consumption | 0 | 0 | 0 | 0 | 0 | 0 | 0 | 0 | 0 | 0 | 0 | 0 | 0 | 0 | 0 | 0 | 0 | 0 | 0 | 0 | 0 | 0 | 0 | 0 | 0 | 0 | 0 | 0 | 0 | 0 | 0 | 0 | 0 | 0 | 0 | 0 | 0 | 0 | 0 | 0 | 0 | 0
F4_Commercial_Retail_New_Water Heating_Natural Gas_Water Heater_E1 | F4 | Commercial | Retail | New | Water Heating | Natural Gas | Water Heater | E1 | Utility - Cost of Equipment | 0.27902 | 0.2786 | 0.27963 | 0.27728 | 0.27578 | 0.27693 | 0.28041 | 0.28316 | 0.28657 | 0.28979 | 0.29302 | 0.29598 | 0.29916 | 0.30248 | 0.30566 | 0.3089 | 0.31219 | 0.31577 | 0.3195 | 0.32343 | 0.32732 | 0.33136 | 0.33512 | 0.339 | 0.34244 | 0.34542 | 0.34813 | 0.35048 | 0.35231 | 0.35383 | 0.35467 | 0.35524 | 0.35524 | 0 | 0 | 0 | 0 | 0 | 0 | 0 | 0 | 0
F4_Commercial_Retail_New_Water Heating_Natural Gas_Water Heater_E2 | F4 | Commercial | Retail | New | Water Heating | Natural Gas | Water Heater | E2 | Utility - Cost of Equipment | 0.27558 | 0.27516 | 0.27618 | 0.27385 | 0.27238 | 0.27351 | 0.27695 | 0.27966 | 0.28303 | 0.28621 | 0.2894 | 0.29232 | 0.29547 | 0.29875 | 0.30189 | 0.30509 | 0.30833 | 0.31187 | 0.31555 | 0.31944 | 0.32328 | 0.32727 | 0.33098 | 0.33481 | 0.33821 | 0.34116 | 0.34383 | 0.34615 | 0.34796 | 0.34946 | 0.35029 | 0.35085 | 0.35085 | 0 | 0 | 0 | 0 | 0 | 0 | 0 | 0 | 0
F4_Commercial_Retail_New_Water Heating_Natural Gas_Water Heater_E3 | F4 | Commercial | Retail | New | Water Heating | Natural Gas | Water Heater | E3 | Utility - Cost of Equipment | 0.25365 | 0.25327 | 0.25421 | 0.25207 | 0.25071 | 0.25176 | 0.25492 | 0.25742 | 0.26052 | 0.26345 | 0.26638 | 0.26907 | 0.27196 | 0.27498 | 0.27787 | 0.28082 | 0.28381 | 0.28707 | 0.29045 | 0.29403 | 0.29756 | 0.30124 | 0.30466 | 0.30818 | 0.3113 | 0.31402 | 0.31648 | 0.31862 | 0.32028 | 0.32166 | 0.32243 | 0.32294 | 0.32294 | 0 | 0 | 0 | 0 | 0 | 0 | 0 | 0 | 0
F4_Commercial_Retail_New_Water Heating_Natural Gas_Water Heater_E4 | F4 | Commercial | Retail | New | Water Heating | Natural Gas | Water Heater | E4 | Utility - Cost of Equipment | 0.23746 | 0.23711 | 0.23799 | 0.23598 | 0.23471 | 0.23569 | 0.23865 | 0.24099 | 0.24389 | 0.24663 | 0.24938 | 0.25189 | 0.2546 | 0.25743 | 0.26014 | 0.26289 | 0.26569 | 0.26874 | 0.27191 | 0.27526 | 0.27857 | 0.28201 | 0.28521 | 0.28851 | 0.29143 | 0.29398 | 0.29628 | 0.29828 | 0.29984 | 0.30113 | 0.30185 | 0.30233 | 0.30233 | 0 | 0 | 0 | 0 | 0 | 0 | 0 | 0 | 0
F4_Commercial_Retail_New_Water Heating_Natural Gas_Water Heater_E5 | F4 | Commercial | Retail | New | Water Heating | Natural Gas | Water Heater | E5 | Utility - Cost of Equipment | 0.23252 | 0.23217 | 0.23303 | 0.23106 | 0.22982 | 0.23078 | 0.23367 | 0.23597 | 0.23881 | 0.24149 | 0.24418 | 0.24665 | 0.2493 | 0.25207 | 0.25472 | 0.25742 | 0.26016 | 0.26314 | 0.26625 | 0.26953 | 0.27276 | 0.27614 | 0.27927 | 0.2825 | 0.28536 | 0.28785 | 0.29011 | 0.29207 | 0.29359 | 0.29485 | 0.29556 | 0.29603 | 0.29603 | 0 | 0 | 0 | 0 | 0 | 0 | 0 | 0 | 0
F4_Commercial_Retail_New_Water Heating_Natural Gas_Water Heater_E6 | F4 | Commercial | Retail | New | Water Heating | Natural Gas | Water Heater | E6 | Utility - Cost of Equipment | 0.22777 | 0.22743 | 0.22827 | 0.22635 | 0.22513 | 0.22607 | 0.2289 | 0.23115 | 0.23393 | 0.23657 | 0.2392 | 0.24161 | 0.24421 | 0.24692 | 0.24952 | 0.25216 | 0.25485 | 0.25777 | 0.26081 | 0.26403 | 0.2672 | 0.2705 | 0.27357 | 0.27673 | 0.27954 | 0.28198 | 0.28419 | 0.28611 | 0.2876 | 0.28884 | 0.28953 | 0.28999 | 0.28999 | 0 | 0 | 0 | 0 | 0 | 0 | 0 | 0 | 0
F4_Commercial_Retail_New_Water Heating_Natural Gas_Water Heater_E7 | F4 | Commercial | Retail | New | Water Heating | Natural Gas | Water Heater | E7 | Utility - Cost of Equipment | 0.14905 | 0.14923 | 0.15 | 0.14929 | 0.14896 | 0.14976 | 0.15156 | 0.15304 | 0.15484 | 0.15658 | 0.15834 | 0.16001 | 0.16178 | 0.16362 | 0.1654 | 0.16723 | 0.16906 | 0.17101 | 0.17299 | 0.17501 | 0.17692 | 0.17882 | 0.18053 | 0.18223 | 0.18371 | 0.18499 | 0.18616 | 0.18717 | 0.18796 | 0.18861 | 0.18897 | 0.18921 | 0.18921 | 0 | 0 | 0 | 0 | 0 | 0 | 0 | 0 | 0
F4_Commercial_Retail_New_Water Heating_Natural Gas_Water Heater_E8 | F4 | Commercial | Retail | New | Water Heating | Natural Gas | Water Heater | E8 | Utility - Cost of Equipment | 0 | 0 | 0 | 0 | 0 | 0 | 0 | 0 | 0 | 0 | 0 | 0 | 0 | 0 | 0 | 0 | 0 | 0 | 0 | 0 | 0 | 0 | 0 | 0 | 0 | 0 | 0 | 0 | 0 | 0 | 0 | 0 | 0 | 0 | 0 | 0 | 0 | 0 | 0 | 0 | 0 | 0
F4_Commercial_Retail_New_Water Heating_Natural Gas_Water Heater_E9 | F4 | Commercial | Retail | New | Water Heating | Natural Gas | Water Heater | E9 | Utility - Cost of Equipment | 0 | 0 | 0 | 0 | 0 | 0 | 0 | 0 | 0 | 0 | 0 | 0 | 0 | 0 | 0 | 0 | 0 | 0 | 0 | 0 | 0 | 0 | 0 | 0 | 0 | 0 | 0 | 0 | 0 | 0 | 0 | 0 | 0 | 0 | 0 | 0 | 0 | 0 | 0 | 0 | 0 | 0
F4_Commercial_Retail_New_Water Heating_Natural Gas_Water Heater_E10 | F4 | Commercial | Retail | New | Water Heating | Natural Gas | Water Heater | E10 | Utility - Cost of Equipment | 0 | 0 | 0 | 0 | 0 | 0 | 0 | 0 | 0 | 0 | 0 | 0 | 0 | 0 | 0 | 0 | 0 | 0 | 0 | 0 | 0 | 0 | 0 | 0 | 0 | 0 | 0 | 0 | 0 | 0 | 0 | 0 | 0 | 0 | 0 | 0 | 0 | 0 | 0 | 0 | 0 | 0
F5_Commercial_Retail_New_Water Heating_Natural Gas_Water Heater_E1 | F5 | Commercial | Retail | New | Water Heating | Natural Gas | Water Heater | E1 | Utility - Cost of Operation | 0.01859 | 0.01859 | 0.01859 | 0.01859 | 0.01859 | 0.01859 | 0.01859 | 0.01859 | 0.01859 | 0.01859 | 0.01859 | 0.01859 | 0.01859 | 0.01859 | 0.01859 | 0.01859 | 0.01859 | 0.01859 | 0.01859 | 0.01859 | 0.01859 | 0.01859 | 0.01859 | 0.01859 | 0.01859 | 0.01859 | 0.01859 | 0.01859 | 0.01859 | 0.01859 | 0.01859 | 0.01859 | 0.01859 | 0 | 0 | 0 | 0 | 0 | 0 | 0 | 0 | 0
F5_Commercial_Retail_New_Water Heating_Natural Gas_Water Heater_E2 | F5 | Commercial | Retail | New | Water Heating | Natural Gas | Water Heater | E2 | Utility - Cost of Operation | 0.018585 | 0.018585 | 0.018585 | 0.018585 | 0.018585 | 0.018585 | 0.018585 | 0.018585 | 0.018585 | 0.018585 | 0.018585 | 0.018585 | 0.018585 | 0.018585 | 0.018585 | 0.018585 | 0.018585 | 0.018585 | 0.018585 | 0.018585 | 0.018585 | 0.018585 | 0.018585 | 0.018585 | 0.018585 | 0.018585 | 0.018585 | 0.018585 | 0.018585 | 0.018585 | 0.018585 | 0.018585 | 0.018585 | 0 | 0 | 0 | 0 | 0 | 0 | 0 | 0 | 0
F5_Commercial_Retail_New_Water Heating_Natural Gas_Water Heater_E3 | F5 | Commercial | Retail | New | Water Heating | Natural Gas | Water Heater | E3 | Utility - Cost of Operation | 0.018856 | 0.018856 | 0.018856 | 0.018856 | 0.018856 | 0.018856 | 0.018856 | 0.018856 | 0.018856 | 0.018856 | 0.018856 | 0.018856 | 0.018856 | 0.018856 | 0.018856 | 0.018856 | 0.018856 | 0.018856 | 0.018856 | 0.018856 | 0.018856 | 0.018856 | 0.018856 | 0.018856 | 0.018856 | 0.018856 | 0.018856 | 0.018856 | 0.018856 | 0.018856 | 0.018856 | 0.018856 | 0.018856 | 0 | 0 | 0 | 0 | 0 | 0 | 0 | 0 | 0
F5_Commercial_Retail_New_Water Heating_Natural Gas_Water Heater_E4 | F5 | Commercial | Retail | New | Water Heating | Natural Gas | Water Heater | E4 | Utility - Cost of Operation | 0.019127 | 0.019127 | 0.019127 | 0.019127 | 0.019127 | 0.019127 | 0.019127 | 0.019127 | 0.019127 | 0.019127 | 0.019127 | 0.019127 | 0.019127 | 0.019127 | 0.019127 | 0.019127 | 0.019127 | 0.019127 | 0.019127 | 0.019127 | 0.019127 | 0.019127 | 0.019127 | 0.019127 | 0.019127 | 0.019127 | 0.019127 | 0.019127 | 0.019127 | 0.019127 | 0.019127 | 0.019127 | 0.019127 | 0 | 0 | 0 | 0 | 0 | 0 | 0 | 0 | 0
F5_Commercial_Retail_New_Water Heating_Natural Gas_Water Heater_E5 | F5 | Commercial | Retail | New | Water Heating | Natural Gas | Water Heater | E5 | Utility - Cost of Operation | 0.019534 | 0.019534 | 0.019534 | 0.019534 | 0.019534 | 0.019534 | 0.019534 | 0.019534 | 0.019534 | 0.019534 | 0.019534 | 0.019534 | 0.019534 | 0.019534 | 0.019534 | 0.019534 | 0.019534 | 0.019534 | 0.019534 | 0.019534 | 0.019534 | 0.019534 | 0.019534 | 0.019534 | 0.019534 | 0.019534 | 0.019534 | 0.019534 | 0.019534 | 0.019534 | 0.019534 | 0.019534 | 0.019534 | 0 | 0 | 0 | 0 | 0 | 0 | 0 | 0 | 0
F5_Commercial_Retail_New_Water Heating_Natural Gas_Water Heater_E6 | F5 | Commercial | Retail | New | Water Heating | Natural Gas | Water Heater | E6 | Utility - Cost of Operation | 0.016261 | 0.016261 | 0.016261 | 0.016261 | 0.016261 | 0.016261 | 0.016261 | 0.016261 | 0.016261 | 0.016261 | 0.016261 | 0.016261 | 0.016261 | 0.016261 | 0.016261 | 0.016261 | 0.016261 | 0.016261 | 0.016261 | 0.016261 | 0.016261 | 0.016261 | 0.016261 | 0.016261 | 0.016261 | 0.016261 | 0.016261 | 0.016261 | 0.016261 | 0.016261 | 0.016261 | 0.016261 | 0.016261 | 0 | 0 | 0 | 0 | 0 | 0 | 0 | 0 | 0
F5_Commercial_Retail_New_Water Heating_Natural Gas_Water Heater_E7 | F5 | Commercial | Retail | New | Water Heating | Natural Gas | Water Heater | E7 | Utility - Cost of Operation | 0.014164 | 0.014164 | 0.014164 | 0.014164 | 0.014164 | 0.014164 | 0.014164 | 0.014164 | 0.014164 | 0.014164 | 0.014164 | 0.014164 | 0.014164 | 0.014164 | 0.014164 | 0.014164 | 0.014164 | 0.014164 | 0.014164 | 0.014164 | 0.014164 | 0.014164 | 0.014164 | 0.014164 | 0.014164 | 0.014164 | 0.014164 | 0.014164 | 0.014164 | 0.014164 | 0.014164 | 0.014164 | 0.014164 | 0 | 0 | 0 | 0 | 0 | 0 | 0 | 0 | 0
F5_Commercial_Retail_New_Water Heating_Natural Gas_Water Heater_E8 | F5 | Commercial | Retail | New | Water Heating | Natural Gas | Water Heater | E8 | Utility - Cost of Operation | 0 | 0 | 0 | 0 | 0 | 0 | 0 | 0 | 0 | 0 | 0 | 0 | 0 | 0 | 0 | 0 | 0 | 0 | 0 | 0 | 0 | 0 | 0 | 0 | 0 | 0 | 0 | 0 | 0 | 0 | 0 | 0 | 0 | 0 | 0 | 0 | 0 | 0 | 0 | 0 | 0 | 0
F5_Commercial_Retail_New_Water Heating_Natural Gas_Water Heater_E9 | F5 | Commercial | Retail | New | Water Heating | Natural Gas | Water Heater | E9 | Utility - Cost of Operation | 0 | 0 | 0 | 0 | 0 | 0 | 0 | 0 | 0 | 0 | 0 | 0 | 0 | 0 | 0 | 0 | 0 | 0 | 0 | 0 | 0 | 0 | 0 | 0 | 0 | 0 | 0 | 0 | 0 | 0 | 0 | 0 | 0 | 0 | 0 | 0 | 0 | 0 | 0 | 0 | 0 | 0
F5_Commercial_Retail_New_Water Heating_Natural Gas_Water Heater_E10 | F5 | Commercial | Retail | New | Water Heating | Natural Gas | Water Heater | E10 | Utility - Cost of Operation | 0 | 0 | 0 | 0 | 0 | 0 | 0 | 0 | 0 | 0 | 0 | 0 | 0 | 0 | 0 | 0 | 0 | 0 | 0 | 0 | 0 | 0 | 0 | 0 | 0 | 0 | 0 | 0 | 0 | 0 | 0 | 0 | 0 | 0 | 0 | 0 | 0 | 0 | 0 | 0 | 0 | 0
F6_Commercial_Retail_New_Water Heating_Natural Gas_Water Heater_E1 | F6 | Commercial | Retail | New | Water Heating | Natural Gas | Water Heater | E1 | Utility - Value of Sales | 0.18763 | 0.18864 | 0.19027 | 0.18991 | 0.18991 | 0.18991 | 0.18991 | 0.18991 | 0.18991 | 0.18991 | 0.18991 | 0.18991 | 0.18991 | 0.18991 | 0.18991 | 0.18991 | 0.18991 | 0.18991 | 0.18991 | 0.18991 | 0.18991 | 0.18991 | 0.18991 | 0.18991 | 0.18991 | 0.18991 | 0.18991 | 0.18991 | 0.18991 | 0.18991 | 0.18991 | 0.18991 | 0.18991 | 0 | 0 | 0 | 0 | 0 | 0 | 0 | 0 | 0
F6_Commercial_Retail_New_Water Heating_Natural Gas_Water Heater_E2 | F6 | Commercial | Retail | New | Water Heating | Natural Gas | Water Heater | E2 | Utility - Value of Sales | 0.18532 | 0.18632 | 0.18792 | 0.18757 | 0.18757 | 0.18757 | 0.18757 | 0.18757 | 0.18757 | 0.18757 | 0.18757 | 0.18757 | 0.18757 | 0.18757 | 0.18757 | 0.18757 | 0.18757 | 0.18757 | 0.18757 | 0.18757 | 0.18757 | 0.18757 | 0.18757 | 0.18757 | 0.18757 | 0.18757 | 0.18757 | 0.18757 | 0.18757 | 0.18757 | 0.18757 | 0.18757 | 0.18757 | 0 | 0 | 0 | 0 | 0 | 0 | 0 | 0 | 0
F6_Commercial_Retail_New_Water Heating_Natural Gas_Water Heater_E3 | F6 | Commercial | Retail | New | Water Heating | Natural Gas | Water Heater | E3 | Utility - Value of Sales | 0.17058 | 0.1715 | 0.17297 | 0.17265 | 0.17265 | 0.17265 | 0.17265 | 0.17265 | 0.17265 | 0.17265 | 0.17265 | 0.17265 | 0.17265 | 0.17265 | 0.17265 | 0.17265 | 0.17265 | 0.17265 | 0.17265 | 0.17265 | 0.17265 | 0.17265 | 0.17265 | 0.17265 | 0.17265 | 0.17265 | 0.17265 | 0.17265 | 0.17265 | 0.17265 | 0.17265 | 0.17265 | 0.17265 | 0 | 0 | 0 | 0 | 0 | 0 | 0 | 0 | 0
F6_Commercial_Retail_New_Water Heating_Natural Gas_Water Heater_E4 | F6 | Commercial | Retail | New | Water Heating | Natural Gas | Water Heater | E4 | Utility - Value of Sales | 0.15969 | 0.16055 | 0.16193 | 0.16163 | 0.16163 | 0.16163 | 0.16163 | 0.16163 | 0.16163 | 0.16163 | 0.16163 | 0.16163 | 0.16163 | 0.16163 | 0.16163 | 0.16163 | 0.16163 | 0.16163 | 0.16163 | 0.16163 | 0.16163 | 0.16163 | 0.16163 | 0.16163 | 0.16163 | 0.16163 | 0.16163 | 0.16163 | 0.16163 | 0.16163 | 0.16163 | 0.16163 | 0.16163 | 0 | 0 | 0 | 0 | 0 | 0 | 0 | 0 | 0
F6_Commercial_Retail_New_Water Heating_Natural Gas_Water Heater_E5 | F6 | Commercial | Retail | New | Water Heating | Natural Gas | Water Heater | E5 | Utility - Value of Sales | 0.15636 | 0.1572 | 0.15856 | 0.15826 | 0.15826 | 0.15826 | 0.15826 | 0.15826 | 0.15826 | 0.15826 | 0.15826 | 0.15826 | 0.15826 | 0.15826 | 0.15826 | 0.15826 | 0.15826 | 0.15826 | 0.15826 | 0.15826 | 0.15826 | 0.15826 | 0.15826 | 0.15826 | 0.15826 | 0.15826 | 0.15826 | 0.15826 | 0.15826 | 0.15826 | 0.15826 | 0.15826 | 0.15826 | 0 | 0 | 0 | 0 | 0 | 0 | 0 | 0 | 0
F6_Commercial_Retail_New_Water Heating_Natural Gas_Water Heater_E6 | F6 | Commercial | Retail | New | Water Heating | Natural Gas | Water Heater | E6 | Utility - Value of Sales | 0.15317 | 0.154 | 0.15532 | 0.15503 | 0.15503 | 0.15503 | 0.15503 | 0.15503 | 0.15503 | 0.15503 | 0.15503 | 0.15503 | 0.15503 | 0.15503 | 0.15503 | 0.15503 | 0.15503 | 0.15503 | 0.15503 | 0.15503 | 0.15503 | 0.15503 | 0.15503 | 0.15503 | 0.15503 | 0.15503 | 0.15503 | 0.15503 | 0.15503 | 0.15503 | 0.15503 | 0.15503 | 0.15503 | 0 | 0 | 0 | 0 | 0 | 0 | 0 | 0 | 0
F6_Commercial_Retail_New_Water Heating_Natural Gas_Water Heater_E7 | F6 | Commercial | Retail | New | Water Heating | Natural Gas | Water Heater | E7 | Utility - Value of Sales | 0.10035 | 0.10077 | 0.10143 | 0.10129 | 0.10129 | 0.10129 | 0.10129 | 0.10129 | 0.10129 | 0.10129 | 0.10129 | 0.10129 | 0.10129 | 0.10129 | 0.10129 | 0.10129 | 0.10129 | 0.10129 | 0.10129 | 0.10129 | 0.10129 | 0.10129 | 0.10129 | 0.10129 | 0.10129 | 0.10129 | 0.10129 | 0.10129 | 0.10129 | 0.10129 | 0.10129 | 0.10129 | 0.10129 | 0 | 0 | 0 | 0 | 0 | 0 | 0 | 0 | 0
F6_Commercial_Retail_New_Water Heating_Natural Gas_Water Heater_E8 | F6 | Commercial | Retail | New | Water Heating | Natural Gas | Water Heater | E8 | Utility - Value of Sales | 0 | 0 | 0 | 0 | 0 | 0 | 0 | 0 | 0 | 0 | 0 | 0 | 0 | 0 | 0 | 0 | 0 | 0 | 0 | 0 | 0 | 0 | 0 | 0 | 0 | 0 | 0 | 0 | 0 | 0 | 0 | 0 | 0 | 0 | 0 | 0 | 0 | 0 | 0 | 0 | 0 | 0
F6_Commercial_Retail_New_Water Heating_Natural Gas_Water Heater_E9 | F6 | Commercial | Retail | New | Water Heating | Natural Gas | Water Heater | E9 | Utility - Value of Sales | 0 | 0 | 0 | 0 | 0 | 0 | 0 | 0 | 0 | 0 | 0 | 0 | 0 | 0 | 0 | 0 | 0 | 0 | 0 | 0 | 0 | 0 | 0 | 0 | 0 | 0 | 0 | 0 | 0 | 0 | 0 | 0 | 0 | 0 | 0 | 0 | 0 | 0 | 0 | 0 | 0 | 0
F6_Commercial_Retail_New_Water Heating_Natural Gas_Water Heater_E10 | F6 | Commercial | Retail | New | Water Heating | Natural Gas | Water Heater | E10 | Utility - Value of Sales | 0 | 0 | 0 | 0 | 0 | 0 | 0 | 0 | 0 | 0 | 0 | 0 | 0 | 0 | 0 | 0 | 0 | 0 | 0 | 0 | 0 | 0 | 0 | 0 | 0 | 0 | 0 | 0 | 0 | 0 | 0 | 0 | 0 | 0 | 0 | 0 | 0 | 0 | 0 | 0 | 0 | 0
F1_Commercial_Retail_New_Food Preparation_Natural Gas_Oven_E1 | F1 | Commercial | Retail | New | Food Preparation | Natural Gas | Oven | E1 | RVT - Cost of Equipment | 0.73334 | 0.73353 | 0.73719 | 0.73227 | 0.72934 | 0.73187 | 0.739 | 0.74472 | 0.75175 | 0.75847 | 0.76517 | 0.7714 | 0.77809 | 0.78504 | 0.79169 | 0.79849 | 0.80536 | 0.81285 | 0.82062 | 0.82879 | 0.83673 | 0.84493 | 0.85243 | 0.86015 | 0.86696 | 0.87284 | 0.8782 | 0.88282 | 0.88644 | 0.8894 | 0.89102 | 0.8921 | 0.8921 | 0 | 0 | 0 | 0 | 0 | 0 | 0 | 0 | 0
F1_Commercial_Retail_New_Food Preparation_Natural Gas_Oven_E2 | F1 | Commercial | Retail | New | Food Preparation | Natural Gas | Oven | E2 | RVT - Cost of Equipment | 0.41993 | 0.42004 | 0.42214 | 0.41932 | 0.41764 | 0.41909 | 0.42317 | 0.42645 | 0.43047 | 0.43432 | 0.43816 | 0.44173 | 0.44556 | 0.44954 | 0.45335 | 0.45724 | 0.46117 | 0.46546 | 0.46991 | 0.47459 | 0.47913 | 0.48383 | 0.48812 | 0.49255 | 0.49645 | 0.49981 | 0.50288 | 0.50553 | 0.5076 | 0.5093 | 0.51022 | 0.51084 | 0.51084 | 0 | 0 | 0 | 0 | 0 | 0 | 0 | 0 | 0
F1_Commercial_Retail_New_Food Preparation_Natural Gas_Oven_E3 | F1 | Commercial | Retail | New | Food Preparation | Natural Gas | Oven | E3 | RVT - Cost of Equipment | 0 | 0 | 0 | 0 | 0 | 0 | 0 | 0 | 0 | 0 | 0 | 0 | 0 | 0 | 0 | 0 | 0 | 0 | 0 | 0 | 0 | 0 | 0 | 0 | 0 | 0 | 0 | 0 | 0 | 0 | 0 | 0 | 0 | 0 | 0 | 0 | 0 | 0 | 0 | 0 | 0 | 0
F1_Commercial_Retail_New_Food Preparation_Natural Gas_Oven_E4 | F1 | Commercial | Retail | New | Food Preparation | Natural Gas | Oven | E4 | RVT - Cost of Equipment | 0 | 0 | 0 | 0 | 0 | 0 | 0 | 0 | 0 | 0 | 0 | 0 | 0 | 0 | 0 | 0 | 0 | 0 | 0 | 0 | 0 | 0 | 0 | 0 | 0 | 0 | 0 | 0 | 0 | 0 | 0 | 0 | 0 | 0 | 0 | 0 | 0 | 0 | 0 | 0 | 0 | 0
F1_Commercial_Retail_New_Food Preparation_Natural Gas_Oven_E5 | F1 | Commercial | Retail | New | Food Preparation | Natural Gas | Oven | E5 | RVT - Cost of Equipment | 0 | 0 | 0 | 0 | 0 | 0 | 0 | 0 | 0 | 0 | 0 | 0 | 0 | 0 | 0 | 0 | 0 | 0 | 0 | 0 | 0 | 0 | 0 | 0 | 0 | 0 | 0 | 0 | 0 | 0 | 0 | 0 | 0 | 0 | 0 | 0 | 0 | 0 | 0 | 0 | 0 | 0
F1_Commercial_Retail_New_Food Preparation_Natural Gas_Oven_E6 | F1 | Commercial | Retail | New | Food Preparation | Natural Gas | Oven | E6 | RVT - Cost of Equipment | 0 | 0 | 0 | 0 | 0 | 0 | 0 | 0 | 0 | 0 | 0 | 0 | 0 | 0 | 0 | 0 | 0 | 0 | 0 | 0 | 0 | 0 | 0 | 0 | 0 | 0 | 0 | 0 | 0 | 0 | 0 | 0 | 0 | 0 | 0 | 0 | 0 | 0 | 0 | 0 | 0 | 0
F1_Commercial_Retail_New_Food Preparation_Natural Gas_Oven_E7 | F1 | Commercial | Retail | New | Food Preparation | Natural Gas | Oven | E7 | RVT - Cost of Equipment | 0 | 0 | 0 | 0 | 0 | 0 | 0 | 0 | 0 | 0 | 0 | 0 | 0 | 0 | 0 | 0 | 0 | 0 | 0 | 0 | 0 | 0 | 0 | 0 | 0 | 0 | 0 | 0 | 0 | 0 | 0 | 0 | 0 | 0 | 0 | 0 | 0 | 0 | 0 | 0 | 0 | 0
F1_Commercial_Retail_New_Food Preparation_Natural Gas_Oven_E8 | F1 | Commercial | Retail | New | Food Preparation | Natural Gas | Oven | E8 | RVT - Cost of Equipment | 0 | 0 | 0 | 0 | 0 | 0 | 0 | 0 | 0 | 0 | 0 | 0 | 0 | 0 | 0 | 0 | 0 | 0 | 0 | 0 | 0 | 0 | 0 | 0 | 0 | 0 | 0 | 0 | 0 | 0 | 0 | 0 | 0 | 0 | 0 | 0 | 0 | 0 | 0 | 0 | 0 | 0
F1_Commercial_Retail_New_Food Preparation_Natural Gas_Oven_E9 | F1 | Commercial | Retail | New | Food Preparation | Natural Gas | Oven | E9 | RVT - Cost of Equipment | 0 | 0 | 0 | 0 | 0 | 0 | 0 | 0 | 0 | 0 | 0 | 0 | 0 | 0 | 0 | 0 | 0 | 0 | 0 | 0 | 0 | 0 | 0 | 0 | 0 | 0 | 0 | 0 | 0 | 0 | 0 | 0 | 0 | 0 | 0 | 0 | 0 | 0 | 0 | 0 | 0 | 0
F1_Commercial_Retail_New_Food Preparation_Natural Gas_Oven_E10 | F1 | Commercial | Retail | New | Food Preparation | Natural Gas | Oven | E10 | RVT - Cost of Equipment | 0 | 0 | 0 | 0 | 0 | 0 | 0 | 0 | 0 | 0 | 0 | 0 | 0 | 0 | 0 | 0 | 0 | 0 | 0 | 0 | 0 | 0 | 0 | 0 | 0 | 0 | 0 | 0 | 0 | 0 | 0 | 0 | 0 | 0 | 0 | 0 | 0 | 0 | 0 | 0 | 0 | 0
F2_Commercial_Retail_New_Food Preparation_Natural Gas_Oven_E1 | F2 | Commercial | Retail | New | Food Preparation | Natural Gas | Oven | E1 | RVT - Cost of Operation | 0.87859 | 0.87881 | 0.88321 | 0.8773 | 0.87379 | 0.87682 | 0.88537 | 0.89223 | 0.90065 | 0.9087 | 0.91673 | 0.92419 | 0.9322 | 0.94053 | 0.9485 | 0.95664 | 0.96487 | 0.97385 | 0.98315 | 0.99294 | 1.0025 | 1.0123 | 1.0213 | 1.0305 | 1.0387 | 1.0457 | 1.0521 | 1.0577 | 1.062 | 1.0656 | 1.0675 | 1.0688 | 1.0688 | 0 | 0 | 0 | 0 | 0 | 0 | 0 | 0 | 0
F2_Commercial_Retail_New_Food Preparation_Natural Gas_Oven_E2 | F2 | Commercial | Retail | New | Food Preparation | Natural Gas | Oven | E2 | RVT - Cost of Operation | 0.50311 | 0.50323 | 0.50575 | 0.50237 | 0.50036 | 0.50209 | 0.50699 | 0.51091 | 0.51573 | 0.52035 | 0.52494 | 0.52922 | 0.5338 | 0.53857 | 0.54314 | 0.5478 | 0.55251 | 0.55765 | 0.56298 | 0.56859 | 0.57403 | 0.57966 | 0.58481 | 0.5901 | 0.59477 | 0.59881 | 0.60248 | 0.60565 | 0.60814 | 0.61017 | 0.61128 | 0.61202 | 0.61202 | 0 | 0 | 0 | 0 | 0 | 0 | 0 | 0 | 0
F2_Commercial_Retail_New_Food Preparation_Natural Gas_Oven_E3 | F2 | Commercial | Retail | New | Food Preparation | Natural Gas | Oven | E3 | RVT - Cost of Operation | 0 | 0 | 0 | 0 | 0 | 0 | 0 | 0 | 0 | 0 | 0 | 0 | 0 | 0 | 0 | 0 | 0 | 0 | 0 | 0 | 0 | 0 | 0 | 0 | 0 | 0 | 0 | 0 | 0 | 0 | 0 | 0 | 0 | 0 | 0 | 0 | 0 | 0 | 0 | 0 | 0 | 0
F2_Commercial_Retail_New_Food Preparation_Natural Gas_Oven_E4 | F2 | Commercial | Retail | New | Food Preparation | Natural Gas | Oven | E4 | RVT - Cost of Operation | 0 | 0 | 0 | 0 | 0 | 0 | 0 | 0 | 0 | 0 | 0 | 0 | 0 | 0 | 0 | 0 | 0 | 0 | 0 | 0 | 0 | 0 | 0 | 0 | 0 | 0 | 0 | 0 | 0 | 0 | 0 | 0 | 0 | 0 | 0 | 0 | 0 | 0 | 0 | 0 | 0 | 0
F2_Commercial_Retail_New_Food Preparation_Natural Gas_Oven_E5 | F2 | Commercial | Retail | New | Food Preparation | Natural Gas | Oven | E5 | RVT - Cost of Operation | 0 | 0 | 0 | 0 | 0 | 0 | 0 | 0 | 0 | 0 | 0 | 0 | 0 | 0 | 0 | 0 | 0 | 0 | 0 | 0 | 0 | 0 | 0 | 0 | 0 | 0 | 0 | 0 | 0 | 0 | 0 | 0 | 0 | 0 | 0 | 0 | 0 | 0 | 0 | 0 | 0 | 0
F2_Commercial_Retail_New_Food Preparation_Natural Gas_Oven_E6 | F2 | Commercial | Retail | New | Food Preparation | Natural Gas | Oven | E6 | RVT - Cost of Operation | 0 | 0 | 0 | 0 | 0 | 0 | 0 | 0 | 0 | 0 | 0 | 0 | 0 | 0 | 0 | 0 | 0 | 0 | 0 | 0 | 0 | 0 | 0 | 0 | 0 | 0 | 0 | 0 | 0 | 0 | 0 | 0 | 0 | 0 | 0 | 0 | 0 | 0 | 0 | 0 | 0 | 0
F2_Commercial_Retail_New_Food Preparation_Natural Gas_Oven_E7 | F2 | Commercial | Retail | New | Food Preparation | Natural Gas | Oven | E7 | RVT - Cost of Operation | 0 | 0 | 0 | 0 | 0 | 0 | 0 | 0 | 0 | 0 | 0 | 0 | 0 | 0 | 0 | 0 | 0 | 0 | 0 | 0 | 0 | 0 | 0 | 0 | 0 | 0 | 0 | 0 | 0 | 0 | 0 | 0 | 0 | 0 | 0 | 0 | 0 | 0 | 0 | 0 | 0 | 0
F2_Commercial_Retail_New_Food Preparation_Natural Gas_Oven_E8 | F2 | Commercial | Retail | New | Food Preparation | Natural Gas | Oven | E8 | RVT - Cost of Operation | 0 | 0 | 0 | 0 | 0 | 0 | 0 | 0 | 0 | 0 | 0 | 0 | 0 | 0 | 0 | 0 | 0 | 0 | 0 | 0 | 0 | 0 | 0 | 0 | 0 | 0 | 0 | 0 | 0 | 0 | 0 | 0 | 0 | 0 | 0 | 0 | 0 | 0 | 0 | 0 | 0 | 0
F2_Commercial_Retail_New_Food Preparation_Natural Gas_Oven_E9 | F2 | Commercial | Retail | New | Food Preparation | Natural Gas | Oven | E9 | RVT - Cost of Operation | 0 | 0 | 0 | 0 | 0 | 0 | 0 | 0 | 0 | 0 | 0 | 0 | 0 | 0 | 0 | 0 | 0 | 0 | 0 | 0 | 0 | 0 | 0 | 0 | 0 | 0 | 0 | 0 | 0 | 0 | 0 | 0 | 0 | 0 | 0 | 0 | 0 | 0 | 0 | 0 | 0 | 0
F2_Commercial_Retail_New_Food Preparation_Natural Gas_Oven_E10 | F2 | Commercial | Retail | New | Food Preparation | Natural Gas | Oven | E10 | RVT - Cost of Operation | 0 | 0 | 0 | 0 | 0 | 0 | 0 | 0 | 0 | 0 | 0 | 0 | 0 | 0 | 0 | 0 | 0 | 0 | 0 | 0 | 0 | 0 | 0 | 0 | 0 | 0 | 0 | 0 | 0 | 0 | 0 | 0 | 0 | 0 | 0 | 0 | 0 | 0 | 0 | 0 | 0 | 0
F3_Commercial_Retail_New_Food Preparation_Natural Gas_Oven_E1 | F3 | Commercial | Retail | New | Food Preparation | Natural Gas | Oven | E1 | System - kBTUs of Consumption | 1.23 | 1.23 | 1.23 | 1.23 | 1.23 | 1.23 | 1.23 | 1.23 | 1.23 | 1.23 | 1.23 | 1.23 | 1.23 | 1.23 | 1.23 | 1.23 | 1.23 | 1.23 | 1.23 | 1.23 | 1.23 | 1.23 | 1.23 | 1.23 | 1.23 | 1.23 | 1.23 | 1.23 | 1.23 | 1.23 | 1.23 | 1.23 | 1.23 | 0 | 0 | 0 | 0 | 0 | 0 | 0 | 0 | 0
F3_Commercial_Retail_New_Food Preparation_Natural Gas_Oven_E2 | F3 | Commercial | Retail | New | Food Preparation | Natural Gas | Oven | E2 | System - kBTUs of Consumption | 1.2817 | 1.2817 | 1.2817 | 1.2817 | 1.2817 | 1.2817 | 1.2817 | 1.2817 | 1.2817 | 1.2817 | 1.2817 | 1.2817 | 1.2817 | 1.2817 | 1.2817 | 1.2817 | 1.2817 | 1.2817 | 1.2817 | 1.2817 | 1.2817 | 1.2817 | 1.2817 | 1.2817 | 1.2817 | 1.2817 | 1.2817 | 1.2817 | 1.2817 | 1.2817 | 1.2817 | 1.2817 | 1.2817 | 0 | 0 | 0 | 0 | 0 | 0 | 0 | 0 | 0
F3_Commercial_Retail_New_Food Preparation_Natural Gas_Oven_E3 | F3 | Commercial | Retail | New | Food Preparation | Natural Gas | Oven | E3 | System - kBTUs of Consumption | 0 | 0 | 0 | 0 | 0 | 0 | 0 | 0 | 0 | 0 | 0 | 0 | 0 | 0 | 0 | 0 | 0 | 0 | 0 | 0 | 0 | 0 | 0 | 0 | 0 | 0 | 0 | 0 | 0 | 0 | 0 | 0 | 0 | 0 | 0 | 0 | 0 | 0 | 0 | 0 | 0 | 0
F3_Commercial_Retail_New_Food Preparation_Natural Gas_Oven_E4 | F3 | Commercial | Retail | New | Food Preparation | Natural Gas | Oven | E4 | System - kBTUs of Consumption | 0 | 0 | 0 | 0 | 0 | 0 | 0 | 0 | 0 | 0 | 0 | 0 | 0 | 0 | 0 | 0 | 0 | 0 | 0 | 0 | 0 | 0 | 0 | 0 | 0 | 0 | 0 | 0 | 0 | 0 | 0 | 0 | 0 | 0 | 0 | 0 | 0 | 0 | 0 | 0 | 0 | 0
F3_Commercial_Retail_New_Food Preparation_Natural Gas_Oven_E5 | F3 | Commercial | Retail | New | Food Preparation | Natural Gas | Oven | E5 | System - kBTUs of Consumption | 0 | 0 | 0 | 0 | 0 | 0 | 0 | 0 | 0 | 0 | 0 | 0 | 0 | 0 | 0 | 0 | 0 | 0 | 0 | 0 | 0 | 0 | 0 | 0 | 0 | 0 | 0 | 0 | 0 | 0 | 0 | 0 | 0 | 0 | 0 | 0 | 0 | 0 | 0 | 0 | 0 | 0
F3_Commercial_Retail_New_Food Preparation_Natural Gas_Oven_E6 | F3 | Commercial | Retail | New | Food Preparation | Natural Gas | Oven | E6 | System - kBTUs of Consumption | 0 | 0 | 0 | 0 | 0 | 0 | 0 | 0 | 0 | 0 | 0 | 0 | 0 | 0 | 0 | 0 | 0 | 0 | 0 | 0 | 0 | 0 | 0 | 0 | 0 | 0 | 0 | 0 | 0 | 0 | 0 | 0 | 0 | 0 | 0 | 0 | 0 | 0 | 0 | 0 | 0 | 0
F3_Commercial_Retail_New_Food Preparation_Natural Gas_Oven_E7 | F3 | Commercial | Retail | New | Food Preparation | Natural Gas | Oven | E7 | System - kBTUs of Consumption | 0 | 0 | 0 | 0 | 0 | 0 | 0 | 0 | 0 | 0 | 0 | 0 | 0 | 0 | 0 | 0 | 0 | 0 | 0 | 0 | 0 | 0 | 0 | 0 | 0 | 0 | 0 | 0 | 0 | 0 | 0 | 0 | 0 | 0 | 0 | 0 | 0 | 0 | 0 | 0 | 0 | 0
F3_Commercial_Retail_New_Food Preparation_Natural Gas_Oven_E8 | F3 | Commercial | Retail | New | Food Preparation | Natural Gas | Oven | E8 | System - kBTUs of Consumption | 0 | 0 | 0 | 0 | 0 | 0 | 0 | 0 | 0 | 0 | 0 | 0 | 0 | 0 | 0 | 0 | 0 | 0 | 0 | 0 | 0 | 0 | 0 | 0 | 0 | 0 | 0 | 0 | 0 | 0 | 0 | 0 | 0 | 0 | 0 | 0 | 0 | 0 | 0 | 0 | 0 | 0
F3_Commercial_Retail_New_Food Preparation_Natural Gas_Oven_E9 | F3 | Commercial | Retail | New | Food Preparation | Natural Gas | Oven | E9 | System - kBTUs of Consumption | 0 | 0 | 0 | 0 | 0 | 0 | 0 | 0 | 0 | 0 | 0 | 0 | 0 | 0 | 0 | 0 | 0 | 0 | 0 | 0 | 0 | 0 | 0 | 0 | 0 | 0 | 0 | 0 | 0 | 0 | 0 | 0 | 0 | 0 | 0 | 0 | 0 | 0 | 0 | 0 | 0 | 0
F3_Commercial_Retail_New_Food Preparation_Natural Gas_Oven_E10 | F3 | Commercial | Retail | New | Food Preparation | Natural Gas | Oven | E10 | System - kBTUs of Consumption | 0 | 0 | 0 | 0 | 0 | 0 | 0 | 0 | 0 | 0 | 0 | 0 | 0 | 0 | 0 | 0 | 0 | 0 | 0 | 0 | 0 | 0 | 0 | 0 | 0 | 0 | 0 | 0 | 0 | 0 | 0 | 0 | 0 | 0 | 0 | 0 | 0 | 0 | 0 | 0 | 0 | 0
F4_Commercial_Retail_New_Food Preparation_Natural Gas_Oven_E1 | F4 | Commercial | Retail | New | Food Preparation | Natural Gas | Oven | E1 | Utility - Cost of Equipment | 0.87859 | 0.87881 | 0.88321 | 0.8773 | 0.87379 | 0.87682 | 0.88537 | 0.89223 | 0.90065 | 0.9087 | 0.91673 | 0.92419 | 0.9322 | 0.94053 | 0.9485 | 0.95664 | 0.96487 | 0.97385 | 0.98315 | 0.99294 | 1.0025 | 1.0123 | 1.0213 | 1.0305 | 1.0387 | 1.0457 | 1.0521 | 1.0577 | 1.062 | 1.0656 | 1.0675 | 1.0688 | 1.0688 | 0 | 0 | 0 | 0 | 0 | 0 | 0 | 0 | 0
F4_Commercial_Retail_New_Food Preparation_Natural Gas_Oven_E2 | F4 | Commercial | Retail | New | Food Preparation | Natural Gas | Oven | E2 | Utility - Cost of Equipment | 0.50311 | 0.50323 | 0.50575 | 0.50237 | 0.50036 | 0.50209 | 0.50699 | 0.51091 | 0.51573 | 0.52035 | 0.52494 | 0.52922 | 0.5338 | 0.53857 | 0.54314 | 0.5478 | 0.55251 | 0.55765 | 0.56298 | 0.56859 | 0.57403 | 0.57966 | 0.58481 | 0.5901 | 0.59477 | 0.59881 | 0.60248 | 0.60565 | 0.60814 | 0.61017 | 0.61128 | 0.61202 | 0.61202 | 0 | 0 | 0 | 0 | 0 | 0 | 0 | 0 | 0
F4_Commercial_Retail_New_Food Preparation_Natural Gas_Oven_E3 | F4 | Commercial | Retail | New | Food Preparation | Natural Gas | Oven | E3 | Utility - Cost of Equipment | 0 | 0 | 0 | 0 | 0 | 0 | 0 | 0 | 0 | 0 | 0 | 0 | 0 | 0 | 0 | 0 | 0 | 0 | 0 | 0 | 0 | 0 | 0 | 0 | 0 | 0 | 0 | 0 | 0 | 0 | 0 | 0 | 0 | 0 | 0 | 0 | 0 | 0 | 0 | 0 | 0 | 0
F4_Commercial_Retail_New_Food Preparation_Natural Gas_Oven_E4 | F4 | Commercial | Retail | New | Food Preparation | Natural Gas | Oven | E4 | Utility - Cost of Equipment | 0 | 0 | 0 | 0 | 0 | 0 | 0 | 0 | 0 | 0 | 0 | 0 | 0 | 0 | 0 | 0 | 0 | 0 | 0 | 0 | 0 | 0 | 0 | 0 | 0 | 0 | 0 | 0 | 0 | 0 | 0 | 0 | 0 | 0 | 0 | 0 | 0 | 0 | 0 | 0 | 0 | 0
F4_Commercial_Retail_New_Food Preparation_Natural Gas_Oven_E5 | F4 | Commercial | Retail | New | Food Preparation | Natural Gas | Oven | E5 | Utility - Cost of Equipment | 0 | 0 | 0 | 0 | 0 | 0 | 0 | 0 | 0 | 0 | 0 | 0 | 0 | 0 | 0 | 0 | 0 | 0 | 0 | 0 | 0 | 0 | 0 | 0 | 0 | 0 | 0 | 0 | 0 | 0 | 0 | 0 | 0 | 0 | 0 | 0 | 0 | 0 | 0 | 0 | 0 | 0
F4_Commercial_Retail_New_Food Preparation_Natural Gas_Oven_E6 | F4 | Commercial | Retail | New | Food Preparation | Natural Gas | Oven | E6 | Utility - Cost of Equipment | 0 | 0 | 0 | 0 | 0 | 0 | 0 | 0 | 0 | 0 | 0 | 0 | 0 | 0 | 0 | 0 | 0 | 0 | 0 | 0 | 0 | 0 | 0 | 0 | 0 | 0 | 0 | 0 | 0 | 0 | 0 | 0 | 0 | 0 | 0 | 0 | 0 | 0 | 0 | 0 | 0 | 0
F4_Commercial_Retail_New_Food Preparation_Natural Gas_Oven_E7 | F4 | Commercial | Retail | New | Food Preparation | Natural Gas | Oven | E7 | Utility - Cost of Equipment | 0 | 0 | 0 | 0 | 0 | 0 | 0 | 0 | 0 | 0 | 0 | 0 | 0 | 0 | 0 | 0 | 0 | 0 | 0 | 0 | 0 | 0 | 0 | 0 | 0 | 0 | 0 | 0 | 0 | 0 | 0 | 0 | 0 | 0 | 0 | 0 | 0 | 0 | 0 | 0 | 0 | 0
F4_Commercial_Retail_New_Food Preparation_Natural Gas_Oven_E8 | F4 | Commercial | Retail | New | Food Preparation | Natural Gas | Oven | E8 | Utility - Cost of Equipment | 0 | 0 | 0 | 0 | 0 | 0 | 0 | 0 | 0 | 0 | 0 | 0 | 0 | 0 | 0 | 0 | 0 | 0 | 0 | 0 | 0 | 0 | 0 | 0 | 0 | 0 | 0 | 0 | 0 | 0 | 0 | 0 | 0 | 0 | 0 | 0 | 0 | 0 | 0 | 0 | 0 | 0
F4_Commercial_Retail_New_Food Preparation_Natural Gas_Oven_E9 | F4 | Commercial | Retail | New | Food Preparation | Natural Gas | Oven | E9 | Utility - Cost of Equipment | 0 | 0 | 0 | 0 | 0 | 0 | 0 | 0 | 0 | 0 | 0 | 0 | 0 | 0 | 0 | 0 | 0 | 0 | 0 | 0 | 0 | 0 | 0 | 0 | 0 | 0 | 0 | 0 | 0 | 0 | 0 | 0 | 0 | 0 | 0 | 0 | 0 | 0 | 0 | 0 | 0 | 0
F4_Commercial_Retail_New_Food Preparation_Natural Gas_Oven_E10 | F4 | Commercial | Retail | New | Food Preparation | Natural Gas | Oven | E10 | Utility - Cost of Equipment | 0 | 0 | 0 | 0 | 0 | 0 | 0 | 0 | 0 | 0 | 0 | 0 | 0 | 0 | 0 | 0 | 0 | 0 | 0 | 0 | 0 | 0 | 0 | 0 | 0 | 0 | 0 | 0 | 0 | 0 | 0 | 0 | 0 | 0 | 0 | 0 | 0 | 0 | 0 | 0 | 0 | 0
F5_Commercial_Retail_New_Food Preparation_Natural Gas_Oven_E1 | F5 | Commercial | Retail | New | Food Preparation | Natural Gas | Oven | E1 | Utility - Cost of Operation | 1.23 | 1.23 | 1.23 | 1.23 | 1.23 | 1.23 | 1.23 | 1.23 | 1.23 | 1.23 | 1.23 | 1.23 | 1.23 | 1.23 | 1.23 | 1.23 | 1.23 | 1.23 | 1.23 | 1.23 | 1.23 | 1.23 | 1.23 | 1.23 | 1.23 | 1.23 | 1.23 | 1.23 | 1.23 | 1.23 | 1.23 | 1.23 | 1.23 | 0 | 0 | 0 | 0 | 0 | 0 | 0 | 0 | 0
F5_Commercial_Retail_New_Food Preparation_Natural Gas_Oven_E2 | F5 | Commercial | Retail | New | Food Preparation | Natural Gas | Oven | E2 | Utility - Cost of Operation | 1.2817 | 1.2817 | 1.2817 | 1.2817 | 1.2817 | 1.2817 | 1.2817 | 1.2817 | 1.2817 | 1.2817 | 1.2817 | 1.2817 | 1.2817 | 1.2817 | 1.2817 | 1.2817 | 1.2817 | 1.2817 | 1.2817 | 1.2817 | 1.2817 | 1.2817 | 1.2817 | 1.2817 | 1.2817 | 1.2817 | 1.2817 | 1.2817 | 1.2817 | 1.2817 | 1.2817 | 1.2817 | 1.2817 | 0 | 0 | 0 | 0 | 0 | 0 | 0 | 0 | 0
F5_Commercial_Retail_New_Food Preparation_Natural Gas_Oven_E3 | F5 | Commercial | Retail | New | Food Preparation | Natural Gas | Oven | E3 | Utility - Cost of Operation | 0 | 0 | 0 | 0 | 0 | 0 | 0 | 0 | 0 | 0 | 0 | 0 | 0 | 0 | 0 | 0 | 0 | 0 | 0 | 0 | 0 | 0 | 0 | 0 | 0 | 0 | 0 | 0 | 0 | 0 | 0 | 0 | 0 | 0 | 0 | 0 | 0 | 0 | 0 | 0 | 0 | 0
F5_Commercial_Retail_New_Food Preparation_Natural Gas_Oven_E4 | F5 | Commercial | Retail | New | Food Preparation | Natural Gas | Oven | E4 | Utility - Cost of Operation | 0 | 0 | 0 | 0 | 0 | 0 | 0 | 0 | 0 | 0 | 0 | 0 | 0 | 0 | 0 | 0 | 0 | 0 | 0 | 0 | 0 | 0 | 0 | 0 | 0 | 0 | 0 | 0 | 0 | 0 | 0 | 0 | 0 | 0 | 0 | 0 | 0 | 0 | 0 | 0 | 0 | 0
F5_Commercial_Retail_New_Food Preparation_Natural Gas_Oven_E5 | F5 | Commercial | Retail | New | Food Preparation | Natural Gas | Oven | E5 | Utility - Cost of Operation | 0 | 0 | 0 | 0 | 0 | 0 | 0 | 0 | 0 | 0 | 0 | 0 | 0 | 0 | 0 | 0 | 0 | 0 | 0 | 0 | 0 | 0 | 0 | 0 | 0 | 0 | 0 | 0 | 0 | 0 | 0 | 0 | 0 | 0 | 0 | 0 | 0 | 0 | 0 | 0 | 0 | 0
F5_Commercial_Retail_New_Food Preparation_Natural Gas_Oven_E6 | F5 | Commercial | Retail | New | Food Preparation | Natural Gas | Oven | E6 | Utility - Cost of Operation | 0 | 0 | 0 | 0 | 0 | 0 | 0 | 0 | 0 | 0 | 0 | 0 | 0 | 0 | 0 | 0 | 0 | 0 | 0 | 0 | 0 | 0 | 0 | 0 | 0 | 0 | 0 | 0 | 0 | 0 | 0 | 0 | 0 | 0 | 0 | 0 | 0 | 0 | 0 | 0 | 0 | 0
F5_Commercial_Retail_New_Food Preparation_Natural Gas_Oven_E7 | F5 | Commercial | Retail | New | Food Preparation | Natural Gas | Oven | E7 | Utility - Cost of Operation | 0 | 0 | 0 | 0 | 0 | 0 | 0 | 0 | 0 | 0 | 0 | 0 | 0 | 0 | 0 | 0 | 0 | 0 | 0 | 0 | 0 | 0 | 0 | 0 | 0 | 0 | 0 | 0 | 0 | 0 | 0 | 0 | 0 | 0 | 0 | 0 | 0 | 0 | 0 | 0 | 0 | 0
F5_Commercial_Retail_New_Food Preparation_Natural Gas_Oven_E8 | F5 | Commercial | Retail | New | Food Preparation | Natural Gas | Oven | E8 | Utility - Cost of Operation | 0 | 0 | 0 | 0 | 0 | 0 | 0 | 0 | 0 | 0 | 0 | 0 | 0 | 0 | 0 | 0 | 0 | 0 | 0 | 0 | 0 | 0 | 0 | 0 | 0 | 0 | 0 | 0 | 0 | 0 | 0 | 0 | 0 | 0 | 0 | 0 | 0 | 0 | 0 | 0 | 0 | 0
F5_Commercial_Retail_New_Food Preparation_Natural Gas_Oven_E9 | F5 | Commercial | Retail | New | Food Preparation | Natural Gas | Oven | E9 | Utility - Cost of Operation | 0 | 0 | 0 | 0 | 0 | 0 | 0 | 0 | 0 | 0 | 0 | 0 | 0 | 0 | 0 | 0 | 0 | 0 | 0 | 0 | 0 | 0 | 0 | 0 | 0 | 0 | 0 | 0 | 0 | 0 | 0 | 0 | 0 | 0 | 0 | 0 | 0 | 0 | 0 | 0 | 0 | 0
F5_Commercial_Retail_New_Food Preparation_Natural Gas_Oven_E10 | F5 | Commercial | Retail | New | Food Preparation | Natural Gas | Oven | E10 | Utility - Cost of Operation | 0 | 0 | 0 | 0 | 0 | 0 | 0 | 0 | 0 | 0 | 0 | 0 | 0 | 0 | 0 | 0 | 0 | 0 | 0 | 0 | 0 | 0 | 0 | 0 | 0 | 0 | 0 | 0 | 0 | 0 | 0 | 0 | 0 | 0 | 0 | 0 | 0 | 0 | 0 | 0 | 0 | 0
F6_Commercial_Retail_New_Food Preparation_Natural Gas_Oven_E1 | F6 | Commercial | Retail | New | Food Preparation | Natural Gas | Oven | E1 | Utility - Value of Sales | 0.46541 | 0.46779 | 0.47162 | 0.47078 | 0.47078 | 0.47078 | 0.47078 | 0.47078 | 0.47078 | 0.47078 | 0.47078 | 0.47078 | 0.47078 | 0.47078 | 0.47078 | 0.47078 | 0.47078 | 0.47078 | 0.47078 | 0.47078 | 0.47078 | 0.47078 | 0.47078 | 0.47078 | 0.47078 | 0.47078 | 0.47078 | 0.47078 | 0.47078 | 0.47078 | 0.47078 | 0.47078 | 0.47078 | 0 | 0 | 0 | 0 | 0 | 0 | 0 | 0 | 0
F6_Commercial_Retail_New_Food Preparation_Natural Gas_Oven_E2 | F6 | Commercial | Retail | New | Food Preparation | Natural Gas | Oven | E2 | Utility - Value of Sales | 0.26651 | 0.26787 | 0.27007 | 0.26958 | 0.26958 | 0.26958 | 0.26958 | 0.26958 | 0.26958 | 0.26958 | 0.26958 | 0.26958 | 0.26958 | 0.26958 | 0.26958 | 0.26958 | 0.26958 | 0.26958 | 0.26958 | 0.26958 | 0.26958 | 0.26958 | 0.26958 | 0.26958 | 0.26958 | 0.26958 | 0.26958 | 0.26958 | 0.26958 | 0.26958 | 0.26958 | 0.26958 | 0.26958 | 0 | 0 | 0 | 0 | 0 | 0 | 0 | 0 | 0
F6_Commercial_Retail_New_Food Preparation_Natural Gas_Oven_E3 | F6 | Commercial | Retail | New | Food Preparation | Natural Gas | Oven | E3 | Utility - Value of Sales | 0 | 0 | 0 | 0 | 0 | 0 | 0 | 0 | 0 | 0 | 0 | 0 | 0 | 0 | 0 | 0 | 0 | 0 | 0 | 0 | 0 | 0 | 0 | 0 | 0 | 0 | 0 | 0 | 0 | 0 | 0 | 0 | 0 | 0 | 0 | 0 | 0 | 0 | 0 | 0 | 0 | 0
F6_Commercial_Retail_New_Food Preparation_Natural Gas_Oven_E4 | F6 | Commercial | Retail | New | Food Preparation | Natural Gas | Oven | E4 | Utility - Value of Sales | 0 | 0 | 0 | 0 | 0 | 0 | 0 | 0 | 0 | 0 | 0 | 0 | 0 | 0 | 0 | 0 | 0 | 0 | 0 | 0 | 0 | 0 | 0 | 0 | 0 | 0 | 0 | 0 | 0 | 0 | 0 | 0 | 0 | 0 | 0 | 0 | 0 | 0 | 0 | 0 | 0 | 0
F6_Commercial_Retail_New_Food Preparation_Natural Gas_Oven_E5 | F6 | Commercial | Retail | New | Food Preparation | Natural Gas | Oven | E5 | Utility - Value of Sales | 0 | 0 | 0 | 0 | 0 | 0 | 0 | 0 | 0 | 0 | 0 | 0 | 0 | 0 | 0 | 0 | 0 | 0 | 0 | 0 | 0 | 0 | 0 | 0 | 0 | 0 | 0 | 0 | 0 | 0 | 0 | 0 | 0 | 0 | 0 | 0 | 0 | 0 | 0 | 0 | 0 | 0
F6_Commercial_Retail_New_Food Preparation_Natural Gas_Oven_E6 | F6 | Commercial | Retail | New | Food Preparation | Natural Gas | Oven | E6 | Utility - Value of Sales | 0 | 0 | 0 | 0 | 0 | 0 | 0 | 0 | 0 | 0 | 0 | 0 | 0 | 0 | 0 | 0 | 0 | 0 | 0 | 0 | 0 | 0 | 0 | 0 | 0 | 0 | 0 | 0 | 0 | 0 | 0 | 0 | 0 | 0 | 0 | 0 | 0 | 0 | 0 | 0 | 0 | 0
F6_Commercial_Retail_New_Food Preparation_Natural Gas_Oven_E7 | F6 | Commercial | Retail | New | Food Preparation | Natural Gas | Oven | E7 | Utility - Value of Sales | 0 | 0 | 0 | 0 | 0 | 0 | 0 | 0 | 0 | 0 | 0 | 0 | 0 | 0 | 0 | 0 | 0 | 0 | 0 | 0 | 0 | 0 | 0 | 0 | 0 | 0 | 0 | 0 | 0 | 0 | 0 | 0 | 0 | 0 | 0 | 0 | 0 | 0 | 0 | 0 | 0 | 0
F6_Commercial_Retail_New_Food Preparation_Natural Gas_Oven_E8 | F6 | Commercial | Retail | New | Food Preparation | Natural Gas | Oven | E8 | Utility - Value of Sales | 0 | 0 | 0 | 0 | 0 | 0 | 0 | 0 | 0 | 0 | 0 | 0 | 0 | 0 | 0 | 0 | 0 | 0 | 0 | 0 | 0 | 0 | 0 | 0 | 0 | 0 | 0 | 0 | 0 | 0 | 0 | 0 | 0 | 0 | 0 | 0 | 0 | 0 | 0 | 0 | 0 | 0
F6_Commercial_Retail_New_Food Preparation_Natural Gas_Oven_E9 | F6 | Commercial | Retail | New | Food Preparation | Natural Gas | Oven | E9 | Utility - Value of Sales | 0 | 0 | 0 | 0 | 0 | 0 | 0 | 0 | 0 | 0 | 0 | 0 | 0 | 0 | 0 | 0 | 0 | 0 | 0 | 0 | 0 | 0 | 0 | 0 | 0 | 0 | 0 | 0 | 0 | 0 | 0 | 0 | 0 | 0 | 0 | 0 | 0 | 0 | 0 | 0 | 0 | 0
F6_Commercial_Retail_New_Food Preparation_Natural Gas_Oven_E10 | F6 | Commercial | Retail | New | Food Preparation | Natural Gas | Oven | E10 | Utility - Value of Sales | 0 | 0 | 0 | 0 | 0 | 0 | 0 | 0 | 0 | 0 | 0 | 0 | 0 | 0 | 0 | 0 | 0 | 0 | 0 | 0 | 0 | 0 | 0 | 0 | 0 | 0 | 0 | 0 | 0 | 0 | 0 | 0 | 0 | 0 | 0 | 0 | 0 | 0 | 0 | 0 | 0 | 0
F1_Commercial_Retail_New_Food Preparation_Natural Gas_Conveyor Oven_E1 | F1 | Commercial | Retail | New | Food Preparation | Natural Gas | Conveyor Oven | E1 | RVT - Cost of Equipment | 1.1061 | 1.1095 | 1.1162 | 1.1141 | 1.1141 | 1.1198 | 1.1302 | 1.1394 | 1.1501 | 1.1606 | 1.1712 | 1.1815 | 1.1923 | 1.2034 | 1.2141 | 1.2249 | 1.2353 | 1.2458 | 1.2561 | 1.2661 | 1.2754 | 1.2845 | 1.2924 | 1.3004 | 1.3074 | 1.3133 | 1.3188 | 1.3235 | 1.3272 | 1.3302 | 1.3318 | 1.3329 | 1.3329 | 0 | 0 | 0 | 0 | 0 | 0 | 0 | 0 | 0
F1_Commercial_Retail_New_Food Preparation_Natural Gas_Conveyor Oven_E2 | F1 | Commercial | Retail | New | Food Preparation | Natural Gas | Conveyor Oven | E2 | RVT - Cost of Equipment | 0.84084 | 0.84336 | 0.84846 | 0.8469 | 0.84691 | 0.85122 | 0.85916 | 0.86614 | 0.87423 | 0.88223 | 0.89033 | 0.89814 | 0.90632 | 0.91477 | 0.92292 | 0.93108 | 0.939 | 0.94703 | 0.95483 | 0.96246 | 0.96949 | 0.97638 | 0.98245 | 0.98853 | 0.99379 | 0.99834 | 1.0025 | 1.0061 | 1.0089 | 1.0112 | 1.0124 | 1.0132 | 1.0132 | 0 | 0 | 0 | 0 | 0 | 0 | 0 | 0 | 0
F1_Commercial_Retail_New_Food Preparation_Natural Gas_Conveyor Oven_E3 | F1 | Commercial | Retail | New | Food Preparation | Natural Gas | Conveyor Oven | E3 | RVT - Cost of Equipment | 0 | 0 | 0 | 0 | 0 | 0 | 0 | 0 | 0 | 0 | 0 | 0 | 0 | 0 | 0 | 0 | 0 | 0 | 0 | 0 | 0 | 0 | 0 | 0 | 0 | 0 | 0 | 0 | 0 | 0 | 0 | 0 | 0 | 0 | 0 | 0 | 0 | 0 | 0 | 0 | 0 | 0
F1_Commercial_Retail_New_Food Preparation_Natural Gas_Conveyor Oven_E4 | F1 | Commercial | Retail | New | Food Preparation | Natural Gas | Conveyor Oven | E4 | RVT - Cost of Equipment | 0 | 0 | 0 | 0 | 0 | 0 | 0 | 0 | 0 | 0 | 0 | 0 | 0 | 0 | 0 | 0 | 0 | 0 | 0 | 0 | 0 | 0 | 0 | 0 | 0 | 0 | 0 | 0 | 0 | 0 | 0 | 0 | 0 | 0 | 0 | 0 | 0 | 0 | 0 | 0 | 0 | 0
F1_Commercial_Retail_New_Food Preparation_Natural Gas_Conveyor Oven_E5 | F1 | Commercial | Retail | New | Food Preparation | Natural Gas | Conveyor Oven | E5 | RVT - Cost of Equipment | 0 | 0 | 0 | 0 | 0 | 0 | 0 | 0 | 0 | 0 | 0 | 0 | 0 | 0 | 0 | 0 | 0 | 0 | 0 | 0 | 0 | 0 | 0 | 0 | 0 | 0 | 0 | 0 | 0 | 0 | 0 | 0 | 0 | 0 | 0 | 0 | 0 | 0 | 0 | 0 | 0 | 0
F1_Commercial_Retail_New_Food Preparation_Natural Gas_Conveyor Oven_E6 | F1 | Commercial | Retail | New | Food Preparation | Natural Gas | Conveyor Oven | E6 | RVT - Cost of Equipment | 0 | 0 | 0 | 0 | 0 | 0 | 0 | 0 | 0 | 0 | 0 | 0 | 0 | 0 | 0 | 0 | 0 | 0 | 0 | 0 | 0 | 0 | 0 | 0 | 0 | 0 | 0 | 0 | 0 | 0 | 0 | 0 | 0 | 0 | 0 | 0 | 0 | 0 | 0 | 0 | 0 | 0
F1_Commercial_Retail_New_Food Preparation_Natural Gas_Conveyor Oven_E7 | F1 | Commercial | Retail | New | Food Preparation | Natural Gas | Conveyor Oven | E7 | RVT - Cost of Equipment | 0 | 0 | 0 | 0 | 0 | 0 | 0 | 0 | 0 | 0 | 0 | 0 | 0 | 0 | 0 | 0 | 0 | 0 | 0 | 0 | 0 | 0 | 0 | 0 | 0 | 0 | 0 | 0 | 0 | 0 | 0 | 0 | 0 | 0 | 0 | 0 | 0 | 0 | 0 | 0 | 0 | 0
F1_Commercial_Retail_New_Food Preparation_Natural Gas_Conveyor Oven_E8 | F1 | Commercial | Retail | New | Food Preparation | Natural Gas | Conveyor Oven | E8 | RVT - Cost of Equipment | 0 | 0 | 0 | 0 | 0 | 0 | 0 | 0 | 0 | 0 | 0 | 0 | 0 | 0 | 0 | 0 | 0 | 0 | 0 | 0 | 0 | 0 | 0 | 0 | 0 | 0 | 0 | 0 | 0 | 0 | 0 | 0 | 0 | 0 | 0 | 0 | 0 | 0 | 0 | 0 | 0 | 0
F1_Commercial_Retail_New_Food Preparation_Natural Gas_Conveyor Oven_E9 | F1 | Commercial | Retail | New | Food Preparation | Natural Gas | Conveyor Oven | E9 | RVT - Cost of Equipment | 0 | 0 | 0 | 0 | 0 | 0 | 0 | 0 | 0 | 0 | 0 | 0 | 0 | 0 | 0 | 0 | 0 | 0 | 0 | 0 | 0 | 0 | 0 | 0 | 0 | 0 | 0 | 0 | 0 | 0 | 0 | 0 | 0 | 0 | 0 | 0 | 0 | 0 | 0 | 0 | 0 | 0
F1_Commercial_Retail_New_Food Preparation_Natural Gas_Conveyor Oven_E10 | F1 | Commercial | Retail | New | Food Preparation | Natural Gas | Conveyor Oven | E10 | RVT - Cost of Equipment | 0 | 0 | 0 | 0 | 0 | 0 | 0 | 0 | 0 | 0 | 0 | 0 | 0 | 0 | 0 | 0 | 0 | 0 | 0 | 0 | 0 | 0 | 0 | 0 | 0 | 0 | 0 | 0 | 0 | 0 | 0 | 0 | 0 | 0 | 0 | 0 | 0 | 0 | 0 | 0 | 0 | 0
F2_Commercial_Retail_New_Food Preparation_Natural Gas_Conveyor Oven_E1 | F2 | Commercial | Retail | New | Food Preparation | Natural Gas | Conveyor Oven | E1 | RVT - Cost of Operation | 1.3252 | 1.3292 | 1.3372 | 1.3348 | 1.3348 | 1.3416 | 1.3541 | 1.3651 | 1.3779 | 1.3905 | 1.4032 | 1.4155 | 1.4284 | 1.4418 | 1.4546 | 1.4675 | 1.4799 | 1.4926 | 1.5049 | 1.5169 | 1.528 | 1.5389 | 1.5484 | 1.558 | 1.5663 | 1.5735 | 1.58 | 1.5856 | 1.59 | 1.5937 | 1.5956 | 1.5969 | 1.5969 | 0 | 0 | 0 | 0 | 0 | 0 | 0 | 0 | 0
F2_Commercial_Retail_New_Food Preparation_Natural Gas_Conveyor Oven_E2 | F2 | Commercial | Retail | New | Food Preparation | Natural Gas | Conveyor Oven | E2 | RVT - Cost of Operation | 1.0074 | 1.0104 | 1.0165 | 1.0146 | 1.0147 | 1.0198 | 1.0293 | 1.0377 | 1.0474 | 1.057 | 1.0667 | 1.076 | 1.0858 | 1.096 | 1.1057 | 1.1155 | 1.125 | 1.1346 | 1.1439 | 1.1531 | 1.1615 | 1.1698 | 1.177 | 1.1843 | 1.1906 | 1.1961 | 1.201 | 1.2053 | 1.2087 | 1.2114 | 1.2129 | 1.2139 | 1.2139 | 0 | 0 | 0 | 0 | 0 | 0 | 0 | 0 | 0
F2_Commercial_Retail_New_Food Preparation_Natural Gas_Conveyor Oven_E3 | F2 | Commercial | Retail | New | Food Preparation | Natural Gas | Conveyor Oven | E3 | RVT - Cost of Operation | 0 | 0 | 0 | 0 | 0 | 0 | 0 | 0 | 0 | 0 | 0 | 0 | 0 | 0 | 0 | 0 | 0 | 0 | 0 | 0 | 0 | 0 | 0 | 0 | 0 | 0 | 0 | 0 | 0 | 0 | 0 | 0 | 0 | 0 | 0 | 0 | 0 | 0 | 0 | 0 | 0 | 0
F2_Commercial_Retail_New_Food Preparation_Natural Gas_Conveyor Oven_E4 | F2 | Commercial | Retail | New | Food Preparation | Natural Gas | Conveyor Oven | E4 | RVT - Cost of Operation | 0 | 0 | 0 | 0 | 0 | 0 | 0 | 0 | 0 | 0 | 0 | 0 | 0 | 0 | 0 | 0 | 0 | 0 | 0 | 0 | 0 | 0 | 0 | 0 | 0 | 0 | 0 | 0 | 0 | 0 | 0 | 0 | 0 | 0 | 0 | 0 | 0 | 0 | 0 | 0 | 0 | 0
F2_Commercial_Retail_New_Food Preparation_Natural Gas_Conveyor Oven_E5 | F2 | Commercial | Retail | New | Food Preparation | Natural Gas | Conveyor Oven | E5 | RVT - Cost of Operation | 0 | 0 | 0 | 0 | 0 | 0 | 0 | 0 | 0 | 0 | 0 | 0 | 0 | 0 | 0 | 0 | 0 | 0 | 0 | 0 | 0 | 0 | 0 | 0 | 0 | 0 | 0 | 0 | 0 | 0 | 0 | 0 | 0 | 0 | 0 | 0 | 0 | 0 | 0 | 0 | 0 | 0
F2_Commercial_Retail_New_Food Preparation_Natural Gas_Conveyor Oven_E6 | F2 | Commercial | Retail | New | Food Preparation | Natural Gas | Conveyor Oven | E6 | RVT - Cost of Operation | 0 | 0 | 0 | 0 | 0 | 0 | 0 | 0 | 0 | 0 | 0 | 0 | 0 | 0 | 0 | 0 | 0 | 0 | 0 | 0 | 0 | 0 | 0 | 0 | 0 | 0 | 0 | 0 | 0 | 0 | 0 | 0 | 0 | 0 | 0 | 0 | 0 | 0 | 0 | 0 | 0 | 0
F2_Commercial_Retail_New_Food Preparation_Natural Gas_Conveyor Oven_E7 | F2 | Commercial | Retail | New | Food Preparation | Natural Gas | Conveyor Oven | E7 | RVT - Cost of Operation | 0 | 0 | 0 | 0 | 0 | 0 | 0 | 0 | 0 | 0 | 0 | 0 | 0 | 0 | 0 | 0 | 0 | 0 | 0 | 0 | 0 | 0 | 0 | 0 | 0 | 0 | 0 | 0 | 0 | 0 | 0 | 0 | 0 | 0 | 0 | 0 | 0 | 0 | 0 | 0 | 0 | 0
F2_Commercial_Retail_New_Food Preparation_Natural Gas_Conveyor Oven_E8 | F2 | Commercial | Retail | New | Food Preparation | Natural Gas | Conveyor Oven | E8 | RVT - Cost of Operation | 0 | 0 | 0 | 0 | 0 | 0 | 0 | 0 | 0 | 0 | 0 | 0 | 0 | 0 | 0 | 0 | 0 | 0 | 0 | 0 | 0 | 0 | 0 | 0 | 0 | 0 | 0 | 0 | 0 | 0 | 0 | 0 | 0 | 0 | 0 | 0 | 0 | 0 | 0 | 0 | 0 | 0
F2_Commercial_Retail_New_Food Preparation_Natural Gas_Conveyor Oven_E9 | F2 | Commercial | Retail | New | Food Preparation | Natural Gas | Conveyor Oven | E9 | RVT - Cost of Operation | 0 | 0 | 0 | 0 | 0 | 0 | 0 | 0 | 0 | 0 | 0 | 0 | 0 | 0 | 0 | 0 | 0 | 0 | 0 | 0 | 0 | 0 | 0 | 0 | 0 | 0 | 0 | 0 | 0 | 0 | 0 | 0 | 0 | 0 | 0 | 0 | 0 | 0 | 0 | 0 | 0 | 0
F2_Commercial_Retail_New_Food Preparation_Natural Gas_Conveyor Oven_E10 | F2 | Commercial | Retail | New | Food Preparation | Natural Gas | Conveyor Oven | E10 | RVT - Cost of Operation | 0 | 0 | 0 | 0 | 0 | 0 | 0 | 0 | 0 | 0 | 0 | 0 | 0 | 0 | 0 | 0 | 0 | 0 | 0 | 0 | 0 | 0 | 0 | 0 | 0 | 0 | 0 | 0 | 0 | 0 | 0 | 0 | 0 | 0 | 0 | 0 | 0 | 0 | 0 | 0 | 0 | 0
F3_Commercial_Retail_New_Food Preparation_Natural Gas_Conveyor Oven_E1 | F3 | Commercial | Retail | New | Food Preparation | Natural Gas | Conveyor Oven | E1 | System - kBTUs of Consumption | 0.19964 | 0.19964 | 0.19964 | 0.19964 | 0.19964 | 0.19964 | 0.19964 | 0.19964 | 0.19964 | 0.19964 | 0.19964 | 0.19964 | 0.19964 | 0.19964 | 0.19964 | 0.19964 | 0.19964 | 0.19964 | 0.19964 | 0.19964 | 0.19964 | 0.19964 | 0.19964 | 0.19964 | 0.19964 | 0.19964 | 0.19964 | 0.19964 | 0.19964 | 0.19964 | 0.19964 | 0.19964 | 0.19964 | 0 | 0 | 0 | 0 | 0 | 0 | 0 | 0 | 0
F3_Commercial_Retail_New_Food Preparation_Natural Gas_Conveyor Oven_E2 | F3 | Commercial | Retail | New | Food Preparation | Natural Gas | Conveyor Oven | E2 | System - kBTUs of Consumption | 0.24338 | 0.24338 | 0.24338 | 0.24338 | 0.24338 | 0.24338 | 0.24338 | 0.24338 | 0.24338 | 0.24338 | 0.24338 | 0.24338 | 0.24338 | 0.24338 | 0.24338 | 0.24338 | 0.24338 | 0.24338 | 0.24338 | 0.24338 | 0.24338 | 0.24338 | 0.24338 | 0.24338 | 0.24338 | 0.24338 | 0.24338 | 0.24338 | 0.24338 | 0.24338 | 0.24338 | 0.24338 | 0.24338 | 0 | 0 | 0 | 0 | 0 | 0 | 0 | 0 | 0
F3_Commercial_Retail_New_Food Preparation_Natural Gas_Conveyor Oven_E3 | F3 | Commercial | Retail | New | Food Preparation | Natural Gas | Conveyor Oven | E3 | System - kBTUs of Consumption | 0 | 0 | 0 | 0 | 0 | 0 | 0 | 0 | 0 | 0 | 0 | 0 | 0 | 0 | 0 | 0 | 0 | 0 | 0 | 0 | 0 | 0 | 0 | 0 | 0 | 0 | 0 | 0 | 0 | 0 | 0 | 0 | 0 | 0 | 0 | 0 | 0 | 0 | 0 | 0 | 0 | 0
F3_Commercial_Retail_New_Food Preparation_Natural Gas_Conveyor Oven_E4 | F3 | Commercial | Retail | New | Food Preparation | Natural Gas | Conveyor Oven | E4 | System - kBTUs of Consumption | 0 | 0 | 0 | 0 | 0 | 0 | 0 | 0 | 0 | 0 | 0 | 0 | 0 | 0 | 0 | 0 | 0 | 0 | 0 | 0 | 0 | 0 | 0 | 0 | 0 | 0 | 0 | 0 | 0 | 0 | 0 | 0 | 0 | 0 | 0 | 0 | 0 | 0 | 0 | 0 | 0 | 0
F3_Commercial_Retail_New_Food Preparation_Natural Gas_Conveyor Oven_E5 | F3 | Commercial | Retail | New | Food Preparation | Natural Gas | Conveyor Oven | E5 | System - kBTUs of Consumption | 0 | 0 | 0 | 0 | 0 | 0 | 0 | 0 | 0 | 0 | 0 | 0 | 0 | 0 | 0 | 0 | 0 | 0 | 0 | 0 | 0 | 0 | 0 | 0 | 0 | 0 | 0 | 0 | 0 | 0 | 0 | 0 | 0 | 0 | 0 | 0 | 0 | 0 | 0 | 0 | 0 | 0
F3_Commercial_Retail_New_Food Preparation_Natural Gas_Conveyor Oven_E6 | F3 | Commercial | Retail | New | Food Preparation | Natural Gas | Conveyor Oven | E6 | System - kBTUs of Consumption | 0 | 0 | 0 | 0 | 0 | 0 | 0 | 0 | 0 | 0 | 0 | 0 | 0 | 0 | 0 | 0 | 0 | 0 | 0 | 0 | 0 | 0 | 0 | 0 | 0 | 0 | 0 | 0 | 0 | 0 | 0 | 0 | 0 | 0 | 0 | 0 | 0 | 0 | 0 | 0 | 0 | 0
F3_Commercial_Retail_New_Food Preparation_Natural Gas_Conveyor Oven_E7 | F3 | Commercial | Retail | New | Food Preparation | Natural Gas | Conveyor Oven | E7 | System - kBTUs of Consumption | 0 | 0 | 0 | 0 | 0 | 0 | 0 | 0 | 0 | 0 | 0 | 0 | 0 | 0 | 0 | 0 | 0 | 0 | 0 | 0 | 0 | 0 | 0 | 0 | 0 | 0 | 0 | 0 | 0 | 0 | 0 | 0 | 0 | 0 | 0 | 0 | 0 | 0 | 0 | 0 | 0 | 0
F3_Commercial_Retail_New_Food Preparation_Natural Gas_Conveyor Oven_E8 | F3 | Commercial | Retail | New | Food Preparation | Natural Gas | Conveyor Oven | E8 | System - kBTUs of Consumption | 0 | 0 | 0 | 0 | 0 | 0 | 0 | 0 | 0 | 0 | 0 | 0 | 0 | 0 | 0 | 0 | 0 | 0 | 0 | 0 | 0 | 0 | 0 | 0 | 0 | 0 | 0 | 0 | 0 | 0 | 0 | 0 | 0 | 0 | 0 | 0 | 0 | 0 | 0 | 0 | 0 | 0
F3_Commercial_Retail_New_Food Preparation_Natural Gas_Conveyor Oven_E9 | F3 | Commercial | Retail | New | Food Preparation | Natural Gas | Conveyor Oven | E9 | System - kBTUs of Consumption | 0 | 0 | 0 | 0 | 0 | 0 | 0 | 0 | 0 | 0 | 0 | 0 | 0 | 0 | 0 | 0 | 0 | 0 | 0 | 0 | 0 | 0 | 0 | 0 | 0 | 0 | 0 | 0 | 0 | 0 | 0 | 0 | 0 | 0 | 0 | 0 | 0 | 0 | 0 | 0 | 0 | 0
F3_Commercial_Retail_New_Food Preparation_Natural Gas_Conveyor Oven_E10 | F3 | Commercial | Retail | New | Food Preparation | Natural Gas | Conveyor Oven | E10 | System - kBTUs of Consumption | 0 | 0 | 0 | 0 | 0 | 0 | 0 | 0 | 0 | 0 | 0 | 0 | 0 | 0 | 0 | 0 | 0 | 0 | 0 | 0 | 0 | 0 | 0 | 0 | 0 | 0 | 0 | 0 | 0 | 0 | 0 | 0 | 0 | 0 | 0 | 0 | 0 | 0 | 0 | 0 | 0 | 0
F4_Commercial_Retail_New_Food Preparation_Natural Gas_Conveyor Oven_E1 | F4 | Commercial | Retail | New | Food Preparation | Natural Gas | Conveyor Oven | E1 | Utility - Cost of Equipment | 1.3252 | 1.3292 | 1.3372 | 1.3348 | 1.3348 | 1.3416 | 1.3541 | 1.3651 | 1.3779 | 1.3905 | 1.4032 | 1.4155 | 1.4284 | 1.4418 | 1.4546 | 1.4675 | 1.4799 | 1.4926 | 1.5049 | 1.5169 | 1.528 | 1.5389 | 1.5484 | 1.558 | 1.5663 | 1.5735 | 1.58 | 1.5856 | 1.59 | 1.5937 | 1.5956 | 1.5969 | 1.5969 | 0 | 0 | 0 | 0 | 0 | 0 | 0 | 0 | 0
F4_Commercial_Retail_New_Food Preparation_Natural Gas_Conveyor Oven_E2 | F4 | Commercial | Retail | New | Food Preparation | Natural Gas | Conveyor Oven | E2 | Utility - Cost of Equipment | 1.0074 | 1.0104 | 1.0165 | 1.0146 | 1.0147 | 1.0198 | 1.0293 | 1.0377 | 1.0474 | 1.057 | 1.0667 | 1.076 | 1.0858 | 1.096 | 1.1057 | 1.1155 | 1.125 | 1.1346 | 1.1439 | 1.1531 | 1.1615 | 1.1698 | 1.177 | 1.1843 | 1.1906 | 1.1961 | 1.201 | 1.2053 | 1.2087 | 1.2114 | 1.2129 | 1.2139 | 1.2139 | 0 | 0 | 0 | 0 | 0 | 0 | 0 | 0 | 0
F4_Commercial_Retail_New_Food Preparation_Natural Gas_Conveyor Oven_E3 | F4 | Commercial | Retail | New | Food Preparation | Natural Gas | Conveyor Oven | E3 | Utility - Cost of Equipment | 0 | 0 | 0 | 0 | 0 | 0 | 0 | 0 | 0 | 0 | 0 | 0 | 0 | 0 | 0 | 0 | 0 | 0 | 0 | 0 | 0 | 0 | 0 | 0 | 0 | 0 | 0 | 0 | 0 | 0 | 0 | 0 | 0 | 0 | 0 | 0 | 0 | 0 | 0 | 0 | 0 | 0
F4_Commercial_Retail_New_Food Preparation_Natural Gas_Conveyor Oven_E4 | F4 | Commercial | Retail | New | Food Preparation | Natural Gas | Conveyor Oven | E4 | Utility - Cost of Equipment | 0 | 0 | 0 | 0 | 0 | 0 | 0 | 0 | 0 | 0 | 0 | 0 | 0 | 0 | 0 | 0 | 0 | 0 | 0 | 0 | 0 | 0 | 0 | 0 | 0 | 0 | 0 | 0 | 0 | 0 | 0 | 0 | 0 | 0 | 0 | 0 | 0 | 0 | 0 | 0 | 0 | 0
F4_Commercial_Retail_New_Food Preparation_Natural Gas_Conveyor Oven_E5 | F4 | Commercial | Retail | New | Food Preparation | Natural Gas | Conveyor Oven | E5 | Utility - Cost of Equipment | 0 | 0 | 0 | 0 | 0 | 0 | 0 | 0 | 0 | 0 | 0 | 0 | 0 | 0 | 0 | 0 | 0 | 0 | 0 | 0 | 0 | 0 | 0 | 0 | 0 | 0 | 0 | 0 | 0 | 0 | 0 | 0 | 0 | 0 | 0 | 0 | 0 | 0 | 0 | 0 | 0 | 0
F4_Commercial_Retail_New_Food Preparation_Natural Gas_Conveyor Oven_E6 | F4 | Commercial | Retail | New | Food Preparation | Natural Gas | Conveyor Oven | E6 | Utility - Cost of Equipment | 0 | 0 | 0 | 0 | 0 | 0 | 0 | 0 | 0 | 0 | 0 | 0 | 0 | 0 | 0 | 0 | 0 | 0 | 0 | 0 | 0 | 0 | 0 | 0 | 0 | 0 | 0 | 0 | 0 | 0 | 0 | 0 | 0 | 0 | 0 | 0 | 0 | 0 | 0 | 0 | 0 | 0
F4_Commercial_Retail_New_Food Preparation_Natural Gas_Conveyor Oven_E7 | F4 | Commercial | Retail | New | Food Preparation | Natural Gas | Conveyor Oven | E7 | Utility - Cost of Equipment | 0 | 0 | 0 | 0 | 0 | 0 | 0 | 0 | 0 | 0 | 0 | 0 | 0 | 0 | 0 | 0 | 0 | 0 | 0 | 0 | 0 | 0 | 0 | 0 | 0 | 0 | 0 | 0 | 0 | 0 | 0 | 0 | 0 | 0 | 0 | 0 | 0 | 0 | 0 | 0 | 0 | 0
F4_Commercial_Retail_New_Food Preparation_Natural Gas_Conveyor Oven_E8 | F4 | Commercial | Retail | New | Food Preparation | Natural Gas | Conveyor Oven | E8 | Utility - Cost of Equipment | 0 | 0 | 0 | 0 | 0 | 0 | 0 | 0 | 0 | 0 | 0 | 0 | 0 | 0 | 0 | 0 | 0 | 0 | 0 | 0 | 0 | 0 | 0 | 0 | 0 | 0 | 0 | 0 | 0 | 0 | 0 | 0 | 0 | 0 | 0 | 0 | 0 | 0 | 0 | 0 | 0 | 0
F4_Commercial_Retail_New_Food Preparation_Natural Gas_Conveyor Oven_E9 | F4 | Commercial | Retail | New | Food Preparation | Natural Gas | Conveyor Oven | E9 | Utility - Cost of Equipment | 0 | 0 | 0 | 0 | 0 | 0 | 0 | 0 | 0 | 0 | 0 | 0 | 0 | 0 | 0 | 0 | 0 | 0 | 0 | 0 | 0 | 0 | 0 | 0 | 0 | 0 | 0 | 0 | 0 | 0 | 0 | 0 | 0 | 0 | 0 | 0 | 0 | 0 | 0 | 0 | 0 | 0
F4_Commercial_Retail_New_Food Preparation_Natural Gas_Conveyor Oven_E10 | F4 | Commercial | Retail | New | Food Preparation | Natural Gas | Conveyor Oven | E10 | Utility - Cost of Equipment | 0 | 0 | 0 | 0 | 0 | 0 | 0 | 0 | 0 | 0 | 0 | 0 | 0 | 0 | 0 | 0 | 0 | 0 | 0 | 0 | 0 | 0 | 0 | 0 | 0 | 0 | 0 | 0 | 0 | 0 | 0 | 0 | 0 | 0 | 0 | 0 | 0 | 0 | 0 | 0 | 0 | 0
F5_Commercial_Retail_New_Food Preparation_Natural Gas_Conveyor Oven_E1 | F5 | Commercial | Retail | New | Food Preparation | Natural Gas | Conveyor Oven | E1 | Utility - Cost of Operation | 0.19964 | 0.19964 | 0.19964 | 0.19964 | 0.19964 | 0.19964 | 0.19964 | 0.19964 | 0.19964 | 0.19964 | 0.19964 | 0.19964 | 0.19964 | 0.19964 | 0.19964 | 0.19964 | 0.19964 | 0.19964 | 0.19964 | 0.19964 | 0.19964 | 0.19964 | 0.19964 | 0.19964 | 0.19964 | 0.19964 | 0.19964 | 0.19964 | 0.19964 | 0.19964 | 0.19964 | 0.19964 | 0.19964 | 0 | 0 | 0 | 0 | 0 | 0 | 0 | 0 | 0
F5_Commercial_Retail_New_Food Preparation_Natural Gas_Conveyor Oven_E2 | F5 | Commercial | Retail | New | Food Preparation | Natural Gas | Conveyor Oven | E2 | Utility - Cost of Operation | 0.24338 | 0.24338 | 0.24338 | 0.24338 | 0.24338 | 0.24338 | 0.24338 | 0.24338 | 0.24338 | 0.24338 | 0.24338 | 0.24338 | 0.24338 | 0.24338 | 0.24338 | 0.24338 | 0.24338 | 0.24338 | 0.24338 | 0.24338 | 0.24338 | 0.24338 | 0.24338 | 0.24338 | 0.24338 | 0.24338 | 0.24338 | 0.24338 | 0.24338 | 0.24338 | 0.24338 | 0.24338 | 0.24338 | 0 | 0 | 0 | 0 | 0 | 0 | 0 | 0 | 0
F5_Commercial_Retail_New_Food Preparation_Natural Gas_Conveyor Oven_E3 | F5 | Commercial | Retail | New | Food Preparation | Natural Gas | Conveyor Oven | E3 | Utility - Cost of Operation | 0 | 0 | 0 | 0 | 0 | 0 | 0 | 0 | 0 | 0 | 0 | 0 | 0 | 0 | 0 | 0 | 0 | 0 | 0 | 0 | 0 | 0 | 0 | 0 | 0 | 0 | 0 | 0 | 0 | 0 | 0 | 0 | 0 | 0 | 0 | 0 | 0 | 0 | 0 | 0 | 0 | 0
F5_Commercial_Retail_New_Food Preparation_Natural Gas_Conveyor Oven_E4 | F5 | Commercial | Retail | New | Food Preparation | Natural Gas | Conveyor Oven | E4 | Utility - Cost of Operation | 0 | 0 | 0 | 0 | 0 | 0 | 0 | 0 | 0 | 0 | 0 | 0 | 0 | 0 | 0 | 0 | 0 | 0 | 0 | 0 | 0 | 0 | 0 | 0 | 0 | 0 | 0 | 0 | 0 | 0 | 0 | 0 | 0 | 0 | 0 | 0 | 0 | 0 | 0 | 0 | 0 | 0
F5_Commercial_Retail_New_Food Preparation_Natural Gas_Conveyor Oven_E5 | F5 | Commercial | Retail | New | Food Preparation | Natural Gas | Conveyor Oven | E5 | Utility - Cost of Operation | 0 | 0 | 0 | 0 | 0 | 0 | 0 | 0 | 0 | 0 | 0 | 0 | 0 | 0 | 0 | 0 | 0 | 0 | 0 | 0 | 0 | 0 | 0 | 0 | 0 | 0 | 0 | 0 | 0 | 0 | 0 | 0 | 0 | 0 | 0 | 0 | 0 | 0 | 0 | 0 | 0 | 0
F5_Commercial_Retail_New_Food Preparation_Natural Gas_Conveyor Oven_E6 | F5 | Commercial | Retail | New | Food Preparation | Natural Gas | Conveyor Oven | E6 | Utility - Cost of Operation | 0 | 0 | 0 | 0 | 0 | 0 | 0 | 0 | 0 | 0 | 0 | 0 | 0 | 0 | 0 | 0 | 0 | 0 | 0 | 0 | 0 | 0 | 0 | 0 | 0 | 0 | 0 | 0 | 0 | 0 | 0 | 0 | 0 | 0 | 0 | 0 | 0 | 0 | 0 | 0 | 0 | 0
F5_Commercial_Retail_New_Food Preparation_Natural Gas_Conveyor Oven_E7 | F5 | Commercial | Retail | New | Food Preparation | Natural Gas | Conveyor Oven | E7 | Utility - Cost of Operation | 0 | 0 | 0 | 0 | 0 | 0 | 0 | 0 | 0 | 0 | 0 | 0 | 0 | 0 | 0 | 0 | 0 | 0 | 0 | 0 | 0 | 0 | 0 | 0 | 0 | 0 | 0 | 0 | 0 | 0 | 0 | 0 | 0 | 0 | 0 | 0 | 0 | 0 | 0 | 0 | 0 | 0
F5_Commercial_Retail_New_Food Preparation_Natural Gas_Conveyor Oven_E8 | F5 | Commercial | Retail | New | Food Preparation | Natural Gas | Conveyor Oven | E8 | Utility - Cost of Operation | 0 | 0 | 0 | 0 | 0 | 0 | 0 | 0 | 0 | 0 | 0 | 0 | 0 | 0 | 0 | 0 | 0 | 0 | 0 | 0 | 0 | 0 | 0 | 0 | 0 | 0 | 0 | 0 | 0 | 0 | 0 | 0 | 0 | 0 | 0 | 0 | 0 | 0 | 0 | 0 | 0 | 0
F5_Commercial_Retail_New_Food Preparation_Natural Gas_Conveyor Oven_E9 | F5 | Commercial | Retail | New | Food Preparation | Natural Gas | Conveyor Oven | E9 | Utility - Cost of Operation | 0 | 0 | 0 | 0 | 0 | 0 | 0 | 0 | 0 | 0 | 0 | 0 | 0 | 0 | 0 | 0 | 0 | 0 | 0 | 0 | 0 | 0 | 0 | 0 | 0 | 0 | 0 | 0 | 0 | 0 | 0 | 0 | 0 | 0 | 0 | 0 | 0 | 0 | 0 | 0 | 0 | 0
F5_Commercial_Retail_New_Food Preparation_Natural Gas_Conveyor Oven_E10 | F5 | Commercial | Retail | New | Food Preparation | Natural Gas | Conveyor Oven | E10 | Utility - Cost of Operation | 0 | 0 | 0 | 0 | 0 | 0 | 0 | 0 | 0 | 0 | 0 | 0 | 0 | 0 | 0 | 0 | 0 | 0 | 0 | 0 | 0 | 0 | 0 | 0 | 0 | 0 | 0 | 0 | 0 | 0 | 0 | 0 | 0 | 0 | 0 | 0 | 0 | 0 | 0 | 0 | 0 | 0
F6_Commercial_Retail_New_Food Preparation_Natural Gas_Conveyor Oven_E1 | F6 | Commercial | Retail | New | Food Preparation | Natural Gas | Conveyor Oven | E1 | Utility - Value of Sales | 0.69678 | 0.69897 | 0.7025 | 0.70173 | 0.70173 | 0.70173 | 0.70173 | 0.70173 | 0.70173 | 0.70173 | 0.70173 | 0.70173 | 0.70173 | 0.70173 | 0.70173 | 0.70173 | 0.70173 | 0.70173 | 0.70173 | 0.70173 | 0.70173 | 0.70173 | 0.70173 | 0.70173 | 0.70173 | 0.70173 | 0.70173 | 0.70173 | 0.70173 | 0.70173 | 0.70173 | 0.70173 | 0.70173 | 0 | 0 | 0 | 0 | 0 | 0 | 0 | 0 | 0
F6_Commercial_Retail_New_Food Preparation_Natural Gas_Conveyor Oven_E2 | F6 | Commercial | Retail | New | Food Preparation | Natural Gas | Conveyor Oven | E2 | Utility - Value of Sales | 0.52966 | 0.53133 | 0.53401 | 0.53342 | 0.53342 | 0.53342 | 0.53342 | 0.53342 | 0.53342 | 0.53342 | 0.53342 | 0.53342 | 0.53342 | 0.53342 | 0.53342 | 0.53342 | 0.53342 | 0.53342 | 0.53342 | 0.53342 | 0.53342 | 0.53342 | 0.53342 | 0.53342 | 0.53342 | 0.53342 | 0.53342 | 0.53342 | 0.53342 | 0.53342 | 0.53342 | 0.53342 | 0.53342 | 0 | 0 | 0 | 0 | 0 | 0 | 0 | 0 | 0
F6_Commercial_Retail_New_Food Preparation_Natural Gas_Conveyor Oven_E3 | F6 | Commercial | Retail | New | Food Preparation | Natural Gas | Conveyor Oven | E3 | Utility - Value of Sales | 0 | 0 | 0 | 0 | 0 | 0 | 0 | 0 | 0 | 0 | 0 | 0 | 0 | 0 | 0 | 0 | 0 | 0 | 0 | 0 | 0 | 0 | 0 | 0 | 0 | 0 | 0 | 0 | 0 | 0 | 0 | 0 | 0 | 0 | 0 | 0 | 0 | 0 | 0 | 0 | 0 | 0
F6_Commercial_Retail_New_Food Preparation_Natural Gas_Conveyor Oven_E4 | F6 | Commercial | Retail | New | Food Preparation | Natural Gas | Conveyor Oven | E4 | Utility - Value of Sales | 0 | 0 | 0 | 0 | 0 | 0 | 0 | 0 | 0 | 0 | 0 | 0 | 0 | 0 | 0 | 0 | 0 | 0 | 0 | 0 | 0 | 0 | 0 | 0 | 0 | 0 | 0 | 0 | 0 | 0 | 0 | 0 | 0 | 0 | 0 | 0 | 0 | 0 | 0 | 0 | 0 | 0
F6_Commercial_Retail_New_Food Preparation_Natural Gas_Conveyor Oven_E5 | F6 | Commercial | Retail | New | Food Preparation | Natural Gas | Conveyor Oven | E5 | Utility - Value of Sales | 0 | 0 | 0 | 0 | 0 | 0 | 0 | 0 | 0 | 0 | 0 | 0 | 0 | 0 | 0 | 0 | 0 | 0 | 0 | 0 | 0 | 0 | 0 | 0 | 0 | 0 | 0 | 0 | 0 | 0 | 0 | 0 | 0 | 0 | 0 | 0 | 0 | 0 | 0 | 0 | 0 | 0
F6_Commercial_Retail_New_Food Preparation_Natural Gas_Conveyor Oven_E6 | F6 | Commercial | Retail | New | Food Preparation | Natural Gas | Conveyor Oven | E6 | Utility - Value of Sales | 0 | 0 | 0 | 0 | 0 | 0 | 0 | 0 | 0 | 0 | 0 | 0 | 0 | 0 | 0 | 0 | 0 | 0 | 0 | 0 | 0 | 0 | 0 | 0 | 0 | 0 | 0 | 0 | 0 | 0 | 0 | 0 | 0 | 0 | 0 | 0 | 0 | 0 | 0 | 0 | 0 | 0
F6_Commercial_Retail_New_Food Preparation_Natural Gas_Conveyor Oven_E7 | F6 | Commercial | Retail | New | Food Preparation | Natural Gas | Conveyor Oven | E7 | Utility - Value of Sales | 0 | 0 | 0 | 0 | 0 | 0 | 0 | 0 | 0 | 0 | 0 | 0 | 0 | 0 | 0 | 0 | 0 | 0 | 0 | 0 | 0 | 0 | 0 | 0 | 0 | 0 | 0 | 0 | 0 | 0 | 0 | 0 | 0 | 0 | 0 | 0 | 0 | 0 | 0 | 0 | 0 | 0
F6_Commercial_Retail_New_Food Preparation_Natural Gas_Conveyor Oven_E8 | F6 | Commercial | Retail | New | Food Preparation | Natural Gas | Conveyor Oven | E8 | Utility - Value of Sales | 0 | 0 | 0 | 0 | 0 | 0 | 0 | 0 | 0 | 0 | 0 | 0 | 0 | 0 | 0 | 0 | 0 | 0 | 0 | 0 | 0 | 0 | 0 | 0 | 0 | 0 | 0 | 0 | 0 | 0 | 0 | 0 | 0 | 0 | 0 | 0 | 0 | 0 | 0 | 0 | 0 | 0
F6_Commercial_Retail_New_Food Preparation_Natural Gas_Conveyor Oven_E9 | F6 | Commercial | Retail | New | Food Preparation | Natural Gas | Conveyor Oven | E9 | Utility - Value of Sales | 0 | 0 | 0 | 0 | 0 | 0 | 0 | 0 | 0 | 0 | 0 | 0 | 0 | 0 | 0 | 0 | 0 | 0 | 0 | 0 | 0 | 0 | 0 | 0 | 0 | 0 | 0 | 0 | 0 | 0 | 0 | 0 | 0 | 0 | 0 | 0 | 0 | 0 | 0 | 0 | 0 | 0
F6_Commercial_Retail_New_Food Preparation_Natural Gas_Conveyor Oven_E10 | F6 | Commercial | Retail | New | Food Preparation | Natural Gas | Conveyor Oven | E10 | Utility - Value of Sales | 0 | 0 | 0 | 0 | 0 | 0 | 0 | 0 | 0 | 0 | 0 | 0 | 0 | 0 | 0 | 0 | 0 | 0 | 0 | 0 | 0 | 0 | 0 | 0 | 0 | 0 | 0 | 0 | 0 | 0 | 0 | 0 | 0 | 0 | 0 | 0 | 0 | 0 | 0 | 0 | 0 | 0
F1_Commercial_Retail_New_Food Preparation_Natural Gas_Double Rack Oven_E1 | F1 | Commercial | Retail | New | Food Preparation | Natural Gas | Double Rack Oven | E1 | RVT - Cost of Equipment | 1.9523 | 1.9548 | 1.9655 | 1.9555 | 1.9504 | 1.9582 | 1.9769 | 1.992 | 2.0106 | 2.0284 | 2.0464 | 2.0635 | 2.0816 | 2.1004 | 2.1186 | 2.1372 | 2.156 | 2.1761 | 2.1971 | 2.2187 | 2.2394 | 2.2602 | 2.2789 | 2.2976 | 2.3138 | 2.3278 | 2.3405 | 2.3515 | 2.3601 | 2.3672 | 2.371 | 2.3736 | 2.3736 | 0 | 0 | 0 | 0 | 0 | 0 | 0 | 0 | 0
F1_Commercial_Retail_New_Food Preparation_Natural Gas_Double Rack Oven_E2 | F1 | Commercial | Retail | New | Food Preparation | Natural Gas | Double Rack Oven | E2 | RVT - Cost of Equipment | 1.0649 | 1.0662 | 1.0721 | 1.0666 | 1.0639 | 1.0681 | 1.0783 | 1.0866 | 1.0967 | 1.1064 | 1.1162 | 1.1255 | 1.1354 | 1.1457 | 1.1556 | 1.1657 | 1.176 | 1.187 | 1.1984 | 1.2102 | 1.2215 | 1.2328 | 1.243 | 1.2532 | 1.262 | 1.2697 | 1.2766 | 1.2826 | 1.2873 | 1.2912 | 1.2933 | 1.2947 | 1.2947 | 0 | 0 | 0 | 0 | 0 | 0 | 0 | 0 | 0
F1_Commercial_Retail_New_Food Preparation_Natural Gas_Double Rack Oven_E3 | F1 | Commercial | Retail | New | Food Preparation | Natural Gas | Double Rack Oven | E3 | RVT - Cost of Equipment | 0 | 0 | 0 | 0 | 0 | 0 | 0 | 0 | 0 | 0 | 0 | 0 | 0 | 0 | 0 | 0 | 0 | 0 | 0 | 0 | 0 | 0 | 0 | 0 | 0 | 0 | 0 | 0 | 0 | 0 | 0 | 0 | 0 | 0 | 0 | 0 | 0 | 0 | 0 | 0 | 0 | 0
F1_Commercial_Retail_New_Food Preparation_Natural Gas_Double Rack Oven_E4 | F1 | Commercial | Retail | New | Food Preparation | Natural Gas | Double Rack Oven | E4 | RVT - Cost of Equipment | 0 | 0 | 0 | 0 | 0 | 0 | 0 | 0 | 0 | 0 | 0 | 0 | 0 | 0 | 0 | 0 | 0 | 0 | 0 | 0 | 0 | 0 | 0 | 0 | 0 | 0 | 0 | 0 | 0 | 0 | 0 | 0 | 0 | 0 | 0 | 0 | 0 | 0 | 0 | 0 | 0 | 0
F1_Commercial_Retail_New_Food Preparation_Natural Gas_Double Rack Oven_E5 | F1 | Commercial | Retail | New | Food Preparation | Natural Gas | Double Rack Oven | E5 | RVT - Cost of Equipment | 0 | 0 | 0 | 0 | 0 | 0 | 0 | 0 | 0 | 0 | 0 | 0 | 0 | 0 | 0 | 0 | 0 | 0 | 0 | 0 | 0 | 0 | 0 | 0 | 0 | 0 | 0 | 0 | 0 | 0 | 0 | 0 | 0 | 0 | 0 | 0 | 0 | 0 | 0 | 0 | 0 | 0
F1_Commercial_Retail_New_Food Preparation_Natural Gas_Double Rack Oven_E6 | F1 | Commercial | Retail | New | Food Preparation | Natural Gas | Double Rack Oven | E6 | RVT - Cost of Equipment | 0 | 0 | 0 | 0 | 0 | 0 | 0 | 0 | 0 | 0 | 0 | 0 | 0 | 0 | 0 | 0 | 0 | 0 | 0 | 0 | 0 | 0 | 0 | 0 | 0 | 0 | 0 | 0 | 0 | 0 | 0 | 0 | 0 | 0 | 0 | 0 | 0 | 0 | 0 | 0 | 0 | 0
F1_Commercial_Retail_New_Food Preparation_Natural Gas_Double Rack Oven_E7 | F1 | Commercial | Retail | New | Food Preparation | Natural Gas | Double Rack Oven | E7 | RVT - Cost of Equipment | 0 | 0 | 0 | 0 | 0 | 0 | 0 | 0 | 0 | 0 | 0 | 0 | 0 | 0 | 0 | 0 | 0 | 0 | 0 | 0 | 0 | 0 | 0 | 0 | 0 | 0 | 0 | 0 | 0 | 0 | 0 | 0 | 0 | 0 | 0 | 0 | 0 | 0 | 0 | 0 | 0 | 0
F1_Commercial_Retail_New_Food Preparation_Natural Gas_Double Rack Oven_E8 | F1 | Commercial | Retail | New | Food Preparation | Natural Gas | Double Rack Oven | E8 | RVT - Cost of Equipment | 0 | 0 | 0 | 0 | 0 | 0 | 0 | 0 | 0 | 0 | 0 | 0 | 0 | 0 | 0 | 0 | 0 | 0 | 0 | 0 | 0 | 0 | 0 | 0 | 0 | 0 | 0 | 0 | 0 | 0 | 0 | 0 | 0 | 0 | 0 | 0 | 0 | 0 | 0 | 0 | 0 | 0
F1_Commercial_Retail_New_Food Preparation_Natural Gas_Double Rack Oven_E9 | F1 | Commercial | Retail | New | Food Preparation | Natural Gas | Double Rack Oven | E9 | RVT - Cost of Equipment | 0 | 0 | 0 | 0 | 0 | 0 | 0 | 0 | 0 | 0 | 0 | 0 | 0 | 0 | 0 | 0 | 0 | 0 | 0 | 0 | 0 | 0 | 0 | 0 | 0 | 0 | 0 | 0 | 0 | 0 | 0 | 0 | 0 | 0 | 0 | 0 | 0 | 0 | 0 | 0 | 0 | 0
F1_Commercial_Retail_New_Food Preparation_Natural Gas_Double Rack Oven_E10 | F1 | Commercial | Retail | New | Food Preparation | Natural Gas | Double Rack Oven | E10 | RVT - Cost of Equipment | 0 | 0 | 0 | 0 | 0 | 0 | 0 | 0 | 0 | 0 | 0 | 0 | 0 | 0 | 0 | 0 | 0 | 0 | 0 | 0 | 0 | 0 | 0 | 0 | 0 | 0 | 0 | 0 | 0 | 0 | 0 | 0 | 0 | 0 | 0 | 0 | 0 | 0 | 0 | 0 | 0 | 0
F2_Commercial_Retail_New_Food Preparation_Natural Gas_Double Rack Oven_E1 | F2 | Commercial | Retail | New | Food Preparation | Natural Gas | Double Rack Oven | E1 | RVT - Cost of Operation | 2.339 | 2.342 | 2.3547 | 2.3428 | 2.3368 | 2.3461 | 2.3684 | 2.3866 | 2.4088 | 2.4301 | 2.4518 | 2.4722 | 2.4939 | 2.5164 | 2.5382 | 2.5605 | 2.583 | 2.6071 | 2.6322 | 2.6581 | 2.6829 | 2.7079 | 2.7302 | 2.7526 | 2.772 | 2.7888 | 2.8041 | 2.8172 | 2.8276 | 2.836 | 2.8406 | 2.8437 | 2.8437 | 0 | 0 | 0 | 0 | 0 | 0 | 0 | 0 | 0
F2_Commercial_Retail_New_Food Preparation_Natural Gas_Double Rack Oven_E2 | F2 | Commercial | Retail | New | Food Preparation | Natural Gas | Double Rack Oven | E2 | RVT - Cost of Operation | 1.2758 | 1.2774 | 1.2844 | 1.2779 | 1.2746 | 1.2797 | 1.2919 | 1.3018 | 1.3139 | 1.3255 | 1.3373 | 1.3485 | 1.3603 | 1.3726 | 1.3845 | 1.3966 | 1.4089 | 1.4221 | 1.4358 | 1.4499 | 1.4634 | 1.477 | 1.4892 | 1.5014 | 1.512 | 1.5212 | 1.5295 | 1.5367 | 1.5423 | 1.5469 | 1.5494 | 1.5511 | 1.5511 | 0 | 0 | 0 | 0 | 0 | 0 | 0 | 0 | 0
F2_Commercial_Retail_New_Food Preparation_Natural Gas_Double Rack Oven_E3 | F2 | Commercial | Retail | New | Food Preparation | Natural Gas | Double Rack Oven | E3 | RVT - Cost of Operation | 0 | 0 | 0 | 0 | 0 | 0 | 0 | 0 | 0 | 0 | 0 | 0 | 0 | 0 | 0 | 0 | 0 | 0 | 0 | 0 | 0 | 0 | 0 | 0 | 0 | 0 | 0 | 0 | 0 | 0 | 0 | 0 | 0 | 0 | 0 | 0 | 0 | 0 | 0 | 0 | 0 | 0
F2_Commercial_Retail_New_Food Preparation_Natural Gas_Double Rack Oven_E4 | F2 | Commercial | Retail | New | Food Preparation | Natural Gas | Double Rack Oven | E4 | RVT - Cost of Operation | 0 | 0 | 0 | 0 | 0 | 0 | 0 | 0 | 0 | 0 | 0 | 0 | 0 | 0 | 0 | 0 | 0 | 0 | 0 | 0 | 0 | 0 | 0 | 0 | 0 | 0 | 0 | 0 | 0 | 0 | 0 | 0 | 0 | 0 | 0 | 0 | 0 | 0 | 0 | 0 | 0 | 0
F2_Commercial_Retail_New_Food Preparation_Natural Gas_Double Rack Oven_E5 | F2 | Commercial | Retail | New | Food Preparation | Natural Gas | Double Rack Oven | E5 | RVT - Cost of Operation | 0 | 0 | 0 | 0 | 0 | 0 | 0 | 0 | 0 | 0 | 0 | 0 | 0 | 0 | 0 | 0 | 0 | 0 | 0 | 0 | 0 | 0 | 0 | 0 | 0 | 0 | 0 | 0 | 0 | 0 | 0 | 0 | 0 | 0 | 0 | 0 | 0 | 0 | 0 | 0 | 0 | 0
F2_Commercial_Retail_New_Food Preparation_Natural Gas_Double Rack Oven_E6 | F2 | Commercial | Retail | New | Food Preparation | Natural Gas | Double Rack Oven | E6 | RVT - Cost of Operation | 0 | 0 | 0 | 0 | 0 | 0 | 0 | 0 | 0 | 0 | 0 | 0 | 0 | 0 | 0 | 0 | 0 | 0 | 0 | 0 | 0 | 0 | 0 | 0 | 0 | 0 | 0 | 0 | 0 | 0 | 0 | 0 | 0 | 0 | 0 | 0 | 0 | 0 | 0 | 0 | 0 | 0
F2_Commercial_Retail_New_Food Preparation_Natural Gas_Double Rack Oven_E7 | F2 | Commercial | Retail | New | Food Preparation | Natural Gas | Double Rack Oven | E7 | RVT - Cost of Operation | 0 | 0 | 0 | 0 | 0 | 0 | 0 | 0 | 0 | 0 | 0 | 0 | 0 | 0 | 0 | 0 | 0 | 0 | 0 | 0 | 0 | 0 | 0 | 0 | 0 | 0 | 0 | 0 | 0 | 0 | 0 | 0 | 0 | 0 | 0 | 0 | 0 | 0 | 0 | 0 | 0 | 0
F2_Commercial_Retail_New_Food Preparation_Natural Gas_Double Rack Oven_E8 | F2 | Commercial | Retail | New | Food Preparation | Natural Gas | Double Rack Oven | E8 | RVT - Cost of Operation | 0 | 0 | 0 | 0 | 0 | 0 | 0 | 0 | 0 | 0 | 0 | 0 | 0 | 0 | 0 | 0 | 0 | 0 | 0 | 0 | 0 | 0 | 0 | 0 | 0 | 0 | 0 | 0 | 0 | 0 | 0 | 0 | 0 | 0 | 0 | 0 | 0 | 0 | 0 | 0 | 0 | 0
F2_Commercial_Retail_New_Food Preparation_Natural Gas_Double Rack Oven_E9 | F2 | Commercial | Retail | New | Food Preparation | Natural Gas | Double Rack Oven | E9 | RVT - Cost of Operation | 0 | 0 | 0 | 0 | 0 | 0 | 0 | 0 | 0 | 0 | 0 | 0 | 0 | 0 | 0 | 0 | 0 | 0 | 0 | 0 | 0 | 0 | 0 | 0 | 0 | 0 | 0 | 0 | 0 | 0 | 0 | 0 | 0 | 0 | 0 | 0 | 0 | 0 | 0 | 0 | 0 | 0
F2_Commercial_Retail_New_Food Preparation_Natural Gas_Double Rack Oven_E10 | F2 | Commercial | Retail | New | Food Preparation | Natural Gas | Double Rack Oven | E10 | RVT - Cost of Operation | 0 | 0 | 0 | 0 | 0 | 0 | 0 | 0 | 0 | 0 | 0 | 0 | 0 | 0 | 0 | 0 | 0 | 0 | 0 | 0 | 0 | 0 | 0 | 0 | 0 | 0 | 0 | 0 | 0 | 0 | 0 | 0 | 0 | 0 | 0 | 0 | 0 | 0 | 0 | 0 | 0 | 0
F3_Commercial_Retail_New_Food Preparation_Natural Gas_Double Rack Oven_E1 | F3 | Commercial | Retail | New | Food Preparation | Natural Gas | Double Rack Oven | E1 | System - kBTUs of Consumption | 0.38529 | 0.38529 | 0.38529 | 0.38529 | 0.38529 | 0.38529 | 0.38529 | 0.38529 | 0.38529 | 0.38529 | 0.38529 | 0.38529 | 0.38529 | 0.38529 | 0.38529 | 0.38529 | 0.38529 | 0.38529 | 0.38529 | 0.38529 | 0.38529 | 0.38529 | 0.38529 | 0.38529 | 0.38529 | 0.38529 | 0.38529 | 0.38529 | 0.38529 | 0.38529 | 0.38529 | 0.38529 | 0.38529 | 0 | 0 | 0 | 0 | 0 | 0 | 0 | 0 | 0
F3_Commercial_Retail_New_Food Preparation_Natural Gas_Double Rack Oven_E2 | F3 | Commercial | Retail | New | Food Preparation | Natural Gas | Double Rack Oven | E2 | System - kBTUs of Consumption | 0.5124 | 0.5124 | 0.5124 | 0.5124 | 0.5124 | 0.5124 | 0.5124 | 0.5124 | 0.5124 | 0.5124 | 0.5124 | 0.5124 | 0.5124 | 0.5124 | 0.5124 | 0.5124 | 0.5124 | 0.5124 | 0.5124 | 0.5124 | 0.5124 | 0.5124 | 0.5124 | 0.5124 | 0.5124 | 0.5124 | 0.5124 | 0.5124 | 0.5124 | 0.5124 | 0.5124 | 0.5124 | 0.5124 | 0 | 0 | 0 | 0 | 0 | 0 | 0 | 0 | 0
F3_Commercial_Retail_New_Food Preparation_Natural Gas_Double Rack Oven_E3 | F3 | Commercial | Retail | New | Food Preparation | Natural Gas | Double Rack Oven | E3 | System - kBTUs of Consumption | 0 | 0 | 0 | 0 | 0 | 0 | 0 | 0 | 0 | 0 | 0 | 0 | 0 | 0 | 0 | 0 | 0 | 0 | 0 | 0 | 0 | 0 | 0 | 0 | 0 | 0 | 0 | 0 | 0 | 0 | 0 | 0 | 0 | 0 | 0 | 0 | 0 | 0 | 0 | 0 | 0 | 0
F3_Commercial_Retail_New_Food Preparation_Natural Gas_Double Rack Oven_E4 | F3 | Commercial | Retail | New | Food Preparation | Natural Gas | Double Rack Oven | E4 | System - kBTUs of Consumption | 0 | 0 | 0 | 0 | 0 | 0 | 0 | 0 | 0 | 0 | 0 | 0 | 0 | 0 | 0 | 0 | 0 | 0 | 0 | 0 | 0 | 0 | 0 | 0 | 0 | 0 | 0 | 0 | 0 | 0 | 0 | 0 | 0 | 0 | 0 | 0 | 0 | 0 | 0 | 0 | 0 | 0
F3_Commercial_Retail_New_Food Preparation_Natural Gas_Double Rack Oven_E5 | F3 | Commercial | Retail | New | Food Preparation | Natural Gas | Double Rack Oven | E5 | System - kBTUs of Consumption | 0 | 0 | 0 | 0 | 0 | 0 | 0 | 0 | 0 | 0 | 0 | 0 | 0 | 0 | 0 | 0 | 0 | 0 | 0 | 0 | 0 | 0 | 0 | 0 | 0 | 0 | 0 | 0 | 0 | 0 | 0 | 0 | 0 | 0 | 0 | 0 | 0 | 0 | 0 | 0 | 0 | 0
F3_Commercial_Retail_New_Food Preparation_Natural Gas_Double Rack Oven_E6 | F3 | Commercial | Retail | New | Food Preparation | Natural Gas | Double Rack Oven | E6 | System - kBTUs of Consumption | 0 | 0 | 0 | 0 | 0 | 0 | 0 | 0 | 0 | 0 | 0 | 0 | 0 | 0 | 0 | 0 | 0 | 0 | 0 | 0 | 0 | 0 | 0 | 0 | 0 | 0 | 0 | 0 | 0 | 0 | 0 | 0 | 0 | 0 | 0 | 0 | 0 | 0 | 0 | 0 | 0 | 0
F3_Commercial_Retail_New_Food Preparation_Natural Gas_Double Rack Oven_E7 | F3 | Commercial | Retail | New | Food Preparation | Natural Gas | Double Rack Oven | E7 | System - kBTUs of Consumption | 0 | 0 | 0 | 0 | 0 | 0 | 0 | 0 | 0 | 0 | 0 | 0 | 0 | 0 | 0 | 0 | 0 | 0 | 0 | 0 | 0 | 0 | 0 | 0 | 0 | 0 | 0 | 0 | 0 | 0 | 0 | 0 | 0 | 0 | 0 | 0 | 0 | 0 | 0 | 0 | 0 | 0
F3_Commercial_Retail_New_Food Preparation_Natural Gas_Double Rack Oven_E8 | F3 | Commercial | Retail | New | Food Preparation | Natural Gas | Double Rack Oven | E8 | System - kBTUs of Consumption | 0 | 0 | 0 | 0 | 0 | 0 | 0 | 0 | 0 | 0 | 0 | 0 | 0 | 0 | 0 | 0 | 0 | 0 | 0 | 0 | 0 | 0 | 0 | 0 | 0 | 0 | 0 | 0 | 0 | 0 | 0 | 0 | 0 | 0 | 0 | 0 | 0 | 0 | 0 | 0 | 0 | 0
F3_Commercial_Retail_New_Food Preparation_Natural Gas_Double Rack Oven_E9 | F3 | Commercial | Retail | New | Food Preparation | Natural Gas | Double Rack Oven | E9 | System - kBTUs of Consumption | 0 | 0 | 0 | 0 | 0 | 0 | 0 | 0 | 0 | 0 | 0 | 0 | 0 | 0 | 0 | 0 | 0 | 0 | 0 | 0 | 0 | 0 | 0 | 0 | 0 | 0 | 0 | 0 | 0 | 0 | 0 | 0 | 0 | 0 | 0 | 0 | 0 | 0 | 0 | 0 | 0 | 0
F3_Commercial_Retail_New_Food Preparation_Natural Gas_Double Rack Oven_E10 | F3 | Commercial | Retail | New | Food Preparation | Natural Gas | Double Rack Oven | E10 | System - kBTUs of Consumption | 0 | 0 | 0 | 0 | 0 | 0 | 0 | 0 | 0 | 0 | 0 | 0 | 0 | 0 | 0 | 0 | 0 | 0 | 0 | 0 | 0 | 0 | 0 | 0 | 0 | 0 | 0 | 0 | 0 | 0 | 0 | 0 | 0 | 0 | 0 | 0 | 0 | 0 | 0 | 0 | 0 | 0
F4_Commercial_Retail_New_Food Preparation_Natural Gas_Double Rack Oven_E1 | F4 | Commercial | Retail | New | Food Preparation | Natural Gas | Double Rack Oven | E1 | Utility - Cost of Equipment | 2.339 | 2.342 | 2.3547 | 2.3428 | 2.3368 | 2.3461 | 2.3684 | 2.3866 | 2.4088 | 2.4301 | 2.4518 | 2.4722 | 2.4939 | 2.5164 | 2.5382 | 2.5605 | 2.583 | 2.6071 | 2.6322 | 2.6581 | 2.6829 | 2.7079 | 2.7302 | 2.7526 | 2.772 | 2.7888 | 2.8041 | 2.8172 | 2.8276 | 2.836 | 2.8406 | 2.8437 | 2.8437 | 0 | 0 | 0 | 0 | 0 | 0 | 0 | 0 | 0
F4_Commercial_Retail_New_Food Preparation_Natural Gas_Double Rack Oven_E2 | F4 | Commercial | Retail | New | Food Preparation | Natural Gas | Double Rack Oven | E2 | Utility - Cost of Equipment | 1.2758 | 1.2774 | 1.2844 | 1.2779 | 1.2746 | 1.2797 | 1.2919 | 1.3018 | 1.3139 | 1.3255 | 1.3373 | 1.3485 | 1.3603 | 1.3726 | 1.3845 | 1.3966 | 1.4089 | 1.4221 | 1.4358 | 1.4499 | 1.4634 | 1.477 | 1.4892 | 1.5014 | 1.512 | 1.5212 | 1.5295 | 1.5367 | 1.5423 | 1.5469 | 1.5494 | 1.5511 | 1.5511 | 0 | 0 | 0 | 0 | 0 | 0 | 0 | 0 | 0
F4_Commercial_Retail_New_Food Preparation_Natural Gas_Double Rack Oven_E3 | F4 | Commercial | Retail | New | Food Preparation | Natural Gas | Double Rack Oven | E3 | Utility - Cost of Equipment | 0 | 0 | 0 | 0 | 0 | 0 | 0 | 0 | 0 | 0 | 0 | 0 | 0 | 0 | 0 | 0 | 0 | 0 | 0 | 0 | 0 | 0 | 0 | 0 | 0 | 0 | 0 | 0 | 0 | 0 | 0 | 0 | 0 | 0 | 0 | 0 | 0 | 0 | 0 | 0 | 0 | 0
F4_Commercial_Retail_New_Food Preparation_Natural Gas_Double Rack Oven_E4 | F4 | Commercial | Retail | New | Food Preparation | Natural Gas | Double Rack Oven | E4 | Utility - Cost of Equipment | 0 | 0 | 0 | 0 | 0 | 0 | 0 | 0 | 0 | 0 | 0 | 0 | 0 | 0 | 0 | 0 | 0 | 0 | 0 | 0 | 0 | 0 | 0 | 0 | 0 | 0 | 0 | 0 | 0 | 0 | 0 | 0 | 0 | 0 | 0 | 0 | 0 | 0 | 0 | 0 | 0 | 0
F4_Commercial_Retail_New_Food Preparation_Natural Gas_Double Rack Oven_E5 | F4 | Commercial | Retail | New | Food Preparation | Natural Gas | Double Rack Oven | E5 | Utility - Cost of Equipment | 0 | 0 | 0 | 0 | 0 | 0 | 0 | 0 | 0 | 0 | 0 | 0 | 0 | 0 | 0 | 0 | 0 | 0 | 0 | 0 | 0 | 0 | 0 | 0 | 0 | 0 | 0 | 0 | 0 | 0 | 0 | 0 | 0 | 0 | 0 | 0 | 0 | 0 | 0 | 0 | 0 | 0
F4_Commercial_Retail_New_Food Preparation_Natural Gas_Double Rack Oven_E6 | F4 | Commercial | Retail | New | Food Preparation | Natural Gas | Double Rack Oven | E6 | Utility - Cost of Equipment | 0 | 0 | 0 | 0 | 0 | 0 | 0 | 0 | 0 | 0 | 0 | 0 | 0 | 0 | 0 | 0 | 0 | 0 | 0 | 0 | 0 | 0 | 0 | 0 | 0 | 0 | 0 | 0 | 0 | 0 | 0 | 0 | 0 | 0 | 0 | 0 | 0 | 0 | 0 | 0 | 0 | 0
F4_Commercial_Retail_New_Food Preparation_Natural Gas_Double Rack Oven_E7 | F4 | Commercial | Retail | New | Food Preparation | Natural Gas | Double Rack Oven | E7 | Utility - Cost of Equipment | 0 | 0 | 0 | 0 | 0 | 0 | 0 | 0 | 0 | 0 | 0 | 0 | 0 | 0 | 0 | 0 | 0 | 0 | 0 | 0 | 0 | 0 | 0 | 0 | 0 | 0 | 0 | 0 | 0 | 0 | 0 | 0 | 0 | 0 | 0 | 0 | 0 | 0 | 0 | 0 | 0 | 0
F4_Commercial_Retail_New_Food Preparation_Natural Gas_Double Rack Oven_E8 | F4 | Commercial | Retail | New | Food Preparation | Natural Gas | Double Rack Oven | E8 | Utility - Cost of Equipment | 0 | 0 | 0 | 0 | 0 | 0 | 0 | 0 | 0 | 0 | 0 | 0 | 0 | 0 | 0 | 0 | 0 | 0 | 0 | 0 | 0 | 0 | 0 | 0 | 0 | 0 | 0 | 0 | 0 | 0 | 0 | 0 | 0 | 0 | 0 | 0 | 0 | 0 | 0 | 0 | 0 | 0
F4_Commercial_Retail_New_Food Preparation_Natural Gas_Double Rack Oven_E9 | F4 | Commercial | Retail | New | Food Preparation | Natural Gas | Double Rack Oven | E9 | Utility - Cost of Equipment | 0 | 0 | 0 | 0 | 0 | 0 | 0 | 0 | 0 | 0 | 0 | 0 | 0 | 0 | 0 | 0 | 0 | 0 | 0 | 0 | 0 | 0 | 0 | 0 | 0 | 0 | 0 | 0 | 0 | 0 | 0 | 0 | 0 | 0 | 0 | 0 | 0 | 0 | 0 | 0 | 0 | 0
F4_Commercial_Retail_New_Food Preparation_Natural Gas_Double Rack Oven_E10 | F4 | Commercial | Retail | New | Food Preparation | Natural Gas | Double Rack Oven | E10 | Utility - Cost of Equipment | 0 | 0 | 0 | 0 | 0 | 0 | 0 | 0 | 0 | 0 | 0 | 0 | 0 | 0 | 0 | 0 | 0 | 0 | 0 | 0 | 0 | 0 | 0 | 0 | 0 | 0 | 0 | 0 | 0 | 0 | 0 | 0 | 0 | 0 | 0 | 0 | 0 | 0 | 0 | 0 | 0 | 0
F5_Commercial_Retail_New_Food Preparation_Natural Gas_Double Rack Oven_E1 | F5 | Commercial | Retail | New | Food Preparation | Natural Gas | Double Rack Oven | E1 | Utility - Cost of Operation | 0.38529 | 0.38529 | 0.38529 | 0.38529 | 0.38529 | 0.38529 | 0.38529 | 0.38529 | 0.38529 | 0.38529 | 0.38529 | 0.38529 | 0.38529 | 0.38529 | 0.38529 | 0.38529 | 0.38529 | 0.38529 | 0.38529 | 0.38529 | 0.38529 | 0.38529 | 0.38529 | 0.38529 | 0.38529 | 0.38529 | 0.38529 | 0.38529 | 0.38529 | 0.38529 | 0.38529 | 0.38529 | 0.38529 | 0 | 0 | 0 | 0 | 0 | 0 | 0 | 0 | 0
F5_Commercial_Retail_New_Food Preparation_Natural Gas_Double Rack Oven_E2 | F5 | Commercial | Retail | New | Food Preparation | Natural Gas | Double Rack Oven | E2 | Utility - Cost of Operation | 0.5124 | 0.5124 | 0.5124 | 0.5124 | 0.5124 | 0.5124 | 0.5124 | 0.5124 | 0.5124 | 0.5124 | 0.5124 | 0.5124 | 0.5124 | 0.5124 | 0.5124 | 0.5124 | 0.5124 | 0.5124 | 0.5124 | 0.5124 | 0.5124 | 0.5124 | 0.5124 | 0.5124 | 0.5124 | 0.5124 | 0.5124 | 0.5124 | 0.5124 | 0.5124 | 0.5124 | 0.5124 | 0.5124 | 0 | 0 | 0 | 0 | 0 | 0 | 0 | 0 | 0
F5_Commercial_Retail_New_Food Preparation_Natural Gas_Double Rack Oven_E3 | F5 | Commercial | Retail | New | Food Preparation | Natural Gas | Double Rack Oven | E3 | Utility - Cost of Operation | 0 | 0 | 0 | 0 | 0 | 0 | 0 | 0 | 0 | 0 | 0 | 0 | 0 | 0 | 0 | 0 | 0 | 0 | 0 | 0 | 0 | 0 | 0 | 0 | 0 | 0 | 0 | 0 | 0 | 0 | 0 | 0 | 0 | 0 | 0 | 0 | 0 | 0 | 0 | 0 | 0 | 0
F5_Commercial_Retail_New_Food Preparation_Natural Gas_Double Rack Oven_E4 | F5 | Commercial | Retail | New | Food Preparation | Natural Gas | Double Rack Oven | E4 | Utility - Cost of Operation | 0 | 0 | 0 | 0 | 0 | 0 | 0 | 0 | 0 | 0 | 0 | 0 | 0 | 0 | 0 | 0 | 0 | 0 | 0 | 0 | 0 | 0 | 0 | 0 | 0 | 0 | 0 | 0 | 0 | 0 | 0 | 0 | 0 | 0 | 0 | 0 | 0 | 0 | 0 | 0 | 0 | 0
F5_Commercial_Retail_New_Food Preparation_Natural Gas_Double Rack Oven_E5 | F5 | Commercial | Retail | New | Food Preparation | Natural Gas | Double Rack Oven | E5 | Utility - Cost of Operation | 0 | 0 | 0 | 0 | 0 | 0 | 0 | 0 | 0 | 0 | 0 | 0 | 0 | 0 | 0 | 0 | 0 | 0 | 0 | 0 | 0 | 0 | 0 | 0 | 0 | 0 | 0 | 0 | 0 | 0 | 0 | 0 | 0 | 0 | 0 | 0 | 0 | 0 | 0 | 0 | 0 | 0
F5_Commercial_Retail_New_Food Preparation_Natural Gas_Double Rack Oven_E6 | F5 | Commercial | Retail | New | Food Preparation | Natural Gas | Double Rack Oven | E6 | Utility - Cost of Operation | 0 | 0 | 0 | 0 | 0 | 0 | 0 | 0 | 0 | 0 | 0 | 0 | 0 | 0 | 0 | 0 | 0 | 0 | 0 | 0 | 0 | 0 | 0 | 0 | 0 | 0 | 0 | 0 | 0 | 0 | 0 | 0 | 0 | 0 | 0 | 0 | 0 | 0 | 0 | 0 | 0 | 0
F5_Commercial_Retail_New_Food Preparation_Natural Gas_Double Rack Oven_E7 | F5 | Commercial | Retail | New | Food Preparation | Natural Gas | Double Rack Oven | E7 | Utility - Cost of Operation | 0 | 0 | 0 | 0 | 0 | 0 | 0 | 0 | 0 | 0 | 0 | 0 | 0 | 0 | 0 | 0 | 0 | 0 | 0 | 0 | 0 | 0 | 0 | 0 | 0 | 0 | 0 | 0 | 0 | 0 | 0 | 0 | 0 | 0 | 0 | 0 | 0 | 0 | 0 | 0 | 0 | 0
F5_Commercial_Retail_New_Food Preparation_Natural Gas_Double Rack Oven_E8 | F5 | Commercial | Retail | New | Food Preparation | Natural Gas | Double Rack Oven | E8 | Utility - Cost of Operation | 0 | 0 | 0 | 0 | 0 | 0 | 0 | 0 | 0 | 0 | 0 | 0 | 0 | 0 | 0 | 0 | 0 | 0 | 0 | 0 | 0 | 0 | 0 | 0 | 0 | 0 | 0 | 0 | 0 | 0 | 0 | 0 | 0 | 0 | 0 | 0 | 0 | 0 | 0 | 0 | 0 | 0
F5_Commercial_Retail_New_Food Preparation_Natural Gas_Double Rack Oven_E9 | F5 | Commercial | Retail | New | Food Preparation | Natural Gas | Double Rack Oven | E9 | Utility - Cost of Operation | 0 | 0 | 0 | 0 | 0 | 0 | 0 | 0 | 0 | 0 | 0 | 0 | 0 | 0 | 0 | 0 | 0 | 0 | 0 | 0 | 0 | 0 | 0 | 0 | 0 | 0 | 0 | 0 | 0 | 0 | 0 | 0 | 0 | 0 | 0 | 0 | 0 | 0 | 0 | 0 | 0 | 0
F5_Commercial_Retail_New_Food Preparation_Natural Gas_Double Rack Oven_E10 | F5 | Commercial | Retail | New | Food Preparation | Natural Gas | Double Rack Oven | E10 | Utility - Cost of Operation | 0 | 0 | 0 | 0 | 0 | 0 | 0 | 0 | 0 | 0 | 0 | 0 | 0 | 0 | 0 | 0 | 0 | 0 | 0 | 0 | 0 | 0 | 0 | 0 | 0 | 0 | 0 | 0 | 0 | 0 | 0 | 0 | 0 | 0 | 0 | 0 | 0 | 0 | 0 | 0 | 0 | 0
F6_Commercial_Retail_New_Food Preparation_Natural Gas_Double Rack Oven_E1 | F6 | Commercial | Retail | New | Food Preparation | Natural Gas | Double Rack Oven | E1 | Utility - Value of Sales | 1.2381 | 1.2436 | 1.2525 | 1.2506 | 1.2506 | 1.2506 | 1.2506 | 1.2506 | 1.2506 | 1.2506 | 1.2506 | 1.2506 | 1.2506 | 1.2506 | 1.2506 | 1.2506 | 1.2506 | 1.2506 | 1.2506 | 1.2506 | 1.2506 | 1.2506 | 1.2506 | 1.2506 | 1.2506 | 1.2506 | 1.2506 | 1.2506 | 1.2506 | 1.2506 | 1.2506 | 1.2506 | 1.2506 | 0 | 0 | 0 | 0 | 0 | 0 | 0 | 0 | 0
F6_Commercial_Retail_New_Food Preparation_Natural Gas_Double Rack Oven_E2 | F6 | Commercial | Retail | New | Food Preparation | Natural Gas | Double Rack Oven | E2 | Utility - Value of Sales | 0.67532 | 0.67834 | 0.6832 | 0.68213 | 0.68213 | 0.68213 | 0.68213 | 0.68213 | 0.68213 | 0.68213 | 0.68213 | 0.68213 | 0.68213 | 0.68213 | 0.68213 | 0.68213 | 0.68213 | 0.68213 | 0.68213 | 0.68213 | 0.68213 | 0.68213 | 0.68213 | 0.68213 | 0.68213 | 0.68213 | 0.68213 | 0.68213 | 0.68213 | 0.68213 | 0.68213 | 0.68213 | 0.68213 | 0 | 0 | 0 | 0 | 0 | 0 | 0 | 0 | 0
F6_Commercial_Retail_New_Food Preparation_Natural Gas_Double Rack Oven_E3 | F6 | Commercial | Retail | New | Food Preparation | Natural Gas | Double Rack Oven | E3 | Utility - Value of Sales | 0 | 0 | 0 | 0 | 0 | 0 | 0 | 0 | 0 | 0 | 0 | 0 | 0 | 0 | 0 | 0 | 0 | 0 | 0 | 0 | 0 | 0 | 0 | 0 | 0 | 0 | 0 | 0 | 0 | 0 | 0 | 0 | 0 | 0 | 0 | 0 | 0 | 0 | 0 | 0 | 0 | 0
F6_Commercial_Retail_New_Food Preparation_Natural Gas_Double Rack Oven_E4 | F6 | Commercial | Retail | New | Food Preparation | Natural Gas | Double Rack Oven | E4 | Utility - Value of Sales | 0 | 0 | 0 | 0 | 0 | 0 | 0 | 0 | 0 | 0 | 0 | 0 | 0 | 0 | 0 | 0 | 0 | 0 | 0 | 0 | 0 | 0 | 0 | 0 | 0 | 0 | 0 | 0 | 0 | 0 | 0 | 0 | 0 | 0 | 0 | 0 | 0 | 0 | 0 | 0 | 0 | 0
F6_Commercial_Retail_New_Food Preparation_Natural Gas_Double Rack Oven_E5 | F6 | Commercial | Retail | New | Food Preparation | Natural Gas | Double Rack Oven | E5 | Utility - Value of Sales | 0 | 0 | 0 | 0 | 0 | 0 | 0 | 0 | 0 | 0 | 0 | 0 | 0 | 0 | 0 | 0 | 0 | 0 | 0 | 0 | 0 | 0 | 0 | 0 | 0 | 0 | 0 | 0 | 0 | 0 | 0 | 0 | 0 | 0 | 0 | 0 | 0 | 0 | 0 | 0 | 0 | 0
F6_Commercial_Retail_New_Food Preparation_Natural Gas_Double Rack Oven_E6 | F6 | Commercial | Retail | New | Food Preparation | Natural Gas | Double Rack Oven | E6 | Utility - Value of Sales | 0 | 0 | 0 | 0 | 0 | 0 | 0 | 0 | 0 | 0 | 0 | 0 | 0 | 0 | 0 | 0 | 0 | 0 | 0 | 0 | 0 | 0 | 0 | 0 | 0 | 0 | 0 | 0 | 0 | 0 | 0 | 0 | 0 | 0 | 0 | 0 | 0 | 0 | 0 | 0 | 0 | 0
F6_Commercial_Retail_New_Food Preparation_Natural Gas_Double Rack Oven_E7 | F6 | Commercial | Retail | New | Food Preparation | Natural Gas | Double Rack Oven | E7 | Utility - Value of Sales | 0 | 0 | 0 | 0 | 0 | 0 | 0 | 0 | 0 | 0 | 0 | 0 | 0 | 0 | 0 | 0 | 0 | 0 | 0 | 0 | 0 | 0 | 0 | 0 | 0 | 0 | 0 | 0 | 0 | 0 | 0 | 0 | 0 | 0 | 0 | 0 | 0 | 0 | 0 | 0 | 0 | 0
F6_Commercial_Retail_New_Food Preparation_Natural Gas_Double Rack Oven_E8 | F6 | Commercial | Retail | New | Food Preparation | Natural Gas | Double Rack Oven | E8 | Utility - Value of Sales | 0 | 0 | 0 | 0 | 0 | 0 | 0 | 0 | 0 | 0 | 0 | 0 | 0 | 0 | 0 | 0 | 0 | 0 | 0 | 0 | 0 | 0 | 0 | 0 | 0 | 0 | 0 | 0 | 0 | 0 | 0 | 0 | 0 | 0 | 0 | 0 | 0 | 0 | 0 | 0 | 0 | 0
F6_Commercial_Retail_New_Food Preparation_Natural Gas_Double Rack Oven_E9 | F6 | Commercial | Retail | New | Food Preparation | Natural Gas | Double Rack Oven | E9 | Utility - Value of Sales | 0 | 0 | 0 | 0 | 0 | 0 | 0 | 0 | 0 | 0 | 0 | 0 | 0 | 0 | 0 | 0 | 0 | 0 | 0 | 0 | 0 | 0 | 0 | 0 | 0 | 0 | 0 | 0 | 0 | 0 | 0 | 0 | 0 | 0 | 0 | 0 | 0 | 0 | 0 | 0 | 0 | 0
F6_Commercial_Retail_New_Food Preparation_Natural Gas_Double Rack Oven_E10 | F6 | Commercial | Retail | New | Food Preparation | Natural Gas | Double Rack Oven | E10 | Utility - Value of Sales | 0 | 0 | 0 | 0 | 0 | 0 | 0 | 0 | 0 | 0 | 0 | 0 | 0 | 0 | 0 | 0 | 0 | 0 | 0 | 0 | 0 | 0 | 0 | 0 | 0 | 0 | 0 | 0 | 0 | 0 | 0 | 0 | 0 | 0 | 0 | 0 | 0 | 0 | 0 | 0 | 0 | 0
F1_Commercial_Retail_New_Food Preparation_Natural Gas_Fryer_E1 | F1 | Commercial | Retail | New | Food Preparation | Natural Gas | Fryer | E1 | RVT - Cost of Equipment | 0.97103 | 0.96996 | 0.97415 | 0 | 0 | 0 | 0 | 0 | 0 | 0 | 0 | 0 | 0 | 0 | 0 | 0 | 0 | 0 | 0 | 0 | 0 | 0 | 0 | 0 | 0 | 0 | 0 | 0 | 0 | 0 | 0 | 0 | 0 | 0 | 0 | 0 | 0 | 0 | 0 | 0 | 0 | 0
F1_Commercial_Retail_New_Food Preparation_Natural Gas_Fryer_E2 | F1 | Commercial | Retail | New | Food Preparation | Natural Gas | Fryer | E2 | RVT - Cost of Equipment | 0.65253 | 0.65181 | 0.65462 | 0.64873 | 0.64497 | 0.64676 | 0.65322 | 0.6583 | 0.66468 | 0.67072 | 0.67664 | 0.68209 | 0.68786 | 0.69392 | 0.69963 | 0.70554 | 0.71141 | 0.71793 | 0.72474 | 0.73196 | 0.73903 | 0.7466 | 0.75366 | 0.76119 | 0.76791 | 0.77386 | 0.77929 | 0.78397 | 0.78763 | 0.79063 | 0.79227 | 0.79337 | 0.79337 | 0 | 0 | 0 | 0 | 0 | 0 | 0 | 0 | 0
F1_Commercial_Retail_New_Food Preparation_Natural Gas_Fryer_E3 | F1 | Commercial | Retail | New | Food Preparation | Natural Gas | Fryer | E3 | RVT - Cost of Equipment | 0 | 0 | 0 | 0 | 0 | 0 | 0 | 0 | 0 | 0 | 0 | 0 | 0 | 0 | 0 | 0 | 0 | 0 | 0 | 0 | 0 | 0 | 0 | 0 | 0 | 0 | 0 | 0 | 0 | 0 | 0 | 0 | 0 | 0 | 0 | 0 | 0 | 0 | 0 | 0 | 0 | 0
F1_Commercial_Retail_New_Food Preparation_Natural Gas_Fryer_E4 | F1 | Commercial | Retail | New | Food Preparation | Natural Gas | Fryer | E4 | RVT - Cost of Equipment | 0 | 0 | 0 | 0 | 0 | 0 | 0 | 0 | 0 | 0 | 0 | 0 | 0 | 0 | 0 | 0 | 0 | 0 | 0 | 0 | 0 | 0 | 0 | 0 | 0 | 0 | 0 | 0 | 0 | 0 | 0 | 0 | 0 | 0 | 0 | 0 | 0 | 0 | 0 | 0 | 0 | 0
F1_Commercial_Retail_New_Food Preparation_Natural Gas_Fryer_E5 | F1 | Commercial | Retail | New | Food Preparation | Natural Gas | Fryer | E5 | RVT - Cost of Equipment | 0 | 0 | 0 | 0 | 0 | 0 | 0 | 0 | 0 | 0 | 0 | 0 | 0 | 0 | 0 | 0 | 0 | 0 | 0 | 0 | 0 | 0 | 0 | 0 | 0 | 0 | 0 | 0 | 0 | 0 | 0 | 0 | 0 | 0 | 0 | 0 | 0 | 0 | 0 | 0 | 0 | 0
F1_Commercial_Retail_New_Food Preparation_Natural Gas_Fryer_E6 | F1 | Commercial | Retail | New | Food Preparation | Natural Gas | Fryer | E6 | RVT - Cost of Equipment | 0 | 0 | 0 | 0 | 0 | 0 | 0 | 0 | 0 | 0 | 0 | 0 | 0 | 0 | 0 | 0 | 0 | 0 | 0 | 0 | 0 | 0 | 0 | 0 | 0 | 0 | 0 | 0 | 0 | 0 | 0 | 0 | 0 | 0 | 0 | 0 | 0 | 0 | 0 | 0 | 0 | 0
F1_Commercial_Retail_New_Food Preparation_Natural Gas_Fryer_E7 | F1 | Commercial | Retail | New | Food Preparation | Natural Gas | Fryer | E7 | RVT - Cost of Equipment | 0 | 0 | 0 | 0 | 0 | 0 | 0 | 0 | 0 | 0 | 0 | 0 | 0 | 0 | 0 | 0 | 0 | 0 | 0 | 0 | 0 | 0 | 0 | 0 | 0 | 0 | 0 | 0 | 0 | 0 | 0 | 0 | 0 | 0 | 0 | 0 | 0 | 0 | 0 | 0 | 0 | 0
F1_Commercial_Retail_New_Food Preparation_Natural Gas_Fryer_E8 | F1 | Commercial | Retail | New | Food Preparation | Natural Gas | Fryer | E8 | RVT - Cost of Equipment | 0 | 0 | 0 | 0 | 0 | 0 | 0 | 0 | 0 | 0 | 0 | 0 | 0 | 0 | 0 | 0 | 0 | 0 | 0 | 0 | 0 | 0 | 0 | 0 | 0 | 0 | 0 | 0 | 0 | 0 | 0 | 0 | 0 | 0 | 0 | 0 | 0 | 0 | 0 | 0 | 0 | 0
F1_Commercial_Retail_New_Food Preparation_Natural Gas_Fryer_E9 | F1 | Commercial | Retail | New | Food Preparation | Natural Gas | Fryer | E9 | RVT - Cost of Equipment | 0 | 0 | 0 | 0 | 0 | 0 | 0 | 0 | 0 | 0 | 0 | 0 | 0 | 0 | 0 | 0 | 0 | 0 | 0 | 0 | 0 | 0 | 0 | 0 | 0 | 0 | 0 | 0 | 0 | 0 | 0 | 0 | 0 | 0 | 0 | 0 | 0 | 0 | 0 | 0 | 0 | 0
F1_Commercial_Retail_New_Food Preparation_Natural Gas_Fryer_E10 | F1 | Commercial | Retail | New | Food Preparation | Natural Gas | Fryer | E10 | RVT - Cost of Equipment | 0 | 0 | 0 | 0 | 0 | 0 | 0 | 0 | 0 | 0 | 0 | 0 | 0 | 0 | 0 | 0 | 0 | 0 | 0 | 0 | 0 | 0 | 0 | 0 | 0 | 0 | 0 | 0 | 0 | 0 | 0 | 0 | 0 | 0 | 0 | 0 | 0 | 0 | 0 | 0 | 0 | 0
F2_Commercial_Retail_New_Food Preparation_Natural Gas_Fryer_E1 | F2 | Commercial | Retail | New | Food Preparation | Natural Gas | Fryer | E1 | RVT - Cost of Operation | 1.1634 | 1.1621 | 1.1671 | 0 | 0 | 0 | 0 | 0 | 0 | 0 | 0 | 0 | 0 | 0 | 0 | 0 | 0 | 0 | 0 | 0 | 0 | 0 | 0 | 0 | 0 | 0 | 0 | 0 | 0 | 0 | 0 | 0 | 0 | 0 | 0 | 0 | 0 | 0 | 0 | 0 | 0 | 0
F2_Commercial_Retail_New_Food Preparation_Natural Gas_Fryer_E2 | F2 | Commercial | Retail | New | Food Preparation | Natural Gas | Fryer | E2 | RVT - Cost of Operation | 0.78177 | 0.78091 | 0.78427 | 0.77722 | 0.77272 | 0.77486 | 0.7826 | 0.78869 | 0.79632 | 0.80356 | 0.81066 | 0.81719 | 0.8241 | 0.83136 | 0.83821 | 0.84528 | 0.85231 | 0.86013 | 0.86828 | 0.87693 | 0.8854 | 0.89448 | 0.90293 | 0.91195 | 0.92 | 0.92714 | 0.93364 | 0.93924 | 0.94363 | 0.94723 | 0.94919 | 0.9505 | 0.9505 | 0 | 0 | 0 | 0 | 0 | 0 | 0 | 0 | 0
F2_Commercial_Retail_New_Food Preparation_Natural Gas_Fryer_E3 | F2 | Commercial | Retail | New | Food Preparation | Natural Gas | Fryer | E3 | RVT - Cost of Operation | 0 | 0 | 0 | 0 | 0 | 0 | 0 | 0 | 0 | 0 | 0 | 0 | 0 | 0 | 0 | 0 | 0 | 0 | 0 | 0 | 0 | 0 | 0 | 0 | 0 | 0 | 0 | 0 | 0 | 0 | 0 | 0 | 0 | 0 | 0 | 0 | 0 | 0 | 0 | 0 | 0 | 0
F2_Commercial_Retail_New_Food Preparation_Natural Gas_Fryer_E4 | F2 | Commercial | Retail | New | Food Preparation | Natural Gas | Fryer | E4 | RVT - Cost of Operation | 0 | 0 | 0 | 0 | 0 | 0 | 0 | 0 | 0 | 0 | 0 | 0 | 0 | 0 | 0 | 0 | 0 | 0 | 0 | 0 | 0 | 0 | 0 | 0 | 0 | 0 | 0 | 0 | 0 | 0 | 0 | 0 | 0 | 0 | 0 | 0 | 0 | 0 | 0 | 0 | 0 | 0
F2_Commercial_Retail_New_Food Preparation_Natural Gas_Fryer_E5 | F2 | Commercial | Retail | New | Food Preparation | Natural Gas | Fryer | E5 | RVT - Cost of Operation | 0 | 0 | 0 | 0 | 0 | 0 | 0 | 0 | 0 | 0 | 0 | 0 | 0 | 0 | 0 | 0 | 0 | 0 | 0 | 0 | 0 | 0 | 0 | 0 | 0 | 0 | 0 | 0 | 0 | 0 | 0 | 0 | 0 | 0 | 0 | 0 | 0 | 0 | 0 | 0 | 0 | 0
F2_Commercial_Retail_New_Food Preparation_Natural Gas_Fryer_E6 | F2 | Commercial | Retail | New | Food Preparation | Natural Gas | Fryer | E6 | RVT - Cost of Operation | 0 | 0 | 0 | 0 | 0 | 0 | 0 | 0 | 0 | 0 | 0 | 0 | 0 | 0 | 0 | 0 | 0 | 0 | 0 | 0 | 0 | 0 | 0 | 0 | 0 | 0 | 0 | 0 | 0 | 0 | 0 | 0 | 0 | 0 | 0 | 0 | 0 | 0 | 0 | 0 | 0 | 0
F2_Commercial_Retail_New_Food Preparation_Natural Gas_Fryer_E7 | F2 | Commercial | Retail | New | Food Preparation | Natural Gas | Fryer | E7 | RVT - Cost of Operation | 0 | 0 | 0 | 0 | 0 | 0 | 0 | 0 | 0 | 0 | 0 | 0 | 0 | 0 | 0 | 0 | 0 | 0 | 0 | 0 | 0 | 0 | 0 | 0 | 0 | 0 | 0 | 0 | 0 | 0 | 0 | 0 | 0 | 0 | 0 | 0 | 0 | 0 | 0 | 0 | 0 | 0
F2_Commercial_Retail_New_Food Preparation_Natural Gas_Fryer_E8 | F2 | Commercial | Retail | New | Food Preparation | Natural Gas | Fryer | E8 | RVT - Cost of Operation | 0 | 0 | 0 | 0 | 0 | 0 | 0 | 0 | 0 | 0 | 0 | 0 | 0 | 0 | 0 | 0 | 0 | 0 | 0 | 0 | 0 | 0 | 0 | 0 | 0 | 0 | 0 | 0 | 0 | 0 | 0 | 0 | 0 | 0 | 0 | 0 | 0 | 0 | 0 | 0 | 0 | 0
F2_Commercial_Retail_New_Food Preparation_Natural Gas_Fryer_E9 | F2 | Commercial | Retail | New | Food Preparation | Natural Gas | Fryer | E9 | RVT - Cost of Operation | 0 | 0 | 0 | 0 | 0 | 0 | 0 | 0 | 0 | 0 | 0 | 0 | 0 | 0 | 0 | 0 | 0 | 0 | 0 | 0 | 0 | 0 | 0 | 0 | 0 | 0 | 0 | 0 | 0 | 0 | 0 | 0 | 0 | 0 | 0 | 0 | 0 | 0 | 0 | 0 | 0 | 0
F2_Commercial_Retail_New_Food Preparation_Natural Gas_Fryer_E10 | F2 | Commercial | Retail | New | Food Preparation | Natural Gas | Fryer | E10 | RVT - Cost of Operation | 0 | 0 | 0 | 0 | 0 | 0 | 0 | 0 | 0 | 0 | 0 | 0 | 0 | 0 | 0 | 0 | 0 | 0 | 0 | 0 | 0 | 0 | 0 | 0 | 0 | 0 | 0 | 0 | 0 | 0 | 0 | 0 | 0 | 0 | 0 | 0 | 0 | 0 | 0 | 0 | 0 | 0
F3_Commercial_Retail_New_Food Preparation_Natural Gas_Fryer_E1 | F3 | Commercial | Retail | New | Food Preparation | Natural Gas | Fryer | E1 | System - kBTUs of Consumption | 0.30988 | 0.30988 | 0.30988 | 0 | 0 | 0 | 0 | 0 | 0 | 0 | 0 | 0 | 0 | 0 | 0 | 0 | 0 | 0 | 0 | 0 | 0 | 0 | 0 | 0 | 0 | 0 | 0 | 0 | 0 | 0 | 0 | 0 | 0 | 0 | 0 | 0 | 0 | 0 | 0 | 0 | 0 | 0
F3_Commercial_Retail_New_Food Preparation_Natural Gas_Fryer_E2 | F3 | Commercial | Retail | New | Food Preparation | Natural Gas | Fryer | E2 | System - kBTUs of Consumption | 0.36958 | 0.36958 | 0.36958 | 0.36958 | 0.36958 | 0.36958 | 0.36958 | 0.36958 | 0.36958 | 0.36958 | 0.36958 | 0.36958 | 0.36958 | 0.36958 | 0.36958 | 0.36958 | 0.36958 | 0.36958 | 0.36958 | 0.36958 | 0.36958 | 0.36958 | 0.36958 | 0.36958 | 0.36958 | 0.36958 | 0.36958 | 0.36958 | 0.36958 | 0.36958 | 0.36958 | 0.36958 | 0.36958 | 0 | 0 | 0 | 0 | 0 | 0 | 0 | 0 | 0
F3_Commercial_Retail_New_Food Preparation_Natural Gas_Fryer_E3 | F3 | Commercial | Retail | New | Food Preparation | Natural Gas | Fryer | E3 | System - kBTUs of Consumption | 0 | 0 | 0 | 0 | 0 | 0 | 0 | 0 | 0 | 0 | 0 | 0 | 0 | 0 | 0 | 0 | 0 | 0 | 0 | 0 | 0 | 0 | 0 | 0 | 0 | 0 | 0 | 0 | 0 | 0 | 0 | 0 | 0 | 0 | 0 | 0 | 0 | 0 | 0 | 0 | 0 | 0
F3_Commercial_Retail_New_Food Preparation_Natural Gas_Fryer_E4 | F3 | Commercial | Retail | New | Food Preparation | Natural Gas | Fryer | E4 | System - kBTUs of Consumption | 0 | 0 | 0 | 0 | 0 | 0 | 0 | 0 | 0 | 0 | 0 | 0 | 0 | 0 | 0 | 0 | 0 | 0 | 0 | 0 | 0 | 0 | 0 | 0 | 0 | 0 | 0 | 0 | 0 | 0 | 0 | 0 | 0 | 0 | 0 | 0 | 0 | 0 | 0 | 0 | 0 | 0
F3_Commercial_Retail_New_Food Preparation_Natural Gas_Fryer_E5 | F3 | Commercial | Retail | New | Food Preparation | Natural Gas | Fryer | E5 | System - kBTUs of Consumption | 0 | 0 | 0 | 0 | 0 | 0 | 0 | 0 | 0 | 0 | 0 | 0 | 0 | 0 | 0 | 0 | 0 | 0 | 0 | 0 | 0 | 0 | 0 | 0 | 0 | 0 | 0 | 0 | 0 | 0 | 0 | 0 | 0 | 0 | 0 | 0 | 0 | 0 | 0 | 0 | 0 | 0
F3_Commercial_Retail_New_Food Preparation_Natural Gas_Fryer_E6 | F3 | Commercial | Retail | New | Food Preparation | Natural Gas | Fryer | E6 | System - kBTUs of Consumption | 0 | 0 | 0 | 0 | 0 | 0 | 0 | 0 | 0 | 0 | 0 | 0 | 0 | 0 | 0 | 0 | 0 | 0 | 0 | 0 | 0 | 0 | 0 | 0 | 0 | 0 | 0 | 0 | 0 | 0 | 0 | 0 | 0 | 0 | 0 | 0 | 0 | 0 | 0 | 0 | 0 | 0
F3_Commercial_Retail_New_Food Preparation_Natural Gas_Fryer_E7 | F3 | Commercial | Retail | New | Food Preparation | Natural Gas | Fryer | E7 | System - kBTUs of Consumption | 0 | 0 | 0 | 0 | 0 | 0 | 0 | 0 | 0 | 0 | 0 | 0 | 0 | 0 | 0 | 0 | 0 | 0 | 0 | 0 | 0 | 0 | 0 | 0 | 0 | 0 | 0 | 0 | 0 | 0 | 0 | 0 | 0 | 0 | 0 | 0 | 0 | 0 | 0 | 0 | 0 | 0
F3_Commercial_Retail_New_Food Preparation_Natural Gas_Fryer_E8 | F3 | Commercial | Retail | New | Food Preparation | Natural Gas | Fryer | E8 | System - kBTUs of Consumption | 0 | 0 | 0 | 0 | 0 | 0 | 0 | 0 | 0 | 0 | 0 | 0 | 0 | 0 | 0 | 0 | 0 | 0 | 0 | 0 | 0 | 0 | 0 | 0 | 0 | 0 | 0 | 0 | 0 | 0 | 0 | 0 | 0 | 0 | 0 | 0 | 0 | 0 | 0 | 0 | 0 | 0
F3_Commercial_Retail_New_Food Preparation_Natural Gas_Fryer_E9 | F3 | Commercial | Retail | New | Food Preparation | Natural Gas | Fryer | E9 | System - kBTUs of Consumption | 0 | 0 | 0 | 0 | 0 | 0 | 0 | 0 | 0 | 0 | 0 | 0 | 0 | 0 | 0 | 0 | 0 | 0 | 0 | 0 | 0 | 0 | 0 | 0 | 0 | 0 | 0 | 0 | 0 | 0 | 0 | 0 | 0 | 0 | 0 | 0 | 0 | 0 | 0 | 0 | 0 | 0
F3_Commercial_Retail_New_Food Preparation_Natural Gas_Fryer_E10 | F3 | Commercial | Retail | New | Food Preparation | Natural Gas | Fryer | E10 | System - kBTUs of Consumption | 0 | 0 | 0 | 0 | 0 | 0 | 0 | 0 | 0 | 0 | 0 | 0 | 0 | 0 | 0 | 0 | 0 | 0 | 0 | 0 | 0 | 0 | 0 | 0 | 0 | 0 | 0 | 0 | 0 | 0 | 0 | 0 | 0 | 0 | 0 | 0 | 0 | 0 | 0 | 0 | 0 | 0
F4_Commercial_Retail_New_Food Preparation_Natural Gas_Fryer_E1 | F4 | Commercial | Retail | New | Food Preparation | Natural Gas | Fryer | E1 | Utility - Cost of Equipment | 1.1634 | 1.1621 | 1.1671 | 0 | 0 | 0 | 0 | 0 | 0 | 0 | 0 | 0 | 0 | 0 | 0 | 0 | 0 | 0 | 0 | 0 | 0 | 0 | 0 | 0 | 0 | 0 | 0 | 0 | 0 | 0 | 0 | 0 | 0 | 0 | 0 | 0 | 0 | 0 | 0 | 0 | 0 | 0
F4_Commercial_Retail_New_Food Preparation_Natural Gas_Fryer_E2 | F4 | Commercial | Retail | New | Food Preparation | Natural Gas | Fryer | E2 | Utility - Cost of Equipment | 0.78177 | 0.78091 | 0.78427 | 0.77722 | 0.77272 | 0.77486 | 0.7826 | 0.78869 | 0.79632 | 0.80356 | 0.81066 | 0.81719 | 0.8241 | 0.83136 | 0.83821 | 0.84528 | 0.85231 | 0.86013 | 0.86828 | 0.87693 | 0.8854 | 0.89448 | 0.90293 | 0.91195 | 0.92 | 0.92714 | 0.93364 | 0.93924 | 0.94363 | 0.94723 | 0.94919 | 0.9505 | 0.9505 | 0 | 0 | 0 | 0 | 0 | 0 | 0 | 0 | 0
F4_Commercial_Retail_New_Food Preparation_Natural Gas_Fryer_E3 | F4 | Commercial | Retail | New | Food Preparation | Natural Gas | Fryer | E3 | Utility - Cost of Equipment | 0 | 0 | 0 | 0 | 0 | 0 | 0 | 0 | 0 | 0 | 0 | 0 | 0 | 0 | 0 | 0 | 0 | 0 | 0 | 0 | 0 | 0 | 0 | 0 | 0 | 0 | 0 | 0 | 0 | 0 | 0 | 0 | 0 | 0 | 0 | 0 | 0 | 0 | 0 | 0 | 0 | 0
F4_Commercial_Retail_New_Food Preparation_Natural Gas_Fryer_E4 | F4 | Commercial | Retail | New | Food Preparation | Natural Gas | Fryer | E4 | Utility - Cost of Equipment | 0 | 0 | 0 | 0 | 0 | 0 | 0 | 0 | 0 | 0 | 0 | 0 | 0 | 0 | 0 | 0 | 0 | 0 | 0 | 0 | 0 | 0 | 0 | 0 | 0 | 0 | 0 | 0 | 0 | 0 | 0 | 0 | 0 | 0 | 0 | 0 | 0 | 0 | 0 | 0 | 0 | 0
F4_Commercial_Retail_New_Food Preparation_Natural Gas_Fryer_E5 | F4 | Commercial | Retail | New | Food Preparation | Natural Gas | Fryer | E5 | Utility - Cost of Equipment | 0 | 0 | 0 | 0 | 0 | 0 | 0 | 0 | 0 | 0 | 0 | 0 | 0 | 0 | 0 | 0 | 0 | 0 | 0 | 0 | 0 | 0 | 0 | 0 | 0 | 0 | 0 | 0 | 0 | 0 | 0 | 0 | 0 | 0 | 0 | 0 | 0 | 0 | 0 | 0 | 0 | 0
F4_Commercial_Retail_New_Food Preparation_Natural Gas_Fryer_E6 | F4 | Commercial | Retail | New | Food Preparation | Natural Gas | Fryer | E6 | Utility - Cost of Equipment | 0 | 0 | 0 | 0 | 0 | 0 | 0 | 0 | 0 | 0 | 0 | 0 | 0 | 0 | 0 | 0 | 0 | 0 | 0 | 0 | 0 | 0 | 0 | 0 | 0 | 0 | 0 | 0 | 0 | 0 | 0 | 0 | 0 | 0 | 0 | 0 | 0 | 0 | 0 | 0 | 0 | 0
F4_Commercial_Retail_New_Food Preparation_Natural Gas_Fryer_E7 | F4 | Commercial | Retail | New | Food Preparation | Natural Gas | Fryer | E7 | Utility - Cost of Equipment | 0 | 0 | 0 | 0 | 0 | 0 | 0 | 0 | 0 | 0 | 0 | 0 | 0 | 0 | 0 | 0 | 0 | 0 | 0 | 0 | 0 | 0 | 0 | 0 | 0 | 0 | 0 | 0 | 0 | 0 | 0 | 0 | 0 | 0 | 0 | 0 | 0 | 0 | 0 | 0 | 0 | 0
F4_Commercial_Retail_New_Food Preparation_Natural Gas_Fryer_E8 | F4 | Commercial | Retail | New | Food Preparation | Natural Gas | Fryer | E8 | Utility - Cost of Equipment | 0 | 0 | 0 | 0 | 0 | 0 | 0 | 0 | 0 | 0 | 0 | 0 | 0 | 0 | 0 | 0 | 0 | 0 | 0 | 0 | 0 | 0 | 0 | 0 | 0 | 0 | 0 | 0 | 0 | 0 | 0 | 0 | 0 | 0 | 0 | 0 | 0 | 0 | 0 | 0 | 0 | 0
F4_Commercial_Retail_New_Food Preparation_Natural Gas_Fryer_E9 | F4 | Commercial | Retail | New | Food Preparation | Natural Gas | Fryer | E9 | Utility - Cost of Equipment | 0 | 0 | 0 | 0 | 0 | 0 | 0 | 0 | 0 | 0 | 0 | 0 | 0 | 0 | 0 | 0 | 0 | 0 | 0 | 0 | 0 | 0 | 0 | 0 | 0 | 0 | 0 | 0 | 0 | 0 | 0 | 0 | 0 | 0 | 0 | 0 | 0 | 0 | 0 | 0 | 0 | 0
F4_Commercial_Retail_New_Food Preparation_Natural Gas_Fryer_E10 | F4 | Commercial | Retail | New | Food Preparation | Natural Gas | Fryer | E10 | Utility - Cost of Equipment | 0 | 0 | 0 | 0 | 0 | 0 | 0 | 0 | 0 | 0 | 0 | 0 | 0 | 0 | 0 | 0 | 0 | 0 | 0 | 0 | 0 | 0 | 0 | 0 | 0 | 0 | 0 | 0 | 0 | 0 | 0 | 0 | 0 | 0 | 0 | 0 | 0 | 0 | 0 | 0 | 0 | 0
F5_Commercial_Retail_New_Food Preparation_Natural Gas_Fryer_E1 | F5 | Commercial | Retail | New | Food Preparation | Natural Gas | Fryer | E1 | Utility - Cost of Operation | 0.30988 | 0.30988 | 0.30988 | 0 | 0 | 0 | 0 | 0 | 0 | 0 | 0 | 0 | 0 | 0 | 0 | 0 | 0 | 0 | 0 | 0 | 0 | 0 | 0 | 0 | 0 | 0 | 0 | 0 | 0 | 0 | 0 | 0 | 0 | 0 | 0 | 0 | 0 | 0 | 0 | 0 | 0 | 0
F5_Commercial_Retail_New_Food Preparation_Natural Gas_Fryer_E2 | F5 | Commercial | Retail | New | Food Preparation | Natural Gas | Fryer | E2 | Utility - Cost of Operation | 0.36958 | 0.36958 | 0.36958 | 0.36958 | 0.36958 | 0.36958 | 0.36958 | 0.36958 | 0.36958 | 0.36958 | 0.36958 | 0.36958 | 0.36958 | 0.36958 | 0.36958 | 0.36958 | 0.36958 | 0.36958 | 0.36958 | 0.36958 | 0.36958 | 0.36958 | 0.36958 | 0.36958 | 0.36958 | 0.36958 | 0.36958 | 0.36958 | 0.36958 | 0.36958 | 0.36958 | 0.36958 | 0.36958 | 0 | 0 | 0 | 0 | 0 | 0 | 0 | 0 | 0
F5_Commercial_Retail_New_Food Preparation_Natural Gas_Fryer_E3 | F5 | Commercial | Retail | New | Food Preparation | Natural Gas | Fryer | E3 | Utility - Cost of Operation | 0 | 0 | 0 | 0 | 0 | 0 | 0 | 0 | 0 | 0 | 0 | 0 | 0 | 0 | 0 | 0 | 0 | 0 | 0 | 0 | 0 | 0 | 0 | 0 | 0 | 0 | 0 | 0 | 0 | 0 | 0 | 0 | 0 | 0 | 0 | 0 | 0 | 0 | 0 | 0 | 0 | 0
F5_Commercial_Retail_New_Food Preparation_Natural Gas_Fryer_E4 | F5 | Commercial | Retail | New | Food Preparation | Natural Gas | Fryer | E4 | Utility - Cost of Operation | 0 | 0 | 0 | 0 | 0 | 0 | 0 | 0 | 0 | 0 | 0 | 0 | 0 | 0 | 0 | 0 | 0 | 0 | 0 | 0 | 0 | 0 | 0 | 0 | 0 | 0 | 0 | 0 | 0 | 0 | 0 | 0 | 0 | 0 | 0 | 0 | 0 | 0 | 0 | 0 | 0 | 0
F5_Commercial_Retail_New_Food Preparation_Natural Gas_Fryer_E5 | F5 | Commercial | Retail | New | Food Preparation | Natural Gas | Fryer | E5 | Utility - Cost of Operation | 0 | 0 | 0 | 0 | 0 | 0 | 0 | 0 | 0 | 0 | 0 | 0 | 0 | 0 | 0 | 0 | 0 | 0 | 0 | 0 | 0 | 0 | 0 | 0 | 0 | 0 | 0 | 0 | 0 | 0 | 0 | 0 | 0 | 0 | 0 | 0 | 0 | 0 | 0 | 0 | 0 | 0
F5_Commercial_Retail_New_Food Preparation_Natural Gas_Fryer_E6 | F5 | Commercial | Retail | New | Food Preparation | Natural Gas | Fryer | E6 | Utility - Cost of Operation | 0 | 0 | 0 | 0 | 0 | 0 | 0 | 0 | 0 | 0 | 0 | 0 | 0 | 0 | 0 | 0 | 0 | 0 | 0 | 0 | 0 | 0 | 0 | 0 | 0 | 0 | 0 | 0 | 0 | 0 | 0 | 0 | 0 | 0 | 0 | 0 | 0 | 0 | 0 | 0 | 0 | 0
F5_Commercial_Retail_New_Food Preparation_Natural Gas_Fryer_E7 | F5 | Commercial | Retail | New | Food Preparation | Natural Gas | Fryer | E7 | Utility - Cost of Operation | 0 | 0 | 0 | 0 | 0 | 0 | 0 | 0 | 0 | 0 | 0 | 0 | 0 | 0 | 0 | 0 | 0 | 0 | 0 | 0 | 0 | 0 | 0 | 0 | 0 | 0 | 0 | 0 | 0 | 0 | 0 | 0 | 0 | 0 | 0 | 0 | 0 | 0 | 0 | 0 | 0 | 0
F5_Commercial_Retail_New_Food Preparation_Natural Gas_Fryer_E8 | F5 | Commercial | Retail | New | Food Preparation | Natural Gas | Fryer | E8 | Utility - Cost of Operation | 0 | 0 | 0 | 0 | 0 | 0 | 0 | 0 | 0 | 0 | 0 | 0 | 0 | 0 | 0 | 0 | 0 | 0 | 0 | 0 | 0 | 0 | 0 | 0 | 0 | 0 | 0 | 0 | 0 | 0 | 0 | 0 | 0 | 0 | 0 | 0 | 0 | 0 | 0 | 0 | 0 | 0
F5_Commercial_Retail_New_Food Preparation_Natural Gas_Fryer_E9 | F5 | Commercial | Retail | New | Food Preparation | Natural Gas | Fryer | E9 | Utility - Cost of Operation | 0 | 0 | 0 | 0 | 0 | 0 | 0 | 0 | 0 | 0 | 0 | 0 | 0 | 0 | 0 | 0 | 0 | 0 | 0 | 0 | 0 | 0 | 0 | 0 | 0 | 0 | 0 | 0 | 0 | 0 | 0 | 0 | 0 | 0 | 0 | 0 | 0 | 0 | 0 | 0 | 0 | 0
F5_Commercial_Retail_New_Food Preparation_Natural Gas_Fryer_E10 | F5 | Commercial | Retail | New | Food Preparation | Natural Gas | Fryer | E10 | Utility - Cost of Operation | 0 | 0 | 0 | 0 | 0 | 0 | 0 | 0 | 0 | 0 | 0 | 0 | 0 | 0 | 0 | 0 | 0 | 0 | 0 | 0 | 0 | 0 | 0 | 0 | 0 | 0 | 0 | 0 | 0 | 0 | 0 | 0 | 0 | 0 | 0 | 0 | 0 | 0 | 0 | 0 | 0 | 0
F6_Commercial_Retail_New_Food Preparation_Natural Gas_Fryer_E1 | F6 | Commercial | Retail | New | Food Preparation | Natural Gas | Fryer | E1 | Utility - Value of Sales | 0.61432 | 0.61799 | 0.62391 | 0 | 0 | 0 | 0 | 0 | 0 | 0 | 0 | 0 | 0 | 0 | 0 | 0 | 0 | 0 | 0 | 0 | 0 | 0 | 0 | 0 | 0 | 0 | 0 | 0 | 0 | 0 | 0 | 0 | 0 | 0 | 0 | 0 | 0 | 0 | 0 | 0 | 0 | 0
F6_Commercial_Retail_New_Food Preparation_Natural Gas_Fryer_E2 | F6 | Commercial | Retail | New | Food Preparation | Natural Gas | Fryer | E2 | Utility - Value of Sales | 0.41281 | 0.41529 | 0.41926 | 0.41839 | 0.41839 | 0.41839 | 0.41839 | 0.41839 | 0.41839 | 0.41839 | 0.41839 | 0.41839 | 0.41839 | 0.41839 | 0.41839 | 0.41839 | 0.41839 | 0.41839 | 0.41839 | 0.41839 | 0.41839 | 0.41839 | 0.41839 | 0.41839 | 0.41839 | 0.41839 | 0.41839 | 0.41839 | 0.41839 | 0.41839 | 0.41839 | 0.41839 | 0.41839 | 0 | 0 | 0 | 0 | 0 | 0 | 0 | 0 | 0
F6_Commercial_Retail_New_Food Preparation_Natural Gas_Fryer_E3 | F6 | Commercial | Retail | New | Food Preparation | Natural Gas | Fryer | E3 | Utility - Value of Sales | 0 | 0 | 0 | 0 | 0 | 0 | 0 | 0 | 0 | 0 | 0 | 0 | 0 | 0 | 0 | 0 | 0 | 0 | 0 | 0 | 0 | 0 | 0 | 0 | 0 | 0 | 0 | 0 | 0 | 0 | 0 | 0 | 0 | 0 | 0 | 0 | 0 | 0 | 0 | 0 | 0 | 0
F6_Commercial_Retail_New_Food Preparation_Natural Gas_Fryer_E4 | F6 | Commercial | Retail | New | Food Preparation | Natural Gas | Fryer | E4 | Utility - Value of Sales | 0 | 0 | 0 | 0 | 0 | 0 | 0 | 0 | 0 | 0 | 0 | 0 | 0 | 0 | 0 | 0 | 0 | 0 | 0 | 0 | 0 | 0 | 0 | 0 | 0 | 0 | 0 | 0 | 0 | 0 | 0 | 0 | 0 | 0 | 0 | 0 | 0 | 0 | 0 | 0 | 0 | 0
F6_Commercial_Retail_New_Food Preparation_Natural Gas_Fryer_E5 | F6 | Commercial | Retail | New | Food Preparation | Natural Gas | Fryer | E5 | Utility - Value of Sales | 0 | 0 | 0 | 0 | 0 | 0 | 0 | 0 | 0 | 0 | 0 | 0 | 0 | 0 | 0 | 0 | 0 | 0 | 0 | 0 | 0 | 0 | 0 | 0 | 0 | 0 | 0 | 0 | 0 | 0 | 0 | 0 | 0 | 0 | 0 | 0 | 0 | 0 | 0 | 0 | 0 | 0
F6_Commercial_Retail_New_Food Preparation_Natural Gas_Fryer_E6 | F6 | Commercial | Retail | New | Food Preparation | Natural Gas | Fryer | E6 | Utility - Value of Sales | 0 | 0 | 0 | 0 | 0 | 0 | 0 | 0 | 0 | 0 | 0 | 0 | 0 | 0 | 0 | 0 | 0 | 0 | 0 | 0 | 0 | 0 | 0 | 0 | 0 | 0 | 0 | 0 | 0 | 0 | 0 | 0 | 0 | 0 | 0 | 0 | 0 | 0 | 0 | 0 | 0 | 0
F6_Commercial_Retail_New_Food Preparation_Natural Gas_Fryer_E7 | F6 | Commercial | Retail | New | Food Preparation | Natural Gas | Fryer | E7 | Utility - Value of Sales | 0 | 0 | 0 | 0 | 0 | 0 | 0 | 0 | 0 | 0 | 0 | 0 | 0 | 0 | 0 | 0 | 0 | 0 | 0 | 0 | 0 | 0 | 0 | 0 | 0 | 0 | 0 | 0 | 0 | 0 | 0 | 0 | 0 | 0 | 0 | 0 | 0 | 0 | 0 | 0 | 0 | 0
F6_Commercial_Retail_New_Food Preparation_Natural Gas_Fryer_E8 | F6 | Commercial | Retail | New | Food Preparation | Natural Gas | Fryer | E8 | Utility - Value of Sales | 0 | 0 | 0 | 0 | 0 | 0 | 0 | 0 | 0 | 0 | 0 | 0 | 0 | 0 | 0 | 0 | 0 | 0 | 0 | 0 | 0 | 0 | 0 | 0 | 0 | 0 | 0 | 0 | 0 | 0 | 0 | 0 | 0 | 0 | 0 | 0 | 0 | 0 | 0 | 0 | 0 | 0
F6_Commercial_Retail_New_Food Preparation_Natural Gas_Fryer_E9 | F6 | Commercial | Retail | New | Food Preparation | Natural Gas | Fryer | E9 | Utility - Value of Sales | 0 | 0 | 0 | 0 | 0 | 0 | 0 | 0 | 0 | 0 | 0 | 0 | 0 | 0 | 0 | 0 | 0 | 0 | 0 | 0 | 0 | 0 | 0 | 0 | 0 | 0 | 0 | 0 | 0 | 0 | 0 | 0 | 0 | 0 | 0 | 0 | 0 | 0 | 0 | 0 | 0 | 0
F6_Commercial_Retail_New_Food Preparation_Natural Gas_Fryer_E10 | F6 | Commercial | Retail | New | Food Preparation | Natural Gas | Fryer | E10 | Utility - Value of Sales | 0 | 0 | 0 | 0 | 0 | 0 | 0 | 0 | 0 | 0 | 0 | 0 | 0 | 0 | 0 | 0 | 0 | 0 | 0 | 0 | 0 | 0 | 0 | 0 | 0 | 0 | 0 | 0 | 0 | 0 | 0 | 0 | 0 | 0 | 0 | 0 | 0 | 0 | 0 | 0 | 0 | 0
F1_Commercial_Retail_New_Food Preparation_Natural Gas_Broiler_E1 | F1 | Commercial | Retail | New | Food Preparation | Natural Gas | Broiler | E1 | RVT - Cost of Equipment | 1.078 | 1.0793 | 1.0852 | 1.0797 | 1.0769 | 1.0812 | 1.0915 | 1.0999 | 1.1101 | 1.12 | 1.1299 | 1.1394 | 1.1494 | 1.1597 | 1.1698 | 1.1801 | 1.1904 | 1.2016 | 1.2131 | 1.225 | 1.2365 | 1.248 | 1.2583 | 1.2686 | 1.2775 | 1.2853 | 1.2923 | 1.2984 | 1.3031 | 1.307 | 1.3092 | 1.3106 | 1.3106 | 0 | 0 | 0 | 0 | 0 | 0 | 0 | 0 | 0
F1_Commercial_Retail_New_Food Preparation_Natural Gas_Broiler_E2 | F1 | Commercial | Retail | New | Food Preparation | Natural Gas | Broiler | E2 | RVT - Cost of Equipment | 0.69298 | 0.69387 | 0.69765 | 0.69412 | 0.69232 | 0.69508 | 0.7017 | 0.70709 | 0.71366 | 0.71999 | 0.72639 | 0.73244 | 0.73888 | 0.74554 | 0.752 | 0.75861 | 0.76527 | 0.77243 | 0.77986 | 0.78753 | 0.79488 | 0.80227 | 0.80889 | 0.81553 | 0.82128 | 0.82625 | 0.83077 | 0.83468 | 0.83773 | 0.84024 | 0.8416 | 0.84252 | 0.84252 | 0 | 0 | 0 | 0 | 0 | 0 | 0 | 0 | 0
F1_Commercial_Retail_New_Food Preparation_Natural Gas_Broiler_E3 | F1 | Commercial | Retail | New | Food Preparation | Natural Gas | Broiler | E3 | RVT - Cost of Equipment | 0 | 0 | 0 | 0 | 0 | 0 | 0 | 0 | 0 | 0 | 0 | 0 | 0 | 0 | 0 | 0 | 0 | 0 | 0 | 0 | 0 | 0 | 0 | 0 | 0 | 0 | 0 | 0 | 0 | 0 | 0 | 0 | 0 | 0 | 0 | 0 | 0 | 0 | 0 | 0 | 0 | 0
F1_Commercial_Retail_New_Food Preparation_Natural Gas_Broiler_E4 | F1 | Commercial | Retail | New | Food Preparation | Natural Gas | Broiler | E4 | RVT - Cost of Equipment | 0 | 0 | 0 | 0 | 0 | 0 | 0 | 0 | 0 | 0 | 0 | 0 | 0 | 0 | 0 | 0 | 0 | 0 | 0 | 0 | 0 | 0 | 0 | 0 | 0 | 0 | 0 | 0 | 0 | 0 | 0 | 0 | 0 | 0 | 0 | 0 | 0 | 0 | 0 | 0 | 0 | 0
F1_Commercial_Retail_New_Food Preparation_Natural Gas_Broiler_E5 | F1 | Commercial | Retail | New | Food Preparation | Natural Gas | Broiler | E5 | RVT - Cost of Equipment | 0 | 0 | 0 | 0 | 0 | 0 | 0 | 0 | 0 | 0 | 0 | 0 | 0 | 0 | 0 | 0 | 0 | 0 | 0 | 0 | 0 | 0 | 0 | 0 | 0 | 0 | 0 | 0 | 0 | 0 | 0 | 0 | 0 | 0 | 0 | 0 | 0 | 0 | 0 | 0 | 0 | 0
F1_Commercial_Retail_New_Food Preparation_Natural Gas_Broiler_E6 | F1 | Commercial | Retail | New | Food Preparation | Natural Gas | Broiler | E6 | RVT - Cost of Equipment | 0 | 0 | 0 | 0 | 0 | 0 | 0 | 0 | 0 | 0 | 0 | 0 | 0 | 0 | 0 | 0 | 0 | 0 | 0 | 0 | 0 | 0 | 0 | 0 | 0 | 0 | 0 | 0 | 0 | 0 | 0 | 0 | 0 | 0 | 0 | 0 | 0 | 0 | 0 | 0 | 0 | 0
F1_Commercial_Retail_New_Food Preparation_Natural Gas_Broiler_E7 | F1 | Commercial | Retail | New | Food Preparation | Natural Gas | Broiler | E7 | RVT - Cost of Equipment | 0 | 0 | 0 | 0 | 0 | 0 | 0 | 0 | 0 | 0 | 0 | 0 | 0 | 0 | 0 | 0 | 0 | 0 | 0 | 0 | 0 | 0 | 0 | 0 | 0 | 0 | 0 | 0 | 0 | 0 | 0 | 0 | 0 | 0 | 0 | 0 | 0 | 0 | 0 | 0 | 0 | 0
F1_Commercial_Retail_New_Food Preparation_Natural Gas_Broiler_E8 | F1 | Commercial | Retail | New | Food Preparation | Natural Gas | Broiler | E8 | RVT - Cost of Equipment | 0 | 0 | 0 | 0 | 0 | 0 | 0 | 0 | 0 | 0 | 0 | 0 | 0 | 0 | 0 | 0 | 0 | 0 | 0 | 0 | 0 | 0 | 0 | 0 | 0 | 0 | 0 | 0 | 0 | 0 | 0 | 0 | 0 | 0 | 0 | 0 | 0 | 0 | 0 | 0 | 0 | 0
F1_Commercial_Retail_New_Food Preparation_Natural Gas_Broiler_E9 | F1 | Commercial | Retail | New | Food Preparation | Natural Gas | Broiler | E9 | RVT - Cost of Equipment | 0 | 0 | 0 | 0 | 0 | 0 | 0 | 0 | 0 | 0 | 0 | 0 | 0 | 0 | 0 | 0 | 0 | 0 | 0 | 0 | 0 | 0 | 0 | 0 | 0 | 0 | 0 | 0 | 0 | 0 | 0 | 0 | 0 | 0 | 0 | 0 | 0 | 0 | 0 | 0 | 0 | 0
F1_Commercial_Retail_New_Food Preparation_Natural Gas_Broiler_E10 | F1 | Commercial | Retail | New | Food Preparation | Natural Gas | Broiler | E10 | RVT - Cost of Equipment | 0 | 0 | 0 | 0 | 0 | 0 | 0 | 0 | 0 | 0 | 0 | 0 | 0 | 0 | 0 | 0 | 0 | 0 | 0 | 0 | 0 | 0 | 0 | 0 | 0 | 0 | 0 | 0 | 0 | 0 | 0 | 0 | 0 | 0 | 0 | 0 | 0 | 0 | 0 | 0 | 0 | 0
F2_Commercial_Retail_New_Food Preparation_Natural Gas_Broiler_E1 | F2 | Commercial | Retail | New | Food Preparation | Natural Gas | Broiler | E1 | RVT - Cost of Operation | 1.2915 | 1.2931 | 1.3002 | 1.2936 | 1.2903 | 1.2954 | 1.3077 | 1.3178 | 1.33 | 1.3418 | 1.3537 | 1.365 | 1.377 | 1.3894 | 1.4015 | 1.4138 | 1.4262 | 1.4395 | 1.4534 | 1.4677 | 1.4814 | 1.4952 | 1.5075 | 1.5199 | 1.5306 | 1.5398 | 1.5483 | 1.5555 | 1.5612 | 1.5659 | 1.5685 | 1.5702 | 1.5702 | 0 | 0 | 0 | 0 | 0 | 0 | 0 | 0 | 0
F2_Commercial_Retail_New_Food Preparation_Natural Gas_Broiler_E2 | F2 | Commercial | Retail | New | Food Preparation | Natural Gas | Broiler | E2 | RVT - Cost of Operation | 0.83023 | 0.8313 | 0.83583 | 0.8316 | 0.82945 | 0.83275 | 0.84068 | 0.84713 | 0.85501 | 0.86259 | 0.87027 | 0.87751 | 0.88523 | 0.89321 | 0.90095 | 0.90886 | 0.91684 | 0.92542 | 0.93432 | 0.94351 | 0.95232 | 0.96117 | 0.96911 | 0.97706 | 0.98395 | 0.9899 | 0.99532 | 1 | 1.0037 | 1.0067 | 1.0083 | 1.0094 | 1.0094 | 0 | 0 | 0 | 0 | 0 | 0 | 0 | 0 | 0
F2_Commercial_Retail_New_Food Preparation_Natural Gas_Broiler_E3 | F2 | Commercial | Retail | New | Food Preparation | Natural Gas | Broiler | E3 | RVT - Cost of Operation | 0 | 0 | 0 | 0 | 0 | 0 | 0 | 0 | 0 | 0 | 0 | 0 | 0 | 0 | 0 | 0 | 0 | 0 | 0 | 0 | 0 | 0 | 0 | 0 | 0 | 0 | 0 | 0 | 0 | 0 | 0 | 0 | 0 | 0 | 0 | 0 | 0 | 0 | 0 | 0 | 0 | 0
F2_Commercial_Retail_New_Food Preparation_Natural Gas_Broiler_E4 | F2 | Commercial | Retail | New | Food Preparation | Natural Gas | Broiler | E4 | RVT - Cost of Operation | 0 | 0 | 0 | 0 | 0 | 0 | 0 | 0 | 0 | 0 | 0 | 0 | 0 | 0 | 0 | 0 | 0 | 0 | 0 | 0 | 0 | 0 | 0 | 0 | 0 | 0 | 0 | 0 | 0 | 0 | 0 | 0 | 0 | 0 | 0 | 0 | 0 | 0 | 0 | 0 | 0 | 0
F2_Commercial_Retail_New_Food Preparation_Natural Gas_Broiler_E5 | F2 | Commercial | Retail | New | Food Preparation | Natural Gas | Broiler | E5 | RVT - Cost of Operation | 0 | 0 | 0 | 0 | 0 | 0 | 0 | 0 | 0 | 0 | 0 | 0 | 0 | 0 | 0 | 0 | 0 | 0 | 0 | 0 | 0 | 0 | 0 | 0 | 0 | 0 | 0 | 0 | 0 | 0 | 0 | 0 | 0 | 0 | 0 | 0 | 0 | 0 | 0 | 0 | 0 | 0
F2_Commercial_Retail_New_Food Preparation_Natural Gas_Broiler_E6 | F2 | Commercial | Retail | New | Food Preparation | Natural Gas | Broiler | E6 | RVT - Cost of Operation | 0 | 0 | 0 | 0 | 0 | 0 | 0 | 0 | 0 | 0 | 0 | 0 | 0 | 0 | 0 | 0 | 0 | 0 | 0 | 0 | 0 | 0 | 0 | 0 | 0 | 0 | 0 | 0 | 0 | 0 | 0 | 0 | 0 | 0 | 0 | 0 | 0 | 0 | 0 | 0 | 0 | 0
F2_Commercial_Retail_New_Food Preparation_Natural Gas_Broiler_E7 | F2 | Commercial | Retail | New | Food Preparation | Natural Gas | Broiler | E7 | RVT - Cost of Operation | 0 | 0 | 0 | 0 | 0 | 0 | 0 | 0 | 0 | 0 | 0 | 0 | 0 | 0 | 0 | 0 | 0 | 0 | 0 | 0 | 0 | 0 | 0 | 0 | 0 | 0 | 0 | 0 | 0 | 0 | 0 | 0 | 0 | 0 | 0 | 0 | 0 | 0 | 0 | 0 | 0 | 0
F2_Commercial_Retail_New_Food Preparation_Natural Gas_Broiler_E8 | F2 | Commercial | Retail | New | Food Preparation | Natural Gas | Broiler | E8 | RVT - Cost of Operation | 0 | 0 | 0 | 0 | 0 | 0 | 0 | 0 | 0 | 0 | 0 | 0 | 0 | 0 | 0 | 0 | 0 | 0 | 0 | 0 | 0 | 0 | 0 | 0 | 0 | 0 | 0 | 0 | 0 | 0 | 0 | 0 | 0 | 0 | 0 | 0 | 0 | 0 | 0 | 0 | 0 | 0
F2_Commercial_Retail_New_Food Preparation_Natural Gas_Broiler_E9 | F2 | Commercial | Retail | New | Food Preparation | Natural Gas | Broiler | E9 | RVT - Cost of Operation | 0 | 0 | 0 | 0 | 0 | 0 | 0 | 0 | 0 | 0 | 0 | 0 | 0 | 0 | 0 | 0 | 0 | 0 | 0 | 0 | 0 | 0 | 0 | 0 | 0 | 0 | 0 | 0 | 0 | 0 | 0 | 0 | 0 | 0 | 0 | 0 | 0 | 0 | 0 | 0 | 0 | 0
F2_Commercial_Retail_New_Food Preparation_Natural Gas_Broiler_E10 | F2 | Commercial | Retail | New | Food Preparation | Natural Gas | Broiler | E10 | RVT - Cost of Operation | 0 | 0 | 0 | 0 | 0 | 0 | 0 | 0 | 0 | 0 | 0 | 0 | 0 | 0 | 0 | 0 | 0 | 0 | 0 | 0 | 0 | 0 | 0 | 0 | 0 | 0 | 0 | 0 | 0 | 0 | 0 | 0 | 0 | 0 | 0 | 0 | 0 | 0 | 0 | 0 | 0 | 0
F3_Commercial_Retail_New_Food Preparation_Natural Gas_Broiler_E1 | F3 | Commercial | Retail | New | Food Preparation | Natural Gas | Broiler | E1 | System - kBTUs of Consumption | 0.29145 | 0.29145 | 0.29145 | 0.29145 | 0.29145 | 0.29145 | 0.29145 | 0.29145 | 0.29145 | 0.29145 | 0.29145 | 0.29145 | 0.29145 | 0.29145 | 0.29145 | 0.29145 | 0.29145 | 0.29145 | 0.29145 | 0.29145 | 0.29145 | 0.29145 | 0.29145 | 0.29145 | 0.29145 | 0.29145 | 0.29145 | 0.29145 | 0.29145 | 0.29145 | 0.29145 | 0.29145 | 0.29145 | 0 | 0 | 0 | 0 | 0 | 0 | 0 | 0 | 0
F3_Commercial_Retail_New_Food Preparation_Natural Gas_Broiler_E2 | F3 | Commercial | Retail | New | Food Preparation | Natural Gas | Broiler | E2 | System - kBTUs of Consumption | 0.40804 | 0.40804 | 0.40804 | 0.40804 | 0.40804 | 0.40804 | 0.40804 | 0.40804 | 0.40804 | 0.40804 | 0.40804 | 0.40804 | 0.40804 | 0.40804 | 0.40804 | 0.40804 | 0.40804 | 0.40804 | 0.40804 | 0.40804 | 0.40804 | 0.40804 | 0.40804 | 0.40804 | 0.40804 | 0.40804 | 0.40804 | 0.40804 | 0.40804 | 0.40804 | 0.40804 | 0.40804 | 0.40804 | 0 | 0 | 0 | 0 | 0 | 0 | 0 | 0 | 0
F3_Commercial_Retail_New_Food Preparation_Natural Gas_Broiler_E3 | F3 | Commercial | Retail | New | Food Preparation | Natural Gas | Broiler | E3 | System - kBTUs of Consumption | 0 | 0 | 0 | 0 | 0 | 0 | 0 | 0 | 0 | 0 | 0 | 0 | 0 | 0 | 0 | 0 | 0 | 0 | 0 | 0 | 0 | 0 | 0 | 0 | 0 | 0 | 0 | 0 | 0 | 0 | 0 | 0 | 0 | 0 | 0 | 0 | 0 | 0 | 0 | 0 | 0 | 0
F3_Commercial_Retail_New_Food Preparation_Natural Gas_Broiler_E4 | F3 | Commercial | Retail | New | Food Preparation | Natural Gas | Broiler | E4 | System - kBTUs of Consumption | 0 | 0 | 0 | 0 | 0 | 0 | 0 | 0 | 0 | 0 | 0 | 0 | 0 | 0 | 0 | 0 | 0 | 0 | 0 | 0 | 0 | 0 | 0 | 0 | 0 | 0 | 0 | 0 | 0 | 0 | 0 | 0 | 0 | 0 | 0 | 0 | 0 | 0 | 0 | 0 | 0 | 0
F3_Commercial_Retail_New_Food Preparation_Natural Gas_Broiler_E5 | F3 | Commercial | Retail | New | Food Preparation | Natural Gas | Broiler | E5 | System - kBTUs of Consumption | 0 | 0 | 0 | 0 | 0 | 0 | 0 | 0 | 0 | 0 | 0 | 0 | 0 | 0 | 0 | 0 | 0 | 0 | 0 | 0 | 0 | 0 | 0 | 0 | 0 | 0 | 0 | 0 | 0 | 0 | 0 | 0 | 0 | 0 | 0 | 0 | 0 | 0 | 0 | 0 | 0 | 0
F3_Commercial_Retail_New_Food Preparation_Natural Gas_Broiler_E6 | F3 | Commercial | Retail | New | Food Preparation | Natural Gas | Broiler | E6 | System - kBTUs of Consumption | 0 | 0 | 0 | 0 | 0 | 0 | 0 | 0 | 0 | 0 | 0 | 0 | 0 | 0 | 0 | 0 | 0 | 0 | 0 | 0 | 0 | 0 | 0 | 0 | 0 | 0 | 0 | 0 | 0 | 0 | 0 | 0 | 0 | 0 | 0 | 0 | 0 | 0 | 0 | 0 | 0 | 0
F3_Commercial_Retail_New_Food Preparation_Natural Gas_Broiler_E7 | F3 | Commercial | Retail | New | Food Preparation | Natural Gas | Broiler | E7 | System - kBTUs of Consumption | 0 | 0 | 0 | 0 | 0 | 0 | 0 | 0 | 0 | 0 | 0 | 0 | 0 | 0 | 0 | 0 | 0 | 0 | 0 | 0 | 0 | 0 | 0 | 0 | 0 | 0 | 0 | 0 | 0 | 0 | 0 | 0 | 0 | 0 | 0 | 0 | 0 | 0 | 0 | 0 | 0 | 0
F3_Commercial_Retail_New_Food Preparation_Natural Gas_Broiler_E8 | F3 | Commercial | Retail | New | Food Preparation | Natural Gas | Broiler | E8 | System - kBTUs of Consumption | 0 | 0 | 0 | 0 | 0 | 0 | 0 | 0 | 0 | 0 | 0 | 0 | 0 | 0 | 0 | 0 | 0 | 0 | 0 | 0 | 0 | 0 | 0 | 0 | 0 | 0 | 0 | 0 | 0 | 0 | 0 | 0 | 0 | 0 | 0 | 0 | 0 | 0 | 0 | 0 | 0 | 0
F3_Commercial_Retail_New_Food Preparation_Natural Gas_Broiler_E9 | F3 | Commercial | Retail | New | Food Preparation | Natural Gas | Broiler | E9 | System - kBTUs of Consumption | 0 | 0 | 0 | 0 | 0 | 0 | 0 | 0 | 0 | 0 | 0 | 0 | 0 | 0 | 0 | 0 | 0 | 0 | 0 | 0 | 0 | 0 | 0 | 0 | 0 | 0 | 0 | 0 | 0 | 0 | 0 | 0 | 0 | 0 | 0 | 0 | 0 | 0 | 0 | 0 | 0 | 0
F3_Commercial_Retail_New_Food Preparation_Natural Gas_Broiler_E10 | F3 | Commercial | Retail | New | Food Preparation | Natural Gas | Broiler | E10 | System - kBTUs of Consumption | 0 | 0 | 0 | 0 | 0 | 0 | 0 | 0 | 0 | 0 | 0 | 0 | 0 | 0 | 0 | 0 | 0 | 0 | 0 | 0 | 0 | 0 | 0 | 0 | 0 | 0 | 0 | 0 | 0 | 0 | 0 | 0 | 0 | 0 | 0 | 0 | 0 | 0 | 0 | 0 | 0 | 0
F4_Commercial_Retail_New_Food Preparation_Natural Gas_Broiler_E1 | F4 | Commercial | Retail | New | Food Preparation | Natural Gas | Broiler | E1 | Utility - Cost of Equipment | 1.2915 | 1.2931 | 1.3002 | 1.2936 | 1.2903 | 1.2954 | 1.3077 | 1.3178 | 1.33 | 1.3418 | 1.3537 | 1.365 | 1.377 | 1.3894 | 1.4015 | 1.4138 | 1.4262 | 1.4395 | 1.4534 | 1.4677 | 1.4814 | 1.4952 | 1.5075 | 1.5199 | 1.5306 | 1.5398 | 1.5483 | 1.5555 | 1.5612 | 1.5659 | 1.5685 | 1.5702 | 1.5702 | 0 | 0 | 0 | 0 | 0 | 0 | 0 | 0 | 0
F4_Commercial_Retail_New_Food Preparation_Natural Gas_Broiler_E2 | F4 | Commercial | Retail | New | Food Preparation | Natural Gas | Broiler | E2 | Utility - Cost of Equipment | 0.83023 | 0.8313 | 0.83583 | 0.8316 | 0.82945 | 0.83275 | 0.84068 | 0.84713 | 0.85501 | 0.86259 | 0.87027 | 0.87751 | 0.88523 | 0.89321 | 0.90095 | 0.90886 | 0.91684 | 0.92542 | 0.93432 | 0.94351 | 0.95232 | 0.96117 | 0.96911 | 0.97706 | 0.98395 | 0.9899 | 0.99532 | 1 | 1.0037 | 1.0067 | 1.0083 | 1.0094 | 1.0094 | 0 | 0 | 0 | 0 | 0 | 0 | 0 | 0 | 0
F4_Commercial_Retail_New_Food Preparation_Natural Gas_Broiler_E3 | F4 | Commercial | Retail | New | Food Preparation | Natural Gas | Broiler | E3 | Utility - Cost of Equipment | 0 | 0 | 0 | 0 | 0 | 0 | 0 | 0 | 0 | 0 | 0 | 0 | 0 | 0 | 0 | 0 | 0 | 0 | 0 | 0 | 0 | 0 | 0 | 0 | 0 | 0 | 0 | 0 | 0 | 0 | 0 | 0 | 0 | 0 | 0 | 0 | 0 | 0 | 0 | 0 | 0 | 0
F4_Commercial_Retail_New_Food Preparation_Natural Gas_Broiler_E4 | F4 | Commercial | Retail | New | Food Preparation | Natural Gas | Broiler | E4 | Utility - Cost of Equipment | 0 | 0 | 0 | 0 | 0 | 0 | 0 | 0 | 0 | 0 | 0 | 0 | 0 | 0 | 0 | 0 | 0 | 0 | 0 | 0 | 0 | 0 | 0 | 0 | 0 | 0 | 0 | 0 | 0 | 0 | 0 | 0 | 0 | 0 | 0 | 0 | 0 | 0 | 0 | 0 | 0 | 0
F4_Commercial_Retail_New_Food Preparation_Natural Gas_Broiler_E5 | F4 | Commercial | Retail | New | Food Preparation | Natural Gas | Broiler | E5 | Utility - Cost of Equipment | 0 | 0 | 0 | 0 | 0 | 0 | 0 | 0 | 0 | 0 | 0 | 0 | 0 | 0 | 0 | 0 | 0 | 0 | 0 | 0 | 0 | 0 | 0 | 0 | 0 | 0 | 0 | 0 | 0 | 0 | 0 | 0 | 0 | 0 | 0 | 0 | 0 | 0 | 0 | 0 | 0 | 0
F4_Commercial_Retail_New_Food Preparation_Natural Gas_Broiler_E6 | F4 | Commercial | Retail | New | Food Preparation | Natural Gas | Broiler | E6 | Utility - Cost of Equipment | 0 | 0 | 0 | 0 | 0 | 0 | 0 | 0 | 0 | 0 | 0 | 0 | 0 | 0 | 0 | 0 | 0 | 0 | 0 | 0 | 0 | 0 | 0 | 0 | 0 | 0 | 0 | 0 | 0 | 0 | 0 | 0 | 0 | 0 | 0 | 0 | 0 | 0 | 0 | 0 | 0 | 0
F4_Commercial_Retail_New_Food Preparation_Natural Gas_Broiler_E7 | F4 | Commercial | Retail | New | Food Preparation | Natural Gas | Broiler | E7 | Utility - Cost of Equipment | 0 | 0 | 0 | 0 | 0 | 0 | 0 | 0 | 0 | 0 | 0 | 0 | 0 | 0 | 0 | 0 | 0 | 0 | 0 | 0 | 0 | 0 | 0 | 0 | 0 | 0 | 0 | 0 | 0 | 0 | 0 | 0 | 0 | 0 | 0 | 0 | 0 | 0 | 0 | 0 | 0 | 0
F4_Commercial_Retail_New_Food Preparation_Natural Gas_Broiler_E8 | F4 | Commercial | Retail | New | Food Preparation | Natural Gas | Broiler | E8 | Utility - Cost of Equipment | 0 | 0 | 0 | 0 | 0 | 0 | 0 | 0 | 0 | 0 | 0 | 0 | 0 | 0 | 0 | 0 | 0 | 0 | 0 | 0 | 0 | 0 | 0 | 0 | 0 | 0 | 0 | 0 | 0 | 0 | 0 | 0 | 0 | 0 | 0 | 0 | 0 | 0 | 0 | 0 | 0 | 0
F4_Commercial_Retail_New_Food Preparation_Natural Gas_Broiler_E9 | F4 | Commercial | Retail | New | Food Preparation | Natural Gas | Broiler | E9 | Utility - Cost of Equipment | 0 | 0 | 0 | 0 | 0 | 0 | 0 | 0 | 0 | 0 | 0 | 0 | 0 | 0 | 0 | 0 | 0 | 0 | 0 | 0 | 0 | 0 | 0 | 0 | 0 | 0 | 0 | 0 | 0 | 0 | 0 | 0 | 0 | 0 | 0 | 0 | 0 | 0 | 0 | 0 | 0 | 0
F4_Commercial_Retail_New_Food Preparation_Natural Gas_Broiler_E10 | F4 | Commercial | Retail | New | Food Preparation | Natural Gas | Broiler | E10 | Utility - Cost of Equipment | 0 | 0 | 0 | 0 | 0 | 0 | 0 | 0 | 0 | 0 | 0 | 0 | 0 | 0 | 0 | 0 | 0 | 0 | 0 | 0 | 0 | 0 | 0 | 0 | 0 | 0 | 0 | 0 | 0 | 0 | 0 | 0 | 0 | 0 | 0 | 0 | 0 | 0 | 0 | 0 | 0 | 0
F5_Commercial_Retail_New_Food Preparation_Natural Gas_Broiler_E1 | F5 | Commercial | Retail | New | Food Preparation | Natural Gas | Broiler | E1 | Utility - Cost of Operation | 0.29145 | 0.29145 | 0.29145 | 0.29145 | 0.29145 | 0.29145 | 0.29145 | 0.29145 | 0.29145 | 0.29145 | 0.29145 | 0.29145 | 0.29145 | 0.29145 | 0.29145 | 0.29145 | 0.29145 | 0.29145 | 0.29145 | 0.29145 | 0.29145 | 0.29145 | 0.29145 | 0.29145 | 0.29145 | 0.29145 | 0.29145 | 0.29145 | 0.29145 | 0.29145 | 0.29145 | 0.29145 | 0.29145 | 0 | 0 | 0 | 0 | 0 | 0 | 0 | 0 | 0
F5_Commercial_Retail_New_Food Preparation_Natural Gas_Broiler_E2 | F5 | Commercial | Retail | New | Food Preparation | Natural Gas | Broiler | E2 | Utility - Cost of Operation | 0.40804 | 0.40804 | 0.40804 | 0.40804 | 0.40804 | 0.40804 | 0.40804 | 0.40804 | 0.40804 | 0.40804 | 0.40804 | 0.40804 | 0.40804 | 0.40804 | 0.40804 | 0.40804 | 0.40804 | 0.40804 | 0.40804 | 0.40804 | 0.40804 | 0.40804 | 0.40804 | 0.40804 | 0.40804 | 0.40804 | 0.40804 | 0.40804 | 0.40804 | 0.40804 | 0.40804 | 0.40804 | 0.40804 | 0 | 0 | 0 | 0 | 0 | 0 | 0 | 0 | 0
F5_Commercial_Retail_New_Food Preparation_Natural Gas_Broiler_E3 | F5 | Commercial | Retail | New | Food Preparation | Natural Gas | Broiler | E3 | Utility - Cost of Operation | 0 | 0 | 0 | 0 | 0 | 0 | 0 | 0 | 0 | 0 | 0 | 0 | 0 | 0 | 0 | 0 | 0 | 0 | 0 | 0 | 0 | 0 | 0 | 0 | 0 | 0 | 0 | 0 | 0 | 0 | 0 | 0 | 0 | 0 | 0 | 0 | 0 | 0 | 0 | 0 | 0 | 0
F5_Commercial_Retail_New_Food Preparation_Natural Gas_Broiler_E4 | F5 | Commercial | Retail | New | Food Preparation | Natural Gas | Broiler | E4 | Utility - Cost of Operation | 0 | 0 | 0 | 0 | 0 | 0 | 0 | 0 | 0 | 0 | 0 | 0 | 0 | 0 | 0 | 0 | 0 | 0 | 0 | 0 | 0 | 0 | 0 | 0 | 0 | 0 | 0 | 0 | 0 | 0 | 0 | 0 | 0 | 0 | 0 | 0 | 0 | 0 | 0 | 0 | 0 | 0
F5_Commercial_Retail_New_Food Preparation_Natural Gas_Broiler_E5 | F5 | Commercial | Retail | New | Food Preparation | Natural Gas | Broiler | E5 | Utility - Cost of Operation | 0 | 0 | 0 | 0 | 0 | 0 | 0 | 0 | 0 | 0 | 0 | 0 | 0 | 0 | 0 | 0 | 0 | 0 | 0 | 0 | 0 | 0 | 0 | 0 | 0 | 0 | 0 | 0 | 0 | 0 | 0 | 0 | 0 | 0 | 0 | 0 | 0 | 0 | 0 | 0 | 0 | 0
F5_Commercial_Retail_New_Food Preparation_Natural Gas_Broiler_E6 | F5 | Commercial | Retail | New | Food Preparation | Natural Gas | Broiler | E6 | Utility - Cost of Operation | 0 | 0 | 0 | 0 | 0 | 0 | 0 | 0 | 0 | 0 | 0 | 0 | 0 | 0 | 0 | 0 | 0 | 0 | 0 | 0 | 0 | 0 | 0 | 0 | 0 | 0 | 0 | 0 | 0 | 0 | 0 | 0 | 0 | 0 | 0 | 0 | 0 | 0 | 0 | 0 | 0 | 0
F5_Commercial_Retail_New_Food Preparation_Natural Gas_Broiler_E7 | F5 | Commercial | Retail | New | Food Preparation | Natural Gas | Broiler | E7 | Utility - Cost of Operation | 0 | 0 | 0 | 0 | 0 | 0 | 0 | 0 | 0 | 0 | 0 | 0 | 0 | 0 | 0 | 0 | 0 | 0 | 0 | 0 | 0 | 0 | 0 | 0 | 0 | 0 | 0 | 0 | 0 | 0 | 0 | 0 | 0 | 0 | 0 | 0 | 0 | 0 | 0 | 0 | 0 | 0
F5_Commercial_Retail_New_Food Preparation_Natural Gas_Broiler_E8 | F5 | Commercial | Retail | New | Food Preparation | Natural Gas | Broiler | E8 | Utility - Cost of Operation | 0 | 0 | 0 | 0 | 0 | 0 | 0 | 0 | 0 | 0 | 0 | 0 | 0 | 0 | 0 | 0 | 0 | 0 | 0 | 0 | 0 | 0 | 0 | 0 | 0 | 0 | 0 | 0 | 0 | 0 | 0 | 0 | 0 | 0 | 0 | 0 | 0 | 0 | 0 | 0 | 0 | 0
F5_Commercial_Retail_New_Food Preparation_Natural Gas_Broiler_E9 | F5 | Commercial | Retail | New | Food Preparation | Natural Gas | Broiler | E9 | Utility - Cost of Operation | 0 | 0 | 0 | 0 | 0 | 0 | 0 | 0 | 0 | 0 | 0 | 0 | 0 | 0 | 0 | 0 | 0 | 0 | 0 | 0 | 0 | 0 | 0 | 0 | 0 | 0 | 0 | 0 | 0 | 0 | 0 | 0 | 0 | 0 | 0 | 0 | 0 | 0 | 0 | 0 | 0 | 0
F5_Commercial_Retail_New_Food Preparation_Natural Gas_Broiler_E10 | F5 | Commercial | Retail | New | Food Preparation | Natural Gas | Broiler | E10 | Utility - Cost of Operation | 0 | 0 | 0 | 0 | 0 | 0 | 0 | 0 | 0 | 0 | 0 | 0 | 0 | 0 | 0 | 0 | 0 | 0 | 0 | 0 | 0 | 0 | 0 | 0 | 0 | 0 | 0 | 0 | 0 | 0 | 0 | 0 | 0 | 0 | 0 | 0 | 0 | 0 | 0 | 0 | 0 | 0
F6_Commercial_Retail_New_Food Preparation_Natural Gas_Broiler_E1 | F6 | Commercial | Retail | New | Food Preparation | Natural Gas | Broiler | E1 | Utility - Value of Sales | 0.68361 | 0.68667 | 0.69159 | 0.69051 | 0.69051 | 0.69051 | 0.69051 | 0.69051 | 0.69051 | 0.69051 | 0.69051 | 0.69051 | 0.69051 | 0.69051 | 0.69051 | 0.69051 | 0.69051 | 0.69051 | 0.69051 | 0.69051 | 0.69051 | 0.69051 | 0.69051 | 0.69051 | 0.69051 | 0.69051 | 0.69051 | 0.69051 | 0.69051 | 0.69051 | 0.69051 | 0.69051 | 0.69051 | 0 | 0 | 0 | 0 | 0 | 0 | 0 | 0 | 0
F6_Commercial_Retail_New_Food Preparation_Natural Gas_Broiler_E2 | F6 | Commercial | Retail | New | Food Preparation | Natural Gas | Broiler | E2 | Utility - Value of Sales | 0.43946 | 0.44143 | 0.44459 | 0.4439 | 0.4439 | 0.4439 | 0.4439 | 0.4439 | 0.4439 | 0.4439 | 0.4439 | 0.4439 | 0.4439 | 0.4439 | 0.4439 | 0.4439 | 0.4439 | 0.4439 | 0.4439 | 0.4439 | 0.4439 | 0.4439 | 0.4439 | 0.4439 | 0.4439 | 0.4439 | 0.4439 | 0.4439 | 0.4439 | 0.4439 | 0.4439 | 0.4439 | 0.4439 | 0 | 0 | 0 | 0 | 0 | 0 | 0 | 0 | 0
F6_Commercial_Retail_New_Food Preparation_Natural Gas_Broiler_E3 | F6 | Commercial | Retail | New | Food Preparation | Natural Gas | Broiler | E3 | Utility - Value of Sales | 0 | 0 | 0 | 0 | 0 | 0 | 0 | 0 | 0 | 0 | 0 | 0 | 0 | 0 | 0 | 0 | 0 | 0 | 0 | 0 | 0 | 0 | 0 | 0 | 0 | 0 | 0 | 0 | 0 | 0 | 0 | 0 | 0 | 0 | 0 | 0 | 0 | 0 | 0 | 0 | 0 | 0
F6_Commercial_Retail_New_Food Preparation_Natural Gas_Broiler_E4 | F6 | Commercial | Retail | New | Food Preparation | Natural Gas | Broiler | E4 | Utility - Value of Sales | 0 | 0 | 0 | 0 | 0 | 0 | 0 | 0 | 0 | 0 | 0 | 0 | 0 | 0 | 0 | 0 | 0 | 0 | 0 | 0 | 0 | 0 | 0 | 0 | 0 | 0 | 0 | 0 | 0 | 0 | 0 | 0 | 0 | 0 | 0 | 0 | 0 | 0 | 0 | 0 | 0 | 0
F6_Commercial_Retail_New_Food Preparation_Natural Gas_Broiler_E5 | F6 | Commercial | Retail | New | Food Preparation | Natural Gas | Broiler | E5 | Utility - Value of Sales | 0 | 0 | 0 | 0 | 0 | 0 | 0 | 0 | 0 | 0 | 0 | 0 | 0 | 0 | 0 | 0 | 0 | 0 | 0 | 0 | 0 | 0 | 0 | 0 | 0 | 0 | 0 | 0 | 0 | 0 | 0 | 0 | 0 | 0 | 0 | 0 | 0 | 0 | 0 | 0 | 0 | 0
F6_Commercial_Retail_New_Food Preparation_Natural Gas_Broiler_E6 | F6 | Commercial | Retail | New | Food Preparation | Natural Gas | Broiler | E6 | Utility - Value of Sales | 0 | 0 | 0 | 0 | 0 | 0 | 0 | 0 | 0 | 0 | 0 | 0 | 0 | 0 | 0 | 0 | 0 | 0 | 0 | 0 | 0 | 0 | 0 | 0 | 0 | 0 | 0 | 0 | 0 | 0 | 0 | 0 | 0 | 0 | 0 | 0 | 0 | 0 | 0 | 0 | 0 | 0
F6_Commercial_Retail_New_Food Preparation_Natural Gas_Broiler_E7 | F6 | Commercial | Retail | New | Food Preparation | Natural Gas | Broiler | E7 | Utility - Value of Sales | 0 | 0 | 0 | 0 | 0 | 0 | 0 | 0 | 0 | 0 | 0 | 0 | 0 | 0 | 0 | 0 | 0 | 0 | 0 | 0 | 0 | 0 | 0 | 0 | 0 | 0 | 0 | 0 | 0 | 0 | 0 | 0 | 0 | 0 | 0 | 0 | 0 | 0 | 0 | 0 | 0 | 0
F6_Commercial_Retail_New_Food Preparation_Natural Gas_Broiler_E8 | F6 | Commercial | Retail | New | Food Preparation | Natural Gas | Broiler | E8 | Utility - Value of Sales | 0 | 0 | 0 | 0 | 0 | 0 | 0 | 0 | 0 | 0 | 0 | 0 | 0 | 0 | 0 | 0 | 0 | 0 | 0 | 0 | 0 | 0 | 0 | 0 | 0 | 0 | 0 | 0 | 0 | 0 | 0 | 0 | 0 | 0 | 0 | 0 | 0 | 0 | 0 | 0 | 0 | 0
F6_Commercial_Retail_New_Food Preparation_Natural Gas_Broiler_E9 | F6 | Commercial | Retail | New | Food Preparation | Natural Gas | Broiler | E9 | Utility - Value of Sales | 0 | 0 | 0 | 0 | 0 | 0 | 0 | 0 | 0 | 0 | 0 | 0 | 0 | 0 | 0 | 0 | 0 | 0 | 0 | 0 | 0 | 0 | 0 | 0 | 0 | 0 | 0 | 0 | 0 | 0 | 0 | 0 | 0 | 0 | 0 | 0 | 0 | 0 | 0 | 0 | 0 | 0
F6_Commercial_Retail_New_Food Preparation_Natural Gas_Broiler_E10 | F6 | Commercial | Retail | New | Food Preparation | Natural Gas | Broiler | E10 | Utility - Value of Sales | 0 | 0 | 0 | 0 | 0 | 0 | 0 | 0 | 0 | 0 | 0 | 0 | 0 | 0 | 0 | 0 | 0 | 0 | 0 | 0 | 0 | 0 | 0 | 0 | 0 | 0 | 0 | 0 | 0 | 0 | 0 | 0 | 0 | 0 | 0 | 0 | 0 | 0 | 0 | 0 | 0 | 0
F1_Commercial_Retail_New_Food Preparation_Natural Gas_Griddle_E1 | F1 | Commercial | Retail | New | Food Preparation | Natural Gas | Griddle | E1 | RVT - Cost of Equipment | 0.67582 | 0.67669 | 0.68038 | 0 | 0 | 0 | 0 | 0 | 0 | 0 | 0 | 0 | 0 | 0 | 0 | 0 | 0 | 0 | 0 | 0 | 0 | 0 | 0 | 0 | 0 | 0 | 0 | 0 | 0 | 0 | 0 | 0 | 0 | 0 | 0 | 0 | 0 | 0 | 0 | 0 | 0 | 0
F1_Commercial_Retail_New_Food Preparation_Natural Gas_Griddle_E2 | F1 | Commercial | Retail | New | Food Preparation | Natural Gas | Griddle | E2 | RVT - Cost of Equipment | 0.58369 | 0.58443 | 0.58762 | 0.58465 | 0.58313 | 0.58545 | 0.59103 | 0.59557 | 0.6011 | 0.60644 | 0.61183 | 0.61692 | 0.62235 | 0.62796 | 0.6334 | 0.63897 | 0.64458 | 0.6506 | 0.65687 | 0.66332 | 0.66952 | 0.67574 | 0.68132 | 0.68691 | 0.69175 | 0.69594 | 0.69975 | 0.70304 | 0.70561 | 0.70772 | 0.70887 | 0.70964 | 0.70964 | 0 | 0 | 0 | 0 | 0 | 0 | 0 | 0 | 0
F1_Commercial_Retail_New_Food Preparation_Natural Gas_Griddle_E3 | F1 | Commercial | Retail | New | Food Preparation | Natural Gas | Griddle | E3 | RVT - Cost of Equipment | 0 | 0 | 0 | 0 | 0 | 0 | 0 | 0 | 0 | 0 | 0 | 0 | 0 | 0 | 0 | 0 | 0 | 0 | 0 | 0 | 0 | 0 | 0 | 0 | 0 | 0 | 0 | 0 | 0 | 0 | 0 | 0 | 0 | 0 | 0 | 0 | 0 | 0 | 0 | 0 | 0 | 0
F1_Commercial_Retail_New_Food Preparation_Natural Gas_Griddle_E4 | F1 | Commercial | Retail | New | Food Preparation | Natural Gas | Griddle | E4 | RVT - Cost of Equipment | 0 | 0 | 0 | 0 | 0 | 0 | 0 | 0 | 0 | 0 | 0 | 0 | 0 | 0 | 0 | 0 | 0 | 0 | 0 | 0 | 0 | 0 | 0 | 0 | 0 | 0 | 0 | 0 | 0 | 0 | 0 | 0 | 0 | 0 | 0 | 0 | 0 | 0 | 0 | 0 | 0 | 0
F1_Commercial_Retail_New_Food Preparation_Natural Gas_Griddle_E5 | F1 | Commercial | Retail | New | Food Preparation | Natural Gas | Griddle | E5 | RVT - Cost of Equipment | 0 | 0 | 0 | 0 | 0 | 0 | 0 | 0 | 0 | 0 | 0 | 0 | 0 | 0 | 0 | 0 | 0 | 0 | 0 | 0 | 0 | 0 | 0 | 0 | 0 | 0 | 0 | 0 | 0 | 0 | 0 | 0 | 0 | 0 | 0 | 0 | 0 | 0 | 0 | 0 | 0 | 0
F1_Commercial_Retail_New_Food Preparation_Natural Gas_Griddle_E6 | F1 | Commercial | Retail | New | Food Preparation | Natural Gas | Griddle | E6 | RVT - Cost of Equipment | 0 | 0 | 0 | 0 | 0 | 0 | 0 | 0 | 0 | 0 | 0 | 0 | 0 | 0 | 0 | 0 | 0 | 0 | 0 | 0 | 0 | 0 | 0 | 0 | 0 | 0 | 0 | 0 | 0 | 0 | 0 | 0 | 0 | 0 | 0 | 0 | 0 | 0 | 0 | 0 | 0 | 0
F1_Commercial_Retail_New_Food Preparation_Natural Gas_Griddle_E7 | F1 | Commercial | Retail | New | Food Preparation | Natural Gas | Griddle | E7 | RVT - Cost of Equipment | 0 | 0 | 0 | 0 | 0 | 0 | 0 | 0 | 0 | 0 | 0 | 0 | 0 | 0 | 0 | 0 | 0 | 0 | 0 | 0 | 0 | 0 | 0 | 0 | 0 | 0 | 0 | 0 | 0 | 0 | 0 | 0 | 0 | 0 | 0 | 0 | 0 | 0 | 0 | 0 | 0 | 0
F1_Commercial_Retail_New_Food Preparation_Natural Gas_Griddle_E8 | F1 | Commercial | Retail | New | Food Preparation | Natural Gas | Griddle | E8 | RVT - Cost of Equipment | 0 | 0 | 0 | 0 | 0 | 0 | 0 | 0 | 0 | 0 | 0 | 0 | 0 | 0 | 0 | 0 | 0 | 0 | 0 | 0 | 0 | 0 | 0 | 0 | 0 | 0 | 0 | 0 | 0 | 0 | 0 | 0 | 0 | 0 | 0 | 0 | 0 | 0 | 0 | 0 | 0 | 0
F1_Commercial_Retail_New_Food Preparation_Natural Gas_Griddle_E9 | F1 | Commercial | Retail | New | Food Preparation | Natural Gas | Griddle | E9 | RVT - Cost of Equipment | 0 | 0 | 0 | 0 | 0 | 0 | 0 | 0 | 0 | 0 | 0 | 0 | 0 | 0 | 0 | 0 | 0 | 0 | 0 | 0 | 0 | 0 | 0 | 0 | 0 | 0 | 0 | 0 | 0 | 0 | 0 | 0 | 0 | 0 | 0 | 0 | 0 | 0 | 0 | 0 | 0 | 0
F1_Commercial_Retail_New_Food Preparation_Natural Gas_Griddle_E10 | F1 | Commercial | Retail | New | Food Preparation | Natural Gas | Griddle | E10 | RVT - Cost of Equipment | 0 | 0 | 0 | 0 | 0 | 0 | 0 | 0 | 0 | 0 | 0 | 0 | 0 | 0 | 0 | 0 | 0 | 0 | 0 | 0 | 0 | 0 | 0 | 0 | 0 | 0 | 0 | 0 | 0 | 0 | 0 | 0 | 0 | 0 | 0 | 0 | 0 | 0 | 0 | 0 | 0 | 0
F2_Commercial_Retail_New_Food Preparation_Natural Gas_Griddle_E1 | F2 | Commercial | Retail | New | Food Preparation | Natural Gas | Griddle | E1 | RVT - Cost of Operation | 0.80968 | 0.81072 | 0.81514 | 0 | 0 | 0 | 0 | 0 | 0 | 0 | 0 | 0 | 0 | 0 | 0 | 0 | 0 | 0 | 0 | 0 | 0 | 0 | 0 | 0 | 0 | 0 | 0 | 0 | 0 | 0 | 0 | 0 | 0 | 0 | 0 | 0 | 0 | 0 | 0 | 0 | 0 | 0
F2_Commercial_Retail_New_Food Preparation_Natural Gas_Griddle_E2 | F2 | Commercial | Retail | New | Food Preparation | Natural Gas | Griddle | E2 | RVT - Cost of Operation | 0.69929 | 0.70019 | 0.70401 | 0.70045 | 0.69863 | 0.70141 | 0.70809 | 0.71353 | 0.72016 | 0.72655 | 0.73301 | 0.73911 | 0.74561 | 0.75234 | 0.75886 | 0.76552 | 0.77224 | 0.77947 | 0.78697 | 0.7947 | 0.80212 | 0.80958 | 0.81627 | 0.82296 | 0.82877 | 0.83378 | 0.83835 | 0.84228 | 0.84537 | 0.8479 | 0.84927 | 0.8502 | 0.8502 | 0 | 0 | 0 | 0 | 0 | 0 | 0 | 0 | 0
F2_Commercial_Retail_New_Food Preparation_Natural Gas_Griddle_E3 | F2 | Commercial | Retail | New | Food Preparation | Natural Gas | Griddle | E3 | RVT - Cost of Operation | 0 | 0 | 0 | 0 | 0 | 0 | 0 | 0 | 0 | 0 | 0 | 0 | 0 | 0 | 0 | 0 | 0 | 0 | 0 | 0 | 0 | 0 | 0 | 0 | 0 | 0 | 0 | 0 | 0 | 0 | 0 | 0 | 0 | 0 | 0 | 0 | 0 | 0 | 0 | 0 | 0 | 0
F2_Commercial_Retail_New_Food Preparation_Natural Gas_Griddle_E4 | F2 | Commercial | Retail | New | Food Preparation | Natural Gas | Griddle | E4 | RVT - Cost of Operation | 0 | 0 | 0 | 0 | 0 | 0 | 0 | 0 | 0 | 0 | 0 | 0 | 0 | 0 | 0 | 0 | 0 | 0 | 0 | 0 | 0 | 0 | 0 | 0 | 0 | 0 | 0 | 0 | 0 | 0 | 0 | 0 | 0 | 0 | 0 | 0 | 0 | 0 | 0 | 0 | 0 | 0
F2_Commercial_Retail_New_Food Preparation_Natural Gas_Griddle_E5 | F2 | Commercial | Retail | New | Food Preparation | Natural Gas | Griddle | E5 | RVT - Cost of Operation | 0 | 0 | 0 | 0 | 0 | 0 | 0 | 0 | 0 | 0 | 0 | 0 | 0 | 0 | 0 | 0 | 0 | 0 | 0 | 0 | 0 | 0 | 0 | 0 | 0 | 0 | 0 | 0 | 0 | 0 | 0 | 0 | 0 | 0 | 0 | 0 | 0 | 0 | 0 | 0 | 0 | 0
F2_Commercial_Retail_New_Food Preparation_Natural Gas_Griddle_E6 | F2 | Commercial | Retail | New | Food Preparation | Natural Gas | Griddle | E6 | RVT - Cost of Operation | 0 | 0 | 0 | 0 | 0 | 0 | 0 | 0 | 0 | 0 | 0 | 0 | 0 | 0 | 0 | 0 | 0 | 0 | 0 | 0 | 0 | 0 | 0 | 0 | 0 | 0 | 0 | 0 | 0 | 0 | 0 | 0 | 0 | 0 | 0 | 0 | 0 | 0 | 0 | 0 | 0 | 0
F2_Commercial_Retail_New_Food Preparation_Natural Gas_Griddle_E7 | F2 | Commercial | Retail | New | Food Preparation | Natural Gas | Griddle | E7 | RVT - Cost of Operation | 0 | 0 | 0 | 0 | 0 | 0 | 0 | 0 | 0 | 0 | 0 | 0 | 0 | 0 | 0 | 0 | 0 | 0 | 0 | 0 | 0 | 0 | 0 | 0 | 0 | 0 | 0 | 0 | 0 | 0 | 0 | 0 | 0 | 0 | 0 | 0 | 0 | 0 | 0 | 0 | 0 | 0
F2_Commercial_Retail_New_Food Preparation_Natural Gas_Griddle_E8 | F2 | Commercial | Retail | New | Food Preparation | Natural Gas | Griddle | E8 | RVT - Cost of Operation | 0 | 0 | 0 | 0 | 0 | 0 | 0 | 0 | 0 | 0 | 0 | 0 | 0 | 0 | 0 | 0 | 0 | 0 | 0 | 0 | 0 | 0 | 0 | 0 | 0 | 0 | 0 | 0 | 0 | 0 | 0 | 0 | 0 | 0 | 0 | 0 | 0 | 0 | 0 | 0 | 0 | 0
F2_Commercial_Retail_New_Food Preparation_Natural Gas_Griddle_E9 | F2 | Commercial | Retail | New | Food Preparation | Natural Gas | Griddle | E9 | RVT - Cost of Operation | 0 | 0 | 0 | 0 | 0 | 0 | 0 | 0 | 0 | 0 | 0 | 0 | 0 | 0 | 0 | 0 | 0 | 0 | 0 | 0 | 0 | 0 | 0 | 0 | 0 | 0 | 0 | 0 | 0 | 0 | 0 | 0 | 0 | 0 | 0 | 0 | 0 | 0 | 0 | 0 | 0 | 0
F2_Commercial_Retail_New_Food Preparation_Natural Gas_Griddle_E10 | F2 | Commercial | Retail | New | Food Preparation | Natural Gas | Griddle | E10 | RVT - Cost of Operation | 0 | 0 | 0 | 0 | 0 | 0 | 0 | 0 | 0 | 0 | 0 | 0 | 0 | 0 | 0 | 0 | 0 | 0 | 0 | 0 | 0 | 0 | 0 | 0 | 0 | 0 | 0 | 0 | 0 | 0 | 0 | 0 | 0 | 0 | 0 | 0 | 0 | 0 | 0 | 0 | 0 | 0
F3_Commercial_Retail_New_Food Preparation_Natural Gas_Griddle_E1 | F3 | Commercial | Retail | New | Food Preparation | Natural Gas | Griddle | E1 | System - kBTUs of Consumption | 0.19813 | 0.19813 | 0.19813 | 0 | 0 | 0 | 0 | 0 | 0 | 0 | 0 | 0 | 0 | 0 | 0 | 0 | 0 | 0 | 0 | 0 | 0 | 0 | 0 | 0 | 0 | 0 | 0 | 0 | 0 | 0 | 0 | 0 | 0 | 0 | 0 | 0 | 0 | 0 | 0 | 0 | 0 | 0
F3_Commercial_Retail_New_Food Preparation_Natural Gas_Griddle_E2 | F3 | Commercial | Retail | New | Food Preparation | Natural Gas | Griddle | E2 | System - kBTUs of Consumption | 0.21198 | 0.21198 | 0.21198 | 0.21198 | 0.21198 | 0.21198 | 0.21198 | 0.21198 | 0.21198 | 0.21198 | 0.21198 | 0.21198 | 0.21198 | 0.21198 | 0.21198 | 0.21198 | 0.21198 | 0.21198 | 0.21198 | 0.21198 | 0.21198 | 0.21198 | 0.21198 | 0.21198 | 0.21198 | 0.21198 | 0.21198 | 0.21198 | 0.21198 | 0.21198 | 0.21198 | 0.21198 | 0.21198 | 0 | 0 | 0 | 0 | 0 | 0 | 0 | 0 | 0
F3_Commercial_Retail_New_Food Preparation_Natural Gas_Griddle_E3 | F3 | Commercial | Retail | New | Food Preparation | Natural Gas | Griddle | E3 | System - kBTUs of Consumption | 0 | 0 | 0 | 0 | 0 | 0 | 0 | 0 | 0 | 0 | 0 | 0 | 0 | 0 | 0 | 0 | 0 | 0 | 0 | 0 | 0 | 0 | 0 | 0 | 0 | 0 | 0 | 0 | 0 | 0 | 0 | 0 | 0 | 0 | 0 | 0 | 0 | 0 | 0 | 0 | 0 | 0
F3_Commercial_Retail_New_Food Preparation_Natural Gas_Griddle_E4 | F3 | Commercial | Retail | New | Food Preparation | Natural Gas | Griddle | E4 | System - kBTUs of Consumption | 0 | 0 | 0 | 0 | 0 | 0 | 0 | 0 | 0 | 0 | 0 | 0 | 0 | 0 | 0 | 0 | 0 | 0 | 0 | 0 | 0 | 0 | 0 | 0 | 0 | 0 | 0 | 0 | 0 | 0 | 0 | 0 | 0 | 0 | 0 | 0 | 0 | 0 | 0 | 0 | 0 | 0
F3_Commercial_Retail_New_Food Preparation_Natural Gas_Griddle_E5 | F3 | Commercial | Retail | New | Food Preparation | Natural Gas | Griddle | E5 | System - kBTUs of Consumption | 0 | 0 | 0 | 0 | 0 | 0 | 0 | 0 | 0 | 0 | 0 | 0 | 0 | 0 | 0 | 0 | 0 | 0 | 0 | 0 | 0 | 0 | 0 | 0 | 0 | 0 | 0 | 0 | 0 | 0 | 0 | 0 | 0 | 0 | 0 | 0 | 0 | 0 | 0 | 0 | 0 | 0
F3_Commercial_Retail_New_Food Preparation_Natural Gas_Griddle_E6 | F3 | Commercial | Retail | New | Food Preparation | Natural Gas | Griddle | E6 | System - kBTUs of Consumption | 0 | 0 | 0 | 0 | 0 | 0 | 0 | 0 | 0 | 0 | 0 | 0 | 0 | 0 | 0 | 0 | 0 | 0 | 0 | 0 | 0 | 0 | 0 | 0 | 0 | 0 | 0 | 0 | 0 | 0 | 0 | 0 | 0 | 0 | 0 | 0 | 0 | 0 | 0 | 0 | 0 | 0
F3_Commercial_Retail_New_Food Preparation_Natural Gas_Griddle_E7 | F3 | Commercial | Retail | New | Food Preparation | Natural Gas | Griddle | E7 | System - kBTUs of Consumption | 0 | 0 | 0 | 0 | 0 | 0 | 0 | 0 | 0 | 0 | 0 | 0 | 0 | 0 | 0 | 0 | 0 | 0 | 0 | 0 | 0 | 0 | 0 | 0 | 0 | 0 | 0 | 0 | 0 | 0 | 0 | 0 | 0 | 0 | 0 | 0 | 0 | 0 | 0 | 0 | 0 | 0
F3_Commercial_Retail_New_Food Preparation_Natural Gas_Griddle_E8 | F3 | Commercial | Retail | New | Food Preparation | Natural Gas | Griddle | E8 | System - kBTUs of Consumption | 0 | 0 | 0 | 0 | 0 | 0 | 0 | 0 | 0 | 0 | 0 | 0 | 0 | 0 | 0 | 0 | 0 | 0 | 0 | 0 | 0 | 0 | 0 | 0 | 0 | 0 | 0 | 0 | 0 | 0 | 0 | 0 | 0 | 0 | 0 | 0 | 0 | 0 | 0 | 0 | 0 | 0
F3_Commercial_Retail_New_Food Preparation_Natural Gas_Griddle_E9 | F3 | Commercial | Retail | New | Food Preparation | Natural Gas | Griddle | E9 | System - kBTUs of Consumption | 0 | 0 | 0 | 0 | 0 | 0 | 0 | 0 | 0 | 0 | 0 | 0 | 0 | 0 | 0 | 0 | 0 | 0 | 0 | 0 | 0 | 0 | 0 | 0 | 0 | 0 | 0 | 0 | 0 | 0 | 0 | 0 | 0 | 0 | 0 | 0 | 0 | 0 | 0 | 0 | 0 | 0
F3_Commercial_Retail_New_Food Preparation_Natural Gas_Griddle_E10 | F3 | Commercial | Retail | New | Food Preparation | Natural Gas | Griddle | E10 | System - kBTUs of Consumption | 0 | 0 | 0 | 0 | 0 | 0 | 0 | 0 | 0 | 0 | 0 | 0 | 0 | 0 | 0 | 0 | 0 | 0 | 0 | 0 | 0 | 0 | 0 | 0 | 0 | 0 | 0 | 0 | 0 | 0 | 0 | 0 | 0 | 0 | 0 | 0 | 0 | 0 | 0 | 0 | 0 | 0
F4_Commercial_Retail_New_Food Preparation_Natural Gas_Griddle_E1 | F4 | Commercial | Retail | New | Food Preparation | Natural Gas | Griddle | E1 | Utility - Cost of Equipment | 0.80968 | 0.81072 | 0.81514 | 0 | 0 | 0 | 0 | 0 | 0 | 0 | 0 | 0 | 0 | 0 | 0 | 0 | 0 | 0 | 0 | 0 | 0 | 0 | 0 | 0 | 0 | 0 | 0 | 0 | 0 | 0 | 0 | 0 | 0 | 0 | 0 | 0 | 0 | 0 | 0 | 0 | 0 | 0
F4_Commercial_Retail_New_Food Preparation_Natural Gas_Griddle_E2 | F4 | Commercial | Retail | New | Food Preparation | Natural Gas | Griddle | E2 | Utility - Cost of Equipment | 0.69929 | 0.70019 | 0.70401 | 0.70045 | 0.69863 | 0.70141 | 0.70809 | 0.71353 | 0.72016 | 0.72655 | 0.73301 | 0.73911 | 0.74561 | 0.75234 | 0.75886 | 0.76552 | 0.77224 | 0.77947 | 0.78697 | 0.7947 | 0.80212 | 0.80958 | 0.81627 | 0.82296 | 0.82877 | 0.83378 | 0.83835 | 0.84228 | 0.84537 | 0.8479 | 0.84927 | 0.8502 | 0.8502 | 0 | 0 | 0 | 0 | 0 | 0 | 0 | 0 | 0
F4_Commercial_Retail_New_Food Preparation_Natural Gas_Griddle_E3 | F4 | Commercial | Retail | New | Food Preparation | Natural Gas | Griddle | E3 | Utility - Cost of Equipment | 0 | 0 | 0 | 0 | 0 | 0 | 0 | 0 | 0 | 0 | 0 | 0 | 0 | 0 | 0 | 0 | 0 | 0 | 0 | 0 | 0 | 0 | 0 | 0 | 0 | 0 | 0 | 0 | 0 | 0 | 0 | 0 | 0 | 0 | 0 | 0 | 0 | 0 | 0 | 0 | 0 | 0
F4_Commercial_Retail_New_Food Preparation_Natural Gas_Griddle_E4 | F4 | Commercial | Retail | New | Food Preparation | Natural Gas | Griddle | E4 | Utility - Cost of Equipment | 0 | 0 | 0 | 0 | 0 | 0 | 0 | 0 | 0 | 0 | 0 | 0 | 0 | 0 | 0 | 0 | 0 | 0 | 0 | 0 | 0 | 0 | 0 | 0 | 0 | 0 | 0 | 0 | 0 | 0 | 0 | 0 | 0 | 0 | 0 | 0 | 0 | 0 | 0 | 0 | 0 | 0
F4_Commercial_Retail_New_Food Preparation_Natural Gas_Griddle_E5 | F4 | Commercial | Retail | New | Food Preparation | Natural Gas | Griddle | E5 | Utility - Cost of Equipment | 0 | 0 | 0 | 0 | 0 | 0 | 0 | 0 | 0 | 0 | 0 | 0 | 0 | 0 | 0 | 0 | 0 | 0 | 0 | 0 | 0 | 0 | 0 | 0 | 0 | 0 | 0 | 0 | 0 | 0 | 0 | 0 | 0 | 0 | 0 | 0 | 0 | 0 | 0 | 0 | 0 | 0
F4_Commercial_Retail_New_Food Preparation_Natural Gas_Griddle_E6 | F4 | Commercial | Retail | New | Food Preparation | Natural Gas | Griddle | E6 | Utility - Cost of Equipment | 0 | 0 | 0 | 0 | 0 | 0 | 0 | 0 | 0 | 0 | 0 | 0 | 0 | 0 | 0 | 0 | 0 | 0 | 0 | 0 | 0 | 0 | 0 | 0 | 0 | 0 | 0 | 0 | 0 | 0 | 0 | 0 | 0 | 0 | 0 | 0 | 0 | 0 | 0 | 0 | 0 | 0
F4_Commercial_Retail_New_Food Preparation_Natural Gas_Griddle_E7 | F4 | Commercial | Retail | New | Food Preparation | Natural Gas | Griddle | E7 | Utility - Cost of Equipment | 0 | 0 | 0 | 0 | 0 | 0 | 0 | 0 | 0 | 0 | 0 | 0 | 0 | 0 | 0 | 0 | 0 | 0 | 0 | 0 | 0 | 0 | 0 | 0 | 0 | 0 | 0 | 0 | 0 | 0 | 0 | 0 | 0 | 0 | 0 | 0 | 0 | 0 | 0 | 0 | 0 | 0
F4_Commercial_Retail_New_Food Preparation_Natural Gas_Griddle_E8 | F4 | Commercial | Retail | New | Food Preparation | Natural Gas | Griddle | E8 | Utility - Cost of Equipment | 0 | 0 | 0 | 0 | 0 | 0 | 0 | 0 | 0 | 0 | 0 | 0 | 0 | 0 | 0 | 0 | 0 | 0 | 0 | 0 | 0 | 0 | 0 | 0 | 0 | 0 | 0 | 0 | 0 | 0 | 0 | 0 | 0 | 0 | 0 | 0 | 0 | 0 | 0 | 0 | 0 | 0
F4_Commercial_Retail_New_Food Preparation_Natural Gas_Griddle_E9 | F4 | Commercial | Retail | New | Food Preparation | Natural Gas | Griddle | E9 | Utility - Cost of Equipment | 0 | 0 | 0 | 0 | 0 | 0 | 0 | 0 | 0 | 0 | 0 | 0 | 0 | 0 | 0 | 0 | 0 | 0 | 0 | 0 | 0 | 0 | 0 | 0 | 0 | 0 | 0 | 0 | 0 | 0 | 0 | 0 | 0 | 0 | 0 | 0 | 0 | 0 | 0 | 0 | 0 | 0
F4_Commercial_Retail_New_Food Preparation_Natural Gas_Griddle_E10 | F4 | Commercial | Retail | New | Food Preparation | Natural Gas | Griddle | E10 | Utility - Cost of Equipment | 0 | 0 | 0 | 0 | 0 | 0 | 0 | 0 | 0 | 0 | 0 | 0 | 0 | 0 | 0 | 0 | 0 | 0 | 0 | 0 | 0 | 0 | 0 | 0 | 0 | 0 | 0 | 0 | 0 | 0 | 0 | 0 | 0 | 0 | 0 | 0 | 0 | 0 | 0 | 0 | 0 | 0
F5_Commercial_Retail_New_Food Preparation_Natural Gas_Griddle_E1 | F5 | Commercial | Retail | New | Food Preparation | Natural Gas | Griddle | E1 | Utility - Cost of Operation | 0.19813 | 0.19813 | 0.19813 | 0 | 0 | 0 | 0 | 0 | 0 | 0 | 0 | 0 | 0 | 0 | 0 | 0 | 0 | 0 | 0 | 0 | 0 | 0 | 0 | 0 | 0 | 0 | 0 | 0 | 0 | 0 | 0 | 0 | 0 | 0 | 0 | 0 | 0 | 0 | 0 | 0 | 0 | 0
F5_Commercial_Retail_New_Food Preparation_Natural Gas_Griddle_E2 | F5 | Commercial | Retail | New | Food Preparation | Natural Gas | Griddle | E2 | Utility - Cost of Operation | 0.21198 | 0.21198 | 0.21198 | 0.21198 | 0.21198 | 0.21198 | 0.21198 | 0.21198 | 0.21198 | 0.21198 | 0.21198 | 0.21198 | 0.21198 | 0.21198 | 0.21198 | 0.21198 | 0.21198 | 0.21198 | 0.21198 | 0.21198 | 0.21198 | 0.21198 | 0.21198 | 0.21198 | 0.21198 | 0.21198 | 0.21198 | 0.21198 | 0.21198 | 0.21198 | 0.21198 | 0.21198 | 0.21198 | 0 | 0 | 0 | 0 | 0 | 0 | 0 | 0 | 0
F5_Commercial_Retail_New_Food Preparation_Natural Gas_Griddle_E3 | F5 | Commercial | Retail | New | Food Preparation | Natural Gas | Griddle | E3 | Utility - Cost of Operation | 0 | 0 | 0 | 0 | 0 | 0 | 0 | 0 | 0 | 0 | 0 | 0 | 0 | 0 | 0 | 0 | 0 | 0 | 0 | 0 | 0 | 0 | 0 | 0 | 0 | 0 | 0 | 0 | 0 | 0 | 0 | 0 | 0 | 0 | 0 | 0 | 0 | 0 | 0 | 0 | 0 | 0
F5_Commercial_Retail_New_Food Preparation_Natural Gas_Griddle_E4 | F5 | Commercial | Retail | New | Food Preparation | Natural Gas | Griddle | E4 | Utility - Cost of Operation | 0 | 0 | 0 | 0 | 0 | 0 | 0 | 0 | 0 | 0 | 0 | 0 | 0 | 0 | 0 | 0 | 0 | 0 | 0 | 0 | 0 | 0 | 0 | 0 | 0 | 0 | 0 | 0 | 0 | 0 | 0 | 0 | 0 | 0 | 0 | 0 | 0 | 0 | 0 | 0 | 0 | 0
F5_Commercial_Retail_New_Food Preparation_Natural Gas_Griddle_E5 | F5 | Commercial | Retail | New | Food Preparation | Natural Gas | Griddle | E5 | Utility - Cost of Operation | 0 | 0 | 0 | 0 | 0 | 0 | 0 | 0 | 0 | 0 | 0 | 0 | 0 | 0 | 0 | 0 | 0 | 0 | 0 | 0 | 0 | 0 | 0 | 0 | 0 | 0 | 0 | 0 | 0 | 0 | 0 | 0 | 0 | 0 | 0 | 0 | 0 | 0 | 0 | 0 | 0 | 0
F5_Commercial_Retail_New_Food Preparation_Natural Gas_Griddle_E6 | F5 | Commercial | Retail | New | Food Preparation | Natural Gas | Griddle | E6 | Utility - Cost of Operation | 0 | 0 | 0 | 0 | 0 | 0 | 0 | 0 | 0 | 0 | 0 | 0 | 0 | 0 | 0 | 0 | 0 | 0 | 0 | 0 | 0 | 0 | 0 | 0 | 0 | 0 | 0 | 0 | 0 | 0 | 0 | 0 | 0 | 0 | 0 | 0 | 0 | 0 | 0 | 0 | 0 | 0
F5_Commercial_Retail_New_Food Preparation_Natural Gas_Griddle_E7 | F5 | Commercial | Retail | New | Food Preparation | Natural Gas | Griddle | E7 | Utility - Cost of Operation | 0 | 0 | 0 | 0 | 0 | 0 | 0 | 0 | 0 | 0 | 0 | 0 | 0 | 0 | 0 | 0 | 0 | 0 | 0 | 0 | 0 | 0 | 0 | 0 | 0 | 0 | 0 | 0 | 0 | 0 | 0 | 0 | 0 | 0 | 0 | 0 | 0 | 0 | 0 | 0 | 0 | 0
F5_Commercial_Retail_New_Food Preparation_Natural Gas_Griddle_E8 | F5 | Commercial | Retail | New | Food Preparation | Natural Gas | Griddle | E8 | Utility - Cost of Operation | 0 | 0 | 0 | 0 | 0 | 0 | 0 | 0 | 0 | 0 | 0 | 0 | 0 | 0 | 0 | 0 | 0 | 0 | 0 | 0 | 0 | 0 | 0 | 0 | 0 | 0 | 0 | 0 | 0 | 0 | 0 | 0 | 0 | 0 | 0 | 0 | 0 | 0 | 0 | 0 | 0 | 0
F5_Commercial_Retail_New_Food Preparation_Natural Gas_Griddle_E9 | F5 | Commercial | Retail | New | Food Preparation | Natural Gas | Griddle | E9 | Utility - Cost of Operation | 0 | 0 | 0 | 0 | 0 | 0 | 0 | 0 | 0 | 0 | 0 | 0 | 0 | 0 | 0 | 0 | 0 | 0 | 0 | 0 | 0 | 0 | 0 | 0 | 0 | 0 | 0 | 0 | 0 | 0 | 0 | 0 | 0 | 0 | 0 | 0 | 0 | 0 | 0 | 0 | 0 | 0
F5_Commercial_Retail_New_Food Preparation_Natural Gas_Griddle_E10 | F5 | Commercial | Retail | New | Food Preparation | Natural Gas | Griddle | E10 | Utility - Cost of Operation | 0 | 0 | 0 | 0 | 0 | 0 | 0 | 0 | 0 | 0 | 0 | 0 | 0 | 0 | 0 | 0 | 0 | 0 | 0 | 0 | 0 | 0 | 0 | 0 | 0 | 0 | 0 | 0 | 0 | 0 | 0 | 0 | 0 | 0 | 0 | 0 | 0 | 0 | 0 | 0 | 0 | 0
F6_Commercial_Retail_New_Food Preparation_Natural Gas_Griddle_E1 | F6 | Commercial | Retail | New | Food Preparation | Natural Gas | Griddle | E1 | Utility - Value of Sales | 0.42858 | 0.4305 | 0.43359 | 0 | 0 | 0 | 0 | 0 | 0 | 0 | 0 | 0 | 0 | 0 | 0 | 0 | 0 | 0 | 0 | 0 | 0 | 0 | 0 | 0 | 0 | 0 | 0 | 0 | 0 | 0 | 0 | 0 | 0 | 0 | 0 | 0 | 0 | 0 | 0 | 0 | 0 | 0
F6_Commercial_Retail_New_Food Preparation_Natural Gas_Griddle_E2 | F6 | Commercial | Retail | New | Food Preparation | Natural Gas | Griddle | E2 | Utility - Value of Sales | 0.37015 | 0.37181 | 0.37448 | 0.37389 | 0.37389 | 0.37389 | 0.37389 | 0.37389 | 0.37389 | 0.37389 | 0.37389 | 0.37389 | 0.37389 | 0.37389 | 0.37389 | 0.37389 | 0.37389 | 0.37389 | 0.37389 | 0.37389 | 0.37389 | 0.37389 | 0.37389 | 0.37389 | 0.37389 | 0.37389 | 0.37389 | 0.37389 | 0.37389 | 0.37389 | 0.37389 | 0.37389 | 0.37389 | 0 | 0 | 0 | 0 | 0 | 0 | 0 | 0 | 0
F6_Commercial_Retail_New_Food Preparation_Natural Gas_Griddle_E3 | F6 | Commercial | Retail | New | Food Preparation | Natural Gas | Griddle | E3 | Utility - Value of Sales | 0 | 0 | 0 | 0 | 0 | 0 | 0 | 0 | 0 | 0 | 0 | 0 | 0 | 0 | 0 | 0 | 0 | 0 | 0 | 0 | 0 | 0 | 0 | 0 | 0 | 0 | 0 | 0 | 0 | 0 | 0 | 0 | 0 | 0 | 0 | 0 | 0 | 0 | 0 | 0 | 0 | 0
F6_Commercial_Retail_New_Food Preparation_Natural Gas_Griddle_E4 | F6 | Commercial | Retail | New | Food Preparation | Natural Gas | Griddle | E4 | Utility - Value of Sales | 0 | 0 | 0 | 0 | 0 | 0 | 0 | 0 | 0 | 0 | 0 | 0 | 0 | 0 | 0 | 0 | 0 | 0 | 0 | 0 | 0 | 0 | 0 | 0 | 0 | 0 | 0 | 0 | 0 | 0 | 0 | 0 | 0 | 0 | 0 | 0 | 0 | 0 | 0 | 0 | 0 | 0
F6_Commercial_Retail_New_Food Preparation_Natural Gas_Griddle_E5 | F6 | Commercial | Retail | New | Food Preparation | Natural Gas | Griddle | E5 | Utility - Value of Sales | 0 | 0 | 0 | 0 | 0 | 0 | 0 | 0 | 0 | 0 | 0 | 0 | 0 | 0 | 0 | 0 | 0 | 0 | 0 | 0 | 0 | 0 | 0 | 0 | 0 | 0 | 0 | 0 | 0 | 0 | 0 | 0 | 0 | 0 | 0 | 0 | 0 | 0 | 0 | 0 | 0 | 0
F6_Commercial_Retail_New_Food Preparation_Natural Gas_Griddle_E6 | F6 | Commercial | Retail | New | Food Preparation | Natural Gas | Griddle | E6 | Utility - Value of Sales | 0 | 0 | 0 | 0 | 0 | 0 | 0 | 0 | 0 | 0 | 0 | 0 | 0 | 0 | 0 | 0 | 0 | 0 | 0 | 0 | 0 | 0 | 0 | 0 | 0 | 0 | 0 | 0 | 0 | 0 | 0 | 0 | 0 | 0 | 0 | 0 | 0 | 0 | 0 | 0 | 0 | 0
F6_Commercial_Retail_New_Food Preparation_Natural Gas_Griddle_E7 | F6 | Commercial | Retail | New | Food Preparation | Natural Gas | Griddle | E7 | Utility - Value of Sales | 0 | 0 | 0 | 0 | 0 | 0 | 0 | 0 | 0 | 0 | 0 | 0 | 0 | 0 | 0 | 0 | 0 | 0 | 0 | 0 | 0 | 0 | 0 | 0 | 0 | 0 | 0 | 0 | 0 | 0 | 0 | 0 | 0 | 0 | 0 | 0 | 0 | 0 | 0 | 0 | 0 | 0
F6_Commercial_Retail_New_Food Preparation_Natural Gas_Griddle_E8 | F6 | Commercial | Retail | New | Food Preparation | Natural Gas | Griddle | E8 | Utility - Value of Sales | 0 | 0 | 0 | 0 | 0 | 0 | 0 | 0 | 0 | 0 | 0 | 0 | 0 | 0 | 0 | 0 | 0 | 0 | 0 | 0 | 0 | 0 | 0 | 0 | 0 | 0 | 0 | 0 | 0 | 0 | 0 | 0 | 0 | 0 | 0 | 0 | 0 | 0 | 0 | 0 | 0 | 0
F6_Commercial_Retail_New_Food Preparation_Natural Gas_Griddle_E9 | F6 | Commercial | Retail | New | Food Preparation | Natural Gas | Griddle | E9 | Utility - Value of Sales | 0 | 0 | 0 | 0 | 0 | 0 | 0 | 0 | 0 | 0 | 0 | 0 | 0 | 0 | 0 | 0 | 0 | 0 | 0 | 0 | 0 | 0 | 0 | 0 | 0 | 0 | 0 | 0 | 0 | 0 | 0 | 0 | 0 | 0 | 0 | 0 | 0 | 0 | 0 | 0 | 0 | 0
F6_Commercial_Retail_New_Food Preparation_Natural Gas_Griddle_E10 | F6 | Commercial | Retail | New | Food Preparation | Natural Gas | Griddle | E10 | Utility - Value of Sales | 0 | 0 | 0 | 0 | 0 | 0 | 0 | 0 | 0 | 0 | 0 | 0 | 0 | 0 | 0 | 0 | 0 | 0 | 0 | 0 | 0 | 0 | 0 | 0 | 0 | 0 | 0 | 0 | 0 | 0 | 0 | 0 | 0 | 0 | 0 | 0 | 0 | 0 | 0 | 0 | 0 | 0
F1_Commercial_Retail_New_Food Preparation_Natural Gas_Range_E1 | F1 | Commercial | Retail | New | Food Preparation | Natural Gas | Range | E1 | RVT - Cost of Equipment | 0.7887 | 0.78857 | 0.79236 | 0.78653 | 0.78299 | 0.78557 | 0.79333 | 0.79946 | 0.80706 | 0.81424 | 0.82146 | 0.82809 | 0.8352 | 0.84262 | 0.84972 | 0.85694 | 0.86428 | 0.87226 | 0.88059 | 0.88935 | 0.89799 | 0.90701 | 0.91533 | 0.92395 | 0.93157 | 0.93815 | 0.94415 | 0.94932 | 0.95337 | 0.95669 | 0.9585 | 0.95972 | 0.95972 | 0 | 0 | 0 | 0 | 0 | 0 | 0 | 0 | 0
F1_Commercial_Retail_New_Food Preparation_Natural Gas_Range_E2 | F1 | Commercial | Retail | New | Food Preparation | Natural Gas | Range | E2 | RVT - Cost of Equipment | 0.59152 | 0.59143 | 0.59427 | 0.5899 | 0.58724 | 0.58918 | 0.595 | 0.59959 | 0.6053 | 0.61068 | 0.6161 | 0.62107 | 0.6264 | 0.63197 | 0.63729 | 0.64271 | 0.64821 | 0.6542 | 0.66044 | 0.66702 | 0.67349 | 0.68026 | 0.6865 | 0.69296 | 0.69868 | 0.70362 | 0.70811 | 0.71199 | 0.71503 | 0.71752 | 0.71888 | 0.71979 | 0.71979 | 0 | 0 | 0 | 0 | 0 | 0 | 0 | 0 | 0
F1_Commercial_Retail_New_Food Preparation_Natural Gas_Range_E3 | F1 | Commercial | Retail | New | Food Preparation | Natural Gas | Range | E3 | RVT - Cost of Equipment | 0 | 0 | 0 | 0 | 0 | 0 | 0 | 0 | 0 | 0 | 0 | 0 | 0 | 0 | 0 | 0 | 0 | 0 | 0 | 0 | 0 | 0 | 0 | 0 | 0 | 0 | 0 | 0 | 0 | 0 | 0 | 0 | 0 | 0 | 0 | 0 | 0 | 0 | 0 | 0 | 0 | 0
F1_Commercial_Retail_New_Food Preparation_Natural Gas_Range_E4 | F1 | Commercial | Retail | New | Food Preparation | Natural Gas | Range | E4 | RVT - Cost of Equipment | 0 | 0 | 0 | 0 | 0 | 0 | 0 | 0 | 0 | 0 | 0 | 0 | 0 | 0 | 0 | 0 | 0 | 0 | 0 | 0 | 0 | 0 | 0 | 0 | 0 | 0 | 0 | 0 | 0 | 0 | 0 | 0 | 0 | 0 | 0 | 0 | 0 | 0 | 0 | 0 | 0 | 0
F1_Commercial_Retail_New_Food Preparation_Natural Gas_Range_E5 | F1 | Commercial | Retail | New | Food Preparation | Natural Gas | Range | E5 | RVT - Cost of Equipment | 0 | 0 | 0 | 0 | 0 | 0 | 0 | 0 | 0 | 0 | 0 | 0 | 0 | 0 | 0 | 0 | 0 | 0 | 0 | 0 | 0 | 0 | 0 | 0 | 0 | 0 | 0 | 0 | 0 | 0 | 0 | 0 | 0 | 0 | 0 | 0 | 0 | 0 | 0 | 0 | 0 | 0
F1_Commercial_Retail_New_Food Preparation_Natural Gas_Range_E6 | F1 | Commercial | Retail | New | Food Preparation | Natural Gas | Range | E6 | RVT - Cost of Equipment | 0 | 0 | 0 | 0 | 0 | 0 | 0 | 0 | 0 | 0 | 0 | 0 | 0 | 0 | 0 | 0 | 0 | 0 | 0 | 0 | 0 | 0 | 0 | 0 | 0 | 0 | 0 | 0 | 0 | 0 | 0 | 0 | 0 | 0 | 0 | 0 | 0 | 0 | 0 | 0 | 0 | 0
F1_Commercial_Retail_New_Food Preparation_Natural Gas_Range_E7 | F1 | Commercial | Retail | New | Food Preparation | Natural Gas | Range | E7 | RVT - Cost of Equipment | 0 | 0 | 0 | 0 | 0 | 0 | 0 | 0 | 0 | 0 | 0 | 0 | 0 | 0 | 0 | 0 | 0 | 0 | 0 | 0 | 0 | 0 | 0 | 0 | 0 | 0 | 0 | 0 | 0 | 0 | 0 | 0 | 0 | 0 | 0 | 0 | 0 | 0 | 0 | 0 | 0 | 0
F1_Commercial_Retail_New_Food Preparation_Natural Gas_Range_E8 | F1 | Commercial | Retail | New | Food Preparation | Natural Gas | Range | E8 | RVT - Cost of Equipment | 0 | 0 | 0 | 0 | 0 | 0 | 0 | 0 | 0 | 0 | 0 | 0 | 0 | 0 | 0 | 0 | 0 | 0 | 0 | 0 | 0 | 0 | 0 | 0 | 0 | 0 | 0 | 0 | 0 | 0 | 0 | 0 | 0 | 0 | 0 | 0 | 0 | 0 | 0 | 0 | 0 | 0
F1_Commercial_Retail_New_Food Preparation_Natural Gas_Range_E9 | F1 | Commercial | Retail | New | Food Preparation | Natural Gas | Range | E9 | RVT - Cost of Equipment | 0 | 0 | 0 | 0 | 0 | 0 | 0 | 0 | 0 | 0 | 0 | 0 | 0 | 0 | 0 | 0 | 0 | 0 | 0 | 0 | 0 | 0 | 0 | 0 | 0 | 0 | 0 | 0 | 0 | 0 | 0 | 0 | 0 | 0 | 0 | 0 | 0 | 0 | 0 | 0 | 0 | 0
F1_Commercial_Retail_New_Food Preparation_Natural Gas_Range_E10 | F1 | Commercial | Retail | New | Food Preparation | Natural Gas | Range | E10 | RVT - Cost of Equipment | 0 | 0 | 0 | 0 | 0 | 0 | 0 | 0 | 0 | 0 | 0 | 0 | 0 | 0 | 0 | 0 | 0 | 0 | 0 | 0 | 0 | 0 | 0 | 0 | 0 | 0 | 0 | 0 | 0 | 0 | 0 | 0 | 0 | 0 | 0 | 0 | 0 | 0 | 0 | 0 | 0 | 0
F2_Commercial_Retail_New_Food Preparation_Natural Gas_Range_E1 | F2 | Commercial | Retail | New | Food Preparation | Natural Gas | Range | E1 | RVT - Cost of Operation | 0.94491 | 0.94476 | 0.9493 | 0.94232 | 0.93807 | 0.94116 | 0.95046 | 0.9578 | 0.96691 | 0.97552 | 0.98416 | 0.99211 | 1.0006 | 1.0095 | 1.018 | 1.0267 | 1.0355 | 1.045 | 1.055 | 1.0655 | 1.0758 | 1.0867 | 1.0966 | 1.1069 | 1.1161 | 1.124 | 1.1312 | 1.1373 | 1.1422 | 1.1462 | 1.1483 | 1.1498 | 1.1498 | 0 | 0 | 0 | 0 | 0 | 0 | 0 | 0 | 0
F2_Commercial_Retail_New_Food Preparation_Natural Gas_Range_E2 | F2 | Commercial | Retail | New | Food Preparation | Natural Gas | Range | E2 | RVT - Cost of Operation | 0.70868 | 0.70857 | 0.71198 | 0.70674 | 0.70355 | 0.70587 | 0.71285 | 0.71835 | 0.72519 | 0.73164 | 0.73812 | 0.74408 | 0.75047 | 0.75714 | 0.76352 | 0.77001 | 0.7766 | 0.78377 | 0.79125 | 0.79913 | 0.80689 | 0.81499 | 0.82247 | 0.83021 | 0.83706 | 0.84298 | 0.84837 | 0.85301 | 0.85665 | 0.85964 | 0.86126 | 0.86235 | 0.86235 | 0 | 0 | 0 | 0 | 0 | 0 | 0 | 0 | 0
F2_Commercial_Retail_New_Food Preparation_Natural Gas_Range_E3 | F2 | Commercial | Retail | New | Food Preparation | Natural Gas | Range | E3 | RVT - Cost of Operation | 0 | 0 | 0 | 0 | 0 | 0 | 0 | 0 | 0 | 0 | 0 | 0 | 0 | 0 | 0 | 0 | 0 | 0 | 0 | 0 | 0 | 0 | 0 | 0 | 0 | 0 | 0 | 0 | 0 | 0 | 0 | 0 | 0 | 0 | 0 | 0 | 0 | 0 | 0 | 0 | 0 | 0
F2_Commercial_Retail_New_Food Preparation_Natural Gas_Range_E4 | F2 | Commercial | Retail | New | Food Preparation | Natural Gas | Range | E4 | RVT - Cost of Operation | 0 | 0 | 0 | 0 | 0 | 0 | 0 | 0 | 0 | 0 | 0 | 0 | 0 | 0 | 0 | 0 | 0 | 0 | 0 | 0 | 0 | 0 | 0 | 0 | 0 | 0 | 0 | 0 | 0 | 0 | 0 | 0 | 0 | 0 | 0 | 0 | 0 | 0 | 0 | 0 | 0 | 0
F2_Commercial_Retail_New_Food Preparation_Natural Gas_Range_E5 | F2 | Commercial | Retail | New | Food Preparation | Natural Gas | Range | E5 | RVT - Cost of Operation | 0 | 0 | 0 | 0 | 0 | 0 | 0 | 0 | 0 | 0 | 0 | 0 | 0 | 0 | 0 | 0 | 0 | 0 | 0 | 0 | 0 | 0 | 0 | 0 | 0 | 0 | 0 | 0 | 0 | 0 | 0 | 0 | 0 | 0 | 0 | 0 | 0 | 0 | 0 | 0 | 0 | 0
F2_Commercial_Retail_New_Food Preparation_Natural Gas_Range_E6 | F2 | Commercial | Retail | New | Food Preparation | Natural Gas | Range | E6 | RVT - Cost of Operation | 0 | 0 | 0 | 0 | 0 | 0 | 0 | 0 | 0 | 0 | 0 | 0 | 0 | 0 | 0 | 0 | 0 | 0 | 0 | 0 | 0 | 0 | 0 | 0 | 0 | 0 | 0 | 0 | 0 | 0 | 0 | 0 | 0 | 0 | 0 | 0 | 0 | 0 | 0 | 0 | 0 | 0
F2_Commercial_Retail_New_Food Preparation_Natural Gas_Range_E7 | F2 | Commercial | Retail | New | Food Preparation | Natural Gas | Range | E7 | RVT - Cost of Operation | 0 | 0 | 0 | 0 | 0 | 0 | 0 | 0 | 0 | 0 | 0 | 0 | 0 | 0 | 0 | 0 | 0 | 0 | 0 | 0 | 0 | 0 | 0 | 0 | 0 | 0 | 0 | 0 | 0 | 0 | 0 | 0 | 0 | 0 | 0 | 0 | 0 | 0 | 0 | 0 | 0 | 0
F2_Commercial_Retail_New_Food Preparation_Natural Gas_Range_E8 | F2 | Commercial | Retail | New | Food Preparation | Natural Gas | Range | E8 | RVT - Cost of Operation | 0 | 0 | 0 | 0 | 0 | 0 | 0 | 0 | 0 | 0 | 0 | 0 | 0 | 0 | 0 | 0 | 0 | 0 | 0 | 0 | 0 | 0 | 0 | 0 | 0 | 0 | 0 | 0 | 0 | 0 | 0 | 0 | 0 | 0 | 0 | 0 | 0 | 0 | 0 | 0 | 0 | 0
F2_Commercial_Retail_New_Food Preparation_Natural Gas_Range_E9 | F2 | Commercial | Retail | New | Food Preparation | Natural Gas | Range | E9 | RVT - Cost of Operation | 0 | 0 | 0 | 0 | 0 | 0 | 0 | 0 | 0 | 0 | 0 | 0 | 0 | 0 | 0 | 0 | 0 | 0 | 0 | 0 | 0 | 0 | 0 | 0 | 0 | 0 | 0 | 0 | 0 | 0 | 0 | 0 | 0 | 0 | 0 | 0 | 0 | 0 | 0 | 0 | 0 | 0
F2_Commercial_Retail_New_Food Preparation_Natural Gas_Range_E10 | F2 | Commercial | Retail | New | Food Preparation | Natural Gas | Range | E10 | RVT - Cost of Operation | 0 | 0 | 0 | 0 | 0 | 0 | 0 | 0 | 0 | 0 | 0 | 0 | 0 | 0 | 0 | 0 | 0 | 0 | 0 | 0 | 0 | 0 | 0 | 0 | 0 | 0 | 0 | 0 | 0 | 0 | 0 | 0 | 0 | 0 | 0 | 0 | 0 | 0 | 0 | 0 | 0 | 0
F3_Commercial_Retail_New_Food Preparation_Natural Gas_Range_E1 | F3 | Commercial | Retail | New | Food Preparation | Natural Gas | Range | E1 | System - kBTUs of Consumption | 0.37803 | 0.37803 | 0.37803 | 0.37803 | 0.37803 | 0.37803 | 0.37803 | 0.37803 | 0.37803 | 0.37803 | 0.37803 | 0.37803 | 0.37803 | 0.37803 | 0.37803 | 0.37803 | 0.37803 | 0.37803 | 0.37803 | 0.37803 | 0.37803 | 0.37803 | 0.37803 | 0.37803 | 0.37803 | 0.37803 | 0.37803 | 0.37803 | 0.37803 | 0.37803 | 0.37803 | 0.37803 | 0.37803 | 0 | 0 | 0 | 0 | 0 | 0 | 0 | 0 | 0
F3_Commercial_Retail_New_Food Preparation_Natural Gas_Range_E2 | F3 | Commercial | Retail | New | Food Preparation | Natural Gas | Range | E2 | System - kBTUs of Consumption | 0.37808 | 0.37808 | 0.37808 | 0.37808 | 0.37808 | 0.37808 | 0.37808 | 0.37808 | 0.37808 | 0.37808 | 0.37808 | 0.37808 | 0.37808 | 0.37808 | 0.37808 | 0.37808 | 0.37808 | 0.37808 | 0.37808 | 0.37808 | 0.37808 | 0.37808 | 0.37808 | 0.37808 | 0.37808 | 0.37808 | 0.37808 | 0.37808 | 0.37808 | 0.37808 | 0.37808 | 0.37808 | 0.37808 | 0 | 0 | 0 | 0 | 0 | 0 | 0 | 0 | 0
F3_Commercial_Retail_New_Food Preparation_Natural Gas_Range_E3 | F3 | Commercial | Retail | New | Food Preparation | Natural Gas | Range | E3 | System - kBTUs of Consumption | 0 | 0 | 0 | 0 | 0 | 0 | 0 | 0 | 0 | 0 | 0 | 0 | 0 | 0 | 0 | 0 | 0 | 0 | 0 | 0 | 0 | 0 | 0 | 0 | 0 | 0 | 0 | 0 | 0 | 0 | 0 | 0 | 0 | 0 | 0 | 0 | 0 | 0 | 0 | 0 | 0 | 0
F3_Commercial_Retail_New_Food Preparation_Natural Gas_Range_E4 | F3 | Commercial | Retail | New | Food Preparation | Natural Gas | Range | E4 | System - kBTUs of Consumption | 0 | 0 | 0 | 0 | 0 | 0 | 0 | 0 | 0 | 0 | 0 | 0 | 0 | 0 | 0 | 0 | 0 | 0 | 0 | 0 | 0 | 0 | 0 | 0 | 0 | 0 | 0 | 0 | 0 | 0 | 0 | 0 | 0 | 0 | 0 | 0 | 0 | 0 | 0 | 0 | 0 | 0
F3_Commercial_Retail_New_Food Preparation_Natural Gas_Range_E5 | F3 | Commercial | Retail | New | Food Preparation | Natural Gas | Range | E5 | System - kBTUs of Consumption | 0 | 0 | 0 | 0 | 0 | 0 | 0 | 0 | 0 | 0 | 0 | 0 | 0 | 0 | 0 | 0 | 0 | 0 | 0 | 0 | 0 | 0 | 0 | 0 | 0 | 0 | 0 | 0 | 0 | 0 | 0 | 0 | 0 | 0 | 0 | 0 | 0 | 0 | 0 | 0 | 0 | 0
F3_Commercial_Retail_New_Food Preparation_Natural Gas_Range_E6 | F3 | Commercial | Retail | New | Food Preparation | Natural Gas | Range | E6 | System - kBTUs of Consumption | 0 | 0 | 0 | 0 | 0 | 0 | 0 | 0 | 0 | 0 | 0 | 0 | 0 | 0 | 0 | 0 | 0 | 0 | 0 | 0 | 0 | 0 | 0 | 0 | 0 | 0 | 0 | 0 | 0 | 0 | 0 | 0 | 0 | 0 | 0 | 0 | 0 | 0 | 0 | 0 | 0 | 0
F3_Commercial_Retail_New_Food Preparation_Natural Gas_Range_E7 | F3 | Commercial | Retail | New | Food Preparation | Natural Gas | Range | E7 | System - kBTUs of Consumption | 0 | 0 | 0 | 0 | 0 | 0 | 0 | 0 | 0 | 0 | 0 | 0 | 0 | 0 | 0 | 0 | 0 | 0 | 0 | 0 | 0 | 0 | 0 | 0 | 0 | 0 | 0 | 0 | 0 | 0 | 0 | 0 | 0 | 0 | 0 | 0 | 0 | 0 | 0 | 0 | 0 | 0
F3_Commercial_Retail_New_Food Preparation_Natural Gas_Range_E8 | F3 | Commercial | Retail | New | Food Preparation | Natural Gas | Range | E8 | System - kBTUs of Consumption | 0 | 0 | 0 | 0 | 0 | 0 | 0 | 0 | 0 | 0 | 0 | 0 | 0 | 0 | 0 | 0 | 0 | 0 | 0 | 0 | 0 | 0 | 0 | 0 | 0 | 0 | 0 | 0 | 0 | 0 | 0 | 0 | 0 | 0 | 0 | 0 | 0 | 0 | 0 | 0 | 0 | 0
F3_Commercial_Retail_New_Food Preparation_Natural Gas_Range_E9 | F3 | Commercial | Retail | New | Food Preparation | Natural Gas | Range | E9 | System - kBTUs of Consumption | 0 | 0 | 0 | 0 | 0 | 0 | 0 | 0 | 0 | 0 | 0 | 0 | 0 | 0 | 0 | 0 | 0 | 0 | 0 | 0 | 0 | 0 | 0 | 0 | 0 | 0 | 0 | 0 | 0 | 0 | 0 | 0 | 0 | 0 | 0 | 0 | 0 | 0 | 0 | 0 | 0 | 0
F3_Commercial_Retail_New_Food Preparation_Natural Gas_Range_E10 | F3 | Commercial | Retail | New | Food Preparation | Natural Gas | Range | E10 | System - kBTUs of Consumption | 0 | 0 | 0 | 0 | 0 | 0 | 0 | 0 | 0 | 0 | 0 | 0 | 0 | 0 | 0 | 0 | 0 | 0 | 0 | 0 | 0 | 0 | 0 | 0 | 0 | 0 | 0 | 0 | 0 | 0 | 0 | 0 | 0 | 0 | 0 | 0 | 0 | 0 | 0 | 0 | 0 | 0
F4_Commercial_Retail_New_Food Preparation_Natural Gas_Range_E1 | F4 | Commercial | Retail | New | Food Preparation | Natural Gas | Range | E1 | Utility - Cost of Equipment | 0.94491 | 0.94476 | 0.9493 | 0.94232 | 0.93807 | 0.94116 | 0.95046 | 0.9578 | 0.96691 | 0.97552 | 0.98416 | 0.99211 | 1.0006 | 1.0095 | 1.018 | 1.0267 | 1.0355 | 1.045 | 1.055 | 1.0655 | 1.0758 | 1.0867 | 1.0966 | 1.1069 | 1.1161 | 1.124 | 1.1312 | 1.1373 | 1.1422 | 1.1462 | 1.1483 | 1.1498 | 1.1498 | 0 | 0 | 0 | 0 | 0 | 0 | 0 | 0 | 0
F4_Commercial_Retail_New_Food Preparation_Natural Gas_Range_E2 | F4 | Commercial | Retail | New | Food Preparation | Natural Gas | Range | E2 | Utility - Cost of Equipment | 0.70868 | 0.70857 | 0.71198 | 0.70674 | 0.70355 | 0.70587 | 0.71285 | 0.71835 | 0.72519 | 0.73164 | 0.73812 | 0.74408 | 0.75047 | 0.75714 | 0.76352 | 0.77001 | 0.7766 | 0.78377 | 0.79125 | 0.79913 | 0.80689 | 0.81499 | 0.82247 | 0.83021 | 0.83706 | 0.84298 | 0.84837 | 0.85301 | 0.85665 | 0.85964 | 0.86126 | 0.86235 | 0.86235 | 0 | 0 | 0 | 0 | 0 | 0 | 0 | 0 | 0
F4_Commercial_Retail_New_Food Preparation_Natural Gas_Range_E3 | F4 | Commercial | Retail | New | Food Preparation | Natural Gas | Range | E3 | Utility - Cost of Equipment | 0 | 0 | 0 | 0 | 0 | 0 | 0 | 0 | 0 | 0 | 0 | 0 | 0 | 0 | 0 | 0 | 0 | 0 | 0 | 0 | 0 | 0 | 0 | 0 | 0 | 0 | 0 | 0 | 0 | 0 | 0 | 0 | 0 | 0 | 0 | 0 | 0 | 0 | 0 | 0 | 0 | 0
F4_Commercial_Retail_New_Food Preparation_Natural Gas_Range_E4 | F4 | Commercial | Retail | New | Food Preparation | Natural Gas | Range | E4 | Utility - Cost of Equipment | 0 | 0 | 0 | 0 | 0 | 0 | 0 | 0 | 0 | 0 | 0 | 0 | 0 | 0 | 0 | 0 | 0 | 0 | 0 | 0 | 0 | 0 | 0 | 0 | 0 | 0 | 0 | 0 | 0 | 0 | 0 | 0 | 0 | 0 | 0 | 0 | 0 | 0 | 0 | 0 | 0 | 0
F4_Commercial_Retail_New_Food Preparation_Natural Gas_Range_E5 | F4 | Commercial | Retail | New | Food Preparation | Natural Gas | Range | E5 | Utility - Cost of Equipment | 0 | 0 | 0 | 0 | 0 | 0 | 0 | 0 | 0 | 0 | 0 | 0 | 0 | 0 | 0 | 0 | 0 | 0 | 0 | 0 | 0 | 0 | 0 | 0 | 0 | 0 | 0 | 0 | 0 | 0 | 0 | 0 | 0 | 0 | 0 | 0 | 0 | 0 | 0 | 0 | 0 | 0
F4_Commercial_Retail_New_Food Preparation_Natural Gas_Range_E6 | F4 | Commercial | Retail | New | Food Preparation | Natural Gas | Range | E6 | Utility - Cost of Equipment | 0 | 0 | 0 | 0 | 0 | 0 | 0 | 0 | 0 | 0 | 0 | 0 | 0 | 0 | 0 | 0 | 0 | 0 | 0 | 0 | 0 | 0 | 0 | 0 | 0 | 0 | 0 | 0 | 0 | 0 | 0 | 0 | 0 | 0 | 0 | 0 | 0 | 0 | 0 | 0 | 0 | 0
F4_Commercial_Retail_New_Food Preparation_Natural Gas_Range_E7 | F4 | Commercial | Retail | New | Food Preparation | Natural Gas | Range | E7 | Utility - Cost of Equipment | 0 | 0 | 0 | 0 | 0 | 0 | 0 | 0 | 0 | 0 | 0 | 0 | 0 | 0 | 0 | 0 | 0 | 0 | 0 | 0 | 0 | 0 | 0 | 0 | 0 | 0 | 0 | 0 | 0 | 0 | 0 | 0 | 0 | 0 | 0 | 0 | 0 | 0 | 0 | 0 | 0 | 0
F4_Commercial_Retail_New_Food Preparation_Natural Gas_Range_E8 | F4 | Commercial | Retail | New | Food Preparation | Natural Gas | Range | E8 | Utility - Cost of Equipment | 0 | 0 | 0 | 0 | 0 | 0 | 0 | 0 | 0 | 0 | 0 | 0 | 0 | 0 | 0 | 0 | 0 | 0 | 0 | 0 | 0 | 0 | 0 | 0 | 0 | 0 | 0 | 0 | 0 | 0 | 0 | 0 | 0 | 0 | 0 | 0 | 0 | 0 | 0 | 0 | 0 | 0
F4_Commercial_Retail_New_Food Preparation_Natural Gas_Range_E9 | F4 | Commercial | Retail | New | Food Preparation | Natural Gas | Range | E9 | Utility - Cost of Equipment | 0 | 0 | 0 | 0 | 0 | 0 | 0 | 0 | 0 | 0 | 0 | 0 | 0 | 0 | 0 | 0 | 0 | 0 | 0 | 0 | 0 | 0 | 0 | 0 | 0 | 0 | 0 | 0 | 0 | 0 | 0 | 0 | 0 | 0 | 0 | 0 | 0 | 0 | 0 | 0 | 0 | 0
F4_Commercial_Retail_New_Food Preparation_Natural Gas_Range_E10 | F4 | Commercial | Retail | New | Food Preparation | Natural Gas | Range | E10 | Utility - Cost of Equipment | 0 | 0 | 0 | 0 | 0 | 0 | 0 | 0 | 0 | 0 | 0 | 0 | 0 | 0 | 0 | 0 | 0 | 0 | 0 | 0 | 0 | 0 | 0 | 0 | 0 | 0 | 0 | 0 | 0 | 0 | 0 | 0 | 0 | 0 | 0 | 0 | 0 | 0 | 0 | 0 | 0 | 0
F5_Commercial_Retail_New_Food Preparation_Natural Gas_Range_E1 | F5 | Commercial | Retail | New | Food Preparation | Natural Gas | Range | E1 | Utility - Cost of Operation | 0.37803 | 0.37803 | 0.37803 | 0.37803 | 0.37803 | 0.37803 | 0.37803 | 0.37803 | 0.37803 | 0.37803 | 0.37803 | 0.37803 | 0.37803 | 0.37803 | 0.37803 | 0.37803 | 0.37803 | 0.37803 | 0.37803 | 0.37803 | 0.37803 | 0.37803 | 0.37803 | 0.37803 | 0.37803 | 0.37803 | 0.37803 | 0.37803 | 0.37803 | 0.37803 | 0.37803 | 0.37803 | 0.37803 | 0 | 0 | 0 | 0 | 0 | 0 | 0 | 0 | 0
F5_Commercial_Retail_New_Food Preparation_Natural Gas_Range_E2 | F5 | Commercial | Retail | New | Food Preparation | Natural Gas | Range | E2 | Utility - Cost of Operation | 0.37808 | 0.37808 | 0.37808 | 0.37808 | 0.37808 | 0.37808 | 0.37808 | 0.37808 | 0.37808 | 0.37808 | 0.37808 | 0.37808 | 0.37808 | 0.37808 | 0.37808 | 0.37808 | 0.37808 | 0.37808 | 0.37808 | 0.37808 | 0.37808 | 0.37808 | 0.37808 | 0.37808 | 0.37808 | 0.37808 | 0.37808 | 0.37808 | 0.37808 | 0.37808 | 0.37808 | 0.37808 | 0.37808 | 0 | 0 | 0 | 0 | 0 | 0 | 0 | 0 | 0
F5_Commercial_Retail_New_Food Preparation_Natural Gas_Range_E3 | F5 | Commercial | Retail | New | Food Preparation | Natural Gas | Range | E3 | Utility - Cost of Operation | 0 | 0 | 0 | 0 | 0 | 0 | 0 | 0 | 0 | 0 | 0 | 0 | 0 | 0 | 0 | 0 | 0 | 0 | 0 | 0 | 0 | 0 | 0 | 0 | 0 | 0 | 0 | 0 | 0 | 0 | 0 | 0 | 0 | 0 | 0 | 0 | 0 | 0 | 0 | 0 | 0 | 0
F5_Commercial_Retail_New_Food Preparation_Natural Gas_Range_E4 | F5 | Commercial | Retail | New | Food Preparation | Natural Gas | Range | E4 | Utility - Cost of Operation | 0 | 0 | 0 | 0 | 0 | 0 | 0 | 0 | 0 | 0 | 0 | 0 | 0 | 0 | 0 | 0 | 0 | 0 | 0 | 0 | 0 | 0 | 0 | 0 | 0 | 0 | 0 | 0 | 0 | 0 | 0 | 0 | 0 | 0 | 0 | 0 | 0 | 0 | 0 | 0 | 0 | 0
F5_Commercial_Retail_New_Food Preparation_Natural Gas_Range_E5 | F5 | Commercial | Retail | New | Food Preparation | Natural Gas | Range | E5 | Utility - Cost of Operation | 0 | 0 | 0 | 0 | 0 | 0 | 0 | 0 | 0 | 0 | 0 | 0 | 0 | 0 | 0 | 0 | 0 | 0 | 0 | 0 | 0 | 0 | 0 | 0 | 0 | 0 | 0 | 0 | 0 | 0 | 0 | 0 | 0 | 0 | 0 | 0 | 0 | 0 | 0 | 0 | 0 | 0
F5_Commercial_Retail_New_Food Preparation_Natural Gas_Range_E6 | F5 | Commercial | Retail | New | Food Preparation | Natural Gas | Range | E6 | Utility - Cost of Operation | 0 | 0 | 0 | 0 | 0 | 0 | 0 | 0 | 0 | 0 | 0 | 0 | 0 | 0 | 0 | 0 | 0 | 0 | 0 | 0 | 0 | 0 | 0 | 0 | 0 | 0 | 0 | 0 | 0 | 0 | 0 | 0 | 0 | 0 | 0 | 0 | 0 | 0 | 0 | 0 | 0 | 0
F5_Commercial_Retail_New_Food Preparation_Natural Gas_Range_E7 | F5 | Commercial | Retail | New | Food Preparation | Natural Gas | Range | E7 | Utility - Cost of Operation | 0 | 0 | 0 | 0 | 0 | 0 | 0 | 0 | 0 | 0 | 0 | 0 | 0 | 0 | 0 | 0 | 0 | 0 | 0 | 0 | 0 | 0 | 0 | 0 | 0 | 0 | 0 | 0 | 0 | 0 | 0 | 0 | 0 | 0 | 0 | 0 | 0 | 0 | 0 | 0 | 0 | 0
F5_Commercial_Retail_New_Food Preparation_Natural Gas_Range_E8 | F5 | Commercial | Retail | New | Food Preparation | Natural Gas | Range | E8 | Utility - Cost of Operation | 0 | 0 | 0 | 0 | 0 | 0 | 0 | 0 | 0 | 0 | 0 | 0 | 0 | 0 | 0 | 0 | 0 | 0 | 0 | 0 | 0 | 0 | 0 | 0 | 0 | 0 | 0 | 0 | 0 | 0 | 0 | 0 | 0 | 0 | 0 | 0 | 0 | 0 | 0 | 0 | 0 | 0
F5_Commercial_Retail_New_Food Preparation_Natural Gas_Range_E9 | F5 | Commercial | Retail | New | Food Preparation | Natural Gas | Range | E9 | Utility - Cost of Operation | 0 | 0 | 0 | 0 | 0 | 0 | 0 | 0 | 0 | 0 | 0 | 0 | 0 | 0 | 0 | 0 | 0 | 0 | 0 | 0 | 0 | 0 | 0 | 0 | 0 | 0 | 0 | 0 | 0 | 0 | 0 | 0 | 0 | 0 | 0 | 0 | 0 | 0 | 0 | 0 | 0 | 0
F5_Commercial_Retail_New_Food Preparation_Natural Gas_Range_E10 | F5 | Commercial | Retail | New | Food Preparation | Natural Gas | Range | E10 | Utility - Cost of Operation | 0 | 0 | 0 | 0 | 0 | 0 | 0 | 0 | 0 | 0 | 0 | 0 | 0 | 0 | 0 | 0 | 0 | 0 | 0 | 0 | 0 | 0 | 0 | 0 | 0 | 0 | 0 | 0 | 0 | 0 | 0 | 0 | 0 | 0 | 0 | 0 | 0 | 0 | 0 | 0 | 0 | 0
F6_Commercial_Retail_New_Food Preparation_Natural Gas_Range_E1 | F6 | Commercial | Retail | New | Food Preparation | Natural Gas | Range | E1 | Utility - Value of Sales | 0.49986 | 0.50255 | 0.50688 | 0.50593 | 0.50593 | 0.50593 | 0.50593 | 0.50593 | 0.50593 | 0.50593 | 0.50593 | 0.50593 | 0.50593 | 0.50593 | 0.50593 | 0.50593 | 0.50593 | 0.50593 | 0.50593 | 0.50593 | 0.50593 | 0.50593 | 0.50593 | 0.50593 | 0.50593 | 0.50593 | 0.50593 | 0.50593 | 0.50593 | 0.50593 | 0.50593 | 0.50593 | 0.50593 | 0 | 0 | 0 | 0 | 0 | 0 | 0 | 0 | 0
F6_Commercial_Retail_New_Food Preparation_Natural Gas_Range_E2 | F6 | Commercial | Retail | New | Food Preparation | Natural Gas | Range | E2 | Utility - Value of Sales | 0.3749 | 0.37691 | 0.38016 | 0.37945 | 0.37945 | 0.37945 | 0.37945 | 0.37945 | 0.37945 | 0.37945 | 0.37945 | 0.37945 | 0.37945 | 0.37945 | 0.37945 | 0.37945 | 0.37945 | 0.37945 | 0.37945 | 0.37945 | 0.37945 | 0.37945 | 0.37945 | 0.37945 | 0.37945 | 0.37945 | 0.37945 | 0.37945 | 0.37945 | 0.37945 | 0.37945 | 0.37945 | 0.37945 | 0 | 0 | 0 | 0 | 0 | 0 | 0 | 0 | 0
F6_Commercial_Retail_New_Food Preparation_Natural Gas_Range_E3 | F6 | Commercial | Retail | New | Food Preparation | Natural Gas | Range | E3 | Utility - Value of Sales | 0 | 0 | 0 | 0 | 0 | 0 | 0 | 0 | 0 | 0 | 0 | 0 | 0 | 0 | 0 | 0 | 0 | 0 | 0 | 0 | 0 | 0 | 0 | 0 | 0 | 0 | 0 | 0 | 0 | 0 | 0 | 0 | 0 | 0 | 0 | 0 | 0 | 0 | 0 | 0 | 0 | 0
F6_Commercial_Retail_New_Food Preparation_Natural Gas_Range_E4 | F6 | Commercial | Retail | New | Food Preparation | Natural Gas | Range | E4 | Utility - Value of Sales | 0 | 0 | 0 | 0 | 0 | 0 | 0 | 0 | 0 | 0 | 0 | 0 | 0 | 0 | 0 | 0 | 0 | 0 | 0 | 0 | 0 | 0 | 0 | 0 | 0 | 0 | 0 | 0 | 0 | 0 | 0 | 0 | 0 | 0 | 0 | 0 | 0 | 0 | 0 | 0 | 0 | 0
F6_Commercial_Retail_New_Food Preparation_Natural Gas_Range_E5 | F6 | Commercial | Retail | New | Food Preparation | Natural Gas | Range | E5 | Utility - Value of Sales | 0 | 0 | 0 | 0 | 0 | 0 | 0 | 0 | 0 | 0 | 0 | 0 | 0 | 0 | 0 | 0 | 0 | 0 | 0 | 0 | 0 | 0 | 0 | 0 | 0 | 0 | 0 | 0 | 0 | 0 | 0 | 0 | 0 | 0 | 0 | 0 | 0 | 0 | 0 | 0 | 0 | 0
F6_Commercial_Retail_New_Food Preparation_Natural Gas_Range_E6 | F6 | Commercial | Retail | New | Food Preparation | Natural Gas | Range | E6 | Utility - Value of Sales | 0 | 0 | 0 | 0 | 0 | 0 | 0 | 0 | 0 | 0 | 0 | 0 | 0 | 0 | 0 | 0 | 0 | 0 | 0 | 0 | 0 | 0 | 0 | 0 | 0 | 0 | 0 | 0 | 0 | 0 | 0 | 0 | 0 | 0 | 0 | 0 | 0 | 0 | 0 | 0 | 0 | 0
F6_Commercial_Retail_New_Food Preparation_Natural Gas_Range_E7 | F6 | Commercial | Retail | New | Food Preparation | Natural Gas | Range | E7 | Utility - Value of Sales | 0 | 0 | 0 | 0 | 0 | 0 | 0 | 0 | 0 | 0 | 0 | 0 | 0 | 0 | 0 | 0 | 0 | 0 | 0 | 0 | 0 | 0 | 0 | 0 | 0 | 0 | 0 | 0 | 0 | 0 | 0 | 0 | 0 | 0 | 0 | 0 | 0 | 0 | 0 | 0 | 0 | 0
F6_Commercial_Retail_New_Food Preparation_Natural Gas_Range_E8 | F6 | Commercial | Retail | New | Food Preparation | Natural Gas | Range | E8 | Utility - Value of Sales | 0 | 0 | 0 | 0 | 0 | 0 | 0 | 0 | 0 | 0 | 0 | 0 | 0 | 0 | 0 | 0 | 0 | 0 | 0 | 0 | 0 | 0 | 0 | 0 | 0 | 0 | 0 | 0 | 0 | 0 | 0 | 0 | 0 | 0 | 0 | 0 | 0 | 0 | 0 | 0 | 0 | 0
F6_Commercial_Retail_New_Food Preparation_Natural Gas_Range_E9 | F6 | Commercial | Retail | New | Food Preparation | Natural Gas | Range | E9 | Utility - Value of Sales | 0 | 0 | 0 | 0 | 0 | 0 | 0 | 0 | 0 | 0 | 0 | 0 | 0 | 0 | 0 | 0 | 0 | 0 | 0 | 0 | 0 | 0 | 0 | 0 | 0 | 0 | 0 | 0 | 0 | 0 | 0 | 0 | 0 | 0 | 0 | 0 | 0 | 0 | 0 | 0 | 0 | 0
F6_Commercial_Retail_New_Food Preparation_Natural Gas_Range_E10 | F6 | Commercial | Retail | New | Food Preparation | Natural Gas | Range | E10 | Utility - Value of Sales | 0 | 0 | 0 | 0 | 0 | 0 | 0 | 0 | 0 | 0 | 0 | 0 | 0 | 0 | 0 | 0 | 0 | 0 | 0 | 0 | 0 | 0 | 0 | 0 | 0 | 0 | 0 | 0 | 0 | 0 | 0 | 0 | 0 | 0 | 0 | 0 | 0 | 0 | 0 | 0 | 0 | 0
F1_Commercial_Retail_New_Food Preparation_Natural Gas_Steamer_E1 | F1 | Commercial | Retail | New | Food Preparation | Natural Gas | Steamer | E1 | RVT - Cost of Equipment | 1.8538 | 1.856 | 1.866 | 0 | 0 | 0 | 0 | 0 | 0 | 0 | 0 | 0 | 0 | 0 | 0 | 0 | 0 | 0 | 0 | 0 | 0 | 0 | 0 | 0 | 0 | 0 | 0 | 0 | 0 | 0 | 0 | 0 | 0 | 0 | 0 | 0 | 0 | 0 | 0 | 0 | 0 | 0
F1_Commercial_Retail_New_Food Preparation_Natural Gas_Steamer_E2 | F1 | Commercial | Retail | New | Food Preparation | Natural Gas | Steamer | E2 | RVT - Cost of Equipment | 0.38669 | 0.38714 | 0.38922 | 0.3872 | 0.38614 | 0.38765 | 0.39137 | 0.39442 | 0.39812 | 0.40169 | 0.40528 | 0.40867 | 0.41226 | 0.41599 | 0.41959 | 0.42327 | 0.42698 | 0.43095 | 0.43498 | 0.43912 | 0.44306 | 0.44705 | 0.45065 | 0.45432 | 0.45755 | 0.46033 | 0.46286 | 0.46505 | 0.46676 | 0.46816 | 0.46893 | 0.46944 | 0.46944 | 0 | 0 | 0 | 0 | 0 | 0 | 0 | 0 | 0
F1_Commercial_Retail_New_Food Preparation_Natural Gas_Steamer_E3 | F1 | Commercial | Retail | New | Food Preparation | Natural Gas | Steamer | E3 | RVT - Cost of Equipment | 0 | 0 | 0 | 0 | 0 | 0 | 0 | 0 | 0 | 0 | 0 | 0 | 0 | 0 | 0 | 0 | 0 | 0 | 0 | 0 | 0 | 0 | 0 | 0 | 0 | 0 | 0 | 0 | 0 | 0 | 0 | 0 | 0 | 0 | 0 | 0 | 0 | 0 | 0 | 0 | 0 | 0
F1_Commercial_Retail_New_Food Preparation_Natural Gas_Steamer_E4 | F1 | Commercial | Retail | New | Food Preparation | Natural Gas | Steamer | E4 | RVT - Cost of Equipment | 0 | 0 | 0 | 0 | 0 | 0 | 0 | 0 | 0 | 0 | 0 | 0 | 0 | 0 | 0 | 0 | 0 | 0 | 0 | 0 | 0 | 0 | 0 | 0 | 0 | 0 | 0 | 0 | 0 | 0 | 0 | 0 | 0 | 0 | 0 | 0 | 0 | 0 | 0 | 0 | 0 | 0
F1_Commercial_Retail_New_Food Preparation_Natural Gas_Steamer_E5 | F1 | Commercial | Retail | New | Food Preparation | Natural Gas | Steamer | E5 | RVT - Cost of Equipment | 0 | 0 | 0 | 0 | 0 | 0 | 0 | 0 | 0 | 0 | 0 | 0 | 0 | 0 | 0 | 0 | 0 | 0 | 0 | 0 | 0 | 0 | 0 | 0 | 0 | 0 | 0 | 0 | 0 | 0 | 0 | 0 | 0 | 0 | 0 | 0 | 0 | 0 | 0 | 0 | 0 | 0
F1_Commercial_Retail_New_Food Preparation_Natural Gas_Steamer_E6 | F1 | Commercial | Retail | New | Food Preparation | Natural Gas | Steamer | E6 | RVT - Cost of Equipment | 0 | 0 | 0 | 0 | 0 | 0 | 0 | 0 | 0 | 0 | 0 | 0 | 0 | 0 | 0 | 0 | 0 | 0 | 0 | 0 | 0 | 0 | 0 | 0 | 0 | 0 | 0 | 0 | 0 | 0 | 0 | 0 | 0 | 0 | 0 | 0 | 0 | 0 | 0 | 0 | 0 | 0
F1_Commercial_Retail_New_Food Preparation_Natural Gas_Steamer_E7 | F1 | Commercial | Retail | New | Food Preparation | Natural Gas | Steamer | E7 | RVT - Cost of Equipment | 0 | 0 | 0 | 0 | 0 | 0 | 0 | 0 | 0 | 0 | 0 | 0 | 0 | 0 | 0 | 0 | 0 | 0 | 0 | 0 | 0 | 0 | 0 | 0 | 0 | 0 | 0 | 0 | 0 | 0 | 0 | 0 | 0 | 0 | 0 | 0 | 0 | 0 | 0 | 0 | 0 | 0
F1_Commercial_Retail_New_Food Preparation_Natural Gas_Steamer_E8 | F1 | Commercial | Retail | New | Food Preparation | Natural Gas | Steamer | E8 | RVT - Cost of Equipment | 0 | 0 | 0 | 0 | 0 | 0 | 0 | 0 | 0 | 0 | 0 | 0 | 0 | 0 | 0 | 0 | 0 | 0 | 0 | 0 | 0 | 0 | 0 | 0 | 0 | 0 | 0 | 0 | 0 | 0 | 0 | 0 | 0 | 0 | 0 | 0 | 0 | 0 | 0 | 0 | 0 | 0
F1_Commercial_Retail_New_Food Preparation_Natural Gas_Steamer_E9 | F1 | Commercial | Retail | New | Food Preparation | Natural Gas | Steamer | E9 | RVT - Cost of Equipment | 0 | 0 | 0 | 0 | 0 | 0 | 0 | 0 | 0 | 0 | 0 | 0 | 0 | 0 | 0 | 0 | 0 | 0 | 0 | 0 | 0 | 0 | 0 | 0 | 0 | 0 | 0 | 0 | 0 | 0 | 0 | 0 | 0 | 0 | 0 | 0 | 0 | 0 | 0 | 0 | 0 | 0
F1_Commercial_Retail_New_Food Preparation_Natural Gas_Steamer_E10 | F1 | Commercial | Retail | New | Food Preparation | Natural Gas | Steamer | E10 | RVT - Cost of Equipment | 0 | 0 | 0 | 0 | 0 | 0 | 0 | 0 | 0 | 0 | 0 | 0 | 0 | 0 | 0 | 0 | 0 | 0 | 0 | 0 | 0 | 0 | 0 | 0 | 0 | 0 | 0 | 0 | 0 | 0 | 0 | 0 | 0 | 0 | 0 | 0 | 0 | 0 | 0 | 0 | 0 | 0
F2_Commercial_Retail_New_Food Preparation_Natural Gas_Steamer_E1 | F2 | Commercial | Retail | New | Food Preparation | Natural Gas | Steamer | E1 | RVT - Cost of Operation | 2.221 | 2.2236 | 2.2355 | 0 | 0 | 0 | 0 | 0 | 0 | 0 | 0 | 0 | 0 | 0 | 0 | 0 | 0 | 0 | 0 | 0 | 0 | 0 | 0 | 0 | 0 | 0 | 0 | 0 | 0 | 0 | 0 | 0 | 0 | 0 | 0 | 0 | 0 | 0 | 0 | 0 | 0 | 0
F2_Commercial_Retail_New_Food Preparation_Natural Gas_Steamer_E2 | F2 | Commercial | Retail | New | Food Preparation | Natural Gas | Steamer | E2 | RVT - Cost of Operation | 0.46327 | 0.46382 | 0.46631 | 0.4639 | 0.46262 | 0.46444 | 0.46889 | 0.47254 | 0.47697 | 0.48125 | 0.48556 | 0.48961 | 0.49391 | 0.49838 | 0.5027 | 0.5071 | 0.51155 | 0.5163 | 0.52114 | 0.52609 | 0.53081 | 0.53559 | 0.53991 | 0.54431 | 0.54817 | 0.5515 | 0.55454 | 0.55716 | 0.55921 | 0.56089 | 0.56181 | 0.56242 | 0.56242 | 0 | 0 | 0 | 0 | 0 | 0 | 0 | 0 | 0
F2_Commercial_Retail_New_Food Preparation_Natural Gas_Steamer_E3 | F2 | Commercial | Retail | New | Food Preparation | Natural Gas | Steamer | E3 | RVT - Cost of Operation | 0 | 0 | 0 | 0 | 0 | 0 | 0 | 0 | 0 | 0 | 0 | 0 | 0 | 0 | 0 | 0 | 0 | 0 | 0 | 0 | 0 | 0 | 0 | 0 | 0 | 0 | 0 | 0 | 0 | 0 | 0 | 0 | 0 | 0 | 0 | 0 | 0 | 0 | 0 | 0 | 0 | 0
F2_Commercial_Retail_New_Food Preparation_Natural Gas_Steamer_E4 | F2 | Commercial | Retail | New | Food Preparation | Natural Gas | Steamer | E4 | RVT - Cost of Operation | 0 | 0 | 0 | 0 | 0 | 0 | 0 | 0 | 0 | 0 | 0 | 0 | 0 | 0 | 0 | 0 | 0 | 0 | 0 | 0 | 0 | 0 | 0 | 0 | 0 | 0 | 0 | 0 | 0 | 0 | 0 | 0 | 0 | 0 | 0 | 0 | 0 | 0 | 0 | 0 | 0 | 0
F2_Commercial_Retail_New_Food Preparation_Natural Gas_Steamer_E5 | F2 | Commercial | Retail | New | Food Preparation | Natural Gas | Steamer | E5 | RVT - Cost of Operation | 0 | 0 | 0 | 0 | 0 | 0 | 0 | 0 | 0 | 0 | 0 | 0 | 0 | 0 | 0 | 0 | 0 | 0 | 0 | 0 | 0 | 0 | 0 | 0 | 0 | 0 | 0 | 0 | 0 | 0 | 0 | 0 | 0 | 0 | 0 | 0 | 0 | 0 | 0 | 0 | 0 | 0
F2_Commercial_Retail_New_Food Preparation_Natural Gas_Steamer_E6 | F2 | Commercial | Retail | New | Food Preparation | Natural Gas | Steamer | E6 | RVT - Cost of Operation | 0 | 0 | 0 | 0 | 0 | 0 | 0 | 0 | 0 | 0 | 0 | 0 | 0 | 0 | 0 | 0 | 0 | 0 | 0 | 0 | 0 | 0 | 0 | 0 | 0 | 0 | 0 | 0 | 0 | 0 | 0 | 0 | 0 | 0 | 0 | 0 | 0 | 0 | 0 | 0 | 0 | 0
F2_Commercial_Retail_New_Food Preparation_Natural Gas_Steamer_E7 | F2 | Commercial | Retail | New | Food Preparation | Natural Gas | Steamer | E7 | RVT - Cost of Operation | 0 | 0 | 0 | 0 | 0 | 0 | 0 | 0 | 0 | 0 | 0 | 0 | 0 | 0 | 0 | 0 | 0 | 0 | 0 | 0 | 0 | 0 | 0 | 0 | 0 | 0 | 0 | 0 | 0 | 0 | 0 | 0 | 0 | 0 | 0 | 0 | 0 | 0 | 0 | 0 | 0 | 0
F2_Commercial_Retail_New_Food Preparation_Natural Gas_Steamer_E8 | F2 | Commercial | Retail | New | Food Preparation | Natural Gas | Steamer | E8 | RVT - Cost of Operation | 0 | 0 | 0 | 0 | 0 | 0 | 0 | 0 | 0 | 0 | 0 | 0 | 0 | 0 | 0 | 0 | 0 | 0 | 0 | 0 | 0 | 0 | 0 | 0 | 0 | 0 | 0 | 0 | 0 | 0 | 0 | 0 | 0 | 0 | 0 | 0 | 0 | 0 | 0 | 0 | 0 | 0
F2_Commercial_Retail_New_Food Preparation_Natural Gas_Steamer_E9 | F2 | Commercial | Retail | New | Food Preparation | Natural Gas | Steamer | E9 | RVT - Cost of Operation | 0 | 0 | 0 | 0 | 0 | 0 | 0 | 0 | 0 | 0 | 0 | 0 | 0 | 0 | 0 | 0 | 0 | 0 | 0 | 0 | 0 | 0 | 0 | 0 | 0 | 0 | 0 | 0 | 0 | 0 | 0 | 0 | 0 | 0 | 0 | 0 | 0 | 0 | 0 | 0 | 0 | 0
F2_Commercial_Retail_New_Food Preparation_Natural Gas_Steamer_E10 | F2 | Commercial | Retail | New | Food Preparation | Natural Gas | Steamer | E10 | RVT - Cost of Operation | 0 | 0 | 0 | 0 | 0 | 0 | 0 | 0 | 0 | 0 | 0 | 0 | 0 | 0 | 0 | 0 | 0 | 0 | 0 | 0 | 0 | 0 | 0 | 0 | 0 | 0 | 0 | 0 | 0 | 0 | 0 | 0 | 0 | 0 | 0 | 0 | 0 | 0 | 0 | 0 | 0 | 0
F3_Commercial_Retail_New_Food Preparation_Natural Gas_Steamer_E1 | F3 | Commercial | Retail | New | Food Preparation | Natural Gas | Steamer | E1 | System - kBTUs of Consumption | 1.1411 | 1.1411 | 1.1411 | 0 | 0 | 0 | 0 | 0 | 0 | 0 | 0 | 0 | 0 | 0 | 0 | 0 | 0 | 0 | 0 | 0 | 0 | 0 | 0 | 0 | 0 | 0 | 0 | 0 | 0 | 0 | 0 | 0 | 0 | 0 | 0 | 0 | 0 | 0 | 0 | 0 | 0 | 0
F3_Commercial_Retail_New_Food Preparation_Natural Gas_Steamer_E2 | F3 | Commercial | Retail | New | Food Preparation | Natural Gas | Steamer | E2 | System - kBTUs of Consumption | 1.2259 | 1.2259 | 1.2259 | 1.2259 | 1.2259 | 1.2259 | 1.2259 | 1.2259 | 1.2259 | 1.2259 | 1.2259 | 1.2259 | 1.2259 | 1.2259 | 1.2259 | 1.2259 | 1.2259 | 1.2259 | 1.2259 | 1.2259 | 1.2259 | 1.2259 | 1.2259 | 1.2259 | 1.2259 | 1.2259 | 1.2259 | 1.2259 | 1.2259 | 1.2259 | 1.2259 | 1.2259 | 1.2259 | 0 | 0 | 0 | 0 | 0 | 0 | 0 | 0 | 0
F3_Commercial_Retail_New_Food Preparation_Natural Gas_Steamer_E3 | F3 | Commercial | Retail | New | Food Preparation | Natural Gas | Steamer | E3 | System - kBTUs of Consumption | 0 | 0 | 0 | 0 | 0 | 0 | 0 | 0 | 0 | 0 | 0 | 0 | 0 | 0 | 0 | 0 | 0 | 0 | 0 | 0 | 0 | 0 | 0 | 0 | 0 | 0 | 0 | 0 | 0 | 0 | 0 | 0 | 0 | 0 | 0 | 0 | 0 | 0 | 0 | 0 | 0 | 0
F3_Commercial_Retail_New_Food Preparation_Natural Gas_Steamer_E4 | F3 | Commercial | Retail | New | Food Preparation | Natural Gas | Steamer | E4 | System - kBTUs of Consumption | 0 | 0 | 0 | 0 | 0 | 0 | 0 | 0 | 0 | 0 | 0 | 0 | 0 | 0 | 0 | 0 | 0 | 0 | 0 | 0 | 0 | 0 | 0 | 0 | 0 | 0 | 0 | 0 | 0 | 0 | 0 | 0 | 0 | 0 | 0 | 0 | 0 | 0 | 0 | 0 | 0 | 0
F3_Commercial_Retail_New_Food Preparation_Natural Gas_Steamer_E5 | F3 | Commercial | Retail | New | Food Preparation | Natural Gas | Steamer | E5 | System - kBTUs of Consumption | 0 | 0 | 0 | 0 | 0 | 0 | 0 | 0 | 0 | 0 | 0 | 0 | 0 | 0 | 0 | 0 | 0 | 0 | 0 | 0 | 0 | 0 | 0 | 0 | 0 | 0 | 0 | 0 | 0 | 0 | 0 | 0 | 0 | 0 | 0 | 0 | 0 | 0 | 0 | 0 | 0 | 0
F3_Commercial_Retail_New_Food Preparation_Natural Gas_Steamer_E6 | F3 | Commercial | Retail | New | Food Preparation | Natural Gas | Steamer | E6 | System - kBTUs of Consumption | 0 | 0 | 0 | 0 | 0 | 0 | 0 | 0 | 0 | 0 | 0 | 0 | 0 | 0 | 0 | 0 | 0 | 0 | 0 | 0 | 0 | 0 | 0 | 0 | 0 | 0 | 0 | 0 | 0 | 0 | 0 | 0 | 0 | 0 | 0 | 0 | 0 | 0 | 0 | 0 | 0 | 0
F3_Commercial_Retail_New_Food Preparation_Natural Gas_Steamer_E7 | F3 | Commercial | Retail | New | Food Preparation | Natural Gas | Steamer | E7 | System - kBTUs of Consumption | 0 | 0 | 0 | 0 | 0 | 0 | 0 | 0 | 0 | 0 | 0 | 0 | 0 | 0 | 0 | 0 | 0 | 0 | 0 | 0 | 0 | 0 | 0 | 0 | 0 | 0 | 0 | 0 | 0 | 0 | 0 | 0 | 0 | 0 | 0 | 0 | 0 | 0 | 0 | 0 | 0 | 0
F3_Commercial_Retail_New_Food Preparation_Natural Gas_Steamer_E8 | F3 | Commercial | Retail | New | Food Preparation | Natural Gas | Steamer | E8 | System - kBTUs of Consumption | 0 | 0 | 0 | 0 | 0 | 0 | 0 | 0 | 0 | 0 | 0 | 0 | 0 | 0 | 0 | 0 | 0 | 0 | 0 | 0 | 0 | 0 | 0 | 0 | 0 | 0 | 0 | 0 | 0 | 0 | 0 | 0 | 0 | 0 | 0 | 0 | 0 | 0 | 0 | 0 | 0 | 0
F3_Commercial_Retail_New_Food Preparation_Natural Gas_Steamer_E9 | F3 | Commercial | Retail | New | Food Preparation | Natural Gas | Steamer | E9 | System - kBTUs of Consumption | 0 | 0 | 0 | 0 | 0 | 0 | 0 | 0 | 0 | 0 | 0 | 0 | 0 | 0 | 0 | 0 | 0 | 0 | 0 | 0 | 0 | 0 | 0 | 0 | 0 | 0 | 0 | 0 | 0 | 0 | 0 | 0 | 0 | 0 | 0 | 0 | 0 | 0 | 0 | 0 | 0 | 0
F3_Commercial_Retail_New_Food Preparation_Natural Gas_Steamer_E10 | F3 | Commercial | Retail | New | Food Preparation | Natural Gas | Steamer | E10 | System - kBTUs of Consumption | 0 | 0 | 0 | 0 | 0 | 0 | 0 | 0 | 0 | 0 | 0 | 0 | 0 | 0 | 0 | 0 | 0 | 0 | 0 | 0 | 0 | 0 | 0 | 0 | 0 | 0 | 0 | 0 | 0 | 0 | 0 | 0 | 0 | 0 | 0 | 0 | 0 | 0 | 0 | 0 | 0 | 0
F4_Commercial_Retail_New_Food Preparation_Natural Gas_Steamer_E1 | F4 | Commercial | Retail | New | Food Preparation | Natural Gas | Steamer | E1 | Utility - Cost of Equipment | 2.221 | 2.2236 | 2.2355 | 0 | 0 | 0 | 0 | 0 | 0 | 0 | 0 | 0 | 0 | 0 | 0 | 0 | 0 | 0 | 0 | 0 | 0 | 0 | 0 | 0 | 0 | 0 | 0 | 0 | 0 | 0 | 0 | 0 | 0 | 0 | 0 | 0 | 0 | 0 | 0 | 0 | 0 | 0
F4_Commercial_Retail_New_Food Preparation_Natural Gas_Steamer_E2 | F4 | Commercial | Retail | New | Food Preparation | Natural Gas | Steamer | E2 | Utility - Cost of Equipment | 0.46327 | 0.46382 | 0.46631 | 0.4639 | 0.46262 | 0.46444 | 0.46889 | 0.47254 | 0.47697 | 0.48125 | 0.48556 | 0.48961 | 0.49391 | 0.49838 | 0.5027 | 0.5071 | 0.51155 | 0.5163 | 0.52114 | 0.52609 | 0.53081 | 0.53559 | 0.53991 | 0.54431 | 0.54817 | 0.5515 | 0.55454 | 0.55716 | 0.55921 | 0.56089 | 0.56181 | 0.56242 | 0.56242 | 0 | 0 | 0 | 0 | 0 | 0 | 0 | 0 | 0
F4_Commercial_Retail_New_Food Preparation_Natural Gas_Steamer_E3 | F4 | Commercial | Retail | New | Food Preparation | Natural Gas | Steamer | E3 | Utility - Cost of Equipment | 0 | 0 | 0 | 0 | 0 | 0 | 0 | 0 | 0 | 0 | 0 | 0 | 0 | 0 | 0 | 0 | 0 | 0 | 0 | 0 | 0 | 0 | 0 | 0 | 0 | 0 | 0 | 0 | 0 | 0 | 0 | 0 | 0 | 0 | 0 | 0 | 0 | 0 | 0 | 0 | 0 | 0
F4_Commercial_Retail_New_Food Preparation_Natural Gas_Steamer_E4 | F4 | Commercial | Retail | New | Food Preparation | Natural Gas | Steamer | E4 | Utility - Cost of Equipment | 0 | 0 | 0 | 0 | 0 | 0 | 0 | 0 | 0 | 0 | 0 | 0 | 0 | 0 | 0 | 0 | 0 | 0 | 0 | 0 | 0 | 0 | 0 | 0 | 0 | 0 | 0 | 0 | 0 | 0 | 0 | 0 | 0 | 0 | 0 | 0 | 0 | 0 | 0 | 0 | 0 | 0
F4_Commercial_Retail_New_Food Preparation_Natural Gas_Steamer_E5 | F4 | Commercial | Retail | New | Food Preparation | Natural Gas | Steamer | E5 | Utility - Cost of Equipment | 0 | 0 | 0 | 0 | 0 | 0 | 0 | 0 | 0 | 0 | 0 | 0 | 0 | 0 | 0 | 0 | 0 | 0 | 0 | 0 | 0 | 0 | 0 | 0 | 0 | 0 | 0 | 0 | 0 | 0 | 0 | 0 | 0 | 0 | 0 | 0 | 0 | 0 | 0 | 0 | 0 | 0
F4_Commercial_Retail_New_Food Preparation_Natural Gas_Steamer_E6 | F4 | Commercial | Retail | New | Food Preparation | Natural Gas | Steamer | E6 | Utility - Cost of Equipment | 0 | 0 | 0 | 0 | 0 | 0 | 0 | 0 | 0 | 0 | 0 | 0 | 0 | 0 | 0 | 0 | 0 | 0 | 0 | 0 | 0 | 0 | 0 | 0 | 0 | 0 | 0 | 0 | 0 | 0 | 0 | 0 | 0 | 0 | 0 | 0 | 0 | 0 | 0 | 0 | 0 | 0
F4_Commercial_Retail_New_Food Preparation_Natural Gas_Steamer_E7 | F4 | Commercial | Retail | New | Food Preparation | Natural Gas | Steamer | E7 | Utility - Cost of Equipment | 0 | 0 | 0 | 0 | 0 | 0 | 0 | 0 | 0 | 0 | 0 | 0 | 0 | 0 | 0 | 0 | 0 | 0 | 0 | 0 | 0 | 0 | 0 | 0 | 0 | 0 | 0 | 0 | 0 | 0 | 0 | 0 | 0 | 0 | 0 | 0 | 0 | 0 | 0 | 0 | 0 | 0
F4_Commercial_Retail_New_Food Preparation_Natural Gas_Steamer_E8 | F4 | Commercial | Retail | New | Food Preparation | Natural Gas | Steamer | E8 | Utility - Cost of Equipment | 0 | 0 | 0 | 0 | 0 | 0 | 0 | 0 | 0 | 0 | 0 | 0 | 0 | 0 | 0 | 0 | 0 | 0 | 0 | 0 | 0 | 0 | 0 | 0 | 0 | 0 | 0 | 0 | 0 | 0 | 0 | 0 | 0 | 0 | 0 | 0 | 0 | 0 | 0 | 0 | 0 | 0
F4_Commercial_Retail_New_Food Preparation_Natural Gas_Steamer_E9 | F4 | Commercial | Retail | New | Food Preparation | Natural Gas | Steamer | E9 | Utility - Cost of Equipment | 0 | 0 | 0 | 0 | 0 | 0 | 0 | 0 | 0 | 0 | 0 | 0 | 0 | 0 | 0 | 0 | 0 | 0 | 0 | 0 | 0 | 0 | 0 | 0 | 0 | 0 | 0 | 0 | 0 | 0 | 0 | 0 | 0 | 0 | 0 | 0 | 0 | 0 | 0 | 0 | 0 | 0
F4_Commercial_Retail_New_Food Preparation_Natural Gas_Steamer_E10 | F4 | Commercial | Retail | New | Food Preparation | Natural Gas | Steamer | E10 | Utility - Cost of Equipment | 0 | 0 | 0 | 0 | 0 | 0 | 0 | 0 | 0 | 0 | 0 | 0 | 0 | 0 | 0 | 0 | 0 | 0 | 0 | 0 | 0 | 0 | 0 | 0 | 0 | 0 | 0 | 0 | 0 | 0 | 0 | 0 | 0 | 0 | 0 | 0 | 0 | 0 | 0 | 0 | 0 | 0
F5_Commercial_Retail_New_Food Preparation_Natural Gas_Steamer_E1 | F5 | Commercial | Retail | New | Food Preparation | Natural Gas | Steamer | E1 | Utility - Cost of Operation | 1.1411 | 1.1411 | 1.1411 | 0 | 0 | 0 | 0 | 0 | 0 | 0 | 0 | 0 | 0 | 0 | 0 | 0 | 0 | 0 | 0 | 0 | 0 | 0 | 0 | 0 | 0 | 0 | 0 | 0 | 0 | 0 | 0 | 0 | 0 | 0 | 0 | 0 | 0 | 0 | 0 | 0 | 0 | 0
F5_Commercial_Retail_New_Food Preparation_Natural Gas_Steamer_E2 | F5 | Commercial | Retail | New | Food Preparation | Natural Gas | Steamer | E2 | Utility - Cost of Operation | 1.2259 | 1.2259 | 1.2259 | 1.2259 | 1.2259 | 1.2259 | 1.2259 | 1.2259 | 1.2259 | 1.2259 | 1.2259 | 1.2259 | 1.2259 | 1.2259 | 1.2259 | 1.2259 | 1.2259 | 1.2259 | 1.2259 | 1.2259 | 1.2259 | 1.2259 | 1.2259 | 1.2259 | 1.2259 | 1.2259 | 1.2259 | 1.2259 | 1.2259 | 1.2259 | 1.2259 | 1.2259 | 1.2259 | 0 | 0 | 0 | 0 | 0 | 0 | 0 | 0 | 0
F5_Commercial_Retail_New_Food Preparation_Natural Gas_Steamer_E3 | F5 | Commercial | Retail | New | Food Preparation | Natural Gas | Steamer | E3 | Utility - Cost of Operation | 0 | 0 | 0 | 0 | 0 | 0 | 0 | 0 | 0 | 0 | 0 | 0 | 0 | 0 | 0 | 0 | 0 | 0 | 0 | 0 | 0 | 0 | 0 | 0 | 0 | 0 | 0 | 0 | 0 | 0 | 0 | 0 | 0 | 0 | 0 | 0 | 0 | 0 | 0 | 0 | 0 | 0
F5_Commercial_Retail_New_Food Preparation_Natural Gas_Steamer_E4 | F5 | Commercial | Retail | New | Food Preparation | Natural Gas | Steamer | E4 | Utility - Cost of Operation | 0 | 0 | 0 | 0 | 0 | 0 | 0 | 0 | 0 | 0 | 0 | 0 | 0 | 0 | 0 | 0 | 0 | 0 | 0 | 0 | 0 | 0 | 0 | 0 | 0 | 0 | 0 | 0 | 0 | 0 | 0 | 0 | 0 | 0 | 0 | 0 | 0 | 0 | 0 | 0 | 0 | 0
F5_Commercial_Retail_New_Food Preparation_Natural Gas_Steamer_E5 | F5 | Commercial | Retail | New | Food Preparation | Natural Gas | Steamer | E5 | Utility - Cost of Operation | 0 | 0 | 0 | 0 | 0 | 0 | 0 | 0 | 0 | 0 | 0 | 0 | 0 | 0 | 0 | 0 | 0 | 0 | 0 | 0 | 0 | 0 | 0 | 0 | 0 | 0 | 0 | 0 | 0 | 0 | 0 | 0 | 0 | 0 | 0 | 0 | 0 | 0 | 0 | 0 | 0 | 0
F5_Commercial_Retail_New_Food Preparation_Natural Gas_Steamer_E6 | F5 | Commercial | Retail | New | Food Preparation | Natural Gas | Steamer | E6 | Utility - Cost of Operation | 0 | 0 | 0 | 0 | 0 | 0 | 0 | 0 | 0 | 0 | 0 | 0 | 0 | 0 | 0 | 0 | 0 | 0 | 0 | 0 | 0 | 0 | 0 | 0 | 0 | 0 | 0 | 0 | 0 | 0 | 0 | 0 | 0 | 0 | 0 | 0 | 0 | 0 | 0 | 0 | 0 | 0
F5_Commercial_Retail_New_Food Preparation_Natural Gas_Steamer_E7 | F5 | Commercial | Retail | New | Food Preparation | Natural Gas | Steamer | E7 | Utility - Cost of Operation | 0 | 0 | 0 | 0 | 0 | 0 | 0 | 0 | 0 | 0 | 0 | 0 | 0 | 0 | 0 | 0 | 0 | 0 | 0 | 0 | 0 | 0 | 0 | 0 | 0 | 0 | 0 | 0 | 0 | 0 | 0 | 0 | 0 | 0 | 0 | 0 | 0 | 0 | 0 | 0 | 0 | 0
F5_Commercial_Retail_New_Food Preparation_Natural Gas_Steamer_E8 | F5 | Commercial | Retail | New | Food Preparation | Natural Gas | Steamer | E8 | Utility - Cost of Operation | 0 | 0 | 0 | 0 | 0 | 0 | 0 | 0 | 0 | 0 | 0 | 0 | 0 | 0 | 0 | 0 | 0 | 0 | 0 | 0 | 0 | 0 | 0 | 0 | 0 | 0 | 0 | 0 | 0 | 0 | 0 | 0 | 0 | 0 | 0 | 0 | 0 | 0 | 0 | 0 | 0 | 0
F5_Commercial_Retail_New_Food Preparation_Natural Gas_Steamer_E9 | F5 | Commercial | Retail | New | Food Preparation | Natural Gas | Steamer | E9 | Utility - Cost of Operation | 0 | 0 | 0 | 0 | 0 | 0 | 0 | 0 | 0 | 0 | 0 | 0 | 0 | 0 | 0 | 0 | 0 | 0 | 0 | 0 | 0 | 0 | 0 | 0 | 0 | 0 | 0 | 0 | 0 | 0 | 0 | 0 | 0 | 0 | 0 | 0 | 0 | 0 | 0 | 0 | 0 | 0
F5_Commercial_Retail_New_Food Preparation_Natural Gas_Steamer_E10 | F5 | Commercial | Retail | New | Food Preparation | Natural Gas | Steamer | E10 | Utility - Cost of Operation | 0 | 0 | 0 | 0 | 0 | 0 | 0 | 0 | 0 | 0 | 0 | 0 | 0 | 0 | 0 | 0 | 0 | 0 | 0 | 0 | 0 | 0 | 0 | 0 | 0 | 0 | 0 | 0 | 0 | 0 | 0 | 0 | 0 | 0 | 0 | 0 | 0 | 0 | 0 | 0 | 0 | 0
F6_Commercial_Retail_New_Food Preparation_Natural Gas_Steamer_E1 | F6 | Commercial | Retail | New | Food Preparation | Natural Gas | Steamer | E1 | Utility - Value of Sales | 1.1801 | 1.1854 | 1.1939 | 0 | 0 | 0 | 0 | 0 | 0 | 0 | 0 | 0 | 0 | 0 | 0 | 0 | 0 | 0 | 0 | 0 | 0 | 0 | 0 | 0 | 0 | 0 | 0 | 0 | 0 | 0 | 0 | 0 | 0 | 0 | 0 | 0 | 0 | 0 | 0 | 0 | 0 | 0
F6_Commercial_Retail_New_Food Preparation_Natural Gas_Steamer_E2 | F6 | Commercial | Retail | New | Food Preparation | Natural Gas | Steamer | E2 | Utility - Value of Sales | 0.24617 | 0.24727 | 0.24904 | 0.24865 | 0.24865 | 0.24865 | 0.24865 | 0.24865 | 0.24865 | 0.24865 | 0.24865 | 0.24865 | 0.24865 | 0.24865 | 0.24865 | 0.24865 | 0.24865 | 0.24865 | 0.24865 | 0.24865 | 0.24865 | 0.24865 | 0.24865 | 0.24865 | 0.24865 | 0.24865 | 0.24865 | 0.24865 | 0.24865 | 0.24865 | 0.24865 | 0.24865 | 0.24865 | 0 | 0 | 0 | 0 | 0 | 0 | 0 | 0 | 0
F6_Commercial_Retail_New_Food Preparation_Natural Gas_Steamer_E3 | F6 | Commercial | Retail | New | Food Preparation | Natural Gas | Steamer | E3 | Utility - Value of Sales | 0 | 0 | 0 | 0 | 0 | 0 | 0 | 0 | 0 | 0 | 0 | 0 | 0 | 0 | 0 | 0 | 0 | 0 | 0 | 0 | 0 | 0 | 0 | 0 | 0 | 0 | 0 | 0 | 0 | 0 | 0 | 0 | 0 | 0 | 0 | 0 | 0 | 0 | 0 | 0 | 0 | 0
F6_Commercial_Retail_New_Food Preparation_Natural Gas_Steamer_E4 | F6 | Commercial | Retail | New | Food Preparation | Natural Gas | Steamer | E4 | Utility - Value of Sales | 0 | 0 | 0 | 0 | 0 | 0 | 0 | 0 | 0 | 0 | 0 | 0 | 0 | 0 | 0 | 0 | 0 | 0 | 0 | 0 | 0 | 0 | 0 | 0 | 0 | 0 | 0 | 0 | 0 | 0 | 0 | 0 | 0 | 0 | 0 | 0 | 0 | 0 | 0 | 0 | 0 | 0
F6_Commercial_Retail_New_Food Preparation_Natural Gas_Steamer_E5 | F6 | Commercial | Retail | New | Food Preparation | Natural Gas | Steamer | E5 | Utility - Value of Sales | 0 | 0 | 0 | 0 | 0 | 0 | 0 | 0 | 0 | 0 | 0 | 0 | 0 | 0 | 0 | 0 | 0 | 0 | 0 | 0 | 0 | 0 | 0 | 0 | 0 | 0 | 0 | 0 | 0 | 0 | 0 | 0 | 0 | 0 | 0 | 0 | 0 | 0 | 0 | 0 | 0 | 0
F6_Commercial_Retail_New_Food Preparation_Natural Gas_Steamer_E6 | F6 | Commercial | Retail | New | Food Preparation | Natural Gas | Steamer | E6 | Utility - Value of Sales | 0 | 0 | 0 | 0 | 0 | 0 | 0 | 0 | 0 | 0 | 0 | 0 | 0 | 0 | 0 | 0 | 0 | 0 | 0 | 0 | 0 | 0 | 0 | 0 | 0 | 0 | 0 | 0 | 0 | 0 | 0 | 0 | 0 | 0 | 0 | 0 | 0 | 0 | 0 | 0 | 0 | 0
F6_Commercial_Retail_New_Food Preparation_Natural Gas_Steamer_E7 | F6 | Commercial | Retail | New | Food Preparation | Natural Gas | Steamer | E7 | Utility - Value of Sales | 0 | 0 | 0 | 0 | 0 | 0 | 0 | 0 | 0 | 0 | 0 | 0 | 0 | 0 | 0 | 0 | 0 | 0 | 0 | 0 | 0 | 0 | 0 | 0 | 0 | 0 | 0 | 0 | 0 | 0 | 0 | 0 | 0 | 0 | 0 | 0 | 0 | 0 | 0 | 0 | 0 | 0
F6_Commercial_Retail_New_Food Preparation_Natural Gas_Steamer_E8 | F6 | Commercial | Retail | New | Food Preparation | Natural Gas | Steamer | E8 | Utility - Value of Sales | 0 | 0 | 0 | 0 | 0 | 0 | 0 | 0 | 0 | 0 | 0 | 0 | 0 | 0 | 0 | 0 | 0 | 0 | 0 | 0 | 0 | 0 | 0 | 0 | 0 | 0 | 0 | 0 | 0 | 0 | 0 | 0 | 0 | 0 | 0 | 0 | 0 | 0 | 0 | 0 | 0 | 0
F6_Commercial_Retail_New_Food Preparation_Natural Gas_Steamer_E9 | F6 | Commercial | Retail | New | Food Preparation | Natural Gas | Steamer | E9 | Utility - Value of Sales | 0 | 0 | 0 | 0 | 0 | 0 | 0 | 0 | 0 | 0 | 0 | 0 | 0 | 0 | 0 | 0 | 0 | 0 | 0 | 0 | 0 | 0 | 0 | 0 | 0 | 0 | 0 | 0 | 0 | 0 | 0 | 0 | 0 | 0 | 0 | 0 | 0 | 0 | 0 | 0 | 0 | 0
F6_Commercial_Retail_New_Food Preparation_Natural Gas_Steamer_E10 | F6 | Commercial | Retail | New | Food Preparation | Natural Gas | Steamer | E10 | Utility - Value of Sales | 0 | 0 | 0 | 0 | 0 | 0 | 0 | 0 | 0 | 0 | 0 | 0 | 0 | 0 | 0 | 0 | 0 | 0 | 0 | 0 | 0 | 0 | 0 | 0 | 0 | 0 | 0 | 0 | 0 | 0 | 0 | 0 | 0 | 0 | 0 | 0 | 0 | 0 | 0 | 0 | 0 | 0
F1_Commercial_Retail_New_Food Preparation_Natural Gas_Food Prep Other_E1 | F1 | Commercial | Retail | New | Food Preparation | Natural Gas | Food Prep Other | E1 | RVT - Cost of Equipment | 0.2806 | 0.28056 | 0.28191 | 0.27983 | 0.27857 | 0.27949 | 0.28225 | 0.28443 | 0.28714 | 0.28969 | 0.29226 | 0.29462 | 0.29714 | 0.29979 | 0.30231 | 0.30488 | 0.30749 | 0.31033 | 0.31329 | 0.31641 | 0.31948 | 0.32269 | 0.32566 | 0.32872 | 0.33143 | 0.33377 | 0.33591 | 0.33775 | 0.33919 | 0.34037 | 0.34101 | 0.34145 | 0.34145 | 0 | 0 | 0 | 0 | 0 | 0 | 0 | 0 | 0
F1_Commercial_Retail_New_Food Preparation_Natural Gas_Food Prep Other_E2 | F1 | Commercial | Retail | New | Food Preparation | Natural Gas | Food Prep Other | E2 | RVT - Cost of Equipment | 0.2806 | 0.28055 | 0.2819 | 0.27983 | 0.27857 | 0.27949 | 0.28225 | 0.28443 | 0.28713 | 0.28969 | 0.29226 | 0.29461 | 0.29714 | 0.29979 | 0.30231 | 0.30488 | 0.30749 | 0.31033 | 0.31329 | 0.31641 | 0.31948 | 0.32269 | 0.32565 | 0.32872 | 0.33143 | 0.33377 | 0.33591 | 0.33775 | 0.33919 | 0.34037 | 0.34101 | 0.34144 | 0.34144 | 0 | 0 | 0 | 0 | 0 | 0 | 0 | 0 | 0
F1_Commercial_Retail_New_Food Preparation_Natural Gas_Food Prep Other_E3 | F1 | Commercial | Retail | New | Food Preparation | Natural Gas | Food Prep Other | E3 | RVT - Cost of Equipment | 0 | 0 | 0 | 0 | 0 | 0 | 0 | 0 | 0 | 0 | 0 | 0 | 0 | 0 | 0 | 0 | 0 | 0 | 0 | 0 | 0 | 0 | 0 | 0 | 0 | 0 | 0 | 0 | 0 | 0 | 0 | 0 | 0 | 0 | 0 | 0 | 0 | 0 | 0 | 0 | 0 | 0
F1_Commercial_Retail_New_Food Preparation_Natural Gas_Food Prep Other_E4 | F1 | Commercial | Retail | New | Food Preparation | Natural Gas | Food Prep Other | E4 | RVT - Cost of Equipment | 0 | 0 | 0 | 0 | 0 | 0 | 0 | 0 | 0 | 0 | 0 | 0 | 0 | 0 | 0 | 0 | 0 | 0 | 0 | 0 | 0 | 0 | 0 | 0 | 0 | 0 | 0 | 0 | 0 | 0 | 0 | 0 | 0 | 0 | 0 | 0 | 0 | 0 | 0 | 0 | 0 | 0
F1_Commercial_Retail_New_Food Preparation_Natural Gas_Food Prep Other_E5 | F1 | Commercial | Retail | New | Food Preparation | Natural Gas | Food Prep Other | E5 | RVT - Cost of Equipment | 0 | 0 | 0 | 0 | 0 | 0 | 0 | 0 | 0 | 0 | 0 | 0 | 0 | 0 | 0 | 0 | 0 | 0 | 0 | 0 | 0 | 0 | 0 | 0 | 0 | 0 | 0 | 0 | 0 | 0 | 0 | 0 | 0 | 0 | 0 | 0 | 0 | 0 | 0 | 0 | 0 | 0
F1_Commercial_Retail_New_Food Preparation_Natural Gas_Food Prep Other_E6 | F1 | Commercial | Retail | New | Food Preparation | Natural Gas | Food Prep Other | E6 | RVT - Cost of Equipment | 0 | 0 | 0 | 0 | 0 | 0 | 0 | 0 | 0 | 0 | 0 | 0 | 0 | 0 | 0 | 0 | 0 | 0 | 0 | 0 | 0 | 0 | 0 | 0 | 0 | 0 | 0 | 0 | 0 | 0 | 0 | 0 | 0 | 0 | 0 | 0 | 0 | 0 | 0 | 0 | 0 | 0
F1_Commercial_Retail_New_Food Preparation_Natural Gas_Food Prep Other_E7 | F1 | Commercial | Retail | New | Food Preparation | Natural Gas | Food Prep Other | E7 | RVT - Cost of Equipment | 0 | 0 | 0 | 0 | 0 | 0 | 0 | 0 | 0 | 0 | 0 | 0 | 0 | 0 | 0 | 0 | 0 | 0 | 0 | 0 | 0 | 0 | 0 | 0 | 0 | 0 | 0 | 0 | 0 | 0 | 0 | 0 | 0 | 0 | 0 | 0 | 0 | 0 | 0 | 0 | 0 | 0
F1_Commercial_Retail_New_Food Preparation_Natural Gas_Food Prep Other_E8 | F1 | Commercial | Retail | New | Food Preparation | Natural Gas | Food Prep Other | E8 | RVT - Cost of Equipment | 0 | 0 | 0 | 0 | 0 | 0 | 0 | 0 | 0 | 0 | 0 | 0 | 0 | 0 | 0 | 0 | 0 | 0 | 0 | 0 | 0 | 0 | 0 | 0 | 0 | 0 | 0 | 0 | 0 | 0 | 0 | 0 | 0 | 0 | 0 | 0 | 0 | 0 | 0 | 0 | 0 | 0
F1_Commercial_Retail_New_Food Preparation_Natural Gas_Food Prep Other_E9 | F1 | Commercial | Retail | New | Food Preparation | Natural Gas | Food Prep Other | E9 | RVT - Cost of Equipment | 0 | 0 | 0 | 0 | 0 | 0 | 0 | 0 | 0 | 0 | 0 | 0 | 0 | 0 | 0 | 0 | 0 | 0 | 0 | 0 | 0 | 0 | 0 | 0 | 0 | 0 | 0 | 0 | 0 | 0 | 0 | 0 | 0 | 0 | 0 | 0 | 0 | 0 | 0 | 0 | 0 | 0
F1_Commercial_Retail_New_Food Preparation_Natural Gas_Food Prep Other_E10 | F1 | Commercial | Retail | New | Food Preparation | Natural Gas | Food Prep Other | E10 | RVT - Cost of Equipment | 0 | 0 | 0 | 0 | 0 | 0 | 0 | 0 | 0 | 0 | 0 | 0 | 0 | 0 | 0 | 0 | 0 | 0 | 0 | 0 | 0 | 0 | 0 | 0 | 0 | 0 | 0 | 0 | 0 | 0 | 0 | 0 | 0 | 0 | 0 | 0 | 0 | 0 | 0 | 0 | 0 | 0
F2_Commercial_Retail_New_Food Preparation_Natural Gas_Food Prep Other_E1 | F2 | Commercial | Retail | New | Food Preparation | Natural Gas | Food Prep Other | E1 | RVT - Cost of Operation | 0.33618 | 0.33612 | 0.33774 | 0.33526 | 0.33375 | 0.33484 | 0.33815 | 0.34076 | 0.34401 | 0.34707 | 0.35014 | 0.35297 | 0.356 | 0.35916 | 0.36219 | 0.36527 | 0.3684 | 0.3718 | 0.37535 | 0.37908 | 0.38276 | 0.38661 | 0.39016 | 0.39383 | 0.39708 | 0.39988 | 0.40244 | 0.40464 | 0.40637 | 0.40779 | 0.40856 | 0.40907 | 0.40907 | 0 | 0 | 0 | 0 | 0 | 0 | 0 | 0 | 0
F2_Commercial_Retail_New_Food Preparation_Natural Gas_Food Prep Other_E2 | F2 | Commercial | Retail | New | Food Preparation | Natural Gas | Food Prep Other | E2 | RVT - Cost of Operation | 0.33618 | 0.33612 | 0.33774 | 0.33525 | 0.33374 | 0.33484 | 0.33815 | 0.34076 | 0.344 | 0.34706 | 0.35014 | 0.35297 | 0.356 | 0.35916 | 0.36219 | 0.36527 | 0.36839 | 0.37179 | 0.37534 | 0.37908 | 0.38276 | 0.38661 | 0.39015 | 0.39382 | 0.39707 | 0.39988 | 0.40244 | 0.40464 | 0.40637 | 0.40778 | 0.40855 | 0.40907 | 0.40907 | 0 | 0 | 0 | 0 | 0 | 0 | 0 | 0 | 0
F2_Commercial_Retail_New_Food Preparation_Natural Gas_Food Prep Other_E3 | F2 | Commercial | Retail | New | Food Preparation | Natural Gas | Food Prep Other | E3 | RVT - Cost of Operation | 0 | 0 | 0 | 0 | 0 | 0 | 0 | 0 | 0 | 0 | 0 | 0 | 0 | 0 | 0 | 0 | 0 | 0 | 0 | 0 | 0 | 0 | 0 | 0 | 0 | 0 | 0 | 0 | 0 | 0 | 0 | 0 | 0 | 0 | 0 | 0 | 0 | 0 | 0 | 0 | 0 | 0
F2_Commercial_Retail_New_Food Preparation_Natural Gas_Food Prep Other_E4 | F2 | Commercial | Retail | New | Food Preparation | Natural Gas | Food Prep Other | E4 | RVT - Cost of Operation | 0 | 0 | 0 | 0 | 0 | 0 | 0 | 0 | 0 | 0 | 0 | 0 | 0 | 0 | 0 | 0 | 0 | 0 | 0 | 0 | 0 | 0 | 0 | 0 | 0 | 0 | 0 | 0 | 0 | 0 | 0 | 0 | 0 | 0 | 0 | 0 | 0 | 0 | 0 | 0 | 0 | 0
F2_Commercial_Retail_New_Food Preparation_Natural Gas_Food Prep Other_E5 | F2 | Commercial | Retail | New | Food Preparation | Natural Gas | Food Prep Other | E5 | RVT - Cost of Operation | 0 | 0 | 0 | 0 | 0 | 0 | 0 | 0 | 0 | 0 | 0 | 0 | 0 | 0 | 0 | 0 | 0 | 0 | 0 | 0 | 0 | 0 | 0 | 0 | 0 | 0 | 0 | 0 | 0 | 0 | 0 | 0 | 0 | 0 | 0 | 0 | 0 | 0 | 0 | 0 | 0 | 0
F2_Commercial_Retail_New_Food Preparation_Natural Gas_Food Prep Other_E6 | F2 | Commercial | Retail | New | Food Preparation | Natural Gas | Food Prep Other | E6 | RVT - Cost of Operation | 0 | 0 | 0 | 0 | 0 | 0 | 0 | 0 | 0 | 0 | 0 | 0 | 0 | 0 | 0 | 0 | 0 | 0 | 0 | 0 | 0 | 0 | 0 | 0 | 0 | 0 | 0 | 0 | 0 | 0 | 0 | 0 | 0 | 0 | 0 | 0 | 0 | 0 | 0 | 0 | 0 | 0
F2_Commercial_Retail_New_Food Preparation_Natural Gas_Food Prep Other_E7 | F2 | Commercial | Retail | New | Food Preparation | Natural Gas | Food Prep Other | E7 | RVT - Cost of Operation | 0 | 0 | 0 | 0 | 0 | 0 | 0 | 0 | 0 | 0 | 0 | 0 | 0 | 0 | 0 | 0 | 0 | 0 | 0 | 0 | 0 | 0 | 0 | 0 | 0 | 0 | 0 | 0 | 0 | 0 | 0 | 0 | 0 | 0 | 0 | 0 | 0 | 0 | 0 | 0 | 0 | 0
F2_Commercial_Retail_New_Food Preparation_Natural Gas_Food Prep Other_E8 | F2 | Commercial | Retail | New | Food Preparation | Natural Gas | Food Prep Other | E8 | RVT - Cost of Operation | 0 | 0 | 0 | 0 | 0 | 0 | 0 | 0 | 0 | 0 | 0 | 0 | 0 | 0 | 0 | 0 | 0 | 0 | 0 | 0 | 0 | 0 | 0 | 0 | 0 | 0 | 0 | 0 | 0 | 0 | 0 | 0 | 0 | 0 | 0 | 0 | 0 | 0 | 0 | 0 | 0 | 0
F2_Commercial_Retail_New_Food Preparation_Natural Gas_Food Prep Other_E9 | F2 | Commercial | Retail | New | Food Preparation | Natural Gas | Food Prep Other | E9 | RVT - Cost of Operation | 0 | 0 | 0 | 0 | 0 | 0 | 0 | 0 | 0 | 0 | 0 | 0 | 0 | 0 | 0 | 0 | 0 | 0 | 0 | 0 | 0 | 0 | 0 | 0 | 0 | 0 | 0 | 0 | 0 | 0 | 0 | 0 | 0 | 0 | 0 | 0 | 0 | 0 | 0 | 0 | 0 | 0
F2_Commercial_Retail_New_Food Preparation_Natural Gas_Food Prep Other_E10 | F2 | Commercial | Retail | New | Food Preparation | Natural Gas | Food Prep Other | E10 | RVT - Cost of Operation | 0 | 0 | 0 | 0 | 0 | 0 | 0 | 0 | 0 | 0 | 0 | 0 | 0 | 0 | 0 | 0 | 0 | 0 | 0 | 0 | 0 | 0 | 0 | 0 | 0 | 0 | 0 | 0 | 0 | 0 | 0 | 0 | 0 | 0 | 0 | 0 | 0 | 0 | 0 | 0 | 0 | 0
F3_Commercial_Retail_New_Food Preparation_Natural Gas_Food Prep Other_E1 | F3 | Commercial | Retail | New | Food Preparation | Natural Gas | Food Prep Other | E1 | System - kBTUs of Consumption | 0.016977 | 0.016977 | 0.016977 | 0.016977 | 0.016977 | 0.016977 | 0.016977 | 0.016977 | 0.016977 | 0.016977 | 0.016977 | 0.016977 | 0.016977 | 0.016977 | 0.016977 | 0.016977 | 0.016977 | 0.016977 | 0.016977 | 0.016977 | 0.016977 | 0.016977 | 0.016977 | 0.016977 | 0.016977 | 0.016977 | 0.016977 | 0.016977 | 0.016977 | 0.016977 | 0.016977 | 0.016977 | 0.016977 | 0 | 0 | 0 | 0 | 0 | 0 | 0 | 0 | 0
F3_Commercial_Retail_New_Food Preparation_Natural Gas_Food Prep Other_E2 | F3 | Commercial | Retail | New | Food Preparation | Natural Gas | Food Prep Other | E2 | System - kBTUs of Consumption | 0.016994 | 0.016994 | 0.016994 | 0.016994 | 0.016994 | 0.016994 | 0.016994 | 0.016994 | 0.016994 | 0.016994 | 0.016994 | 0.016994 | 0.016994 | 0.016994 | 0.016994 | 0.016994 | 0.016994 | 0.016994 | 0.016994 | 0.016994 | 0.016994 | 0.016994 | 0.016994 | 0.016994 | 0.016994 | 0.016994 | 0.016994 | 0.016994 | 0.016994 | 0.016994 | 0.016994 | 0.016994 | 0.016994 | 0 | 0 | 0 | 0 | 0 | 0 | 0 | 0 | 0
F3_Commercial_Retail_New_Food Preparation_Natural Gas_Food Prep Other_E3 | F3 | Commercial | Retail | New | Food Preparation | Natural Gas | Food Prep Other | E3 | System - kBTUs of Consumption | 0 | 0 | 0 | 0 | 0 | 0 | 0 | 0 | 0 | 0 | 0 | 0 | 0 | 0 | 0 | 0 | 0 | 0 | 0 | 0 | 0 | 0 | 0 | 0 | 0 | 0 | 0 | 0 | 0 | 0 | 0 | 0 | 0 | 0 | 0 | 0 | 0 | 0 | 0 | 0 | 0 | 0
F3_Commercial_Retail_New_Food Preparation_Natural Gas_Food Prep Other_E4 | F3 | Commercial | Retail | New | Food Preparation | Natural Gas | Food Prep Other | E4 | System - kBTUs of Consumption | 0 | 0 | 0 | 0 | 0 | 0 | 0 | 0 | 0 | 0 | 0 | 0 | 0 | 0 | 0 | 0 | 0 | 0 | 0 | 0 | 0 | 0 | 0 | 0 | 0 | 0 | 0 | 0 | 0 | 0 | 0 | 0 | 0 | 0 | 0 | 0 | 0 | 0 | 0 | 0 | 0 | 0
F3_Commercial_Retail_New_Food Preparation_Natural Gas_Food Prep Other_E5 | F3 | Commercial | Retail | New | Food Preparation | Natural Gas | Food Prep Other | E5 | System - kBTUs of Consumption | 0 | 0 | 0 | 0 | 0 | 0 | 0 | 0 | 0 | 0 | 0 | 0 | 0 | 0 | 0 | 0 | 0 | 0 | 0 | 0 | 0 | 0 | 0 | 0 | 0 | 0 | 0 | 0 | 0 | 0 | 0 | 0 | 0 | 0 | 0 | 0 | 0 | 0 | 0 | 0 | 0 | 0
F3_Commercial_Retail_New_Food Preparation_Natural Gas_Food Prep Other_E6 | F3 | Commercial | Retail | New | Food Preparation | Natural Gas | Food Prep Other | E6 | System - kBTUs of Consumption | 0 | 0 | 0 | 0 | 0 | 0 | 0 | 0 | 0 | 0 | 0 | 0 | 0 | 0 | 0 | 0 | 0 | 0 | 0 | 0 | 0 | 0 | 0 | 0 | 0 | 0 | 0 | 0 | 0 | 0 | 0 | 0 | 0 | 0 | 0 | 0 | 0 | 0 | 0 | 0 | 0 | 0
F3_Commercial_Retail_New_Food Preparation_Natural Gas_Food Prep Other_E7 | F3 | Commercial | Retail | New | Food Preparation | Natural Gas | Food Prep Other | E7 | System - kBTUs of Consumption | 0 | 0 | 0 | 0 | 0 | 0 | 0 | 0 | 0 | 0 | 0 | 0 | 0 | 0 | 0 | 0 | 0 | 0 | 0 | 0 | 0 | 0 | 0 | 0 | 0 | 0 | 0 | 0 | 0 | 0 | 0 | 0 | 0 | 0 | 0 | 0 | 0 | 0 | 0 | 0 | 0 | 0
F3_Commercial_Retail_New_Food Preparation_Natural Gas_Food Prep Other_E8 | F3 | Commercial | Retail | New | Food Preparation | Natural Gas | Food Prep Other | E8 | System - kBTUs of Consumption | 0 | 0 | 0 | 0 | 0 | 0 | 0 | 0 | 0 | 0 | 0 | 0 | 0 | 0 | 0 | 0 | 0 | 0 | 0 | 0 | 0 | 0 | 0 | 0 | 0 | 0 | 0 | 0 | 0 | 0 | 0 | 0 | 0 | 0 | 0 | 0 | 0 | 0 | 0 | 0 | 0 | 0
F3_Commercial_Retail_New_Food Preparation_Natural Gas_Food Prep Other_E9 | F3 | Commercial | Retail | New | Food Preparation | Natural Gas | Food Prep Other | E9 | System - kBTUs of Consumption | 0 | 0 | 0 | 0 | 0 | 0 | 0 | 0 | 0 | 0 | 0 | 0 | 0 | 0 | 0 | 0 | 0 | 0 | 0 | 0 | 0 | 0 | 0 | 0 | 0 | 0 | 0 | 0 | 0 | 0 | 0 | 0 | 0 | 0 | 0 | 0 | 0 | 0 | 0 | 0 | 0 | 0
F3_Commercial_Retail_New_Food Preparation_Natural Gas_Food Prep Other_E10 | F3 | Commercial | Retail | New | Food Preparation | Natural Gas | Food Prep Other | E10 | System - kBTUs of Consumption | 0 | 0 | 0 | 0 | 0 | 0 | 0 | 0 | 0 | 0 | 0 | 0 | 0 | 0 | 0 | 0 | 0 | 0 | 0 | 0 | 0 | 0 | 0 | 0 | 0 | 0 | 0 | 0 | 0 | 0 | 0 | 0 | 0 | 0 | 0 | 0 | 0 | 0 | 0 | 0 | 0 | 0
F4_Commercial_Retail_New_Food Preparation_Natural Gas_Food Prep Other_E1 | F4 | Commercial | Retail | New | Food Preparation | Natural Gas | Food Prep Other | E1 | Utility - Cost of Equipment | 0.33618 | 0.33612 | 0.33774 | 0.33526 | 0.33375 | 0.33484 | 0.33815 | 0.34076 | 0.34401 | 0.34707 | 0.35014 | 0.35297 | 0.356 | 0.35916 | 0.36219 | 0.36527 | 0.3684 | 0.3718 | 0.37535 | 0.37908 | 0.38276 | 0.38661 | 0.39016 | 0.39383 | 0.39708 | 0.39988 | 0.40244 | 0.40464 | 0.40637 | 0.40779 | 0.40856 | 0.40907 | 0.40907 | 0 | 0 | 0 | 0 | 0 | 0 | 0 | 0 | 0
F4_Commercial_Retail_New_Food Preparation_Natural Gas_Food Prep Other_E2 | F4 | Commercial | Retail | New | Food Preparation | Natural Gas | Food Prep Other | E2 | Utility - Cost of Equipment | 0.33618 | 0.33612 | 0.33774 | 0.33525 | 0.33374 | 0.33484 | 0.33815 | 0.34076 | 0.344 | 0.34706 | 0.35014 | 0.35297 | 0.356 | 0.35916 | 0.36219 | 0.36527 | 0.36839 | 0.37179 | 0.37534 | 0.37908 | 0.38276 | 0.38661 | 0.39015 | 0.39382 | 0.39707 | 0.39988 | 0.40244 | 0.40464 | 0.40637 | 0.40778 | 0.40855 | 0.40907 | 0.40907 | 0 | 0 | 0 | 0 | 0 | 0 | 0 | 0 | 0
F4_Commercial_Retail_New_Food Preparation_Natural Gas_Food Prep Other_E3 | F4 | Commercial | Retail | New | Food Preparation | Natural Gas | Food Prep Other | E3 | Utility - Cost of Equipment | 0 | 0 | 0 | 0 | 0 | 0 | 0 | 0 | 0 | 0 | 0 | 0 | 0 | 0 | 0 | 0 | 0 | 0 | 0 | 0 | 0 | 0 | 0 | 0 | 0 | 0 | 0 | 0 | 0 | 0 | 0 | 0 | 0 | 0 | 0 | 0 | 0 | 0 | 0 | 0 | 0 | 0
F4_Commercial_Retail_New_Food Preparation_Natural Gas_Food Prep Other_E4 | F4 | Commercial | Retail | New | Food Preparation | Natural Gas | Food Prep Other | E4 | Utility - Cost of Equipment | 0 | 0 | 0 | 0 | 0 | 0 | 0 | 0 | 0 | 0 | 0 | 0 | 0 | 0 | 0 | 0 | 0 | 0 | 0 | 0 | 0 | 0 | 0 | 0 | 0 | 0 | 0 | 0 | 0 | 0 | 0 | 0 | 0 | 0 | 0 | 0 | 0 | 0 | 0 | 0 | 0 | 0
F4_Commercial_Retail_New_Food Preparation_Natural Gas_Food Prep Other_E5 | F4 | Commercial | Retail | New | Food Preparation | Natural Gas | Food Prep Other | E5 | Utility - Cost of Equipment | 0 | 0 | 0 | 0 | 0 | 0 | 0 | 0 | 0 | 0 | 0 | 0 | 0 | 0 | 0 | 0 | 0 | 0 | 0 | 0 | 0 | 0 | 0 | 0 | 0 | 0 | 0 | 0 | 0 | 0 | 0 | 0 | 0 | 0 | 0 | 0 | 0 | 0 | 0 | 0 | 0 | 0
F4_Commercial_Retail_New_Food Preparation_Natural Gas_Food Prep Other_E6 | F4 | Commercial | Retail | New | Food Preparation | Natural Gas | Food Prep Other | E6 | Utility - Cost of Equipment | 0 | 0 | 0 | 0 | 0 | 0 | 0 | 0 | 0 | 0 | 0 | 0 | 0 | 0 | 0 | 0 | 0 | 0 | 0 | 0 | 0 | 0 | 0 | 0 | 0 | 0 | 0 | 0 | 0 | 0 | 0 | 0 | 0 | 0 | 0 | 0 | 0 | 0 | 0 | 0 | 0 | 0
F4_Commercial_Retail_New_Food Preparation_Natural Gas_Food Prep Other_E7 | F4 | Commercial | Retail | New | Food Preparation | Natural Gas | Food Prep Other | E7 | Utility - Cost of Equipment | 0 | 0 | 0 | 0 | 0 | 0 | 0 | 0 | 0 | 0 | 0 | 0 | 0 | 0 | 0 | 0 | 0 | 0 | 0 | 0 | 0 | 0 | 0 | 0 | 0 | 0 | 0 | 0 | 0 | 0 | 0 | 0 | 0 | 0 | 0 | 0 | 0 | 0 | 0 | 0 | 0 | 0
F4_Commercial_Retail_New_Food Preparation_Natural Gas_Food Prep Other_E8 | F4 | Commercial | Retail | New | Food Preparation | Natural Gas | Food Prep Other | E8 | Utility - Cost of Equipment | 0 | 0 | 0 | 0 | 0 | 0 | 0 | 0 | 0 | 0 | 0 | 0 | 0 | 0 | 0 | 0 | 0 | 0 | 0 | 0 | 0 | 0 | 0 | 0 | 0 | 0 | 0 | 0 | 0 | 0 | 0 | 0 | 0 | 0 | 0 | 0 | 0 | 0 | 0 | 0 | 0 | 0
F4_Commercial_Retail_New_Food Preparation_Natural Gas_Food Prep Other_E9 | F4 | Commercial | Retail | New | Food Preparation | Natural Gas | Food Prep Other | E9 | Utility - Cost of Equipment | 0 | 0 | 0 | 0 | 0 | 0 | 0 | 0 | 0 | 0 | 0 | 0 | 0 | 0 | 0 | 0 | 0 | 0 | 0 | 0 | 0 | 0 | 0 | 0 | 0 | 0 | 0 | 0 | 0 | 0 | 0 | 0 | 0 | 0 | 0 | 0 | 0 | 0 | 0 | 0 | 0 | 0
F4_Commercial_Retail_New_Food Preparation_Natural Gas_Food Prep Other_E10 | F4 | Commercial | Retail | New | Food Preparation | Natural Gas | Food Prep Other | E10 | Utility - Cost of Equipment | 0 | 0 | 0 | 0 | 0 | 0 | 0 | 0 | 0 | 0 | 0 | 0 | 0 | 0 | 0 | 0 | 0 | 0 | 0 | 0 | 0 | 0 | 0 | 0 | 0 | 0 | 0 | 0 | 0 | 0 | 0 | 0 | 0 | 0 | 0 | 0 | 0 | 0 | 0 | 0 | 0 | 0
F5_Commercial_Retail_New_Food Preparation_Natural Gas_Food Prep Other_E1 | F5 | Commercial | Retail | New | Food Preparation | Natural Gas | Food Prep Other | E1 | Utility - Cost of Operation | 0.016977 | 0.016977 | 0.016977 | 0.016977 | 0.016977 | 0.016977 | 0.016977 | 0.016977 | 0.016977 | 0.016977 | 0.016977 | 0.016977 | 0.016977 | 0.016977 | 0.016977 | 0.016977 | 0.016977 | 0.016977 | 0.016977 | 0.016977 | 0.016977 | 0.016977 | 0.016977 | 0.016977 | 0.016977 | 0.016977 | 0.016977 | 0.016977 | 0.016977 | 0.016977 | 0.016977 | 0.016977 | 0.016977 | 0 | 0 | 0 | 0 | 0 | 0 | 0 | 0 | 0
F5_Commercial_Retail_New_Food Preparation_Natural Gas_Food Prep Other_E2 | F5 | Commercial | Retail | New | Food Preparation | Natural Gas | Food Prep Other | E2 | Utility - Cost of Operation | 0.016994 | 0.016994 | 0.016994 | 0.016994 | 0.016994 | 0.016994 | 0.016994 | 0.016994 | 0.016994 | 0.016994 | 0.016994 | 0.016994 | 0.016994 | 0.016994 | 0.016994 | 0.016994 | 0.016994 | 0.016994 | 0.016994 | 0.016994 | 0.016994 | 0.016994 | 0.016994 | 0.016994 | 0.016994 | 0.016994 | 0.016994 | 0.016994 | 0.016994 | 0.016994 | 0.016994 | 0.016994 | 0.016994 | 0 | 0 | 0 | 0 | 0 | 0 | 0 | 0 | 0
F5_Commercial_Retail_New_Food Preparation_Natural Gas_Food Prep Other_E3 | F5 | Commercial | Retail | New | Food Preparation | Natural Gas | Food Prep Other | E3 | Utility - Cost of Operation | 0 | 0 | 0 | 0 | 0 | 0 | 0 | 0 | 0 | 0 | 0 | 0 | 0 | 0 | 0 | 0 | 0 | 0 | 0 | 0 | 0 | 0 | 0 | 0 | 0 | 0 | 0 | 0 | 0 | 0 | 0 | 0 | 0 | 0 | 0 | 0 | 0 | 0 | 0 | 0 | 0 | 0
F5_Commercial_Retail_New_Food Preparation_Natural Gas_Food Prep Other_E4 | F5 | Commercial | Retail | New | Food Preparation | Natural Gas | Food Prep Other | E4 | Utility - Cost of Operation | 0 | 0 | 0 | 0 | 0 | 0 | 0 | 0 | 0 | 0 | 0 | 0 | 0 | 0 | 0 | 0 | 0 | 0 | 0 | 0 | 0 | 0 | 0 | 0 | 0 | 0 | 0 | 0 | 0 | 0 | 0 | 0 | 0 | 0 | 0 | 0 | 0 | 0 | 0 | 0 | 0 | 0
F5_Commercial_Retail_New_Food Preparation_Natural Gas_Food Prep Other_E5 | F5 | Commercial | Retail | New | Food Preparation | Natural Gas | Food Prep Other | E5 | Utility - Cost of Operation | 0 | 0 | 0 | 0 | 0 | 0 | 0 | 0 | 0 | 0 | 0 | 0 | 0 | 0 | 0 | 0 | 0 | 0 | 0 | 0 | 0 | 0 | 0 | 0 | 0 | 0 | 0 | 0 | 0 | 0 | 0 | 0 | 0 | 0 | 0 | 0 | 0 | 0 | 0 | 0 | 0 | 0
F5_Commercial_Retail_New_Food Preparation_Natural Gas_Food Prep Other_E6 | F5 | Commercial | Retail | New | Food Preparation | Natural Gas | Food Prep Other | E6 | Utility - Cost of Operation | 0 | 0 | 0 | 0 | 0 | 0 | 0 | 0 | 0 | 0 | 0 | 0 | 0 | 0 | 0 | 0 | 0 | 0 | 0 | 0 | 0 | 0 | 0 | 0 | 0 | 0 | 0 | 0 | 0 | 0 | 0 | 0 | 0 | 0 | 0 | 0 | 0 | 0 | 0 | 0 | 0 | 0
F5_Commercial_Retail_New_Food Preparation_Natural Gas_Food Prep Other_E7 | F5 | Commercial | Retail | New | Food Preparation | Natural Gas | Food Prep Other | E7 | Utility - Cost of Operation | 0 | 0 | 0 | 0 | 0 | 0 | 0 | 0 | 0 | 0 | 0 | 0 | 0 | 0 | 0 | 0 | 0 | 0 | 0 | 0 | 0 | 0 | 0 | 0 | 0 | 0 | 0 | 0 | 0 | 0 | 0 | 0 | 0 | 0 | 0 | 0 | 0 | 0 | 0 | 0 | 0 | 0
F5_Commercial_Retail_New_Food Preparation_Natural Gas_Food Prep Other_E8 | F5 | Commercial | Retail | New | Food Preparation | Natural Gas | Food Prep Other | E8 | Utility - Cost of Operation | 0 | 0 | 0 | 0 | 0 | 0 | 0 | 0 | 0 | 0 | 0 | 0 | 0 | 0 | 0 | 0 | 0 | 0 | 0 | 0 | 0 | 0 | 0 | 0 | 0 | 0 | 0 | 0 | 0 | 0 | 0 | 0 | 0 | 0 | 0 | 0 | 0 | 0 | 0 | 0 | 0 | 0
F5_Commercial_Retail_New_Food Preparation_Natural Gas_Food Prep Other_E9 | F5 | Commercial | Retail | New | Food Preparation | Natural Gas | Food Prep Other | E9 | Utility - Cost of Operation | 0 | 0 | 0 | 0 | 0 | 0 | 0 | 0 | 0 | 0 | 0 | 0 | 0 | 0 | 0 | 0 | 0 | 0 | 0 | 0 | 0 | 0 | 0 | 0 | 0 | 0 | 0 | 0 | 0 | 0 | 0 | 0 | 0 | 0 | 0 | 0 | 0 | 0 | 0 | 0 | 0 | 0
F5_Commercial_Retail_New_Food Preparation_Natural Gas_Food Prep Other_E10 | F5 | Commercial | Retail | New | Food Preparation | Natural Gas | Food Prep Other | E10 | Utility - Cost of Operation | 0 | 0 | 0 | 0 | 0 | 0 | 0 | 0 | 0 | 0 | 0 | 0 | 0 | 0 | 0 | 0 | 0 | 0 | 0 | 0 | 0 | 0 | 0 | 0 | 0 | 0 | 0 | 0 | 0 | 0 | 0 | 0 | 0 | 0 | 0 | 0 | 0 | 0 | 0 | 0 | 0 | 0
F6_Commercial_Retail_New_Food Preparation_Natural Gas_Food Prep Other_E1 | F6 | Commercial | Retail | New | Food Preparation | Natural Gas | Food Prep Other | E1 | Utility - Value of Sales | 0.17784 | 0.1788 | 0.18034 | 0.18 | 0.18 | 0.18 | 0.18 | 0.18 | 0.18 | 0.18 | 0.18 | 0.18 | 0.18 | 0.18 | 0.18 | 0.18 | 0.18 | 0.18 | 0.18 | 0.18 | 0.18 | 0.18 | 0.18 | 0.18 | 0.18 | 0.18 | 0.18 | 0.18 | 0.18 | 0.18 | 0.18 | 0.18 | 0.18 | 0 | 0 | 0 | 0 | 0 | 0 | 0 | 0 | 0
F6_Commercial_Retail_New_Food Preparation_Natural Gas_Food Prep Other_E2 | F6 | Commercial | Retail | New | Food Preparation | Natural Gas | Food Prep Other | E2 | Utility - Value of Sales | 0.17784 | 0.1788 | 0.18033 | 0.18 | 0.18 | 0.18 | 0.18 | 0.18 | 0.18 | 0.18 | 0.18 | 0.18 | 0.18 | 0.18 | 0.18 | 0.18 | 0.18 | 0.18 | 0.18 | 0.18 | 0.18 | 0.18 | 0.18 | 0.18 | 0.18 | 0.18 | 0.18 | 0.18 | 0.18 | 0.18 | 0.18 | 0.18 | 0.18 | 0 | 0 | 0 | 0 | 0 | 0 | 0 | 0 | 0
F6_Commercial_Retail_New_Food Preparation_Natural Gas_Food Prep Other_E3 | F6 | Commercial | Retail | New | Food Preparation | Natural Gas | Food Prep Other | E3 | Utility - Value of Sales | 0 | 0 | 0 | 0 | 0 | 0 | 0 | 0 | 0 | 0 | 0 | 0 | 0 | 0 | 0 | 0 | 0 | 0 | 0 | 0 | 0 | 0 | 0 | 0 | 0 | 0 | 0 | 0 | 0 | 0 | 0 | 0 | 0 | 0 | 0 | 0 | 0 | 0 | 0 | 0 | 0 | 0
F6_Commercial_Retail_New_Food Preparation_Natural Gas_Food Prep Other_E4 | F6 | Commercial | Retail | New | Food Preparation | Natural Gas | Food Prep Other | E4 | Utility - Value of Sales | 0 | 0 | 0 | 0 | 0 | 0 | 0 | 0 | 0 | 0 | 0 | 0 | 0 | 0 | 0 | 0 | 0 | 0 | 0 | 0 | 0 | 0 | 0 | 0 | 0 | 0 | 0 | 0 | 0 | 0 | 0 | 0 | 0 | 0 | 0 | 0 | 0 | 0 | 0 | 0 | 0 | 0
F6_Commercial_Retail_New_Food Preparation_Natural Gas_Food Prep Other_E5 | F6 | Commercial | Retail | New | Food Preparation | Natural Gas | Food Prep Other | E5 | Utility - Value of Sales | 0 | 0 | 0 | 0 | 0 | 0 | 0 | 0 | 0 | 0 | 0 | 0 | 0 | 0 | 0 | 0 | 0 | 0 | 0 | 0 | 0 | 0 | 0 | 0 | 0 | 0 | 0 | 0 | 0 | 0 | 0 | 0 | 0 | 0 | 0 | 0 | 0 | 0 | 0 | 0 | 0 | 0
F6_Commercial_Retail_New_Food Preparation_Natural Gas_Food Prep Other_E6 | F6 | Commercial | Retail | New | Food Preparation | Natural Gas | Food Prep Other | E6 | Utility - Value of Sales | 0 | 0 | 0 | 0 | 0 | 0 | 0 | 0 | 0 | 0 | 0 | 0 | 0 | 0 | 0 | 0 | 0 | 0 | 0 | 0 | 0 | 0 | 0 | 0 | 0 | 0 | 0 | 0 | 0 | 0 | 0 | 0 | 0 | 0 | 0 | 0 | 0 | 0 | 0 | 0 | 0 | 0
F6_Commercial_Retail_New_Food Preparation_Natural Gas_Food Prep Other_E7 | F6 | Commercial | Retail | New | Food Preparation | Natural Gas | Food Prep Other | E7 | Utility - Value of Sales | 0 | 0 | 0 | 0 | 0 | 0 | 0 | 0 | 0 | 0 | 0 | 0 | 0 | 0 | 0 | 0 | 0 | 0 | 0 | 0 | 0 | 0 | 0 | 0 | 0 | 0 | 0 | 0 | 0 | 0 | 0 | 0 | 0 | 0 | 0 | 0 | 0 | 0 | 0 | 0 | 0 | 0
F6_Commercial_Retail_New_Food Preparation_Natural Gas_Food Prep Other_E8 | F6 | Commercial | Retail | New | Food Preparation | Natural Gas | Food Prep Other | E8 | Utility - Value of Sales | 0 | 0 | 0 | 0 | 0 | 0 | 0 | 0 | 0 | 0 | 0 | 0 | 0 | 0 | 0 | 0 | 0 | 0 | 0 | 0 | 0 | 0 | 0 | 0 | 0 | 0 | 0 | 0 | 0 | 0 | 0 | 0 | 0 | 0 | 0 | 0 | 0 | 0 | 0 | 0 | 0 | 0
F6_Commercial_Retail_New_Food Preparation_Natural Gas_Food Prep Other_E9 | F6 | Commercial | Retail | New | Food Preparation | Natural Gas | Food Prep Other | E9 | Utility - Value of Sales | 0 | 0 | 0 | 0 | 0 | 0 | 0 | 0 | 0 | 0 | 0 | 0 | 0 | 0 | 0 | 0 | 0 | 0 | 0 | 0 | 0 | 0 | 0 | 0 | 0 | 0 | 0 | 0 | 0 | 0 | 0 | 0 | 0 | 0 | 0 | 0 | 0 | 0 | 0 | 0 | 0 | 0
F6_Commercial_Retail_New_Food Preparation_Natural Gas_Food Prep Other_E10 | F6 | Commercial | Retail | New | Food Preparation | Natural Gas | Food Prep Other | E10 | Utility - Value of Sales | 0 | 0 | 0 | 0 | 0 | 0 | 0 | 0 | 0 | 0 | 0 | 0 | 0 | 0 | 0 | 0 | 0 | 0 | 0 | 0 | 0 | 0 | 0 | 0 | 0 | 0 | 0 | 0 | 0 | 0 | 0 | 0 | 0 | 0 | 0 | 0 | 0 | 0 | 0 | 0 | 0 | 0
F1_Commercial_Retail_New_Miscellaneous_Natural Gas_Pool Heater_E1 | F1 | Commercial | Retail | New | Miscellaneous | Natural Gas | Pool Heater | E1 | RVT - Cost of Equipment | 0 | 0 | 0 | 0 | 0 | 0 | 0 | 0 | 0 | 0 | 0 | 0 | 0 | 0 | 0 | 0 | 0 | 0 | 0 | 0 | 0 | 0 | 0 | 0 | 0 | 0 | 0 | 0 | 0 | 0 | 0 | 0 | 0 | 0 | 0 | 0 | 0 | 0 | 0 | 0 | 0 | 0
F1_Commercial_Retail_New_Miscellaneous_Natural Gas_Pool Heater_E2 | F1 | Commercial | Retail | New | Miscellaneous | Natural Gas | Pool Heater | E2 | RVT - Cost of Equipment | 0 | 0 | 0 | 0 | 0 | 0 | 0 | 0 | 0 | 0 | 0 | 0 | 0 | 0 | 0 | 0 | 0 | 0 | 0 | 0 | 0 | 0 | 0 | 0 | 0 | 0 | 0 | 0 | 0 | 0 | 0 | 0 | 0 | 0 | 0 | 0 | 0 | 0 | 0 | 0 | 0 | 0
F1_Commercial_Retail_New_Miscellaneous_Natural Gas_Pool Heater_E3 | F1 | Commercial | Retail | New | Miscellaneous | Natural Gas | Pool Heater | E3 | RVT - Cost of Equipment | 0 | 0 | 0 | 0 | 0 | 0 | 0 | 0 | 0 | 0 | 0 | 0 | 0 | 0 | 0 | 0 | 0 | 0 | 0 | 0 | 0 | 0 | 0 | 0 | 0 | 0 | 0 | 0 | 0 | 0 | 0 | 0 | 0 | 0 | 0 | 0 | 0 | 0 | 0 | 0 | 0 | 0
F1_Commercial_Retail_New_Miscellaneous_Natural Gas_Pool Heater_E4 | F1 | Commercial | Retail | New | Miscellaneous | Natural Gas | Pool Heater | E4 | RVT - Cost of Equipment | 0 | 0 | 0 | 0 | 0 | 0 | 0 | 0 | 0 | 0 | 0 | 0 | 0 | 0 | 0 | 0 | 0 | 0 | 0 | 0 | 0 | 0 | 0 | 0 | 0 | 0 | 0 | 0 | 0 | 0 | 0 | 0 | 0 | 0 | 0 | 0 | 0 | 0 | 0 | 0 | 0 | 0
F1_Commercial_Retail_New_Miscellaneous_Natural Gas_Pool Heater_E5 | F1 | Commercial | Retail | New | Miscellaneous | Natural Gas | Pool Heater | E5 | RVT - Cost of Equipment | 0 | 0 | 0 | 0 | 0 | 0 | 0 | 0 | 0 | 0 | 0 | 0 | 0 | 0 | 0 | 0 | 0 | 0 | 0 | 0 | 0 | 0 | 0 | 0 | 0 | 0 | 0 | 0 | 0 | 0 | 0 | 0 | 0 | 0 | 0 | 0 | 0 | 0 | 0 | 0 | 0 | 0
F1_Commercial_Retail_New_Miscellaneous_Natural Gas_Pool Heater_E6 | F1 | Commercial | Retail | New | Miscellaneous | Natural Gas | Pool Heater | E6 | RVT - Cost of Equipment | 0 | 0 | 0 | 0 | 0 | 0 | 0 | 0 | 0 | 0 | 0 | 0 | 0 | 0 | 0 | 0 | 0 | 0 | 0 | 0 | 0 | 0 | 0 | 0 | 0 | 0 | 0 | 0 | 0 | 0 | 0 | 0 | 0 | 0 | 0 | 0 | 0 | 0 | 0 | 0 | 0 | 0
F1_Commercial_Retail_New_Miscellaneous_Natural Gas_Pool Heater_E7 | F1 | Commercial | Retail | New | Miscellaneous | Natural Gas | Pool Heater | E7 | RVT - Cost of Equipment | 0 | 0 | 0 | 0 | 0 | 0 | 0 | 0 | 0 | 0 | 0 | 0 | 0 | 0 | 0 | 0 | 0 | 0 | 0 | 0 | 0 | 0 | 0 | 0 | 0 | 0 | 0 | 0 | 0 | 0 | 0 | 0 | 0 | 0 | 0 | 0 | 0 | 0 | 0 | 0 | 0 | 0
F1_Commercial_Retail_New_Miscellaneous_Natural Gas_Pool Heater_E8 | F1 | Commercial | Retail | New | Miscellaneous | Natural Gas | Pool Heater | E8 | RVT - Cost of Equipment | 0 | 0 | 0 | 0 | 0 | 0 | 0 | 0 | 0 | 0 | 0 | 0 | 0 | 0 | 0 | 0 | 0 | 0 | 0 | 0 | 0 | 0 | 0 | 0 | 0 | 0 | 0 | 0 | 0 | 0 | 0 | 0 | 0 | 0 | 0 | 0 | 0 | 0 | 0 | 0 | 0 | 0
F1_Commercial_Retail_New_Miscellaneous_Natural Gas_Pool Heater_E9 | F1 | Commercial | Retail | New | Miscellaneous | Natural Gas | Pool Heater | E9 | RVT - Cost of Equipment | 0 | 0 | 0 | 0 | 0 | 0 | 0 | 0 | 0 | 0 | 0 | 0 | 0 | 0 | 0 | 0 | 0 | 0 | 0 | 0 | 0 | 0 | 0 | 0 | 0 | 0 | 0 | 0 | 0 | 0 | 0 | 0 | 0 | 0 | 0 | 0 | 0 | 0 | 0 | 0 | 0 | 0
F1_Commercial_Retail_New_Miscellaneous_Natural Gas_Pool Heater_E10 | F1 | Commercial | Retail | New | Miscellaneous | Natural Gas | Pool Heater | E10 | RVT - Cost of Equipment | 0 | 0 | 0 | 0 | 0 | 0 | 0 | 0 | 0 | 0 | 0 | 0 | 0 | 0 | 0 | 0 | 0 | 0 | 0 | 0 | 0 | 0 | 0 | 0 | 0 | 0 | 0 | 0 | 0 | 0 | 0 | 0 | 0 | 0 | 0 | 0 | 0 | 0 | 0 | 0 | 0 | 0
F2_Commercial_Retail_New_Miscellaneous_Natural Gas_Pool Heater_E1 | F2 | Commercial | Retail | New | Miscellaneous | Natural Gas | Pool Heater | E1 | RVT - Cost of Operation | 0 | 0 | 0 | 0 | 0 | 0 | 0 | 0 | 0 | 0 | 0 | 0 | 0 | 0 | 0 | 0 | 0 | 0 | 0 | 0 | 0 | 0 | 0 | 0 | 0 | 0 | 0 | 0 | 0 | 0 | 0 | 0 | 0 | 0 | 0 | 0 | 0 | 0 | 0 | 0 | 0 | 0
F2_Commercial_Retail_New_Miscellaneous_Natural Gas_Pool Heater_E2 | F2 | Commercial | Retail | New | Miscellaneous | Natural Gas | Pool Heater | E2 | RVT - Cost of Operation | 0 | 0 | 0 | 0 | 0 | 0 | 0 | 0 | 0 | 0 | 0 | 0 | 0 | 0 | 0 | 0 | 0 | 0 | 0 | 0 | 0 | 0 | 0 | 0 | 0 | 0 | 0 | 0 | 0 | 0 | 0 | 0 | 0 | 0 | 0 | 0 | 0 | 0 | 0 | 0 | 0 | 0
F2_Commercial_Retail_New_Miscellaneous_Natural Gas_Pool Heater_E3 | F2 | Commercial | Retail | New | Miscellaneous | Natural Gas | Pool Heater | E3 | RVT - Cost of Operation | 0 | 0 | 0 | 0 | 0 | 0 | 0 | 0 | 0 | 0 | 0 | 0 | 0 | 0 | 0 | 0 | 0 | 0 | 0 | 0 | 0 | 0 | 0 | 0 | 0 | 0 | 0 | 0 | 0 | 0 | 0 | 0 | 0 | 0 | 0 | 0 | 0 | 0 | 0 | 0 | 0 | 0
F2_Commercial_Retail_New_Miscellaneous_Natural Gas_Pool Heater_E4 | F2 | Commercial | Retail | New | Miscellaneous | Natural Gas | Pool Heater | E4 | RVT - Cost of Operation | 0 | 0 | 0 | 0 | 0 | 0 | 0 | 0 | 0 | 0 | 0 | 0 | 0 | 0 | 0 | 0 | 0 | 0 | 0 | 0 | 0 | 0 | 0 | 0 | 0 | 0 | 0 | 0 | 0 | 0 | 0 | 0 | 0 | 0 | 0 | 0 | 0 | 0 | 0 | 0 | 0 | 0
F2_Commercial_Retail_New_Miscellaneous_Natural Gas_Pool Heater_E5 | F2 | Commercial | Retail | New | Miscellaneous | Natural Gas | Pool Heater | E5 | RVT - Cost of Operation | 0 | 0 | 0 | 0 | 0 | 0 | 0 | 0 | 0 | 0 | 0 | 0 | 0 | 0 | 0 | 0 | 0 | 0 | 0 | 0 | 0 | 0 | 0 | 0 | 0 | 0 | 0 | 0 | 0 | 0 | 0 | 0 | 0 | 0 | 0 | 0 | 0 | 0 | 0 | 0 | 0 | 0
F2_Commercial_Retail_New_Miscellaneous_Natural Gas_Pool Heater_E6 | F2 | Commercial | Retail | New | Miscellaneous | Natural Gas | Pool Heater | E6 | RVT - Cost of Operation | 0 | 0 | 0 | 0 | 0 | 0 | 0 | 0 | 0 | 0 | 0 | 0 | 0 | 0 | 0 | 0 | 0 | 0 | 0 | 0 | 0 | 0 | 0 | 0 | 0 | 0 | 0 | 0 | 0 | 0 | 0 | 0 | 0 | 0 | 0 | 0 | 0 | 0 | 0 | 0 | 0 | 0
F2_Commercial_Retail_New_Miscellaneous_Natural Gas_Pool Heater_E7 | F2 | Commercial | Retail | New | Miscellaneous | Natural Gas | Pool Heater | E7 | RVT - Cost of Operation | 0 | 0 | 0 | 0 | 0 | 0 | 0 | 0 | 0 | 0 | 0 | 0 | 0 | 0 | 0 | 0 | 0 | 0 | 0 | 0 | 0 | 0 | 0 | 0 | 0 | 0 | 0 | 0 | 0 | 0 | 0 | 0 | 0 | 0 | 0 | 0 | 0 | 0 | 0 | 0 | 0 | 0
F2_Commercial_Retail_New_Miscellaneous_Natural Gas_Pool Heater_E8 | F2 | Commercial | Retail | New | Miscellaneous | Natural Gas | Pool Heater | E8 | RVT - Cost of Operation | 0 | 0 | 0 | 0 | 0 | 0 | 0 | 0 | 0 | 0 | 0 | 0 | 0 | 0 | 0 | 0 | 0 | 0 | 0 | 0 | 0 | 0 | 0 | 0 | 0 | 0 | 0 | 0 | 0 | 0 | 0 | 0 | 0 | 0 | 0 | 0 | 0 | 0 | 0 | 0 | 0 | 0
F2_Commercial_Retail_New_Miscellaneous_Natural Gas_Pool Heater_E9 | F2 | Commercial | Retail | New | Miscellaneous | Natural Gas | Pool Heater | E9 | RVT - Cost of Operation | 0 | 0 | 0 | 0 | 0 | 0 | 0 | 0 | 0 | 0 | 0 | 0 | 0 | 0 | 0 | 0 | 0 | 0 | 0 | 0 | 0 | 0 | 0 | 0 | 0 | 0 | 0 | 0 | 0 | 0 | 0 | 0 | 0 | 0 | 0 | 0 | 0 | 0 | 0 | 0 | 0 | 0
F2_Commercial_Retail_New_Miscellaneous_Natural Gas_Pool Heater_E10 | F2 | Commercial | Retail | New | Miscellaneous | Natural Gas | Pool Heater | E10 | RVT - Cost of Operation | 0 | 0 | 0 | 0 | 0 | 0 | 0 | 0 | 0 | 0 | 0 | 0 | 0 | 0 | 0 | 0 | 0 | 0 | 0 | 0 | 0 | 0 | 0 | 0 | 0 | 0 | 0 | 0 | 0 | 0 | 0 | 0 | 0 | 0 | 0 | 0 | 0 | 0 | 0 | 0 | 0 | 0
F3_Commercial_Retail_New_Miscellaneous_Natural Gas_Pool Heater_E1 | F3 | Commercial | Retail | New | Miscellaneous | Natural Gas | Pool Heater | E1 | System - kBTUs of Consumption | 0.002528 | 0.002528 | 0.002528 | 0.002528 | 0.002528 | 0.002528 | 0.002528 | 0.002528 | 0.002528 | 0.002528 | 0.002528 | 0.002528 | 0.002528 | 0.002528 | 0.002528 | 0.002528 | 0.002528 | 0.002528 | 0.002528 | 0.002528 | 0.002528 | 0.002528 | 0.002528 | 0.002528 | 0.002528 | 0.002528 | 0.002528 | 0.002528 | 0.002528 | 0.002528 | 0.002528 | 0.002528 | 0.002528 | 0 | 0 | 0 | 0 | 0 | 0 | 0 | 0 | 0
F3_Commercial_Retail_New_Miscellaneous_Natural Gas_Pool Heater_E2 | F3 | Commercial | Retail | New | Miscellaneous | Natural Gas | Pool Heater | E2 | System - kBTUs of Consumption | 0.0041394 | 0.0041394 | 0.0041394 | 0.0041394 | 0.0041394 | 0.0041394 | 0.0041394 | 0.0041394 | 0.0041394 | 0.0041394 | 0.0041394 | 0.0041394 | 0.0041394 | 0.0041394 | 0.0041394 | 0.0041394 | 0.0041394 | 0.0041394 | 0.0041394 | 0.0041394 | 0.0041394 | 0.0041394 | 0.0041394 | 0.0041394 | 0.0041394 | 0.0041394 | 0.0041394 | 0.0041394 | 0.0041394 | 0.0041394 | 0.0041394 | 0.0041394 | 0.0041394 | 0 | 0 | 0 | 0 | 0 | 0 | 0 | 0 | 0
F3_Commercial_Retail_New_Miscellaneous_Natural Gas_Pool Heater_E3 | F3 | Commercial | Retail | New | Miscellaneous | Natural Gas | Pool Heater | E3 | System - kBTUs of Consumption | 0 | 0 | 0 | 0 | 0 | 0 | 0 | 0 | 0 | 0 | 0 | 0 | 0 | 0 | 0 | 0 | 0 | 0 | 0 | 0 | 0 | 0 | 0 | 0 | 0 | 0 | 0 | 0 | 0 | 0 | 0 | 0 | 0 | 0 | 0 | 0 | 0 | 0 | 0 | 0 | 0 | 0
F3_Commercial_Retail_New_Miscellaneous_Natural Gas_Pool Heater_E4 | F3 | Commercial | Retail | New | Miscellaneous | Natural Gas | Pool Heater | E4 | System - kBTUs of Consumption | 0 | 0 | 0 | 0 | 0 | 0 | 0 | 0 | 0 | 0 | 0 | 0 | 0 | 0 | 0 | 0 | 0 | 0 | 0 | 0 | 0 | 0 | 0 | 0 | 0 | 0 | 0 | 0 | 0 | 0 | 0 | 0 | 0 | 0 | 0 | 0 | 0 | 0 | 0 | 0 | 0 | 0
F3_Commercial_Retail_New_Miscellaneous_Natural Gas_Pool Heater_E5 | F3 | Commercial | Retail | New | Miscellaneous | Natural Gas | Pool Heater | E5 | System - kBTUs of Consumption | 0 | 0 | 0 | 0 | 0 | 0 | 0 | 0 | 0 | 0 | 0 | 0 | 0 | 0 | 0 | 0 | 0 | 0 | 0 | 0 | 0 | 0 | 0 | 0 | 0 | 0 | 0 | 0 | 0 | 0 | 0 | 0 | 0 | 0 | 0 | 0 | 0 | 0 | 0 | 0 | 0 | 0
F3_Commercial_Retail_New_Miscellaneous_Natural Gas_Pool Heater_E6 | F3 | Commercial | Retail | New | Miscellaneous | Natural Gas | Pool Heater | E6 | System - kBTUs of Consumption | 0 | 0 | 0 | 0 | 0 | 0 | 0 | 0 | 0 | 0 | 0 | 0 | 0 | 0 | 0 | 0 | 0 | 0 | 0 | 0 | 0 | 0 | 0 | 0 | 0 | 0 | 0 | 0 | 0 | 0 | 0 | 0 | 0 | 0 | 0 | 0 | 0 | 0 | 0 | 0 | 0 | 0
F3_Commercial_Retail_New_Miscellaneous_Natural Gas_Pool Heater_E7 | F3 | Commercial | Retail | New | Miscellaneous | Natural Gas | Pool Heater | E7 | System - kBTUs of Consumption | 0 | 0 | 0 | 0 | 0 | 0 | 0 | 0 | 0 | 0 | 0 | 0 | 0 | 0 | 0 | 0 | 0 | 0 | 0 | 0 | 0 | 0 | 0 | 0 | 0 | 0 | 0 | 0 | 0 | 0 | 0 | 0 | 0 | 0 | 0 | 0 | 0 | 0 | 0 | 0 | 0 | 0
F3_Commercial_Retail_New_Miscellaneous_Natural Gas_Pool Heater_E8 | F3 | Commercial | Retail | New | Miscellaneous | Natural Gas | Pool Heater | E8 | System - kBTUs of Consumption | 0 | 0 | 0 | 0 | 0 | 0 | 0 | 0 | 0 | 0 | 0 | 0 | 0 | 0 | 0 | 0 | 0 | 0 | 0 | 0 | 0 | 0 | 0 | 0 | 0 | 0 | 0 | 0 | 0 | 0 | 0 | 0 | 0 | 0 | 0 | 0 | 0 | 0 | 0 | 0 | 0 | 0
F3_Commercial_Retail_New_Miscellaneous_Natural Gas_Pool Heater_E9 | F3 | Commercial | Retail | New | Miscellaneous | Natural Gas | Pool Heater | E9 | System - kBTUs of Consumption | 0 | 0 | 0 | 0 | 0 | 0 | 0 | 0 | 0 | 0 | 0 | 0 | 0 | 0 | 0 | 0 | 0 | 0 | 0 | 0 | 0 | 0 | 0 | 0 | 0 | 0 | 0 | 0 | 0 | 0 | 0 | 0 | 0 | 0 | 0 | 0 | 0 | 0 | 0 | 0 | 0 | 0
F3_Commercial_Retail_New_Miscellaneous_Natural Gas_Pool Heater_E10 | F3 | Commercial | Retail | New | Miscellaneous | Natural Gas | Pool Heater | E10 | System - kBTUs of Consumption | 0 | 0 | 0 | 0 | 0 | 0 | 0 | 0 | 0 | 0 | 0 | 0 | 0 | 0 | 0 | 0 | 0 | 0 | 0 | 0 | 0 | 0 | 0 | 0 | 0 | 0 | 0 | 0 | 0 | 0 | 0 | 0 | 0 | 0 | 0 | 0 | 0 | 0 | 0 | 0 | 0 | 0
F4_Commercial_Retail_New_Miscellaneous_Natural Gas_Pool Heater_E1 | F4 | Commercial | Retail | New | Miscellaneous | Natural Gas | Pool Heater | E1 | Utility - Cost of Equipment | 0 | 0 | 0 | 0 | 0 | 0 | 0 | 0 | 0 | 0 | 0 | 0 | 0 | 0 | 0 | 0 | 0 | 0 | 0 | 0 | 0 | 0 | 0 | 0 | 0 | 0 | 0 | 0 | 0 | 0 | 0 | 0 | 0 | 0 | 0 | 0 | 0 | 0 | 0 | 0 | 0 | 0
F4_Commercial_Retail_New_Miscellaneous_Natural Gas_Pool Heater_E2 | F4 | Commercial | Retail | New | Miscellaneous | Natural Gas | Pool Heater | E2 | Utility - Cost of Equipment | 0 | 0 | 0 | 0 | 0 | 0 | 0 | 0 | 0 | 0 | 0 | 0 | 0 | 0 | 0 | 0 | 0 | 0 | 0 | 0 | 0 | 0 | 0 | 0 | 0 | 0 | 0 | 0 | 0 | 0 | 0 | 0 | 0 | 0 | 0 | 0 | 0 | 0 | 0 | 0 | 0 | 0
F4_Commercial_Retail_New_Miscellaneous_Natural Gas_Pool Heater_E3 | F4 | Commercial | Retail | New | Miscellaneous | Natural Gas | Pool Heater | E3 | Utility - Cost of Equipment | 0 | 0 | 0 | 0 | 0 | 0 | 0 | 0 | 0 | 0 | 0 | 0 | 0 | 0 | 0 | 0 | 0 | 0 | 0 | 0 | 0 | 0 | 0 | 0 | 0 | 0 | 0 | 0 | 0 | 0 | 0 | 0 | 0 | 0 | 0 | 0 | 0 | 0 | 0 | 0 | 0 | 0
F4_Commercial_Retail_New_Miscellaneous_Natural Gas_Pool Heater_E4 | F4 | Commercial | Retail | New | Miscellaneous | Natural Gas | Pool Heater | E4 | Utility - Cost of Equipment | 0 | 0 | 0 | 0 | 0 | 0 | 0 | 0 | 0 | 0 | 0 | 0 | 0 | 0 | 0 | 0 | 0 | 0 | 0 | 0 | 0 | 0 | 0 | 0 | 0 | 0 | 0 | 0 | 0 | 0 | 0 | 0 | 0 | 0 | 0 | 0 | 0 | 0 | 0 | 0 | 0 | 0
F4_Commercial_Retail_New_Miscellaneous_Natural Gas_Pool Heater_E5 | F4 | Commercial | Retail | New | Miscellaneous | Natural Gas | Pool Heater | E5 | Utility - Cost of Equipment | 0 | 0 | 0 | 0 | 0 | 0 | 0 | 0 | 0 | 0 | 0 | 0 | 0 | 0 | 0 | 0 | 0 | 0 | 0 | 0 | 0 | 0 | 0 | 0 | 0 | 0 | 0 | 0 | 0 | 0 | 0 | 0 | 0 | 0 | 0 | 0 | 0 | 0 | 0 | 0 | 0 | 0
F4_Commercial_Retail_New_Miscellaneous_Natural Gas_Pool Heater_E6 | F4 | Commercial | Retail | New | Miscellaneous | Natural Gas | Pool Heater | E6 | Utility - Cost of Equipment | 0 | 0 | 0 | 0 | 0 | 0 | 0 | 0 | 0 | 0 | 0 | 0 | 0 | 0 | 0 | 0 | 0 | 0 | 0 | 0 | 0 | 0 | 0 | 0 | 0 | 0 | 0 | 0 | 0 | 0 | 0 | 0 | 0 | 0 | 0 | 0 | 0 | 0 | 0 | 0 | 0 | 0
F4_Commercial_Retail_New_Miscellaneous_Natural Gas_Pool Heater_E7 | F4 | Commercial | Retail | New | Miscellaneous | Natural Gas | Pool Heater | E7 | Utility - Cost of Equipment | 0 | 0 | 0 | 0 | 0 | 0 | 0 | 0 | 0 | 0 | 0 | 0 | 0 | 0 | 0 | 0 | 0 | 0 | 0 | 0 | 0 | 0 | 0 | 0 | 0 | 0 | 0 | 0 | 0 | 0 | 0 | 0 | 0 | 0 | 0 | 0 | 0 | 0 | 0 | 0 | 0 | 0
F4_Commercial_Retail_New_Miscellaneous_Natural Gas_Pool Heater_E8 | F4 | Commercial | Retail | New | Miscellaneous | Natural Gas | Pool Heater | E8 | Utility - Cost of Equipment | 0 | 0 | 0 | 0 | 0 | 0 | 0 | 0 | 0 | 0 | 0 | 0 | 0 | 0 | 0 | 0 | 0 | 0 | 0 | 0 | 0 | 0 | 0 | 0 | 0 | 0 | 0 | 0 | 0 | 0 | 0 | 0 | 0 | 0 | 0 | 0 | 0 | 0 | 0 | 0 | 0 | 0
F4_Commercial_Retail_New_Miscellaneous_Natural Gas_Pool Heater_E9 | F4 | Commercial | Retail | New | Miscellaneous | Natural Gas | Pool Heater | E9 | Utility - Cost of Equipment | 0 | 0 | 0 | 0 | 0 | 0 | 0 | 0 | 0 | 0 | 0 | 0 | 0 | 0 | 0 | 0 | 0 | 0 | 0 | 0 | 0 | 0 | 0 | 0 | 0 | 0 | 0 | 0 | 0 | 0 | 0 | 0 | 0 | 0 | 0 | 0 | 0 | 0 | 0 | 0 | 0 | 0
F4_Commercial_Retail_New_Miscellaneous_Natural Gas_Pool Heater_E10 | F4 | Commercial | Retail | New | Miscellaneous | Natural Gas | Pool Heater | E10 | Utility - Cost of Equipment | 0 | 0 | 0 | 0 | 0 | 0 | 0 | 0 | 0 | 0 | 0 | 0 | 0 | 0 | 0 | 0 | 0 | 0 | 0 | 0 | 0 | 0 | 0 | 0 | 0 | 0 | 0 | 0 | 0 | 0 | 0 | 0 | 0 | 0 | 0 | 0 | 0 | 0 | 0 | 0 | 0 | 0
F5_Commercial_Retail_New_Miscellaneous_Natural Gas_Pool Heater_E1 | F5 | Commercial | Retail | New | Miscellaneous | Natural Gas | Pool Heater | E1 | Utility - Cost of Operation | 0.002528 | 0.002528 | 0.002528 | 0.002528 | 0.002528 | 0.002528 | 0.002528 | 0.002528 | 0.002528 | 0.002528 | 0.002528 | 0.002528 | 0.002528 | 0.002528 | 0.002528 | 0.002528 | 0.002528 | 0.002528 | 0.002528 | 0.002528 | 0.002528 | 0.002528 | 0.002528 | 0.002528 | 0.002528 | 0.002528 | 0.002528 | 0.002528 | 0.002528 | 0.002528 | 0.002528 | 0.002528 | 0.002528 | 0 | 0 | 0 | 0 | 0 | 0 | 0 | 0 | 0
F5_Commercial_Retail_New_Miscellaneous_Natural Gas_Pool Heater_E2 | F5 | Commercial | Retail | New | Miscellaneous | Natural Gas | Pool Heater | E2 | Utility - Cost of Operation | 0.0041394 | 0.0041394 | 0.0041394 | 0.0041394 | 0.0041394 | 0.0041394 | 0.0041394 | 0.0041394 | 0.0041394 | 0.0041394 | 0.0041394 | 0.0041394 | 0.0041394 | 0.0041394 | 0.0041394 | 0.0041394 | 0.0041394 | 0.0041394 | 0.0041394 | 0.0041394 | 0.0041394 | 0.0041394 | 0.0041394 | 0.0041394 | 0.0041394 | 0.0041394 | 0.0041394 | 0.0041394 | 0.0041394 | 0.0041394 | 0.0041394 | 0.0041394 | 0.0041394 | 0 | 0 | 0 | 0 | 0 | 0 | 0 | 0 | 0
F5_Commercial_Retail_New_Miscellaneous_Natural Gas_Pool Heater_E3 | F5 | Commercial | Retail | New | Miscellaneous | Natural Gas | Pool Heater | E3 | Utility - Cost of Operation | 0 | 0 | 0 | 0 | 0 | 0 | 0 | 0 | 0 | 0 | 0 | 0 | 0 | 0 | 0 | 0 | 0 | 0 | 0 | 0 | 0 | 0 | 0 | 0 | 0 | 0 | 0 | 0 | 0 | 0 | 0 | 0 | 0 | 0 | 0 | 0 | 0 | 0 | 0 | 0 | 0 | 0
F5_Commercial_Retail_New_Miscellaneous_Natural Gas_Pool Heater_E4 | F5 | Commercial | Retail | New | Miscellaneous | Natural Gas | Pool Heater | E4 | Utility - Cost of Operation | 0 | 0 | 0 | 0 | 0 | 0 | 0 | 0 | 0 | 0 | 0 | 0 | 0 | 0 | 0 | 0 | 0 | 0 | 0 | 0 | 0 | 0 | 0 | 0 | 0 | 0 | 0 | 0 | 0 | 0 | 0 | 0 | 0 | 0 | 0 | 0 | 0 | 0 | 0 | 0 | 0 | 0
F5_Commercial_Retail_New_Miscellaneous_Natural Gas_Pool Heater_E5 | F5 | Commercial | Retail | New | Miscellaneous | Natural Gas | Pool Heater | E5 | Utility - Cost of Operation | 0 | 0 | 0 | 0 | 0 | 0 | 0 | 0 | 0 | 0 | 0 | 0 | 0 | 0 | 0 | 0 | 0 | 0 | 0 | 0 | 0 | 0 | 0 | 0 | 0 | 0 | 0 | 0 | 0 | 0 | 0 | 0 | 0 | 0 | 0 | 0 | 0 | 0 | 0 | 0 | 0 | 0
F5_Commercial_Retail_New_Miscellaneous_Natural Gas_Pool Heater_E6 | F5 | Commercial | Retail | New | Miscellaneous | Natural Gas | Pool Heater | E6 | Utility - Cost of Operation | 0 | 0 | 0 | 0 | 0 | 0 | 0 | 0 | 0 | 0 | 0 | 0 | 0 | 0 | 0 | 0 | 0 | 0 | 0 | 0 | 0 | 0 | 0 | 0 | 0 | 0 | 0 | 0 | 0 | 0 | 0 | 0 | 0 | 0 | 0 | 0 | 0 | 0 | 0 | 0 | 0 | 0
F5_Commercial_Retail_New_Miscellaneous_Natural Gas_Pool Heater_E7 | F5 | Commercial | Retail | New | Miscellaneous | Natural Gas | Pool Heater | E7 | Utility - Cost of Operation | 0 | 0 | 0 | 0 | 0 | 0 | 0 | 0 | 0 | 0 | 0 | 0 | 0 | 0 | 0 | 0 | 0 | 0 | 0 | 0 | 0 | 0 | 0 | 0 | 0 | 0 | 0 | 0 | 0 | 0 | 0 | 0 | 0 | 0 | 0 | 0 | 0 | 0 | 0 | 0 | 0 | 0
F5_Commercial_Retail_New_Miscellaneous_Natural Gas_Pool Heater_E8 | F5 | Commercial | Retail | New | Miscellaneous | Natural Gas | Pool Heater | E8 | Utility - Cost of Operation | 0 | 0 | 0 | 0 | 0 | 0 | 0 | 0 | 0 | 0 | 0 | 0 | 0 | 0 | 0 | 0 | 0 | 0 | 0 | 0 | 0 | 0 | 0 | 0 | 0 | 0 | 0 | 0 | 0 | 0 | 0 | 0 | 0 | 0 | 0 | 0 | 0 | 0 | 0 | 0 | 0 | 0
F5_Commercial_Retail_New_Miscellaneous_Natural Gas_Pool Heater_E9 | F5 | Commercial | Retail | New | Miscellaneous | Natural Gas | Pool Heater | E9 | Utility - Cost of Operation | 0 | 0 | 0 | 0 | 0 | 0 | 0 | 0 | 0 | 0 | 0 | 0 | 0 | 0 | 0 | 0 | 0 | 0 | 0 | 0 | 0 | 0 | 0 | 0 | 0 | 0 | 0 | 0 | 0 | 0 | 0 | 0 | 0 | 0 | 0 | 0 | 0 | 0 | 0 | 0 | 0 | 0
F5_Commercial_Retail_New_Miscellaneous_Natural Gas_Pool Heater_E10 | F5 | Commercial | Retail | New | Miscellaneous | Natural Gas | Pool Heater | E10 | Utility - Cost of Operation | 0 | 0 | 0 | 0 | 0 | 0 | 0 | 0 | 0 | 0 | 0 | 0 | 0 | 0 | 0 | 0 | 0 | 0 | 0 | 0 | 0 | 0 | 0 | 0 | 0 | 0 | 0 | 0 | 0 | 0 | 0 | 0 | 0 | 0 | 0 | 0 | 0 | 0 | 0 | 0 | 0 | 0
F6_Commercial_Retail_New_Miscellaneous_Natural Gas_Pool Heater_E1 | F6 | Commercial | Retail | New | Miscellaneous | Natural Gas | Pool Heater | E1 | Utility - Value of Sales | 0.010508 | 0.010603 | 0.010756 | 0.010722 | 0.010722 | 0.010722 | 0.010722 | 0.010722 | 0.010722 | 0.010722 | 0.010722 | 0.010722 | 0.010722 | 0.010722 | 0.010722 | 0.010722 | 0.010722 | 0.010722 | 0.010722 | 0.010722 | 0.010722 | 0.010722 | 0.010722 | 0.010722 | 0.010722 | 0.010722 | 0.010722 | 0.010722 | 0.010722 | 0.010722 | 0.010722 | 0.010722 | 0.010722 | 0 | 0 | 0 | 0 | 0 | 0 | 0 | 0 | 0
F6_Commercial_Retail_New_Miscellaneous_Natural Gas_Pool Heater_E2 | F6 | Commercial | Retail | New | Miscellaneous | Natural Gas | Pool Heater | E2 | Utility - Value of Sales | 0.0089319 | 0.0090127 | 0.0091425 | 0.0091141 | 0.0091141 | 0.0091141 | 0.0091141 | 0.0091141 | 0.0091141 | 0.0091141 | 0.0091141 | 0.0091141 | 0.0091141 | 0.0091141 | 0.0091141 | 0.0091141 | 0.0091141 | 0.0091141 | 0.0091141 | 0.0091141 | 0.0091141 | 0.0091141 | 0.0091141 | 0.0091141 | 0.0091141 | 0.0091141 | 0.0091141 | 0.0091141 | 0.0091141 | 0.0091141 | 0.0091141 | 0.0091141 | 0.0091141 | 0 | 0 | 0 | 0 | 0 | 0 | 0 | 0 | 0
F6_Commercial_Retail_New_Miscellaneous_Natural Gas_Pool Heater_E3 | F6 | Commercial | Retail | New | Miscellaneous | Natural Gas | Pool Heater | E3 | Utility - Value of Sales | 0 | 0 | 0 | 0 | 0 | 0 | 0 | 0 | 0 | 0 | 0 | 0 | 0 | 0 | 0 | 0 | 0 | 0 | 0 | 0 | 0 | 0 | 0 | 0 | 0 | 0 | 0 | 0 | 0 | 0 | 0 | 0 | 0 | 0 | 0 | 0 | 0 | 0 | 0 | 0 | 0 | 0
F6_Commercial_Retail_New_Miscellaneous_Natural Gas_Pool Heater_E4 | F6 | Commercial | Retail | New | Miscellaneous | Natural Gas | Pool Heater | E4 | Utility - Value of Sales | 0 | 0 | 0 | 0 | 0 | 0 | 0 | 0 | 0 | 0 | 0 | 0 | 0 | 0 | 0 | 0 | 0 | 0 | 0 | 0 | 0 | 0 | 0 | 0 | 0 | 0 | 0 | 0 | 0 | 0 | 0 | 0 | 0 | 0 | 0 | 0 | 0 | 0 | 0 | 0 | 0 | 0
F6_Commercial_Retail_New_Miscellaneous_Natural Gas_Pool Heater_E5 | F6 | Commercial | Retail | New | Miscellaneous | Natural Gas | Pool Heater | E5 | Utility - Value of Sales | 0 | 0 | 0 | 0 | 0 | 0 | 0 | 0 | 0 | 0 | 0 | 0 | 0 | 0 | 0 | 0 | 0 | 0 | 0 | 0 | 0 | 0 | 0 | 0 | 0 | 0 | 0 | 0 | 0 | 0 | 0 | 0 | 0 | 0 | 0 | 0 | 0 | 0 | 0 | 0 | 0 | 0
F6_Commercial_Retail_New_Miscellaneous_Natural Gas_Pool Heater_E6 | F6 | Commercial | Retail | New | Miscellaneous | Natural Gas | Pool Heater | E6 | Utility - Value of Sales | 0 | 0 | 0 | 0 | 0 | 0 | 0 | 0 | 0 | 0 | 0 | 0 | 0 | 0 | 0 | 0 | 0 | 0 | 0 | 0 | 0 | 0 | 0 | 0 | 0 | 0 | 0 | 0 | 0 | 0 | 0 | 0 | 0 | 0 | 0 | 0 | 0 | 0 | 0 | 0 | 0 | 0
F6_Commercial_Retail_New_Miscellaneous_Natural Gas_Pool Heater_E7 | F6 | Commercial | Retail | New | Miscellaneous | Natural Gas | Pool Heater | E7 | Utility - Value of Sales | 0 | 0 | 0 | 0 | 0 | 0 | 0 | 0 | 0 | 0 | 0 | 0 | 0 | 0 | 0 | 0 | 0 | 0 | 0 | 0 | 0 | 0 | 0 | 0 | 0 | 0 | 0 | 0 | 0 | 0 | 0 | 0 | 0 | 0 | 0 | 0 | 0 | 0 | 0 | 0 | 0 | 0
F6_Commercial_Retail_New_Miscellaneous_Natural Gas_Pool Heater_E8 | F6 | Commercial | Retail | New | Miscellaneous | Natural Gas | Pool Heater | E8 | Utility - Value of Sales | 0 | 0 | 0 | 0 | 0 | 0 | 0 | 0 | 0 | 0 | 0 | 0 | 0 | 0 | 0 | 0 | 0 | 0 | 0 | 0 | 0 | 0 | 0 | 0 | 0 | 0 | 0 | 0 | 0 | 0 | 0 | 0 | 0 | 0 | 0 | 0 | 0 | 0 | 0 | 0 | 0 | 0
F6_Commercial_Retail_New_Miscellaneous_Natural Gas_Pool Heater_E9 | F6 | Commercial | Retail | New | Miscellaneous | Natural Gas | Pool Heater | E9 | Utility - Value of Sales | 0 | 0 | 0 | 0 | 0 | 0 | 0 | 0 | 0 | 0 | 0 | 0 | 0 | 0 | 0 | 0 | 0 | 0 | 0 | 0 | 0 | 0 | 0 | 0 | 0 | 0 | 0 | 0 | 0 | 0 | 0 | 0 | 0 | 0 | 0 | 0 | 0 | 0 | 0 | 0 | 0 | 0
F6_Commercial_Retail_New_Miscellaneous_Natural Gas_Pool Heater_E10 | F6 | Commercial | Retail | New | Miscellaneous | Natural Gas | Pool Heater | E10 | Utility - Value of Sales | 0 | 0 | 0 | 0 | 0 | 0 | 0 | 0 | 0 | 0 | 0 | 0 | 0 | 0 | 0 | 0 | 0 | 0 | 0 | 0 | 0 | 0 | 0 | 0 | 0 | 0 | 0 | 0 | 0 | 0 | 0 | 0 | 0 | 0 | 0 | 0 | 0 | 0 | 0 | 0 | 0 | 0
F1_Commercial_Retail_New_Miscellaneous_Natural Gas_Miscellaneous_E1 | F1 | Commercial | Retail | New | Miscellaneous | Natural Gas | Miscellaneous | E1 | RVT - Cost of Equipment | 0 | 0 | 0 | 0 | 0 | 0 | 0 | 0 | 0 | 0 | 0 | 0 | 0 | 0 | 0 | 0 | 0 | 0 | 0 | 0 | 0 | 0 | 0 | 0 | 0 | 0 | 0 | 0 | 0 | 0 | 0 | 0 | 0 | 0 | 0 | 0 | 0 | 0 | 0 | 0 | 0 | 0
F1_Commercial_Retail_New_Miscellaneous_Natural Gas_Miscellaneous_E2 | F1 | Commercial | Retail | New | Miscellaneous | Natural Gas | Miscellaneous | E2 | RVT - Cost of Equipment | 0 | 0 | 0 | 0 | 0 | 0 | 0 | 0 | 0 | 0 | 0 | 0 | 0 | 0 | 0 | 0 | 0 | 0 | 0 | 0 | 0 | 0 | 0 | 0 | 0 | 0 | 0 | 0 | 0 | 0 | 0 | 0 | 0 | 0 | 0 | 0 | 0 | 0 | 0 | 0 | 0 | 0
F1_Commercial_Retail_New_Miscellaneous_Natural Gas_Miscellaneous_E3 | F1 | Commercial | Retail | New | Miscellaneous | Natural Gas | Miscellaneous | E3 | RVT - Cost of Equipment | 0 | 0 | 0 | 0 | 0 | 0 | 0 | 0 | 0 | 0 | 0 | 0 | 0 | 0 | 0 | 0 | 0 | 0 | 0 | 0 | 0 | 0 | 0 | 0 | 0 | 0 | 0 | 0 | 0 | 0 | 0 | 0 | 0 | 0 | 0 | 0 | 0 | 0 | 0 | 0 | 0 | 0
F1_Commercial_Retail_New_Miscellaneous_Natural Gas_Miscellaneous_E4 | F1 | Commercial | Retail | New | Miscellaneous | Natural Gas | Miscellaneous | E4 | RVT - Cost of Equipment | 0 | 0 | 0 | 0 | 0 | 0 | 0 | 0 | 0 | 0 | 0 | 0 | 0 | 0 | 0 | 0 | 0 | 0 | 0 | 0 | 0 | 0 | 0 | 0 | 0 | 0 | 0 | 0 | 0 | 0 | 0 | 0 | 0 | 0 | 0 | 0 | 0 | 0 | 0 | 0 | 0 | 0
F1_Commercial_Retail_New_Miscellaneous_Natural Gas_Miscellaneous_E5 | F1 | Commercial | Retail | New | Miscellaneous | Natural Gas | Miscellaneous | E5 | RVT - Cost of Equipment | 0 | 0 | 0 | 0 | 0 | 0 | 0 | 0 | 0 | 0 | 0 | 0 | 0 | 0 | 0 | 0 | 0 | 0 | 0 | 0 | 0 | 0 | 0 | 0 | 0 | 0 | 0 | 0 | 0 | 0 | 0 | 0 | 0 | 0 | 0 | 0 | 0 | 0 | 0 | 0 | 0 | 0
F1_Commercial_Retail_New_Miscellaneous_Natural Gas_Miscellaneous_E6 | F1 | Commercial | Retail | New | Miscellaneous | Natural Gas | Miscellaneous | E6 | RVT - Cost of Equipment | 0 | 0 | 0 | 0 | 0 | 0 | 0 | 0 | 0 | 0 | 0 | 0 | 0 | 0 | 0 | 0 | 0 | 0 | 0 | 0 | 0 | 0 | 0 | 0 | 0 | 0 | 0 | 0 | 0 | 0 | 0 | 0 | 0 | 0 | 0 | 0 | 0 | 0 | 0 | 0 | 0 | 0
F1_Commercial_Retail_New_Miscellaneous_Natural Gas_Miscellaneous_E7 | F1 | Commercial | Retail | New | Miscellaneous | Natural Gas | Miscellaneous | E7 | RVT - Cost of Equipment | 0 | 0 | 0 | 0 | 0 | 0 | 0 | 0 | 0 | 0 | 0 | 0 | 0 | 0 | 0 | 0 | 0 | 0 | 0 | 0 | 0 | 0 | 0 | 0 | 0 | 0 | 0 | 0 | 0 | 0 | 0 | 0 | 0 | 0 | 0 | 0 | 0 | 0 | 0 | 0 | 0 | 0
F1_Commercial_Retail_New_Miscellaneous_Natural Gas_Miscellaneous_E8 | F1 | Commercial | Retail | New | Miscellaneous | Natural Gas | Miscellaneous | E8 | RVT - Cost of Equipment | 0 | 0 | 0 | 0 | 0 | 0 | 0 | 0 | 0 | 0 | 0 | 0 | 0 | 0 | 0 | 0 | 0 | 0 | 0 | 0 | 0 | 0 | 0 | 0 | 0 | 0 | 0 | 0 | 0 | 0 | 0 | 0 | 0 | 0 | 0 | 0 | 0 | 0 | 0 | 0 | 0 | 0
F1_Commercial_Retail_New_Miscellaneous_Natural Gas_Miscellaneous_E9 | F1 | Commercial | Retail | New | Miscellaneous | Natural Gas | Miscellaneous | E9 | RVT - Cost of Equipment | 0 | 0 | 0 | 0 | 0 | 0 | 0 | 0 | 0 | 0 | 0 | 0 | 0 | 0 | 0 | 0 | 0 | 0 | 0 | 0 | 0 | 0 | 0 | 0 | 0 | 0 | 0 | 0 | 0 | 0 | 0 | 0 | 0 | 0 | 0 | 0 | 0 | 0 | 0 | 0 | 0 | 0
F1_Commercial_Retail_New_Miscellaneous_Natural Gas_Miscellaneous_E10 | F1 | Commercial | Retail | New | Miscellaneous | Natural Gas | Miscellaneous | E10 | RVT - Cost of Equipment | 0 | 0 | 0 | 0 | 0 | 0 | 0 | 0 | 0 | 0 | 0 | 0 | 0 | 0 | 0 | 0 | 0 | 0 | 0 | 0 | 0 | 0 | 0 | 0 | 0 | 0 | 0 | 0 | 0 | 0 | 0 | 0 | 0 | 0 | 0 | 0 | 0 | 0 | 0 | 0 | 0 | 0
F2_Commercial_Retail_New_Miscellaneous_Natural Gas_Miscellaneous_E1 | F2 | Commercial | Retail | New | Miscellaneous | Natural Gas | Miscellaneous | E1 | RVT - Cost of Operation | 0 | 0 | 0 | 0 | 0 | 0 | 0 | 0 | 0 | 0 | 0 | 0 | 0 | 0 | 0 | 0 | 0 | 0 | 0 | 0 | 0 | 0 | 0 | 0 | 0 | 0 | 0 | 0 | 0 | 0 | 0 | 0 | 0 | 0 | 0 | 0 | 0 | 0 | 0 | 0 | 0 | 0
F2_Commercial_Retail_New_Miscellaneous_Natural Gas_Miscellaneous_E2 | F2 | Commercial | Retail | New | Miscellaneous | Natural Gas | Miscellaneous | E2 | RVT - Cost of Operation | 0 | 0 | 0 | 0 | 0 | 0 | 0 | 0 | 0 | 0 | 0 | 0 | 0 | 0 | 0 | 0 | 0 | 0 | 0 | 0 | 0 | 0 | 0 | 0 | 0 | 0 | 0 | 0 | 0 | 0 | 0 | 0 | 0 | 0 | 0 | 0 | 0 | 0 | 0 | 0 | 0 | 0
F2_Commercial_Retail_New_Miscellaneous_Natural Gas_Miscellaneous_E3 | F2 | Commercial | Retail | New | Miscellaneous | Natural Gas | Miscellaneous | E3 | RVT - Cost of Operation | 0 | 0 | 0 | 0 | 0 | 0 | 0 | 0 | 0 | 0 | 0 | 0 | 0 | 0 | 0 | 0 | 0 | 0 | 0 | 0 | 0 | 0 | 0 | 0 | 0 | 0 | 0 | 0 | 0 | 0 | 0 | 0 | 0 | 0 | 0 | 0 | 0 | 0 | 0 | 0 | 0 | 0
F2_Commercial_Retail_New_Miscellaneous_Natural Gas_Miscellaneous_E4 | F2 | Commercial | Retail | New | Miscellaneous | Natural Gas | Miscellaneous | E4 | RVT - Cost of Operation | 0 | 0 | 0 | 0 | 0 | 0 | 0 | 0 | 0 | 0 | 0 | 0 | 0 | 0 | 0 | 0 | 0 | 0 | 0 | 0 | 0 | 0 | 0 | 0 | 0 | 0 | 0 | 0 | 0 | 0 | 0 | 0 | 0 | 0 | 0 | 0 | 0 | 0 | 0 | 0 | 0 | 0
F2_Commercial_Retail_New_Miscellaneous_Natural Gas_Miscellaneous_E5 | F2 | Commercial | Retail | New | Miscellaneous | Natural Gas | Miscellaneous | E5 | RVT - Cost of Operation | 0 | 0 | 0 | 0 | 0 | 0 | 0 | 0 | 0 | 0 | 0 | 0 | 0 | 0 | 0 | 0 | 0 | 0 | 0 | 0 | 0 | 0 | 0 | 0 | 0 | 0 | 0 | 0 | 0 | 0 | 0 | 0 | 0 | 0 | 0 | 0 | 0 | 0 | 0 | 0 | 0 | 0
F2_Commercial_Retail_New_Miscellaneous_Natural Gas_Miscellaneous_E6 | F2 | Commercial | Retail | New | Miscellaneous | Natural Gas | Miscellaneous | E6 | RVT - Cost of Operation | 0 | 0 | 0 | 0 | 0 | 0 | 0 | 0 | 0 | 0 | 0 | 0 | 0 | 0 | 0 | 0 | 0 | 0 | 0 | 0 | 0 | 0 | 0 | 0 | 0 | 0 | 0 | 0 | 0 | 0 | 0 | 0 | 0 | 0 | 0 | 0 | 0 | 0 | 0 | 0 | 0 | 0
F2_Commercial_Retail_New_Miscellaneous_Natural Gas_Miscellaneous_E7 | F2 | Commercial | Retail | New | Miscellaneous | Natural Gas | Miscellaneous | E7 | RVT - Cost of Operation | 0 | 0 | 0 | 0 | 0 | 0 | 0 | 0 | 0 | 0 | 0 | 0 | 0 | 0 | 0 | 0 | 0 | 0 | 0 | 0 | 0 | 0 | 0 | 0 | 0 | 0 | 0 | 0 | 0 | 0 | 0 | 0 | 0 | 0 | 0 | 0 | 0 | 0 | 0 | 0 | 0 | 0
F2_Commercial_Retail_New_Miscellaneous_Natural Gas_Miscellaneous_E8 | F2 | Commercial | Retail | New | Miscellaneous | Natural Gas | Miscellaneous | E8 | RVT - Cost of Operation | 0 | 0 | 0 | 0 | 0 | 0 | 0 | 0 | 0 | 0 | 0 | 0 | 0 | 0 | 0 | 0 | 0 | 0 | 0 | 0 | 0 | 0 | 0 | 0 | 0 | 0 | 0 | 0 | 0 | 0 | 0 | 0 | 0 | 0 | 0 | 0 | 0 | 0 | 0 | 0 | 0 | 0
F2_Commercial_Retail_New_Miscellaneous_Natural Gas_Miscellaneous_E9 | F2 | Commercial | Retail | New | Miscellaneous | Natural Gas | Miscellaneous | E9 | RVT - Cost of Operation | 0 | 0 | 0 | 0 | 0 | 0 | 0 | 0 | 0 | 0 | 0 | 0 | 0 | 0 | 0 | 0 | 0 | 0 | 0 | 0 | 0 | 0 | 0 | 0 | 0 | 0 | 0 | 0 | 0 | 0 | 0 | 0 | 0 | 0 | 0 | 0 | 0 | 0 | 0 | 0 | 0 | 0
F2_Commercial_Retail_New_Miscellaneous_Natural Gas_Miscellaneous_E10 | F2 | Commercial | Retail | New | Miscellaneous | Natural Gas | Miscellaneous | E10 | RVT - Cost of Operation | 0 | 0 | 0 | 0 | 0 | 0 | 0 | 0 | 0 | 0 | 0 | 0 | 0 | 0 | 0 | 0 | 0 | 0 | 0 | 0 | 0 | 0 | 0 | 0 | 0 | 0 | 0 | 0 | 0 | 0 | 0 | 0 | 0 | 0 | 0 | 0 | 0 | 0 | 0 | 0 | 0 | 0
F3_Commercial_Retail_New_Miscellaneous_Natural Gas_Miscellaneous_E1 | F3 | Commercial | Retail | New | Miscellaneous | Natural Gas | Miscellaneous | E1 | System - kBTUs of Consumption | 0.23718 | 0.23718 | 0.23718 | 0.23718 | 0.23718 | 0.23718 | 0.23718 | 0.23718 | 0.23718 | 0.23718 | 0.23718 | 0.23718 | 0.23718 | 0.23718 | 0.23718 | 0.23718 | 0.23718 | 0.23718 | 0.23718 | 0.23718 | 0.23718 | 0.23718 | 0.23718 | 0.23718 | 0.23718 | 0.23718 | 0.23718 | 0.23718 | 0.23718 | 0.23718 | 0.23718 | 0.23718 | 0.23718 | 0 | 0 | 0 | 0 | 0 | 0 | 0 | 0 | 0
F3_Commercial_Retail_New_Miscellaneous_Natural Gas_Miscellaneous_E2 | F3 | Commercial | Retail | New | Miscellaneous | Natural Gas | Miscellaneous | E2 | System - kBTUs of Consumption | 0 | 0 | 0 | 0 | 0 | 0 | 0 | 0 | 0 | 0 | 0 | 0 | 0 | 0 | 0 | 0 | 0 | 0 | 0 | 0 | 0 | 0 | 0 | 0 | 0 | 0 | 0 | 0 | 0 | 0 | 0 | 0 | 0 | 0 | 0 | 0 | 0 | 0 | 0 | 0 | 0 | 0
F3_Commercial_Retail_New_Miscellaneous_Natural Gas_Miscellaneous_E3 | F3 | Commercial | Retail | New | Miscellaneous | Natural Gas | Miscellaneous | E3 | System - kBTUs of Consumption | 0 | 0 | 0 | 0 | 0 | 0 | 0 | 0 | 0 | 0 | 0 | 0 | 0 | 0 | 0 | 0 | 0 | 0 | 0 | 0 | 0 | 0 | 0 | 0 | 0 | 0 | 0 | 0 | 0 | 0 | 0 | 0 | 0 | 0 | 0 | 0 | 0 | 0 | 0 | 0 | 0 | 0
F3_Commercial_Retail_New_Miscellaneous_Natural Gas_Miscellaneous_E4 | F3 | Commercial | Retail | New | Miscellaneous | Natural Gas | Miscellaneous | E4 | System - kBTUs of Consumption | 0 | 0 | 0 | 0 | 0 | 0 | 0 | 0 | 0 | 0 | 0 | 0 | 0 | 0 | 0 | 0 | 0 | 0 | 0 | 0 | 0 | 0 | 0 | 0 | 0 | 0 | 0 | 0 | 0 | 0 | 0 | 0 | 0 | 0 | 0 | 0 | 0 | 0 | 0 | 0 | 0 | 0
F3_Commercial_Retail_New_Miscellaneous_Natural Gas_Miscellaneous_E5 | F3 | Commercial | Retail | New | Miscellaneous | Natural Gas | Miscellaneous | E5 | System - kBTUs of Consumption | 0 | 0 | 0 | 0 | 0 | 0 | 0 | 0 | 0 | 0 | 0 | 0 | 0 | 0 | 0 | 0 | 0 | 0 | 0 | 0 | 0 | 0 | 0 | 0 | 0 | 0 | 0 | 0 | 0 | 0 | 0 | 0 | 0 | 0 | 0 | 0 | 0 | 0 | 0 | 0 | 0 | 0
F3_Commercial_Retail_New_Miscellaneous_Natural Gas_Miscellaneous_E6 | F3 | Commercial | Retail | New | Miscellaneous | Natural Gas | Miscellaneous | E6 | System - kBTUs of Consumption | 0 | 0 | 0 | 0 | 0 | 0 | 0 | 0 | 0 | 0 | 0 | 0 | 0 | 0 | 0 | 0 | 0 | 0 | 0 | 0 | 0 | 0 | 0 | 0 | 0 | 0 | 0 | 0 | 0 | 0 | 0 | 0 | 0 | 0 | 0 | 0 | 0 | 0 | 0 | 0 | 0 | 0
F3_Commercial_Retail_New_Miscellaneous_Natural Gas_Miscellaneous_E7 | F3 | Commercial | Retail | New | Miscellaneous | Natural Gas | Miscellaneous | E7 | System - kBTUs of Consumption | 0 | 0 | 0 | 0 | 0 | 0 | 0 | 0 | 0 | 0 | 0 | 0 | 0 | 0 | 0 | 0 | 0 | 0 | 0 | 0 | 0 | 0 | 0 | 0 | 0 | 0 | 0 | 0 | 0 | 0 | 0 | 0 | 0 | 0 | 0 | 0 | 0 | 0 | 0 | 0 | 0 | 0
F3_Commercial_Retail_New_Miscellaneous_Natural Gas_Miscellaneous_E8 | F3 | Commercial | Retail | New | Miscellaneous | Natural Gas | Miscellaneous | E8 | System - kBTUs of Consumption | 0 | 0 | 0 | 0 | 0 | 0 | 0 | 0 | 0 | 0 | 0 | 0 | 0 | 0 | 0 | 0 | 0 | 0 | 0 | 0 | 0 | 0 | 0 | 0 | 0 | 0 | 0 | 0 | 0 | 0 | 0 | 0 | 0 | 0 | 0 | 0 | 0 | 0 | 0 | 0 | 0 | 0
F3_Commercial_Retail_New_Miscellaneous_Natural Gas_Miscellaneous_E9 | F3 | Commercial | Retail | New | Miscellaneous | Natural Gas | Miscellaneous | E9 | System - kBTUs of Consumption | 0 | 0 | 0 | 0 | 0 | 0 | 0 | 0 | 0 | 0 | 0 | 0 | 0 | 0 | 0 | 0 | 0 | 0 | 0 | 0 | 0 | 0 | 0 | 0 | 0 | 0 | 0 | 0 | 0 | 0 | 0 | 0 | 0 | 0 | 0 | 0 | 0 | 0 | 0 | 0 | 0 | 0
F3_Commercial_Retail_New_Miscellaneous_Natural Gas_Miscellaneous_E10 | F3 | Commercial | Retail | New | Miscellaneous | Natural Gas | Miscellaneous | E10 | System - kBTUs of Consumption | 0 | 0 | 0 | 0 | 0 | 0 | 0 | 0 | 0 | 0 | 0 | 0 | 0 | 0 | 0 | 0 | 0 | 0 | 0 | 0 | 0 | 0 | 0 | 0 | 0 | 0 | 0 | 0 | 0 | 0 | 0 | 0 | 0 | 0 | 0 | 0 | 0 | 0 | 0 | 0 | 0 | 0
F4_Commercial_Retail_New_Miscellaneous_Natural Gas_Miscellaneous_E1 | F4 | Commercial | Retail | New | Miscellaneous | Natural Gas | Miscellaneous | E1 | Utility - Cost of Equipment | 0 | 0 | 0 | 0 | 0 | 0 | 0 | 0 | 0 | 0 | 0 | 0 | 0 | 0 | 0 | 0 | 0 | 0 | 0 | 0 | 0 | 0 | 0 | 0 | 0 | 0 | 0 | 0 | 0 | 0 | 0 | 0 | 0 | 0 | 0 | 0 | 0 | 0 | 0 | 0 | 0 | 0
F4_Commercial_Retail_New_Miscellaneous_Natural Gas_Miscellaneous_E2 | F4 | Commercial | Retail | New | Miscellaneous | Natural Gas | Miscellaneous | E2 | Utility - Cost of Equipment | 0 | 0 | 0 | 0 | 0 | 0 | 0 | 0 | 0 | 0 | 0 | 0 | 0 | 0 | 0 | 0 | 0 | 0 | 0 | 0 | 0 | 0 | 0 | 0 | 0 | 0 | 0 | 0 | 0 | 0 | 0 | 0 | 0 | 0 | 0 | 0 | 0 | 0 | 0 | 0 | 0 | 0
F4_Commercial_Retail_New_Miscellaneous_Natural Gas_Miscellaneous_E3 | F4 | Commercial | Retail | New | Miscellaneous | Natural Gas | Miscellaneous | E3 | Utility - Cost of Equipment | 0 | 0 | 0 | 0 | 0 | 0 | 0 | 0 | 0 | 0 | 0 | 0 | 0 | 0 | 0 | 0 | 0 | 0 | 0 | 0 | 0 | 0 | 0 | 0 | 0 | 0 | 0 | 0 | 0 | 0 | 0 | 0 | 0 | 0 | 0 | 0 | 0 | 0 | 0 | 0 | 0 | 0
F4_Commercial_Retail_New_Miscellaneous_Natural Gas_Miscellaneous_E4 | F4 | Commercial | Retail | New | Miscellaneous | Natural Gas | Miscellaneous | E4 | Utility - Cost of Equipment | 0 | 0 | 0 | 0 | 0 | 0 | 0 | 0 | 0 | 0 | 0 | 0 | 0 | 0 | 0 | 0 | 0 | 0 | 0 | 0 | 0 | 0 | 0 | 0 | 0 | 0 | 0 | 0 | 0 | 0 | 0 | 0 | 0 | 0 | 0 | 0 | 0 | 0 | 0 | 0 | 0 | 0
F4_Commercial_Retail_New_Miscellaneous_Natural Gas_Miscellaneous_E5 | F4 | Commercial | Retail | New | Miscellaneous | Natural Gas | Miscellaneous | E5 | Utility - Cost of Equipment | 0 | 0 | 0 | 0 | 0 | 0 | 0 | 0 | 0 | 0 | 0 | 0 | 0 | 0 | 0 | 0 | 0 | 0 | 0 | 0 | 0 | 0 | 0 | 0 | 0 | 0 | 0 | 0 | 0 | 0 | 0 | 0 | 0 | 0 | 0 | 0 | 0 | 0 | 0 | 0 | 0 | 0
F4_Commercial_Retail_New_Miscellaneous_Natural Gas_Miscellaneous_E6 | F4 | Commercial | Retail | New | Miscellaneous | Natural Gas | Miscellaneous | E6 | Utility - Cost of Equipment | 0 | 0 | 0 | 0 | 0 | 0 | 0 | 0 | 0 | 0 | 0 | 0 | 0 | 0 | 0 | 0 | 0 | 0 | 0 | 0 | 0 | 0 | 0 | 0 | 0 | 0 | 0 | 0 | 0 | 0 | 0 | 0 | 0 | 0 | 0 | 0 | 0 | 0 | 0 | 0 | 0 | 0
F4_Commercial_Retail_New_Miscellaneous_Natural Gas_Miscellaneous_E7 | F4 | Commercial | Retail | New | Miscellaneous | Natural Gas | Miscellaneous | E7 | Utility - Cost of Equipment | 0 | 0 | 0 | 0 | 0 | 0 | 0 | 0 | 0 | 0 | 0 | 0 | 0 | 0 | 0 | 0 | 0 | 0 | 0 | 0 | 0 | 0 | 0 | 0 | 0 | 0 | 0 | 0 | 0 | 0 | 0 | 0 | 0 | 0 | 0 | 0 | 0 | 0 | 0 | 0 | 0 | 0
F4_Commercial_Retail_New_Miscellaneous_Natural Gas_Miscellaneous_E8 | F4 | Commercial | Retail | New | Miscellaneous | Natural Gas | Miscellaneous | E8 | Utility - Cost of Equipment | 0 | 0 | 0 | 0 | 0 | 0 | 0 | 0 | 0 | 0 | 0 | 0 | 0 | 0 | 0 | 0 | 0 | 0 | 0 | 0 | 0 | 0 | 0 | 0 | 0 | 0 | 0 | 0 | 0 | 0 | 0 | 0 | 0 | 0 | 0 | 0 | 0 | 0 | 0 | 0 | 0 | 0
F4_Commercial_Retail_New_Miscellaneous_Natural Gas_Miscellaneous_E9 | F4 | Commercial | Retail | New | Miscellaneous | Natural Gas | Miscellaneous | E9 | Utility - Cost of Equipment | 0 | 0 | 0 | 0 | 0 | 0 | 0 | 0 | 0 | 0 | 0 | 0 | 0 | 0 | 0 | 0 | 0 | 0 | 0 | 0 | 0 | 0 | 0 | 0 | 0 | 0 | 0 | 0 | 0 | 0 | 0 | 0 | 0 | 0 | 0 | 0 | 0 | 0 | 0 | 0 | 0 | 0
F4_Commercial_Retail_New_Miscellaneous_Natural Gas_Miscellaneous_E10 | F4 | Commercial | Retail | New | Miscellaneous | Natural Gas | Miscellaneous | E10 | Utility - Cost of Equipment | 0 | 0 | 0 | 0 | 0 | 0 | 0 | 0 | 0 | 0 | 0 | 0 | 0 | 0 | 0 | 0 | 0 | 0 | 0 | 0 | 0 | 0 | 0 | 0 | 0 | 0 | 0 | 0 | 0 | 0 | 0 | 0 | 0 | 0 | 0 | 0 | 0 | 0 | 0 | 0 | 0 | 0
F5_Commercial_Retail_New_Miscellaneous_Natural Gas_Miscellaneous_E1 | F5 | Commercial | Retail | New | Miscellaneous | Natural Gas | Miscellaneous | E1 | Utility - Cost of Operation | 0.23718 | 0.23718 | 0.23718 | 0.23718 | 0.23718 | 0.23718 | 0.23718 | 0.23718 | 0.23718 | 0.23718 | 0.23718 | 0.23718 | 0.23718 | 0.23718 | 0.23718 | 0.23718 | 0.23718 | 0.23718 | 0.23718 | 0.23718 | 0.23718 | 0.23718 | 0.23718 | 0.23718 | 0.23718 | 0.23718 | 0.23718 | 0.23718 | 0.23718 | 0.23718 | 0.23718 | 0.23718 | 0.23718 | 0 | 0 | 0 | 0 | 0 | 0 | 0 | 0 | 0
F5_Commercial_Retail_New_Miscellaneous_Natural Gas_Miscellaneous_E2 | F5 | Commercial | Retail | New | Miscellaneous | Natural Gas | Miscellaneous | E2 | Utility - Cost of Operation | 0 | 0 | 0 | 0 | 0 | 0 | 0 | 0 | 0 | 0 | 0 | 0 | 0 | 0 | 0 | 0 | 0 | 0 | 0 | 0 | 0 | 0 | 0 | 0 | 0 | 0 | 0 | 0 | 0 | 0 | 0 | 0 | 0 | 0 | 0 | 0 | 0 | 0 | 0 | 0 | 0 | 0
F5_Commercial_Retail_New_Miscellaneous_Natural Gas_Miscellaneous_E3 | F5 | Commercial | Retail | New | Miscellaneous | Natural Gas | Miscellaneous | E3 | Utility - Cost of Operation | 0 | 0 | 0 | 0 | 0 | 0 | 0 | 0 | 0 | 0 | 0 | 0 | 0 | 0 | 0 | 0 | 0 | 0 | 0 | 0 | 0 | 0 | 0 | 0 | 0 | 0 | 0 | 0 | 0 | 0 | 0 | 0 | 0 | 0 | 0 | 0 | 0 | 0 | 0 | 0 | 0 | 0
F5_Commercial_Retail_New_Miscellaneous_Natural Gas_Miscellaneous_E4 | F5 | Commercial | Retail | New | Miscellaneous | Natural Gas | Miscellaneous | E4 | Utility - Cost of Operation | 0 | 0 | 0 | 0 | 0 | 0 | 0 | 0 | 0 | 0 | 0 | 0 | 0 | 0 | 0 | 0 | 0 | 0 | 0 | 0 | 0 | 0 | 0 | 0 | 0 | 0 | 0 | 0 | 0 | 0 | 0 | 0 | 0 | 0 | 0 | 0 | 0 | 0 | 0 | 0 | 0 | 0
F5_Commercial_Retail_New_Miscellaneous_Natural Gas_Miscellaneous_E5 | F5 | Commercial | Retail | New | Miscellaneous | Natural Gas | Miscellaneous | E5 | Utility - Cost of Operation | 0 | 0 | 0 | 0 | 0 | 0 | 0 | 0 | 0 | 0 | 0 | 0 | 0 | 0 | 0 | 0 | 0 | 0 | 0 | 0 | 0 | 0 | 0 | 0 | 0 | 0 | 0 | 0 | 0 | 0 | 0 | 0 | 0 | 0 | 0 | 0 | 0 | 0 | 0 | 0 | 0 | 0
F5_Commercial_Retail_New_Miscellaneous_Natural Gas_Miscellaneous_E6 | F5 | Commercial | Retail | New | Miscellaneous | Natural Gas | Miscellaneous | E6 | Utility - Cost of Operation | 0 | 0 | 0 | 0 | 0 | 0 | 0 | 0 | 0 | 0 | 0 | 0 | 0 | 0 | 0 | 0 | 0 | 0 | 0 | 0 | 0 | 0 | 0 | 0 | 0 | 0 | 0 | 0 | 0 | 0 | 0 | 0 | 0 | 0 | 0 | 0 | 0 | 0 | 0 | 0 | 0 | 0
F5_Commercial_Retail_New_Miscellaneous_Natural Gas_Miscellaneous_E7 | F5 | Commercial | Retail | New | Miscellaneous | Natural Gas | Miscellaneous | E7 | Utility - Cost of Operation | 0 | 0 | 0 | 0 | 0 | 0 | 0 | 0 | 0 | 0 | 0 | 0 | 0 | 0 | 0 | 0 | 0 | 0 | 0 | 0 | 0 | 0 | 0 | 0 | 0 | 0 | 0 | 0 | 0 | 0 | 0 | 0 | 0 | 0 | 0 | 0 | 0 | 0 | 0 | 0 | 0 | 0
F5_Commercial_Retail_New_Miscellaneous_Natural Gas_Miscellaneous_E8 | F5 | Commercial | Retail | New | Miscellaneous | Natural Gas | Miscellaneous | E8 | Utility - Cost of Operation | 0 | 0 | 0 | 0 | 0 | 0 | 0 | 0 | 0 | 0 | 0 | 0 | 0 | 0 | 0 | 0 | 0 | 0 | 0 | 0 | 0 | 0 | 0 | 0 | 0 | 0 | 0 | 0 | 0 | 0 | 0 | 0 | 0 | 0 | 0 | 0 | 0 | 0 | 0 | 0 | 0 | 0
F5_Commercial_Retail_New_Miscellaneous_Natural Gas_Miscellaneous_E9 | F5 | Commercial | Retail | New | Miscellaneous | Natural Gas | Miscellaneous | E9 | Utility - Cost of Operation | 0 | 0 | 0 | 0 | 0 | 0 | 0 | 0 | 0 | 0 | 0 | 0 | 0 | 0 | 0 | 0 | 0 | 0 | 0 | 0 | 0 | 0 | 0 | 0 | 0 | 0 | 0 | 0 | 0 | 0 | 0 | 0 | 0 | 0 | 0 | 0 | 0 | 0 | 0 | 0 | 0 | 0
F5_Commercial_Retail_New_Miscellaneous_Natural Gas_Miscellaneous_E10 | F5 | Commercial | Retail | New | Miscellaneous | Natural Gas | Miscellaneous | E10 | Utility - Cost of Operation | 0 | 0 | 0 | 0 | 0 | 0 | 0 | 0 | 0 | 0 | 0 | 0 | 0 | 0 | 0 | 0 | 0 | 0 | 0 | 0 | 0 | 0 | 0 | 0 | 0 | 0 | 0 | 0 | 0 | 0 | 0 | 0 | 0 | 0 | 0 | 0 | 0 | 0 | 0 | 0 | 0 | 0
F6_Commercial_Retail_New_Miscellaneous_Natural Gas_Miscellaneous_E1 | F6 | Commercial | Retail | New | Miscellaneous | Natural Gas | Miscellaneous | E1 | Utility - Value of Sales | 0.004151 | 0.0041985 | 0.0042713 | 0.0042553 | 0.0042553 | 0.0042553 | 0.0042553 | 0.0042553 | 0.0042553 | 0.0042553 | 0.0042553 | 0.0042553 | 0.0042553 | 0.0042553 | 0.0042553 | 0.0042553 | 0.0042553 | 0.0042553 | 0.0042553 | 0.0042553 | 0.0042553 | 0.0042553 | 0.0042553 | 0.0042553 | 0.0042553 | 0.0042553 | 0.0042553 | 0.0042553 | 0.0042553 | 0.0042553 | 0.0042553 | 0.0042553 | 0.0042553 | 0 | 0 | 0 | 0 | 0 | 0 | 0 | 0 | 0
F6_Commercial_Retail_New_Miscellaneous_Natural Gas_Miscellaneous_E2 | F6 | Commercial | Retail | New | Miscellaneous | Natural Gas | Miscellaneous | E2 | Utility - Value of Sales | 0 | 0 | 0 | 0 | 0 | 0 | 0 | 0 | 0 | 0 | 0 | 0 | 0 | 0 | 0 | 0 | 0 | 0 | 0 | 0 | 0 | 0 | 0 | 0 | 0 | 0 | 0 | 0 | 0 | 0 | 0 | 0 | 0 | 0 | 0 | 0 | 0 | 0 | 0 | 0 | 0 | 0
F6_Commercial_Retail_New_Miscellaneous_Natural Gas_Miscellaneous_E3 | F6 | Commercial | Retail | New | Miscellaneous | Natural Gas | Miscellaneous | E3 | Utility - Value of Sales | 0 | 0 | 0 | 0 | 0 | 0 | 0 | 0 | 0 | 0 | 0 | 0 | 0 | 0 | 0 | 0 | 0 | 0 | 0 | 0 | 0 | 0 | 0 | 0 | 0 | 0 | 0 | 0 | 0 | 0 | 0 | 0 | 0 | 0 | 0 | 0 | 0 | 0 | 0 | 0 | 0 | 0
F6_Commercial_Retail_New_Miscellaneous_Natural Gas_Miscellaneous_E4 | F6 | Commercial | Retail | New | Miscellaneous | Natural Gas | Miscellaneous | E4 | Utility - Value of Sales | 0 | 0 | 0 | 0 | 0 | 0 | 0 | 0 | 0 | 0 | 0 | 0 | 0 | 0 | 0 | 0 | 0 | 0 | 0 | 0 | 0 | 0 | 0 | 0 | 0 | 0 | 0 | 0 | 0 | 0 | 0 | 0 | 0 | 0 | 0 | 0 | 0 | 0 | 0 | 0 | 0 | 0
F6_Commercial_Retail_New_Miscellaneous_Natural Gas_Miscellaneous_E5 | F6 | Commercial | Retail | New | Miscellaneous | Natural Gas | Miscellaneous | E5 | Utility - Value of Sales | 0 | 0 | 0 | 0 | 0 | 0 | 0 | 0 | 0 | 0 | 0 | 0 | 0 | 0 | 0 | 0 | 0 | 0 | 0 | 0 | 0 | 0 | 0 | 0 | 0 | 0 | 0 | 0 | 0 | 0 | 0 | 0 | 0 | 0 | 0 | 0 | 0 | 0 | 0 | 0 | 0 | 0
F6_Commercial_Retail_New_Miscellaneous_Natural Gas_Miscellaneous_E6 | F6 | Commercial | Retail | New | Miscellaneous | Natural Gas | Miscellaneous | E6 | Utility - Value of Sales | 0 | 0 | 0 | 0 | 0 | 0 | 0 | 0 | 0 | 0 | 0 | 0 | 0 | 0 | 0 | 0 | 0 | 0 | 0 | 0 | 0 | 0 | 0 | 0 | 0 | 0 | 0 | 0 | 0 | 0 | 0 | 0 | 0 | 0 | 0 | 0 | 0 | 0 | 0 | 0 | 0 | 0
F6_Commercial_Retail_New_Miscellaneous_Natural Gas_Miscellaneous_E7 | F6 | Commercial | Retail | New | Miscellaneous | Natural Gas | Miscellaneous | E7 | Utility - Value of Sales | 0 | 0 | 0 | 0 | 0 | 0 | 0 | 0 | 0 | 0 | 0 | 0 | 0 | 0 | 0 | 0 | 0 | 0 | 0 | 0 | 0 | 0 | 0 | 0 | 0 | 0 | 0 | 0 | 0 | 0 | 0 | 0 | 0 | 0 | 0 | 0 | 0 | 0 | 0 | 0 | 0 | 0
F6_Commercial_Retail_New_Miscellaneous_Natural Gas_Miscellaneous_E8 | F6 | Commercial | Retail | New | Miscellaneous | Natural Gas | Miscellaneous | E8 | Utility - Value of Sales | 0 | 0 | 0 | 0 | 0 | 0 | 0 | 0 | 0 | 0 | 0 | 0 | 0 | 0 | 0 | 0 | 0 | 0 | 0 | 0 | 0 | 0 | 0 | 0 | 0 | 0 | 0 | 0 | 0 | 0 | 0 | 0 | 0 | 0 | 0 | 0 | 0 | 0 | 0 | 0 | 0 | 0
F6_Commercial_Retail_New_Miscellaneous_Natural Gas_Miscellaneous_E9 | F6 | Commercial | Retail | New | Miscellaneous | Natural Gas | Miscellaneous | E9 | Utility - Value of Sales | 0 | 0 | 0 | 0 | 0 | 0 | 0 | 0 | 0 | 0 | 0 | 0 | 0 | 0 | 0 | 0 | 0 | 0 | 0 | 0 | 0 | 0 | 0 | 0 | 0 | 0 | 0 | 0 | 0 | 0 | 0 | 0 | 0 | 0 | 0 | 0 | 0 | 0 | 0 | 0 | 0 | 0
F6_Commercial_Retail_New_Miscellaneous_Natural Gas_Miscellaneous_E10 | F6 | Commercial | Retail | New | Miscellaneous | Natural Gas | Miscellaneous | E10 | Utility - Value of Sales | 0 | 0 | 0 | 0 | 0 | 0 | 0 | 0 | 0 | 0 | 0 | 0 | 0 | 0 | 0 | 0 | 0 | 0 | 0 | 0 | 0 | 0 | 0 | 0 | 0 | 0 | 0 | 0 | 0 | 0 | 0 | 0 | 0 | 0 | 0 | 0 | 0 | 0 | 0 | 0 | 0 | 0
F1_Commercial_Grocery_Existing_Space Heating_Natural Gas_Furnace_E1 | F1 | Commercial | Grocery | Existing | Space Heating | Natural Gas | Furnace | E1 | RVT - Cost of Equipment | 0.41482 | 0.41466 | 0.41542 | 0.41344 | 0.41209 | 0 | 0 | 0 | 0 | 0 | 0 | 0 | 0 | 0 | 0 | 0 | 0 | 0 | 0 | 0 | 0 | 0 | 0 | 0 | 0 | 0 | 0 | 0 | 0 | 0 | 0 | 0 | 0 | 0 | 0 | 0 | 0 | 0 | 0 | 0 | 0 | 0
F1_Commercial_Grocery_Existing_Space Heating_Natural Gas_Furnace_E2 | F1 | Commercial | Grocery | Existing | Space Heating | Natural Gas | Furnace | E2 | RVT - Cost of Equipment | 0.40469 | 0.40454 | 0.40527 | 0.40335 | 0.40203 | 0 | 0 | 0 | 0 | 0 | 0 | 0 | 0 | 0 | 0 | 0 | 0 | 0 | 0 | 0 | 0 | 0 | 0 | 0 | 0 | 0 | 0 | 0 | 0 | 0 | 0 | 0 | 0 | 0 | 0 | 0 | 0 | 0 | 0 | 0 | 0 | 0
F1_Commercial_Grocery_Existing_Space Heating_Natural Gas_Furnace_E3 | F1 | Commercial | Grocery | Existing | Space Heating | Natural Gas | Furnace | E3 | RVT - Cost of Equipment | 0.37287 | 0.37273 | 0.37341 | 0.37163 | 0.37042 | 0.37003 | 0.3704 | 0.3706 | 0.37103 | 0.37138 | 0.37169 | 0.37192 | 0.37222 | 0.37255 | 0.37281 | 0.37308 | 0.37335 | 0.37369 | 0.37402 | 0.37444 | 0.37479 | 0.37518 | 0.3755 | 0.37588 | 0.37617 | 0.37644 | 0.3767 | 0.37697 | 0.37715 | 0.37735 | 0.37747 | 0.37762 | 0.37762 | 0 | 0 | 0 | 0 | 0 | 0 | 0 | 0 | 0
F1_Commercial_Grocery_Existing_Space Heating_Natural Gas_Furnace_E4 | F1 | Commercial | Grocery | Existing | Space Heating | Natural Gas | Furnace | E4 | RVT - Cost of Equipment | 0.34569 | 0.34555 | 0.34618 | 0.34454 | 0.34341 | 0.34305 | 0.3434 | 0.34357 | 0.34398 | 0.3443 | 0.34459 | 0.3448 | 0.34508 | 0.34539 | 0.34563 | 0.34588 | 0.34612 | 0.34644 | 0.34675 | 0.34713 | 0.34747 | 0.34783 | 0.34812 | 0.34847 | 0.34874 | 0.34899 | 0.34923 | 0.34949 | 0.34965 | 0.34984 | 0.34994 | 0.35008 | 0.35008 | 0 | 0 | 0 | 0 | 0 | 0 | 0 | 0 | 0
F1_Commercial_Grocery_Existing_Space Heating_Natural Gas_Furnace_E5 | F1 | Commercial | Grocery | Existing | Space Heating | Natural Gas | Furnace | E5 | RVT - Cost of Equipment | 0 | 0 | 0 | 0 | 0 | 0 | 0 | 0.25372 | 0.25401 | 0.25426 | 0.25447 | 0.25462 | 0.25483 | 0.25506 | 0.25523 | 0.25542 | 0.2556 | 0.25584 | 0.25606 | 0.25634 | 0.25659 | 0.25686 | 0.25707 | 0.25733 | 0.25753 | 0.25772 | 0.25789 | 0.25808 | 0.25821 | 0.25834 | 0.25842 | 0.25852 | 0.25852 | 0 | 0 | 0 | 0 | 0 | 0 | 0 | 0 | 0
F1_Commercial_Grocery_Existing_Space Heating_Natural Gas_Furnace_E6 | F1 | Commercial | Grocery | Existing | Space Heating | Natural Gas | Furnace | E6 | RVT - Cost of Equipment | 0 | 0 | 0 | 0 | 0 | 0 | 0 | 0 | 0 | 0 | 0 | 0 | 0 | 0 | 0 | 0 | 0 | 0 | 0 | 0 | 0 | 0 | 0 | 0 | 0 | 0 | 0 | 0 | 0 | 0 | 0 | 0 | 0 | 0 | 0 | 0 | 0 | 0 | 0 | 0 | 0 | 0
F1_Commercial_Grocery_Existing_Space Heating_Natural Gas_Furnace_E7 | F1 | Commercial | Grocery | Existing | Space Heating | Natural Gas | Furnace | E7 | RVT - Cost of Equipment | 0 | 0 | 0 | 0 | 0 | 0 | 0 | 0 | 0 | 0 | 0 | 0 | 0 | 0 | 0 | 0 | 0 | 0 | 0 | 0 | 0 | 0 | 0 | 0 | 0 | 0 | 0 | 0 | 0 | 0 | 0 | 0 | 0 | 0 | 0 | 0 | 0 | 0 | 0 | 0 | 0 | 0
F1_Commercial_Grocery_Existing_Space Heating_Natural Gas_Furnace_E8 | F1 | Commercial | Grocery | Existing | Space Heating | Natural Gas | Furnace | E8 | RVT - Cost of Equipment | 0 | 0 | 0 | 0 | 0 | 0 | 0 | 0 | 0 | 0 | 0 | 0 | 0 | 0 | 0 | 0 | 0 | 0 | 0 | 0 | 0 | 0 | 0 | 0 | 0 | 0 | 0 | 0 | 0 | 0 | 0 | 0 | 0 | 0 | 0 | 0 | 0 | 0 | 0 | 0 | 0 | 0
F1_Commercial_Grocery_Existing_Space Heating_Natural Gas_Furnace_E9 | F1 | Commercial | Grocery | Existing | Space Heating | Natural Gas | Furnace | E9 | RVT - Cost of Equipment | 0 | 0 | 0 | 0 | 0 | 0 | 0 | 0 | 0 | 0 | 0 | 0 | 0 | 0 | 0 | 0 | 0 | 0 | 0 | 0 | 0 | 0 | 0 | 0 | 0 | 0 | 0 | 0 | 0 | 0 | 0 | 0 | 0 | 0 | 0 | 0 | 0 | 0 | 0 | 0 | 0 | 0
F1_Commercial_Grocery_Existing_Space Heating_Natural Gas_Furnace_E10 | F1 | Commercial | Grocery | Existing | Space Heating | Natural Gas | Furnace | E10 | RVT - Cost of Equipment | 0 | 0 | 0 | 0 | 0 | 0 | 0 | 0 | 0 | 0 | 0 | 0 | 0 | 0 | 0 | 0 | 0 | 0 | 0 | 0 | 0 | 0 | 0 | 0 | 0 | 0 | 0 | 0 | 0 | 0 | 0 | 0 | 0 | 0 | 0 | 0 | 0 | 0 | 0 | 0 | 0 | 0
F2_Commercial_Grocery_Existing_Space Heating_Natural Gas_Furnace_E1 | F2 | Commercial | Grocery | Existing | Space Heating | Natural Gas | Furnace | E1 | RVT - Cost of Operation | 0.49698 | 0.49679 | 0.4977 | 0.49533 | 0.49371 | 0 | 0 | 0 | 0 | 0 | 0 | 0 | 0 | 0 | 0 | 0 | 0 | 0 | 0 | 0 | 0 | 0 | 0 | 0 | 0 | 0 | 0 | 0 | 0 | 0 | 0 | 0 | 0 | 0 | 0 | 0 | 0 | 0 | 0 | 0 | 0 | 0
F2_Commercial_Grocery_Existing_Space Heating_Natural Gas_Furnace_E2 | F2 | Commercial | Grocery | Existing | Space Heating | Natural Gas | Furnace | E2 | RVT - Cost of Operation | 0.48485 | 0.48466 | 0.48554 | 0.48324 | 0.48166 | 0 | 0 | 0 | 0 | 0 | 0 | 0 | 0 | 0 | 0 | 0 | 0 | 0 | 0 | 0 | 0 | 0 | 0 | 0 | 0 | 0 | 0 | 0 | 0 | 0 | 0 | 0 | 0 | 0 | 0 | 0 | 0 | 0 | 0 | 0 | 0 | 0
F2_Commercial_Grocery_Existing_Space Heating_Natural Gas_Furnace_E3 | F2 | Commercial | Grocery | Existing | Space Heating | Natural Gas | Furnace | E3 | RVT - Cost of Operation | 0.44673 | 0.44656 | 0.44737 | 0.44524 | 0.44379 | 0.44332 | 0.44377 | 0.444 | 0.44452 | 0.44494 | 0.44531 | 0.44559 | 0.44595 | 0.44634 | 0.44665 | 0.44698 | 0.44729 | 0.44771 | 0.4481 | 0.4486 | 0.44903 | 0.44949 | 0.44988 | 0.45033 | 0.45068 | 0.451 | 0.45131 | 0.45164 | 0.45186 | 0.45209 | 0.45223 | 0.45241 | 0.45241 | 0 | 0 | 0 | 0 | 0 | 0 | 0 | 0 | 0
F2_Commercial_Grocery_Existing_Space Heating_Natural Gas_Furnace_E4 | F2 | Commercial | Grocery | Existing | Space Heating | Natural Gas | Furnace | E4 | RVT - Cost of Operation | 0.41415 | 0.41399 | 0.41475 | 0.41278 | 0.41143 | 0.411 | 0.41141 | 0.41162 | 0.41211 | 0.4125 | 0.41284 | 0.4131 | 0.41343 | 0.4138 | 0.41408 | 0.41438 | 0.41468 | 0.41506 | 0.41542 | 0.41589 | 0.41629 | 0.41672 | 0.41707 | 0.41749 | 0.41782 | 0.41812 | 0.4184 | 0.41871 | 0.41891 | 0.41913 | 0.41926 | 0.41942 | 0.41942 | 0 | 0 | 0 | 0 | 0 | 0 | 0 | 0 | 0
F2_Commercial_Grocery_Existing_Space Heating_Natural Gas_Furnace_E5 | F2 | Commercial | Grocery | Existing | Space Heating | Natural Gas | Furnace | E5 | RVT - Cost of Operation | 0 | 0 | 0 | 0 | 0 | 0 | 0 | 0.30397 | 0.30432 | 0.30462 | 0.30487 | 0.30506 | 0.3053 | 0.30557 | 0.30578 | 0.30601 | 0.30622 | 0.30651 | 0.30678 | 0.30712 | 0.30741 | 0.30773 | 0.30799 | 0.3083 | 0.30854 | 0.30876 | 0.30897 | 0.3092 | 0.30935 | 0.30951 | 0.3096 | 0.30973 | 0.30973 | 0 | 0 | 0 | 0 | 0 | 0 | 0 | 0 | 0
F2_Commercial_Grocery_Existing_Space Heating_Natural Gas_Furnace_E6 | F2 | Commercial | Grocery | Existing | Space Heating | Natural Gas | Furnace | E6 | RVT - Cost of Operation | 0 | 0 | 0 | 0 | 0 | 0 | 0 | 0 | 0 | 0 | 0 | 0 | 0 | 0 | 0 | 0 | 0 | 0 | 0 | 0 | 0 | 0 | 0 | 0 | 0 | 0 | 0 | 0 | 0 | 0 | 0 | 0 | 0 | 0 | 0 | 0 | 0 | 0 | 0 | 0 | 0 | 0
F2_Commercial_Grocery_Existing_Space Heating_Natural Gas_Furnace_E7 | F2 | Commercial | Grocery | Existing | Space Heating | Natural Gas | Furnace | E7 | RVT - Cost of Operation | 0 | 0 | 0 | 0 | 0 | 0 | 0 | 0 | 0 | 0 | 0 | 0 | 0 | 0 | 0 | 0 | 0 | 0 | 0 | 0 | 0 | 0 | 0 | 0 | 0 | 0 | 0 | 0 | 0 | 0 | 0 | 0 | 0 | 0 | 0 | 0 | 0 | 0 | 0 | 0 | 0 | 0
F2_Commercial_Grocery_Existing_Space Heating_Natural Gas_Furnace_E8 | F2 | Commercial | Grocery | Existing | Space Heating | Natural Gas | Furnace | E8 | RVT - Cost of Operation | 0 | 0 | 0 | 0 | 0 | 0 | 0 | 0 | 0 | 0 | 0 | 0 | 0 | 0 | 0 | 0 | 0 | 0 | 0 | 0 | 0 | 0 | 0 | 0 | 0 | 0 | 0 | 0 | 0 | 0 | 0 | 0 | 0 | 0 | 0 | 0 | 0 | 0 | 0 | 0 | 0 | 0
F2_Commercial_Grocery_Existing_Space Heating_Natural Gas_Furnace_E9 | F2 | Commercial | Grocery | Existing | Space Heating | Natural Gas | Furnace | E9 | RVT - Cost of Operation | 0 | 0 | 0 | 0 | 0 | 0 | 0 | 0 | 0 | 0 | 0 | 0 | 0 | 0 | 0 | 0 | 0 | 0 | 0 | 0 | 0 | 0 | 0 | 0 | 0 | 0 | 0 | 0 | 0 | 0 | 0 | 0 | 0 | 0 | 0 | 0 | 0 | 0 | 0 | 0 | 0 | 0
F2_Commercial_Grocery_Existing_Space Heating_Natural Gas_Furnace_E10 | F2 | Commercial | Grocery | Existing | Space Heating | Natural Gas | Furnace | E10 | RVT - Cost of Operation | 0 | 0 | 0 | 0 | 0 | 0 | 0 | 0 | 0 | 0 | 0 | 0 | 0 | 0 | 0 | 0 | 0 | 0 | 0 | 0 | 0 | 0 | 0 | 0 | 0 | 0 | 0 | 0 | 0 | 0 | 0 | 0 | 0 | 0 | 0 | 0 | 0 | 0 | 0 | 0 | 0 | 0
F3_Commercial_Grocery_Existing_Space Heating_Natural Gas_Furnace_E1 | F3 | Commercial | Grocery | Existing | Space Heating | Natural Gas | Furnace | E1 | System - kBTUs of Consumption | 0.054478 | 0.054478 | 0.054478 | 0.054478 | 0.054478 | 0 | 0 | 0 | 0 | 0 | 0 | 0 | 0 | 0 | 0 | 0 | 0 | 0 | 0 | 0 | 0 | 0 | 0 | 0 | 0 | 0 | 0 | 0 | 0 | 0 | 0 | 0 | 0 | 0 | 0 | 0 | 0 | 0 | 0 | 0 | 0 | 0
F3_Commercial_Grocery_Existing_Space Heating_Natural Gas_Furnace_E2 | F3 | Commercial | Grocery | Existing | Space Heating | Natural Gas | Furnace | E2 | System - kBTUs of Consumption | 0.054947 | 0.054947 | 0.054947 | 0.054947 | 0.054947 | 0 | 0 | 0 | 0 | 0 | 0 | 0 | 0 | 0 | 0 | 0 | 0 | 0 | 0 | 0 | 0 | 0 | 0 | 0 | 0 | 0 | 0 | 0 | 0 | 0 | 0 | 0 | 0 | 0 | 0 | 0 | 0 | 0 | 0 | 0 | 0 | 0
F3_Commercial_Grocery_Existing_Space Heating_Natural Gas_Furnace_E3 | F3 | Commercial | Grocery | Existing | Space Heating | Natural Gas | Furnace | E3 | System - kBTUs of Consumption | 0.063583 | 0.063583 | 0.063583 | 0.063583 | 0.063583 | 0.063583 | 0.063583 | 0.063583 | 0.063583 | 0.063583 | 0.063583 | 0.063583 | 0.063583 | 0.063583 | 0.063583 | 0.063583 | 0.063583 | 0.063583 | 0.063583 | 0.063583 | 0.063583 | 0.063583 | 0.063583 | 0.063583 | 0.063583 | 0.063583 | 0.063583 | 0.063583 | 0.063583 | 0.063583 | 0.063583 | 0.063583 | 0.063583 | 0 | 0 | 0 | 0 | 0 | 0 | 0 | 0 | 0
F3_Commercial_Grocery_Existing_Space Heating_Natural Gas_Furnace_E4 | F3 | Commercial | Grocery | Existing | Space Heating | Natural Gas | Furnace | E4 | System - kBTUs of Consumption | 0.078136 | 0.078136 | 0.078136 | 0.078136 | 0.078136 | 0.078136 | 0.078136 | 0.078136 | 0.078136 | 0.078136 | 0.078136 | 0.078136 | 0.078136 | 0.078136 | 0.078136 | 0.078136 | 0.078136 | 0.078136 | 0.078136 | 0.078136 | 0.078136 | 0.078136 | 0.078136 | 0.078136 | 0.078136 | 0.078136 | 0.078136 | 0.078136 | 0.078136 | 0.078136 | 0.078136 | 0.078136 | 0.078136 | 0 | 0 | 0 | 0 | 0 | 0 | 0 | 0 | 0
F3_Commercial_Grocery_Existing_Space Heating_Natural Gas_Furnace_E5 | F3 | Commercial | Grocery | Existing | Space Heating | Natural Gas | Furnace | E5 | System - kBTUs of Consumption | 0 | 0 | 0 | 0 | 0 | 0 | 0 | 0.62295 | 0.62295 | 0.62295 | 0.62295 | 0.62295 | 0.62295 | 0.62295 | 0.62295 | 0.62295 | 0.62295 | 0.62295 | 0.62295 | 0.62295 | 0.62295 | 0.62295 | 0.62295 | 0.62295 | 0.62295 | 0.62295 | 0.62295 | 0.62295 | 0.62295 | 0.62295 | 0.62295 | 0.62295 | 0.62295 | 0 | 0 | 0 | 0 | 0 | 0 | 0 | 0 | 0
F3_Commercial_Grocery_Existing_Space Heating_Natural Gas_Furnace_E6 | F3 | Commercial | Grocery | Existing | Space Heating | Natural Gas | Furnace | E6 | System - kBTUs of Consumption | 0 | 0 | 0 | 0 | 0 | 0 | 0 | 0 | 0 | 0 | 0 | 0 | 0 | 0 | 0 | 0 | 0 | 0 | 0 | 0 | 0 | 0 | 0 | 0 | 0 | 0 | 0 | 0 | 0 | 0 | 0 | 0 | 0 | 0 | 0 | 0 | 0 | 0 | 0 | 0 | 0 | 0
F3_Commercial_Grocery_Existing_Space Heating_Natural Gas_Furnace_E7 | F3 | Commercial | Grocery | Existing | Space Heating | Natural Gas | Furnace | E7 | System - kBTUs of Consumption | 0 | 0 | 0 | 0 | 0 | 0 | 0 | 0 | 0 | 0 | 0 | 0 | 0 | 0 | 0 | 0 | 0 | 0 | 0 | 0 | 0 | 0 | 0 | 0 | 0 | 0 | 0 | 0 | 0 | 0 | 0 | 0 | 0 | 0 | 0 | 0 | 0 | 0 | 0 | 0 | 0 | 0
F3_Commercial_Grocery_Existing_Space Heating_Natural Gas_Furnace_E8 | F3 | Commercial | Grocery | Existing | Space Heating | Natural Gas | Furnace | E8 | System - kBTUs of Consumption | 0 | 0 | 0 | 0 | 0 | 0 | 0 | 0 | 0 | 0 | 0 | 0 | 0 | 0 | 0 | 0 | 0 | 0 | 0 | 0 | 0 | 0 | 0 | 0 | 0 | 0 | 0 | 0 | 0 | 0 | 0 | 0 | 0 | 0 | 0 | 0 | 0 | 0 | 0 | 0 | 0 | 0
F3_Commercial_Grocery_Existing_Space Heating_Natural Gas_Furnace_E9 | F3 | Commercial | Grocery | Existing | Space Heating | Natural Gas | Furnace | E9 | System - kBTUs of Consumption | 0 | 0 | 0 | 0 | 0 | 0 | 0 | 0 | 0 | 0 | 0 | 0 | 0 | 0 | 0 | 0 | 0 | 0 | 0 | 0 | 0 | 0 | 0 | 0 | 0 | 0 | 0 | 0 | 0 | 0 | 0 | 0 | 0 | 0 | 0 | 0 | 0 | 0 | 0 | 0 | 0 | 0
F3_Commercial_Grocery_Existing_Space Heating_Natural Gas_Furnace_E10 | F3 | Commercial | Grocery | Existing | Space Heating | Natural Gas | Furnace | E10 | System - kBTUs of Consumption | 0 | 0 | 0 | 0 | 0 | 0 | 0 | 0 | 0 | 0 | 0 | 0 | 0 | 0 | 0 | 0 | 0 | 0 | 0 | 0 | 0 | 0 | 0 | 0 | 0 | 0 | 0 | 0 | 0 | 0 | 0 | 0 | 0 | 0 | 0 | 0 | 0 | 0 | 0 | 0 | 0 | 0
F4_Commercial_Grocery_Existing_Space Heating_Natural Gas_Furnace_E1 | F4 | Commercial | Grocery | Existing | Space Heating | Natural Gas | Furnace | E1 | Utility - Cost of Equipment | 0.49698 | 0.49679 | 0.4977 | 0.49533 | 0.49371 | 0 | 0 | 0 | 0 | 0 | 0 | 0 | 0 | 0 | 0 | 0 | 0 | 0 | 0 | 0 | 0 | 0 | 0 | 0 | 0 | 0 | 0 | 0 | 0 | 0 | 0 | 0 | 0 | 0 | 0 | 0 | 0 | 0 | 0 | 0 | 0 | 0
F4_Commercial_Grocery_Existing_Space Heating_Natural Gas_Furnace_E2 | F4 | Commercial | Grocery | Existing | Space Heating | Natural Gas | Furnace | E2 | Utility - Cost of Equipment | 0.48485 | 0.48466 | 0.48554 | 0.48324 | 0.48166 | 0 | 0 | 0 | 0 | 0 | 0 | 0 | 0 | 0 | 0 | 0 | 0 | 0 | 0 | 0 | 0 | 0 | 0 | 0 | 0 | 0 | 0 | 0 | 0 | 0 | 0 | 0 | 0 | 0 | 0 | 0 | 0 | 0 | 0 | 0 | 0 | 0
F4_Commercial_Grocery_Existing_Space Heating_Natural Gas_Furnace_E3 | F4 | Commercial | Grocery | Existing | Space Heating | Natural Gas | Furnace | E3 | Utility - Cost of Equipment | 0.44673 | 0.44656 | 0.44737 | 0.44524 | 0.44379 | 0.44332 | 0.44377 | 0.444 | 0.44452 | 0.44494 | 0.44531 | 0.44559 | 0.44595 | 0.44634 | 0.44665 | 0.44698 | 0.44729 | 0.44771 | 0.4481 | 0.4486 | 0.44903 | 0.44949 | 0.44988 | 0.45033 | 0.45068 | 0.451 | 0.45131 | 0.45164 | 0.45186 | 0.45209 | 0.45223 | 0.45241 | 0.45241 | 0 | 0 | 0 | 0 | 0 | 0 | 0 | 0 | 0
F4_Commercial_Grocery_Existing_Space Heating_Natural Gas_Furnace_E4 | F4 | Commercial | Grocery | Existing | Space Heating | Natural Gas | Furnace | E4 | Utility - Cost of Equipment | 0.41415 | 0.41399 | 0.41475 | 0.41278 | 0.41143 | 0.411 | 0.41141 | 0.41162 | 0.41211 | 0.4125 | 0.41284 | 0.4131 | 0.41343 | 0.4138 | 0.41408 | 0.41438 | 0.41468 | 0.41506 | 0.41542 | 0.41589 | 0.41629 | 0.41672 | 0.41707 | 0.41749 | 0.41782 | 0.41812 | 0.4184 | 0.41871 | 0.41891 | 0.41913 | 0.41926 | 0.41942 | 0.41942 | 0 | 0 | 0 | 0 | 0 | 0 | 0 | 0 | 0
F4_Commercial_Grocery_Existing_Space Heating_Natural Gas_Furnace_E5 | F4 | Commercial | Grocery | Existing | Space Heating | Natural Gas | Furnace | E5 | Utility - Cost of Equipment | 0 | 0 | 0 | 0 | 0 | 0 | 0 | 0.30397 | 0.30432 | 0.30462 | 0.30487 | 0.30506 | 0.3053 | 0.30557 | 0.30578 | 0.30601 | 0.30622 | 0.30651 | 0.30678 | 0.30712 | 0.30741 | 0.30773 | 0.30799 | 0.3083 | 0.30854 | 0.30876 | 0.30897 | 0.3092 | 0.30935 | 0.30951 | 0.3096 | 0.30973 | 0.30973 | 0 | 0 | 0 | 0 | 0 | 0 | 0 | 0 | 0
F4_Commercial_Grocery_Existing_Space Heating_Natural Gas_Furnace_E6 | F4 | Commercial | Grocery | Existing | Space Heating | Natural Gas | Furnace | E6 | Utility - Cost of Equipment | 0 | 0 | 0 | 0 | 0 | 0 | 0 | 0 | 0 | 0 | 0 | 0 | 0 | 0 | 0 | 0 | 0 | 0 | 0 | 0 | 0 | 0 | 0 | 0 | 0 | 0 | 0 | 0 | 0 | 0 | 0 | 0 | 0 | 0 | 0 | 0 | 0 | 0 | 0 | 0 | 0 | 0
F4_Commercial_Grocery_Existing_Space Heating_Natural Gas_Furnace_E7 | F4 | Commercial | Grocery | Existing | Space Heating | Natural Gas | Furnace | E7 | Utility - Cost of Equipment | 0 | 0 | 0 | 0 | 0 | 0 | 0 | 0 | 0 | 0 | 0 | 0 | 0 | 0 | 0 | 0 | 0 | 0 | 0 | 0 | 0 | 0 | 0 | 0 | 0 | 0 | 0 | 0 | 0 | 0 | 0 | 0 | 0 | 0 | 0 | 0 | 0 | 0 | 0 | 0 | 0 | 0
F4_Commercial_Grocery_Existing_Space Heating_Natural Gas_Furnace_E8 | F4 | Commercial | Grocery | Existing | Space Heating | Natural Gas | Furnace | E8 | Utility - Cost of Equipment | 0 | 0 | 0 | 0 | 0 | 0 | 0 | 0 | 0 | 0 | 0 | 0 | 0 | 0 | 0 | 0 | 0 | 0 | 0 | 0 | 0 | 0 | 0 | 0 | 0 | 0 | 0 | 0 | 0 | 0 | 0 | 0 | 0 | 0 | 0 | 0 | 0 | 0 | 0 | 0 | 0 | 0
F4_Commercial_Grocery_Existing_Space Heating_Natural Gas_Furnace_E9 | F4 | Commercial | Grocery | Existing | Space Heating | Natural Gas | Furnace | E9 | Utility - Cost of Equipment | 0 | 0 | 0 | 0 | 0 | 0 | 0 | 0 | 0 | 0 | 0 | 0 | 0 | 0 | 0 | 0 | 0 | 0 | 0 | 0 | 0 | 0 | 0 | 0 | 0 | 0 | 0 | 0 | 0 | 0 | 0 | 0 | 0 | 0 | 0 | 0 | 0 | 0 | 0 | 0 | 0 | 0
F4_Commercial_Grocery_Existing_Space Heating_Natural Gas_Furnace_E10 | F4 | Commercial | Grocery | Existing | Space Heating | Natural Gas | Furnace | E10 | Utility - Cost of Equipment | 0 | 0 | 0 | 0 | 0 | 0 | 0 | 0 | 0 | 0 | 0 | 0 | 0 | 0 | 0 | 0 | 0 | 0 | 0 | 0 | 0 | 0 | 0 | 0 | 0 | 0 | 0 | 0 | 0 | 0 | 0 | 0 | 0 | 0 | 0 | 0 | 0 | 0 | 0 | 0 | 0 | 0
F5_Commercial_Grocery_Existing_Space Heating_Natural Gas_Furnace_E1 | F5 | Commercial | Grocery | Existing | Space Heating | Natural Gas | Furnace | E1 | Utility - Cost of Operation | 0.054478 | 0.054478 | 0.054478 | 0.054478 | 0.054478 | 0 | 0 | 0 | 0 | 0 | 0 | 0 | 0 | 0 | 0 | 0 | 0 | 0 | 0 | 0 | 0 | 0 | 0 | 0 | 0 | 0 | 0 | 0 | 0 | 0 | 0 | 0 | 0 | 0 | 0 | 0 | 0 | 0 | 0 | 0 | 0 | 0
F5_Commercial_Grocery_Existing_Space Heating_Natural Gas_Furnace_E2 | F5 | Commercial | Grocery | Existing | Space Heating | Natural Gas | Furnace | E2 | Utility - Cost of Operation | 0.054947 | 0.054947 | 0.054947 | 0.054947 | 0.054947 | 0 | 0 | 0 | 0 | 0 | 0 | 0 | 0 | 0 | 0 | 0 | 0 | 0 | 0 | 0 | 0 | 0 | 0 | 0 | 0 | 0 | 0 | 0 | 0 | 0 | 0 | 0 | 0 | 0 | 0 | 0 | 0 | 0 | 0 | 0 | 0 | 0
F5_Commercial_Grocery_Existing_Space Heating_Natural Gas_Furnace_E3 | F5 | Commercial | Grocery | Existing | Space Heating | Natural Gas | Furnace | E3 | Utility - Cost of Operation | 0.063583 | 0.063583 | 0.063583 | 0.063583 | 0.063583 | 0.063583 | 0.063583 | 0.063583 | 0.063583 | 0.063583 | 0.063583 | 0.063583 | 0.063583 | 0.063583 | 0.063583 | 0.063583 | 0.063583 | 0.063583 | 0.063583 | 0.063583 | 0.063583 | 0.063583 | 0.063583 | 0.063583 | 0.063583 | 0.063583 | 0.063583 | 0.063583 | 0.063583 | 0.063583 | 0.063583 | 0.063583 | 0.063583 | 0 | 0 | 0 | 0 | 0 | 0 | 0 | 0 | 0
F5_Commercial_Grocery_Existing_Space Heating_Natural Gas_Furnace_E4 | F5 | Commercial | Grocery | Existing | Space Heating | Natural Gas | Furnace | E4 | Utility - Cost of Operation | 0.078136 | 0.078136 | 0.078136 | 0.078136 | 0.078136 | 0.078136 | 0.078136 | 0.078136 | 0.078136 | 0.078136 | 0.078136 | 0.078136 | 0.078136 | 0.078136 | 0.078136 | 0.078136 | 0.078136 | 0.078136 | 0.078136 | 0.078136 | 0.078136 | 0.078136 | 0.078136 | 0.078136 | 0.078136 | 0.078136 | 0.078136 | 0.078136 | 0.078136 | 0.078136 | 0.078136 | 0.078136 | 0.078136 | 0 | 0 | 0 | 0 | 0 | 0 | 0 | 0 | 0
F5_Commercial_Grocery_Existing_Space Heating_Natural Gas_Furnace_E5 | F5 | Commercial | Grocery | Existing | Space Heating | Natural Gas | Furnace | E5 | Utility - Cost of Operation | 0 | 0 | 0 | 0 | 0 | 0 | 0 | 0.62295 | 0.62295 | 0.62295 | 0.62295 | 0.62295 | 0.62295 | 0.62295 | 0.62295 | 0.62295 | 0.62295 | 0.62295 | 0.62295 | 0.62295 | 0.62295 | 0.62295 | 0.62295 | 0.62295 | 0.62295 | 0.62295 | 0.62295 | 0.62295 | 0.62295 | 0.62295 | 0.62295 | 0.62295 | 0.62295 | 0 | 0 | 0 | 0 | 0 | 0 | 0 | 0 | 0
F5_Commercial_Grocery_Existing_Space Heating_Natural Gas_Furnace_E6 | F5 | Commercial | Grocery | Existing | Space Heating | Natural Gas | Furnace | E6 | Utility - Cost of Operation | 0 | 0 | 0 | 0 | 0 | 0 | 0 | 0 | 0 | 0 | 0 | 0 | 0 | 0 | 0 | 0 | 0 | 0 | 0 | 0 | 0 | 0 | 0 | 0 | 0 | 0 | 0 | 0 | 0 | 0 | 0 | 0 | 0 | 0 | 0 | 0 | 0 | 0 | 0 | 0 | 0 | 0
F5_Commercial_Grocery_Existing_Space Heating_Natural Gas_Furnace_E7 | F5 | Commercial | Grocery | Existing | Space Heating | Natural Gas | Furnace | E7 | Utility - Cost of Operation | 0 | 0 | 0 | 0 | 0 | 0 | 0 | 0 | 0 | 0 | 0 | 0 | 0 | 0 | 0 | 0 | 0 | 0 | 0 | 0 | 0 | 0 | 0 | 0 | 0 | 0 | 0 | 0 | 0 | 0 | 0 | 0 | 0 | 0 | 0 | 0 | 0 | 0 | 0 | 0 | 0 | 0
F5_Commercial_Grocery_Existing_Space Heating_Natural Gas_Furnace_E8 | F5 | Commercial | Grocery | Existing | Space Heating | Natural Gas | Furnace | E8 | Utility - Cost of Operation | 0 | 0 | 0 | 0 | 0 | 0 | 0 | 0 | 0 | 0 | 0 | 0 | 0 | 0 | 0 | 0 | 0 | 0 | 0 | 0 | 0 | 0 | 0 | 0 | 0 | 0 | 0 | 0 | 0 | 0 | 0 | 0 | 0 | 0 | 0 | 0 | 0 | 0 | 0 | 0 | 0 | 0
F5_Commercial_Grocery_Existing_Space Heating_Natural Gas_Furnace_E9 | F5 | Commercial | Grocery | Existing | Space Heating | Natural Gas | Furnace | E9 | Utility - Cost of Operation | 0 | 0 | 0 | 0 | 0 | 0 | 0 | 0 | 0 | 0 | 0 | 0 | 0 | 0 | 0 | 0 | 0 | 0 | 0 | 0 | 0 | 0 | 0 | 0 | 0 | 0 | 0 | 0 | 0 | 0 | 0 | 0 | 0 | 0 | 0 | 0 | 0 | 0 | 0 | 0 | 0 | 0
F5_Commercial_Grocery_Existing_Space Heating_Natural Gas_Furnace_E10 | F5 | Commercial | Grocery | Existing | Space Heating | Natural Gas | Furnace | E10 | Utility - Cost of Operation | 0 | 0 | 0 | 0 | 0 | 0 | 0 | 0 | 0 | 0 | 0 | 0 | 0 | 0 | 0 | 0 | 0 | 0 | 0 | 0 | 0 | 0 | 0 | 0 | 0 | 0 | 0 | 0 | 0 | 0 | 0 | 0 | 0 | 0 | 0 | 0 | 0 | 0 | 0 | 0 | 0 | 0
F6_Commercial_Grocery_Existing_Space Heating_Natural Gas_Furnace_E1 | F6 | Commercial | Grocery | Existing | Space Heating | Natural Gas | Furnace | E1 | Utility - Value of Sales | 0.18919 | 0.18864 | 0.18832 | 0.18709 | 0.18603 | 0 | 0 | 0 | 0 | 0 | 0 | 0 | 0 | 0 | 0 | 0 | 0 | 0 | 0 | 0 | 0 | 0 | 0 | 0 | 0 | 0 | 0 | 0 | 0 | 0 | 0 | 0 | 0 | 0 | 0 | 0 | 0 | 0 | 0 | 0 | 0 | 0
F6_Commercial_Grocery_Existing_Space Heating_Natural Gas_Furnace_E2 | F6 | Commercial | Grocery | Existing | Space Heating | Natural Gas | Furnace | E2 | Utility - Value of Sales | 0.18457 | 0.18403 | 0.18372 | 0.18252 | 0.18149 | 0 | 0 | 0 | 0 | 0 | 0 | 0 | 0 | 0 | 0 | 0 | 0 | 0 | 0 | 0 | 0 | 0 | 0 | 0 | 0 | 0 | 0 | 0 | 0 | 0 | 0 | 0 | 0 | 0 | 0 | 0 | 0 | 0 | 0 | 0 | 0 | 0
F6_Commercial_Grocery_Existing_Space Heating_Natural Gas_Furnace_E3 | F6 | Commercial | Grocery | Existing | Space Heating | Natural Gas | Furnace | E3 | Utility - Value of Sales | 0.17006 | 0.16956 | 0.16928 | 0.16817 | 0.16722 | 0.16627 | 0.16533 | 0.16441 | 0.1635 | 0.16261 | 0.16174 | 0.1609 | 0.16009 | 0.15931 | 0.15856 | 0.15785 | 0.15719 | 0.15656 | 0.15598 | 0.15544 | 0.15494 | 0.15448 | 0.15407 | 0.15369 | 0.15336 | 0.15307 | 0.15282 | 0.15261 | 0.15245 | 0.15232 | 0.15224 | 0.1522 | 0.1522 | 0 | 0 | 0 | 0 | 0 | 0 | 0 | 0 | 0
F6_Commercial_Grocery_Existing_Space Heating_Natural Gas_Furnace_E4 | F6 | Commercial | Grocery | Existing | Space Heating | Natural Gas | Furnace | E4 | Utility - Value of Sales | 0.15766 | 0.1572 | 0.15693 | 0.15591 | 0.15503 | 0.15415 | 0.15328 | 0.15242 | 0.15158 | 0.15075 | 0.14995 | 0.14917 | 0.14841 | 0.14769 | 0.147 | 0.14634 | 0.14573 | 0.14515 | 0.14461 | 0.14411 | 0.14364 | 0.14322 | 0.14283 | 0.14249 | 0.14218 | 0.14191 | 0.14168 | 0.14148 | 0.14133 | 0.14121 | 0.14114 | 0.1411 | 0.1411 | 0 | 0 | 0 | 0 | 0 | 0 | 0 | 0 | 0
F6_Commercial_Grocery_Existing_Space Heating_Natural Gas_Furnace_E5 | F6 | Commercial | Grocery | Existing | Space Heating | Natural Gas | Furnace | E5 | Utility - Value of Sales | 0 | 0 | 0 | 0 | 0 | 0 | 0 | 0.11256 | 0.11193 | 0.11132 | 0.11073 | 0.11015 | 0.1096 | 0.10906 | 0.10855 | 0.10807 | 0.10761 | 0.10719 | 0.10679 | 0.10642 | 0.10608 | 0.10576 | 0.10548 | 0.10522 | 0.10499 | 0.10479 | 0.10462 | 0.10448 | 0.10437 | 0.10428 | 0.10422 | 0.1042 | 0.1042 | 0 | 0 | 0 | 0 | 0 | 0 | 0 | 0 | 0
F6_Commercial_Grocery_Existing_Space Heating_Natural Gas_Furnace_E6 | F6 | Commercial | Grocery | Existing | Space Heating | Natural Gas | Furnace | E6 | Utility - Value of Sales | 0 | 0 | 0 | 0 | 0 | 0 | 0 | 0 | 0 | 0 | 0 | 0 | 0 | 0 | 0 | 0 | 0 | 0 | 0 | 0 | 0 | 0 | 0 | 0 | 0 | 0 | 0 | 0 | 0 | 0 | 0 | 0 | 0 | 0 | 0 | 0 | 0 | 0 | 0 | 0 | 0 | 0
F6_Commercial_Grocery_Existing_Space Heating_Natural Gas_Furnace_E7 | F6 | Commercial | Grocery | Existing | Space Heating | Natural Gas | Furnace | E7 | Utility - Value of Sales | 0 | 0 | 0 | 0 | 0 | 0 | 0 | 0 | 0 | 0 | 0 | 0 | 0 | 0 | 0 | 0 | 0 | 0 | 0 | 0 | 0 | 0 | 0 | 0 | 0 | 0 | 0 | 0 | 0 | 0 | 0 | 0 | 0 | 0 | 0 | 0 | 0 | 0 | 0 | 0 | 0 | 0
F6_Commercial_Grocery_Existing_Space Heating_Natural Gas_Furnace_E8 | F6 | Commercial | Grocery | Existing | Space Heating | Natural Gas | Furnace | E8 | Utility - Value of Sales | 0 | 0 | 0 | 0 | 0 | 0 | 0 | 0 | 0 | 0 | 0 | 0 | 0 | 0 | 0 | 0 | 0 | 0 | 0 | 0 | 0 | 0 | 0 | 0 | 0 | 0 | 0 | 0 | 0 | 0 | 0 | 0 | 0 | 0 | 0 | 0 | 0 | 0 | 0 | 0 | 0 | 0
F6_Commercial_Grocery_Existing_Space Heating_Natural Gas_Furnace_E9 | F6 | Commercial | Grocery | Existing | Space Heating | Natural Gas | Furnace | E9 | Utility - Value of Sales | 0 | 0 | 0 | 0 | 0 | 0 | 0 | 0 | 0 | 0 | 0 | 0 | 0 | 0 | 0 | 0 | 0 | 0 | 0 | 0 | 0 | 0 | 0 | 0 | 0 | 0 | 0 | 0 | 0 | 0 | 0 | 0 | 0 | 0 | 0 | 0 | 0 | 0 | 0 | 0 | 0 | 0
F6_Commercial_Grocery_Existing_Space Heating_Natural Gas_Furnace_E10 | F6 | Commercial | Grocery | Existing | Space Heating | Natural Gas | Furnace | E10 | Utility - Value of Sales | 0 | 0 | 0 | 0 | 0 | 0 | 0 | 0 | 0 | 0 | 0 | 0 | 0 | 0 | 0 | 0 | 0 | 0 | 0 | 0 | 0 | 0 | 0 | 0 | 0 | 0 | 0 | 0 | 0 | 0 | 0 | 0 | 0 | 0 | 0 | 0 | 0 | 0 | 0 | 0 | 0 | 0
F1_Commercial_Grocery_Existing_Space Heating_Natural Gas_Boiler_E1 | F1 | Commercial | Grocery | Existing | Space Heating | Natural Gas | Boiler | E1 | RVT - Cost of Equipment | 1.9365 | 1.9359 | 1.9394 | 1.9309 | 1.925 | 0 | 0 | 0 | 0 | 0 | 0 | 0 | 0 | 0 | 0 | 0 | 0 | 0 | 0 | 0 | 0 | 0 | 0 | 0 | 0 | 0 | 0 | 0 | 0 | 0 | 0 | 0 | 0 | 0 | 0 | 0 | 0 | 0 | 0 | 0 | 0 | 0
F1_Commercial_Grocery_Existing_Space Heating_Natural Gas_Boiler_E2 | F1 | Commercial | Grocery | Existing | Space Heating | Natural Gas | Boiler | E2 | RVT - Cost of Equipment | 1.8443 | 1.8437 | 1.8471 | 1.8389 | 1.8334 | 0 | 0 | 0 | 0 | 0 | 0 | 0 | 0 | 0 | 0 | 0 | 0 | 0 | 0 | 0 | 0 | 0 | 0 | 0 | 0 | 0 | 0 | 0 | 0 | 0 | 0 | 0 | 0 | 0 | 0 | 0 | 0 | 0 | 0 | 0 | 0 | 0
F1_Commercial_Grocery_Existing_Space Heating_Natural Gas_Boiler_E3 | F1 | Commercial | Grocery | Existing | Space Heating | Natural Gas | Boiler | E3 | RVT - Cost of Equipment | 1.6481 | 1.6476 | 1.6506 | 1.6433 | 1.6383 | 1.6368 | 1.6385 | 1.6394 | 1.6413 | 1.6429 | 1.6443 | 1.6453 | 1.6466 | 1.6481 | 1.6492 | 1.6503 | 1.6514 | 1.6528 | 1.6542 | 1.656 | 1.6575 | 1.6591 | 1.6604 | 1.662 | 1.6632 | 1.6644 | 1.6654 | 1.6666 | 1.6673 | 1.6682 | 1.6686 | 1.6693 | 1.6693 | 0 | 0 | 0 | 0 | 0 | 0 | 0 | 0 | 0
F1_Commercial_Grocery_Existing_Space Heating_Natural Gas_Boiler_E4 | F1 | Commercial | Grocery | Existing | Space Heating | Natural Gas | Boiler | E4 | RVT - Cost of Equipment | 1.5808 | 1.5804 | 1.5832 | 1.5762 | 1.5715 | 1.57 | 1.5716 | 1.5725 | 1.5743 | 1.5759 | 1.5772 | 1.5781 | 1.5794 | 1.5808 | 1.5818 | 1.5829 | 1.584 | 1.5854 | 1.5867 | 1.5884 | 1.5898 | 1.5914 | 1.5926 | 1.5942 | 1.5953 | 1.5964 | 1.5974 | 1.5985 | 1.5993 | 1.6001 | 1.6005 | 1.6011 | 1.6011 | 0 | 0 | 0 | 0 | 0 | 0 | 0 | 0 | 0
F1_Commercial_Grocery_Existing_Space Heating_Natural Gas_Boiler_E5 | F1 | Commercial | Grocery | Existing | Space Heating | Natural Gas | Boiler | E5 | RVT - Cost of Equipment | 1.1917 | 1.1913 | 1.1935 | 1.1882 | 1.1846 | 1.1836 | 1.1848 | 1.1854 | 1.1868 | 1.1879 | 1.1889 | 1.1897 | 1.1906 | 1.1917 | 1.1925 | 1.1933 | 1.1941 | 1.1951 | 1.1961 | 1.1974 | 1.1985 | 1.1996 | 1.2006 | 1.2018 | 1.2026 | 1.2035 | 1.2042 | 1.2051 | 1.2056 | 1.2062 | 1.2066 | 1.207 | 1.207 | 0 | 0 | 0 | 0 | 0 | 0 | 0 | 0 | 0
F1_Commercial_Grocery_Existing_Space Heating_Natural Gas_Boiler_E6 | F1 | Commercial | Grocery | Existing | Space Heating | Natural Gas | Boiler | E6 | RVT - Cost of Equipment | 0 | 0 | 0 | 0 | 0 | 0 | 0 | 0 | 0 | 0 | 0 | 0 | 0 | 0 | 0 | 0 | 0 | 0 | 0 | 0 | 0 | 0 | 0 | 0 | 0 | 0 | 0 | 0 | 0 | 0 | 0 | 0 | 0 | 0 | 0 | 0 | 0 | 0 | 0 | 0 | 0 | 0
F1_Commercial_Grocery_Existing_Space Heating_Natural Gas_Boiler_E7 | F1 | Commercial | Grocery | Existing | Space Heating | Natural Gas | Boiler | E7 | RVT - Cost of Equipment | 0 | 0 | 0 | 0 | 0 | 0 | 0 | 0 | 0 | 0 | 0 | 0 | 0 | 0 | 0 | 0 | 0 | 0 | 0 | 0 | 0 | 0 | 0 | 0 | 0 | 0 | 0 | 0 | 0 | 0 | 0 | 0 | 0 | 0 | 0 | 0 | 0 | 0 | 0 | 0 | 0 | 0
F1_Commercial_Grocery_Existing_Space Heating_Natural Gas_Boiler_E8 | F1 | Commercial | Grocery | Existing | Space Heating | Natural Gas | Boiler | E8 | RVT - Cost of Equipment | 0 | 0 | 0 | 0 | 0 | 0 | 0 | 0 | 0 | 0 | 0 | 0 | 0 | 0 | 0 | 0 | 0 | 0 | 0 | 0 | 0 | 0 | 0 | 0 | 0 | 0 | 0 | 0 | 0 | 0 | 0 | 0 | 0 | 0 | 0 | 0 | 0 | 0 | 0 | 0 | 0 | 0
F1_Commercial_Grocery_Existing_Space Heating_Natural Gas_Boiler_E9 | F1 | Commercial | Grocery | Existing | Space Heating | Natural Gas | Boiler | E9 | RVT - Cost of Equipment | 0 | 0 | 0 | 0 | 0 | 0 | 0 | 0 | 0 | 0 | 0 | 0 | 0 | 0 | 0 | 0 | 0 | 0 | 0 | 0 | 0 | 0 | 0 | 0 | 0 | 0 | 0 | 0 | 0 | 0 | 0 | 0 | 0 | 0 | 0 | 0 | 0 | 0 | 0 | 0 | 0 | 0
F1_Commercial_Grocery_Existing_Space Heating_Natural Gas_Boiler_E10 | F1 | Commercial | Grocery | Existing | Space Heating | Natural Gas | Boiler | E10 | RVT - Cost of Equipment | 0 | 0 | 0 | 0 | 0 | 0 | 0 | 0 | 0 | 0 | 0 | 0 | 0 | 0 | 0 | 0 | 0 | 0 | 0 | 0 | 0 | 0 | 0 | 0 | 0 | 0 | 0 | 0 | 0 | 0 | 0 | 0 | 0 | 0 | 0 | 0 | 0 | 0 | 0 | 0 | 0 | 0
F2_Commercial_Grocery_Existing_Space Heating_Natural Gas_Boiler_E1 | F2 | Commercial | Grocery | Existing | Space Heating | Natural Gas | Boiler | E1 | RVT - Cost of Operation | 2.3201 | 2.3194 | 2.3236 | 2.3133 | 2.3063 | 0 | 0 | 0 | 0 | 0 | 0 | 0 | 0 | 0 | 0 | 0 | 0 | 0 | 0 | 0 | 0 | 0 | 0 | 0 | 0 | 0 | 0 | 0 | 0 | 0 | 0 | 0 | 0 | 0 | 0 | 0 | 0 | 0 | 0 | 0 | 0 | 0
F2_Commercial_Grocery_Existing_Space Heating_Natural Gas_Boiler_E2 | F2 | Commercial | Grocery | Existing | Space Heating | Natural Gas | Boiler | E2 | RVT - Cost of Operation | 2.2096 | 2.2089 | 2.2129 | 2.2031 | 2.1965 | 0 | 0 | 0 | 0 | 0 | 0 | 0 | 0 | 0 | 0 | 0 | 0 | 0 | 0 | 0 | 0 | 0 | 0 | 0 | 0 | 0 | 0 | 0 | 0 | 0 | 0 | 0 | 0 | 0 | 0 | 0 | 0 | 0 | 0 | 0 | 0 | 0
F2_Commercial_Grocery_Existing_Space Heating_Natural Gas_Boiler_E3 | F2 | Commercial | Grocery | Existing | Space Heating | Natural Gas | Boiler | E3 | RVT - Cost of Operation | 1.9745 | 1.9739 | 1.9775 | 1.9688 | 1.9628 | 1.961 | 1.963 | 1.9641 | 1.9664 | 1.9683 | 1.9699 | 1.9712 | 1.9728 | 1.9745 | 1.9758 | 1.9772 | 1.9785 | 1.9802 | 1.9818 | 1.9839 | 1.9857 | 1.9877 | 1.9893 | 1.9912 | 1.9927 | 1.994 | 1.9953 | 1.9967 | 1.9976 | 1.9986 | 1.9991 | 1.9999 | 1.9999 | 0 | 0 | 0 | 0 | 0 | 0 | 0 | 0 | 0
F2_Commercial_Grocery_Existing_Space Heating_Natural Gas_Boiler_E4 | F2 | Commercial | Grocery | Existing | Space Heating | Natural Gas | Boiler | E4 | RVT - Cost of Operation | 1.8939 | 1.8934 | 1.8968 | 1.8884 | 1.8827 | 1.881 | 1.8829 | 1.884 | 1.8862 | 1.888 | 1.8895 | 1.8907 | 1.8922 | 1.8939 | 1.8952 | 1.8965 | 1.8977 | 1.8994 | 1.901 | 1.903 | 1.9047 | 1.9066 | 1.9081 | 1.9099 | 1.9113 | 1.9126 | 1.9138 | 1.9152 | 1.916 | 1.917 | 1.9175 | 1.9183 | 1.9183 | 0 | 0 | 0 | 0 | 0 | 0 | 0 | 0 | 0
F2_Commercial_Grocery_Existing_Space Heating_Natural Gas_Boiler_E5 | F2 | Commercial | Grocery | Existing | Space Heating | Natural Gas | Boiler | E5 | RVT - Cost of Operation | 1.4277 | 1.4273 | 1.4299 | 1.4236 | 1.4193 | 1.418 | 1.4194 | 1.4202 | 1.4219 | 1.4232 | 1.4244 | 1.4253 | 1.4265 | 1.4277 | 1.4287 | 1.4296 | 1.4306 | 1.4318 | 1.433 | 1.4345 | 1.4358 | 1.4372 | 1.4384 | 1.4398 | 1.4408 | 1.4418 | 1.4427 | 1.4437 | 1.4444 | 1.4451 | 1.4455 | 1.4461 | 1.4461 | 0 | 0 | 0 | 0 | 0 | 0 | 0 | 0 | 0
F2_Commercial_Grocery_Existing_Space Heating_Natural Gas_Boiler_E6 | F2 | Commercial | Grocery | Existing | Space Heating | Natural Gas | Boiler | E6 | RVT - Cost of Operation | 0 | 0 | 0 | 0 | 0 | 0 | 0 | 0 | 0 | 0 | 0 | 0 | 0 | 0 | 0 | 0 | 0 | 0 | 0 | 0 | 0 | 0 | 0 | 0 | 0 | 0 | 0 | 0 | 0 | 0 | 0 | 0 | 0 | 0 | 0 | 0 | 0 | 0 | 0 | 0 | 0 | 0
F2_Commercial_Grocery_Existing_Space Heating_Natural Gas_Boiler_E7 | F2 | Commercial | Grocery | Existing | Space Heating | Natural Gas | Boiler | E7 | RVT - Cost of Operation | 0 | 0 | 0 | 0 | 0 | 0 | 0 | 0 | 0 | 0 | 0 | 0 | 0 | 0 | 0 | 0 | 0 | 0 | 0 | 0 | 0 | 0 | 0 | 0 | 0 | 0 | 0 | 0 | 0 | 0 | 0 | 0 | 0 | 0 | 0 | 0 | 0 | 0 | 0 | 0 | 0 | 0
F2_Commercial_Grocery_Existing_Space Heating_Natural Gas_Boiler_E8 | F2 | Commercial | Grocery | Existing | Space Heating | Natural Gas | Boiler | E8 | RVT - Cost of Operation | 0 | 0 | 0 | 0 | 0 | 0 | 0 | 0 | 0 | 0 | 0 | 0 | 0 | 0 | 0 | 0 | 0 | 0 | 0 | 0 | 0 | 0 | 0 | 0 | 0 | 0 | 0 | 0 | 0 | 0 | 0 | 0 | 0 | 0 | 0 | 0 | 0 | 0 | 0 | 0 | 0 | 0
F2_Commercial_Grocery_Existing_Space Heating_Natural Gas_Boiler_E9 | F2 | Commercial | Grocery | Existing | Space Heating | Natural Gas | Boiler | E9 | RVT - Cost of Operation | 0 | 0 | 0 | 0 | 0 | 0 | 0 | 0 | 0 | 0 | 0 | 0 | 0 | 0 | 0 | 0 | 0 | 0 | 0 | 0 | 0 | 0 | 0 | 0 | 0 | 0 | 0 | 0 | 0 | 0 | 0 | 0 | 0 | 0 | 0 | 0 | 0 | 0 | 0 | 0 | 0 | 0
F2_Commercial_Grocery_Existing_Space Heating_Natural Gas_Boiler_E10 | F2 | Commercial | Grocery | Existing | Space Heating | Natural Gas | Boiler | E10 | RVT - Cost of Operation | 0 | 0 | 0 | 0 | 0 | 0 | 0 | 0 | 0 | 0 | 0 | 0 | 0 | 0 | 0 | 0 | 0 | 0 | 0 | 0 | 0 | 0 | 0 | 0 | 0 | 0 | 0 | 0 | 0 | 0 | 0 | 0 | 0 | 0 | 0 | 0 | 0 | 0 | 0 | 0 | 0 | 0
F3_Commercial_Grocery_Existing_Space Heating_Natural Gas_Boiler_E1 | F3 | Commercial | Grocery | Existing | Space Heating | Natural Gas | Boiler | E1 | System - kBTUs of Consumption | 0.11487 | 0.11487 | 0.11487 | 0.11487 | 0.11487 | 0 | 0 | 0 | 0 | 0 | 0 | 0 | 0 | 0 | 0 | 0 | 0 | 0 | 0 | 0 | 0 | 0 | 0 | 0 | 0 | 0 | 0 | 0 | 0 | 0 | 0 | 0 | 0 | 0 | 0 | 0 | 0 | 0 | 0 | 0 | 0 | 0
F3_Commercial_Grocery_Existing_Space Heating_Natural Gas_Boiler_E2 | F3 | Commercial | Grocery | Existing | Space Heating | Natural Gas | Boiler | E2 | System - kBTUs of Consumption | 0.11874 | 0.11874 | 0.11874 | 0.11874 | 0.11874 | 0 | 0 | 0 | 0 | 0 | 0 | 0 | 0 | 0 | 0 | 0 | 0 | 0 | 0 | 0 | 0 | 0 | 0 | 0 | 0 | 0 | 0 | 0 | 0 | 0 | 0 | 0 | 0 | 0 | 0 | 0 | 0 | 0 | 0 | 0 | 0 | 0
F3_Commercial_Grocery_Existing_Space Heating_Natural Gas_Boiler_E3 | F3 | Commercial | Grocery | Existing | Space Heating | Natural Gas | Boiler | E3 | System - kBTUs of Consumption | 0.18664 | 0.18664 | 0.18664 | 0.18664 | 0.18664 | 0.18664 | 0.18664 | 0.18664 | 0.18664 | 0.18664 | 0.18664 | 0.18664 | 0.18664 | 0.18664 | 0.18664 | 0.18664 | 0.18664 | 0.18664 | 0.18664 | 0.18664 | 0.18664 | 0.18664 | 0.18664 | 0.18664 | 0.18664 | 0.18664 | 0.18664 | 0.18664 | 0.18664 | 0.18664 | 0.18664 | 0.18664 | 0.18664 | 0 | 0 | 0 | 0 | 0 | 0 | 0 | 0 | 0
F3_Commercial_Grocery_Existing_Space Heating_Natural Gas_Boiler_E4 | F3 | Commercial | Grocery | Existing | Space Heating | Natural Gas | Boiler | E4 | System - kBTUs of Consumption | 0.20412 | 0.20412 | 0.20412 | 0.20412 | 0.20412 | 0.20412 | 0.20412 | 0.20412 | 0.20412 | 0.20412 | 0.20412 | 0.20412 | 0.20412 | 0.20412 | 0.20412 | 0.20412 | 0.20412 | 0.20412 | 0.20412 | 0.20412 | 0.20412 | 0.20412 | 0.20412 | 0.20412 | 0.20412 | 0.20412 | 0.20412 | 0.20412 | 0.20412 | 0.20412 | 0.20412 | 0.20412 | 0.20412 | 0 | 0 | 0 | 0 | 0 | 0 | 0 | 0 | 0
F3_Commercial_Grocery_Existing_Space Heating_Natural Gas_Boiler_E5 | F3 | Commercial | Grocery | Existing | Space Heating | Natural Gas | Boiler | E5 | System - kBTUs of Consumption | 0.69056 | 0.69056 | 0.69056 | 0.69056 | 0.69056 | 0.69056 | 0.69056 | 0.69056 | 0.69056 | 0.69056 | 0.69056 | 0.69056 | 0.69056 | 0.69056 | 0.69056 | 0.69056 | 0.69056 | 0.69056 | 0.69056 | 0.69056 | 0.69056 | 0.69056 | 0.69056 | 0.69056 | 0.69056 | 0.69056 | 0.69056 | 0.69056 | 0.69056 | 0.69056 | 0.69056 | 0.69056 | 0.69056 | 0 | 0 | 0 | 0 | 0 | 0 | 0 | 0 | 0
F3_Commercial_Grocery_Existing_Space Heating_Natural Gas_Boiler_E6 | F3 | Commercial | Grocery | Existing | Space Heating | Natural Gas | Boiler | E6 | System - kBTUs of Consumption | 0 | 0 | 0 | 0 | 0 | 0 | 0 | 0 | 0 | 0 | 0 | 0 | 0 | 0 | 0 | 0 | 0 | 0 | 0 | 0 | 0 | 0 | 0 | 0 | 0 | 0 | 0 | 0 | 0 | 0 | 0 | 0 | 0 | 0 | 0 | 0 | 0 | 0 | 0 | 0 | 0 | 0
F3_Commercial_Grocery_Existing_Space Heating_Natural Gas_Boiler_E7 | F3 | Commercial | Grocery | Existing | Space Heating | Natural Gas | Boiler | E7 | System - kBTUs of Consumption | 0 | 0 | 0 | 0 | 0 | 0 | 0 | 0 | 0 | 0 | 0 | 0 | 0 | 0 | 0 | 0 | 0 | 0 | 0 | 0 | 0 | 0 | 0 | 0 | 0 | 0 | 0 | 0 | 0 | 0 | 0 | 0 | 0 | 0 | 0 | 0 | 0 | 0 | 0 | 0 | 0 | 0
F3_Commercial_Grocery_Existing_Space Heating_Natural Gas_Boiler_E8 | F3 | Commercial | Grocery | Existing | Space Heating | Natural Gas | Boiler | E8 | System - kBTUs of Consumption | 0 | 0 | 0 | 0 | 0 | 0 | 0 | 0 | 0 | 0 | 0 | 0 | 0 | 0 | 0 | 0 | 0 | 0 | 0 | 0 | 0 | 0 | 0 | 0 | 0 | 0 | 0 | 0 | 0 | 0 | 0 | 0 | 0 | 0 | 0 | 0 | 0 | 0 | 0 | 0 | 0 | 0
F3_Commercial_Grocery_Existing_Space Heating_Natural Gas_Boiler_E9 | F3 | Commercial | Grocery | Existing | Space Heating | Natural Gas | Boiler | E9 | System - kBTUs of Consumption | 0 | 0 | 0 | 0 | 0 | 0 | 0 | 0 | 0 | 0 | 0 | 0 | 0 | 0 | 0 | 0 | 0 | 0 | 0 | 0 | 0 | 0 | 0 | 0 | 0 | 0 | 0 | 0 | 0 | 0 | 0 | 0 | 0 | 0 | 0 | 0 | 0 | 0 | 0 | 0 | 0 | 0
F3_Commercial_Grocery_Existing_Space Heating_Natural Gas_Boiler_E10 | F3 | Commercial | Grocery | Existing | Space Heating | Natural Gas | Boiler | E10 | System - kBTUs of Consumption | 0 | 0 | 0 | 0 | 0 | 0 | 0 | 0 | 0 | 0 | 0 | 0 | 0 | 0 | 0 | 0 | 0 | 0 | 0 | 0 | 0 | 0 | 0 | 0 | 0 | 0 | 0 | 0 | 0 | 0 | 0 | 0 | 0 | 0 | 0 | 0 | 0 | 0 | 0 | 0 | 0 | 0
F4_Commercial_Grocery_Existing_Space Heating_Natural Gas_Boiler_E1 | F4 | Commercial | Grocery | Existing | Space Heating | Natural Gas | Boiler | E1 | Utility - Cost of Equipment | 2.3201 | 2.3194 | 2.3236 | 2.3133 | 2.3063 | 0 | 0 | 0 | 0 | 0 | 0 | 0 | 0 | 0 | 0 | 0 | 0 | 0 | 0 | 0 | 0 | 0 | 0 | 0 | 0 | 0 | 0 | 0 | 0 | 0 | 0 | 0 | 0 | 0 | 0 | 0 | 0 | 0 | 0 | 0 | 0 | 0
F4_Commercial_Grocery_Existing_Space Heating_Natural Gas_Boiler_E2 | F4 | Commercial | Grocery | Existing | Space Heating | Natural Gas | Boiler | E2 | Utility - Cost of Equipment | 2.2096 | 2.2089 | 2.2129 | 2.2031 | 2.1965 | 0 | 0 | 0 | 0 | 0 | 0 | 0 | 0 | 0 | 0 | 0 | 0 | 0 | 0 | 0 | 0 | 0 | 0 | 0 | 0 | 0 | 0 | 0 | 0 | 0 | 0 | 0 | 0 | 0 | 0 | 0 | 0 | 0 | 0 | 0 | 0 | 0
F4_Commercial_Grocery_Existing_Space Heating_Natural Gas_Boiler_E3 | F4 | Commercial | Grocery | Existing | Space Heating | Natural Gas | Boiler | E3 | Utility - Cost of Equipment | 1.9745 | 1.9739 | 1.9775 | 1.9688 | 1.9628 | 1.961 | 1.963 | 1.9641 | 1.9664 | 1.9683 | 1.9699 | 1.9712 | 1.9728 | 1.9745 | 1.9758 | 1.9772 | 1.9785 | 1.9802 | 1.9818 | 1.9839 | 1.9857 | 1.9877 | 1.9893 | 1.9912 | 1.9927 | 1.994 | 1.9953 | 1.9967 | 1.9976 | 1.9986 | 1.9991 | 1.9999 | 1.9999 | 0 | 0 | 0 | 0 | 0 | 0 | 0 | 0 | 0
F4_Commercial_Grocery_Existing_Space Heating_Natural Gas_Boiler_E4 | F4 | Commercial | Grocery | Existing | Space Heating | Natural Gas | Boiler | E4 | Utility - Cost of Equipment | 1.8939 | 1.8934 | 1.8968 | 1.8884 | 1.8827 | 1.881 | 1.8829 | 1.884 | 1.8862 | 1.888 | 1.8895 | 1.8907 | 1.8922 | 1.8939 | 1.8952 | 1.8965 | 1.8977 | 1.8994 | 1.901 | 1.903 | 1.9047 | 1.9066 | 1.9081 | 1.9099 | 1.9113 | 1.9126 | 1.9138 | 1.9152 | 1.916 | 1.917 | 1.9175 | 1.9183 | 1.9183 | 0 | 0 | 0 | 0 | 0 | 0 | 0 | 0 | 0
F4_Commercial_Grocery_Existing_Space Heating_Natural Gas_Boiler_E5 | F4 | Commercial | Grocery | Existing | Space Heating | Natural Gas | Boiler | E5 | Utility - Cost of Equipment | 1.4277 | 1.4273 | 1.4299 | 1.4236 | 1.4193 | 1.418 | 1.4194 | 1.4202 | 1.4219 | 1.4232 | 1.4244 | 1.4253 | 1.4265 | 1.4277 | 1.4287 | 1.4296 | 1.4306 | 1.4318 | 1.433 | 1.4345 | 1.4358 | 1.4372 | 1.4384 | 1.4398 | 1.4408 | 1.4418 | 1.4427 | 1.4437 | 1.4444 | 1.4451 | 1.4455 | 1.4461 | 1.4461 | 0 | 0 | 0 | 0 | 0 | 0 | 0 | 0 | 0
F4_Commercial_Grocery_Existing_Space Heating_Natural Gas_Boiler_E6 | F4 | Commercial | Grocery | Existing | Space Heating | Natural Gas | Boiler | E6 | Utility - Cost of Equipment | 0 | 0 | 0 | 0 | 0 | 0 | 0 | 0 | 0 | 0 | 0 | 0 | 0 | 0 | 0 | 0 | 0 | 0 | 0 | 0 | 0 | 0 | 0 | 0 | 0 | 0 | 0 | 0 | 0 | 0 | 0 | 0 | 0 | 0 | 0 | 0 | 0 | 0 | 0 | 0 | 0 | 0
F4_Commercial_Grocery_Existing_Space Heating_Natural Gas_Boiler_E7 | F4 | Commercial | Grocery | Existing | Space Heating | Natural Gas | Boiler | E7 | Utility - Cost of Equipment | 0 | 0 | 0 | 0 | 0 | 0 | 0 | 0 | 0 | 0 | 0 | 0 | 0 | 0 | 0 | 0 | 0 | 0 | 0 | 0 | 0 | 0 | 0 | 0 | 0 | 0 | 0 | 0 | 0 | 0 | 0 | 0 | 0 | 0 | 0 | 0 | 0 | 0 | 0 | 0 | 0 | 0
F4_Commercial_Grocery_Existing_Space Heating_Natural Gas_Boiler_E8 | F4 | Commercial | Grocery | Existing | Space Heating | Natural Gas | Boiler | E8 | Utility - Cost of Equipment | 0 | 0 | 0 | 0 | 0 | 0 | 0 | 0 | 0 | 0 | 0 | 0 | 0 | 0 | 0 | 0 | 0 | 0 | 0 | 0 | 0 | 0 | 0 | 0 | 0 | 0 | 0 | 0 | 0 | 0 | 0 | 0 | 0 | 0 | 0 | 0 | 0 | 0 | 0 | 0 | 0 | 0
F4_Commercial_Grocery_Existing_Space Heating_Natural Gas_Boiler_E9 | F4 | Commercial | Grocery | Existing | Space Heating | Natural Gas | Boiler | E9 | Utility - Cost of Equipment | 0 | 0 | 0 | 0 | 0 | 0 | 0 | 0 | 0 | 0 | 0 | 0 | 0 | 0 | 0 | 0 | 0 | 0 | 0 | 0 | 0 | 0 | 0 | 0 | 0 | 0 | 0 | 0 | 0 | 0 | 0 | 0 | 0 | 0 | 0 | 0 | 0 | 0 | 0 | 0 | 0 | 0
F4_Commercial_Grocery_Existing_Space Heating_Natural Gas_Boiler_E10 | F4 | Commercial | Grocery | Existing | Space Heating | Natural Gas | Boiler | E10 | Utility - Cost of Equipment | 0 | 0 | 0 | 0 | 0 | 0 | 0 | 0 | 0 | 0 | 0 | 0 | 0 | 0 | 0 | 0 | 0 | 0 | 0 | 0 | 0 | 0 | 0 | 0 | 0 | 0 | 0 | 0 | 0 | 0 | 0 | 0 | 0 | 0 | 0 | 0 | 0 | 0 | 0 | 0 | 0 | 0
F5_Commercial_Grocery_Existing_Space Heating_Natural Gas_Boiler_E1 | F5 | Commercial | Grocery | Existing | Space Heating | Natural Gas | Boiler | E1 | Utility - Cost of Operation | 0.11487 | 0.11487 | 0.11487 | 0.11487 | 0.11487 | 0 | 0 | 0 | 0 | 0 | 0 | 0 | 0 | 0 | 0 | 0 | 0 | 0 | 0 | 0 | 0 | 0 | 0 | 0 | 0 | 0 | 0 | 0 | 0 | 0 | 0 | 0 | 0 | 0 | 0 | 0 | 0 | 0 | 0 | 0 | 0 | 0
F5_Commercial_Grocery_Existing_Space Heating_Natural Gas_Boiler_E2 | F5 | Commercial | Grocery | Existing | Space Heating | Natural Gas | Boiler | E2 | Utility - Cost of Operation | 0.11874 | 0.11874 | 0.11874 | 0.11874 | 0.11874 | 0 | 0 | 0 | 0 | 0 | 0 | 0 | 0 | 0 | 0 | 0 | 0 | 0 | 0 | 0 | 0 | 0 | 0 | 0 | 0 | 0 | 0 | 0 | 0 | 0 | 0 | 0 | 0 | 0 | 0 | 0 | 0 | 0 | 0 | 0 | 0 | 0
F5_Commercial_Grocery_Existing_Space Heating_Natural Gas_Boiler_E3 | F5 | Commercial | Grocery | Existing | Space Heating | Natural Gas | Boiler | E3 | Utility - Cost of Operation | 0.18664 | 0.18664 | 0.18664 | 0.18664 | 0.18664 | 0.18664 | 0.18664 | 0.18664 | 0.18664 | 0.18664 | 0.18664 | 0.18664 | 0.18664 | 0.18664 | 0.18664 | 0.18664 | 0.18664 | 0.18664 | 0.18664 | 0.18664 | 0.18664 | 0.18664 | 0.18664 | 0.18664 | 0.18664 | 0.18664 | 0.18664 | 0.18664 | 0.18664 | 0.18664 | 0.18664 | 0.18664 | 0.18664 | 0 | 0 | 0 | 0 | 0 | 0 | 0 | 0 | 0
F5_Commercial_Grocery_Existing_Space Heating_Natural Gas_Boiler_E4 | F5 | Commercial | Grocery | Existing | Space Heating | Natural Gas | Boiler | E4 | Utility - Cost of Operation | 0.20412 | 0.20412 | 0.20412 | 0.20412 | 0.20412 | 0.20412 | 0.20412 | 0.20412 | 0.20412 | 0.20412 | 0.20412 | 0.20412 | 0.20412 | 0.20412 | 0.20412 | 0.20412 | 0.20412 | 0.20412 | 0.20412 | 0.20412 | 0.20412 | 0.20412 | 0.20412 | 0.20412 | 0.20412 | 0.20412 | 0.20412 | 0.20412 | 0.20412 | 0.20412 | 0.20412 | 0.20412 | 0.20412 | 0 | 0 | 0 | 0 | 0 | 0 | 0 | 0 | 0
F5_Commercial_Grocery_Existing_Space Heating_Natural Gas_Boiler_E5 | F5 | Commercial | Grocery | Existing | Space Heating | Natural Gas | Boiler | E5 | Utility - Cost of Operation | 0.69056 | 0.69056 | 0.69056 | 0.69056 | 0.69056 | 0.69056 | 0.69056 | 0.69056 | 0.69056 | 0.69056 | 0.69056 | 0.69056 | 0.69056 | 0.69056 | 0.69056 | 0.69056 | 0.69056 | 0.69056 | 0.69056 | 0.69056 | 0.69056 | 0.69056 | 0.69056 | 0.69056 | 0.69056 | 0.69056 | 0.69056 | 0.69056 | 0.69056 | 0.69056 | 0.69056 | 0.69056 | 0.69056 | 0 | 0 | 0 | 0 | 0 | 0 | 0 | 0 | 0
F5_Commercial_Grocery_Existing_Space Heating_Natural Gas_Boiler_E6 | F5 | Commercial | Grocery | Existing | Space Heating | Natural Gas | Boiler | E6 | Utility - Cost of Operation | 0 | 0 | 0 | 0 | 0 | 0 | 0 | 0 | 0 | 0 | 0 | 0 | 0 | 0 | 0 | 0 | 0 | 0 | 0 | 0 | 0 | 0 | 0 | 0 | 0 | 0 | 0 | 0 | 0 | 0 | 0 | 0 | 0 | 0 | 0 | 0 | 0 | 0 | 0 | 0 | 0 | 0
F5_Commercial_Grocery_Existing_Space Heating_Natural Gas_Boiler_E7 | F5 | Commercial | Grocery | Existing | Space Heating | Natural Gas | Boiler | E7 | Utility - Cost of Operation | 0 | 0 | 0 | 0 | 0 | 0 | 0 | 0 | 0 | 0 | 0 | 0 | 0 | 0 | 0 | 0 | 0 | 0 | 0 | 0 | 0 | 0 | 0 | 0 | 0 | 0 | 0 | 0 | 0 | 0 | 0 | 0 | 0 | 0 | 0 | 0 | 0 | 0 | 0 | 0 | 0 | 0
F5_Commercial_Grocery_Existing_Space Heating_Natural Gas_Boiler_E8 | F5 | Commercial | Grocery | Existing | Space Heating | Natural Gas | Boiler | E8 | Utility - Cost of Operation | 0 | 0 | 0 | 0 | 0 | 0 | 0 | 0 | 0 | 0 | 0 | 0 | 0 | 0 | 0 | 0 | 0 | 0 | 0 | 0 | 0 | 0 | 0 | 0 | 0 | 0 | 0 | 0 | 0 | 0 | 0 | 0 | 0 | 0 | 0 | 0 | 0 | 0 | 0 | 0 | 0 | 0
F5_Commercial_Grocery_Existing_Space Heating_Natural Gas_Boiler_E9 | F5 | Commercial | Grocery | Existing | Space Heating | Natural Gas | Boiler | E9 | Utility - Cost of Operation | 0 | 0 | 0 | 0 | 0 | 0 | 0 | 0 | 0 | 0 | 0 | 0 | 0 | 0 | 0 | 0 | 0 | 0 | 0 | 0 | 0 | 0 | 0 | 0 | 0 | 0 | 0 | 0 | 0 | 0 | 0 | 0 | 0 | 0 | 0 | 0 | 0 | 0 | 0 | 0 | 0 | 0
F5_Commercial_Grocery_Existing_Space Heating_Natural Gas_Boiler_E10 | F5 | Commercial | Grocery | Existing | Space Heating | Natural Gas | Boiler | E10 | Utility - Cost of Operation | 0 | 0 | 0 | 0 | 0 | 0 | 0 | 0 | 0 | 0 | 0 | 0 | 0 | 0 | 0 | 0 | 0 | 0 | 0 | 0 | 0 | 0 | 0 | 0 | 0 | 0 | 0 | 0 | 0 | 0 | 0 | 0 | 0 | 0 | 0 | 0 | 0 | 0 | 0 | 0 | 0 | 0
F6_Commercial_Grocery_Existing_Space Heating_Natural Gas_Boiler_E1 | F6 | Commercial | Grocery | Existing | Space Heating | Natural Gas | Boiler | E1 | Utility - Value of Sales | 0.87818 | 0.87541 | 0.87367 | 0.86804 | 0.86317 | 0 | 0 | 0 | 0 | 0 | 0 | 0 | 0 | 0 | 0 | 0 | 0 | 0 | 0 | 0 | 0 | 0 | 0 | 0 | 0 | 0 | 0 | 0 | 0 | 0 | 0 | 0 | 0 | 0 | 0 | 0 | 0 | 0 | 0 | 0 | 0 | 0
F6_Commercial_Grocery_Existing_Space Heating_Natural Gas_Boiler_E2 | F6 | Commercial | Grocery | Existing | Space Heating | Natural Gas | Boiler | E2 | Utility - Value of Sales | 0.83636 | 0.83372 | 0.83206 | 0.82671 | 0.82207 | 0 | 0 | 0 | 0 | 0 | 0 | 0 | 0 | 0 | 0 | 0 | 0 | 0 | 0 | 0 | 0 | 0 | 0 | 0 | 0 | 0 | 0 | 0 | 0 | 0 | 0 | 0 | 0 | 0 | 0 | 0 | 0 | 0 | 0 | 0 | 0 | 0
F6_Commercial_Grocery_Existing_Space Heating_Natural Gas_Boiler_E3 | F6 | Commercial | Grocery | Existing | Space Heating | Natural Gas | Boiler | E3 | Utility - Value of Sales | 0.74739 | 0.74503 | 0.74355 | 0.73876 | 0.73461 | 0.73051 | 0.72648 | 0.72253 | 0.71866 | 0.7149 | 0.71126 | 0.70775 | 0.70438 | 0.70117 | 0.69813 | 0.69525 | 0.69255 | 0.69001 | 0.68764 | 0.68545 | 0.68342 | 0.68156 | 0.67987 | 0.67835 | 0.67699 | 0.67581 | 0.6748 | 0.67395 | 0.67327 | 0.67277 | 0.67243 | 0.67226 | 0.67226 | 0 | 0 | 0 | 0 | 0 | 0 | 0 | 0 | 0
F6_Commercial_Grocery_Existing_Space Heating_Natural Gas_Boiler_E4 | F6 | Commercial | Grocery | Existing | Space Heating | Natural Gas | Boiler | E4 | Utility - Value of Sales | 0.71688 | 0.71462 | 0.7132 | 0.70861 | 0.70463 | 0.7007 | 0.69683 | 0.69304 | 0.68933 | 0.68572 | 0.68223 | 0.67886 | 0.67563 | 0.67255 | 0.66963 | 0.66687 | 0.66428 | 0.66185 | 0.65958 | 0.65747 | 0.65552 | 0.65374 | 0.65212 | 0.65066 | 0.64936 | 0.64823 | 0.64725 | 0.64644 | 0.64579 | 0.64531 | 0.64498 | 0.64482 | 0.64482 | 0 | 0 | 0 | 0 | 0 | 0 | 0 | 0 | 0
F6_Commercial_Grocery_Existing_Space Heating_Natural Gas_Boiler_E5 | F6 | Commercial | Grocery | Existing | Space Heating | Natural Gas | Boiler | E5 | Utility - Value of Sales | 0.54042 | 0.53871 | 0.53764 | 0.53418 | 0.53118 | 0.52822 | 0.5253 | 0.52244 | 0.51965 | 0.51693 | 0.5143 | 0.51176 | 0.50932 | 0.507 | 0.5048 | 0.50272 | 0.50076 | 0.49893 | 0.49722 | 0.49563 | 0.49416 | 0.49282 | 0.4916 | 0.4905 | 0.48952 | 0.48866 | 0.48793 | 0.48732 | 0.48683 | 0.48646 | 0.48622 | 0.4861 | 0.4861 | 0 | 0 | 0 | 0 | 0 | 0 | 0 | 0 | 0
F6_Commercial_Grocery_Existing_Space Heating_Natural Gas_Boiler_E6 | F6 | Commercial | Grocery | Existing | Space Heating | Natural Gas | Boiler | E6 | Utility - Value of Sales | 0 | 0 | 0 | 0 | 0 | 0 | 0 | 0 | 0 | 0 | 0 | 0 | 0 | 0 | 0 | 0 | 0 | 0 | 0 | 0 | 0 | 0 | 0 | 0 | 0 | 0 | 0 | 0 | 0 | 0 | 0 | 0 | 0 | 0 | 0 | 0 | 0 | 0 | 0 | 0 | 0 | 0
F6_Commercial_Grocery_Existing_Space Heating_Natural Gas_Boiler_E7 | F6 | Commercial | Grocery | Existing | Space Heating | Natural Gas | Boiler | E7 | Utility - Value of Sales | 0 | 0 | 0 | 0 | 0 | 0 | 0 | 0 | 0 | 0 | 0 | 0 | 0 | 0 | 0 | 0 | 0 | 0 | 0 | 0 | 0 | 0 | 0 | 0 | 0 | 0 | 0 | 0 | 0 | 0 | 0 | 0 | 0 | 0 | 0 | 0 | 0 | 0 | 0 | 0 | 0 | 0
F6_Commercial_Grocery_Existing_Space Heating_Natural Gas_Boiler_E8 | F6 | Commercial | Grocery | Existing | Space Heating | Natural Gas | Boiler | E8 | Utility - Value of Sales | 0 | 0 | 0 | 0 | 0 | 0 | 0 | 0 | 0 | 0 | 0 | 0 | 0 | 0 | 0 | 0 | 0 | 0 | 0 | 0 | 0 | 0 | 0 | 0 | 0 | 0 | 0 | 0 | 0 | 0 | 0 | 0 | 0 | 0 | 0 | 0 | 0 | 0 | 0 | 0 | 0 | 0
F6_Commercial_Grocery_Existing_Space Heating_Natural Gas_Boiler_E9 | F6 | Commercial | Grocery | Existing | Space Heating | Natural Gas | Boiler | E9 | Utility - Value of Sales | 0 | 0 | 0 | 0 | 0 | 0 | 0 | 0 | 0 | 0 | 0 | 0 | 0 | 0 | 0 | 0 | 0 | 0 | 0 | 0 | 0 | 0 | 0 | 0 | 0 | 0 | 0 | 0 | 0 | 0 | 0 | 0 | 0 | 0 | 0 | 0 | 0 | 0 | 0 | 0 | 0 | 0
F6_Commercial_Grocery_Existing_Space Heating_Natural Gas_Boiler_E10 | F6 | Commercial | Grocery | Existing | Space Heating | Natural Gas | Boiler | E10 | Utility - Value of Sales | 0 | 0 | 0 | 0 | 0 | 0 | 0 | 0 | 0 | 0 | 0 | 0 | 0 | 0 | 0 | 0 | 0 | 0 | 0 | 0 | 0 | 0 | 0 | 0 | 0 | 0 | 0 | 0 | 0 | 0 | 0 | 0 | 0 | 0 | 0 | 0 | 0 | 0 | 0 | 0 | 0 | 0
F1_Commercial_Grocery_Existing_Space Heating_Natural Gas_Unit Heater_E1 | F1 | Commercial | Grocery | Existing | Space Heating | Natural Gas | Unit Heater | E1 | RVT - Cost of Equipment | 0.20868 | 0.2085 | 0.20905 | 0.20737 | 0.20618 | 0 | 0 | 0 | 0 | 0 | 0 | 0 | 0 | 0 | 0 | 0 | 0 | 0 | 0 | 0 | 0 | 0 | 0 | 0 | 0 | 0 | 0 | 0 | 0 | 0 | 0 | 0 | 0 | 0 | 0 | 0 | 0 | 0 | 0 | 0 | 0 | 0
F1_Commercial_Grocery_Existing_Space Heating_Natural Gas_Unit Heater_E2 | F1 | Commercial | Grocery | Existing | Space Heating | Natural Gas | Unit Heater | E2 | RVT - Cost of Equipment | 0.18779 | 0.18763 | 0.18812 | 0.18661 | 0.18554 | 0.18513 | 0.18532 | 0.18534 | 0.18554 | 0.18568 | 0.18576 | 0.1858 | 0.18588 | 0.18601 | 0.18608 | 0.18617 | 0.18627 | 0.18646 | 0.18665 | 0.18693 | 0.18719 | 0.18748 | 0.18773 | 0.18804 | 0.18827 | 0.18849 | 0.1887 | 0.18892 | 0.18907 | 0.18923 | 0.18933 | 0.18945 | 0.18945 | 0 | 0 | 0 | 0 | 0 | 0 | 0 | 0 | 0
F1_Commercial_Grocery_Existing_Space Heating_Natural Gas_Unit Heater_E3 | F1 | Commercial | Grocery | Existing | Space Heating | Natural Gas | Unit Heater | E3 | RVT - Cost of Equipment | 0.16218 | 0.16204 | 0.16247 | 0.16117 | 0.16024 | 0.15989 | 0.16005 | 0.16007 | 0.16024 | 0.16036 | 0.16044 | 0.16046 | 0.16054 | 0.16065 | 0.1607 | 0.16079 | 0.16087 | 0.16103 | 0.1612 | 0.16145 | 0.16166 | 0.16192 | 0.16213 | 0.1624 | 0.1626 | 0.16279 | 0.16297 | 0.16316 | 0.16329 | 0.16343 | 0.16351 | 0.16362 | 0.16362 | 0 | 0 | 0 | 0 | 0 | 0 | 0 | 0 | 0
F1_Commercial_Grocery_Existing_Space Heating_Natural Gas_Unit Heater_E4 | F1 | Commercial | Grocery | Existing | Space Heating | Natural Gas | Unit Heater | E4 | RVT - Cost of Equipment | 0 | 0 | 0 | 0 | 0 | 0 | 0 | 0 | 0 | 0 | 0 | 0 | 0 | 0 | 0 | 0 | 0 | 0 | 0 | 0 | 0 | 0 | 0 | 0 | 0 | 0 | 0 | 0 | 0 | 0 | 0 | 0 | 0 | 0 | 0 | 0 | 0 | 0 | 0 | 0 | 0 | 0
F1_Commercial_Grocery_Existing_Space Heating_Natural Gas_Unit Heater_E5 | F1 | Commercial | Grocery | Existing | Space Heating | Natural Gas | Unit Heater | E5 | RVT - Cost of Equipment | 0 | 0 | 0 | 0 | 0 | 0 | 0 | 0 | 0 | 0 | 0 | 0 | 0 | 0 | 0 | 0 | 0 | 0 | 0 | 0 | 0 | 0 | 0 | 0 | 0 | 0 | 0 | 0 | 0 | 0 | 0 | 0 | 0 | 0 | 0 | 0 | 0 | 0 | 0 | 0 | 0 | 0
F1_Commercial_Grocery_Existing_Space Heating_Natural Gas_Unit Heater_E6 | F1 | Commercial | Grocery | Existing | Space Heating | Natural Gas | Unit Heater | E6 | RVT - Cost of Equipment | 0 | 0 | 0 | 0 | 0 | 0 | 0 | 0 | 0 | 0 | 0 | 0 | 0 | 0 | 0 | 0 | 0 | 0 | 0 | 0 | 0 | 0 | 0 | 0 | 0 | 0 | 0 | 0 | 0 | 0 | 0 | 0 | 0 | 0 | 0 | 0 | 0 | 0 | 0 | 0 | 0 | 0
F1_Commercial_Grocery_Existing_Space Heating_Natural Gas_Unit Heater_E7 | F1 | Commercial | Grocery | Existing | Space Heating | Natural Gas | Unit Heater | E7 | RVT - Cost of Equipment | 0 | 0 | 0 | 0 | 0 | 0 | 0 | 0 | 0 | 0 | 0 | 0 | 0 | 0 | 0 | 0 | 0 | 0 | 0 | 0 | 0 | 0 | 0 | 0 | 0 | 0 | 0 | 0 | 0 | 0 | 0 | 0 | 0 | 0 | 0 | 0 | 0 | 0 | 0 | 0 | 0 | 0
F1_Commercial_Grocery_Existing_Space Heating_Natural Gas_Unit Heater_E8 | F1 | Commercial | Grocery | Existing | Space Heating | Natural Gas | Unit Heater | E8 | RVT - Cost of Equipment | 0 | 0 | 0 | 0 | 0 | 0 | 0 | 0 | 0 | 0 | 0 | 0 | 0 | 0 | 0 | 0 | 0 | 0 | 0 | 0 | 0 | 0 | 0 | 0 | 0 | 0 | 0 | 0 | 0 | 0 | 0 | 0 | 0 | 0 | 0 | 0 | 0 | 0 | 0 | 0 | 0 | 0
F1_Commercial_Grocery_Existing_Space Heating_Natural Gas_Unit Heater_E9 | F1 | Commercial | Grocery | Existing | Space Heating | Natural Gas | Unit Heater | E9 | RVT - Cost of Equipment | 0 | 0 | 0 | 0 | 0 | 0 | 0 | 0 | 0 | 0 | 0 | 0 | 0 | 0 | 0 | 0 | 0 | 0 | 0 | 0 | 0 | 0 | 0 | 0 | 0 | 0 | 0 | 0 | 0 | 0 | 0 | 0 | 0 | 0 | 0 | 0 | 0 | 0 | 0 | 0 | 0 | 0
F1_Commercial_Grocery_Existing_Space Heating_Natural Gas_Unit Heater_E10 | F1 | Commercial | Grocery | Existing | Space Heating | Natural Gas | Unit Heater | E10 | RVT - Cost of Equipment | 0 | 0 | 0 | 0 | 0 | 0 | 0 | 0 | 0 | 0 | 0 | 0 | 0 | 0 | 0 | 0 | 0 | 0 | 0 | 0 | 0 | 0 | 0 | 0 | 0 | 0 | 0 | 0 | 0 | 0 | 0 | 0 | 0 | 0 | 0 | 0 | 0 | 0 | 0 | 0 | 0 | 0
F2_Commercial_Grocery_Existing_Space Heating_Natural Gas_Unit Heater_E1 | F2 | Commercial | Grocery | Existing | Space Heating | Natural Gas | Unit Heater | E1 | RVT - Cost of Operation | 0.25001 | 0.2498 | 0.25046 | 0.24845 | 0.24702 | 0 | 0 | 0 | 0 | 0 | 0 | 0 | 0 | 0 | 0 | 0 | 0 | 0 | 0 | 0 | 0 | 0 | 0 | 0 | 0 | 0 | 0 | 0 | 0 | 0 | 0 | 0 | 0 | 0 | 0 | 0 | 0 | 0 | 0 | 0 | 0 | 0
F2_Commercial_Grocery_Existing_Space Heating_Natural Gas_Unit Heater_E2 | F2 | Commercial | Grocery | Existing | Space Heating | Natural Gas | Unit Heater | E2 | RVT - Cost of Operation | 0.22499 | 0.22479 | 0.22539 | 0.22358 | 0.22229 | 0.2218 | 0.22202 | 0.22205 | 0.22229 | 0.22245 | 0.22256 | 0.2226 | 0.2227 | 0.22285 | 0.22293 | 0.22304 | 0.22317 | 0.22339 | 0.22362 | 0.22396 | 0.22426 | 0.22461 | 0.22491 | 0.22528 | 0.22557 | 0.22583 | 0.22607 | 0.22634 | 0.22652 | 0.22671 | 0.22682 | 0.22697 | 0.22697 | 0 | 0 | 0 | 0 | 0 | 0 | 0 | 0 | 0
F2_Commercial_Grocery_Existing_Space Heating_Natural Gas_Unit Heater_E3 | F2 | Commercial | Grocery | Existing | Space Heating | Natural Gas | Unit Heater | E3 | RVT - Cost of Operation | 0.19431 | 0.19414 | 0.19465 | 0.19309 | 0.19198 | 0.19156 | 0.19175 | 0.19177 | 0.19198 | 0.19212 | 0.19221 | 0.19224 | 0.19234 | 0.19247 | 0.19253 | 0.19263 | 0.19274 | 0.19293 | 0.19313 | 0.19342 | 0.19368 | 0.19399 | 0.19424 | 0.19456 | 0.19481 | 0.19504 | 0.19525 | 0.19548 | 0.19563 | 0.1958 | 0.1959 | 0.19602 | 0.19602 | 0 | 0 | 0 | 0 | 0 | 0 | 0 | 0 | 0
F2_Commercial_Grocery_Existing_Space Heating_Natural Gas_Unit Heater_E4 | F2 | Commercial | Grocery | Existing | Space Heating | Natural Gas | Unit Heater | E4 | RVT - Cost of Operation | 0 | 0 | 0 | 0 | 0 | 0 | 0 | 0 | 0 | 0 | 0 | 0 | 0 | 0 | 0 | 0 | 0 | 0 | 0 | 0 | 0 | 0 | 0 | 0 | 0 | 0 | 0 | 0 | 0 | 0 | 0 | 0 | 0 | 0 | 0 | 0 | 0 | 0 | 0 | 0 | 0 | 0
F2_Commercial_Grocery_Existing_Space Heating_Natural Gas_Unit Heater_E5 | F2 | Commercial | Grocery | Existing | Space Heating | Natural Gas | Unit Heater | E5 | RVT - Cost of Operation | 0 | 0 | 0 | 0 | 0 | 0 | 0 | 0 | 0 | 0 | 0 | 0 | 0 | 0 | 0 | 0 | 0 | 0 | 0 | 0 | 0 | 0 | 0 | 0 | 0 | 0 | 0 | 0 | 0 | 0 | 0 | 0 | 0 | 0 | 0 | 0 | 0 | 0 | 0 | 0 | 0 | 0
F2_Commercial_Grocery_Existing_Space Heating_Natural Gas_Unit Heater_E6 | F2 | Commercial | Grocery | Existing | Space Heating | Natural Gas | Unit Heater | E6 | RVT - Cost of Operation | 0 | 0 | 0 | 0 | 0 | 0 | 0 | 0 | 0 | 0 | 0 | 0 | 0 | 0 | 0 | 0 | 0 | 0 | 0 | 0 | 0 | 0 | 0 | 0 | 0 | 0 | 0 | 0 | 0 | 0 | 0 | 0 | 0 | 0 | 0 | 0 | 0 | 0 | 0 | 0 | 0 | 0
F2_Commercial_Grocery_Existing_Space Heating_Natural Gas_Unit Heater_E7 | F2 | Commercial | Grocery | Existing | Space Heating | Natural Gas | Unit Heater | E7 | RVT - Cost of Operation | 0 | 0 | 0 | 0 | 0 | 0 | 0 | 0 | 0 | 0 | 0 | 0 | 0 | 0 | 0 | 0 | 0 | 0 | 0 | 0 | 0 | 0 | 0 | 0 | 0 | 0 | 0 | 0 | 0 | 0 | 0 | 0 | 0 | 0 | 0 | 0 | 0 | 0 | 0 | 0 | 0 | 0
F2_Commercial_Grocery_Existing_Space Heating_Natural Gas_Unit Heater_E8 | F2 | Commercial | Grocery | Existing | Space Heating | Natural Gas | Unit Heater | E8 | RVT - Cost of Operation | 0 | 0 | 0 | 0 | 0 | 0 | 0 | 0 | 0 | 0 | 0 | 0 | 0 | 0 | 0 | 0 | 0 | 0 | 0 | 0 | 0 | 0 | 0 | 0 | 0 | 0 | 0 | 0 | 0 | 0 | 0 | 0 | 0 | 0 | 0 | 0 | 0 | 0 | 0 | 0 | 0 | 0
F2_Commercial_Grocery_Existing_Space Heating_Natural Gas_Unit Heater_E9 | F2 | Commercial | Grocery | Existing | Space Heating | Natural Gas | Unit Heater | E9 | RVT - Cost of Operation | 0 | 0 | 0 | 0 | 0 | 0 | 0 | 0 | 0 | 0 | 0 | 0 | 0 | 0 | 0 | 0 | 0 | 0 | 0 | 0 | 0 | 0 | 0 | 0 | 0 | 0 | 0 | 0 | 0 | 0 | 0 | 0 | 0 | 0 | 0 | 0 | 0 | 0 | 0 | 0 | 0 | 0
F2_Commercial_Grocery_Existing_Space Heating_Natural Gas_Unit Heater_E10 | F2 | Commercial | Grocery | Existing | Space Heating | Natural Gas | Unit Heater | E10 | RVT - Cost of Operation | 0 | 0 | 0 | 0 | 0 | 0 | 0 | 0 | 0 | 0 | 0 | 0 | 0 | 0 | 0 | 0 | 0 | 0 | 0 | 0 | 0 | 0 | 0 | 0 | 0 | 0 | 0 | 0 | 0 | 0 | 0 | 0 | 0 | 0 | 0 | 0 | 0 | 0 | 0 | 0 | 0 | 0
F3_Commercial_Grocery_Existing_Space Heating_Natural Gas_Unit Heater_E1 | F3 | Commercial | Grocery | Existing | Space Heating | Natural Gas | Unit Heater | E1 | System - kBTUs of Consumption | 0.008158 | 0.008158 | 0.008158 | 0.008158 | 0.008158 | 0 | 0 | 0 | 0 | 0 | 0 | 0 | 0 | 0 | 0 | 0 | 0 | 0 | 0 | 0 | 0 | 0 | 0 | 0 | 0 | 0 | 0 | 0 | 0 | 0 | 0 | 0 | 0 | 0 | 0 | 0 | 0 | 0 | 0 | 0 | 0 | 0
F3_Commercial_Grocery_Existing_Space Heating_Natural Gas_Unit Heater_E2 | F3 | Commercial | Grocery | Existing | Space Heating | Natural Gas | Unit Heater | E2 | System - kBTUs of Consumption | 0.026087 | 0.026087 | 0.026087 | 0.026087 | 0.026087 | 0.026087 | 0.026087 | 0.026087 | 0.026087 | 0.026087 | 0.026087 | 0.026087 | 0.026087 | 0.026087 | 0.026087 | 0.026087 | 0.026087 | 0.026087 | 0.026087 | 0.026087 | 0.026087 | 0.026087 | 0.026087 | 0.026087 | 0.026087 | 0.026087 | 0.026087 | 0.026087 | 0.026087 | 0.026087 | 0.026087 | 0.026087 | 0.026087 | 0 | 0 | 0 | 0 | 0 | 0 | 0 | 0 | 0
F3_Commercial_Grocery_Existing_Space Heating_Natural Gas_Unit Heater_E3 | F3 | Commercial | Grocery | Existing | Space Heating | Natural Gas | Unit Heater | E3 | System - kBTUs of Consumption | 0.011269 | 0.011269 | 0.011269 | 0.011269 | 0.011269 | 0.011269 | 0.011269 | 0.011269 | 0.011269 | 0.011269 | 0.011269 | 0.011269 | 0.011269 | 0.011269 | 0.011269 | 0.011269 | 0.011269 | 0.011269 | 0.011269 | 0.011269 | 0.011269 | 0.011269 | 0.011269 | 0.011269 | 0.011269 | 0.011269 | 0.011269 | 0.011269 | 0.011269 | 0.011269 | 0.011269 | 0.011269 | 0.011269 | 0 | 0 | 0 | 0 | 0 | 0 | 0 | 0 | 0
F3_Commercial_Grocery_Existing_Space Heating_Natural Gas_Unit Heater_E4 | F3 | Commercial | Grocery | Existing | Space Heating | Natural Gas | Unit Heater | E4 | System - kBTUs of Consumption | 0 | 0 | 0 | 0 | 0 | 0 | 0 | 0 | 0 | 0 | 0 | 0 | 0 | 0 | 0 | 0 | 0 | 0 | 0 | 0 | 0 | 0 | 0 | 0 | 0 | 0 | 0 | 0 | 0 | 0 | 0 | 0 | 0 | 0 | 0 | 0 | 0 | 0 | 0 | 0 | 0 | 0
F3_Commercial_Grocery_Existing_Space Heating_Natural Gas_Unit Heater_E5 | F3 | Commercial | Grocery | Existing | Space Heating | Natural Gas | Unit Heater | E5 | System - kBTUs of Consumption | 0 | 0 | 0 | 0 | 0 | 0 | 0 | 0 | 0 | 0 | 0 | 0 | 0 | 0 | 0 | 0 | 0 | 0 | 0 | 0 | 0 | 0 | 0 | 0 | 0 | 0 | 0 | 0 | 0 | 0 | 0 | 0 | 0 | 0 | 0 | 0 | 0 | 0 | 0 | 0 | 0 | 0
F3_Commercial_Grocery_Existing_Space Heating_Natural Gas_Unit Heater_E6 | F3 | Commercial | Grocery | Existing | Space Heating | Natural Gas | Unit Heater | E6 | System - kBTUs of Consumption | 0 | 0 | 0 | 0 | 0 | 0 | 0 | 0 | 0 | 0 | 0 | 0 | 0 | 0 | 0 | 0 | 0 | 0 | 0 | 0 | 0 | 0 | 0 | 0 | 0 | 0 | 0 | 0 | 0 | 0 | 0 | 0 | 0 | 0 | 0 | 0 | 0 | 0 | 0 | 0 | 0 | 0
F3_Commercial_Grocery_Existing_Space Heating_Natural Gas_Unit Heater_E7 | F3 | Commercial | Grocery | Existing | Space Heating | Natural Gas | Unit Heater | E7 | System - kBTUs of Consumption | 0 | 0 | 0 | 0 | 0 | 0 | 0 | 0 | 0 | 0 | 0 | 0 | 0 | 0 | 0 | 0 | 0 | 0 | 0 | 0 | 0 | 0 | 0 | 0 | 0 | 0 | 0 | 0 | 0 | 0 | 0 | 0 | 0 | 0 | 0 | 0 | 0 | 0 | 0 | 0 | 0 | 0
F3_Commercial_Grocery_Existing_Space Heating_Natural Gas_Unit Heater_E8 | F3 | Commercial | Grocery | Existing | Space Heating | Natural Gas | Unit Heater | E8 | System - kBTUs of Consumption | 0 | 0 | 0 | 0 | 0 | 0 | 0 | 0 | 0 | 0 | 0 | 0 | 0 | 0 | 0 | 0 | 0 | 0 | 0 | 0 | 0 | 0 | 0 | 0 | 0 | 0 | 0 | 0 | 0 | 0 | 0 | 0 | 0 | 0 | 0 | 0 | 0 | 0 | 0 | 0 | 0 | 0
F3_Commercial_Grocery_Existing_Space Heating_Natural Gas_Unit Heater_E9 | F3 | Commercial | Grocery | Existing | Space Heating | Natural Gas | Unit Heater | E9 | System - kBTUs of Consumption | 0 | 0 | 0 | 0 | 0 | 0 | 0 | 0 | 0 | 0 | 0 | 0 | 0 | 0 | 0 | 0 | 0 | 0 | 0 | 0 | 0 | 0 | 0 | 0 | 0 | 0 | 0 | 0 | 0 | 0 | 0 | 0 | 0 | 0 | 0 | 0 | 0 | 0 | 0 | 0 | 0 | 0
F3_Commercial_Grocery_Existing_Space Heating_Natural Gas_Unit Heater_E10 | F3 | Commercial | Grocery | Existing | Space Heating | Natural Gas | Unit Heater | E10 | System - kBTUs of Consumption | 0 | 0 | 0 | 0 | 0 | 0 | 0 | 0 | 0 | 0 | 0 | 0 | 0 | 0 | 0 | 0 | 0 | 0 | 0 | 0 | 0 | 0 | 0 | 0 | 0 | 0 | 0 | 0 | 0 | 0 | 0 | 0 | 0 | 0 | 0 | 0 | 0 | 0 | 0 | 0 | 0 | 0
F4_Commercial_Grocery_Existing_Space Heating_Natural Gas_Unit Heater_E1 | F4 | Commercial | Grocery | Existing | Space Heating | Natural Gas | Unit Heater | E1 | Utility - Cost of Equipment | 0.25001 | 0.2498 | 0.25046 | 0.24845 | 0.24702 | 0 | 0 | 0 | 0 | 0 | 0 | 0 | 0 | 0 | 0 | 0 | 0 | 0 | 0 | 0 | 0 | 0 | 0 | 0 | 0 | 0 | 0 | 0 | 0 | 0 | 0 | 0 | 0 | 0 | 0 | 0 | 0 | 0 | 0 | 0 | 0 | 0
F4_Commercial_Grocery_Existing_Space Heating_Natural Gas_Unit Heater_E2 | F4 | Commercial | Grocery | Existing | Space Heating | Natural Gas | Unit Heater | E2 | Utility - Cost of Equipment | 0.22499 | 0.22479 | 0.22539 | 0.22358 | 0.22229 | 0.2218 | 0.22202 | 0.22205 | 0.22229 | 0.22245 | 0.22256 | 0.2226 | 0.2227 | 0.22285 | 0.22293 | 0.22304 | 0.22317 | 0.22339 | 0.22362 | 0.22396 | 0.22426 | 0.22461 | 0.22491 | 0.22528 | 0.22557 | 0.22583 | 0.22607 | 0.22634 | 0.22652 | 0.22671 | 0.22682 | 0.22697 | 0.22697 | 0 | 0 | 0 | 0 | 0 | 0 | 0 | 0 | 0
F4_Commercial_Grocery_Existing_Space Heating_Natural Gas_Unit Heater_E3 | F4 | Commercial | Grocery | Existing | Space Heating | Natural Gas | Unit Heater | E3 | Utility - Cost of Equipment | 0.19431 | 0.19414 | 0.19465 | 0.19309 | 0.19198 | 0.19156 | 0.19175 | 0.19177 | 0.19198 | 0.19212 | 0.19221 | 0.19224 | 0.19234 | 0.19247 | 0.19253 | 0.19263 | 0.19274 | 0.19293 | 0.19313 | 0.19342 | 0.19368 | 0.19399 | 0.19424 | 0.19456 | 0.19481 | 0.19504 | 0.19525 | 0.19548 | 0.19563 | 0.1958 | 0.1959 | 0.19602 | 0.19602 | 0 | 0 | 0 | 0 | 0 | 0 | 0 | 0 | 0
F4_Commercial_Grocery_Existing_Space Heating_Natural Gas_Unit Heater_E4 | F4 | Commercial | Grocery | Existing | Space Heating | Natural Gas | Unit Heater | E4 | Utility - Cost of Equipment | 0 | 0 | 0 | 0 | 0 | 0 | 0 | 0 | 0 | 0 | 0 | 0 | 0 | 0 | 0 | 0 | 0 | 0 | 0 | 0 | 0 | 0 | 0 | 0 | 0 | 0 | 0 | 0 | 0 | 0 | 0 | 0 | 0 | 0 | 0 | 0 | 0 | 0 | 0 | 0 | 0 | 0
F4_Commercial_Grocery_Existing_Space Heating_Natural Gas_Unit Heater_E5 | F4 | Commercial | Grocery | Existing | Space Heating | Natural Gas | Unit Heater | E5 | Utility - Cost of Equipment | 0 | 0 | 0 | 0 | 0 | 0 | 0 | 0 | 0 | 0 | 0 | 0 | 0 | 0 | 0 | 0 | 0 | 0 | 0 | 0 | 0 | 0 | 0 | 0 | 0 | 0 | 0 | 0 | 0 | 0 | 0 | 0 | 0 | 0 | 0 | 0 | 0 | 0 | 0 | 0 | 0 | 0
F4_Commercial_Grocery_Existing_Space Heating_Natural Gas_Unit Heater_E6 | F4 | Commercial | Grocery | Existing | Space Heating | Natural Gas | Unit Heater | E6 | Utility - Cost of Equipment | 0 | 0 | 0 | 0 | 0 | 0 | 0 | 0 | 0 | 0 | 0 | 0 | 0 | 0 | 0 | 0 | 0 | 0 | 0 | 0 | 0 | 0 | 0 | 0 | 0 | 0 | 0 | 0 | 0 | 0 | 0 | 0 | 0 | 0 | 0 | 0 | 0 | 0 | 0 | 0 | 0 | 0
F4_Commercial_Grocery_Existing_Space Heating_Natural Gas_Unit Heater_E7 | F4 | Commercial | Grocery | Existing | Space Heating | Natural Gas | Unit Heater | E7 | Utility - Cost of Equipment | 0 | 0 | 0 | 0 | 0 | 0 | 0 | 0 | 0 | 0 | 0 | 0 | 0 | 0 | 0 | 0 | 0 | 0 | 0 | 0 | 0 | 0 | 0 | 0 | 0 | 0 | 0 | 0 | 0 | 0 | 0 | 0 | 0 | 0 | 0 | 0 | 0 | 0 | 0 | 0 | 0 | 0
F4_Commercial_Grocery_Existing_Space Heating_Natural Gas_Unit Heater_E8 | F4 | Commercial | Grocery | Existing | Space Heating | Natural Gas | Unit Heater | E8 | Utility - Cost of Equipment | 0 | 0 | 0 | 0 | 0 | 0 | 0 | 0 | 0 | 0 | 0 | 0 | 0 | 0 | 0 | 0 | 0 | 0 | 0 | 0 | 0 | 0 | 0 | 0 | 0 | 0 | 0 | 0 | 0 | 0 | 0 | 0 | 0 | 0 | 0 | 0 | 0 | 0 | 0 | 0 | 0 | 0
F4_Commercial_Grocery_Existing_Space Heating_Natural Gas_Unit Heater_E9 | F4 | Commercial | Grocery | Existing | Space Heating | Natural Gas | Unit Heater | E9 | Utility - Cost of Equipment | 0 | 0 | 0 | 0 | 0 | 0 | 0 | 0 | 0 | 0 | 0 | 0 | 0 | 0 | 0 | 0 | 0 | 0 | 0 | 0 | 0 | 0 | 0 | 0 | 0 | 0 | 0 | 0 | 0 | 0 | 0 | 0 | 0 | 0 | 0 | 0 | 0 | 0 | 0 | 0 | 0 | 0
F4_Commercial_Grocery_Existing_Space Heating_Natural Gas_Unit Heater_E10 | F4 | Commercial | Grocery | Existing | Space Heating | Natural Gas | Unit Heater | E10 | Utility - Cost of Equipment | 0 | 0 | 0 | 0 | 0 | 0 | 0 | 0 | 0 | 0 | 0 | 0 | 0 | 0 | 0 | 0 | 0 | 0 | 0 | 0 | 0 | 0 | 0 | 0 | 0 | 0 | 0 | 0 | 0 | 0 | 0 | 0 | 0 | 0 | 0 | 0 | 0 | 0 | 0 | 0 | 0 | 0
F5_Commercial_Grocery_Existing_Space Heating_Natural Gas_Unit Heater_E1 | F5 | Commercial | Grocery | Existing | Space Heating | Natural Gas | Unit Heater | E1 | Utility - Cost of Operation | 0.008158 | 0.008158 | 0.008158 | 0.008158 | 0.008158 | 0 | 0 | 0 | 0 | 0 | 0 | 0 | 0 | 0 | 0 | 0 | 0 | 0 | 0 | 0 | 0 | 0 | 0 | 0 | 0 | 0 | 0 | 0 | 0 | 0 | 0 | 0 | 0 | 0 | 0 | 0 | 0 | 0 | 0 | 0 | 0 | 0
F5_Commercial_Grocery_Existing_Space Heating_Natural Gas_Unit Heater_E2 | F5 | Commercial | Grocery | Existing | Space Heating | Natural Gas | Unit Heater | E2 | Utility - Cost of Operation | 0.026087 | 0.026087 | 0.026087 | 0.026087 | 0.026087 | 0.026087 | 0.026087 | 0.026087 | 0.026087 | 0.026087 | 0.026087 | 0.026087 | 0.026087 | 0.026087 | 0.026087 | 0.026087 | 0.026087 | 0.026087 | 0.026087 | 0.026087 | 0.026087 | 0.026087 | 0.026087 | 0.026087 | 0.026087 | 0.026087 | 0.026087 | 0.026087 | 0.026087 | 0.026087 | 0.026087 | 0.026087 | 0.026087 | 0 | 0 | 0 | 0 | 0 | 0 | 0 | 0 | 0
F5_Commercial_Grocery_Existing_Space Heating_Natural Gas_Unit Heater_E3 | F5 | Commercial | Grocery | Existing | Space Heating | Natural Gas | Unit Heater | E3 | Utility - Cost of Operation | 0.011269 | 0.011269 | 0.011269 | 0.011269 | 0.011269 | 0.011269 | 0.011269 | 0.011269 | 0.011269 | 0.011269 | 0.011269 | 0.011269 | 0.011269 | 0.011269 | 0.011269 | 0.011269 | 0.011269 | 0.011269 | 0.011269 | 0.011269 | 0.011269 | 0.011269 | 0.011269 | 0.011269 | 0.011269 | 0.011269 | 0.011269 | 0.011269 | 0.011269 | 0.011269 | 0.011269 | 0.011269 | 0.011269 | 0 | 0 | 0 | 0 | 0 | 0 | 0 | 0 | 0
F5_Commercial_Grocery_Existing_Space Heating_Natural Gas_Unit Heater_E4 | F5 | Commercial | Grocery | Existing | Space Heating | Natural Gas | Unit Heater | E4 | Utility - Cost of Operation | 0 | 0 | 0 | 0 | 0 | 0 | 0 | 0 | 0 | 0 | 0 | 0 | 0 | 0 | 0 | 0 | 0 | 0 | 0 | 0 | 0 | 0 | 0 | 0 | 0 | 0 | 0 | 0 | 0 | 0 | 0 | 0 | 0 | 0 | 0 | 0 | 0 | 0 | 0 | 0 | 0 | 0
F5_Commercial_Grocery_Existing_Space Heating_Natural Gas_Unit Heater_E5 | F5 | Commercial | Grocery | Existing | Space Heating | Natural Gas | Unit Heater | E5 | Utility - Cost of Operation | 0 | 0 | 0 | 0 | 0 | 0 | 0 | 0 | 0 | 0 | 0 | 0 | 0 | 0 | 0 | 0 | 0 | 0 | 0 | 0 | 0 | 0 | 0 | 0 | 0 | 0 | 0 | 0 | 0 | 0 | 0 | 0 | 0 | 0 | 0 | 0 | 0 | 0 | 0 | 0 | 0 | 0
F5_Commercial_Grocery_Existing_Space Heating_Natural Gas_Unit Heater_E6 | F5 | Commercial | Grocery | Existing | Space Heating | Natural Gas | Unit Heater | E6 | Utility - Cost of Operation | 0 | 0 | 0 | 0 | 0 | 0 | 0 | 0 | 0 | 0 | 0 | 0 | 0 | 0 | 0 | 0 | 0 | 0 | 0 | 0 | 0 | 0 | 0 | 0 | 0 | 0 | 0 | 0 | 0 | 0 | 0 | 0 | 0 | 0 | 0 | 0 | 0 | 0 | 0 | 0 | 0 | 0
F5_Commercial_Grocery_Existing_Space Heating_Natural Gas_Unit Heater_E7 | F5 | Commercial | Grocery | Existing | Space Heating | Natural Gas | Unit Heater | E7 | Utility - Cost of Operation | 0 | 0 | 0 | 0 | 0 | 0 | 0 | 0 | 0 | 0 | 0 | 0 | 0 | 0 | 0 | 0 | 0 | 0 | 0 | 0 | 0 | 0 | 0 | 0 | 0 | 0 | 0 | 0 | 0 | 0 | 0 | 0 | 0 | 0 | 0 | 0 | 0 | 0 | 0 | 0 | 0 | 0
F5_Commercial_Grocery_Existing_Space Heating_Natural Gas_Unit Heater_E8 | F5 | Commercial | Grocery | Existing | Space Heating | Natural Gas | Unit Heater | E8 | Utility - Cost of Operation | 0 | 0 | 0 | 0 | 0 | 0 | 0 | 0 | 0 | 0 | 0 | 0 | 0 | 0 | 0 | 0 | 0 | 0 | 0 | 0 | 0 | 0 | 0 | 0 | 0 | 0 | 0 | 0 | 0 | 0 | 0 | 0 | 0 | 0 | 0 | 0 | 0 | 0 | 0 | 0 | 0 | 0
F5_Commercial_Grocery_Existing_Space Heating_Natural Gas_Unit Heater_E9 | F5 | Commercial | Grocery | Existing | Space Heating | Natural Gas | Unit Heater | E9 | Utility - Cost of Operation | 0 | 0 | 0 | 0 | 0 | 0 | 0 | 0 | 0 | 0 | 0 | 0 | 0 | 0 | 0 | 0 | 0 | 0 | 0 | 0 | 0 | 0 | 0 | 0 | 0 | 0 | 0 | 0 | 0 | 0 | 0 | 0 | 0 | 0 | 0 | 0 | 0 | 0 | 0 | 0 | 0 | 0
F5_Commercial_Grocery_Existing_Space Heating_Natural Gas_Unit Heater_E10 | F5 | Commercial | Grocery | Existing | Space Heating | Natural Gas | Unit Heater | E10 | Utility - Cost of Operation | 0 | 0 | 0 | 0 | 0 | 0 | 0 | 0 | 0 | 0 | 0 | 0 | 0 | 0 | 0 | 0 | 0 | 0 | 0 | 0 | 0 | 0 | 0 | 0 | 0 | 0 | 0 | 0 | 0 | 0 | 0 | 0 | 0 | 0 | 0 | 0 | 0 | 0 | 0 | 0 | 0 | 0
F6_Commercial_Grocery_Existing_Space Heating_Natural Gas_Unit Heater_E1 | F6 | Commercial | Grocery | Existing | Space Heating | Natural Gas | Unit Heater | E1 | Utility - Value of Sales | 0.097095 | 0.097053 | 0.097237 | 0.096548 | 0.096016 | 0 | 0 | 0 | 0 | 0 | 0 | 0 | 0 | 0 | 0 | 0 | 0 | 0 | 0 | 0 | 0 | 0 | 0 | 0 | 0 | 0 | 0 | 0 | 0 | 0 | 0 | 0 | 0 | 0 | 0 | 0 | 0 | 0 | 0 | 0 | 0 | 0
F6_Commercial_Grocery_Existing_Space Heating_Natural Gas_Unit Heater_E2 | F6 | Commercial | Grocery | Existing | Space Heating | Natural Gas | Unit Heater | E2 | Utility - Value of Sales | 0.087375 | 0.087337 | 0.087502 | 0.086882 | 0.086403 | 0.085924 | 0.085445 | 0.084965 | 0.084486 | 0.084007 | 0.083528 | 0.083049 | 0.08257 | 0.082091 | 0.081612 | 0.081133 | 0.080654 | 0.080175 | 0.079701 | 0.079239 | 0.078795 | 0.078373 | 0.077979 | 0.07762 | 0.077301 | 0.077022 | 0.076782 | 0.076583 | 0.076423 | 0.076303 | 0.076223 | 0.076183 | 0.076183 | 0 | 0 | 0 | 0 | 0 | 0 | 0 | 0 | 0
F6_Commercial_Grocery_Existing_Space Heating_Natural Gas_Unit Heater_E3 | F6 | Commercial | Grocery | Existing | Space Heating | Natural Gas | Unit Heater | E3 | Utility - Value of Sales | 0.075461 | 0.075428 | 0.075571 | 0.075036 | 0.074622 | 0.074208 | 0.073794 | 0.07338 | 0.072966 | 0.072553 | 0.072139 | 0.071725 | 0.071311 | 0.070897 | 0.070484 | 0.07007 | 0.069656 | 0.069243 | 0.068834 | 0.068435 | 0.068051 | 0.067687 | 0.067347 | 0.067037 | 0.066761 | 0.06652 | 0.066313 | 0.06614 | 0.066002 | 0.065899 | 0.06583 | 0.065796 | 0.065796 | 0 | 0 | 0 | 0 | 0 | 0 | 0 | 0 | 0
F6_Commercial_Grocery_Existing_Space Heating_Natural Gas_Unit Heater_E4 | F6 | Commercial | Grocery | Existing | Space Heating | Natural Gas | Unit Heater | E4 | Utility - Value of Sales | 0 | 0 | 0 | 0 | 0 | 0 | 0 | 0 | 0 | 0 | 0 | 0 | 0 | 0 | 0 | 0 | 0 | 0 | 0 | 0 | 0 | 0 | 0 | 0 | 0 | 0 | 0 | 0 | 0 | 0 | 0 | 0 | 0 | 0 | 0 | 0 | 0 | 0 | 0 | 0 | 0 | 0
F6_Commercial_Grocery_Existing_Space Heating_Natural Gas_Unit Heater_E5 | F6 | Commercial | Grocery | Existing | Space Heating | Natural Gas | Unit Heater | E5 | Utility - Value of Sales | 0 | 0 | 0 | 0 | 0 | 0 | 0 | 0 | 0 | 0 | 0 | 0 | 0 | 0 | 0 | 0 | 0 | 0 | 0 | 0 | 0 | 0 | 0 | 0 | 0 | 0 | 0 | 0 | 0 | 0 | 0 | 0 | 0 | 0 | 0 | 0 | 0 | 0 | 0 | 0 | 0 | 0
F6_Commercial_Grocery_Existing_Space Heating_Natural Gas_Unit Heater_E6 | F6 | Commercial | Grocery | Existing | Space Heating | Natural Gas | Unit Heater | E6 | Utility - Value of Sales | 0 | 0 | 0 | 0 | 0 | 0 | 0 | 0 | 0 | 0 | 0 | 0 | 0 | 0 | 0 | 0 | 0 | 0 | 0 | 0 | 0 | 0 | 0 | 0 | 0 | 0 | 0 | 0 | 0 | 0 | 0 | 0 | 0 | 0 | 0 | 0 | 0 | 0 | 0 | 0 | 0 | 0
F6_Commercial_Grocery_Existing_Space Heating_Natural Gas_Unit Heater_E7 | F6 | Commercial | Grocery | Existing | Space Heating | Natural Gas | Unit Heater | E7 | Utility - Value of Sales | 0 | 0 | 0 | 0 | 0 | 0 | 0 | 0 | 0 | 0 | 0 | 0 | 0 | 0 | 0 | 0 | 0 | 0 | 0 | 0 | 0 | 0 | 0 | 0 | 0 | 0 | 0 | 0 | 0 | 0 | 0 | 0 | 0 | 0 | 0 | 0 | 0 | 0 | 0 | 0 | 0 | 0
F6_Commercial_Grocery_Existing_Space Heating_Natural Gas_Unit Heater_E8 | F6 | Commercial | Grocery | Existing | Space Heating | Natural Gas | Unit Heater | E8 | Utility - Value of Sales | 0 | 0 | 0 | 0 | 0 | 0 | 0 | 0 | 0 | 0 | 0 | 0 | 0 | 0 | 0 | 0 | 0 | 0 | 0 | 0 | 0 | 0 | 0 | 0 | 0 | 0 | 0 | 0 | 0 | 0 | 0 | 0 | 0 | 0 | 0 | 0 | 0 | 0 | 0 | 0 | 0 | 0
F6_Commercial_Grocery_Existing_Space Heating_Natural Gas_Unit Heater_E9 | F6 | Commercial | Grocery | Existing | Space Heating | Natural Gas | Unit Heater | E9 | Utility - Value of Sales | 0 | 0 | 0 | 0 | 0 | 0 | 0 | 0 | 0 | 0 | 0 | 0 | 0 | 0 | 0 | 0 | 0 | 0 | 0 | 0 | 0 | 0 | 0 | 0 | 0 | 0 | 0 | 0 | 0 | 0 | 0 | 0 | 0 | 0 | 0 | 0 | 0 | 0 | 0 | 0 | 0 | 0
F6_Commercial_Grocery_Existing_Space Heating_Natural Gas_Unit Heater_E10 | F6 | Commercial | Grocery | Existing | Space Heating | Natural Gas | Unit Heater | E10 | Utility - Value of Sales | 0 | 0 | 0 | 0 | 0 | 0 | 0 | 0 | 0 | 0 | 0 | 0 | 0 | 0 | 0 | 0 | 0 | 0 | 0 | 0 | 0 | 0 | 0 | 0 | 0 | 0 | 0 | 0 | 0 | 0 | 0 | 0 | 0 | 0 | 0 | 0 | 0 | 0 | 0 | 0 | 0 | 0
F1_Commercial_Grocery_Existing_Water Heating_Natural Gas_Water Heater_E1 | F1 | Commercial | Grocery | Existing | Water Heating | Natural Gas | Water Heater | E1 | RVT - Cost of Equipment | 0.39315 | 0.39256 | 0.39401 | 0.39069 | 0.38859 | 0.39021 | 0.39511 | 0.39898 | 0.40379 | 0.40833 | 0.41287 | 0.41704 | 0.42153 | 0.42621 | 0.43069 | 0.43525 | 0.43988 | 0.44493 | 0.45018 | 0.45573 | 0.4612 | 0.4669 | 0.4722 | 0.47766 | 0.4825 | 0.48671 | 0.49053 | 0.49384 | 0.49642 | 0.49855 | 0.49974 | 0.50054 | 0.50054 | 0 | 0 | 0 | 0 | 0 | 0 | 0 | 0 | 0
F1_Commercial_Grocery_Existing_Water Heating_Natural Gas_Water Heater_E2 | F1 | Commercial | Grocery | Existing | Water Heating | Natural Gas | Water Heater | E2 | RVT - Cost of Equipment | 0.3883 | 0.38771 | 0.38915 | 0.38587 | 0.38379 | 0.38539 | 0.39023 | 0.39405 | 0.3988 | 0.40329 | 0.40777 | 0.41189 | 0.41632 | 0.42094 | 0.42537 | 0.42988 | 0.43445 | 0.43944 | 0.44462 | 0.4501 | 0.45551 | 0.46114 | 0.46637 | 0.47177 | 0.47655 | 0.4807 | 0.48447 | 0.48774 | 0.49029 | 0.4924 | 0.49357 | 0.49436 | 0.49436 | 0 | 0 | 0 | 0 | 0 | 0 | 0 | 0 | 0
F1_Commercial_Grocery_Existing_Water Heating_Natural Gas_Water Heater_E3 | F1 | Commercial | Grocery | Existing | Water Heating | Natural Gas | Water Heater | E3 | RVT - Cost of Equipment | 0.35741 | 0.35687 | 0.35819 | 0.35518 | 0.35326 | 0.35473 | 0.35919 | 0.36271 | 0.36708 | 0.37121 | 0.37534 | 0.37913 | 0.38321 | 0.38746 | 0.39153 | 0.39568 | 0.39989 | 0.40449 | 0.40926 | 0.4143 | 0.41927 | 0.42446 | 0.42927 | 0.43424 | 0.43864 | 0.44246 | 0.44593 | 0.44894 | 0.45129 | 0.45323 | 0.45431 | 0.45504 | 0.45504 | 0 | 0 | 0 | 0 | 0 | 0 | 0 | 0 | 0
F1_Commercial_Grocery_Existing_Water Heating_Natural Gas_Water Heater_E4 | F1 | Commercial | Grocery | Existing | Water Heating | Natural Gas | Water Heater | E4 | RVT - Cost of Equipment | 0.33459 | 0.33409 | 0.33533 | 0.33251 | 0.33071 | 0.33209 | 0.33626 | 0.33956 | 0.34365 | 0.34751 | 0.35138 | 0.35493 | 0.35875 | 0.36273 | 0.36654 | 0.37042 | 0.37437 | 0.37867 | 0.38313 | 0.38785 | 0.39251 | 0.39736 | 0.40187 | 0.40652 | 0.41064 | 0.41422 | 0.41747 | 0.42029 | 0.42249 | 0.4243 | 0.42531 | 0.42599 | 0.42599 | 0 | 0 | 0 | 0 | 0 | 0 | 0 | 0 | 0
F1_Commercial_Grocery_Existing_Water Heating_Natural Gas_Water Heater_E5 | F1 | Commercial | Grocery | Existing | Water Heating | Natural Gas | Water Heater | E5 | RVT - Cost of Equipment | 0.32762 | 0.32713 | 0.32834 | 0.32558 | 0.32382 | 0.32517 | 0.32925 | 0.33248 | 0.33649 | 0.34027 | 0.34406 | 0.34753 | 0.35127 | 0.35517 | 0.3589 | 0.36271 | 0.36657 | 0.37078 | 0.37515 | 0.37977 | 0.38433 | 0.38909 | 0.3935 | 0.39805 | 0.40209 | 0.40559 | 0.40877 | 0.41153 | 0.41368 | 0.41546 | 0.41645 | 0.41712 | 0.41712 | 0 | 0 | 0 | 0 | 0 | 0 | 0 | 0 | 0
F1_Commercial_Grocery_Existing_Water Heating_Natural Gas_Water Heater_E6 | F1 | Commercial | Grocery | Existing | Water Heating | Natural Gas | Water Heater | E6 | RVT - Cost of Equipment | 0.32094 | 0.32046 | 0.32164 | 0.31893 | 0.31721 | 0.31854 | 0.32253 | 0.3257 | 0.32962 | 0.33333 | 0.33704 | 0.34044 | 0.3441 | 0.34792 | 0.35158 | 0.35531 | 0.35909 | 0.36321 | 0.3675 | 0.37202 | 0.37649 | 0.38114 | 0.38547 | 0.38993 | 0.39388 | 0.39731 | 0.40043 | 0.40313 | 0.40524 | 0.40698 | 0.40795 | 0.4086 | 0.4086 | 0 | 0 | 0 | 0 | 0 | 0 | 0 | 0 | 0
F1_Commercial_Grocery_Existing_Water Heating_Natural Gas_Water Heater_E7 | F1 | Commercial | Grocery | Existing | Water Heating | Natural Gas | Water Heater | E7 | RVT - Cost of Equipment | 0.21002 | 0.21027 | 0.21135 | 0.21036 | 0.2099 | 0.21102 | 0.21355 | 0.21565 | 0.21817 | 0.22063 | 0.22311 | 0.22546 | 0.22796 | 0.23054 | 0.23306 | 0.23563 | 0.23821 | 0.24097 | 0.24375 | 0.24659 | 0.24928 | 0.25197 | 0.25437 | 0.25677 | 0.25885 | 0.26066 | 0.2623 | 0.26373 | 0.26484 | 0.26575 | 0.26627 | 0.26661 | 0.26661 | 0 | 0 | 0 | 0 | 0 | 0 | 0 | 0 | 0
F1_Commercial_Grocery_Existing_Water Heating_Natural Gas_Water Heater_E8 | F1 | Commercial | Grocery | Existing | Water Heating | Natural Gas | Water Heater | E8 | RVT - Cost of Equipment | 0 | 0 | 0 | 0 | 0 | 0 | 0 | 0 | 0 | 0 | 0 | 0 | 0 | 0 | 0 | 0 | 0 | 0 | 0 | 0 | 0 | 0 | 0 | 0 | 0 | 0 | 0 | 0 | 0 | 0 | 0 | 0 | 0 | 0 | 0 | 0 | 0 | 0 | 0 | 0 | 0 | 0
F1_Commercial_Grocery_Existing_Water Heating_Natural Gas_Water Heater_E9 | F1 | Commercial | Grocery | Existing | Water Heating | Natural Gas | Water Heater | E9 | RVT - Cost of Equipment | 0 | 0 | 0 | 0 | 0 | 0 | 0 | 0 | 0 | 0 | 0 | 0 | 0 | 0 | 0 | 0 | 0 | 0 | 0 | 0 | 0 | 0 | 0 | 0 | 0 | 0 | 0 | 0 | 0 | 0 | 0 | 0 | 0 | 0 | 0 | 0 | 0 | 0 | 0 | 0 | 0 | 0
F1_Commercial_Grocery_Existing_Water Heating_Natural Gas_Water Heater_E10 | F1 | Commercial | Grocery | Existing | Water Heating | Natural Gas | Water Heater | E10 | RVT - Cost of Equipment | 0 | 0 | 0 | 0 | 0 | 0 | 0 | 0 | 0 | 0 | 0 | 0 | 0 | 0 | 0 | 0 | 0 | 0 | 0 | 0 | 0 | 0 | 0 | 0 | 0 | 0 | 0 | 0 | 0 | 0 | 0 | 0 | 0 | 0 | 0 | 0 | 0 | 0 | 0 | 0 | 0 | 0
F2_Commercial_Grocery_Existing_Water Heating_Natural Gas_Water Heater_E1 | F2 | Commercial | Grocery | Existing | Water Heating | Natural Gas | Water Heater | E1 | RVT - Cost of Operation | 0.47102 | 0.47031 | 0.47205 | 0.46808 | 0.46555 | 0.46749 | 0.47336 | 0.478 | 0.48376 | 0.4892 | 0.49465 | 0.49964 | 0.50502 | 0.51062 | 0.51599 | 0.52146 | 0.52701 | 0.53306 | 0.53935 | 0.54599 | 0.55255 | 0.55938 | 0.56572 | 0.57227 | 0.57807 | 0.58311 | 0.58768 | 0.59165 | 0.59475 | 0.5973 | 0.59872 | 0.59968 | 0.59968 | 0 | 0 | 0 | 0 | 0 | 0 | 0 | 0 | 0
F2_Commercial_Grocery_Existing_Water Heating_Natural Gas_Water Heater_E2 | F2 | Commercial | Grocery | Existing | Water Heating | Natural Gas | Water Heater | E2 | RVT - Cost of Operation | 0.4652 | 0.46451 | 0.46623 | 0.4623 | 0.45981 | 0.46172 | 0.46752 | 0.4721 | 0.47779 | 0.48316 | 0.48854 | 0.49347 | 0.49878 | 0.50432 | 0.50962 | 0.51502 | 0.5205 | 0.52648 | 0.53269 | 0.53925 | 0.54573 | 0.55247 | 0.55874 | 0.56521 | 0.57093 | 0.57591 | 0.58043 | 0.58435 | 0.5874 | 0.58992 | 0.59133 | 0.59227 | 0.59227 | 0 | 0 | 0 | 0 | 0 | 0 | 0 | 0 | 0
F2_Commercial_Grocery_Existing_Water Heating_Natural Gas_Water Heater_E3 | F2 | Commercial | Grocery | Existing | Water Heating | Natural Gas | Water Heater | E3 | RVT - Cost of Operation | 0.4282 | 0.42756 | 0.42914 | 0.42552 | 0.42323 | 0.42499 | 0.43033 | 0.43455 | 0.43979 | 0.44473 | 0.44968 | 0.45422 | 0.45911 | 0.4642 | 0.46908 | 0.47405 | 0.4791 | 0.4846 | 0.49032 | 0.49636 | 0.50232 | 0.50853 | 0.51429 | 0.52025 | 0.52552 | 0.5301 | 0.53426 | 0.53786 | 0.54068 | 0.543 | 0.54429 | 0.54516 | 0.54516 | 0 | 0 | 0 | 0 | 0 | 0 | 0 | 0 | 0
F2_Commercial_Grocery_Existing_Water Heating_Natural Gas_Water Heater_E4 | F2 | Commercial | Grocery | Existing | Water Heating | Natural Gas | Water Heater | E4 | RVT - Cost of Operation | 0.40087 | 0.40027 | 0.40175 | 0.39836 | 0.39622 | 0.39787 | 0.40286 | 0.40681 | 0.41171 | 0.41634 | 0.42098 | 0.42523 | 0.4298 | 0.43457 | 0.43914 | 0.44379 | 0.44852 | 0.45367 | 0.45902 | 0.46467 | 0.47025 | 0.47607 | 0.48147 | 0.48704 | 0.49197 | 0.49626 | 0.50016 | 0.50353 | 0.50617 | 0.50834 | 0.50955 | 0.51036 | 0.51036 | 0 | 0 | 0 | 0 | 0 | 0 | 0 | 0 | 0
F2_Commercial_Grocery_Existing_Water Heating_Natural Gas_Water Heater_E5 | F2 | Commercial | Grocery | Existing | Water Heating | Natural Gas | Water Heater | E5 | RVT - Cost of Operation | 0.39252 | 0.39193 | 0.39338 | 0.39006 | 0.38796 | 0.38958 | 0.39447 | 0.39834 | 0.40314 | 0.40767 | 0.4122 | 0.41637 | 0.42085 | 0.42552 | 0.42999 | 0.43455 | 0.43917 | 0.44422 | 0.44946 | 0.45499 | 0.46046 | 0.46615 | 0.47144 | 0.47689 | 0.48172 | 0.48593 | 0.48974 | 0.49304 | 0.49562 | 0.49775 | 0.49894 | 0.49973 | 0.49973 | 0 | 0 | 0 | 0 | 0 | 0 | 0 | 0 | 0
F2_Commercial_Grocery_Existing_Water Heating_Natural Gas_Water Heater_E6 | F2 | Commercial | Grocery | Existing | Water Heating | Natural Gas | Water Heater | E6 | RVT - Cost of Operation | 0.3845 | 0.38393 | 0.38535 | 0.3821 | 0.38004 | 0.38163 | 0.38642 | 0.39021 | 0.39491 | 0.39935 | 0.40379 | 0.40787 | 0.41226 | 0.41683 | 0.42122 | 0.42568 | 0.43021 | 0.43515 | 0.44028 | 0.44571 | 0.45106 | 0.45664 | 0.46181 | 0.46716 | 0.47189 | 0.47601 | 0.47974 | 0.48298 | 0.48551 | 0.48759 | 0.48875 | 0.48953 | 0.48953 | 0 | 0 | 0 | 0 | 0 | 0 | 0 | 0 | 0
F2_Commercial_Grocery_Existing_Water Heating_Natural Gas_Water Heater_E7 | F2 | Commercial | Grocery | Existing | Water Heating | Natural Gas | Water Heater | E7 | RVT - Cost of Operation | 0.25162 | 0.25191 | 0.25321 | 0.25203 | 0.25147 | 0.25281 | 0.25584 | 0.25836 | 0.26138 | 0.26433 | 0.2673 | 0.27011 | 0.27311 | 0.2762 | 0.27922 | 0.2823 | 0.2854 | 0.28869 | 0.29203 | 0.29543 | 0.29866 | 0.30187 | 0.30475 | 0.30763 | 0.31012 | 0.31229 | 0.31426 | 0.31596 | 0.31729 | 0.31839 | 0.319 | 0.31941 | 0.31941 | 0 | 0 | 0 | 0 | 0 | 0 | 0 | 0 | 0
F2_Commercial_Grocery_Existing_Water Heating_Natural Gas_Water Heater_E8 | F2 | Commercial | Grocery | Existing | Water Heating | Natural Gas | Water Heater | E8 | RVT - Cost of Operation | 0 | 0 | 0 | 0 | 0 | 0 | 0 | 0 | 0 | 0 | 0 | 0 | 0 | 0 | 0 | 0 | 0 | 0 | 0 | 0 | 0 | 0 | 0 | 0 | 0 | 0 | 0 | 0 | 0 | 0 | 0 | 0 | 0 | 0 | 0 | 0 | 0 | 0 | 0 | 0 | 0 | 0
F2_Commercial_Grocery_Existing_Water Heating_Natural Gas_Water Heater_E9 | F2 | Commercial | Grocery | Existing | Water Heating | Natural Gas | Water Heater | E9 | RVT - Cost of Operation | 0 | 0 | 0 | 0 | 0 | 0 | 0 | 0 | 0 | 0 | 0 | 0 | 0 | 0 | 0 | 0 | 0 | 0 | 0 | 0 | 0 | 0 | 0 | 0 | 0 | 0 | 0 | 0 | 0 | 0 | 0 | 0 | 0 | 0 | 0 | 0 | 0 | 0 | 0 | 0 | 0 | 0
F2_Commercial_Grocery_Existing_Water Heating_Natural Gas_Water Heater_E10 | F2 | Commercial | Grocery | Existing | Water Heating | Natural Gas | Water Heater | E10 | RVT - Cost of Operation | 0 | 0 | 0 | 0 | 0 | 0 | 0 | 0 | 0 | 0 | 0 | 0 | 0 | 0 | 0 | 0 | 0 | 0 | 0 | 0 | 0 | 0 | 0 | 0 | 0 | 0 | 0 | 0 | 0 | 0 | 0 | 0 | 0 | 0 | 0 | 0 | 0 | 0 | 0 | 0 | 0 | 0
F3_Commercial_Grocery_Existing_Water Heating_Natural Gas_Water Heater_E1 | F3 | Commercial | Grocery | Existing | Water Heating | Natural Gas | Water Heater | E1 | System - kBTUs of Consumption | 0.038687 | 0.038687 | 0.038687 | 0.038687 | 0.038687 | 0.038687 | 0.038687 | 0.038687 | 0.038687 | 0.038687 | 0.038687 | 0.038687 | 0.038687 | 0.038687 | 0.038687 | 0.038687 | 0.038687 | 0.038687 | 0.038687 | 0.038687 | 0.038687 | 0.038687 | 0.038687 | 0.038687 | 0.038687 | 0.038687 | 0.038687 | 0.038687 | 0.038687 | 0.038687 | 0.038687 | 0.038687 | 0.038687 | 0 | 0 | 0 | 0 | 0 | 0 | 0 | 0 | 0
F3_Commercial_Grocery_Existing_Water Heating_Natural Gas_Water Heater_E2 | F3 | Commercial | Grocery | Existing | Water Heating | Natural Gas | Water Heater | E2 | System - kBTUs of Consumption | 0.038677 | 0.038677 | 0.038677 | 0.038677 | 0.038677 | 0.038677 | 0.038677 | 0.038677 | 0.038677 | 0.038677 | 0.038677 | 0.038677 | 0.038677 | 0.038677 | 0.038677 | 0.038677 | 0.038677 | 0.038677 | 0.038677 | 0.038677 | 0.038677 | 0.038677 | 0.038677 | 0.038677 | 0.038677 | 0.038677 | 0.038677 | 0.038677 | 0.038677 | 0.038677 | 0.038677 | 0.038677 | 0.038677 | 0 | 0 | 0 | 0 | 0 | 0 | 0 | 0 | 0
F3_Commercial_Grocery_Existing_Water Heating_Natural Gas_Water Heater_E3 | F3 | Commercial | Grocery | Existing | Water Heating | Natural Gas | Water Heater | E3 | System - kBTUs of Consumption | 0.039241 | 0.039241 | 0.039241 | 0.039241 | 0.039241 | 0.039241 | 0.039241 | 0.039241 | 0.039241 | 0.039241 | 0.039241 | 0.039241 | 0.039241 | 0.039241 | 0.039241 | 0.039241 | 0.039241 | 0.039241 | 0.039241 | 0.039241 | 0.039241 | 0.039241 | 0.039241 | 0.039241 | 0.039241 | 0.039241 | 0.039241 | 0.039241 | 0.039241 | 0.039241 | 0.039241 | 0.039241 | 0.039241 | 0 | 0 | 0 | 0 | 0 | 0 | 0 | 0 | 0
F3_Commercial_Grocery_Existing_Water Heating_Natural Gas_Water Heater_E4 | F3 | Commercial | Grocery | Existing | Water Heating | Natural Gas | Water Heater | E4 | System - kBTUs of Consumption | 0.039804 | 0.039804 | 0.039804 | 0.039804 | 0.039804 | 0.039804 | 0.039804 | 0.039804 | 0.039804 | 0.039804 | 0.039804 | 0.039804 | 0.039804 | 0.039804 | 0.039804 | 0.039804 | 0.039804 | 0.039804 | 0.039804 | 0.039804 | 0.039804 | 0.039804 | 0.039804 | 0.039804 | 0.039804 | 0.039804 | 0.039804 | 0.039804 | 0.039804 | 0.039804 | 0.039804 | 0.039804 | 0.039804 | 0 | 0 | 0 | 0 | 0 | 0 | 0 | 0 | 0
F3_Commercial_Grocery_Existing_Water Heating_Natural Gas_Water Heater_E5 | F3 | Commercial | Grocery | Existing | Water Heating | Natural Gas | Water Heater | E5 | System - kBTUs of Consumption | 0.040651 | 0.040651 | 0.040651 | 0.040651 | 0.040651 | 0.040651 | 0.040651 | 0.040651 | 0.040651 | 0.040651 | 0.040651 | 0.040651 | 0.040651 | 0.040651 | 0.040651 | 0.040651 | 0.040651 | 0.040651 | 0.040651 | 0.040651 | 0.040651 | 0.040651 | 0.040651 | 0.040651 | 0.040651 | 0.040651 | 0.040651 | 0.040651 | 0.040651 | 0.040651 | 0.040651 | 0.040651 | 0.040651 | 0 | 0 | 0 | 0 | 0 | 0 | 0 | 0 | 0
F3_Commercial_Grocery_Existing_Water Heating_Natural Gas_Water Heater_E6 | F3 | Commercial | Grocery | Existing | Water Heating | Natural Gas | Water Heater | E6 | System - kBTUs of Consumption | 0.03384 | 0.03384 | 0.03384 | 0.03384 | 0.03384 | 0.03384 | 0.03384 | 0.03384 | 0.03384 | 0.03384 | 0.03384 | 0.03384 | 0.03384 | 0.03384 | 0.03384 | 0.03384 | 0.03384 | 0.03384 | 0.03384 | 0.03384 | 0.03384 | 0.03384 | 0.03384 | 0.03384 | 0.03384 | 0.03384 | 0.03384 | 0.03384 | 0.03384 | 0.03384 | 0.03384 | 0.03384 | 0.03384 | 0 | 0 | 0 | 0 | 0 | 0 | 0 | 0 | 0
F3_Commercial_Grocery_Existing_Water Heating_Natural Gas_Water Heater_E7 | F3 | Commercial | Grocery | Existing | Water Heating | Natural Gas | Water Heater | E7 | System - kBTUs of Consumption | 0.029477 | 0.029477 | 0.029477 | 0.029477 | 0.029477 | 0.029477 | 0.029477 | 0.029477 | 0.029477 | 0.029477 | 0.029477 | 0.029477 | 0.029477 | 0.029477 | 0.029477 | 0.029477 | 0.029477 | 0.029477 | 0.029477 | 0.029477 | 0.029477 | 0.029477 | 0.029477 | 0.029477 | 0.029477 | 0.029477 | 0.029477 | 0.029477 | 0.029477 | 0.029477 | 0.029477 | 0.029477 | 0.029477 | 0 | 0 | 0 | 0 | 0 | 0 | 0 | 0 | 0
F3_Commercial_Grocery_Existing_Water Heating_Natural Gas_Water Heater_E8 | F3 | Commercial | Grocery | Existing | Water Heating | Natural Gas | Water Heater | E8 | System - kBTUs of Consumption | 0 | 0 | 0 | 0 | 0 | 0 | 0 | 0 | 0 | 0 | 0 | 0 | 0 | 0 | 0 | 0 | 0 | 0 | 0 | 0 | 0 | 0 | 0 | 0 | 0 | 0 | 0 | 0 | 0 | 0 | 0 | 0 | 0 | 0 | 0 | 0 | 0 | 0 | 0 | 0 | 0 | 0
F3_Commercial_Grocery_Existing_Water Heating_Natural Gas_Water Heater_E9 | F3 | Commercial | Grocery | Existing | Water Heating | Natural Gas | Water Heater | E9 | System - kBTUs of Consumption | 0 | 0 | 0 | 0 | 0 | 0 | 0 | 0 | 0 | 0 | 0 | 0 | 0 | 0 | 0 | 0 | 0 | 0 | 0 | 0 | 0 | 0 | 0 | 0 | 0 | 0 | 0 | 0 | 0 | 0 | 0 | 0 | 0 | 0 | 0 | 0 | 0 | 0 | 0 | 0 | 0 | 0
F3_Commercial_Grocery_Existing_Water Heating_Natural Gas_Water Heater_E10 | F3 | Commercial | Grocery | Existing | Water Heating | Natural Gas | Water Heater | E10 | System - kBTUs of Consumption | 0 | 0 | 0 | 0 | 0 | 0 | 0 | 0 | 0 | 0 | 0 | 0 | 0 | 0 | 0 | 0 | 0 | 0 | 0 | 0 | 0 | 0 | 0 | 0 | 0 | 0 | 0 | 0 | 0 | 0 | 0 | 0 | 0 | 0 | 0 | 0 | 0 | 0 | 0 | 0 | 0 | 0
F4_Commercial_Grocery_Existing_Water Heating_Natural Gas_Water Heater_E1 | F4 | Commercial | Grocery | Existing | Water Heating | Natural Gas | Water Heater | E1 | Utility - Cost of Equipment | 0.47102 | 0.47031 | 0.47205 | 0.46808 | 0.46555 | 0.46749 | 0.47336 | 0.478 | 0.48376 | 0.4892 | 0.49465 | 0.49964 | 0.50502 | 0.51062 | 0.51599 | 0.52146 | 0.52701 | 0.53306 | 0.53935 | 0.54599 | 0.55255 | 0.55938 | 0.56572 | 0.57227 | 0.57807 | 0.58311 | 0.58768 | 0.59165 | 0.59475 | 0.5973 | 0.59872 | 0.59968 | 0.59968 | 0 | 0 | 0 | 0 | 0 | 0 | 0 | 0 | 0
F4_Commercial_Grocery_Existing_Water Heating_Natural Gas_Water Heater_E2 | F4 | Commercial | Grocery | Existing | Water Heating | Natural Gas | Water Heater | E2 | Utility - Cost of Equipment | 0.4652 | 0.46451 | 0.46623 | 0.4623 | 0.45981 | 0.46172 | 0.46752 | 0.4721 | 0.47779 | 0.48316 | 0.48854 | 0.49347 | 0.49878 | 0.50432 | 0.50962 | 0.51502 | 0.5205 | 0.52648 | 0.53269 | 0.53925 | 0.54573 | 0.55247 | 0.55874 | 0.56521 | 0.57093 | 0.57591 | 0.58043 | 0.58435 | 0.5874 | 0.58992 | 0.59133 | 0.59227 | 0.59227 | 0 | 0 | 0 | 0 | 0 | 0 | 0 | 0 | 0
F4_Commercial_Grocery_Existing_Water Heating_Natural Gas_Water Heater_E3 | F4 | Commercial | Grocery | Existing | Water Heating | Natural Gas | Water Heater | E3 | Utility - Cost of Equipment | 0.4282 | 0.42756 | 0.42914 | 0.42552 | 0.42323 | 0.42499 | 0.43033 | 0.43455 | 0.43979 | 0.44473 | 0.44968 | 0.45422 | 0.45911 | 0.4642 | 0.46908 | 0.47405 | 0.4791 | 0.4846 | 0.49032 | 0.49636 | 0.50232 | 0.50853 | 0.51429 | 0.52025 | 0.52552 | 0.5301 | 0.53426 | 0.53786 | 0.54068 | 0.543 | 0.54429 | 0.54516 | 0.54516 | 0 | 0 | 0 | 0 | 0 | 0 | 0 | 0 | 0
F4_Commercial_Grocery_Existing_Water Heating_Natural Gas_Water Heater_E4 | F4 | Commercial | Grocery | Existing | Water Heating | Natural Gas | Water Heater | E4 | Utility - Cost of Equipment | 0.40087 | 0.40027 | 0.40175 | 0.39836 | 0.39622 | 0.39787 | 0.40286 | 0.40681 | 0.41171 | 0.41634 | 0.42098 | 0.42523 | 0.4298 | 0.43457 | 0.43914 | 0.44379 | 0.44852 | 0.45367 | 0.45902 | 0.46467 | 0.47025 | 0.47607 | 0.48147 | 0.48704 | 0.49197 | 0.49626 | 0.50016 | 0.50353 | 0.50617 | 0.50834 | 0.50955 | 0.51036 | 0.51036 | 0 | 0 | 0 | 0 | 0 | 0 | 0 | 0 | 0
F4_Commercial_Grocery_Existing_Water Heating_Natural Gas_Water Heater_E5 | F4 | Commercial | Grocery | Existing | Water Heating | Natural Gas | Water Heater | E5 | Utility - Cost of Equipment | 0.39252 | 0.39193 | 0.39338 | 0.39006 | 0.38796 | 0.38958 | 0.39447 | 0.39834 | 0.40314 | 0.40767 | 0.4122 | 0.41637 | 0.42085 | 0.42552 | 0.42999 | 0.43455 | 0.43917 | 0.44422 | 0.44946 | 0.45499 | 0.46046 | 0.46615 | 0.47144 | 0.47689 | 0.48172 | 0.48593 | 0.48974 | 0.49304 | 0.49562 | 0.49775 | 0.49894 | 0.49973 | 0.49973 | 0 | 0 | 0 | 0 | 0 | 0 | 0 | 0 | 0
F4_Commercial_Grocery_Existing_Water Heating_Natural Gas_Water Heater_E6 | F4 | Commercial | Grocery | Existing | Water Heating | Natural Gas | Water Heater | E6 | Utility - Cost of Equipment | 0.3845 | 0.38393 | 0.38535 | 0.3821 | 0.38004 | 0.38163 | 0.38642 | 0.39021 | 0.39491 | 0.39935 | 0.40379 | 0.40787 | 0.41226 | 0.41683 | 0.42122 | 0.42568 | 0.43021 | 0.43515 | 0.44028 | 0.44571 | 0.45106 | 0.45664 | 0.46181 | 0.46716 | 0.47189 | 0.47601 | 0.47974 | 0.48298 | 0.48551 | 0.48759 | 0.48875 | 0.48953 | 0.48953 | 0 | 0 | 0 | 0 | 0 | 0 | 0 | 0 | 0
F4_Commercial_Grocery_Existing_Water Heating_Natural Gas_Water Heater_E7 | F4 | Commercial | Grocery | Existing | Water Heating | Natural Gas | Water Heater | E7 | Utility - Cost of Equipment | 0.25162 | 0.25191 | 0.25321 | 0.25203 | 0.25147 | 0.25281 | 0.25584 | 0.25836 | 0.26138 | 0.26433 | 0.2673 | 0.27011 | 0.27311 | 0.2762 | 0.27922 | 0.2823 | 0.2854 | 0.28869 | 0.29203 | 0.29543 | 0.29866 | 0.30187 | 0.30475 | 0.30763 | 0.31012 | 0.31229 | 0.31426 | 0.31596 | 0.31729 | 0.31839 | 0.319 | 0.31941 | 0.31941 | 0 | 0 | 0 | 0 | 0 | 0 | 0 | 0 | 0
F4_Commercial_Grocery_Existing_Water Heating_Natural Gas_Water Heater_E8 | F4 | Commercial | Grocery | Existing | Water Heating | Natural Gas | Water Heater | E8 | Utility - Cost of Equipment | 0 | 0 | 0 | 0 | 0 | 0 | 0 | 0 | 0 | 0 | 0 | 0 | 0 | 0 | 0 | 0 | 0 | 0 | 0 | 0 | 0 | 0 | 0 | 0 | 0 | 0 | 0 | 0 | 0 | 0 | 0 | 0 | 0 | 0 | 0 | 0 | 0 | 0 | 0 | 0 | 0 | 0
F4_Commercial_Grocery_Existing_Water Heating_Natural Gas_Water Heater_E9 | F4 | Commercial | Grocery | Existing | Water Heating | Natural Gas | Water Heater | E9 | Utility - Cost of Equipment | 0 | 0 | 0 | 0 | 0 | 0 | 0 | 0 | 0 | 0 | 0 | 0 | 0 | 0 | 0 | 0 | 0 | 0 | 0 | 0 | 0 | 0 | 0 | 0 | 0 | 0 | 0 | 0 | 0 | 0 | 0 | 0 | 0 | 0 | 0 | 0 | 0 | 0 | 0 | 0 | 0 | 0
F4_Commercial_Grocery_Existing_Water Heating_Natural Gas_Water Heater_E10 | F4 | Commercial | Grocery | Existing | Water Heating | Natural Gas | Water Heater | E10 | Utility - Cost of Equipment | 0 | 0 | 0 | 0 | 0 | 0 | 0 | 0 | 0 | 0 | 0 | 0 | 0 | 0 | 0 | 0 | 0 | 0 | 0 | 0 | 0 | 0 | 0 | 0 | 0 | 0 | 0 | 0 | 0 | 0 | 0 | 0 | 0 | 0 | 0 | 0 | 0 | 0 | 0 | 0 | 0 | 0
F5_Commercial_Grocery_Existing_Water Heating_Natural Gas_Water Heater_E1 | F5 | Commercial | Grocery | Existing | Water Heating | Natural Gas | Water Heater | E1 | Utility - Cost of Operation | 0.038687 | 0.038687 | 0.038687 | 0.038687 | 0.038687 | 0.038687 | 0.038687 | 0.038687 | 0.038687 | 0.038687 | 0.038687 | 0.038687 | 0.038687 | 0.038687 | 0.038687 | 0.038687 | 0.038687 | 0.038687 | 0.038687 | 0.038687 | 0.038687 | 0.038687 | 0.038687 | 0.038687 | 0.038687 | 0.038687 | 0.038687 | 0.038687 | 0.038687 | 0.038687 | 0.038687 | 0.038687 | 0.038687 | 0 | 0 | 0 | 0 | 0 | 0 | 0 | 0 | 0
F5_Commercial_Grocery_Existing_Water Heating_Natural Gas_Water Heater_E2 | F5 | Commercial | Grocery | Existing | Water Heating | Natural Gas | Water Heater | E2 | Utility - Cost of Operation | 0.038677 | 0.038677 | 0.038677 | 0.038677 | 0.038677 | 0.038677 | 0.038677 | 0.038677 | 0.038677 | 0.038677 | 0.038677 | 0.038677 | 0.038677 | 0.038677 | 0.038677 | 0.038677 | 0.038677 | 0.038677 | 0.038677 | 0.038677 | 0.038677 | 0.038677 | 0.038677 | 0.038677 | 0.038677 | 0.038677 | 0.038677 | 0.038677 | 0.038677 | 0.038677 | 0.038677 | 0.038677 | 0.038677 | 0 | 0 | 0 | 0 | 0 | 0 | 0 | 0 | 0
F5_Commercial_Grocery_Existing_Water Heating_Natural Gas_Water Heater_E3 | F5 | Commercial | Grocery | Existing | Water Heating | Natural Gas | Water Heater | E3 | Utility - Cost of Operation | 0.039241 | 0.039241 | 0.039241 | 0.039241 | 0.039241 | 0.039241 | 0.039241 | 0.039241 | 0.039241 | 0.039241 | 0.039241 | 0.039241 | 0.039241 | 0.039241 | 0.039241 | 0.039241 | 0.039241 | 0.039241 | 0.039241 | 0.039241 | 0.039241 | 0.039241 | 0.039241 | 0.039241 | 0.039241 | 0.039241 | 0.039241 | 0.039241 | 0.039241 | 0.039241 | 0.039241 | 0.039241 | 0.039241 | 0 | 0 | 0 | 0 | 0 | 0 | 0 | 0 | 0
F5_Commercial_Grocery_Existing_Water Heating_Natural Gas_Water Heater_E4 | F5 | Commercial | Grocery | Existing | Water Heating | Natural Gas | Water Heater | E4 | Utility - Cost of Operation | 0.039804 | 0.039804 | 0.039804 | 0.039804 | 0.039804 | 0.039804 | 0.039804 | 0.039804 | 0.039804 | 0.039804 | 0.039804 | 0.039804 | 0.039804 | 0.039804 | 0.039804 | 0.039804 | 0.039804 | 0.039804 | 0.039804 | 0.039804 | 0.039804 | 0.039804 | 0.039804 | 0.039804 | 0.039804 | 0.039804 | 0.039804 | 0.039804 | 0.039804 | 0.039804 | 0.039804 | 0.039804 | 0.039804 | 0 | 0 | 0 | 0 | 0 | 0 | 0 | 0 | 0
F5_Commercial_Grocery_Existing_Water Heating_Natural Gas_Water Heater_E5 | F5 | Commercial | Grocery | Existing | Water Heating | Natural Gas | Water Heater | E5 | Utility - Cost of Operation | 0.040651 | 0.040651 | 0.040651 | 0.040651 | 0.040651 | 0.040651 | 0.040651 | 0.040651 | 0.040651 | 0.040651 | 0.040651 | 0.040651 | 0.040651 | 0.040651 | 0.040651 | 0.040651 | 0.040651 | 0.040651 | 0.040651 | 0.040651 | 0.040651 | 0.040651 | 0.040651 | 0.040651 | 0.040651 | 0.040651 | 0.040651 | 0.040651 | 0.040651 | 0.040651 | 0.040651 | 0.040651 | 0.040651 | 0 | 0 | 0 | 0 | 0 | 0 | 0 | 0 | 0
F5_Commercial_Grocery_Existing_Water Heating_Natural Gas_Water Heater_E6 | F5 | Commercial | Grocery | Existing | Water Heating | Natural Gas | Water Heater | E6 | Utility - Cost of Operation | 0.03384 | 0.03384 | 0.03384 | 0.03384 | 0.03384 | 0.03384 | 0.03384 | 0.03384 | 0.03384 | 0.03384 | 0.03384 | 0.03384 | 0.03384 | 0.03384 | 0.03384 | 0.03384 | 0.03384 | 0.03384 | 0.03384 | 0.03384 | 0.03384 | 0.03384 | 0.03384 | 0.03384 | 0.03384 | 0.03384 | 0.03384 | 0.03384 | 0.03384 | 0.03384 | 0.03384 | 0.03384 | 0.03384 | 0 | 0 | 0 | 0 | 0 | 0 | 0 | 0 | 0
F5_Commercial_Grocery_Existing_Water Heating_Natural Gas_Water Heater_E7 | F5 | Commercial | Grocery | Existing | Water Heating | Natural Gas | Water Heater | E7 | Utility - Cost of Operation | 0.029477 | 0.029477 | 0.029477 | 0.029477 | 0.029477 | 0.029477 | 0.029477 | 0.029477 | 0.029477 | 0.029477 | 0.029477 | 0.029477 | 0.029477 | 0.029477 | 0.029477 | 0.029477 | 0.029477 | 0.029477 | 0.029477 | 0.029477 | 0.029477 | 0.029477 | 0.029477 | 0.029477 | 0.029477 | 0.029477 | 0.029477 | 0.029477 | 0.029477 | 0.029477 | 0.029477 | 0.029477 | 0.029477 | 0 | 0 | 0 | 0 | 0 | 0 | 0 | 0 | 0
F5_Commercial_Grocery_Existing_Water Heating_Natural Gas_Water Heater_E8 | F5 | Commercial | Grocery | Existing | Water Heating | Natural Gas | Water Heater | E8 | Utility - Cost of Operation | 0 | 0 | 0 | 0 | 0 | 0 | 0 | 0 | 0 | 0 | 0 | 0 | 0 | 0 | 0 | 0 | 0 | 0 | 0 | 0 | 0 | 0 | 0 | 0 | 0 | 0 | 0 | 0 | 0 | 0 | 0 | 0 | 0 | 0 | 0 | 0 | 0 | 0 | 0 | 0 | 0 | 0
F5_Commercial_Grocery_Existing_Water Heating_Natural Gas_Water Heater_E9 | F5 | Commercial | Grocery | Existing | Water Heating | Natural Gas | Water Heater | E9 | Utility - Cost of Operation | 0 | 0 | 0 | 0 | 0 | 0 | 0 | 0 | 0 | 0 | 0 | 0 | 0 | 0 | 0 | 0 | 0 | 0 | 0 | 0 | 0 | 0 | 0 | 0 | 0 | 0 | 0 | 0 | 0 | 0 | 0 | 0 | 0 | 0 | 0 | 0 | 0 | 0 | 0 | 0 | 0 | 0
F5_Commercial_Grocery_Existing_Water Heating_Natural Gas_Water Heater_E10 | F5 | Commercial | Grocery | Existing | Water Heating | Natural Gas | Water Heater | E10 | Utility - Cost of Operation | 0 | 0 | 0 | 0 | 0 | 0 | 0 | 0 | 0 | 0 | 0 | 0 | 0 | 0 | 0 | 0 | 0 | 0 | 0 | 0 | 0 | 0 | 0 | 0 | 0 | 0 | 0 | 0 | 0 | 0 | 0 | 0 | 0 | 0 | 0 | 0 | 0 | 0 | 0 | 0 | 0 | 0
F6_Commercial_Grocery_Existing_Water Heating_Natural Gas_Water Heater_E1 | F6 | Commercial | Grocery | Existing | Water Heating | Natural Gas | Water Heater | E1 | Utility - Value of Sales | 0.31675 | 0.31845 | 0.32119 | 0.32059 | 0.32059 | 0.32059 | 0.32059 | 0.32059 | 0.32059 | 0.32059 | 0.32059 | 0.32059 | 0.32059 | 0.32059 | 0.32059 | 0.32059 | 0.32059 | 0.32059 | 0.32059 | 0.32059 | 0.32059 | 0.32059 | 0.32059 | 0.32059 | 0.32059 | 0.32059 | 0.32059 | 0.32059 | 0.32059 | 0.32059 | 0.32059 | 0.32059 | 0.32059 | 0 | 0 | 0 | 0 | 0 | 0 | 0 | 0 | 0
F6_Commercial_Grocery_Existing_Water Heating_Natural Gas_Water Heater_E2 | F6 | Commercial | Grocery | Existing | Water Heating | Natural Gas | Water Heater | E2 | Utility - Value of Sales | 0.31284 | 0.31452 | 0.31723 | 0.31664 | 0.31664 | 0.31664 | 0.31664 | 0.31664 | 0.31664 | 0.31664 | 0.31664 | 0.31664 | 0.31664 | 0.31664 | 0.31664 | 0.31664 | 0.31664 | 0.31664 | 0.31664 | 0.31664 | 0.31664 | 0.31664 | 0.31664 | 0.31664 | 0.31664 | 0.31664 | 0.31664 | 0.31664 | 0.31664 | 0.31664 | 0.31664 | 0.31664 | 0.31664 | 0 | 0 | 0 | 0 | 0 | 0 | 0 | 0 | 0
F6_Commercial_Grocery_Existing_Water Heating_Natural Gas_Water Heater_E3 | F6 | Commercial | Grocery | Existing | Water Heating | Natural Gas | Water Heater | E3 | Utility - Value of Sales | 0.28795 | 0.2895 | 0.292 | 0.29145 | 0.29145 | 0.29145 | 0.29145 | 0.29145 | 0.29145 | 0.29145 | 0.29145 | 0.29145 | 0.29145 | 0.29145 | 0.29145 | 0.29145 | 0.29145 | 0.29145 | 0.29145 | 0.29145 | 0.29145 | 0.29145 | 0.29145 | 0.29145 | 0.29145 | 0.29145 | 0.29145 | 0.29145 | 0.29145 | 0.29145 | 0.29145 | 0.29145 | 0.29145 | 0 | 0 | 0 | 0 | 0 | 0 | 0 | 0 | 0
F6_Commercial_Grocery_Existing_Water Heating_Natural Gas_Water Heater_E4 | F6 | Commercial | Grocery | Existing | Water Heating | Natural Gas | Water Heater | E4 | Utility - Value of Sales | 0.26957 | 0.27102 | 0.27336 | 0.27285 | 0.27285 | 0.27285 | 0.27285 | 0.27285 | 0.27285 | 0.27285 | 0.27285 | 0.27285 | 0.27285 | 0.27285 | 0.27285 | 0.27285 | 0.27285 | 0.27285 | 0.27285 | 0.27285 | 0.27285 | 0.27285 | 0.27285 | 0.27285 | 0.27285 | 0.27285 | 0.27285 | 0.27285 | 0.27285 | 0.27285 | 0.27285 | 0.27285 | 0.27285 | 0 | 0 | 0 | 0 | 0 | 0 | 0 | 0 | 0
F6_Commercial_Grocery_Existing_Water Heating_Natural Gas_Water Heater_E5 | F6 | Commercial | Grocery | Existing | Water Heating | Natural Gas | Water Heater | E5 | Utility - Value of Sales | 0.26396 | 0.26538 | 0.26766 | 0.26716 | 0.26716 | 0.26716 | 0.26716 | 0.26716 | 0.26716 | 0.26716 | 0.26716 | 0.26716 | 0.26716 | 0.26716 | 0.26716 | 0.26716 | 0.26716 | 0.26716 | 0.26716 | 0.26716 | 0.26716 | 0.26716 | 0.26716 | 0.26716 | 0.26716 | 0.26716 | 0.26716 | 0.26716 | 0.26716 | 0.26716 | 0.26716 | 0.26716 | 0.26716 | 0 | 0 | 0 | 0 | 0 | 0 | 0 | 0 | 0
F6_Commercial_Grocery_Existing_Water Heating_Natural Gas_Water Heater_E6 | F6 | Commercial | Grocery | Existing | Water Heating | Natural Gas | Water Heater | E6 | Utility - Value of Sales | 0.25857 | 0.25996 | 0.2622 | 0.26171 | 0.26171 | 0.26171 | 0.26171 | 0.26171 | 0.26171 | 0.26171 | 0.26171 | 0.26171 | 0.26171 | 0.26171 | 0.26171 | 0.26171 | 0.26171 | 0.26171 | 0.26171 | 0.26171 | 0.26171 | 0.26171 | 0.26171 | 0.26171 | 0.26171 | 0.26171 | 0.26171 | 0.26171 | 0.26171 | 0.26171 | 0.26171 | 0.26171 | 0.26171 | 0 | 0 | 0 | 0 | 0 | 0 | 0 | 0 | 0
F6_Commercial_Grocery_Existing_Water Heating_Natural Gas_Water Heater_E7 | F6 | Commercial | Grocery | Existing | Water Heating | Natural Gas | Water Heater | E7 | Utility - Value of Sales | 0.16941 | 0.17011 | 0.17123 | 0.17098 | 0.17098 | 0.17098 | 0.17098 | 0.17098 | 0.17098 | 0.17098 | 0.17098 | 0.17098 | 0.17098 | 0.17098 | 0.17098 | 0.17098 | 0.17098 | 0.17098 | 0.17098 | 0.17098 | 0.17098 | 0.17098 | 0.17098 | 0.17098 | 0.17098 | 0.17098 | 0.17098 | 0.17098 | 0.17098 | 0.17098 | 0.17098 | 0.17098 | 0.17098 | 0 | 0 | 0 | 0 | 0 | 0 | 0 | 0 | 0
F6_Commercial_Grocery_Existing_Water Heating_Natural Gas_Water Heater_E8 | F6 | Commercial | Grocery | Existing | Water Heating | Natural Gas | Water Heater | E8 | Utility - Value of Sales | 0 | 0 | 0 | 0 | 0 | 0 | 0 | 0 | 0 | 0 | 0 | 0 | 0 | 0 | 0 | 0 | 0 | 0 | 0 | 0 | 0 | 0 | 0 | 0 | 0 | 0 | 0 | 0 | 0 | 0 | 0 | 0 | 0 | 0 | 0 | 0 | 0 | 0 | 0 | 0 | 0 | 0
F6_Commercial_Grocery_Existing_Water Heating_Natural Gas_Water Heater_E9 | F6 | Commercial | Grocery | Existing | Water Heating | Natural Gas | Water Heater | E9 | Utility - Value of Sales | 0 | 0 | 0 | 0 | 0 | 0 | 0 | 0 | 0 | 0 | 0 | 0 | 0 | 0 | 0 | 0 | 0 | 0 | 0 | 0 | 0 | 0 | 0 | 0 | 0 | 0 | 0 | 0 | 0 | 0 | 0 | 0 | 0 | 0 | 0 | 0 | 0 | 0 | 0 | 0 | 0 | 0
F6_Commercial_Grocery_Existing_Water Heating_Natural Gas_Water Heater_E10 | F6 | Commercial | Grocery | Existing | Water Heating | Natural Gas | Water Heater | E10 | Utility - Value of Sales | 0 | 0 | 0 | 0 | 0 | 0 | 0 | 0 | 0 | 0 | 0 | 0 | 0 | 0 | 0 | 0 | 0 | 0 | 0 | 0 | 0 | 0 | 0 | 0 | 0 | 0 | 0 | 0 | 0 | 0 | 0 | 0 | 0 | 0 | 0 | 0 | 0 | 0 | 0 | 0 | 0 | 0
F1_Commercial_Grocery_Existing_Food Preparation_Natural Gas_Oven_E1 | F1 | Commercial | Grocery | Existing | Food Preparation | Natural Gas | Oven | E1 | RVT - Cost of Equipment | 0.10016 | 0.10019 | 0.10069 | 0.10001 | 0.099614 | 0.09996 | 0.10093 | 0.10172 | 0.10268 | 0.10359 | 0.10451 | 0.10536 | 0.10627 | 0.10722 | 0.10813 | 0.10906 | 0.11 | 0.11102 | 0.11208 | 0.1132 | 0.11428 | 0.1154 | 0.11643 | 0.11748 | 0.11841 | 0.11921 | 0.11995 | 0.12058 | 0.12107 | 0.12148 | 0.1217 | 0.12184 | 0.12184 | 0 | 0 | 0 | 0 | 0 | 0 | 0 | 0 | 0
F1_Commercial_Grocery_Existing_Food Preparation_Natural Gas_Oven_E2 | F1 | Commercial | Grocery | Existing | Food Preparation | Natural Gas | Oven | E2 | RVT - Cost of Equipment | 0.057355 | 0.05737 | 0.057656 | 0.057271 | 0.057042 | 0.05724 | 0.057798 | 0.058245 | 0.058795 | 0.059321 | 0.059845 | 0.060332 | 0.060855 | 0.061399 | 0.061919 | 0.06245 | 0.062988 | 0.063574 | 0.064181 | 0.06482 | 0.065441 | 0.066082 | 0.066669 | 0.067273 | 0.067805 | 0.068266 | 0.068684 | 0.069046 | 0.069329 | 0.069561 | 0.069687 | 0.069772 | 0.069772 | 0 | 0 | 0 | 0 | 0 | 0 | 0 | 0 | 0
F1_Commercial_Grocery_Existing_Food Preparation_Natural Gas_Oven_E3 | F1 | Commercial | Grocery | Existing | Food Preparation | Natural Gas | Oven | E3 | RVT - Cost of Equipment | 0 | 0 | 0 | 0 | 0 | 0 | 0 | 0 | 0 | 0 | 0 | 0 | 0 | 0 | 0 | 0 | 0 | 0 | 0 | 0 | 0 | 0 | 0 | 0 | 0 | 0 | 0 | 0 | 0 | 0 | 0 | 0 | 0 | 0 | 0 | 0 | 0 | 0 | 0 | 0 | 0 | 0
F1_Commercial_Grocery_Existing_Food Preparation_Natural Gas_Oven_E4 | F1 | Commercial | Grocery | Existing | Food Preparation | Natural Gas | Oven | E4 | RVT - Cost of Equipment | 0 | 0 | 0 | 0 | 0 | 0 | 0 | 0 | 0 | 0 | 0 | 0 | 0 | 0 | 0 | 0 | 0 | 0 | 0 | 0 | 0 | 0 | 0 | 0 | 0 | 0 | 0 | 0 | 0 | 0 | 0 | 0 | 0 | 0 | 0 | 0 | 0 | 0 | 0 | 0 | 0 | 0
F1_Commercial_Grocery_Existing_Food Preparation_Natural Gas_Oven_E5 | F1 | Commercial | Grocery | Existing | Food Preparation | Natural Gas | Oven | E5 | RVT - Cost of Equipment | 0 | 0 | 0 | 0 | 0 | 0 | 0 | 0 | 0 | 0 | 0 | 0 | 0 | 0 | 0 | 0 | 0 | 0 | 0 | 0 | 0 | 0 | 0 | 0 | 0 | 0 | 0 | 0 | 0 | 0 | 0 | 0 | 0 | 0 | 0 | 0 | 0 | 0 | 0 | 0 | 0 | 0
F1_Commercial_Grocery_Existing_Food Preparation_Natural Gas_Oven_E6 | F1 | Commercial | Grocery | Existing | Food Preparation | Natural Gas | Oven | E6 | RVT - Cost of Equipment | 0 | 0 | 0 | 0 | 0 | 0 | 0 | 0 | 0 | 0 | 0 | 0 | 0 | 0 | 0 | 0 | 0 | 0 | 0 | 0 | 0 | 0 | 0 | 0 | 0 | 0 | 0 | 0 | 0 | 0 | 0 | 0 | 0 | 0 | 0 | 0 | 0 | 0 | 0 | 0 | 0 | 0
F1_Commercial_Grocery_Existing_Food Preparation_Natural Gas_Oven_E7 | F1 | Commercial | Grocery | Existing | Food Preparation | Natural Gas | Oven | E7 | RVT - Cost of Equipment | 0 | 0 | 0 | 0 | 0 | 0 | 0 | 0 | 0 | 0 | 0 | 0 | 0 | 0 | 0 | 0 | 0 | 0 | 0 | 0 | 0 | 0 | 0 | 0 | 0 | 0 | 0 | 0 | 0 | 0 | 0 | 0 | 0 | 0 | 0 | 0 | 0 | 0 | 0 | 0 | 0 | 0
F1_Commercial_Grocery_Existing_Food Preparation_Natural Gas_Oven_E8 | F1 | Commercial | Grocery | Existing | Food Preparation | Natural Gas | Oven | E8 | RVT - Cost of Equipment | 0 | 0 | 0 | 0 | 0 | 0 | 0 | 0 | 0 | 0 | 0 | 0 | 0 | 0 | 0 | 0 | 0 | 0 | 0 | 0 | 0 | 0 | 0 | 0 | 0 | 0 | 0 | 0 | 0 | 0 | 0 | 0 | 0 | 0 | 0 | 0 | 0 | 0 | 0 | 0 | 0 | 0
F1_Commercial_Grocery_Existing_Food Preparation_Natural Gas_Oven_E9 | F1 | Commercial | Grocery | Existing | Food Preparation | Natural Gas | Oven | E9 | RVT - Cost of Equipment | 0 | 0 | 0 | 0 | 0 | 0 | 0 | 0 | 0 | 0 | 0 | 0 | 0 | 0 | 0 | 0 | 0 | 0 | 0 | 0 | 0 | 0 | 0 | 0 | 0 | 0 | 0 | 0 | 0 | 0 | 0 | 0 | 0 | 0 | 0 | 0 | 0 | 0 | 0 | 0 | 0 | 0
F1_Commercial_Grocery_Existing_Food Preparation_Natural Gas_Oven_E10 | F1 | Commercial | Grocery | Existing | Food Preparation | Natural Gas | Oven | E10 | RVT - Cost of Equipment | 0 | 0 | 0 | 0 | 0 | 0 | 0 | 0 | 0 | 0 | 0 | 0 | 0 | 0 | 0 | 0 | 0 | 0 | 0 | 0 | 0 | 0 | 0 | 0 | 0 | 0 | 0 | 0 | 0 | 0 | 0 | 0 | 0 | 0 | 0 | 0 | 0 | 0 | 0 | 0 | 0 | 0
F2_Commercial_Grocery_Existing_Food Preparation_Natural Gas_Oven_E1 | F2 | Commercial | Grocery | Existing | Food Preparation | Natural Gas | Oven | E1 | RVT - Cost of Operation | 0.12 | 0.12003 | 0.12063 | 0.11982 | 0.11934 | 0.11976 | 0.12093 | 0.12186 | 0.12301 | 0.12411 | 0.12521 | 0.12623 | 0.12732 | 0.12846 | 0.12955 | 0.13066 | 0.13178 | 0.13301 | 0.13428 | 0.13562 | 0.13692 | 0.13826 | 0.13949 | 0.14075 | 0.14186 | 0.14283 | 0.1437 | 0.14446 | 0.14505 | 0.14554 | 0.1458 | 0.14598 | 0.14598 | 0 | 0 | 0 | 0 | 0 | 0 | 0 | 0 | 0
F2_Commercial_Grocery_Existing_Food Preparation_Natural Gas_Oven_E2 | F2 | Commercial | Grocery | Existing | Food Preparation | Natural Gas | Oven | E2 | RVT - Cost of Operation | 0.068716 | 0.068733 | 0.069076 | 0.068614 | 0.06834 | 0.068577 | 0.069245 | 0.069782 | 0.07044 | 0.07107 | 0.071698 | 0.072282 | 0.072908 | 0.07356 | 0.074183 | 0.07482 | 0.075464 | 0.076166 | 0.076893 | 0.077659 | 0.078403 | 0.079171 | 0.079874 | 0.080597 | 0.081235 | 0.081787 | 0.082288 | 0.082721 | 0.08306 | 0.083338 | 0.08349 | 0.083591 | 0.083591 | 0 | 0 | 0 | 0 | 0 | 0 | 0 | 0 | 0
F2_Commercial_Grocery_Existing_Food Preparation_Natural Gas_Oven_E3 | F2 | Commercial | Grocery | Existing | Food Preparation | Natural Gas | Oven | E3 | RVT - Cost of Operation | 0 | 0 | 0 | 0 | 0 | 0 | 0 | 0 | 0 | 0 | 0 | 0 | 0 | 0 | 0 | 0 | 0 | 0 | 0 | 0 | 0 | 0 | 0 | 0 | 0 | 0 | 0 | 0 | 0 | 0 | 0 | 0 | 0 | 0 | 0 | 0 | 0 | 0 | 0 | 0 | 0 | 0
F2_Commercial_Grocery_Existing_Food Preparation_Natural Gas_Oven_E4 | F2 | Commercial | Grocery | Existing | Food Preparation | Natural Gas | Oven | E4 | RVT - Cost of Operation | 0 | 0 | 0 | 0 | 0 | 0 | 0 | 0 | 0 | 0 | 0 | 0 | 0 | 0 | 0 | 0 | 0 | 0 | 0 | 0 | 0 | 0 | 0 | 0 | 0 | 0 | 0 | 0 | 0 | 0 | 0 | 0 | 0 | 0 | 0 | 0 | 0 | 0 | 0 | 0 | 0 | 0
F2_Commercial_Grocery_Existing_Food Preparation_Natural Gas_Oven_E5 | F2 | Commercial | Grocery | Existing | Food Preparation | Natural Gas | Oven | E5 | RVT - Cost of Operation | 0 | 0 | 0 | 0 | 0 | 0 | 0 | 0 | 0 | 0 | 0 | 0 | 0 | 0 | 0 | 0 | 0 | 0 | 0 | 0 | 0 | 0 | 0 | 0 | 0 | 0 | 0 | 0 | 0 | 0 | 0 | 0 | 0 | 0 | 0 | 0 | 0 | 0 | 0 | 0 | 0 | 0
F2_Commercial_Grocery_Existing_Food Preparation_Natural Gas_Oven_E6 | F2 | Commercial | Grocery | Existing | Food Preparation | Natural Gas | Oven | E6 | RVT - Cost of Operation | 0 | 0 | 0 | 0 | 0 | 0 | 0 | 0 | 0 | 0 | 0 | 0 | 0 | 0 | 0 | 0 | 0 | 0 | 0 | 0 | 0 | 0 | 0 | 0 | 0 | 0 | 0 | 0 | 0 | 0 | 0 | 0 | 0 | 0 | 0 | 0 | 0 | 0 | 0 | 0 | 0 | 0
F2_Commercial_Grocery_Existing_Food Preparation_Natural Gas_Oven_E7 | F2 | Commercial | Grocery | Existing | Food Preparation | Natural Gas | Oven | E7 | RVT - Cost of Operation | 0 | 0 | 0 | 0 | 0 | 0 | 0 | 0 | 0 | 0 | 0 | 0 | 0 | 0 | 0 | 0 | 0 | 0 | 0 | 0 | 0 | 0 | 0 | 0 | 0 | 0 | 0 | 0 | 0 | 0 | 0 | 0 | 0 | 0 | 0 | 0 | 0 | 0 | 0 | 0 | 0 | 0
F2_Commercial_Grocery_Existing_Food Preparation_Natural Gas_Oven_E8 | F2 | Commercial | Grocery | Existing | Food Preparation | Natural Gas | Oven | E8 | RVT - Cost of Operation | 0 | 0 | 0 | 0 | 0 | 0 | 0 | 0 | 0 | 0 | 0 | 0 | 0 | 0 | 0 | 0 | 0 | 0 | 0 | 0 | 0 | 0 | 0 | 0 | 0 | 0 | 0 | 0 | 0 | 0 | 0 | 0 | 0 | 0 | 0 | 0 | 0 | 0 | 0 | 0 | 0 | 0
F2_Commercial_Grocery_Existing_Food Preparation_Natural Gas_Oven_E9 | F2 | Commercial | Grocery | Existing | Food Preparation | Natural Gas | Oven | E9 | RVT - Cost of Operation | 0 | 0 | 0 | 0 | 0 | 0 | 0 | 0 | 0 | 0 | 0 | 0 | 0 | 0 | 0 | 0 | 0 | 0 | 0 | 0 | 0 | 0 | 0 | 0 | 0 | 0 | 0 | 0 | 0 | 0 | 0 | 0 | 0 | 0 | 0 | 0 | 0 | 0 | 0 | 0 | 0 | 0
F2_Commercial_Grocery_Existing_Food Preparation_Natural Gas_Oven_E10 | F2 | Commercial | Grocery | Existing | Food Preparation | Natural Gas | Oven | E10 | RVT - Cost of Operation | 0 | 0 | 0 | 0 | 0 | 0 | 0 | 0 | 0 | 0 | 0 | 0 | 0 | 0 | 0 | 0 | 0 | 0 | 0 | 0 | 0 | 0 | 0 | 0 | 0 | 0 | 0 | 0 | 0 | 0 | 0 | 0 | 0 | 0 | 0 | 0 | 0 | 0 | 0 | 0 | 0 | 0
F3_Commercial_Grocery_Existing_Food Preparation_Natural Gas_Oven_E1 | F3 | Commercial | Grocery | Existing | Food Preparation | Natural Gas | Oven | E1 | System - kBTUs of Consumption | 0.168 | 0.168 | 0.168 | 0.168 | 0.168 | 0.168 | 0.168 | 0.168 | 0.168 | 0.168 | 0.168 | 0.168 | 0.168 | 0.168 | 0.168 | 0.168 | 0.168 | 0.168 | 0.168 | 0.168 | 0.168 | 0.168 | 0.168 | 0.168 | 0.168 | 0.168 | 0.168 | 0.168 | 0.168 | 0.168 | 0.168 | 0.168 | 0.168 | 0 | 0 | 0 | 0 | 0 | 0 | 0 | 0 | 0
F3_Commercial_Grocery_Existing_Food Preparation_Natural Gas_Oven_E2 | F3 | Commercial | Grocery | Existing | Food Preparation | Natural Gas | Oven | E2 | System - kBTUs of Consumption | 0.17506 | 0.17506 | 0.17506 | 0.17506 | 0.17506 | 0.17506 | 0.17506 | 0.17506 | 0.17506 | 0.17506 | 0.17506 | 0.17506 | 0.17506 | 0.17506 | 0.17506 | 0.17506 | 0.17506 | 0.17506 | 0.17506 | 0.17506 | 0.17506 | 0.17506 | 0.17506 | 0.17506 | 0.17506 | 0.17506 | 0.17506 | 0.17506 | 0.17506 | 0.17506 | 0.17506 | 0.17506 | 0.17506 | 0 | 0 | 0 | 0 | 0 | 0 | 0 | 0 | 0
F3_Commercial_Grocery_Existing_Food Preparation_Natural Gas_Oven_E3 | F3 | Commercial | Grocery | Existing | Food Preparation | Natural Gas | Oven | E3 | System - kBTUs of Consumption | 0 | 0 | 0 | 0 | 0 | 0 | 0 | 0 | 0 | 0 | 0 | 0 | 0 | 0 | 0 | 0 | 0 | 0 | 0 | 0 | 0 | 0 | 0 | 0 | 0 | 0 | 0 | 0 | 0 | 0 | 0 | 0 | 0 | 0 | 0 | 0 | 0 | 0 | 0 | 0 | 0 | 0
F3_Commercial_Grocery_Existing_Food Preparation_Natural Gas_Oven_E4 | F3 | Commercial | Grocery | Existing | Food Preparation | Natural Gas | Oven | E4 | System - kBTUs of Consumption | 0 | 0 | 0 | 0 | 0 | 0 | 0 | 0 | 0 | 0 | 0 | 0 | 0 | 0 | 0 | 0 | 0 | 0 | 0 | 0 | 0 | 0 | 0 | 0 | 0 | 0 | 0 | 0 | 0 | 0 | 0 | 0 | 0 | 0 | 0 | 0 | 0 | 0 | 0 | 0 | 0 | 0
F3_Commercial_Grocery_Existing_Food Preparation_Natural Gas_Oven_E5 | F3 | Commercial | Grocery | Existing | Food Preparation | Natural Gas | Oven | E5 | System - kBTUs of Consumption | 0 | 0 | 0 | 0 | 0 | 0 | 0 | 0 | 0 | 0 | 0 | 0 | 0 | 0 | 0 | 0 | 0 | 0 | 0 | 0 | 0 | 0 | 0 | 0 | 0 | 0 | 0 | 0 | 0 | 0 | 0 | 0 | 0 | 0 | 0 | 0 | 0 | 0 | 0 | 0 | 0 | 0
F3_Commercial_Grocery_Existing_Food Preparation_Natural Gas_Oven_E6 | F3 | Commercial | Grocery | Existing | Food Preparation | Natural Gas | Oven | E6 | System - kBTUs of Consumption | 0 | 0 | 0 | 0 | 0 | 0 | 0 | 0 | 0 | 0 | 0 | 0 | 0 | 0 | 0 | 0 | 0 | 0 | 0 | 0 | 0 | 0 | 0 | 0 | 0 | 0 | 0 | 0 | 0 | 0 | 0 | 0 | 0 | 0 | 0 | 0 | 0 | 0 | 0 | 0 | 0 | 0
F3_Commercial_Grocery_Existing_Food Preparation_Natural Gas_Oven_E7 | F3 | Commercial | Grocery | Existing | Food Preparation | Natural Gas | Oven | E7 | System - kBTUs of Consumption | 0 | 0 | 0 | 0 | 0 | 0 | 0 | 0 | 0 | 0 | 0 | 0 | 0 | 0 | 0 | 0 | 0 | 0 | 0 | 0 | 0 | 0 | 0 | 0 | 0 | 0 | 0 | 0 | 0 | 0 | 0 | 0 | 0 | 0 | 0 | 0 | 0 | 0 | 0 | 0 | 0 | 0
F3_Commercial_Grocery_Existing_Food Preparation_Natural Gas_Oven_E8 | F3 | Commercial | Grocery | Existing | Food Preparation | Natural Gas | Oven | E8 | System - kBTUs of Consumption | 0 | 0 | 0 | 0 | 0 | 0 | 0 | 0 | 0 | 0 | 0 | 0 | 0 | 0 | 0 | 0 | 0 | 0 | 0 | 0 | 0 | 0 | 0 | 0 | 0 | 0 | 0 | 0 | 0 | 0 | 0 | 0 | 0 | 0 | 0 | 0 | 0 | 0 | 0 | 0 | 0 | 0
F3_Commercial_Grocery_Existing_Food Preparation_Natural Gas_Oven_E9 | F3 | Commercial | Grocery | Existing | Food Preparation | Natural Gas | Oven | E9 | System - kBTUs of Consumption | 0 | 0 | 0 | 0 | 0 | 0 | 0 | 0 | 0 | 0 | 0 | 0 | 0 | 0 | 0 | 0 | 0 | 0 | 0 | 0 | 0 | 0 | 0 | 0 | 0 | 0 | 0 | 0 | 0 | 0 | 0 | 0 | 0 | 0 | 0 | 0 | 0 | 0 | 0 | 0 | 0 | 0
F3_Commercial_Grocery_Existing_Food Preparation_Natural Gas_Oven_E10 | F3 | Commercial | Grocery | Existing | Food Preparation | Natural Gas | Oven | E10 | System - kBTUs of Consumption | 0 | 0 | 0 | 0 | 0 | 0 | 0 | 0 | 0 | 0 | 0 | 0 | 0 | 0 | 0 | 0 | 0 | 0 | 0 | 0 | 0 | 0 | 0 | 0 | 0 | 0 | 0 | 0 | 0 | 0 | 0 | 0 | 0 | 0 | 0 | 0 | 0 | 0 | 0 | 0 | 0 | 0
F4_Commercial_Grocery_Existing_Food Preparation_Natural Gas_Oven_E1 | F4 | Commercial | Grocery | Existing | Food Preparation | Natural Gas | Oven | E1 | Utility - Cost of Equipment | 0.12 | 0.12003 | 0.12063 | 0.11982 | 0.11934 | 0.11976 | 0.12093 | 0.12186 | 0.12301 | 0.12411 | 0.12521 | 0.12623 | 0.12732 | 0.12846 | 0.12955 | 0.13066 | 0.13178 | 0.13301 | 0.13428 | 0.13562 | 0.13692 | 0.13826 | 0.13949 | 0.14075 | 0.14186 | 0.14283 | 0.1437 | 0.14446 | 0.14505 | 0.14554 | 0.1458 | 0.14598 | 0.14598 | 0 | 0 | 0 | 0 | 0 | 0 | 0 | 0 | 0
F4_Commercial_Grocery_Existing_Food Preparation_Natural Gas_Oven_E2 | F4 | Commercial | Grocery | Existing | Food Preparation | Natural Gas | Oven | E2 | Utility - Cost of Equipment | 0.068716 | 0.068733 | 0.069076 | 0.068614 | 0.06834 | 0.068577 | 0.069245 | 0.069782 | 0.07044 | 0.07107 | 0.071698 | 0.072282 | 0.072908 | 0.07356 | 0.074183 | 0.07482 | 0.075464 | 0.076166 | 0.076893 | 0.077659 | 0.078403 | 0.079171 | 0.079874 | 0.080597 | 0.081235 | 0.081787 | 0.082288 | 0.082721 | 0.08306 | 0.083338 | 0.08349 | 0.083591 | 0.083591 | 0 | 0 | 0 | 0 | 0 | 0 | 0 | 0 | 0
F4_Commercial_Grocery_Existing_Food Preparation_Natural Gas_Oven_E3 | F4 | Commercial | Grocery | Existing | Food Preparation | Natural Gas | Oven | E3 | Utility - Cost of Equipment | 0 | 0 | 0 | 0 | 0 | 0 | 0 | 0 | 0 | 0 | 0 | 0 | 0 | 0 | 0 | 0 | 0 | 0 | 0 | 0 | 0 | 0 | 0 | 0 | 0 | 0 | 0 | 0 | 0 | 0 | 0 | 0 | 0 | 0 | 0 | 0 | 0 | 0 | 0 | 0 | 0 | 0
F4_Commercial_Grocery_Existing_Food Preparation_Natural Gas_Oven_E4 | F4 | Commercial | Grocery | Existing | Food Preparation | Natural Gas | Oven | E4 | Utility - Cost of Equipment | 0 | 0 | 0 | 0 | 0 | 0 | 0 | 0 | 0 | 0 | 0 | 0 | 0 | 0 | 0 | 0 | 0 | 0 | 0 | 0 | 0 | 0 | 0 | 0 | 0 | 0 | 0 | 0 | 0 | 0 | 0 | 0 | 0 | 0 | 0 | 0 | 0 | 0 | 0 | 0 | 0 | 0
F4_Commercial_Grocery_Existing_Food Preparation_Natural Gas_Oven_E5 | F4 | Commercial | Grocery | Existing | Food Preparation | Natural Gas | Oven | E5 | Utility - Cost of Equipment | 0 | 0 | 0 | 0 | 0 | 0 | 0 | 0 | 0 | 0 | 0 | 0 | 0 | 0 | 0 | 0 | 0 | 0 | 0 | 0 | 0 | 0 | 0 | 0 | 0 | 0 | 0 | 0 | 0 | 0 | 0 | 0 | 0 | 0 | 0 | 0 | 0 | 0 | 0 | 0 | 0 | 0
F4_Commercial_Grocery_Existing_Food Preparation_Natural Gas_Oven_E6 | F4 | Commercial | Grocery | Existing | Food Preparation | Natural Gas | Oven | E6 | Utility - Cost of Equipment | 0 | 0 | 0 | 0 | 0 | 0 | 0 | 0 | 0 | 0 | 0 | 0 | 0 | 0 | 0 | 0 | 0 | 0 | 0 | 0 | 0 | 0 | 0 | 0 | 0 | 0 | 0 | 0 | 0 | 0 | 0 | 0 | 0 | 0 | 0 | 0 | 0 | 0 | 0 | 0 | 0 | 0
F4_Commercial_Grocery_Existing_Food Preparation_Natural Gas_Oven_E7 | F4 | Commercial | Grocery | Existing | Food Preparation | Natural Gas | Oven | E7 | Utility - Cost of Equipment | 0 | 0 | 0 | 0 | 0 | 0 | 0 | 0 | 0 | 0 | 0 | 0 | 0 | 0 | 0 | 0 | 0 | 0 | 0 | 0 | 0 | 0 | 0 | 0 | 0 | 0 | 0 | 0 | 0 | 0 | 0 | 0 | 0 | 0 | 0 | 0 | 0 | 0 | 0 | 0 | 0 | 0
F4_Commercial_Grocery_Existing_Food Preparation_Natural Gas_Oven_E8 | F4 | Commercial | Grocery | Existing | Food Preparation | Natural Gas | Oven | E8 | Utility - Cost of Equipment | 0 | 0 | 0 | 0 | 0 | 0 | 0 | 0 | 0 | 0 | 0 | 0 | 0 | 0 | 0 | 0 | 0 | 0 | 0 | 0 | 0 | 0 | 0 | 0 | 0 | 0 | 0 | 0 | 0 | 0 | 0 | 0 | 0 | 0 | 0 | 0 | 0 | 0 | 0 | 0 | 0 | 0
F4_Commercial_Grocery_Existing_Food Preparation_Natural Gas_Oven_E9 | F4 | Commercial | Grocery | Existing | Food Preparation | Natural Gas | Oven | E9 | Utility - Cost of Equipment | 0 | 0 | 0 | 0 | 0 | 0 | 0 | 0 | 0 | 0 | 0 | 0 | 0 | 0 | 0 | 0 | 0 | 0 | 0 | 0 | 0 | 0 | 0 | 0 | 0 | 0 | 0 | 0 | 0 | 0 | 0 | 0 | 0 | 0 | 0 | 0 | 0 | 0 | 0 | 0 | 0 | 0
F4_Commercial_Grocery_Existing_Food Preparation_Natural Gas_Oven_E10 | F4 | Commercial | Grocery | Existing | Food Preparation | Natural Gas | Oven | E10 | Utility - Cost of Equipment | 0 | 0 | 0 | 0 | 0 | 0 | 0 | 0 | 0 | 0 | 0 | 0 | 0 | 0 | 0 | 0 | 0 | 0 | 0 | 0 | 0 | 0 | 0 | 0 | 0 | 0 | 0 | 0 | 0 | 0 | 0 | 0 | 0 | 0 | 0 | 0 | 0 | 0 | 0 | 0 | 0 | 0
F5_Commercial_Grocery_Existing_Food Preparation_Natural Gas_Oven_E1 | F5 | Commercial | Grocery | Existing | Food Preparation | Natural Gas | Oven | E1 | Utility - Cost of Operation | 0.168 | 0.168 | 0.168 | 0.168 | 0.168 | 0.168 | 0.168 | 0.168 | 0.168 | 0.168 | 0.168 | 0.168 | 0.168 | 0.168 | 0.168 | 0.168 | 0.168 | 0.168 | 0.168 | 0.168 | 0.168 | 0.168 | 0.168 | 0.168 | 0.168 | 0.168 | 0.168 | 0.168 | 0.168 | 0.168 | 0.168 | 0.168 | 0.168 | 0 | 0 | 0 | 0 | 0 | 0 | 0 | 0 | 0
F5_Commercial_Grocery_Existing_Food Preparation_Natural Gas_Oven_E2 | F5 | Commercial | Grocery | Existing | Food Preparation | Natural Gas | Oven | E2 | Utility - Cost of Operation | 0.17506 | 0.17506 | 0.17506 | 0.17506 | 0.17506 | 0.17506 | 0.17506 | 0.17506 | 0.17506 | 0.17506 | 0.17506 | 0.17506 | 0.17506 | 0.17506 | 0.17506 | 0.17506 | 0.17506 | 0.17506 | 0.17506 | 0.17506 | 0.17506 | 0.17506 | 0.17506 | 0.17506 | 0.17506 | 0.17506 | 0.17506 | 0.17506 | 0.17506 | 0.17506 | 0.17506 | 0.17506 | 0.17506 | 0 | 0 | 0 | 0 | 0 | 0 | 0 | 0 | 0
F5_Commercial_Grocery_Existing_Food Preparation_Natural Gas_Oven_E3 | F5 | Commercial | Grocery | Existing | Food Preparation | Natural Gas | Oven | E3 | Utility - Cost of Operation | 0 | 0 | 0 | 0 | 0 | 0 | 0 | 0 | 0 | 0 | 0 | 0 | 0 | 0 | 0 | 0 | 0 | 0 | 0 | 0 | 0 | 0 | 0 | 0 | 0 | 0 | 0 | 0 | 0 | 0 | 0 | 0 | 0 | 0 | 0 | 0 | 0 | 0 | 0 | 0 | 0 | 0
F5_Commercial_Grocery_Existing_Food Preparation_Natural Gas_Oven_E4 | F5 | Commercial | Grocery | Existing | Food Preparation | Natural Gas | Oven | E4 | Utility - Cost of Operation | 0 | 0 | 0 | 0 | 0 | 0 | 0 | 0 | 0 | 0 | 0 | 0 | 0 | 0 | 0 | 0 | 0 | 0 | 0 | 0 | 0 | 0 | 0 | 0 | 0 | 0 | 0 | 0 | 0 | 0 | 0 | 0 | 0 | 0 | 0 | 0 | 0 | 0 | 0 | 0 | 0 | 0
F5_Commercial_Grocery_Existing_Food Preparation_Natural Gas_Oven_E5 | F5 | Commercial | Grocery | Existing | Food Preparation | Natural Gas | Oven | E5 | Utility - Cost of Operation | 0 | 0 | 0 | 0 | 0 | 0 | 0 | 0 | 0 | 0 | 0 | 0 | 0 | 0 | 0 | 0 | 0 | 0 | 0 | 0 | 0 | 0 | 0 | 0 | 0 | 0 | 0 | 0 | 0 | 0 | 0 | 0 | 0 | 0 | 0 | 0 | 0 | 0 | 0 | 0 | 0 | 0
F5_Commercial_Grocery_Existing_Food Preparation_Natural Gas_Oven_E6 | F5 | Commercial | Grocery | Existing | Food Preparation | Natural Gas | Oven | E6 | Utility - Cost of Operation | 0 | 0 | 0 | 0 | 0 | 0 | 0 | 0 | 0 | 0 | 0 | 0 | 0 | 0 | 0 | 0 | 0 | 0 | 0 | 0 | 0 | 0 | 0 | 0 | 0 | 0 | 0 | 0 | 0 | 0 | 0 | 0 | 0 | 0 | 0 | 0 | 0 | 0 | 0 | 0 | 0 | 0
F5_Commercial_Grocery_Existing_Food Preparation_Natural Gas_Oven_E7 | F5 | Commercial | Grocery | Existing | Food Preparation | Natural Gas | Oven | E7 | Utility - Cost of Operation | 0 | 0 | 0 | 0 | 0 | 0 | 0 | 0 | 0 | 0 | 0 | 0 | 0 | 0 | 0 | 0 | 0 | 0 | 0 | 0 | 0 | 0 | 0 | 0 | 0 | 0 | 0 | 0 | 0 | 0 | 0 | 0 | 0 | 0 | 0 | 0 | 0 | 0 | 0 | 0 | 0 | 0
F5_Commercial_Grocery_Existing_Food Preparation_Natural Gas_Oven_E8 | F5 | Commercial | Grocery | Existing | Food Preparation | Natural Gas | Oven | E8 | Utility - Cost of Operation | 0 | 0 | 0 | 0 | 0 | 0 | 0 | 0 | 0 | 0 | 0 | 0 | 0 | 0 | 0 | 0 | 0 | 0 | 0 | 0 | 0 | 0 | 0 | 0 | 0 | 0 | 0 | 0 | 0 | 0 | 0 | 0 | 0 | 0 | 0 | 0 | 0 | 0 | 0 | 0 | 0 | 0
F5_Commercial_Grocery_Existing_Food Preparation_Natural Gas_Oven_E9 | F5 | Commercial | Grocery | Existing | Food Preparation | Natural Gas | Oven | E9 | Utility - Cost of Operation | 0 | 0 | 0 | 0 | 0 | 0 | 0 | 0 | 0 | 0 | 0 | 0 | 0 | 0 | 0 | 0 | 0 | 0 | 0 | 0 | 0 | 0 | 0 | 0 | 0 | 0 | 0 | 0 | 0 | 0 | 0 | 0 | 0 | 0 | 0 | 0 | 0 | 0 | 0 | 0 | 0 | 0
F5_Commercial_Grocery_Existing_Food Preparation_Natural Gas_Oven_E10 | F5 | Commercial | Grocery | Existing | Food Preparation | Natural Gas | Oven | E10 | Utility - Cost of Operation | 0 | 0 | 0 | 0 | 0 | 0 | 0 | 0 | 0 | 0 | 0 | 0 | 0 | 0 | 0 | 0 | 0 | 0 | 0 | 0 | 0 | 0 | 0 | 0 | 0 | 0 | 0 | 0 | 0 | 0 | 0 | 0 | 0 | 0 | 0 | 0 | 0 | 0 | 0 | 0 | 0 | 0
F6_Commercial_Grocery_Existing_Food Preparation_Natural Gas_Oven_E1 | F6 | Commercial | Grocery | Existing | Food Preparation | Natural Gas | Oven | E1 | Utility - Value of Sales | 0.063566 | 0.063892 | 0.064415 | 0.064301 | 0.064301 | 0.064301 | 0.064301 | 0.064301 | 0.064301 | 0.064301 | 0.064301 | 0.064301 | 0.064301 | 0.064301 | 0.064301 | 0.064301 | 0.064301 | 0.064301 | 0.064301 | 0.064301 | 0.064301 | 0.064301 | 0.064301 | 0.064301 | 0.064301 | 0.064301 | 0.064301 | 0.064301 | 0.064301 | 0.064301 | 0.064301 | 0.064301 | 0.064301 | 0 | 0 | 0 | 0 | 0 | 0 | 0 | 0 | 0
F6_Commercial_Grocery_Existing_Food Preparation_Natural Gas_Oven_E2 | F6 | Commercial | Grocery | Existing | Food Preparation | Natural Gas | Oven | E2 | Utility - Value of Sales | 0.0364 | 0.036586 | 0.036886 | 0.03682 | 0.03682 | 0.03682 | 0.03682 | 0.03682 | 0.03682 | 0.03682 | 0.03682 | 0.03682 | 0.03682 | 0.03682 | 0.03682 | 0.03682 | 0.03682 | 0.03682 | 0.03682 | 0.03682 | 0.03682 | 0.03682 | 0.03682 | 0.03682 | 0.03682 | 0.03682 | 0.03682 | 0.03682 | 0.03682 | 0.03682 | 0.03682 | 0.03682 | 0.03682 | 0 | 0 | 0 | 0 | 0 | 0 | 0 | 0 | 0
F6_Commercial_Grocery_Existing_Food Preparation_Natural Gas_Oven_E3 | F6 | Commercial | Grocery | Existing | Food Preparation | Natural Gas | Oven | E3 | Utility - Value of Sales | 0 | 0 | 0 | 0 | 0 | 0 | 0 | 0 | 0 | 0 | 0 | 0 | 0 | 0 | 0 | 0 | 0 | 0 | 0 | 0 | 0 | 0 | 0 | 0 | 0 | 0 | 0 | 0 | 0 | 0 | 0 | 0 | 0 | 0 | 0 | 0 | 0 | 0 | 0 | 0 | 0 | 0
F6_Commercial_Grocery_Existing_Food Preparation_Natural Gas_Oven_E4 | F6 | Commercial | Grocery | Existing | Food Preparation | Natural Gas | Oven | E4 | Utility - Value of Sales | 0 | 0 | 0 | 0 | 0 | 0 | 0 | 0 | 0 | 0 | 0 | 0 | 0 | 0 | 0 | 0 | 0 | 0 | 0 | 0 | 0 | 0 | 0 | 0 | 0 | 0 | 0 | 0 | 0 | 0 | 0 | 0 | 0 | 0 | 0 | 0 | 0 | 0 | 0 | 0 | 0 | 0
F6_Commercial_Grocery_Existing_Food Preparation_Natural Gas_Oven_E5 | F6 | Commercial | Grocery | Existing | Food Preparation | Natural Gas | Oven | E5 | Utility - Value of Sales | 0 | 0 | 0 | 0 | 0 | 0 | 0 | 0 | 0 | 0 | 0 | 0 | 0 | 0 | 0 | 0 | 0 | 0 | 0 | 0 | 0 | 0 | 0 | 0 | 0 | 0 | 0 | 0 | 0 | 0 | 0 | 0 | 0 | 0 | 0 | 0 | 0 | 0 | 0 | 0 | 0 | 0
F6_Commercial_Grocery_Existing_Food Preparation_Natural Gas_Oven_E6 | F6 | Commercial | Grocery | Existing | Food Preparation | Natural Gas | Oven | E6 | Utility - Value of Sales | 0 | 0 | 0 | 0 | 0 | 0 | 0 | 0 | 0 | 0 | 0 | 0 | 0 | 0 | 0 | 0 | 0 | 0 | 0 | 0 | 0 | 0 | 0 | 0 | 0 | 0 | 0 | 0 | 0 | 0 | 0 | 0 | 0 | 0 | 0 | 0 | 0 | 0 | 0 | 0 | 0 | 0
F6_Commercial_Grocery_Existing_Food Preparation_Natural Gas_Oven_E7 | F6 | Commercial | Grocery | Existing | Food Preparation | Natural Gas | Oven | E7 | Utility - Value of Sales | 0 | 0 | 0 | 0 | 0 | 0 | 0 | 0 | 0 | 0 | 0 | 0 | 0 | 0 | 0 | 0 | 0 | 0 | 0 | 0 | 0 | 0 | 0 | 0 | 0 | 0 | 0 | 0 | 0 | 0 | 0 | 0 | 0 | 0 | 0 | 0 | 0 | 0 | 0 | 0 | 0 | 0
F6_Commercial_Grocery_Existing_Food Preparation_Natural Gas_Oven_E8 | F6 | Commercial | Grocery | Existing | Food Preparation | Natural Gas | Oven | E8 | Utility - Value of Sales | 0 | 0 | 0 | 0 | 0 | 0 | 0 | 0 | 0 | 0 | 0 | 0 | 0 | 0 | 0 | 0 | 0 | 0 | 0 | 0 | 0 | 0 | 0 | 0 | 0 | 0 | 0 | 0 | 0 | 0 | 0 | 0 | 0 | 0 | 0 | 0 | 0 | 0 | 0 | 0 | 0 | 0
F6_Commercial_Grocery_Existing_Food Preparation_Natural Gas_Oven_E9 | F6 | Commercial | Grocery | Existing | Food Preparation | Natural Gas | Oven | E9 | Utility - Value of Sales | 0 | 0 | 0 | 0 | 0 | 0 | 0 | 0 | 0 | 0 | 0 | 0 | 0 | 0 | 0 | 0 | 0 | 0 | 0 | 0 | 0 | 0 | 0 | 0 | 0 | 0 | 0 | 0 | 0 | 0 | 0 | 0 | 0 | 0 | 0 | 0 | 0 | 0 | 0 | 0 | 0 | 0
F6_Commercial_Grocery_Existing_Food Preparation_Natural Gas_Oven_E10 | F6 | Commercial | Grocery | Existing | Food Preparation | Natural Gas | Oven | E10 | Utility - Value of Sales | 0 | 0 | 0 | 0 | 0 | 0 | 0 | 0 | 0 | 0 | 0 | 0 | 0 | 0 | 0 | 0 | 0 | 0 | 0 | 0 | 0 | 0 | 0 | 0 | 0 | 0 | 0 | 0 | 0 | 0 | 0 | 0 | 0 | 0 | 0 | 0 | 0 | 0 | 0 | 0 | 0 | 0
F1_Commercial_Grocery_Existing_Food Preparation_Natural Gas_Conveyor Oven_E1 | F1 | Commercial | Grocery | Existing | Food Preparation | Natural Gas | Conveyor Oven | E1 | RVT - Cost of Equipment | 0.15108 | 0.15153 | 0.15245 | 0.15217 | 0.15217 | 0.15294 | 0.15437 | 0.15563 | 0.15708 | 0.15852 | 0.15997 | 0.16137 | 0.16284 | 0.16436 | 0.16583 | 0.16729 | 0.16872 | 0.17016 | 0.17156 | 0.17293 | 0.17419 | 0.17543 | 0.17652 | 0.17761 | 0.17856 | 0.17938 | 0.18012 | 0.18076 | 0.18127 | 0.18168 | 0.1819 | 0.18206 | 0.18206 | 0 | 0 | 0 | 0 | 0 | 0 | 0 | 0 | 0
F1_Commercial_Grocery_Existing_Food Preparation_Natural Gas_Conveyor Oven_E2 | F1 | Commercial | Grocery | Existing | Food Preparation | Natural Gas | Conveyor Oven | E2 | RVT - Cost of Equipment | 0.11484 | 0.11519 | 0.11588 | 0.11567 | 0.11567 | 0.11626 | 0.11735 | 0.1183 | 0.1194 | 0.1205 | 0.1216 | 0.12267 | 0.12379 | 0.12494 | 0.12605 | 0.12717 | 0.12825 | 0.12935 | 0.13041 | 0.13146 | 0.13242 | 0.13336 | 0.13418 | 0.13501 | 0.13573 | 0.13636 | 0.13692 | 0.13741 | 0.13779 | 0.13811 | 0.13828 | 0.13839 | 0.13839 | 0 | 0 | 0 | 0 | 0 | 0 | 0 | 0 | 0
F1_Commercial_Grocery_Existing_Food Preparation_Natural Gas_Conveyor Oven_E3 | F1 | Commercial | Grocery | Existing | Food Preparation | Natural Gas | Conveyor Oven | E3 | RVT - Cost of Equipment | 0 | 0 | 0 | 0 | 0 | 0 | 0 | 0 | 0 | 0 | 0 | 0 | 0 | 0 | 0 | 0 | 0 | 0 | 0 | 0 | 0 | 0 | 0 | 0 | 0 | 0 | 0 | 0 | 0 | 0 | 0 | 0 | 0 | 0 | 0 | 0 | 0 | 0 | 0 | 0 | 0 | 0
F1_Commercial_Grocery_Existing_Food Preparation_Natural Gas_Conveyor Oven_E4 | F1 | Commercial | Grocery | Existing | Food Preparation | Natural Gas | Conveyor Oven | E4 | RVT - Cost of Equipment | 0 | 0 | 0 | 0 | 0 | 0 | 0 | 0 | 0 | 0 | 0 | 0 | 0 | 0 | 0 | 0 | 0 | 0 | 0 | 0 | 0 | 0 | 0 | 0 | 0 | 0 | 0 | 0 | 0 | 0 | 0 | 0 | 0 | 0 | 0 | 0 | 0 | 0 | 0 | 0 | 0 | 0
F1_Commercial_Grocery_Existing_Food Preparation_Natural Gas_Conveyor Oven_E5 | F1 | Commercial | Grocery | Existing | Food Preparation | Natural Gas | Conveyor Oven | E5 | RVT - Cost of Equipment | 0 | 0 | 0 | 0 | 0 | 0 | 0 | 0 | 0 | 0 | 0 | 0 | 0 | 0 | 0 | 0 | 0 | 0 | 0 | 0 | 0 | 0 | 0 | 0 | 0 | 0 | 0 | 0 | 0 | 0 | 0 | 0 | 0 | 0 | 0 | 0 | 0 | 0 | 0 | 0 | 0 | 0
F1_Commercial_Grocery_Existing_Food Preparation_Natural Gas_Conveyor Oven_E6 | F1 | Commercial | Grocery | Existing | Food Preparation | Natural Gas | Conveyor Oven | E6 | RVT - Cost of Equipment | 0 | 0 | 0 | 0 | 0 | 0 | 0 | 0 | 0 | 0 | 0 | 0 | 0 | 0 | 0 | 0 | 0 | 0 | 0 | 0 | 0 | 0 | 0 | 0 | 0 | 0 | 0 | 0 | 0 | 0 | 0 | 0 | 0 | 0 | 0 | 0 | 0 | 0 | 0 | 0 | 0 | 0
F1_Commercial_Grocery_Existing_Food Preparation_Natural Gas_Conveyor Oven_E7 | F1 | Commercial | Grocery | Existing | Food Preparation | Natural Gas | Conveyor Oven | E7 | RVT - Cost of Equipment | 0 | 0 | 0 | 0 | 0 | 0 | 0 | 0 | 0 | 0 | 0 | 0 | 0 | 0 | 0 | 0 | 0 | 0 | 0 | 0 | 0 | 0 | 0 | 0 | 0 | 0 | 0 | 0 | 0 | 0 | 0 | 0 | 0 | 0 | 0 | 0 | 0 | 0 | 0 | 0 | 0 | 0
F1_Commercial_Grocery_Existing_Food Preparation_Natural Gas_Conveyor Oven_E8 | F1 | Commercial | Grocery | Existing | Food Preparation | Natural Gas | Conveyor Oven | E8 | RVT - Cost of Equipment | 0 | 0 | 0 | 0 | 0 | 0 | 0 | 0 | 0 | 0 | 0 | 0 | 0 | 0 | 0 | 0 | 0 | 0 | 0 | 0 | 0 | 0 | 0 | 0 | 0 | 0 | 0 | 0 | 0 | 0 | 0 | 0 | 0 | 0 | 0 | 0 | 0 | 0 | 0 | 0 | 0 | 0
F1_Commercial_Grocery_Existing_Food Preparation_Natural Gas_Conveyor Oven_E9 | F1 | Commercial | Grocery | Existing | Food Preparation | Natural Gas | Conveyor Oven | E9 | RVT - Cost of Equipment | 0 | 0 | 0 | 0 | 0 | 0 | 0 | 0 | 0 | 0 | 0 | 0 | 0 | 0 | 0 | 0 | 0 | 0 | 0 | 0 | 0 | 0 | 0 | 0 | 0 | 0 | 0 | 0 | 0 | 0 | 0 | 0 | 0 | 0 | 0 | 0 | 0 | 0 | 0 | 0 | 0 | 0
F1_Commercial_Grocery_Existing_Food Preparation_Natural Gas_Conveyor Oven_E10 | F1 | Commercial | Grocery | Existing | Food Preparation | Natural Gas | Conveyor Oven | E10 | RVT - Cost of Equipment | 0 | 0 | 0 | 0 | 0 | 0 | 0 | 0 | 0 | 0 | 0 | 0 | 0 | 0 | 0 | 0 | 0 | 0 | 0 | 0 | 0 | 0 | 0 | 0 | 0 | 0 | 0 | 0 | 0 | 0 | 0 | 0 | 0 | 0 | 0 | 0 | 0 | 0 | 0 | 0 | 0 | 0
F2_Commercial_Grocery_Existing_Food Preparation_Natural Gas_Conveyor Oven_E1 | F2 | Commercial | Grocery | Existing | Food Preparation | Natural Gas | Conveyor Oven | E1 | RVT - Cost of Operation | 0.181 | 0.18154 | 0.18264 | 0.18231 | 0.18231 | 0.18324 | 0.18495 | 0.18645 | 0.18819 | 0.18991 | 0.19166 | 0.19334 | 0.1951 | 0.19692 | 0.19867 | 0.20043 | 0.20213 | 0.20386 | 0.20554 | 0.20718 | 0.2087 | 0.21018 | 0.21149 | 0.21279 | 0.21393 | 0.21491 | 0.2158 | 0.21657 | 0.21717 | 0.21766 | 0.21793 | 0.21811 | 0.21811 | 0 | 0 | 0 | 0 | 0 | 0 | 0 | 0 | 0
F2_Commercial_Grocery_Existing_Food Preparation_Natural Gas_Conveyor Oven_E2 | F2 | Commercial | Grocery | Existing | Food Preparation | Natural Gas | Conveyor Oven | E2 | RVT - Cost of Operation | 0.13759 | 0.138 | 0.13884 | 0.13858 | 0.13858 | 0.13929 | 0.14059 | 0.14173 | 0.14305 | 0.14436 | 0.14569 | 0.14697 | 0.1483 | 0.14969 | 0.15102 | 0.15236 | 0.15365 | 0.15497 | 0.15624 | 0.15749 | 0.15864 | 0.15977 | 0.16076 | 0.16176 | 0.16262 | 0.16336 | 0.16404 | 0.16463 | 0.16508 | 0.16546 | 0.16566 | 0.1658 | 0.1658 | 0 | 0 | 0 | 0 | 0 | 0 | 0 | 0 | 0
F2_Commercial_Grocery_Existing_Food Preparation_Natural Gas_Conveyor Oven_E3 | F2 | Commercial | Grocery | Existing | Food Preparation | Natural Gas | Conveyor Oven | E3 | RVT - Cost of Operation | 0 | 0 | 0 | 0 | 0 | 0 | 0 | 0 | 0 | 0 | 0 | 0 | 0 | 0 | 0 | 0 | 0 | 0 | 0 | 0 | 0 | 0 | 0 | 0 | 0 | 0 | 0 | 0 | 0 | 0 | 0 | 0 | 0 | 0 | 0 | 0 | 0 | 0 | 0 | 0 | 0 | 0
F2_Commercial_Grocery_Existing_Food Preparation_Natural Gas_Conveyor Oven_E4 | F2 | Commercial | Grocery | Existing | Food Preparation | Natural Gas | Conveyor Oven | E4 | RVT - Cost of Operation | 0 | 0 | 0 | 0 | 0 | 0 | 0 | 0 | 0 | 0 | 0 | 0 | 0 | 0 | 0 | 0 | 0 | 0 | 0 | 0 | 0 | 0 | 0 | 0 | 0 | 0 | 0 | 0 | 0 | 0 | 0 | 0 | 0 | 0 | 0 | 0 | 0 | 0 | 0 | 0 | 0 | 0
F2_Commercial_Grocery_Existing_Food Preparation_Natural Gas_Conveyor Oven_E5 | F2 | Commercial | Grocery | Existing | Food Preparation | Natural Gas | Conveyor Oven | E5 | RVT - Cost of Operation | 0 | 0 | 0 | 0 | 0 | 0 | 0 | 0 | 0 | 0 | 0 | 0 | 0 | 0 | 0 | 0 | 0 | 0 | 0 | 0 | 0 | 0 | 0 | 0 | 0 | 0 | 0 | 0 | 0 | 0 | 0 | 0 | 0 | 0 | 0 | 0 | 0 | 0 | 0 | 0 | 0 | 0
F2_Commercial_Grocery_Existing_Food Preparation_Natural Gas_Conveyor Oven_E6 | F2 | Commercial | Grocery | Existing | Food Preparation | Natural Gas | Conveyor Oven | E6 | RVT - Cost of Operation | 0 | 0 | 0 | 0 | 0 | 0 | 0 | 0 | 0 | 0 | 0 | 0 | 0 | 0 | 0 | 0 | 0 | 0 | 0 | 0 | 0 | 0 | 0 | 0 | 0 | 0 | 0 | 0 | 0 | 0 | 0 | 0 | 0 | 0 | 0 | 0 | 0 | 0 | 0 | 0 | 0 | 0
F2_Commercial_Grocery_Existing_Food Preparation_Natural Gas_Conveyor Oven_E7 | F2 | Commercial | Grocery | Existing | Food Preparation | Natural Gas | Conveyor Oven | E7 | RVT - Cost of Operation | 0 | 0 | 0 | 0 | 0 | 0 | 0 | 0 | 0 | 0 | 0 | 0 | 0 | 0 | 0 | 0 | 0 | 0 | 0 | 0 | 0 | 0 | 0 | 0 | 0 | 0 | 0 | 0 | 0 | 0 | 0 | 0 | 0 | 0 | 0 | 0 | 0 | 0 | 0 | 0 | 0 | 0
F2_Commercial_Grocery_Existing_Food Preparation_Natural Gas_Conveyor Oven_E8 | F2 | Commercial | Grocery | Existing | Food Preparation | Natural Gas | Conveyor Oven | E8 | RVT - Cost of Operation | 0 | 0 | 0 | 0 | 0 | 0 | 0 | 0 | 0 | 0 | 0 | 0 | 0 | 0 | 0 | 0 | 0 | 0 | 0 | 0 | 0 | 0 | 0 | 0 | 0 | 0 | 0 | 0 | 0 | 0 | 0 | 0 | 0 | 0 | 0 | 0 | 0 | 0 | 0 | 0 | 0 | 0
F2_Commercial_Grocery_Existing_Food Preparation_Natural Gas_Conveyor Oven_E9 | F2 | Commercial | Grocery | Existing | Food Preparation | Natural Gas | Conveyor Oven | E9 | RVT - Cost of Operation | 0 | 0 | 0 | 0 | 0 | 0 | 0 | 0 | 0 | 0 | 0 | 0 | 0 | 0 | 0 | 0 | 0 | 0 | 0 | 0 | 0 | 0 | 0 | 0 | 0 | 0 | 0 | 0 | 0 | 0 | 0 | 0 | 0 | 0 | 0 | 0 | 0 | 0 | 0 | 0 | 0 | 0
F2_Commercial_Grocery_Existing_Food Preparation_Natural Gas_Conveyor Oven_E10 | F2 | Commercial | Grocery | Existing | Food Preparation | Natural Gas | Conveyor Oven | E10 | RVT - Cost of Operation | 0 | 0 | 0 | 0 | 0 | 0 | 0 | 0 | 0 | 0 | 0 | 0 | 0 | 0 | 0 | 0 | 0 | 0 | 0 | 0 | 0 | 0 | 0 | 0 | 0 | 0 | 0 | 0 | 0 | 0 | 0 | 0 | 0 | 0 | 0 | 0 | 0 | 0 | 0 | 0 | 0 | 0
F3_Commercial_Grocery_Existing_Food Preparation_Natural Gas_Conveyor Oven_E1 | F3 | Commercial | Grocery | Existing | Food Preparation | Natural Gas | Conveyor Oven | E1 | System - kBTUs of Consumption | 0.027267 | 0.027267 | 0.027267 | 0.027267 | 0.027267 | 0.027267 | 0.027267 | 0.027267 | 0.027267 | 0.027267 | 0.027267 | 0.027267 | 0.027267 | 0.027267 | 0.027267 | 0.027267 | 0.027267 | 0.027267 | 0.027267 | 0.027267 | 0.027267 | 0.027267 | 0.027267 | 0.027267 | 0.027267 | 0.027267 | 0.027267 | 0.027267 | 0.027267 | 0.027267 | 0.027267 | 0.027267 | 0.027267 | 0 | 0 | 0 | 0 | 0 | 0 | 0 | 0 | 0
F3_Commercial_Grocery_Existing_Food Preparation_Natural Gas_Conveyor Oven_E2 | F3 | Commercial | Grocery | Existing | Food Preparation | Natural Gas | Conveyor Oven | E2 | System - kBTUs of Consumption | 0.033242 | 0.033242 | 0.033242 | 0.033242 | 0.033242 | 0.033242 | 0.033242 | 0.033242 | 0.033242 | 0.033242 | 0.033242 | 0.033242 | 0.033242 | 0.033242 | 0.033242 | 0.033242 | 0.033242 | 0.033242 | 0.033242 | 0.033242 | 0.033242 | 0.033242 | 0.033242 | 0.033242 | 0.033242 | 0.033242 | 0.033242 | 0.033242 | 0.033242 | 0.033242 | 0.033242 | 0.033242 | 0.033242 | 0 | 0 | 0 | 0 | 0 | 0 | 0 | 0 | 0
F3_Commercial_Grocery_Existing_Food Preparation_Natural Gas_Conveyor Oven_E3 | F3 | Commercial | Grocery | Existing | Food Preparation | Natural Gas | Conveyor Oven | E3 | System - kBTUs of Consumption | 0 | 0 | 0 | 0 | 0 | 0 | 0 | 0 | 0 | 0 | 0 | 0 | 0 | 0 | 0 | 0 | 0 | 0 | 0 | 0 | 0 | 0 | 0 | 0 | 0 | 0 | 0 | 0 | 0 | 0 | 0 | 0 | 0 | 0 | 0 | 0 | 0 | 0 | 0 | 0 | 0 | 0
F3_Commercial_Grocery_Existing_Food Preparation_Natural Gas_Conveyor Oven_E4 | F3 | Commercial | Grocery | Existing | Food Preparation | Natural Gas | Conveyor Oven | E4 | System - kBTUs of Consumption | 0 | 0 | 0 | 0 | 0 | 0 | 0 | 0 | 0 | 0 | 0 | 0 | 0 | 0 | 0 | 0 | 0 | 0 | 0 | 0 | 0 | 0 | 0 | 0 | 0 | 0 | 0 | 0 | 0 | 0 | 0 | 0 | 0 | 0 | 0 | 0 | 0 | 0 | 0 | 0 | 0 | 0
F3_Commercial_Grocery_Existing_Food Preparation_Natural Gas_Conveyor Oven_E5 | F3 | Commercial | Grocery | Existing | Food Preparation | Natural Gas | Conveyor Oven | E5 | System - kBTUs of Consumption | 0 | 0 | 0 | 0 | 0 | 0 | 0 | 0 | 0 | 0 | 0 | 0 | 0 | 0 | 0 | 0 | 0 | 0 | 0 | 0 | 0 | 0 | 0 | 0 | 0 | 0 | 0 | 0 | 0 | 0 | 0 | 0 | 0 | 0 | 0 | 0 | 0 | 0 | 0 | 0 | 0 | 0
F3_Commercial_Grocery_Existing_Food Preparation_Natural Gas_Conveyor Oven_E6 | F3 | Commercial | Grocery | Existing | Food Preparation | Natural Gas | Conveyor Oven | E6 | System - kBTUs of Consumption | 0 | 0 | 0 | 0 | 0 | 0 | 0 | 0 | 0 | 0 | 0 | 0 | 0 | 0 | 0 | 0 | 0 | 0 | 0 | 0 | 0 | 0 | 0 | 0 | 0 | 0 | 0 | 0 | 0 | 0 | 0 | 0 | 0 | 0 | 0 | 0 | 0 | 0 | 0 | 0 | 0 | 0
F3_Commercial_Grocery_Existing_Food Preparation_Natural Gas_Conveyor Oven_E7 | F3 | Commercial | Grocery | Existing | Food Preparation | Natural Gas | Conveyor Oven | E7 | System - kBTUs of Consumption | 0 | 0 | 0 | 0 | 0 | 0 | 0 | 0 | 0 | 0 | 0 | 0 | 0 | 0 | 0 | 0 | 0 | 0 | 0 | 0 | 0 | 0 | 0 | 0 | 0 | 0 | 0 | 0 | 0 | 0 | 0 | 0 | 0 | 0 | 0 | 0 | 0 | 0 | 0 | 0 | 0 | 0
F3_Commercial_Grocery_Existing_Food Preparation_Natural Gas_Conveyor Oven_E8 | F3 | Commercial | Grocery | Existing | Food Preparation | Natural Gas | Conveyor Oven | E8 | System - kBTUs of Consumption | 0 | 0 | 0 | 0 | 0 | 0 | 0 | 0 | 0 | 0 | 0 | 0 | 0 | 0 | 0 | 0 | 0 | 0 | 0 | 0 | 0 | 0 | 0 | 0 | 0 | 0 | 0 | 0 | 0 | 0 | 0 | 0 | 0 | 0 | 0 | 0 | 0 | 0 | 0 | 0 | 0 | 0
F3_Commercial_Grocery_Existing_Food Preparation_Natural Gas_Conveyor Oven_E9 | F3 | Commercial | Grocery | Existing | Food Preparation | Natural Gas | Conveyor Oven | E9 | System - kBTUs of Consumption | 0 | 0 | 0 | 0 | 0 | 0 | 0 | 0 | 0 | 0 | 0 | 0 | 0 | 0 | 0 | 0 | 0 | 0 | 0 | 0 | 0 | 0 | 0 | 0 | 0 | 0 | 0 | 0 | 0 | 0 | 0 | 0 | 0 | 0 | 0 | 0 | 0 | 0 | 0 | 0 | 0 | 0
F3_Commercial_Grocery_Existing_Food Preparation_Natural Gas_Conveyor Oven_E10 | F3 | Commercial | Grocery | Existing | Food Preparation | Natural Gas | Conveyor Oven | E10 | System - kBTUs of Consumption | 0 | 0 | 0 | 0 | 0 | 0 | 0 | 0 | 0 | 0 | 0 | 0 | 0 | 0 | 0 | 0 | 0 | 0 | 0 | 0 | 0 | 0 | 0 | 0 | 0 | 0 | 0 | 0 | 0 | 0 | 0 | 0 | 0 | 0 | 0 | 0 | 0 | 0 | 0 | 0 | 0 | 0
F4_Commercial_Grocery_Existing_Food Preparation_Natural Gas_Conveyor Oven_E1 | F4 | Commercial | Grocery | Existing | Food Preparation | Natural Gas | Conveyor Oven | E1 | Utility - Cost of Equipment | 0.181 | 0.18154 | 0.18264 | 0.18231 | 0.18231 | 0.18324 | 0.18495 | 0.18645 | 0.18819 | 0.18991 | 0.19166 | 0.19334 | 0.1951 | 0.19692 | 0.19867 | 0.20043 | 0.20213 | 0.20386 | 0.20554 | 0.20718 | 0.2087 | 0.21018 | 0.21149 | 0.21279 | 0.21393 | 0.21491 | 0.2158 | 0.21657 | 0.21717 | 0.21766 | 0.21793 | 0.21811 | 0.21811 | 0 | 0 | 0 | 0 | 0 | 0 | 0 | 0 | 0
F4_Commercial_Grocery_Existing_Food Preparation_Natural Gas_Conveyor Oven_E2 | F4 | Commercial | Grocery | Existing | Food Preparation | Natural Gas | Conveyor Oven | E2 | Utility - Cost of Equipment | 0.13759 | 0.138 | 0.13884 | 0.13858 | 0.13858 | 0.13929 | 0.14059 | 0.14173 | 0.14305 | 0.14436 | 0.14569 | 0.14697 | 0.1483 | 0.14969 | 0.15102 | 0.15236 | 0.15365 | 0.15497 | 0.15624 | 0.15749 | 0.15864 | 0.15977 | 0.16076 | 0.16176 | 0.16262 | 0.16336 | 0.16404 | 0.16463 | 0.16508 | 0.16546 | 0.16566 | 0.1658 | 0.1658 | 0 | 0 | 0 | 0 | 0 | 0 | 0 | 0 | 0
F4_Commercial_Grocery_Existing_Food Preparation_Natural Gas_Conveyor Oven_E3 | F4 | Commercial | Grocery | Existing | Food Preparation | Natural Gas | Conveyor Oven | E3 | Utility - Cost of Equipment | 0 | 0 | 0 | 0 | 0 | 0 | 0 | 0 | 0 | 0 | 0 | 0 | 0 | 0 | 0 | 0 | 0 | 0 | 0 | 0 | 0 | 0 | 0 | 0 | 0 | 0 | 0 | 0 | 0 | 0 | 0 | 0 | 0 | 0 | 0 | 0 | 0 | 0 | 0 | 0 | 0 | 0
F4_Commercial_Grocery_Existing_Food Preparation_Natural Gas_Conveyor Oven_E4 | F4 | Commercial | Grocery | Existing | Food Preparation | Natural Gas | Conveyor Oven | E4 | Utility - Cost of Equipment | 0 | 0 | 0 | 0 | 0 | 0 | 0 | 0 | 0 | 0 | 0 | 0 | 0 | 0 | 0 | 0 | 0 | 0 | 0 | 0 | 0 | 0 | 0 | 0 | 0 | 0 | 0 | 0 | 0 | 0 | 0 | 0 | 0 | 0 | 0 | 0 | 0 | 0 | 0 | 0 | 0 | 0
F4_Commercial_Grocery_Existing_Food Preparation_Natural Gas_Conveyor Oven_E5 | F4 | Commercial | Grocery | Existing | Food Preparation | Natural Gas | Conveyor Oven | E5 | Utility - Cost of Equipment | 0 | 0 | 0 | 0 | 0 | 0 | 0 | 0 | 0 | 0 | 0 | 0 | 0 | 0 | 0 | 0 | 0 | 0 | 0 | 0 | 0 | 0 | 0 | 0 | 0 | 0 | 0 | 0 | 0 | 0 | 0 | 0 | 0 | 0 | 0 | 0 | 0 | 0 | 0 | 0 | 0 | 0
F4_Commercial_Grocery_Existing_Food Preparation_Natural Gas_Conveyor Oven_E6 | F4 | Commercial | Grocery | Existing | Food Preparation | Natural Gas | Conveyor Oven | E6 | Utility - Cost of Equipment | 0 | 0 | 0 | 0 | 0 | 0 | 0 | 0 | 0 | 0 | 0 | 0 | 0 | 0 | 0 | 0 | 0 | 0 | 0 | 0 | 0 | 0 | 0 | 0 | 0 | 0 | 0 | 0 | 0 | 0 | 0 | 0 | 0 | 0 | 0 | 0 | 0 | 0 | 0 | 0 | 0 | 0
F4_Commercial_Grocery_Existing_Food Preparation_Natural Gas_Conveyor Oven_E7 | F4 | Commercial | Grocery | Existing | Food Preparation | Natural Gas | Conveyor Oven | E7 | Utility - Cost of Equipment | 0 | 0 | 0 | 0 | 0 | 0 | 0 | 0 | 0 | 0 | 0 | 0 | 0 | 0 | 0 | 0 | 0 | 0 | 0 | 0 | 0 | 0 | 0 | 0 | 0 | 0 | 0 | 0 | 0 | 0 | 0 | 0 | 0 | 0 | 0 | 0 | 0 | 0 | 0 | 0 | 0 | 0
F4_Commercial_Grocery_Existing_Food Preparation_Natural Gas_Conveyor Oven_E8 | F4 | Commercial | Grocery | Existing | Food Preparation | Natural Gas | Conveyor Oven | E8 | Utility - Cost of Equipment | 0 | 0 | 0 | 0 | 0 | 0 | 0 | 0 | 0 | 0 | 0 | 0 | 0 | 0 | 0 | 0 | 0 | 0 | 0 | 0 | 0 | 0 | 0 | 0 | 0 | 0 | 0 | 0 | 0 | 0 | 0 | 0 | 0 | 0 | 0 | 0 | 0 | 0 | 0 | 0 | 0 | 0
F4_Commercial_Grocery_Existing_Food Preparation_Natural Gas_Conveyor Oven_E9 | F4 | Commercial | Grocery | Existing | Food Preparation | Natural Gas | Conveyor Oven | E9 | Utility - Cost of Equipment | 0 | 0 | 0 | 0 | 0 | 0 | 0 | 0 | 0 | 0 | 0 | 0 | 0 | 0 | 0 | 0 | 0 | 0 | 0 | 0 | 0 | 0 | 0 | 0 | 0 | 0 | 0 | 0 | 0 | 0 | 0 | 0 | 0 | 0 | 0 | 0 | 0 | 0 | 0 | 0 | 0 | 0
F4_Commercial_Grocery_Existing_Food Preparation_Natural Gas_Conveyor Oven_E10 | F4 | Commercial | Grocery | Existing | Food Preparation | Natural Gas | Conveyor Oven | E10 | Utility - Cost of Equipment | 0 | 0 | 0 | 0 | 0 | 0 | 0 | 0 | 0 | 0 | 0 | 0 | 0 | 0 | 0 | 0 | 0 | 0 | 0 | 0 | 0 | 0 | 0 | 0 | 0 | 0 | 0 | 0 | 0 | 0 | 0 | 0 | 0 | 0 | 0 | 0 | 0 | 0 | 0 | 0 | 0 | 0
F5_Commercial_Grocery_Existing_Food Preparation_Natural Gas_Conveyor Oven_E1 | F5 | Commercial | Grocery | Existing | Food Preparation | Natural Gas | Conveyor Oven | E1 | Utility - Cost of Operation | 0.027267 | 0.027267 | 0.027267 | 0.027267 | 0.027267 | 0.027267 | 0.027267 | 0.027267 | 0.027267 | 0.027267 | 0.027267 | 0.027267 | 0.027267 | 0.027267 | 0.027267 | 0.027267 | 0.027267 | 0.027267 | 0.027267 | 0.027267 | 0.027267 | 0.027267 | 0.027267 | 0.027267 | 0.027267 | 0.027267 | 0.027267 | 0.027267 | 0.027267 | 0.027267 | 0.027267 | 0.027267 | 0.027267 | 0 | 0 | 0 | 0 | 0 | 0 | 0 | 0 | 0
F5_Commercial_Grocery_Existing_Food Preparation_Natural Gas_Conveyor Oven_E2 | F5 | Commercial | Grocery | Existing | Food Preparation | Natural Gas | Conveyor Oven | E2 | Utility - Cost of Operation | 0.033242 | 0.033242 | 0.033242 | 0.033242 | 0.033242 | 0.033242 | 0.033242 | 0.033242 | 0.033242 | 0.033242 | 0.033242 | 0.033242 | 0.033242 | 0.033242 | 0.033242 | 0.033242 | 0.033242 | 0.033242 | 0.033242 | 0.033242 | 0.033242 | 0.033242 | 0.033242 | 0.033242 | 0.033242 | 0.033242 | 0.033242 | 0.033242 | 0.033242 | 0.033242 | 0.033242 | 0.033242 | 0.033242 | 0 | 0 | 0 | 0 | 0 | 0 | 0 | 0 | 0
F5_Commercial_Grocery_Existing_Food Preparation_Natural Gas_Conveyor Oven_E3 | F5 | Commercial | Grocery | Existing | Food Preparation | Natural Gas | Conveyor Oven | E3 | Utility - Cost of Operation | 0 | 0 | 0 | 0 | 0 | 0 | 0 | 0 | 0 | 0 | 0 | 0 | 0 | 0 | 0 | 0 | 0 | 0 | 0 | 0 | 0 | 0 | 0 | 0 | 0 | 0 | 0 | 0 | 0 | 0 | 0 | 0 | 0 | 0 | 0 | 0 | 0 | 0 | 0 | 0 | 0 | 0
F5_Commercial_Grocery_Existing_Food Preparation_Natural Gas_Conveyor Oven_E4 | F5 | Commercial | Grocery | Existing | Food Preparation | Natural Gas | Conveyor Oven | E4 | Utility - Cost of Operation | 0 | 0 | 0 | 0 | 0 | 0 | 0 | 0 | 0 | 0 | 0 | 0 | 0 | 0 | 0 | 0 | 0 | 0 | 0 | 0 | 0 | 0 | 0 | 0 | 0 | 0 | 0 | 0 | 0 | 0 | 0 | 0 | 0 | 0 | 0 | 0 | 0 | 0 | 0 | 0 | 0 | 0
F5_Commercial_Grocery_Existing_Food Preparation_Natural Gas_Conveyor Oven_E5 | F5 | Commercial | Grocery | Existing | Food Preparation | Natural Gas | Conveyor Oven | E5 | Utility - Cost of Operation | 0 | 0 | 0 | 0 | 0 | 0 | 0 | 0 | 0 | 0 | 0 | 0 | 0 | 0 | 0 | 0 | 0 | 0 | 0 | 0 | 0 | 0 | 0 | 0 | 0 | 0 | 0 | 0 | 0 | 0 | 0 | 0 | 0 | 0 | 0 | 0 | 0 | 0 | 0 | 0 | 0 | 0
F5_Commercial_Grocery_Existing_Food Preparation_Natural Gas_Conveyor Oven_E6 | F5 | Commercial | Grocery | Existing | Food Preparation | Natural Gas | Conveyor Oven | E6 | Utility - Cost of Operation | 0 | 0 | 0 | 0 | 0 | 0 | 0 | 0 | 0 | 0 | 0 | 0 | 0 | 0 | 0 | 0 | 0 | 0 | 0 | 0 | 0 | 0 | 0 | 0 | 0 | 0 | 0 | 0 | 0 | 0 | 0 | 0 | 0 | 0 | 0 | 0 | 0 | 0 | 0 | 0 | 0 | 0
F5_Commercial_Grocery_Existing_Food Preparation_Natural Gas_Conveyor Oven_E7 | F5 | Commercial | Grocery | Existing | Food Preparation | Natural Gas | Conveyor Oven | E7 | Utility - Cost of Operation | 0 | 0 | 0 | 0 | 0 | 0 | 0 | 0 | 0 | 0 | 0 | 0 | 0 | 0 | 0 | 0 | 0 | 0 | 0 | 0 | 0 | 0 | 0 | 0 | 0 | 0 | 0 | 0 | 0 | 0 | 0 | 0 | 0 | 0 | 0 | 0 | 0 | 0 | 0 | 0 | 0 | 0
F5_Commercial_Grocery_Existing_Food Preparation_Natural Gas_Conveyor Oven_E8 | F5 | Commercial | Grocery | Existing | Food Preparation | Natural Gas | Conveyor Oven | E8 | Utility - Cost of Operation | 0 | 0 | 0 | 0 | 0 | 0 | 0 | 0 | 0 | 0 | 0 | 0 | 0 | 0 | 0 | 0 | 0 | 0 | 0 | 0 | 0 | 0 | 0 | 0 | 0 | 0 | 0 | 0 | 0 | 0 | 0 | 0 | 0 | 0 | 0 | 0 | 0 | 0 | 0 | 0 | 0 | 0
F5_Commercial_Grocery_Existing_Food Preparation_Natural Gas_Conveyor Oven_E9 | F5 | Commercial | Grocery | Existing | Food Preparation | Natural Gas | Conveyor Oven | E9 | Utility - Cost of Operation | 0 | 0 | 0 | 0 | 0 | 0 | 0 | 0 | 0 | 0 | 0 | 0 | 0 | 0 | 0 | 0 | 0 | 0 | 0 | 0 | 0 | 0 | 0 | 0 | 0 | 0 | 0 | 0 | 0 | 0 | 0 | 0 | 0 | 0 | 0 | 0 | 0 | 0 | 0 | 0 | 0 | 0
F5_Commercial_Grocery_Existing_Food Preparation_Natural Gas_Conveyor Oven_E10 | F5 | Commercial | Grocery | Existing | Food Preparation | Natural Gas | Conveyor Oven | E10 | Utility - Cost of Operation | 0 | 0 | 0 | 0 | 0 | 0 | 0 | 0 | 0 | 0 | 0 | 0 | 0 | 0 | 0 | 0 | 0 | 0 | 0 | 0 | 0 | 0 | 0 | 0 | 0 | 0 | 0 | 0 | 0 | 0 | 0 | 0 | 0 | 0 | 0 | 0 | 0 | 0 | 0 | 0 | 0 | 0
F6_Commercial_Grocery_Existing_Food Preparation_Natural Gas_Conveyor Oven_E1 | F6 | Commercial | Grocery | Existing | Food Preparation | Natural Gas | Conveyor Oven | E1 | Utility - Value of Sales | 0.095167 | 0.095467 | 0.095949 | 0.095843 | 0.095843 | 0.095843 | 0.095843 | 0.095843 | 0.095843 | 0.095843 | 0.095843 | 0.095843 | 0.095843 | 0.095843 | 0.095843 | 0.095843 | 0.095843 | 0.095843 | 0.095843 | 0.095843 | 0.095843 | 0.095843 | 0.095843 | 0.095843 | 0.095843 | 0.095843 | 0.095843 | 0.095843 | 0.095843 | 0.095843 | 0.095843 | 0.095843 | 0.095843 | 0 | 0 | 0 | 0 | 0 | 0 | 0 | 0 | 0
F6_Commercial_Grocery_Existing_Food Preparation_Natural Gas_Conveyor Oven_E2 | F6 | Commercial | Grocery | Existing | Food Preparation | Natural Gas | Conveyor Oven | E2 | Utility - Value of Sales | 0.072342 | 0.07257 | 0.072936 | 0.072856 | 0.072856 | 0.072856 | 0.072856 | 0.072856 | 0.072856 | 0.072856 | 0.072856 | 0.072856 | 0.072856 | 0.072856 | 0.072856 | 0.072856 | 0.072856 | 0.072856 | 0.072856 | 0.072856 | 0.072856 | 0.072856 | 0.072856 | 0.072856 | 0.072856 | 0.072856 | 0.072856 | 0.072856 | 0.072856 | 0.072856 | 0.072856 | 0.072856 | 0.072856 | 0 | 0 | 0 | 0 | 0 | 0 | 0 | 0 | 0
F6_Commercial_Grocery_Existing_Food Preparation_Natural Gas_Conveyor Oven_E3 | F6 | Commercial | Grocery | Existing | Food Preparation | Natural Gas | Conveyor Oven | E3 | Utility - Value of Sales | 0 | 0 | 0 | 0 | 0 | 0 | 0 | 0 | 0 | 0 | 0 | 0 | 0 | 0 | 0 | 0 | 0 | 0 | 0 | 0 | 0 | 0 | 0 | 0 | 0 | 0 | 0 | 0 | 0 | 0 | 0 | 0 | 0 | 0 | 0 | 0 | 0 | 0 | 0 | 0 | 0 | 0
F6_Commercial_Grocery_Existing_Food Preparation_Natural Gas_Conveyor Oven_E4 | F6 | Commercial | Grocery | Existing | Food Preparation | Natural Gas | Conveyor Oven | E4 | Utility - Value of Sales | 0 | 0 | 0 | 0 | 0 | 0 | 0 | 0 | 0 | 0 | 0 | 0 | 0 | 0 | 0 | 0 | 0 | 0 | 0 | 0 | 0 | 0 | 0 | 0 | 0 | 0 | 0 | 0 | 0 | 0 | 0 | 0 | 0 | 0 | 0 | 0 | 0 | 0 | 0 | 0 | 0 | 0
F6_Commercial_Grocery_Existing_Food Preparation_Natural Gas_Conveyor Oven_E5 | F6 | Commercial | Grocery | Existing | Food Preparation | Natural Gas | Conveyor Oven | E5 | Utility - Value of Sales | 0 | 0 | 0 | 0 | 0 | 0 | 0 | 0 | 0 | 0 | 0 | 0 | 0 | 0 | 0 | 0 | 0 | 0 | 0 | 0 | 0 | 0 | 0 | 0 | 0 | 0 | 0 | 0 | 0 | 0 | 0 | 0 | 0 | 0 | 0 | 0 | 0 | 0 | 0 | 0 | 0 | 0
F6_Commercial_Grocery_Existing_Food Preparation_Natural Gas_Conveyor Oven_E6 | F6 | Commercial | Grocery | Existing | Food Preparation | Natural Gas | Conveyor Oven | E6 | Utility - Value of Sales | 0 | 0 | 0 | 0 | 0 | 0 | 0 | 0 | 0 | 0 | 0 | 0 | 0 | 0 | 0 | 0 | 0 | 0 | 0 | 0 | 0 | 0 | 0 | 0 | 0 | 0 | 0 | 0 | 0 | 0 | 0 | 0 | 0 | 0 | 0 | 0 | 0 | 0 | 0 | 0 | 0 | 0
F6_Commercial_Grocery_Existing_Food Preparation_Natural Gas_Conveyor Oven_E7 | F6 | Commercial | Grocery | Existing | Food Preparation | Natural Gas | Conveyor Oven | E7 | Utility - Value of Sales | 0 | 0 | 0 | 0 | 0 | 0 | 0 | 0 | 0 | 0 | 0 | 0 | 0 | 0 | 0 | 0 | 0 | 0 | 0 | 0 | 0 | 0 | 0 | 0 | 0 | 0 | 0 | 0 | 0 | 0 | 0 | 0 | 0 | 0 | 0 | 0 | 0 | 0 | 0 | 0 | 0 | 0
F6_Commercial_Grocery_Existing_Food Preparation_Natural Gas_Conveyor Oven_E8 | F6 | Commercial | Grocery | Existing | Food Preparation | Natural Gas | Conveyor Oven | E8 | Utility - Value of Sales | 0 | 0 | 0 | 0 | 0 | 0 | 0 | 0 | 0 | 0 | 0 | 0 | 0 | 0 | 0 | 0 | 0 | 0 | 0 | 0 | 0 | 0 | 0 | 0 | 0 | 0 | 0 | 0 | 0 | 0 | 0 | 0 | 0 | 0 | 0 | 0 | 0 | 0 | 0 | 0 | 0 | 0
F6_Commercial_Grocery_Existing_Food Preparation_Natural Gas_Conveyor Oven_E9 | F6 | Commercial | Grocery | Existing | Food Preparation | Natural Gas | Conveyor Oven | E9 | Utility - Value of Sales | 0 | 0 | 0 | 0 | 0 | 0 | 0 | 0 | 0 | 0 | 0 | 0 | 0 | 0 | 0 | 0 | 0 | 0 | 0 | 0 | 0 | 0 | 0 | 0 | 0 | 0 | 0 | 0 | 0 | 0 | 0 | 0 | 0 | 0 | 0 | 0 | 0 | 0 | 0 | 0 | 0 | 0
F6_Commercial_Grocery_Existing_Food Preparation_Natural Gas_Conveyor Oven_E10 | F6 | Commercial | Grocery | Existing | Food Preparation | Natural Gas | Conveyor Oven | E10 | Utility - Value of Sales | 0 | 0 | 0 | 0 | 0 | 0 | 0 | 0 | 0 | 0 | 0 | 0 | 0 | 0 | 0 | 0 | 0 | 0 | 0 | 0 | 0 | 0 | 0 | 0 | 0 | 0 | 0 | 0 | 0 | 0 | 0 | 0 | 0 | 0 | 0 | 0 | 0 | 0 | 0 | 0 | 0 | 0
F1_Commercial_Grocery_Existing_Food Preparation_Natural Gas_Double Rack Oven_E1 | F1 | Commercial | Grocery | Existing | Food Preparation | Natural Gas | Double Rack Oven | E1 | RVT - Cost of Equipment | 0.26665 | 0.26699 | 0.26845 | 0.26709 | 0.2664 | 0.26746 | 0.27 | 0.27208 | 0.27461 | 0.27704 | 0.27951 | 0.28183 | 0.28431 | 0.28687 | 0.28936 | 0.2919 | 0.29446 | 0.29722 | 0.30008 | 0.30303 | 0.30586 | 0.3087 | 0.31125 | 0.3138 | 0.31602 | 0.31793 | 0.31967 | 0.32117 | 0.32235 | 0.32331 | 0.32384 | 0.32419 | 0.32419 | 0 | 0 | 0 | 0 | 0 | 0 | 0 | 0 | 0
F1_Commercial_Grocery_Existing_Food Preparation_Natural Gas_Double Rack Oven_E2 | F1 | Commercial | Grocery | Existing | Food Preparation | Natural Gas | Double Rack Oven | E2 | RVT - Cost of Equipment | 0.14544 | 0.14563 | 0.14643 | 0.14568 | 0.14531 | 0.14588 | 0.14727 | 0.14841 | 0.14978 | 0.15111 | 0.15246 | 0.15373 | 0.15508 | 0.15648 | 0.15783 | 0.15922 | 0.16062 | 0.16212 | 0.16368 | 0.16529 | 0.16683 | 0.16838 | 0.16977 | 0.17117 | 0.17237 | 0.17342 | 0.17437 | 0.17518 | 0.17583 | 0.17635 | 0.17664 | 0.17683 | 0.17683 | 0 | 0 | 0 | 0 | 0 | 0 | 0 | 0 | 0
F1_Commercial_Grocery_Existing_Food Preparation_Natural Gas_Double Rack Oven_E3 | F1 | Commercial | Grocery | Existing | Food Preparation | Natural Gas | Double Rack Oven | E3 | RVT - Cost of Equipment | 0 | 0 | 0 | 0 | 0 | 0 | 0 | 0 | 0 | 0 | 0 | 0 | 0 | 0 | 0 | 0 | 0 | 0 | 0 | 0 | 0 | 0 | 0 | 0 | 0 | 0 | 0 | 0 | 0 | 0 | 0 | 0 | 0 | 0 | 0 | 0 | 0 | 0 | 0 | 0 | 0 | 0
F1_Commercial_Grocery_Existing_Food Preparation_Natural Gas_Double Rack Oven_E4 | F1 | Commercial | Grocery | Existing | Food Preparation | Natural Gas | Double Rack Oven | E4 | RVT - Cost of Equipment | 0 | 0 | 0 | 0 | 0 | 0 | 0 | 0 | 0 | 0 | 0 | 0 | 0 | 0 | 0 | 0 | 0 | 0 | 0 | 0 | 0 | 0 | 0 | 0 | 0 | 0 | 0 | 0 | 0 | 0 | 0 | 0 | 0 | 0 | 0 | 0 | 0 | 0 | 0 | 0 | 0 | 0
F1_Commercial_Grocery_Existing_Food Preparation_Natural Gas_Double Rack Oven_E5 | F1 | Commercial | Grocery | Existing | Food Preparation | Natural Gas | Double Rack Oven | E5 | RVT - Cost of Equipment | 0 | 0 | 0 | 0 | 0 | 0 | 0 | 0 | 0 | 0 | 0 | 0 | 0 | 0 | 0 | 0 | 0 | 0 | 0 | 0 | 0 | 0 | 0 | 0 | 0 | 0 | 0 | 0 | 0 | 0 | 0 | 0 | 0 | 0 | 0 | 0 | 0 | 0 | 0 | 0 | 0 | 0
F1_Commercial_Grocery_Existing_Food Preparation_Natural Gas_Double Rack Oven_E6 | F1 | Commercial | Grocery | Existing | Food Preparation | Natural Gas | Double Rack Oven | E6 | RVT - Cost of Equipment | 0 | 0 | 0 | 0 | 0 | 0 | 0 | 0 | 0 | 0 | 0 | 0 | 0 | 0 | 0 | 0 | 0 | 0 | 0 | 0 | 0 | 0 | 0 | 0 | 0 | 0 | 0 | 0 | 0 | 0 | 0 | 0 | 0 | 0 | 0 | 0 | 0 | 0 | 0 | 0 | 0 | 0
F1_Commercial_Grocery_Existing_Food Preparation_Natural Gas_Double Rack Oven_E7 | F1 | Commercial | Grocery | Existing | Food Preparation | Natural Gas | Double Rack Oven | E7 | RVT - Cost of Equipment | 0 | 0 | 0 | 0 | 0 | 0 | 0 | 0 | 0 | 0 | 0 | 0 | 0 | 0 | 0 | 0 | 0 | 0 | 0 | 0 | 0 | 0 | 0 | 0 | 0 | 0 | 0 | 0 | 0 | 0 | 0 | 0 | 0 | 0 | 0 | 0 | 0 | 0 | 0 | 0 | 0 | 0
F1_Commercial_Grocery_Existing_Food Preparation_Natural Gas_Double Rack Oven_E8 | F1 | Commercial | Grocery | Existing | Food Preparation | Natural Gas | Double Rack Oven | E8 | RVT - Cost of Equipment | 0 | 0 | 0 | 0 | 0 | 0 | 0 | 0 | 0 | 0 | 0 | 0 | 0 | 0 | 0 | 0 | 0 | 0 | 0 | 0 | 0 | 0 | 0 | 0 | 0 | 0 | 0 | 0 | 0 | 0 | 0 | 0 | 0 | 0 | 0 | 0 | 0 | 0 | 0 | 0 | 0 | 0
F1_Commercial_Grocery_Existing_Food Preparation_Natural Gas_Double Rack Oven_E9 | F1 | Commercial | Grocery | Existing | Food Preparation | Natural Gas | Double Rack Oven | E9 | RVT - Cost of Equipment | 0 | 0 | 0 | 0 | 0 | 0 | 0 | 0 | 0 | 0 | 0 | 0 | 0 | 0 | 0 | 0 | 0 | 0 | 0 | 0 | 0 | 0 | 0 | 0 | 0 | 0 | 0 | 0 | 0 | 0 | 0 | 0 | 0 | 0 | 0 | 0 | 0 | 0 | 0 | 0 | 0 | 0
F1_Commercial_Grocery_Existing_Food Preparation_Natural Gas_Double Rack Oven_E10 | F1 | Commercial | Grocery | Existing | Food Preparation | Natural Gas | Double Rack Oven | E10 | RVT - Cost of Equipment | 0 | 0 | 0 | 0 | 0 | 0 | 0 | 0 | 0 | 0 | 0 | 0 | 0 | 0 | 0 | 0 | 0 | 0 | 0 | 0 | 0 | 0 | 0 | 0 | 0 | 0 | 0 | 0 | 0 | 0 | 0 | 0 | 0 | 0 | 0 | 0 | 0 | 0 | 0 | 0 | 0 | 0
F2_Commercial_Grocery_Existing_Food Preparation_Natural Gas_Double Rack Oven_E1 | F2 | Commercial | Grocery | Existing | Food Preparation | Natural Gas | Double Rack Oven | E1 | RVT - Cost of Operation | 0.31946 | 0.31987 | 0.32162 | 0.31999 | 0.31916 | 0.32043 | 0.32348 | 0.32596 | 0.329 | 0.33191 | 0.33487 | 0.33765 | 0.34062 | 0.34369 | 0.34667 | 0.34972 | 0.35279 | 0.35609 | 0.35951 | 0.36305 | 0.36644 | 0.36985 | 0.3729 | 0.37596 | 0.37861 | 0.3809 | 0.38299 | 0.38478 | 0.38619 | 0.38735 | 0.38798 | 0.3884 | 0.3884 | 0 | 0 | 0 | 0 | 0 | 0 | 0 | 0 | 0
F2_Commercial_Grocery_Existing_Food Preparation_Natural Gas_Double Rack Oven_E2 | F2 | Commercial | Grocery | Existing | Food Preparation | Natural Gas | Double Rack Oven | E2 | RVT - Cost of Operation | 0.17425 | 0.17447 | 0.17543 | 0.17454 | 0.17409 | 0.17478 | 0.17644 | 0.1778 | 0.17945 | 0.18104 | 0.18265 | 0.18417 | 0.18579 | 0.18747 | 0.18909 | 0.19076 | 0.19243 | 0.19423 | 0.1961 | 0.19803 | 0.19987 | 0.20173 | 0.2034 | 0.20507 | 0.20651 | 0.20776 | 0.2089 | 0.20988 | 0.21065 | 0.21128 | 0.21162 | 0.21185 | 0.21185 | 0 | 0 | 0 | 0 | 0 | 0 | 0 | 0 | 0
F2_Commercial_Grocery_Existing_Food Preparation_Natural Gas_Double Rack Oven_E3 | F2 | Commercial | Grocery | Existing | Food Preparation | Natural Gas | Double Rack Oven | E3 | RVT - Cost of Operation | 0 | 0 | 0 | 0 | 0 | 0 | 0 | 0 | 0 | 0 | 0 | 0 | 0 | 0 | 0 | 0 | 0 | 0 | 0 | 0 | 0 | 0 | 0 | 0 | 0 | 0 | 0 | 0 | 0 | 0 | 0 | 0 | 0 | 0 | 0 | 0 | 0 | 0 | 0 | 0 | 0 | 0
F2_Commercial_Grocery_Existing_Food Preparation_Natural Gas_Double Rack Oven_E4 | F2 | Commercial | Grocery | Existing | Food Preparation | Natural Gas | Double Rack Oven | E4 | RVT - Cost of Operation | 0 | 0 | 0 | 0 | 0 | 0 | 0 | 0 | 0 | 0 | 0 | 0 | 0 | 0 | 0 | 0 | 0 | 0 | 0 | 0 | 0 | 0 | 0 | 0 | 0 | 0 | 0 | 0 | 0 | 0 | 0 | 0 | 0 | 0 | 0 | 0 | 0 | 0 | 0 | 0 | 0 | 0
F2_Commercial_Grocery_Existing_Food Preparation_Natural Gas_Double Rack Oven_E5 | F2 | Commercial | Grocery | Existing | Food Preparation | Natural Gas | Double Rack Oven | E5 | RVT - Cost of Operation | 0 | 0 | 0 | 0 | 0 | 0 | 0 | 0 | 0 | 0 | 0 | 0 | 0 | 0 | 0 | 0 | 0 | 0 | 0 | 0 | 0 | 0 | 0 | 0 | 0 | 0 | 0 | 0 | 0 | 0 | 0 | 0 | 0 | 0 | 0 | 0 | 0 | 0 | 0 | 0 | 0 | 0
F2_Commercial_Grocery_Existing_Food Preparation_Natural Gas_Double Rack Oven_E6 | F2 | Commercial | Grocery | Existing | Food Preparation | Natural Gas | Double Rack Oven | E6 | RVT - Cost of Operation | 0 | 0 | 0 | 0 | 0 | 0 | 0 | 0 | 0 | 0 | 0 | 0 | 0 | 0 | 0 | 0 | 0 | 0 | 0 | 0 | 0 | 0 | 0 | 0 | 0 | 0 | 0 | 0 | 0 | 0 | 0 | 0 | 0 | 0 | 0 | 0 | 0 | 0 | 0 | 0 | 0 | 0
F2_Commercial_Grocery_Existing_Food Preparation_Natural Gas_Double Rack Oven_E7 | F2 | Commercial | Grocery | Existing | Food Preparation | Natural Gas | Double Rack Oven | E7 | RVT - Cost of Operation | 0 | 0 | 0 | 0 | 0 | 0 | 0 | 0 | 0 | 0 | 0 | 0 | 0 | 0 | 0 | 0 | 0 | 0 | 0 | 0 | 0 | 0 | 0 | 0 | 0 | 0 | 0 | 0 | 0 | 0 | 0 | 0 | 0 | 0 | 0 | 0 | 0 | 0 | 0 | 0 | 0 | 0
F2_Commercial_Grocery_Existing_Food Preparation_Natural Gas_Double Rack Oven_E8 | F2 | Commercial | Grocery | Existing | Food Preparation | Natural Gas | Double Rack Oven | E8 | RVT - Cost of Operation | 0 | 0 | 0 | 0 | 0 | 0 | 0 | 0 | 0 | 0 | 0 | 0 | 0 | 0 | 0 | 0 | 0 | 0 | 0 | 0 | 0 | 0 | 0 | 0 | 0 | 0 | 0 | 0 | 0 | 0 | 0 | 0 | 0 | 0 | 0 | 0 | 0 | 0 | 0 | 0 | 0 | 0
F2_Commercial_Grocery_Existing_Food Preparation_Natural Gas_Double Rack Oven_E9 | F2 | Commercial | Grocery | Existing | Food Preparation | Natural Gas | Double Rack Oven | E9 | RVT - Cost of Operation | 0 | 0 | 0 | 0 | 0 | 0 | 0 | 0 | 0 | 0 | 0 | 0 | 0 | 0 | 0 | 0 | 0 | 0 | 0 | 0 | 0 | 0 | 0 | 0 | 0 | 0 | 0 | 0 | 0 | 0 | 0 | 0 | 0 | 0 | 0 | 0 | 0 | 0 | 0 | 0 | 0 | 0
F2_Commercial_Grocery_Existing_Food Preparation_Natural Gas_Double Rack Oven_E10 | F2 | Commercial | Grocery | Existing | Food Preparation | Natural Gas | Double Rack Oven | E10 | RVT - Cost of Operation | 0 | 0 | 0 | 0 | 0 | 0 | 0 | 0 | 0 | 0 | 0 | 0 | 0 | 0 | 0 | 0 | 0 | 0 | 0 | 0 | 0 | 0 | 0 | 0 | 0 | 0 | 0 | 0 | 0 | 0 | 0 | 0 | 0 | 0 | 0 | 0 | 0 | 0 | 0 | 0 | 0 | 0
F3_Commercial_Grocery_Existing_Food Preparation_Natural Gas_Double Rack Oven_E1 | F3 | Commercial | Grocery | Existing | Food Preparation | Natural Gas | Double Rack Oven | E1 | System - kBTUs of Consumption | 0.052624 | 0.052624 | 0.052624 | 0.052624 | 0.052624 | 0.052624 | 0.052624 | 0.052624 | 0.052624 | 0.052624 | 0.052624 | 0.052624 | 0.052624 | 0.052624 | 0.052624 | 0.052624 | 0.052624 | 0.052624 | 0.052624 | 0.052624 | 0.052624 | 0.052624 | 0.052624 | 0.052624 | 0.052624 | 0.052624 | 0.052624 | 0.052624 | 0.052624 | 0.052624 | 0.052624 | 0.052624 | 0.052624 | 0 | 0 | 0 | 0 | 0 | 0 | 0 | 0 | 0
F3_Commercial_Grocery_Existing_Food Preparation_Natural Gas_Double Rack Oven_E2 | F3 | Commercial | Grocery | Existing | Food Preparation | Natural Gas | Double Rack Oven | E2 | System - kBTUs of Consumption | 0.069985 | 0.069985 | 0.069985 | 0.069985 | 0.069985 | 0.069985 | 0.069985 | 0.069985 | 0.069985 | 0.069985 | 0.069985 | 0.069985 | 0.069985 | 0.069985 | 0.069985 | 0.069985 | 0.069985 | 0.069985 | 0.069985 | 0.069985 | 0.069985 | 0.069985 | 0.069985 | 0.069985 | 0.069985 | 0.069985 | 0.069985 | 0.069985 | 0.069985 | 0.069985 | 0.069985 | 0.069985 | 0.069985 | 0 | 0 | 0 | 0 | 0 | 0 | 0 | 0 | 0
F3_Commercial_Grocery_Existing_Food Preparation_Natural Gas_Double Rack Oven_E3 | F3 | Commercial | Grocery | Existing | Food Preparation | Natural Gas | Double Rack Oven | E3 | System - kBTUs of Consumption | 0 | 0 | 0 | 0 | 0 | 0 | 0 | 0 | 0 | 0 | 0 | 0 | 0 | 0 | 0 | 0 | 0 | 0 | 0 | 0 | 0 | 0 | 0 | 0 | 0 | 0 | 0 | 0 | 0 | 0 | 0 | 0 | 0 | 0 | 0 | 0 | 0 | 0 | 0 | 0 | 0 | 0
F3_Commercial_Grocery_Existing_Food Preparation_Natural Gas_Double Rack Oven_E4 | F3 | Commercial | Grocery | Existing | Food Preparation | Natural Gas | Double Rack Oven | E4 | System - kBTUs of Consumption | 0 | 0 | 0 | 0 | 0 | 0 | 0 | 0 | 0 | 0 | 0 | 0 | 0 | 0 | 0 | 0 | 0 | 0 | 0 | 0 | 0 | 0 | 0 | 0 | 0 | 0 | 0 | 0 | 0 | 0 | 0 | 0 | 0 | 0 | 0 | 0 | 0 | 0 | 0 | 0 | 0 | 0
F3_Commercial_Grocery_Existing_Food Preparation_Natural Gas_Double Rack Oven_E5 | F3 | Commercial | Grocery | Existing | Food Preparation | Natural Gas | Double Rack Oven | E5 | System - kBTUs of Consumption | 0 | 0 | 0 | 0 | 0 | 0 | 0 | 0 | 0 | 0 | 0 | 0 | 0 | 0 | 0 | 0 | 0 | 0 | 0 | 0 | 0 | 0 | 0 | 0 | 0 | 0 | 0 | 0 | 0 | 0 | 0 | 0 | 0 | 0 | 0 | 0 | 0 | 0 | 0 | 0 | 0 | 0
F3_Commercial_Grocery_Existing_Food Preparation_Natural Gas_Double Rack Oven_E6 | F3 | Commercial | Grocery | Existing | Food Preparation | Natural Gas | Double Rack Oven | E6 | System - kBTUs of Consumption | 0 | 0 | 0 | 0 | 0 | 0 | 0 | 0 | 0 | 0 | 0 | 0 | 0 | 0 | 0 | 0 | 0 | 0 | 0 | 0 | 0 | 0 | 0 | 0 | 0 | 0 | 0 | 0 | 0 | 0 | 0 | 0 | 0 | 0 | 0 | 0 | 0 | 0 | 0 | 0 | 0 | 0
F3_Commercial_Grocery_Existing_Food Preparation_Natural Gas_Double Rack Oven_E7 | F3 | Commercial | Grocery | Existing | Food Preparation | Natural Gas | Double Rack Oven | E7 | System - kBTUs of Consumption | 0 | 0 | 0 | 0 | 0 | 0 | 0 | 0 | 0 | 0 | 0 | 0 | 0 | 0 | 0 | 0 | 0 | 0 | 0 | 0 | 0 | 0 | 0 | 0 | 0 | 0 | 0 | 0 | 0 | 0 | 0 | 0 | 0 | 0 | 0 | 0 | 0 | 0 | 0 | 0 | 0 | 0
F3_Commercial_Grocery_Existing_Food Preparation_Natural Gas_Double Rack Oven_E8 | F3 | Commercial | Grocery | Existing | Food Preparation | Natural Gas | Double Rack Oven | E8 | System - kBTUs of Consumption | 0 | 0 | 0 | 0 | 0 | 0 | 0 | 0 | 0 | 0 | 0 | 0 | 0 | 0 | 0 | 0 | 0 | 0 | 0 | 0 | 0 | 0 | 0 | 0 | 0 | 0 | 0 | 0 | 0 | 0 | 0 | 0 | 0 | 0 | 0 | 0 | 0 | 0 | 0 | 0 | 0 | 0
F3_Commercial_Grocery_Existing_Food Preparation_Natural Gas_Double Rack Oven_E9 | F3 | Commercial | Grocery | Existing | Food Preparation | Natural Gas | Double Rack Oven | E9 | System - kBTUs of Consumption | 0 | 0 | 0 | 0 | 0 | 0 | 0 | 0 | 0 | 0 | 0 | 0 | 0 | 0 | 0 | 0 | 0 | 0 | 0 | 0 | 0 | 0 | 0 | 0 | 0 | 0 | 0 | 0 | 0 | 0 | 0 | 0 | 0 | 0 | 0 | 0 | 0 | 0 | 0 | 0 | 0 | 0
F3_Commercial_Grocery_Existing_Food Preparation_Natural Gas_Double Rack Oven_E10 | F3 | Commercial | Grocery | Existing | Food Preparation | Natural Gas | Double Rack Oven | E10 | System - kBTUs of Consumption | 0 | 0 | 0 | 0 | 0 | 0 | 0 | 0 | 0 | 0 | 0 | 0 | 0 | 0 | 0 | 0 | 0 | 0 | 0 | 0 | 0 | 0 | 0 | 0 | 0 | 0 | 0 | 0 | 0 | 0 | 0 | 0 | 0 | 0 | 0 | 0 | 0 | 0 | 0 | 0 | 0 | 0
F4_Commercial_Grocery_Existing_Food Preparation_Natural Gas_Double Rack Oven_E1 | F4 | Commercial | Grocery | Existing | Food Preparation | Natural Gas | Double Rack Oven | E1 | Utility - Cost of Equipment | 0.31946 | 0.31987 | 0.32162 | 0.31999 | 0.31916 | 0.32043 | 0.32348 | 0.32596 | 0.329 | 0.33191 | 0.33487 | 0.33765 | 0.34062 | 0.34369 | 0.34667 | 0.34972 | 0.35279 | 0.35609 | 0.35951 | 0.36305 | 0.36644 | 0.36985 | 0.3729 | 0.37596 | 0.37861 | 0.3809 | 0.38299 | 0.38478 | 0.38619 | 0.38735 | 0.38798 | 0.3884 | 0.3884 | 0 | 0 | 0 | 0 | 0 | 0 | 0 | 0 | 0
F4_Commercial_Grocery_Existing_Food Preparation_Natural Gas_Double Rack Oven_E2 | F4 | Commercial | Grocery | Existing | Food Preparation | Natural Gas | Double Rack Oven | E2 | Utility - Cost of Equipment | 0.17425 | 0.17447 | 0.17543 | 0.17454 | 0.17409 | 0.17478 | 0.17644 | 0.1778 | 0.17945 | 0.18104 | 0.18265 | 0.18417 | 0.18579 | 0.18747 | 0.18909 | 0.19076 | 0.19243 | 0.19423 | 0.1961 | 0.19803 | 0.19987 | 0.20173 | 0.2034 | 0.20507 | 0.20651 | 0.20776 | 0.2089 | 0.20988 | 0.21065 | 0.21128 | 0.21162 | 0.21185 | 0.21185 | 0 | 0 | 0 | 0 | 0 | 0 | 0 | 0 | 0
F4_Commercial_Grocery_Existing_Food Preparation_Natural Gas_Double Rack Oven_E3 | F4 | Commercial | Grocery | Existing | Food Preparation | Natural Gas | Double Rack Oven | E3 | Utility - Cost of Equipment | 0 | 0 | 0 | 0 | 0 | 0 | 0 | 0 | 0 | 0 | 0 | 0 | 0 | 0 | 0 | 0 | 0 | 0 | 0 | 0 | 0 | 0 | 0 | 0 | 0 | 0 | 0 | 0 | 0 | 0 | 0 | 0 | 0 | 0 | 0 | 0 | 0 | 0 | 0 | 0 | 0 | 0
F4_Commercial_Grocery_Existing_Food Preparation_Natural Gas_Double Rack Oven_E4 | F4 | Commercial | Grocery | Existing | Food Preparation | Natural Gas | Double Rack Oven | E4 | Utility - Cost of Equipment | 0 | 0 | 0 | 0 | 0 | 0 | 0 | 0 | 0 | 0 | 0 | 0 | 0 | 0 | 0 | 0 | 0 | 0 | 0 | 0 | 0 | 0 | 0 | 0 | 0 | 0 | 0 | 0 | 0 | 0 | 0 | 0 | 0 | 0 | 0 | 0 | 0 | 0 | 0 | 0 | 0 | 0
F4_Commercial_Grocery_Existing_Food Preparation_Natural Gas_Double Rack Oven_E5 | F4 | Commercial | Grocery | Existing | Food Preparation | Natural Gas | Double Rack Oven | E5 | Utility - Cost of Equipment | 0 | 0 | 0 | 0 | 0 | 0 | 0 | 0 | 0 | 0 | 0 | 0 | 0 | 0 | 0 | 0 | 0 | 0 | 0 | 0 | 0 | 0 | 0 | 0 | 0 | 0 | 0 | 0 | 0 | 0 | 0 | 0 | 0 | 0 | 0 | 0 | 0 | 0 | 0 | 0 | 0 | 0
F4_Commercial_Grocery_Existing_Food Preparation_Natural Gas_Double Rack Oven_E6 | F4 | Commercial | Grocery | Existing | Food Preparation | Natural Gas | Double Rack Oven | E6 | Utility - Cost of Equipment | 0 | 0 | 0 | 0 | 0 | 0 | 0 | 0 | 0 | 0 | 0 | 0 | 0 | 0 | 0 | 0 | 0 | 0 | 0 | 0 | 0 | 0 | 0 | 0 | 0 | 0 | 0 | 0 | 0 | 0 | 0 | 0 | 0 | 0 | 0 | 0 | 0 | 0 | 0 | 0 | 0 | 0
F4_Commercial_Grocery_Existing_Food Preparation_Natural Gas_Double Rack Oven_E7 | F4 | Commercial | Grocery | Existing | Food Preparation | Natural Gas | Double Rack Oven | E7 | Utility - Cost of Equipment | 0 | 0 | 0 | 0 | 0 | 0 | 0 | 0 | 0 | 0 | 0 | 0 | 0 | 0 | 0 | 0 | 0 | 0 | 0 | 0 | 0 | 0 | 0 | 0 | 0 | 0 | 0 | 0 | 0 | 0 | 0 | 0 | 0 | 0 | 0 | 0 | 0 | 0 | 0 | 0 | 0 | 0
F4_Commercial_Grocery_Existing_Food Preparation_Natural Gas_Double Rack Oven_E8 | F4 | Commercial | Grocery | Existing | Food Preparation | Natural Gas | Double Rack Oven | E8 | Utility - Cost of Equipment | 0 | 0 | 0 | 0 | 0 | 0 | 0 | 0 | 0 | 0 | 0 | 0 | 0 | 0 | 0 | 0 | 0 | 0 | 0 | 0 | 0 | 0 | 0 | 0 | 0 | 0 | 0 | 0 | 0 | 0 | 0 | 0 | 0 | 0 | 0 | 0 | 0 | 0 | 0 | 0 | 0 | 0
F4_Commercial_Grocery_Existing_Food Preparation_Natural Gas_Double Rack Oven_E9 | F4 | Commercial | Grocery | Existing | Food Preparation | Natural Gas | Double Rack Oven | E9 | Utility - Cost of Equipment | 0 | 0 | 0 | 0 | 0 | 0 | 0 | 0 | 0 | 0 | 0 | 0 | 0 | 0 | 0 | 0 | 0 | 0 | 0 | 0 | 0 | 0 | 0 | 0 | 0 | 0 | 0 | 0 | 0 | 0 | 0 | 0 | 0 | 0 | 0 | 0 | 0 | 0 | 0 | 0 | 0 | 0
F4_Commercial_Grocery_Existing_Food Preparation_Natural Gas_Double Rack Oven_E10 | F4 | Commercial | Grocery | Existing | Food Preparation | Natural Gas | Double Rack Oven | E10 | Utility - Cost of Equipment | 0 | 0 | 0 | 0 | 0 | 0 | 0 | 0 | 0 | 0 | 0 | 0 | 0 | 0 | 0 | 0 | 0 | 0 | 0 | 0 | 0 | 0 | 0 | 0 | 0 | 0 | 0 | 0 | 0 | 0 | 0 | 0 | 0 | 0 | 0 | 0 | 0 | 0 | 0 | 0 | 0 | 0
F5_Commercial_Grocery_Existing_Food Preparation_Natural Gas_Double Rack Oven_E1 | F5 | Commercial | Grocery | Existing | Food Preparation | Natural Gas | Double Rack Oven | E1 | Utility - Cost of Operation | 0.052624 | 0.052624 | 0.052624 | 0.052624 | 0.052624 | 0.052624 | 0.052624 | 0.052624 | 0.052624 | 0.052624 | 0.052624 | 0.052624 | 0.052624 | 0.052624 | 0.052624 | 0.052624 | 0.052624 | 0.052624 | 0.052624 | 0.052624 | 0.052624 | 0.052624 | 0.052624 | 0.052624 | 0.052624 | 0.052624 | 0.052624 | 0.052624 | 0.052624 | 0.052624 | 0.052624 | 0.052624 | 0.052624 | 0 | 0 | 0 | 0 | 0 | 0 | 0 | 0 | 0
F5_Commercial_Grocery_Existing_Food Preparation_Natural Gas_Double Rack Oven_E2 | F5 | Commercial | Grocery | Existing | Food Preparation | Natural Gas | Double Rack Oven | E2 | Utility - Cost of Operation | 0.069985 | 0.069985 | 0.069985 | 0.069985 | 0.069985 | 0.069985 | 0.069985 | 0.069985 | 0.069985 | 0.069985 | 0.069985 | 0.069985 | 0.069985 | 0.069985 | 0.069985 | 0.069985 | 0.069985 | 0.069985 | 0.069985 | 0.069985 | 0.069985 | 0.069985 | 0.069985 | 0.069985 | 0.069985 | 0.069985 | 0.069985 | 0.069985 | 0.069985 | 0.069985 | 0.069985 | 0.069985 | 0.069985 | 0 | 0 | 0 | 0 | 0 | 0 | 0 | 0 | 0
F5_Commercial_Grocery_Existing_Food Preparation_Natural Gas_Double Rack Oven_E3 | F5 | Commercial | Grocery | Existing | Food Preparation | Natural Gas | Double Rack Oven | E3 | Utility - Cost of Operation | 0 | 0 | 0 | 0 | 0 | 0 | 0 | 0 | 0 | 0 | 0 | 0 | 0 | 0 | 0 | 0 | 0 | 0 | 0 | 0 | 0 | 0 | 0 | 0 | 0 | 0 | 0 | 0 | 0 | 0 | 0 | 0 | 0 | 0 | 0 | 0 | 0 | 0 | 0 | 0 | 0 | 0
F5_Commercial_Grocery_Existing_Food Preparation_Natural Gas_Double Rack Oven_E4 | F5 | Commercial | Grocery | Existing | Food Preparation | Natural Gas | Double Rack Oven | E4 | Utility - Cost of Operation | 0 | 0 | 0 | 0 | 0 | 0 | 0 | 0 | 0 | 0 | 0 | 0 | 0 | 0 | 0 | 0 | 0 | 0 | 0 | 0 | 0 | 0 | 0 | 0 | 0 | 0 | 0 | 0 | 0 | 0 | 0 | 0 | 0 | 0 | 0 | 0 | 0 | 0 | 0 | 0 | 0 | 0
F5_Commercial_Grocery_Existing_Food Preparation_Natural Gas_Double Rack Oven_E5 | F5 | Commercial | Grocery | Existing | Food Preparation | Natural Gas | Double Rack Oven | E5 | Utility - Cost of Operation | 0 | 0 | 0 | 0 | 0 | 0 | 0 | 0 | 0 | 0 | 0 | 0 | 0 | 0 | 0 | 0 | 0 | 0 | 0 | 0 | 0 | 0 | 0 | 0 | 0 | 0 | 0 | 0 | 0 | 0 | 0 | 0 | 0 | 0 | 0 | 0 | 0 | 0 | 0 | 0 | 0 | 0
F5_Commercial_Grocery_Existing_Food Preparation_Natural Gas_Double Rack Oven_E6 | F5 | Commercial | Grocery | Existing | Food Preparation | Natural Gas | Double Rack Oven | E6 | Utility - Cost of Operation | 0 | 0 | 0 | 0 | 0 | 0 | 0 | 0 | 0 | 0 | 0 | 0 | 0 | 0 | 0 | 0 | 0 | 0 | 0 | 0 | 0 | 0 | 0 | 0 | 0 | 0 | 0 | 0 | 0 | 0 | 0 | 0 | 0 | 0 | 0 | 0 | 0 | 0 | 0 | 0 | 0 | 0
F5_Commercial_Grocery_Existing_Food Preparation_Natural Gas_Double Rack Oven_E7 | F5 | Commercial | Grocery | Existing | Food Preparation | Natural Gas | Double Rack Oven | E7 | Utility - Cost of Operation | 0 | 0 | 0 | 0 | 0 | 0 | 0 | 0 | 0 | 0 | 0 | 0 | 0 | 0 | 0 | 0 | 0 | 0 | 0 | 0 | 0 | 0 | 0 | 0 | 0 | 0 | 0 | 0 | 0 | 0 | 0 | 0 | 0 | 0 | 0 | 0 | 0 | 0 | 0 | 0 | 0 | 0
F5_Commercial_Grocery_Existing_Food Preparation_Natural Gas_Double Rack Oven_E8 | F5 | Commercial | Grocery | Existing | Food Preparation | Natural Gas | Double Rack Oven | E8 | Utility - Cost of Operation | 0 | 0 | 0 | 0 | 0 | 0 | 0 | 0 | 0 | 0 | 0 | 0 | 0 | 0 | 0 | 0 | 0 | 0 | 0 | 0 | 0 | 0 | 0 | 0 | 0 | 0 | 0 | 0 | 0 | 0 | 0 | 0 | 0 | 0 | 0 | 0 | 0 | 0 | 0 | 0 | 0 | 0
F5_Commercial_Grocery_Existing_Food Preparation_Natural Gas_Double Rack Oven_E9 | F5 | Commercial | Grocery | Existing | Food Preparation | Natural Gas | Double Rack Oven | E9 | Utility - Cost of Operation | 0 | 0 | 0 | 0 | 0 | 0 | 0 | 0 | 0 | 0 | 0 | 0 | 0 | 0 | 0 | 0 | 0 | 0 | 0 | 0 | 0 | 0 | 0 | 0 | 0 | 0 | 0 | 0 | 0 | 0 | 0 | 0 | 0 | 0 | 0 | 0 | 0 | 0 | 0 | 0 | 0 | 0
F5_Commercial_Grocery_Existing_Food Preparation_Natural Gas_Double Rack Oven_E10 | F5 | Commercial | Grocery | Existing | Food Preparation | Natural Gas | Double Rack Oven | E10 | Utility - Cost of Operation | 0 | 0 | 0 | 0 | 0 | 0 | 0 | 0 | 0 | 0 | 0 | 0 | 0 | 0 | 0 | 0 | 0 | 0 | 0 | 0 | 0 | 0 | 0 | 0 | 0 | 0 | 0 | 0 | 0 | 0 | 0 | 0 | 0 | 0 | 0 | 0 | 0 | 0 | 0 | 0 | 0 | 0
F6_Commercial_Grocery_Existing_Food Preparation_Natural Gas_Double Rack Oven_E1 | F6 | Commercial | Grocery | Existing | Food Preparation | Natural Gas | Double Rack Oven | E1 | Utility - Value of Sales | 0.1691 | 0.16986 | 0.17107 | 0.17081 | 0.17081 | 0.17081 | 0.17081 | 0.17081 | 0.17081 | 0.17081 | 0.17081 | 0.17081 | 0.17081 | 0.17081 | 0.17081 | 0.17081 | 0.17081 | 0.17081 | 0.17081 | 0.17081 | 0.17081 | 0.17081 | 0.17081 | 0.17081 | 0.17081 | 0.17081 | 0.17081 | 0.17081 | 0.17081 | 0.17081 | 0.17081 | 0.17081 | 0.17081 | 0 | 0 | 0 | 0 | 0 | 0 | 0 | 0 | 0
F6_Commercial_Grocery_Existing_Food Preparation_Natural Gas_Double Rack Oven_E2 | F6 | Commercial | Grocery | Existing | Food Preparation | Natural Gas | Double Rack Oven | E2 | Utility - Value of Sales | 0.092236 | 0.092649 | 0.093313 | 0.093167 | 0.093167 | 0.093167 | 0.093167 | 0.093167 | 0.093167 | 0.093167 | 0.093167 | 0.093167 | 0.093167 | 0.093167 | 0.093167 | 0.093167 | 0.093167 | 0.093167 | 0.093167 | 0.093167 | 0.093167 | 0.093167 | 0.093167 | 0.093167 | 0.093167 | 0.093167 | 0.093167 | 0.093167 | 0.093167 | 0.093167 | 0.093167 | 0.093167 | 0.093167 | 0 | 0 | 0 | 0 | 0 | 0 | 0 | 0 | 0
F6_Commercial_Grocery_Existing_Food Preparation_Natural Gas_Double Rack Oven_E3 | F6 | Commercial | Grocery | Existing | Food Preparation | Natural Gas | Double Rack Oven | E3 | Utility - Value of Sales | 0 | 0 | 0 | 0 | 0 | 0 | 0 | 0 | 0 | 0 | 0 | 0 | 0 | 0 | 0 | 0 | 0 | 0 | 0 | 0 | 0 | 0 | 0 | 0 | 0 | 0 | 0 | 0 | 0 | 0 | 0 | 0 | 0 | 0 | 0 | 0 | 0 | 0 | 0 | 0 | 0 | 0
F6_Commercial_Grocery_Existing_Food Preparation_Natural Gas_Double Rack Oven_E4 | F6 | Commercial | Grocery | Existing | Food Preparation | Natural Gas | Double Rack Oven | E4 | Utility - Value of Sales | 0 | 0 | 0 | 0 | 0 | 0 | 0 | 0 | 0 | 0 | 0 | 0 | 0 | 0 | 0 | 0 | 0 | 0 | 0 | 0 | 0 | 0 | 0 | 0 | 0 | 0 | 0 | 0 | 0 | 0 | 0 | 0 | 0 | 0 | 0 | 0 | 0 | 0 | 0 | 0 | 0 | 0
F6_Commercial_Grocery_Existing_Food Preparation_Natural Gas_Double Rack Oven_E5 | F6 | Commercial | Grocery | Existing | Food Preparation | Natural Gas | Double Rack Oven | E5 | Utility - Value of Sales | 0 | 0 | 0 | 0 | 0 | 0 | 0 | 0 | 0 | 0 | 0 | 0 | 0 | 0 | 0 | 0 | 0 | 0 | 0 | 0 | 0 | 0 | 0 | 0 | 0 | 0 | 0 | 0 | 0 | 0 | 0 | 0 | 0 | 0 | 0 | 0 | 0 | 0 | 0 | 0 | 0 | 0
F6_Commercial_Grocery_Existing_Food Preparation_Natural Gas_Double Rack Oven_E6 | F6 | Commercial | Grocery | Existing | Food Preparation | Natural Gas | Double Rack Oven | E6 | Utility - Value of Sales | 0 | 0 | 0 | 0 | 0 | 0 | 0 | 0 | 0 | 0 | 0 | 0 | 0 | 0 | 0 | 0 | 0 | 0 | 0 | 0 | 0 | 0 | 0 | 0 | 0 | 0 | 0 | 0 | 0 | 0 | 0 | 0 | 0 | 0 | 0 | 0 | 0 | 0 | 0 | 0 | 0 | 0
F6_Commercial_Grocery_Existing_Food Preparation_Natural Gas_Double Rack Oven_E7 | F6 | Commercial | Grocery | Existing | Food Preparation | Natural Gas | Double Rack Oven | E7 | Utility - Value of Sales | 0 | 0 | 0 | 0 | 0 | 0 | 0 | 0 | 0 | 0 | 0 | 0 | 0 | 0 | 0 | 0 | 0 | 0 | 0 | 0 | 0 | 0 | 0 | 0 | 0 | 0 | 0 | 0 | 0 | 0 | 0 | 0 | 0 | 0 | 0 | 0 | 0 | 0 | 0 | 0 | 0 | 0
F6_Commercial_Grocery_Existing_Food Preparation_Natural Gas_Double Rack Oven_E8 | F6 | Commercial | Grocery | Existing | Food Preparation | Natural Gas | Double Rack Oven | E8 | Utility - Value of Sales | 0 | 0 | 0 | 0 | 0 | 0 | 0 | 0 | 0 | 0 | 0 | 0 | 0 | 0 | 0 | 0 | 0 | 0 | 0 | 0 | 0 | 0 | 0 | 0 | 0 | 0 | 0 | 0 | 0 | 0 | 0 | 0 | 0 | 0 | 0 | 0 | 0 | 0 | 0 | 0 | 0 | 0
F6_Commercial_Grocery_Existing_Food Preparation_Natural Gas_Double Rack Oven_E9 | F6 | Commercial | Grocery | Existing | Food Preparation | Natural Gas | Double Rack Oven | E9 | Utility - Value of Sales | 0 | 0 | 0 | 0 | 0 | 0 | 0 | 0 | 0 | 0 | 0 | 0 | 0 | 0 | 0 | 0 | 0 | 0 | 0 | 0 | 0 | 0 | 0 | 0 | 0 | 0 | 0 | 0 | 0 | 0 | 0 | 0 | 0 | 0 | 0 | 0 | 0 | 0 | 0 | 0 | 0 | 0
F6_Commercial_Grocery_Existing_Food Preparation_Natural Gas_Double Rack Oven_E10 | F6 | Commercial | Grocery | Existing | Food Preparation | Natural Gas | Double Rack Oven | E10 | Utility - Value of Sales | 0 | 0 | 0 | 0 | 0 | 0 | 0 | 0 | 0 | 0 | 0 | 0 | 0 | 0 | 0 | 0 | 0 | 0 | 0 | 0 | 0 | 0 | 0 | 0 | 0 | 0 | 0 | 0 | 0 | 0 | 0 | 0 | 0 | 0 | 0 | 0 | 0 | 0 | 0 | 0 | 0 | 0
F1_Commercial_Grocery_Existing_Food Preparation_Natural Gas_Fryer_E1 | F1 | Commercial | Grocery | Existing | Food Preparation | Natural Gas | Fryer | E1 | RVT - Cost of Equipment | 0.13263 | 0.13248 | 0.13305 | 0 | 0 | 0 | 0 | 0 | 0 | 0 | 0 | 0 | 0 | 0 | 0 | 0 | 0 | 0 | 0 | 0 | 0 | 0 | 0 | 0 | 0 | 0 | 0 | 0 | 0 | 0 | 0 | 0 | 0 | 0 | 0 | 0 | 0 | 0 | 0 | 0 | 0 | 0
F1_Commercial_Grocery_Existing_Food Preparation_Natural Gas_Fryer_E2 | F1 | Commercial | Grocery | Existing | Food Preparation | Natural Gas | Fryer | E2 | RVT - Cost of Equipment | 0.089123 | 0.089025 | 0.089409 | 0.088604 | 0.088091 | 0.088336 | 0.089218 | 0.089912 | 0.090783 | 0.091608 | 0.092417 | 0.093161 | 0.093949 | 0.094777 | 0.095557 | 0.096364 | 0.097165 | 0.098057 | 0.098986 | 0.099972 | 0.10094 | 0.10197 | 0.10294 | 0.10396 | 0.10488 | 0.1057 | 0.10644 | 0.10708 | 0.10758 | 0.10799 | 0.10821 | 0.10836 | 0.10836 | 0 | 0 | 0 | 0 | 0 | 0 | 0 | 0 | 0
F1_Commercial_Grocery_Existing_Food Preparation_Natural Gas_Fryer_E3 | F1 | Commercial | Grocery | Existing | Food Preparation | Natural Gas | Fryer | E3 | RVT - Cost of Equipment | 0 | 0 | 0 | 0 | 0 | 0 | 0 | 0 | 0 | 0 | 0 | 0 | 0 | 0 | 0 | 0 | 0 | 0 | 0 | 0 | 0 | 0 | 0 | 0 | 0 | 0 | 0 | 0 | 0 | 0 | 0 | 0 | 0 | 0 | 0 | 0 | 0 | 0 | 0 | 0 | 0 | 0
F1_Commercial_Grocery_Existing_Food Preparation_Natural Gas_Fryer_E4 | F1 | Commercial | Grocery | Existing | Food Preparation | Natural Gas | Fryer | E4 | RVT - Cost of Equipment | 0 | 0 | 0 | 0 | 0 | 0 | 0 | 0 | 0 | 0 | 0 | 0 | 0 | 0 | 0 | 0 | 0 | 0 | 0 | 0 | 0 | 0 | 0 | 0 | 0 | 0 | 0 | 0 | 0 | 0 | 0 | 0 | 0 | 0 | 0 | 0 | 0 | 0 | 0 | 0 | 0 | 0
F1_Commercial_Grocery_Existing_Food Preparation_Natural Gas_Fryer_E5 | F1 | Commercial | Grocery | Existing | Food Preparation | Natural Gas | Fryer | E5 | RVT - Cost of Equipment | 0 | 0 | 0 | 0 | 0 | 0 | 0 | 0 | 0 | 0 | 0 | 0 | 0 | 0 | 0 | 0 | 0 | 0 | 0 | 0 | 0 | 0 | 0 | 0 | 0 | 0 | 0 | 0 | 0 | 0 | 0 | 0 | 0 | 0 | 0 | 0 | 0 | 0 | 0 | 0 | 0 | 0
F1_Commercial_Grocery_Existing_Food Preparation_Natural Gas_Fryer_E6 | F1 | Commercial | Grocery | Existing | Food Preparation | Natural Gas | Fryer | E6 | RVT - Cost of Equipment | 0 | 0 | 0 | 0 | 0 | 0 | 0 | 0 | 0 | 0 | 0 | 0 | 0 | 0 | 0 | 0 | 0 | 0 | 0 | 0 | 0 | 0 | 0 | 0 | 0 | 0 | 0 | 0 | 0 | 0 | 0 | 0 | 0 | 0 | 0 | 0 | 0 | 0 | 0 | 0 | 0 | 0
F1_Commercial_Grocery_Existing_Food Preparation_Natural Gas_Fryer_E7 | F1 | Commercial | Grocery | Existing | Food Preparation | Natural Gas | Fryer | E7 | RVT - Cost of Equipment | 0 | 0 | 0 | 0 | 0 | 0 | 0 | 0 | 0 | 0 | 0 | 0 | 0 | 0 | 0 | 0 | 0 | 0 | 0 | 0 | 0 | 0 | 0 | 0 | 0 | 0 | 0 | 0 | 0 | 0 | 0 | 0 | 0 | 0 | 0 | 0 | 0 | 0 | 0 | 0 | 0 | 0
F1_Commercial_Grocery_Existing_Food Preparation_Natural Gas_Fryer_E8 | F1 | Commercial | Grocery | Existing | Food Preparation | Natural Gas | Fryer | E8 | RVT - Cost of Equipment | 0 | 0 | 0 | 0 | 0 | 0 | 0 | 0 | 0 | 0 | 0 | 0 | 0 | 0 | 0 | 0 | 0 | 0 | 0 | 0 | 0 | 0 | 0 | 0 | 0 | 0 | 0 | 0 | 0 | 0 | 0 | 0 | 0 | 0 | 0 | 0 | 0 | 0 | 0 | 0 | 0 | 0
F1_Commercial_Grocery_Existing_Food Preparation_Natural Gas_Fryer_E9 | F1 | Commercial | Grocery | Existing | Food Preparation | Natural Gas | Fryer | E9 | RVT - Cost of Equipment | 0 | 0 | 0 | 0 | 0 | 0 | 0 | 0 | 0 | 0 | 0 | 0 | 0 | 0 | 0 | 0 | 0 | 0 | 0 | 0 | 0 | 0 | 0 | 0 | 0 | 0 | 0 | 0 | 0 | 0 | 0 | 0 | 0 | 0 | 0 | 0 | 0 | 0 | 0 | 0 | 0 | 0
F1_Commercial_Grocery_Existing_Food Preparation_Natural Gas_Fryer_E10 | F1 | Commercial | Grocery | Existing | Food Preparation | Natural Gas | Fryer | E10 | RVT - Cost of Equipment | 0 | 0 | 0 | 0 | 0 | 0 | 0 | 0 | 0 | 0 | 0 | 0 | 0 | 0 | 0 | 0 | 0 | 0 | 0 | 0 | 0 | 0 | 0 | 0 | 0 | 0 | 0 | 0 | 0 | 0 | 0 | 0 | 0 | 0 | 0 | 0 | 0 | 0 | 0 | 0 | 0 | 0
F2_Commercial_Grocery_Existing_Food Preparation_Natural Gas_Fryer_E1 | F2 | Commercial | Grocery | Existing | Food Preparation | Natural Gas | Fryer | E1 | RVT - Cost of Operation | 0.15889 | 0.15872 | 0.1594 | 0 | 0 | 0 | 0 | 0 | 0 | 0 | 0 | 0 | 0 | 0 | 0 | 0 | 0 | 0 | 0 | 0 | 0 | 0 | 0 | 0 | 0 | 0 | 0 | 0 | 0 | 0 | 0 | 0 | 0 | 0 | 0 | 0 | 0 | 0 | 0 | 0 | 0 | 0
F2_Commercial_Grocery_Existing_Food Preparation_Natural Gas_Fryer_E2 | F2 | Commercial | Grocery | Existing | Food Preparation | Natural Gas | Fryer | E2 | RVT - Cost of Operation | 0.10678 | 0.10666 | 0.10712 | 0.10615 | 0.10554 | 0.10583 | 0.10689 | 0.10772 | 0.10876 | 0.10975 | 0.11072 | 0.11161 | 0.11256 | 0.11355 | 0.11448 | 0.11545 | 0.11641 | 0.11748 | 0.11859 | 0.11977 | 0.12093 | 0.12217 | 0.12332 | 0.12456 | 0.12566 | 0.12663 | 0.12752 | 0.12828 | 0.12888 | 0.12937 | 0.12964 | 0.12982 | 0.12982 | 0 | 0 | 0 | 0 | 0 | 0 | 0 | 0 | 0
F2_Commercial_Grocery_Existing_Food Preparation_Natural Gas_Fryer_E3 | F2 | Commercial | Grocery | Existing | Food Preparation | Natural Gas | Fryer | E3 | RVT - Cost of Operation | 0 | 0 | 0 | 0 | 0 | 0 | 0 | 0 | 0 | 0 | 0 | 0 | 0 | 0 | 0 | 0 | 0 | 0 | 0 | 0 | 0 | 0 | 0 | 0 | 0 | 0 | 0 | 0 | 0 | 0 | 0 | 0 | 0 | 0 | 0 | 0 | 0 | 0 | 0 | 0 | 0 | 0
F2_Commercial_Grocery_Existing_Food Preparation_Natural Gas_Fryer_E4 | F2 | Commercial | Grocery | Existing | Food Preparation | Natural Gas | Fryer | E4 | RVT - Cost of Operation | 0 | 0 | 0 | 0 | 0 | 0 | 0 | 0 | 0 | 0 | 0 | 0 | 0 | 0 | 0 | 0 | 0 | 0 | 0 | 0 | 0 | 0 | 0 | 0 | 0 | 0 | 0 | 0 | 0 | 0 | 0 | 0 | 0 | 0 | 0 | 0 | 0 | 0 | 0 | 0 | 0 | 0
F2_Commercial_Grocery_Existing_Food Preparation_Natural Gas_Fryer_E5 | F2 | Commercial | Grocery | Existing | Food Preparation | Natural Gas | Fryer | E5 | RVT - Cost of Operation | 0 | 0 | 0 | 0 | 0 | 0 | 0 | 0 | 0 | 0 | 0 | 0 | 0 | 0 | 0 | 0 | 0 | 0 | 0 | 0 | 0 | 0 | 0 | 0 | 0 | 0 | 0 | 0 | 0 | 0 | 0 | 0 | 0 | 0 | 0 | 0 | 0 | 0 | 0 | 0 | 0 | 0
F2_Commercial_Grocery_Existing_Food Preparation_Natural Gas_Fryer_E6 | F2 | Commercial | Grocery | Existing | Food Preparation | Natural Gas | Fryer | E6 | RVT - Cost of Operation | 0 | 0 | 0 | 0 | 0 | 0 | 0 | 0 | 0 | 0 | 0 | 0 | 0 | 0 | 0 | 0 | 0 | 0 | 0 | 0 | 0 | 0 | 0 | 0 | 0 | 0 | 0 | 0 | 0 | 0 | 0 | 0 | 0 | 0 | 0 | 0 | 0 | 0 | 0 | 0 | 0 | 0
F2_Commercial_Grocery_Existing_Food Preparation_Natural Gas_Fryer_E7 | F2 | Commercial | Grocery | Existing | Food Preparation | Natural Gas | Fryer | E7 | RVT - Cost of Operation | 0 | 0 | 0 | 0 | 0 | 0 | 0 | 0 | 0 | 0 | 0 | 0 | 0 | 0 | 0 | 0 | 0 | 0 | 0 | 0 | 0 | 0 | 0 | 0 | 0 | 0 | 0 | 0 | 0 | 0 | 0 | 0 | 0 | 0 | 0 | 0 | 0 | 0 | 0 | 0 | 0 | 0
F2_Commercial_Grocery_Existing_Food Preparation_Natural Gas_Fryer_E8 | F2 | Commercial | Grocery | Existing | Food Preparation | Natural Gas | Fryer | E8 | RVT - Cost of Operation | 0 | 0 | 0 | 0 | 0 | 0 | 0 | 0 | 0 | 0 | 0 | 0 | 0 | 0 | 0 | 0 | 0 | 0 | 0 | 0 | 0 | 0 | 0 | 0 | 0 | 0 | 0 | 0 | 0 | 0 | 0 | 0 | 0 | 0 | 0 | 0 | 0 | 0 | 0 | 0 | 0 | 0
F2_Commercial_Grocery_Existing_Food Preparation_Natural Gas_Fryer_E9 | F2 | Commercial | Grocery | Existing | Food Preparation | Natural Gas | Fryer | E9 | RVT - Cost of Operation | 0 | 0 | 0 | 0 | 0 | 0 | 0 | 0 | 0 | 0 | 0 | 0 | 0 | 0 | 0 | 0 | 0 | 0 | 0 | 0 | 0 | 0 | 0 | 0 | 0 | 0 | 0 | 0 | 0 | 0 | 0 | 0 | 0 | 0 | 0 | 0 | 0 | 0 | 0 | 0 | 0 | 0
F2_Commercial_Grocery_Existing_Food Preparation_Natural Gas_Fryer_E10 | F2 | Commercial | Grocery | Existing | Food Preparation | Natural Gas | Fryer | E10 | RVT - Cost of Operation | 0 | 0 | 0 | 0 | 0 | 0 | 0 | 0 | 0 | 0 | 0 | 0 | 0 | 0 | 0 | 0 | 0 | 0 | 0 | 0 | 0 | 0 | 0 | 0 | 0 | 0 | 0 | 0 | 0 | 0 | 0 | 0 | 0 | 0 | 0 | 0 | 0 | 0 | 0 | 0 | 0 | 0
F3_Commercial_Grocery_Existing_Food Preparation_Natural Gas_Fryer_E1 | F3 | Commercial | Grocery | Existing | Food Preparation | Natural Gas | Fryer | E1 | System - kBTUs of Consumption | 0.042325 | 0.042325 | 0.042325 | 0 | 0 | 0 | 0 | 0 | 0 | 0 | 0 | 0 | 0 | 0 | 0 | 0 | 0 | 0 | 0 | 0 | 0 | 0 | 0 | 0 | 0 | 0 | 0 | 0 | 0 | 0 | 0 | 0 | 0 | 0 | 0 | 0 | 0 | 0 | 0 | 0 | 0 | 0
F3_Commercial_Grocery_Existing_Food Preparation_Natural Gas_Fryer_E2 | F3 | Commercial | Grocery | Existing | Food Preparation | Natural Gas | Fryer | E2 | System - kBTUs of Consumption | 0.050478 | 0.050478 | 0.050478 | 0.050478 | 0.050478 | 0.050478 | 0.050478 | 0.050478 | 0.050478 | 0.050478 | 0.050478 | 0.050478 | 0.050478 | 0.050478 | 0.050478 | 0.050478 | 0.050478 | 0.050478 | 0.050478 | 0.050478 | 0.050478 | 0.050478 | 0.050478 | 0.050478 | 0.050478 | 0.050478 | 0.050478 | 0.050478 | 0.050478 | 0.050478 | 0.050478 | 0.050478 | 0.050478 | 0 | 0 | 0 | 0 | 0 | 0 | 0 | 0 | 0
F3_Commercial_Grocery_Existing_Food Preparation_Natural Gas_Fryer_E3 | F3 | Commercial | Grocery | Existing | Food Preparation | Natural Gas | Fryer | E3 | System - kBTUs of Consumption | 0 | 0 | 0 | 0 | 0 | 0 | 0 | 0 | 0 | 0 | 0 | 0 | 0 | 0 | 0 | 0 | 0 | 0 | 0 | 0 | 0 | 0 | 0 | 0 | 0 | 0 | 0 | 0 | 0 | 0 | 0 | 0 | 0 | 0 | 0 | 0 | 0 | 0 | 0 | 0 | 0 | 0
F3_Commercial_Grocery_Existing_Food Preparation_Natural Gas_Fryer_E4 | F3 | Commercial | Grocery | Existing | Food Preparation | Natural Gas | Fryer | E4 | System - kBTUs of Consumption | 0 | 0 | 0 | 0 | 0 | 0 | 0 | 0 | 0 | 0 | 0 | 0 | 0 | 0 | 0 | 0 | 0 | 0 | 0 | 0 | 0 | 0 | 0 | 0 | 0 | 0 | 0 | 0 | 0 | 0 | 0 | 0 | 0 | 0 | 0 | 0 | 0 | 0 | 0 | 0 | 0 | 0
F3_Commercial_Grocery_Existing_Food Preparation_Natural Gas_Fryer_E5 | F3 | Commercial | Grocery | Existing | Food Preparation | Natural Gas | Fryer | E5 | System - kBTUs of Consumption | 0 | 0 | 0 | 0 | 0 | 0 | 0 | 0 | 0 | 0 | 0 | 0 | 0 | 0 | 0 | 0 | 0 | 0 | 0 | 0 | 0 | 0 | 0 | 0 | 0 | 0 | 0 | 0 | 0 | 0 | 0 | 0 | 0 | 0 | 0 | 0 | 0 | 0 | 0 | 0 | 0 | 0
F3_Commercial_Grocery_Existing_Food Preparation_Natural Gas_Fryer_E6 | F3 | Commercial | Grocery | Existing | Food Preparation | Natural Gas | Fryer | E6 | System - kBTUs of Consumption | 0 | 0 | 0 | 0 | 0 | 0 | 0 | 0 | 0 | 0 | 0 | 0 | 0 | 0 | 0 | 0 | 0 | 0 | 0 | 0 | 0 | 0 | 0 | 0 | 0 | 0 | 0 | 0 | 0 | 0 | 0 | 0 | 0 | 0 | 0 | 0 | 0 | 0 | 0 | 0 | 0 | 0
F3_Commercial_Grocery_Existing_Food Preparation_Natural Gas_Fryer_E7 | F3 | Commercial | Grocery | Existing | Food Preparation | Natural Gas | Fryer | E7 | System - kBTUs of Consumption | 0 | 0 | 0 | 0 | 0 | 0 | 0 | 0 | 0 | 0 | 0 | 0 | 0 | 0 | 0 | 0 | 0 | 0 | 0 | 0 | 0 | 0 | 0 | 0 | 0 | 0 | 0 | 0 | 0 | 0 | 0 | 0 | 0 | 0 | 0 | 0 | 0 | 0 | 0 | 0 | 0 | 0
F3_Commercial_Grocery_Existing_Food Preparation_Natural Gas_Fryer_E8 | F3 | Commercial | Grocery | Existing | Food Preparation | Natural Gas | Fryer | E8 | System - kBTUs of Consumption | 0 | 0 | 0 | 0 | 0 | 0 | 0 | 0 | 0 | 0 | 0 | 0 | 0 | 0 | 0 | 0 | 0 | 0 | 0 | 0 | 0 | 0 | 0 | 0 | 0 | 0 | 0 | 0 | 0 | 0 | 0 | 0 | 0 | 0 | 0 | 0 | 0 | 0 | 0 | 0 | 0 | 0
F3_Commercial_Grocery_Existing_Food Preparation_Natural Gas_Fryer_E9 | F3 | Commercial | Grocery | Existing | Food Preparation | Natural Gas | Fryer | E9 | System - kBTUs of Consumption | 0 | 0 | 0 | 0 | 0 | 0 | 0 | 0 | 0 | 0 | 0 | 0 | 0 | 0 | 0 | 0 | 0 | 0 | 0 | 0 | 0 | 0 | 0 | 0 | 0 | 0 | 0 | 0 | 0 | 0 | 0 | 0 | 0 | 0 | 0 | 0 | 0 | 0 | 0 | 0 | 0 | 0
F3_Commercial_Grocery_Existing_Food Preparation_Natural Gas_Fryer_E10 | F3 | Commercial | Grocery | Existing | Food Preparation | Natural Gas | Fryer | E10 | System - kBTUs of Consumption | 0 | 0 | 0 | 0 | 0 | 0 | 0 | 0 | 0 | 0 | 0 | 0 | 0 | 0 | 0 | 0 | 0 | 0 | 0 | 0 | 0 | 0 | 0 | 0 | 0 | 0 | 0 | 0 | 0 | 0 | 0 | 0 | 0 | 0 | 0 | 0 | 0 | 0 | 0 | 0 | 0 | 0
F4_Commercial_Grocery_Existing_Food Preparation_Natural Gas_Fryer_E1 | F4 | Commercial | Grocery | Existing | Food Preparation | Natural Gas | Fryer | E1 | Utility - Cost of Equipment | 0.15889 | 0.15872 | 0.1594 | 0 | 0 | 0 | 0 | 0 | 0 | 0 | 0 | 0 | 0 | 0 | 0 | 0 | 0 | 0 | 0 | 0 | 0 | 0 | 0 | 0 | 0 | 0 | 0 | 0 | 0 | 0 | 0 | 0 | 0 | 0 | 0 | 0 | 0 | 0 | 0 | 0 | 0 | 0
F4_Commercial_Grocery_Existing_Food Preparation_Natural Gas_Fryer_E2 | F4 | Commercial | Grocery | Existing | Food Preparation | Natural Gas | Fryer | E2 | Utility - Cost of Equipment | 0.10678 | 0.10666 | 0.10712 | 0.10615 | 0.10554 | 0.10583 | 0.10689 | 0.10772 | 0.10876 | 0.10975 | 0.11072 | 0.11161 | 0.11256 | 0.11355 | 0.11448 | 0.11545 | 0.11641 | 0.11748 | 0.11859 | 0.11977 | 0.12093 | 0.12217 | 0.12332 | 0.12456 | 0.12566 | 0.12663 | 0.12752 | 0.12828 | 0.12888 | 0.12937 | 0.12964 | 0.12982 | 0.12982 | 0 | 0 | 0 | 0 | 0 | 0 | 0 | 0 | 0
F4_Commercial_Grocery_Existing_Food Preparation_Natural Gas_Fryer_E3 | F4 | Commercial | Grocery | Existing | Food Preparation | Natural Gas | Fryer | E3 | Utility - Cost of Equipment | 0 | 0 | 0 | 0 | 0 | 0 | 0 | 0 | 0 | 0 | 0 | 0 | 0 | 0 | 0 | 0 | 0 | 0 | 0 | 0 | 0 | 0 | 0 | 0 | 0 | 0 | 0 | 0 | 0 | 0 | 0 | 0 | 0 | 0 | 0 | 0 | 0 | 0 | 0 | 0 | 0 | 0
F4_Commercial_Grocery_Existing_Food Preparation_Natural Gas_Fryer_E4 | F4 | Commercial | Grocery | Existing | Food Preparation | Natural Gas | Fryer | E4 | Utility - Cost of Equipment | 0 | 0 | 0 | 0 | 0 | 0 | 0 | 0 | 0 | 0 | 0 | 0 | 0 | 0 | 0 | 0 | 0 | 0 | 0 | 0 | 0 | 0 | 0 | 0 | 0 | 0 | 0 | 0 | 0 | 0 | 0 | 0 | 0 | 0 | 0 | 0 | 0 | 0 | 0 | 0 | 0 | 0
F4_Commercial_Grocery_Existing_Food Preparation_Natural Gas_Fryer_E5 | F4 | Commercial | Grocery | Existing | Food Preparation | Natural Gas | Fryer | E5 | Utility - Cost of Equipment | 0 | 0 | 0 | 0 | 0 | 0 | 0 | 0 | 0 | 0 | 0 | 0 | 0 | 0 | 0 | 0 | 0 | 0 | 0 | 0 | 0 | 0 | 0 | 0 | 0 | 0 | 0 | 0 | 0 | 0 | 0 | 0 | 0 | 0 | 0 | 0 | 0 | 0 | 0 | 0 | 0 | 0
F4_Commercial_Grocery_Existing_Food Preparation_Natural Gas_Fryer_E6 | F4 | Commercial | Grocery | Existing | Food Preparation | Natural Gas | Fryer | E6 | Utility - Cost of Equipment | 0 | 0 | 0 | 0 | 0 | 0 | 0 | 0 | 0 | 0 | 0 | 0 | 0 | 0 | 0 | 0 | 0 | 0 | 0 | 0 | 0 | 0 | 0 | 0 | 0 | 0 | 0 | 0 | 0 | 0 | 0 | 0 | 0 | 0 | 0 | 0 | 0 | 0 | 0 | 0 | 0 | 0
F4_Commercial_Grocery_Existing_Food Preparation_Natural Gas_Fryer_E7 | F4 | Commercial | Grocery | Existing | Food Preparation | Natural Gas | Fryer | E7 | Utility - Cost of Equipment | 0 | 0 | 0 | 0 | 0 | 0 | 0 | 0 | 0 | 0 | 0 | 0 | 0 | 0 | 0 | 0 | 0 | 0 | 0 | 0 | 0 | 0 | 0 | 0 | 0 | 0 | 0 | 0 | 0 | 0 | 0 | 0 | 0 | 0 | 0 | 0 | 0 | 0 | 0 | 0 | 0 | 0
F4_Commercial_Grocery_Existing_Food Preparation_Natural Gas_Fryer_E8 | F4 | Commercial | Grocery | Existing | Food Preparation | Natural Gas | Fryer | E8 | Utility - Cost of Equipment | 0 | 0 | 0 | 0 | 0 | 0 | 0 | 0 | 0 | 0 | 0 | 0 | 0 | 0 | 0 | 0 | 0 | 0 | 0 | 0 | 0 | 0 | 0 | 0 | 0 | 0 | 0 | 0 | 0 | 0 | 0 | 0 | 0 | 0 | 0 | 0 | 0 | 0 | 0 | 0 | 0 | 0
F4_Commercial_Grocery_Existing_Food Preparation_Natural Gas_Fryer_E9 | F4 | Commercial | Grocery | Existing | Food Preparation | Natural Gas | Fryer | E9 | Utility - Cost of Equipment | 0 | 0 | 0 | 0 | 0 | 0 | 0 | 0 | 0 | 0 | 0 | 0 | 0 | 0 | 0 | 0 | 0 | 0 | 0 | 0 | 0 | 0 | 0 | 0 | 0 | 0 | 0 | 0 | 0 | 0 | 0 | 0 | 0 | 0 | 0 | 0 | 0 | 0 | 0 | 0 | 0 | 0
F4_Commercial_Grocery_Existing_Food Preparation_Natural Gas_Fryer_E10 | F4 | Commercial | Grocery | Existing | Food Preparation | Natural Gas | Fryer | E10 | Utility - Cost of Equipment | 0 | 0 | 0 | 0 | 0 | 0 | 0 | 0 | 0 | 0 | 0 | 0 | 0 | 0 | 0 | 0 | 0 | 0 | 0 | 0 | 0 | 0 | 0 | 0 | 0 | 0 | 0 | 0 | 0 | 0 | 0 | 0 | 0 | 0 | 0 | 0 | 0 | 0 | 0 | 0 | 0 | 0
F5_Commercial_Grocery_Existing_Food Preparation_Natural Gas_Fryer_E1 | F5 | Commercial | Grocery | Existing | Food Preparation | Natural Gas | Fryer | E1 | Utility - Cost of Operation | 0.042325 | 0.042325 | 0.042325 | 0 | 0 | 0 | 0 | 0 | 0 | 0 | 0 | 0 | 0 | 0 | 0 | 0 | 0 | 0 | 0 | 0 | 0 | 0 | 0 | 0 | 0 | 0 | 0 | 0 | 0 | 0 | 0 | 0 | 0 | 0 | 0 | 0 | 0 | 0 | 0 | 0 | 0 | 0
F5_Commercial_Grocery_Existing_Food Preparation_Natural Gas_Fryer_E2 | F5 | Commercial | Grocery | Existing | Food Preparation | Natural Gas | Fryer | E2 | Utility - Cost of Operation | 0.050478 | 0.050478 | 0.050478 | 0.050478 | 0.050478 | 0.050478 | 0.050478 | 0.050478 | 0.050478 | 0.050478 | 0.050478 | 0.050478 | 0.050478 | 0.050478 | 0.050478 | 0.050478 | 0.050478 | 0.050478 | 0.050478 | 0.050478 | 0.050478 | 0.050478 | 0.050478 | 0.050478 | 0.050478 | 0.050478 | 0.050478 | 0.050478 | 0.050478 | 0.050478 | 0.050478 | 0.050478 | 0.050478 | 0 | 0 | 0 | 0 | 0 | 0 | 0 | 0 | 0
F5_Commercial_Grocery_Existing_Food Preparation_Natural Gas_Fryer_E3 | F5 | Commercial | Grocery | Existing | Food Preparation | Natural Gas | Fryer | E3 | Utility - Cost of Operation | 0 | 0 | 0 | 0 | 0 | 0 | 0 | 0 | 0 | 0 | 0 | 0 | 0 | 0 | 0 | 0 | 0 | 0 | 0 | 0 | 0 | 0 | 0 | 0 | 0 | 0 | 0 | 0 | 0 | 0 | 0 | 0 | 0 | 0 | 0 | 0 | 0 | 0 | 0 | 0 | 0 | 0
F5_Commercial_Grocery_Existing_Food Preparation_Natural Gas_Fryer_E4 | F5 | Commercial | Grocery | Existing | Food Preparation | Natural Gas | Fryer | E4 | Utility - Cost of Operation | 0 | 0 | 0 | 0 | 0 | 0 | 0 | 0 | 0 | 0 | 0 | 0 | 0 | 0 | 0 | 0 | 0 | 0 | 0 | 0 | 0 | 0 | 0 | 0 | 0 | 0 | 0 | 0 | 0 | 0 | 0 | 0 | 0 | 0 | 0 | 0 | 0 | 0 | 0 | 0 | 0 | 0
F5_Commercial_Grocery_Existing_Food Preparation_Natural Gas_Fryer_E5 | F5 | Commercial | Grocery | Existing | Food Preparation | Natural Gas | Fryer | E5 | Utility - Cost of Operation | 0 | 0 | 0 | 0 | 0 | 0 | 0 | 0 | 0 | 0 | 0 | 0 | 0 | 0 | 0 | 0 | 0 | 0 | 0 | 0 | 0 | 0 | 0 | 0 | 0 | 0 | 0 | 0 | 0 | 0 | 0 | 0 | 0 | 0 | 0 | 0 | 0 | 0 | 0 | 0 | 0 | 0
F5_Commercial_Grocery_Existing_Food Preparation_Natural Gas_Fryer_E6 | F5 | Commercial | Grocery | Existing | Food Preparation | Natural Gas | Fryer | E6 | Utility - Cost of Operation | 0 | 0 | 0 | 0 | 0 | 0 | 0 | 0 | 0 | 0 | 0 | 0 | 0 | 0 | 0 | 0 | 0 | 0 | 0 | 0 | 0 | 0 | 0 | 0 | 0 | 0 | 0 | 0 | 0 | 0 | 0 | 0 | 0 | 0 | 0 | 0 | 0 | 0 | 0 | 0 | 0 | 0
F5_Commercial_Grocery_Existing_Food Preparation_Natural Gas_Fryer_E7 | F5 | Commercial | Grocery | Existing | Food Preparation | Natural Gas | Fryer | E7 | Utility - Cost of Operation | 0 | 0 | 0 | 0 | 0 | 0 | 0 | 0 | 0 | 0 | 0 | 0 | 0 | 0 | 0 | 0 | 0 | 0 | 0 | 0 | 0 | 0 | 0 | 0 | 0 | 0 | 0 | 0 | 0 | 0 | 0 | 0 | 0 | 0 | 0 | 0 | 0 | 0 | 0 | 0 | 0 | 0
F5_Commercial_Grocery_Existing_Food Preparation_Natural Gas_Fryer_E8 | F5 | Commercial | Grocery | Existing | Food Preparation | Natural Gas | Fryer | E8 | Utility - Cost of Operation | 0 | 0 | 0 | 0 | 0 | 0 | 0 | 0 | 0 | 0 | 0 | 0 | 0 | 0 | 0 | 0 | 0 | 0 | 0 | 0 | 0 | 0 | 0 | 0 | 0 | 0 | 0 | 0 | 0 | 0 | 0 | 0 | 0 | 0 | 0 | 0 | 0 | 0 | 0 | 0 | 0 | 0
F5_Commercial_Grocery_Existing_Food Preparation_Natural Gas_Fryer_E9 | F5 | Commercial | Grocery | Existing | Food Preparation | Natural Gas | Fryer | E9 | Utility - Cost of Operation | 0 | 0 | 0 | 0 | 0 | 0 | 0 | 0 | 0 | 0 | 0 | 0 | 0 | 0 | 0 | 0 | 0 | 0 | 0 | 0 | 0 | 0 | 0 | 0 | 0 | 0 | 0 | 0 | 0 | 0 | 0 | 0 | 0 | 0 | 0 | 0 | 0 | 0 | 0 | 0 | 0 | 0
F5_Commercial_Grocery_Existing_Food Preparation_Natural Gas_Fryer_E10 | F5 | Commercial | Grocery | Existing | Food Preparation | Natural Gas | Fryer | E10 | Utility - Cost of Operation | 0 | 0 | 0 | 0 | 0 | 0 | 0 | 0 | 0 | 0 | 0 | 0 | 0 | 0 | 0 | 0 | 0 | 0 | 0 | 0 | 0 | 0 | 0 | 0 | 0 | 0 | 0 | 0 | 0 | 0 | 0 | 0 | 0 | 0 | 0 | 0 | 0 | 0 | 0 | 0 | 0 | 0
F6_Commercial_Grocery_Existing_Food Preparation_Natural Gas_Fryer_E1 | F6 | Commercial | Grocery | Existing | Food Preparation | Natural Gas | Fryer | E1 | Utility - Value of Sales | 0.083904 | 0.084407 | 0.085215 | 0 | 0 | 0 | 0 | 0 | 0 | 0 | 0 | 0 | 0 | 0 | 0 | 0 | 0 | 0 | 0 | 0 | 0 | 0 | 0 | 0 | 0 | 0 | 0 | 0 | 0 | 0 | 0 | 0 | 0 | 0 | 0 | 0 | 0 | 0 | 0 | 0 | 0 | 0
F6_Commercial_Grocery_Existing_Food Preparation_Natural Gas_Fryer_E2 | F6 | Commercial | Grocery | Existing | Food Preparation | Natural Gas | Fryer | E2 | Utility - Value of Sales | 0.056383 | 0.056721 | 0.057263 | 0.057144 | 0.057144 | 0.057144 | 0.057144 | 0.057144 | 0.057144 | 0.057144 | 0.057144 | 0.057144 | 0.057144 | 0.057144 | 0.057144 | 0.057144 | 0.057144 | 0.057144 | 0.057144 | 0.057144 | 0.057144 | 0.057144 | 0.057144 | 0.057144 | 0.057144 | 0.057144 | 0.057144 | 0.057144 | 0.057144 | 0.057144 | 0.057144 | 0.057144 | 0.057144 | 0 | 0 | 0 | 0 | 0 | 0 | 0 | 0 | 0
F6_Commercial_Grocery_Existing_Food Preparation_Natural Gas_Fryer_E3 | F6 | Commercial | Grocery | Existing | Food Preparation | Natural Gas | Fryer | E3 | Utility - Value of Sales | 0 | 0 | 0 | 0 | 0 | 0 | 0 | 0 | 0 | 0 | 0 | 0 | 0 | 0 | 0 | 0 | 0 | 0 | 0 | 0 | 0 | 0 | 0 | 0 | 0 | 0 | 0 | 0 | 0 | 0 | 0 | 0 | 0 | 0 | 0 | 0 | 0 | 0 | 0 | 0 | 0 | 0
F6_Commercial_Grocery_Existing_Food Preparation_Natural Gas_Fryer_E4 | F6 | Commercial | Grocery | Existing | Food Preparation | Natural Gas | Fryer | E4 | Utility - Value of Sales | 0 | 0 | 0 | 0 | 0 | 0 | 0 | 0 | 0 | 0 | 0 | 0 | 0 | 0 | 0 | 0 | 0 | 0 | 0 | 0 | 0 | 0 | 0 | 0 | 0 | 0 | 0 | 0 | 0 | 0 | 0 | 0 | 0 | 0 | 0 | 0 | 0 | 0 | 0 | 0 | 0 | 0
F6_Commercial_Grocery_Existing_Food Preparation_Natural Gas_Fryer_E5 | F6 | Commercial | Grocery | Existing | Food Preparation | Natural Gas | Fryer | E5 | Utility - Value of Sales | 0 | 0 | 0 | 0 | 0 | 0 | 0 | 0 | 0 | 0 | 0 | 0 | 0 | 0 | 0 | 0 | 0 | 0 | 0 | 0 | 0 | 0 | 0 | 0 | 0 | 0 | 0 | 0 | 0 | 0 | 0 | 0 | 0 | 0 | 0 | 0 | 0 | 0 | 0 | 0 | 0 | 0
F6_Commercial_Grocery_Existing_Food Preparation_Natural Gas_Fryer_E6 | F6 | Commercial | Grocery | Existing | Food Preparation | Natural Gas | Fryer | E6 | Utility - Value of Sales | 0 | 0 | 0 | 0 | 0 | 0 | 0 | 0 | 0 | 0 | 0 | 0 | 0 | 0 | 0 | 0 | 0 | 0 | 0 | 0 | 0 | 0 | 0 | 0 | 0 | 0 | 0 | 0 | 0 | 0 | 0 | 0 | 0 | 0 | 0 | 0 | 0 | 0 | 0 | 0 | 0 | 0
F6_Commercial_Grocery_Existing_Food Preparation_Natural Gas_Fryer_E7 | F6 | Commercial | Grocery | Existing | Food Preparation | Natural Gas | Fryer | E7 | Utility - Value of Sales | 0 | 0 | 0 | 0 | 0 | 0 | 0 | 0 | 0 | 0 | 0 | 0 | 0 | 0 | 0 | 0 | 0 | 0 | 0 | 0 | 0 | 0 | 0 | 0 | 0 | 0 | 0 | 0 | 0 | 0 | 0 | 0 | 0 | 0 | 0 | 0 | 0 | 0 | 0 | 0 | 0 | 0
F6_Commercial_Grocery_Existing_Food Preparation_Natural Gas_Fryer_E8 | F6 | Commercial | Grocery | Existing | Food Preparation | Natural Gas | Fryer | E8 | Utility - Value of Sales | 0 | 0 | 0 | 0 | 0 | 0 | 0 | 0 | 0 | 0 | 0 | 0 | 0 | 0 | 0 | 0 | 0 | 0 | 0 | 0 | 0 | 0 | 0 | 0 | 0 | 0 | 0 | 0 | 0 | 0 | 0 | 0 | 0 | 0 | 0 | 0 | 0 | 0 | 0 | 0 | 0 | 0
F6_Commercial_Grocery_Existing_Food Preparation_Natural Gas_Fryer_E9 | F6 | Commercial | Grocery | Existing | Food Preparation | Natural Gas | Fryer | E9 | Utility - Value of Sales | 0 | 0 | 0 | 0 | 0 | 0 | 0 | 0 | 0 | 0 | 0 | 0 | 0 | 0 | 0 | 0 | 0 | 0 | 0 | 0 | 0 | 0 | 0 | 0 | 0 | 0 | 0 | 0 | 0 | 0 | 0 | 0 | 0 | 0 | 0 | 0 | 0 | 0 | 0 | 0 | 0 | 0
F6_Commercial_Grocery_Existing_Food Preparation_Natural Gas_Fryer_E10 | F6 | Commercial | Grocery | Existing | Food Preparation | Natural Gas | Fryer | E10 | Utility - Value of Sales | 0 | 0 | 0 | 0 | 0 | 0 | 0 | 0 | 0 | 0 | 0 | 0 | 0 | 0 | 0 | 0 | 0 | 0 | 0 | 0 | 0 | 0 | 0 | 0 | 0 | 0 | 0 | 0 | 0 | 0 | 0 | 0 | 0 | 0 | 0 | 0 | 0 | 0 | 0 | 0 | 0 | 0
F1_Commercial_Grocery_Existing_Food Preparation_Natural Gas_Broiler_E1 | F1 | Commercial | Grocery | Existing | Food Preparation | Natural Gas | Broiler | E1 | RVT - Cost of Equipment | 0.14723 | 0.14742 | 0.14822 | 0.14747 | 0.14709 | 0.14768 | 0.14908 | 0.15023 | 0.15162 | 0.15297 | 0.15433 | 0.15561 | 0.15698 | 0.1584 | 0.15977 | 0.16118 | 0.16259 | 0.16411 | 0.16569 | 0.16732 | 0.16888 | 0.17045 | 0.17186 | 0.17327 | 0.17449 | 0.17555 | 0.17651 | 0.17734 | 0.17799 | 0.17852 | 0.17881 | 0.179 | 0.179 | 0 | 0 | 0 | 0 | 0 | 0 | 0 | 0 | 0
F1_Commercial_Grocery_Existing_Food Preparation_Natural Gas_Broiler_E2 | F1 | Commercial | Grocery | Existing | Food Preparation | Natural Gas | Broiler | E2 | RVT - Cost of Equipment | 0.094648 | 0.09477 | 0.095287 | 0.094805 | 0.094559 | 0.094935 | 0.09584 | 0.096575 | 0.097473 | 0.098338 | 0.099212 | 0.10004 | 0.10092 | 0.10183 | 0.10271 | 0.10361 | 0.10452 | 0.1055 | 0.10651 | 0.10756 | 0.10857 | 0.10958 | 0.11048 | 0.11139 | 0.11217 | 0.11285 | 0.11347 | 0.114 | 0.11442 | 0.11476 | 0.11495 | 0.11507 | 0.11507 | 0 | 0 | 0 | 0 | 0 | 0 | 0 | 0 | 0
F1_Commercial_Grocery_Existing_Food Preparation_Natural Gas_Broiler_E3 | F1 | Commercial | Grocery | Existing | Food Preparation | Natural Gas | Broiler | E3 | RVT - Cost of Equipment | 0 | 0 | 0 | 0 | 0 | 0 | 0 | 0 | 0 | 0 | 0 | 0 | 0 | 0 | 0 | 0 | 0 | 0 | 0 | 0 | 0 | 0 | 0 | 0 | 0 | 0 | 0 | 0 | 0 | 0 | 0 | 0 | 0 | 0 | 0 | 0 | 0 | 0 | 0 | 0 | 0 | 0
F1_Commercial_Grocery_Existing_Food Preparation_Natural Gas_Broiler_E4 | F1 | Commercial | Grocery | Existing | Food Preparation | Natural Gas | Broiler | E4 | RVT - Cost of Equipment | 0 | 0 | 0 | 0 | 0 | 0 | 0 | 0 | 0 | 0 | 0 | 0 | 0 | 0 | 0 | 0 | 0 | 0 | 0 | 0 | 0 | 0 | 0 | 0 | 0 | 0 | 0 | 0 | 0 | 0 | 0 | 0 | 0 | 0 | 0 | 0 | 0 | 0 | 0 | 0 | 0 | 0
F1_Commercial_Grocery_Existing_Food Preparation_Natural Gas_Broiler_E5 | F1 | Commercial | Grocery | Existing | Food Preparation | Natural Gas | Broiler | E5 | RVT - Cost of Equipment | 0 | 0 | 0 | 0 | 0 | 0 | 0 | 0 | 0 | 0 | 0 | 0 | 0 | 0 | 0 | 0 | 0 | 0 | 0 | 0 | 0 | 0 | 0 | 0 | 0 | 0 | 0 | 0 | 0 | 0 | 0 | 0 | 0 | 0 | 0 | 0 | 0 | 0 | 0 | 0 | 0 | 0
F1_Commercial_Grocery_Existing_Food Preparation_Natural Gas_Broiler_E6 | F1 | Commercial | Grocery | Existing | Food Preparation | Natural Gas | Broiler | E6 | RVT - Cost of Equipment | 0 | 0 | 0 | 0 | 0 | 0 | 0 | 0 | 0 | 0 | 0 | 0 | 0 | 0 | 0 | 0 | 0 | 0 | 0 | 0 | 0 | 0 | 0 | 0 | 0 | 0 | 0 | 0 | 0 | 0 | 0 | 0 | 0 | 0 | 0 | 0 | 0 | 0 | 0 | 0 | 0 | 0
F1_Commercial_Grocery_Existing_Food Preparation_Natural Gas_Broiler_E7 | F1 | Commercial | Grocery | Existing | Food Preparation | Natural Gas | Broiler | E7 | RVT - Cost of Equipment | 0 | 0 | 0 | 0 | 0 | 0 | 0 | 0 | 0 | 0 | 0 | 0 | 0 | 0 | 0 | 0 | 0 | 0 | 0 | 0 | 0 | 0 | 0 | 0 | 0 | 0 | 0 | 0 | 0 | 0 | 0 | 0 | 0 | 0 | 0 | 0 | 0 | 0 | 0 | 0 | 0 | 0
F1_Commercial_Grocery_Existing_Food Preparation_Natural Gas_Broiler_E8 | F1 | Commercial | Grocery | Existing | Food Preparation | Natural Gas | Broiler | E8 | RVT - Cost of Equipment | 0 | 0 | 0 | 0 | 0 | 0 | 0 | 0 | 0 | 0 | 0 | 0 | 0 | 0 | 0 | 0 | 0 | 0 | 0 | 0 | 0 | 0 | 0 | 0 | 0 | 0 | 0 | 0 | 0 | 0 | 0 | 0 | 0 | 0 | 0 | 0 | 0 | 0 | 0 | 0 | 0 | 0
F1_Commercial_Grocery_Existing_Food Preparation_Natural Gas_Broiler_E9 | F1 | Commercial | Grocery | Existing | Food Preparation | Natural Gas | Broiler | E9 | RVT - Cost of Equipment | 0 | 0 | 0 | 0 | 0 | 0 | 0 | 0 | 0 | 0 | 0 | 0 | 0 | 0 | 0 | 0 | 0 | 0 | 0 | 0 | 0 | 0 | 0 | 0 | 0 | 0 | 0 | 0 | 0 | 0 | 0 | 0 | 0 | 0 | 0 | 0 | 0 | 0 | 0 | 0 | 0 | 0
F1_Commercial_Grocery_Existing_Food Preparation_Natural Gas_Broiler_E10 | F1 | Commercial | Grocery | Existing | Food Preparation | Natural Gas | Broiler | E10 | RVT - Cost of Equipment | 0 | 0 | 0 | 0 | 0 | 0 | 0 | 0 | 0 | 0 | 0 | 0 | 0 | 0 | 0 | 0 | 0 | 0 | 0 | 0 | 0 | 0 | 0 | 0 | 0 | 0 | 0 | 0 | 0 | 0 | 0 | 0 | 0 | 0 | 0 | 0 | 0 | 0 | 0 | 0 | 0 | 0
F2_Commercial_Grocery_Existing_Food Preparation_Natural Gas_Broiler_E1 | F2 | Commercial | Grocery | Existing | Food Preparation | Natural Gas | Broiler | E1 | RVT - Cost of Operation | 0.17639 | 0.17662 | 0.17758 | 0.17668 | 0.17623 | 0.17693 | 0.17861 | 0.17998 | 0.18166 | 0.18327 | 0.1849 | 0.18644 | 0.18808 | 0.18977 | 0.19142 | 0.1931 | 0.19479 | 0.19662 | 0.19851 | 0.20046 | 0.20233 | 0.20421 | 0.2059 | 0.20759 | 0.20905 | 0.21032 | 0.21147 | 0.21246 | 0.21324 | 0.21388 | 0.21422 | 0.21446 | 0.21446 | 0 | 0 | 0 | 0 | 0 | 0 | 0 | 0 | 0
F2_Commercial_Grocery_Existing_Food Preparation_Natural Gas_Broiler_E2 | F2 | Commercial | Grocery | Existing | Food Preparation | Natural Gas | Broiler | E2 | RVT - Cost of Operation | 0.11339 | 0.11354 | 0.11416 | 0.11358 | 0.11329 | 0.11374 | 0.11482 | 0.1157 | 0.11678 | 0.11781 | 0.11886 | 0.11985 | 0.12091 | 0.122 | 0.12305 | 0.12413 | 0.12522 | 0.1264 | 0.12761 | 0.12887 | 0.13007 | 0.13128 | 0.13236 | 0.13345 | 0.13439 | 0.1352 | 0.13594 | 0.13658 | 0.13708 | 0.13749 | 0.13771 | 0.13786 | 0.13786 | 0 | 0 | 0 | 0 | 0 | 0 | 0 | 0 | 0
F2_Commercial_Grocery_Existing_Food Preparation_Natural Gas_Broiler_E3 | F2 | Commercial | Grocery | Existing | Food Preparation | Natural Gas | Broiler | E3 | RVT - Cost of Operation | 0 | 0 | 0 | 0 | 0 | 0 | 0 | 0 | 0 | 0 | 0 | 0 | 0 | 0 | 0 | 0 | 0 | 0 | 0 | 0 | 0 | 0 | 0 | 0 | 0 | 0 | 0 | 0 | 0 | 0 | 0 | 0 | 0 | 0 | 0 | 0 | 0 | 0 | 0 | 0 | 0 | 0
F2_Commercial_Grocery_Existing_Food Preparation_Natural Gas_Broiler_E4 | F2 | Commercial | Grocery | Existing | Food Preparation | Natural Gas | Broiler | E4 | RVT - Cost of Operation | 0 | 0 | 0 | 0 | 0 | 0 | 0 | 0 | 0 | 0 | 0 | 0 | 0 | 0 | 0 | 0 | 0 | 0 | 0 | 0 | 0 | 0 | 0 | 0 | 0 | 0 | 0 | 0 | 0 | 0 | 0 | 0 | 0 | 0 | 0 | 0 | 0 | 0 | 0 | 0 | 0 | 0
F2_Commercial_Grocery_Existing_Food Preparation_Natural Gas_Broiler_E5 | F2 | Commercial | Grocery | Existing | Food Preparation | Natural Gas | Broiler | E5 | RVT - Cost of Operation | 0 | 0 | 0 | 0 | 0 | 0 | 0 | 0 | 0 | 0 | 0 | 0 | 0 | 0 | 0 | 0 | 0 | 0 | 0 | 0 | 0 | 0 | 0 | 0 | 0 | 0 | 0 | 0 | 0 | 0 | 0 | 0 | 0 | 0 | 0 | 0 | 0 | 0 | 0 | 0 | 0 | 0
F2_Commercial_Grocery_Existing_Food Preparation_Natural Gas_Broiler_E6 | F2 | Commercial | Grocery | Existing | Food Preparation | Natural Gas | Broiler | E6 | RVT - Cost of Operation | 0 | 0 | 0 | 0 | 0 | 0 | 0 | 0 | 0 | 0 | 0 | 0 | 0 | 0 | 0 | 0 | 0 | 0 | 0 | 0 | 0 | 0 | 0 | 0 | 0 | 0 | 0 | 0 | 0 | 0 | 0 | 0 | 0 | 0 | 0 | 0 | 0 | 0 | 0 | 0 | 0 | 0
F2_Commercial_Grocery_Existing_Food Preparation_Natural Gas_Broiler_E7 | F2 | Commercial | Grocery | Existing | Food Preparation | Natural Gas | Broiler | E7 | RVT - Cost of Operation | 0 | 0 | 0 | 0 | 0 | 0 | 0 | 0 | 0 | 0 | 0 | 0 | 0 | 0 | 0 | 0 | 0 | 0 | 0 | 0 | 0 | 0 | 0 | 0 | 0 | 0 | 0 | 0 | 0 | 0 | 0 | 0 | 0 | 0 | 0 | 0 | 0 | 0 | 0 | 0 | 0 | 0
F2_Commercial_Grocery_Existing_Food Preparation_Natural Gas_Broiler_E8 | F2 | Commercial | Grocery | Existing | Food Preparation | Natural Gas | Broiler | E8 | RVT - Cost of Operation | 0 | 0 | 0 | 0 | 0 | 0 | 0 | 0 | 0 | 0 | 0 | 0 | 0 | 0 | 0 | 0 | 0 | 0 | 0 | 0 | 0 | 0 | 0 | 0 | 0 | 0 | 0 | 0 | 0 | 0 | 0 | 0 | 0 | 0 | 0 | 0 | 0 | 0 | 0 | 0 | 0 | 0
F2_Commercial_Grocery_Existing_Food Preparation_Natural Gas_Broiler_E9 | F2 | Commercial | Grocery | Existing | Food Preparation | Natural Gas | Broiler | E9 | RVT - Cost of Operation | 0 | 0 | 0 | 0 | 0 | 0 | 0 | 0 | 0 | 0 | 0 | 0 | 0 | 0 | 0 | 0 | 0 | 0 | 0 | 0 | 0 | 0 | 0 | 0 | 0 | 0 | 0 | 0 | 0 | 0 | 0 | 0 | 0 | 0 | 0 | 0 | 0 | 0 | 0 | 0 | 0 | 0
F2_Commercial_Grocery_Existing_Food Preparation_Natural Gas_Broiler_E10 | F2 | Commercial | Grocery | Existing | Food Preparation | Natural Gas | Broiler | E10 | RVT - Cost of Operation | 0 | 0 | 0 | 0 | 0 | 0 | 0 | 0 | 0 | 0 | 0 | 0 | 0 | 0 | 0 | 0 | 0 | 0 | 0 | 0 | 0 | 0 | 0 | 0 | 0 | 0 | 0 | 0 | 0 | 0 | 0 | 0 | 0 | 0 | 0 | 0 | 0 | 0 | 0 | 0 | 0 | 0
F3_Commercial_Grocery_Existing_Food Preparation_Natural Gas_Broiler_E1 | F3 | Commercial | Grocery | Existing | Food Preparation | Natural Gas | Broiler | E1 | System - kBTUs of Consumption | 0.039807 | 0.039807 | 0.039807 | 0.039807 | 0.039807 | 0.039807 | 0.039807 | 0.039807 | 0.039807 | 0.039807 | 0.039807 | 0.039807 | 0.039807 | 0.039807 | 0.039807 | 0.039807 | 0.039807 | 0.039807 | 0.039807 | 0.039807 | 0.039807 | 0.039807 | 0.039807 | 0.039807 | 0.039807 | 0.039807 | 0.039807 | 0.039807 | 0.039807 | 0.039807 | 0.039807 | 0.039807 | 0.039807 | 0 | 0 | 0 | 0 | 0 | 0 | 0 | 0 | 0
F3_Commercial_Grocery_Existing_Food Preparation_Natural Gas_Broiler_E2 | F3 | Commercial | Grocery | Existing | Food Preparation | Natural Gas | Broiler | E2 | System - kBTUs of Consumption | 0.05573 | 0.05573 | 0.05573 | 0.05573 | 0.05573 | 0.05573 | 0.05573 | 0.05573 | 0.05573 | 0.05573 | 0.05573 | 0.05573 | 0.05573 | 0.05573 | 0.05573 | 0.05573 | 0.05573 | 0.05573 | 0.05573 | 0.05573 | 0.05573 | 0.05573 | 0.05573 | 0.05573 | 0.05573 | 0.05573 | 0.05573 | 0.05573 | 0.05573 | 0.05573 | 0.05573 | 0.05573 | 0.05573 | 0 | 0 | 0 | 0 | 0 | 0 | 0 | 0 | 0
F3_Commercial_Grocery_Existing_Food Preparation_Natural Gas_Broiler_E3 | F3 | Commercial | Grocery | Existing | Food Preparation | Natural Gas | Broiler | E3 | System - kBTUs of Consumption | 0 | 0 | 0 | 0 | 0 | 0 | 0 | 0 | 0 | 0 | 0 | 0 | 0 | 0 | 0 | 0 | 0 | 0 | 0 | 0 | 0 | 0 | 0 | 0 | 0 | 0 | 0 | 0 | 0 | 0 | 0 | 0 | 0 | 0 | 0 | 0 | 0 | 0 | 0 | 0 | 0 | 0
F3_Commercial_Grocery_Existing_Food Preparation_Natural Gas_Broiler_E4 | F3 | Commercial | Grocery | Existing | Food Preparation | Natural Gas | Broiler | E4 | System - kBTUs of Consumption | 0 | 0 | 0 | 0 | 0 | 0 | 0 | 0 | 0 | 0 | 0 | 0 | 0 | 0 | 0 | 0 | 0 | 0 | 0 | 0 | 0 | 0 | 0 | 0 | 0 | 0 | 0 | 0 | 0 | 0 | 0 | 0 | 0 | 0 | 0 | 0 | 0 | 0 | 0 | 0 | 0 | 0
F3_Commercial_Grocery_Existing_Food Preparation_Natural Gas_Broiler_E5 | F3 | Commercial | Grocery | Existing | Food Preparation | Natural Gas | Broiler | E5 | System - kBTUs of Consumption | 0 | 0 | 0 | 0 | 0 | 0 | 0 | 0 | 0 | 0 | 0 | 0 | 0 | 0 | 0 | 0 | 0 | 0 | 0 | 0 | 0 | 0 | 0 | 0 | 0 | 0 | 0 | 0 | 0 | 0 | 0 | 0 | 0 | 0 | 0 | 0 | 0 | 0 | 0 | 0 | 0 | 0
F3_Commercial_Grocery_Existing_Food Preparation_Natural Gas_Broiler_E6 | F3 | Commercial | Grocery | Existing | Food Preparation | Natural Gas | Broiler | E6 | System - kBTUs of Consumption | 0 | 0 | 0 | 0 | 0 | 0 | 0 | 0 | 0 | 0 | 0 | 0 | 0 | 0 | 0 | 0 | 0 | 0 | 0 | 0 | 0 | 0 | 0 | 0 | 0 | 0 | 0 | 0 | 0 | 0 | 0 | 0 | 0 | 0 | 0 | 0 | 0 | 0 | 0 | 0 | 0 | 0
F3_Commercial_Grocery_Existing_Food Preparation_Natural Gas_Broiler_E7 | F3 | Commercial | Grocery | Existing | Food Preparation | Natural Gas | Broiler | E7 | System - kBTUs of Consumption | 0 | 0 | 0 | 0 | 0 | 0 | 0 | 0 | 0 | 0 | 0 | 0 | 0 | 0 | 0 | 0 | 0 | 0 | 0 | 0 | 0 | 0 | 0 | 0 | 0 | 0 | 0 | 0 | 0 | 0 | 0 | 0 | 0 | 0 | 0 | 0 | 0 | 0 | 0 | 0 | 0 | 0
F3_Commercial_Grocery_Existing_Food Preparation_Natural Gas_Broiler_E8 | F3 | Commercial | Grocery | Existing | Food Preparation | Natural Gas | Broiler | E8 | System - kBTUs of Consumption | 0 | 0 | 0 | 0 | 0 | 0 | 0 | 0 | 0 | 0 | 0 | 0 | 0 | 0 | 0 | 0 | 0 | 0 | 0 | 0 | 0 | 0 | 0 | 0 | 0 | 0 | 0 | 0 | 0 | 0 | 0 | 0 | 0 | 0 | 0 | 0 | 0 | 0 | 0 | 0 | 0 | 0
F3_Commercial_Grocery_Existing_Food Preparation_Natural Gas_Broiler_E9 | F3 | Commercial | Grocery | Existing | Food Preparation | Natural Gas | Broiler | E9 | System - kBTUs of Consumption | 0 | 0 | 0 | 0 | 0 | 0 | 0 | 0 | 0 | 0 | 0 | 0 | 0 | 0 | 0 | 0 | 0 | 0 | 0 | 0 | 0 | 0 | 0 | 0 | 0 | 0 | 0 | 0 | 0 | 0 | 0 | 0 | 0 | 0 | 0 | 0 | 0 | 0 | 0 | 0 | 0 | 0
F3_Commercial_Grocery_Existing_Food Preparation_Natural Gas_Broiler_E10 | F3 | Commercial | Grocery | Existing | Food Preparation | Natural Gas | Broiler | E10 | System - kBTUs of Consumption | 0 | 0 | 0 | 0 | 0 | 0 | 0 | 0 | 0 | 0 | 0 | 0 | 0 | 0 | 0 | 0 | 0 | 0 | 0 | 0 | 0 | 0 | 0 | 0 | 0 | 0 | 0 | 0 | 0 | 0 | 0 | 0 | 0 | 0 | 0 | 0 | 0 | 0 | 0 | 0 | 0 | 0
F4_Commercial_Grocery_Existing_Food Preparation_Natural Gas_Broiler_E1 | F4 | Commercial | Grocery | Existing | Food Preparation | Natural Gas | Broiler | E1 | Utility - Cost of Equipment | 0.17639 | 0.17662 | 0.17758 | 0.17668 | 0.17623 | 0.17693 | 0.17861 | 0.17998 | 0.18166 | 0.18327 | 0.1849 | 0.18644 | 0.18808 | 0.18977 | 0.19142 | 0.1931 | 0.19479 | 0.19662 | 0.19851 | 0.20046 | 0.20233 | 0.20421 | 0.2059 | 0.20759 | 0.20905 | 0.21032 | 0.21147 | 0.21246 | 0.21324 | 0.21388 | 0.21422 | 0.21446 | 0.21446 | 0 | 0 | 0 | 0 | 0 | 0 | 0 | 0 | 0
F4_Commercial_Grocery_Existing_Food Preparation_Natural Gas_Broiler_E2 | F4 | Commercial | Grocery | Existing | Food Preparation | Natural Gas | Broiler | E2 | Utility - Cost of Equipment | 0.11339 | 0.11354 | 0.11416 | 0.11358 | 0.11329 | 0.11374 | 0.11482 | 0.1157 | 0.11678 | 0.11781 | 0.11886 | 0.11985 | 0.12091 | 0.122 | 0.12305 | 0.12413 | 0.12522 | 0.1264 | 0.12761 | 0.12887 | 0.13007 | 0.13128 | 0.13236 | 0.13345 | 0.13439 | 0.1352 | 0.13594 | 0.13658 | 0.13708 | 0.13749 | 0.13771 | 0.13786 | 0.13786 | 0 | 0 | 0 | 0 | 0 | 0 | 0 | 0 | 0
F4_Commercial_Grocery_Existing_Food Preparation_Natural Gas_Broiler_E3 | F4 | Commercial | Grocery | Existing | Food Preparation | Natural Gas | Broiler | E3 | Utility - Cost of Equipment | 0 | 0 | 0 | 0 | 0 | 0 | 0 | 0 | 0 | 0 | 0 | 0 | 0 | 0 | 0 | 0 | 0 | 0 | 0 | 0 | 0 | 0 | 0 | 0 | 0 | 0 | 0 | 0 | 0 | 0 | 0 | 0 | 0 | 0 | 0 | 0 | 0 | 0 | 0 | 0 | 0 | 0
F4_Commercial_Grocery_Existing_Food Preparation_Natural Gas_Broiler_E4 | F4 | Commercial | Grocery | Existing | Food Preparation | Natural Gas | Broiler | E4 | Utility - Cost of Equipment | 0 | 0 | 0 | 0 | 0 | 0 | 0 | 0 | 0 | 0 | 0 | 0 | 0 | 0 | 0 | 0 | 0 | 0 | 0 | 0 | 0 | 0 | 0 | 0 | 0 | 0 | 0 | 0 | 0 | 0 | 0 | 0 | 0 | 0 | 0 | 0 | 0 | 0 | 0 | 0 | 0 | 0
F4_Commercial_Grocery_Existing_Food Preparation_Natural Gas_Broiler_E5 | F4 | Commercial | Grocery | Existing | Food Preparation | Natural Gas | Broiler | E5 | Utility - Cost of Equipment | 0 | 0 | 0 | 0 | 0 | 0 | 0 | 0 | 0 | 0 | 0 | 0 | 0 | 0 | 0 | 0 | 0 | 0 | 0 | 0 | 0 | 0 | 0 | 0 | 0 | 0 | 0 | 0 | 0 | 0 | 0 | 0 | 0 | 0 | 0 | 0 | 0 | 0 | 0 | 0 | 0 | 0
F4_Commercial_Grocery_Existing_Food Preparation_Natural Gas_Broiler_E6 | F4 | Commercial | Grocery | Existing | Food Preparation | Natural Gas | Broiler | E6 | Utility - Cost of Equipment | 0 | 0 | 0 | 0 | 0 | 0 | 0 | 0 | 0 | 0 | 0 | 0 | 0 | 0 | 0 | 0 | 0 | 0 | 0 | 0 | 0 | 0 | 0 | 0 | 0 | 0 | 0 | 0 | 0 | 0 | 0 | 0 | 0 | 0 | 0 | 0 | 0 | 0 | 0 | 0 | 0 | 0
F4_Commercial_Grocery_Existing_Food Preparation_Natural Gas_Broiler_E7 | F4 | Commercial | Grocery | Existing | Food Preparation | Natural Gas | Broiler | E7 | Utility - Cost of Equipment | 0 | 0 | 0 | 0 | 0 | 0 | 0 | 0 | 0 | 0 | 0 | 0 | 0 | 0 | 0 | 0 | 0 | 0 | 0 | 0 | 0 | 0 | 0 | 0 | 0 | 0 | 0 | 0 | 0 | 0 | 0 | 0 | 0 | 0 | 0 | 0 | 0 | 0 | 0 | 0 | 0 | 0
F4_Commercial_Grocery_Existing_Food Preparation_Natural Gas_Broiler_E8 | F4 | Commercial | Grocery | Existing | Food Preparation | Natural Gas | Broiler | E8 | Utility - Cost of Equipment | 0 | 0 | 0 | 0 | 0 | 0 | 0 | 0 | 0 | 0 | 0 | 0 | 0 | 0 | 0 | 0 | 0 | 0 | 0 | 0 | 0 | 0 | 0 | 0 | 0 | 0 | 0 | 0 | 0 | 0 | 0 | 0 | 0 | 0 | 0 | 0 | 0 | 0 | 0 | 0 | 0 | 0
F4_Commercial_Grocery_Existing_Food Preparation_Natural Gas_Broiler_E9 | F4 | Commercial | Grocery | Existing | Food Preparation | Natural Gas | Broiler | E9 | Utility - Cost of Equipment | 0 | 0 | 0 | 0 | 0 | 0 | 0 | 0 | 0 | 0 | 0 | 0 | 0 | 0 | 0 | 0 | 0 | 0 | 0 | 0 | 0 | 0 | 0 | 0 | 0 | 0 | 0 | 0 | 0 | 0 | 0 | 0 | 0 | 0 | 0 | 0 | 0 | 0 | 0 | 0 | 0 | 0
F4_Commercial_Grocery_Existing_Food Preparation_Natural Gas_Broiler_E10 | F4 | Commercial | Grocery | Existing | Food Preparation | Natural Gas | Broiler | E10 | Utility - Cost of Equipment | 0 | 0 | 0 | 0 | 0 | 0 | 0 | 0 | 0 | 0 | 0 | 0 | 0 | 0 | 0 | 0 | 0 | 0 | 0 | 0 | 0 | 0 | 0 | 0 | 0 | 0 | 0 | 0 | 0 | 0 | 0 | 0 | 0 | 0 | 0 | 0 | 0 | 0 | 0 | 0 | 0 | 0
F5_Commercial_Grocery_Existing_Food Preparation_Natural Gas_Broiler_E1 | F5 | Commercial | Grocery | Existing | Food Preparation | Natural Gas | Broiler | E1 | Utility - Cost of Operation | 0.039807 | 0.039807 | 0.039807 | 0.039807 | 0.039807 | 0.039807 | 0.039807 | 0.039807 | 0.039807 | 0.039807 | 0.039807 | 0.039807 | 0.039807 | 0.039807 | 0.039807 | 0.039807 | 0.039807 | 0.039807 | 0.039807 | 0.039807 | 0.039807 | 0.039807 | 0.039807 | 0.039807 | 0.039807 | 0.039807 | 0.039807 | 0.039807 | 0.039807 | 0.039807 | 0.039807 | 0.039807 | 0.039807 | 0 | 0 | 0 | 0 | 0 | 0 | 0 | 0 | 0
F5_Commercial_Grocery_Existing_Food Preparation_Natural Gas_Broiler_E2 | F5 | Commercial | Grocery | Existing | Food Preparation | Natural Gas | Broiler | E2 | Utility - Cost of Operation | 0.05573 | 0.05573 | 0.05573 | 0.05573 | 0.05573 | 0.05573 | 0.05573 | 0.05573 | 0.05573 | 0.05573 | 0.05573 | 0.05573 | 0.05573 | 0.05573 | 0.05573 | 0.05573 | 0.05573 | 0.05573 | 0.05573 | 0.05573 | 0.05573 | 0.05573 | 0.05573 | 0.05573 | 0.05573 | 0.05573 | 0.05573 | 0.05573 | 0.05573 | 0.05573 | 0.05573 | 0.05573 | 0.05573 | 0 | 0 | 0 | 0 | 0 | 0 | 0 | 0 | 0
F5_Commercial_Grocery_Existing_Food Preparation_Natural Gas_Broiler_E3 | F5 | Commercial | Grocery | Existing | Food Preparation | Natural Gas | Broiler | E3 | Utility - Cost of Operation | 0 | 0 | 0 | 0 | 0 | 0 | 0 | 0 | 0 | 0 | 0 | 0 | 0 | 0 | 0 | 0 | 0 | 0 | 0 | 0 | 0 | 0 | 0 | 0 | 0 | 0 | 0 | 0 | 0 | 0 | 0 | 0 | 0 | 0 | 0 | 0 | 0 | 0 | 0 | 0 | 0 | 0
F5_Commercial_Grocery_Existing_Food Preparation_Natural Gas_Broiler_E4 | F5 | Commercial | Grocery | Existing | Food Preparation | Natural Gas | Broiler | E4 | Utility - Cost of Operation | 0 | 0 | 0 | 0 | 0 | 0 | 0 | 0 | 0 | 0 | 0 | 0 | 0 | 0 | 0 | 0 | 0 | 0 | 0 | 0 | 0 | 0 | 0 | 0 | 0 | 0 | 0 | 0 | 0 | 0 | 0 | 0 | 0 | 0 | 0 | 0 | 0 | 0 | 0 | 0 | 0 | 0
F5_Commercial_Grocery_Existing_Food Preparation_Natural Gas_Broiler_E5 | F5 | Commercial | Grocery | Existing | Food Preparation | Natural Gas | Broiler | E5 | Utility - Cost of Operation | 0 | 0 | 0 | 0 | 0 | 0 | 0 | 0 | 0 | 0 | 0 | 0 | 0 | 0 | 0 | 0 | 0 | 0 | 0 | 0 | 0 | 0 | 0 | 0 | 0 | 0 | 0 | 0 | 0 | 0 | 0 | 0 | 0 | 0 | 0 | 0 | 0 | 0 | 0 | 0 | 0 | 0
F5_Commercial_Grocery_Existing_Food Preparation_Natural Gas_Broiler_E6 | F5 | Commercial | Grocery | Existing | Food Preparation | Natural Gas | Broiler | E6 | Utility - Cost of Operation | 0 | 0 | 0 | 0 | 0 | 0 | 0 | 0 | 0 | 0 | 0 | 0 | 0 | 0 | 0 | 0 | 0 | 0 | 0 | 0 | 0 | 0 | 0 | 0 | 0 | 0 | 0 | 0 | 0 | 0 | 0 | 0 | 0 | 0 | 0 | 0 | 0 | 0 | 0 | 0 | 0 | 0
F5_Commercial_Grocery_Existing_Food Preparation_Natural Gas_Broiler_E7 | F5 | Commercial | Grocery | Existing | Food Preparation | Natural Gas | Broiler | E7 | Utility - Cost of Operation | 0 | 0 | 0 | 0 | 0 | 0 | 0 | 0 | 0 | 0 | 0 | 0 | 0 | 0 | 0 | 0 | 0 | 0 | 0 | 0 | 0 | 0 | 0 | 0 | 0 | 0 | 0 | 0 | 0 | 0 | 0 | 0 | 0 | 0 | 0 | 0 | 0 | 0 | 0 | 0 | 0 | 0
F5_Commercial_Grocery_Existing_Food Preparation_Natural Gas_Broiler_E8 | F5 | Commercial | Grocery | Existing | Food Preparation | Natural Gas | Broiler | E8 | Utility - Cost of Operation | 0 | 0 | 0 | 0 | 0 | 0 | 0 | 0 | 0 | 0 | 0 | 0 | 0 | 0 | 0 | 0 | 0 | 0 | 0 | 0 | 0 | 0 | 0 | 0 | 0 | 0 | 0 | 0 | 0 | 0 | 0 | 0 | 0 | 0 | 0 | 0 | 0 | 0 | 0 | 0 | 0 | 0
F5_Commercial_Grocery_Existing_Food Preparation_Natural Gas_Broiler_E9 | F5 | Commercial | Grocery | Existing | Food Preparation | Natural Gas | Broiler | E9 | Utility - Cost of Operation | 0 | 0 | 0 | 0 | 0 | 0 | 0 | 0 | 0 | 0 | 0 | 0 | 0 | 0 | 0 | 0 | 0 | 0 | 0 | 0 | 0 | 0 | 0 | 0 | 0 | 0 | 0 | 0 | 0 | 0 | 0 | 0 | 0 | 0 | 0 | 0 | 0 | 0 | 0 | 0 | 0 | 0
F5_Commercial_Grocery_Existing_Food Preparation_Natural Gas_Broiler_E10 | F5 | Commercial | Grocery | Existing | Food Preparation | Natural Gas | Broiler | E10 | Utility - Cost of Operation | 0 | 0 | 0 | 0 | 0 | 0 | 0 | 0 | 0 | 0 | 0 | 0 | 0 | 0 | 0 | 0 | 0 | 0 | 0 | 0 | 0 | 0 | 0 | 0 | 0 | 0 | 0 | 0 | 0 | 0 | 0 | 0 | 0 | 0 | 0 | 0 | 0 | 0 | 0 | 0 | 0 | 0
F6_Commercial_Grocery_Existing_Food Preparation_Natural Gas_Broiler_E1 | F6 | Commercial | Grocery | Existing | Food Preparation | Natural Gas | Broiler | E1 | Utility - Value of Sales | 0.093369 | 0.093787 | 0.094459 | 0.094311 | 0.094311 | 0.094311 | 0.094311 | 0.094311 | 0.094311 | 0.094311 | 0.094311 | 0.094311 | 0.094311 | 0.094311 | 0.094311 | 0.094311 | 0.094311 | 0.094311 | 0.094311 | 0.094311 | 0.094311 | 0.094311 | 0.094311 | 0.094311 | 0.094311 | 0.094311 | 0.094311 | 0.094311 | 0.094311 | 0.094311 | 0.094311 | 0.094311 | 0.094311 | 0 | 0 | 0 | 0 | 0 | 0 | 0 | 0 | 0
F6_Commercial_Grocery_Existing_Food Preparation_Natural Gas_Broiler_E2 | F6 | Commercial | Grocery | Existing | Food Preparation | Natural Gas | Broiler | E2 | Utility - Value of Sales | 0.060023 | 0.060292 | 0.060724 | 0.060629 | 0.060629 | 0.060629 | 0.060629 | 0.060629 | 0.060629 | 0.060629 | 0.060629 | 0.060629 | 0.060629 | 0.060629 | 0.060629 | 0.060629 | 0.060629 | 0.060629 | 0.060629 | 0.060629 | 0.060629 | 0.060629 | 0.060629 | 0.060629 | 0.060629 | 0.060629 | 0.060629 | 0.060629 | 0.060629 | 0.060629 | 0.060629 | 0.060629 | 0.060629 | 0 | 0 | 0 | 0 | 0 | 0 | 0 | 0 | 0
F6_Commercial_Grocery_Existing_Food Preparation_Natural Gas_Broiler_E3 | F6 | Commercial | Grocery | Existing | Food Preparation | Natural Gas | Broiler | E3 | Utility - Value of Sales | 0 | 0 | 0 | 0 | 0 | 0 | 0 | 0 | 0 | 0 | 0 | 0 | 0 | 0 | 0 | 0 | 0 | 0 | 0 | 0 | 0 | 0 | 0 | 0 | 0 | 0 | 0 | 0 | 0 | 0 | 0 | 0 | 0 | 0 | 0 | 0 | 0 | 0 | 0 | 0 | 0 | 0
F6_Commercial_Grocery_Existing_Food Preparation_Natural Gas_Broiler_E4 | F6 | Commercial | Grocery | Existing | Food Preparation | Natural Gas | Broiler | E4 | Utility - Value of Sales | 0 | 0 | 0 | 0 | 0 | 0 | 0 | 0 | 0 | 0 | 0 | 0 | 0 | 0 | 0 | 0 | 0 | 0 | 0 | 0 | 0 | 0 | 0 | 0 | 0 | 0 | 0 | 0 | 0 | 0 | 0 | 0 | 0 | 0 | 0 | 0 | 0 | 0 | 0 | 0 | 0 | 0
F6_Commercial_Grocery_Existing_Food Preparation_Natural Gas_Broiler_E5 | F6 | Commercial | Grocery | Existing | Food Preparation | Natural Gas | Broiler | E5 | Utility - Value of Sales | 0 | 0 | 0 | 0 | 0 | 0 | 0 | 0 | 0 | 0 | 0 | 0 | 0 | 0 | 0 | 0 | 0 | 0 | 0 | 0 | 0 | 0 | 0 | 0 | 0 | 0 | 0 | 0 | 0 | 0 | 0 | 0 | 0 | 0 | 0 | 0 | 0 | 0 | 0 | 0 | 0 | 0
F6_Commercial_Grocery_Existing_Food Preparation_Natural Gas_Broiler_E6 | F6 | Commercial | Grocery | Existing | Food Preparation | Natural Gas | Broiler | E6 | Utility - Value of Sales | 0 | 0 | 0 | 0 | 0 | 0 | 0 | 0 | 0 | 0 | 0 | 0 | 0 | 0 | 0 | 0 | 0 | 0 | 0 | 0 | 0 | 0 | 0 | 0 | 0 | 0 | 0 | 0 | 0 | 0 | 0 | 0 | 0 | 0 | 0 | 0 | 0 | 0 | 0 | 0 | 0 | 0
F6_Commercial_Grocery_Existing_Food Preparation_Natural Gas_Broiler_E7 | F6 | Commercial | Grocery | Existing | Food Preparation | Natural Gas | Broiler | E7 | Utility - Value of Sales | 0 | 0 | 0 | 0 | 0 | 0 | 0 | 0 | 0 | 0 | 0 | 0 | 0 | 0 | 0 | 0 | 0 | 0 | 0 | 0 | 0 | 0 | 0 | 0 | 0 | 0 | 0 | 0 | 0 | 0 | 0 | 0 | 0 | 0 | 0 | 0 | 0 | 0 | 0 | 0 | 0 | 0
F6_Commercial_Grocery_Existing_Food Preparation_Natural Gas_Broiler_E8 | F6 | Commercial | Grocery | Existing | Food Preparation | Natural Gas | Broiler | E8 | Utility - Value of Sales | 0 | 0 | 0 | 0 | 0 | 0 | 0 | 0 | 0 | 0 | 0 | 0 | 0 | 0 | 0 | 0 | 0 | 0 | 0 | 0 | 0 | 0 | 0 | 0 | 0 | 0 | 0 | 0 | 0 | 0 | 0 | 0 | 0 | 0 | 0 | 0 | 0 | 0 | 0 | 0 | 0 | 0
F6_Commercial_Grocery_Existing_Food Preparation_Natural Gas_Broiler_E9 | F6 | Commercial | Grocery | Existing | Food Preparation | Natural Gas | Broiler | E9 | Utility - Value of Sales | 0 | 0 | 0 | 0 | 0 | 0 | 0 | 0 | 0 | 0 | 0 | 0 | 0 | 0 | 0 | 0 | 0 | 0 | 0 | 0 | 0 | 0 | 0 | 0 | 0 | 0 | 0 | 0 | 0 | 0 | 0 | 0 | 0 | 0 | 0 | 0 | 0 | 0 | 0 | 0 | 0 | 0
F6_Commercial_Grocery_Existing_Food Preparation_Natural Gas_Broiler_E10 | F6 | Commercial | Grocery | Existing | Food Preparation | Natural Gas | Broiler | E10 | Utility - Value of Sales | 0 | 0 | 0 | 0 | 0 | 0 | 0 | 0 | 0 | 0 | 0 | 0 | 0 | 0 | 0 | 0 | 0 | 0 | 0 | 0 | 0 | 0 | 0 | 0 | 0 | 0 | 0 | 0 | 0 | 0 | 0 | 0 | 0 | 0 | 0 | 0 | 0 | 0 | 0 | 0 | 0 | 0
F1_Commercial_Grocery_Existing_Food Preparation_Natural Gas_Griddle_E1 | F1 | Commercial | Grocery | Existing | Food Preparation | Natural Gas | Griddle | E1 | RVT - Cost of Equipment | 0.092305 | 0.092423 | 0.092928 | 0 | 0 | 0 | 0 | 0 | 0 | 0 | 0 | 0 | 0 | 0 | 0 | 0 | 0 | 0 | 0 | 0 | 0 | 0 | 0 | 0 | 0 | 0 | 0 | 0 | 0 | 0 | 0 | 0 | 0 | 0 | 0 | 0 | 0 | 0 | 0 | 0 | 0 | 0
F1_Commercial_Grocery_Existing_Food Preparation_Natural Gas_Griddle_E2 | F1 | Commercial | Grocery | Existing | Food Preparation | Natural Gas | Griddle | E2 | RVT - Cost of Equipment | 0.079721 | 0.079823 | 0.080259 | 0.079853 | 0.079646 | 0.079962 | 0.080724 | 0.081344 | 0.0821 | 0.082828 | 0.083565 | 0.084261 | 0.085002 | 0.085768 | 0.086511 | 0.087271 | 0.088037 | 0.088861 | 0.089716 | 0.090598 | 0.091444 | 0.092294 | 0.093056 | 0.09382 | 0.094481 | 0.095053 | 0.095573 | 0.096022 | 0.096374 | 0.096662 | 0.096819 | 0.096924 | 0.096924 | 0 | 0 | 0 | 0 | 0 | 0 | 0 | 0 | 0
F1_Commercial_Grocery_Existing_Food Preparation_Natural Gas_Griddle_E3 | F1 | Commercial | Grocery | Existing | Food Preparation | Natural Gas | Griddle | E3 | RVT - Cost of Equipment | 0 | 0 | 0 | 0 | 0 | 0 | 0 | 0 | 0 | 0 | 0 | 0 | 0 | 0 | 0 | 0 | 0 | 0 | 0 | 0 | 0 | 0 | 0 | 0 | 0 | 0 | 0 | 0 | 0 | 0 | 0 | 0 | 0 | 0 | 0 | 0 | 0 | 0 | 0 | 0 | 0 | 0
F1_Commercial_Grocery_Existing_Food Preparation_Natural Gas_Griddle_E4 | F1 | Commercial | Grocery | Existing | Food Preparation | Natural Gas | Griddle | E4 | RVT - Cost of Equipment | 0 | 0 | 0 | 0 | 0 | 0 | 0 | 0 | 0 | 0 | 0 | 0 | 0 | 0 | 0 | 0 | 0 | 0 | 0 | 0 | 0 | 0 | 0 | 0 | 0 | 0 | 0 | 0 | 0 | 0 | 0 | 0 | 0 | 0 | 0 | 0 | 0 | 0 | 0 | 0 | 0 | 0
F1_Commercial_Grocery_Existing_Food Preparation_Natural Gas_Griddle_E5 | F1 | Commercial | Grocery | Existing | Food Preparation | Natural Gas | Griddle | E5 | RVT - Cost of Equipment | 0 | 0 | 0 | 0 | 0 | 0 | 0 | 0 | 0 | 0 | 0 | 0 | 0 | 0 | 0 | 0 | 0 | 0 | 0 | 0 | 0 | 0 | 0 | 0 | 0 | 0 | 0 | 0 | 0 | 0 | 0 | 0 | 0 | 0 | 0 | 0 | 0 | 0 | 0 | 0 | 0 | 0
F1_Commercial_Grocery_Existing_Food Preparation_Natural Gas_Griddle_E6 | F1 | Commercial | Grocery | Existing | Food Preparation | Natural Gas | Griddle | E6 | RVT - Cost of Equipment | 0 | 0 | 0 | 0 | 0 | 0 | 0 | 0 | 0 | 0 | 0 | 0 | 0 | 0 | 0 | 0 | 0 | 0 | 0 | 0 | 0 | 0 | 0 | 0 | 0 | 0 | 0 | 0 | 0 | 0 | 0 | 0 | 0 | 0 | 0 | 0 | 0 | 0 | 0 | 0 | 0 | 0
F1_Commercial_Grocery_Existing_Food Preparation_Natural Gas_Griddle_E7 | F1 | Commercial | Grocery | Existing | Food Preparation | Natural Gas | Griddle | E7 | RVT - Cost of Equipment | 0 | 0 | 0 | 0 | 0 | 0 | 0 | 0 | 0 | 0 | 0 | 0 | 0 | 0 | 0 | 0 | 0 | 0 | 0 | 0 | 0 | 0 | 0 | 0 | 0 | 0 | 0 | 0 | 0 | 0 | 0 | 0 | 0 | 0 | 0 | 0 | 0 | 0 | 0 | 0 | 0 | 0
F1_Commercial_Grocery_Existing_Food Preparation_Natural Gas_Griddle_E8 | F1 | Commercial | Grocery | Existing | Food Preparation | Natural Gas | Griddle | E8 | RVT - Cost of Equipment | 0 | 0 | 0 | 0 | 0 | 0 | 0 | 0 | 0 | 0 | 0 | 0 | 0 | 0 | 0 | 0 | 0 | 0 | 0 | 0 | 0 | 0 | 0 | 0 | 0 | 0 | 0 | 0 | 0 | 0 | 0 | 0 | 0 | 0 | 0 | 0 | 0 | 0 | 0 | 0 | 0 | 0
F1_Commercial_Grocery_Existing_Food Preparation_Natural Gas_Griddle_E9 | F1 | Commercial | Grocery | Existing | Food Preparation | Natural Gas | Griddle | E9 | RVT - Cost of Equipment | 0 | 0 | 0 | 0 | 0 | 0 | 0 | 0 | 0 | 0 | 0 | 0 | 0 | 0 | 0 | 0 | 0 | 0 | 0 | 0 | 0 | 0 | 0 | 0 | 0 | 0 | 0 | 0 | 0 | 0 | 0 | 0 | 0 | 0 | 0 | 0 | 0 | 0 | 0 | 0 | 0 | 0
F1_Commercial_Grocery_Existing_Food Preparation_Natural Gas_Griddle_E10 | F1 | Commercial | Grocery | Existing | Food Preparation | Natural Gas | Griddle | E10 | RVT - Cost of Equipment | 0 | 0 | 0 | 0 | 0 | 0 | 0 | 0 | 0 | 0 | 0 | 0 | 0 | 0 | 0 | 0 | 0 | 0 | 0 | 0 | 0 | 0 | 0 | 0 | 0 | 0 | 0 | 0 | 0 | 0 | 0 | 0 | 0 | 0 | 0 | 0 | 0 | 0 | 0 | 0 | 0 | 0
F2_Commercial_Grocery_Existing_Food Preparation_Natural Gas_Griddle_E1 | F2 | Commercial | Grocery | Existing | Food Preparation | Natural Gas | Griddle | E1 | RVT - Cost of Operation | 0.11059 | 0.11073 | 0.11133 | 0 | 0 | 0 | 0 | 0 | 0 | 0 | 0 | 0 | 0 | 0 | 0 | 0 | 0 | 0 | 0 | 0 | 0 | 0 | 0 | 0 | 0 | 0 | 0 | 0 | 0 | 0 | 0 | 0 | 0 | 0 | 0 | 0 | 0 | 0 | 0 | 0 | 0 | 0
F2_Commercial_Grocery_Existing_Food Preparation_Natural Gas_Griddle_E2 | F2 | Commercial | Grocery | Existing | Food Preparation | Natural Gas | Griddle | E2 | RVT - Cost of Operation | 0.095511 | 0.095633 | 0.096155 | 0.095669 | 0.095421 | 0.0958 | 0.096713 | 0.097455 | 0.098361 | 0.099234 | 0.10012 | 0.10095 | 0.10184 | 0.10276 | 0.10365 | 0.10456 | 0.10547 | 0.10646 | 0.10749 | 0.10854 | 0.10956 | 0.11057 | 0.11149 | 0.1124 | 0.11319 | 0.11388 | 0.1145 | 0.11504 | 0.11546 | 0.11581 | 0.116 | 0.11612 | 0.11612 | 0 | 0 | 0 | 0 | 0 | 0 | 0 | 0 | 0
F2_Commercial_Grocery_Existing_Food Preparation_Natural Gas_Griddle_E3 | F2 | Commercial | Grocery | Existing | Food Preparation | Natural Gas | Griddle | E3 | RVT - Cost of Operation | 0 | 0 | 0 | 0 | 0 | 0 | 0 | 0 | 0 | 0 | 0 | 0 | 0 | 0 | 0 | 0 | 0 | 0 | 0 | 0 | 0 | 0 | 0 | 0 | 0 | 0 | 0 | 0 | 0 | 0 | 0 | 0 | 0 | 0 | 0 | 0 | 0 | 0 | 0 | 0 | 0 | 0
F2_Commercial_Grocery_Existing_Food Preparation_Natural Gas_Griddle_E4 | F2 | Commercial | Grocery | Existing | Food Preparation | Natural Gas | Griddle | E4 | RVT - Cost of Operation | 0 | 0 | 0 | 0 | 0 | 0 | 0 | 0 | 0 | 0 | 0 | 0 | 0 | 0 | 0 | 0 | 0 | 0 | 0 | 0 | 0 | 0 | 0 | 0 | 0 | 0 | 0 | 0 | 0 | 0 | 0 | 0 | 0 | 0 | 0 | 0 | 0 | 0 | 0 | 0 | 0 | 0
F2_Commercial_Grocery_Existing_Food Preparation_Natural Gas_Griddle_E5 | F2 | Commercial | Grocery | Existing | Food Preparation | Natural Gas | Griddle | E5 | RVT - Cost of Operation | 0 | 0 | 0 | 0 | 0 | 0 | 0 | 0 | 0 | 0 | 0 | 0 | 0 | 0 | 0 | 0 | 0 | 0 | 0 | 0 | 0 | 0 | 0 | 0 | 0 | 0 | 0 | 0 | 0 | 0 | 0 | 0 | 0 | 0 | 0 | 0 | 0 | 0 | 0 | 0 | 0 | 0
F2_Commercial_Grocery_Existing_Food Preparation_Natural Gas_Griddle_E6 | F2 | Commercial | Grocery | Existing | Food Preparation | Natural Gas | Griddle | E6 | RVT - Cost of Operation | 0 | 0 | 0 | 0 | 0 | 0 | 0 | 0 | 0 | 0 | 0 | 0 | 0 | 0 | 0 | 0 | 0 | 0 | 0 | 0 | 0 | 0 | 0 | 0 | 0 | 0 | 0 | 0 | 0 | 0 | 0 | 0 | 0 | 0 | 0 | 0 | 0 | 0 | 0 | 0 | 0 | 0
F2_Commercial_Grocery_Existing_Food Preparation_Natural Gas_Griddle_E7 | F2 | Commercial | Grocery | Existing | Food Preparation | Natural Gas | Griddle | E7 | RVT - Cost of Operation | 0 | 0 | 0 | 0 | 0 | 0 | 0 | 0 | 0 | 0 | 0 | 0 | 0 | 0 | 0 | 0 | 0 | 0 | 0 | 0 | 0 | 0 | 0 | 0 | 0 | 0 | 0 | 0 | 0 | 0 | 0 | 0 | 0 | 0 | 0 | 0 | 0 | 0 | 0 | 0 | 0 | 0
F2_Commercial_Grocery_Existing_Food Preparation_Natural Gas_Griddle_E8 | F2 | Commercial | Grocery | Existing | Food Preparation | Natural Gas | Griddle | E8 | RVT - Cost of Operation | 0 | 0 | 0 | 0 | 0 | 0 | 0 | 0 | 0 | 0 | 0 | 0 | 0 | 0 | 0 | 0 | 0 | 0 | 0 | 0 | 0 | 0 | 0 | 0 | 0 | 0 | 0 | 0 | 0 | 0 | 0 | 0 | 0 | 0 | 0 | 0 | 0 | 0 | 0 | 0 | 0 | 0
F2_Commercial_Grocery_Existing_Food Preparation_Natural Gas_Griddle_E9 | F2 | Commercial | Grocery | Existing | Food Preparation | Natural Gas | Griddle | E9 | RVT - Cost of Operation | 0 | 0 | 0 | 0 | 0 | 0 | 0 | 0 | 0 | 0 | 0 | 0 | 0 | 0 | 0 | 0 | 0 | 0 | 0 | 0 | 0 | 0 | 0 | 0 | 0 | 0 | 0 | 0 | 0 | 0 | 0 | 0 | 0 | 0 | 0 | 0 | 0 | 0 | 0 | 0 | 0 | 0
F2_Commercial_Grocery_Existing_Food Preparation_Natural Gas_Griddle_E10 | F2 | Commercial | Grocery | Existing | Food Preparation | Natural Gas | Griddle | E10 | RVT - Cost of Operation | 0 | 0 | 0 | 0 | 0 | 0 | 0 | 0 | 0 | 0 | 0 | 0 | 0 | 0 | 0 | 0 | 0 | 0 | 0 | 0 | 0 | 0 | 0 | 0 | 0 | 0 | 0 | 0 | 0 | 0 | 0 | 0 | 0 | 0 | 0 | 0 | 0 | 0 | 0 | 0 | 0 | 0
F3_Commercial_Grocery_Existing_Food Preparation_Natural Gas_Griddle_E1 | F3 | Commercial | Grocery | Existing | Food Preparation | Natural Gas | Griddle | E1 | System - kBTUs of Consumption | 0.027061 | 0.027061 | 0.027061 | 0 | 0 | 0 | 0 | 0 | 0 | 0 | 0 | 0 | 0 | 0 | 0 | 0 | 0 | 0 | 0 | 0 | 0 | 0 | 0 | 0 | 0 | 0 | 0 | 0 | 0 | 0 | 0 | 0 | 0 | 0 | 0 | 0 | 0 | 0 | 0 | 0 | 0 | 0
F3_Commercial_Grocery_Existing_Food Preparation_Natural Gas_Griddle_E2 | F3 | Commercial | Grocery | Existing | Food Preparation | Natural Gas | Griddle | E2 | System - kBTUs of Consumption | 0.028953 | 0.028953 | 0.028953 | 0.028953 | 0.028953 | 0.028953 | 0.028953 | 0.028953 | 0.028953 | 0.028953 | 0.028953 | 0.028953 | 0.028953 | 0.028953 | 0.028953 | 0.028953 | 0.028953 | 0.028953 | 0.028953 | 0.028953 | 0.028953 | 0.028953 | 0.028953 | 0.028953 | 0.028953 | 0.028953 | 0.028953 | 0.028953 | 0.028953 | 0.028953 | 0.028953 | 0.028953 | 0.028953 | 0 | 0 | 0 | 0 | 0 | 0 | 0 | 0 | 0
F3_Commercial_Grocery_Existing_Food Preparation_Natural Gas_Griddle_E3 | F3 | Commercial | Grocery | Existing | Food Preparation | Natural Gas | Griddle | E3 | System - kBTUs of Consumption | 0 | 0 | 0 | 0 | 0 | 0 | 0 | 0 | 0 | 0 | 0 | 0 | 0 | 0 | 0 | 0 | 0 | 0 | 0 | 0 | 0 | 0 | 0 | 0 | 0 | 0 | 0 | 0 | 0 | 0 | 0 | 0 | 0 | 0 | 0 | 0 | 0 | 0 | 0 | 0 | 0 | 0
F3_Commercial_Grocery_Existing_Food Preparation_Natural Gas_Griddle_E4 | F3 | Commercial | Grocery | Existing | Food Preparation | Natural Gas | Griddle | E4 | System - kBTUs of Consumption | 0 | 0 | 0 | 0 | 0 | 0 | 0 | 0 | 0 | 0 | 0 | 0 | 0 | 0 | 0 | 0 | 0 | 0 | 0 | 0 | 0 | 0 | 0 | 0 | 0 | 0 | 0 | 0 | 0 | 0 | 0 | 0 | 0 | 0 | 0 | 0 | 0 | 0 | 0 | 0 | 0 | 0
F3_Commercial_Grocery_Existing_Food Preparation_Natural Gas_Griddle_E5 | F3 | Commercial | Grocery | Existing | Food Preparation | Natural Gas | Griddle | E5 | System - kBTUs of Consumption | 0 | 0 | 0 | 0 | 0 | 0 | 0 | 0 | 0 | 0 | 0 | 0 | 0 | 0 | 0 | 0 | 0 | 0 | 0 | 0 | 0 | 0 | 0 | 0 | 0 | 0 | 0 | 0 | 0 | 0 | 0 | 0 | 0 | 0 | 0 | 0 | 0 | 0 | 0 | 0 | 0 | 0
F3_Commercial_Grocery_Existing_Food Preparation_Natural Gas_Griddle_E6 | F3 | Commercial | Grocery | Existing | Food Preparation | Natural Gas | Griddle | E6 | System - kBTUs of Consumption | 0 | 0 | 0 | 0 | 0 | 0 | 0 | 0 | 0 | 0 | 0 | 0 | 0 | 0 | 0 | 0 | 0 | 0 | 0 | 0 | 0 | 0 | 0 | 0 | 0 | 0 | 0 | 0 | 0 | 0 | 0 | 0 | 0 | 0 | 0 | 0 | 0 | 0 | 0 | 0 | 0 | 0
F3_Commercial_Grocery_Existing_Food Preparation_Natural Gas_Griddle_E7 | F3 | Commercial | Grocery | Existing | Food Preparation | Natural Gas | Griddle | E7 | System - kBTUs of Consumption | 0 | 0 | 0 | 0 | 0 | 0 | 0 | 0 | 0 | 0 | 0 | 0 | 0 | 0 | 0 | 0 | 0 | 0 | 0 | 0 | 0 | 0 | 0 | 0 | 0 | 0 | 0 | 0 | 0 | 0 | 0 | 0 | 0 | 0 | 0 | 0 | 0 | 0 | 0 | 0 | 0 | 0
F3_Commercial_Grocery_Existing_Food Preparation_Natural Gas_Griddle_E8 | F3 | Commercial | Grocery | Existing | Food Preparation | Natural Gas | Griddle | E8 | System - kBTUs of Consumption | 0 | 0 | 0 | 0 | 0 | 0 | 0 | 0 | 0 | 0 | 0 | 0 | 0 | 0 | 0 | 0 | 0 | 0 | 0 | 0 | 0 | 0 | 0 | 0 | 0 | 0 | 0 | 0 | 0 | 0 | 0 | 0 | 0 | 0 | 0 | 0 | 0 | 0 | 0 | 0 | 0 | 0
F3_Commercial_Grocery_Existing_Food Preparation_Natural Gas_Griddle_E9 | F3 | Commercial | Grocery | Existing | Food Preparation | Natural Gas | Griddle | E9 | System - kBTUs of Consumption | 0 | 0 | 0 | 0 | 0 | 0 | 0 | 0 | 0 | 0 | 0 | 0 | 0 | 0 | 0 | 0 | 0 | 0 | 0 | 0 | 0 | 0 | 0 | 0 | 0 | 0 | 0 | 0 | 0 | 0 | 0 | 0 | 0 | 0 | 0 | 0 | 0 | 0 | 0 | 0 | 0 | 0
F3_Commercial_Grocery_Existing_Food Preparation_Natural Gas_Griddle_E10 | F3 | Commercial | Grocery | Existing | Food Preparation | Natural Gas | Griddle | E10 | System - kBTUs of Consumption | 0 | 0 | 0 | 0 | 0 | 0 | 0 | 0 | 0 | 0 | 0 | 0 | 0 | 0 | 0 | 0 | 0 | 0 | 0 | 0 | 0 | 0 | 0 | 0 | 0 | 0 | 0 | 0 | 0 | 0 | 0 | 0 | 0 | 0 | 0 | 0 | 0 | 0 | 0 | 0 | 0 | 0
F4_Commercial_Grocery_Existing_Food Preparation_Natural Gas_Griddle_E1 | F4 | Commercial | Grocery | Existing | Food Preparation | Natural Gas | Griddle | E1 | Utility - Cost of Equipment | 0.11059 | 0.11073 | 0.11133 | 0 | 0 | 0 | 0 | 0 | 0 | 0 | 0 | 0 | 0 | 0 | 0 | 0 | 0 | 0 | 0 | 0 | 0 | 0 | 0 | 0 | 0 | 0 | 0 | 0 | 0 | 0 | 0 | 0 | 0 | 0 | 0 | 0 | 0 | 0 | 0 | 0 | 0 | 0
F4_Commercial_Grocery_Existing_Food Preparation_Natural Gas_Griddle_E2 | F4 | Commercial | Grocery | Existing | Food Preparation | Natural Gas | Griddle | E2 | Utility - Cost of Equipment | 0.095511 | 0.095633 | 0.096155 | 0.095669 | 0.095421 | 0.0958 | 0.096713 | 0.097455 | 0.098361 | 0.099234 | 0.10012 | 0.10095 | 0.10184 | 0.10276 | 0.10365 | 0.10456 | 0.10547 | 0.10646 | 0.10749 | 0.10854 | 0.10956 | 0.11057 | 0.11149 | 0.1124 | 0.11319 | 0.11388 | 0.1145 | 0.11504 | 0.11546 | 0.11581 | 0.116 | 0.11612 | 0.11612 | 0 | 0 | 0 | 0 | 0 | 0 | 0 | 0 | 0
F4_Commercial_Grocery_Existing_Food Preparation_Natural Gas_Griddle_E3 | F4 | Commercial | Grocery | Existing | Food Preparation | Natural Gas | Griddle | E3 | Utility - Cost of Equipment | 0 | 0 | 0 | 0 | 0 | 0 | 0 | 0 | 0 | 0 | 0 | 0 | 0 | 0 | 0 | 0 | 0 | 0 | 0 | 0 | 0 | 0 | 0 | 0 | 0 | 0 | 0 | 0 | 0 | 0 | 0 | 0 | 0 | 0 | 0 | 0 | 0 | 0 | 0 | 0 | 0 | 0
F4_Commercial_Grocery_Existing_Food Preparation_Natural Gas_Griddle_E4 | F4 | Commercial | Grocery | Existing | Food Preparation | Natural Gas | Griddle | E4 | Utility - Cost of Equipment | 0 | 0 | 0 | 0 | 0 | 0 | 0 | 0 | 0 | 0 | 0 | 0 | 0 | 0 | 0 | 0 | 0 | 0 | 0 | 0 | 0 | 0 | 0 | 0 | 0 | 0 | 0 | 0 | 0 | 0 | 0 | 0 | 0 | 0 | 0 | 0 | 0 | 0 | 0 | 0 | 0 | 0
F4_Commercial_Grocery_Existing_Food Preparation_Natural Gas_Griddle_E5 | F4 | Commercial | Grocery | Existing | Food Preparation | Natural Gas | Griddle | E5 | Utility - Cost of Equipment | 0 | 0 | 0 | 0 | 0 | 0 | 0 | 0 | 0 | 0 | 0 | 0 | 0 | 0 | 0 | 0 | 0 | 0 | 0 | 0 | 0 | 0 | 0 | 0 | 0 | 0 | 0 | 0 | 0 | 0 | 0 | 0 | 0 | 0 | 0 | 0 | 0 | 0 | 0 | 0 | 0 | 0
F4_Commercial_Grocery_Existing_Food Preparation_Natural Gas_Griddle_E6 | F4 | Commercial | Grocery | Existing | Food Preparation | Natural Gas | Griddle | E6 | Utility - Cost of Equipment | 0 | 0 | 0 | 0 | 0 | 0 | 0 | 0 | 0 | 0 | 0 | 0 | 0 | 0 | 0 | 0 | 0 | 0 | 0 | 0 | 0 | 0 | 0 | 0 | 0 | 0 | 0 | 0 | 0 | 0 | 0 | 0 | 0 | 0 | 0 | 0 | 0 | 0 | 0 | 0 | 0 | 0
F4_Commercial_Grocery_Existing_Food Preparation_Natural Gas_Griddle_E7 | F4 | Commercial | Grocery | Existing | Food Preparation | Natural Gas | Griddle | E7 | Utility - Cost of Equipment | 0 | 0 | 0 | 0 | 0 | 0 | 0 | 0 | 0 | 0 | 0 | 0 | 0 | 0 | 0 | 0 | 0 | 0 | 0 | 0 | 0 | 0 | 0 | 0 | 0 | 0 | 0 | 0 | 0 | 0 | 0 | 0 | 0 | 0 | 0 | 0 | 0 | 0 | 0 | 0 | 0 | 0
F4_Commercial_Grocery_Existing_Food Preparation_Natural Gas_Griddle_E8 | F4 | Commercial | Grocery | Existing | Food Preparation | Natural Gas | Griddle | E8 | Utility - Cost of Equipment | 0 | 0 | 0 | 0 | 0 | 0 | 0 | 0 | 0 | 0 | 0 | 0 | 0 | 0 | 0 | 0 | 0 | 0 | 0 | 0 | 0 | 0 | 0 | 0 | 0 | 0 | 0 | 0 | 0 | 0 | 0 | 0 | 0 | 0 | 0 | 0 | 0 | 0 | 0 | 0 | 0 | 0
F4_Commercial_Grocery_Existing_Food Preparation_Natural Gas_Griddle_E9 | F4 | Commercial | Grocery | Existing | Food Preparation | Natural Gas | Griddle | E9 | Utility - Cost of Equipment | 0 | 0 | 0 | 0 | 0 | 0 | 0 | 0 | 0 | 0 | 0 | 0 | 0 | 0 | 0 | 0 | 0 | 0 | 0 | 0 | 0 | 0 | 0 | 0 | 0 | 0 | 0 | 0 | 0 | 0 | 0 | 0 | 0 | 0 | 0 | 0 | 0 | 0 | 0 | 0 | 0 | 0
F4_Commercial_Grocery_Existing_Food Preparation_Natural Gas_Griddle_E10 | F4 | Commercial | Grocery | Existing | Food Preparation | Natural Gas | Griddle | E10 | Utility - Cost of Equipment | 0 | 0 | 0 | 0 | 0 | 0 | 0 | 0 | 0 | 0 | 0 | 0 | 0 | 0 | 0 | 0 | 0 | 0 | 0 | 0 | 0 | 0 | 0 | 0 | 0 | 0 | 0 | 0 | 0 | 0 | 0 | 0 | 0 | 0 | 0 | 0 | 0 | 0 | 0 | 0 | 0 | 0
F5_Commercial_Grocery_Existing_Food Preparation_Natural Gas_Griddle_E1 | F5 | Commercial | Grocery | Existing | Food Preparation | Natural Gas | Griddle | E1 | Utility - Cost of Operation | 0.027061 | 0.027061 | 0.027061 | 0 | 0 | 0 | 0 | 0 | 0 | 0 | 0 | 0 | 0 | 0 | 0 | 0 | 0 | 0 | 0 | 0 | 0 | 0 | 0 | 0 | 0 | 0 | 0 | 0 | 0 | 0 | 0 | 0 | 0 | 0 | 0 | 0 | 0 | 0 | 0 | 0 | 0 | 0
F5_Commercial_Grocery_Existing_Food Preparation_Natural Gas_Griddle_E2 | F5 | Commercial | Grocery | Existing | Food Preparation | Natural Gas | Griddle | E2 | Utility - Cost of Operation | 0.028953 | 0.028953 | 0.028953 | 0.028953 | 0.028953 | 0.028953 | 0.028953 | 0.028953 | 0.028953 | 0.028953 | 0.028953 | 0.028953 | 0.028953 | 0.028953 | 0.028953 | 0.028953 | 0.028953 | 0.028953 | 0.028953 | 0.028953 | 0.028953 | 0.028953 | 0.028953 | 0.028953 | 0.028953 | 0.028953 | 0.028953 | 0.028953 | 0.028953 | 0.028953 | 0.028953 | 0.028953 | 0.028953 | 0 | 0 | 0 | 0 | 0 | 0 | 0 | 0 | 0
F5_Commercial_Grocery_Existing_Food Preparation_Natural Gas_Griddle_E3 | F5 | Commercial | Grocery | Existing | Food Preparation | Natural Gas | Griddle | E3 | Utility - Cost of Operation | 0 | 0 | 0 | 0 | 0 | 0 | 0 | 0 | 0 | 0 | 0 | 0 | 0 | 0 | 0 | 0 | 0 | 0 | 0 | 0 | 0 | 0 | 0 | 0 | 0 | 0 | 0 | 0 | 0 | 0 | 0 | 0 | 0 | 0 | 0 | 0 | 0 | 0 | 0 | 0 | 0 | 0
F5_Commercial_Grocery_Existing_Food Preparation_Natural Gas_Griddle_E4 | F5 | Commercial | Grocery | Existing | Food Preparation | Natural Gas | Griddle | E4 | Utility - Cost of Operation | 0 | 0 | 0 | 0 | 0 | 0 | 0 | 0 | 0 | 0 | 0 | 0 | 0 | 0 | 0 | 0 | 0 | 0 | 0 | 0 | 0 | 0 | 0 | 0 | 0 | 0 | 0 | 0 | 0 | 0 | 0 | 0 | 0 | 0 | 0 | 0 | 0 | 0 | 0 | 0 | 0 | 0
F5_Commercial_Grocery_Existing_Food Preparation_Natural Gas_Griddle_E5 | F5 | Commercial | Grocery | Existing | Food Preparation | Natural Gas | Griddle | E5 | Utility - Cost of Operation | 0 | 0 | 0 | 0 | 0 | 0 | 0 | 0 | 0 | 0 | 0 | 0 | 0 | 0 | 0 | 0 | 0 | 0 | 0 | 0 | 0 | 0 | 0 | 0 | 0 | 0 | 0 | 0 | 0 | 0 | 0 | 0 | 0 | 0 | 0 | 0 | 0 | 0 | 0 | 0 | 0 | 0
F5_Commercial_Grocery_Existing_Food Preparation_Natural Gas_Griddle_E6 | F5 | Commercial | Grocery | Existing | Food Preparation | Natural Gas | Griddle | E6 | Utility - Cost of Operation | 0 | 0 | 0 | 0 | 0 | 0 | 0 | 0 | 0 | 0 | 0 | 0 | 0 | 0 | 0 | 0 | 0 | 0 | 0 | 0 | 0 | 0 | 0 | 0 | 0 | 0 | 0 | 0 | 0 | 0 | 0 | 0 | 0 | 0 | 0 | 0 | 0 | 0 | 0 | 0 | 0 | 0
F5_Commercial_Grocery_Existing_Food Preparation_Natural Gas_Griddle_E7 | F5 | Commercial | Grocery | Existing | Food Preparation | Natural Gas | Griddle | E7 | Utility - Cost of Operation | 0 | 0 | 0 | 0 | 0 | 0 | 0 | 0 | 0 | 0 | 0 | 0 | 0 | 0 | 0 | 0 | 0 | 0 | 0 | 0 | 0 | 0 | 0 | 0 | 0 | 0 | 0 | 0 | 0 | 0 | 0 | 0 | 0 | 0 | 0 | 0 | 0 | 0 | 0 | 0 | 0 | 0
F5_Commercial_Grocery_Existing_Food Preparation_Natural Gas_Griddle_E8 | F5 | Commercial | Grocery | Existing | Food Preparation | Natural Gas | Griddle | E8 | Utility - Cost of Operation | 0 | 0 | 0 | 0 | 0 | 0 | 0 | 0 | 0 | 0 | 0 | 0 | 0 | 0 | 0 | 0 | 0 | 0 | 0 | 0 | 0 | 0 | 0 | 0 | 0 | 0 | 0 | 0 | 0 | 0 | 0 | 0 | 0 | 0 | 0 | 0 | 0 | 0 | 0 | 0 | 0 | 0
F5_Commercial_Grocery_Existing_Food Preparation_Natural Gas_Griddle_E9 | F5 | Commercial | Grocery | Existing | Food Preparation | Natural Gas | Griddle | E9 | Utility - Cost of Operation | 0 | 0 | 0 | 0 | 0 | 0 | 0 | 0 | 0 | 0 | 0 | 0 | 0 | 0 | 0 | 0 | 0 | 0 | 0 | 0 | 0 | 0 | 0 | 0 | 0 | 0 | 0 | 0 | 0 | 0 | 0 | 0 | 0 | 0 | 0 | 0 | 0 | 0 | 0 | 0 | 0 | 0
F5_Commercial_Grocery_Existing_Food Preparation_Natural Gas_Griddle_E10 | F5 | Commercial | Grocery | Existing | Food Preparation | Natural Gas | Griddle | E10 | Utility - Cost of Operation | 0 | 0 | 0 | 0 | 0 | 0 | 0 | 0 | 0 | 0 | 0 | 0 | 0 | 0 | 0 | 0 | 0 | 0 | 0 | 0 | 0 | 0 | 0 | 0 | 0 | 0 | 0 | 0 | 0 | 0 | 0 | 0 | 0 | 0 | 0 | 0 | 0 | 0 | 0 | 0 | 0 | 0
F6_Commercial_Grocery_Existing_Food Preparation_Natural Gas_Griddle_E1 | F6 | Commercial | Grocery | Existing | Food Preparation | Natural Gas | Griddle | E1 | Utility - Value of Sales | 0.058537 | 0.058799 | 0.05922 | 0 | 0 | 0 | 0 | 0 | 0 | 0 | 0 | 0 | 0 | 0 | 0 | 0 | 0 | 0 | 0 | 0 | 0 | 0 | 0 | 0 | 0 | 0 | 0 | 0 | 0 | 0 | 0 | 0 | 0 | 0 | 0 | 0 | 0 | 0 | 0 | 0 | 0 | 0
F6_Commercial_Grocery_Existing_Food Preparation_Natural Gas_Griddle_E2 | F6 | Commercial | Grocery | Existing | Food Preparation | Natural Gas | Griddle | E2 | Utility - Value of Sales | 0.050556 | 0.050783 | 0.051147 | 0.051067 | 0.051067 | 0.051067 | 0.051067 | 0.051067 | 0.051067 | 0.051067 | 0.051067 | 0.051067 | 0.051067 | 0.051067 | 0.051067 | 0.051067 | 0.051067 | 0.051067 | 0.051067 | 0.051067 | 0.051067 | 0.051067 | 0.051067 | 0.051067 | 0.051067 | 0.051067 | 0.051067 | 0.051067 | 0.051067 | 0.051067 | 0.051067 | 0.051067 | 0.051067 | 0 | 0 | 0 | 0 | 0 | 0 | 0 | 0 | 0
F6_Commercial_Grocery_Existing_Food Preparation_Natural Gas_Griddle_E3 | F6 | Commercial | Grocery | Existing | Food Preparation | Natural Gas | Griddle | E3 | Utility - Value of Sales | 0 | 0 | 0 | 0 | 0 | 0 | 0 | 0 | 0 | 0 | 0 | 0 | 0 | 0 | 0 | 0 | 0 | 0 | 0 | 0 | 0 | 0 | 0 | 0 | 0 | 0 | 0 | 0 | 0 | 0 | 0 | 0 | 0 | 0 | 0 | 0 | 0 | 0 | 0 | 0 | 0 | 0
F6_Commercial_Grocery_Existing_Food Preparation_Natural Gas_Griddle_E4 | F6 | Commercial | Grocery | Existing | Food Preparation | Natural Gas | Griddle | E4 | Utility - Value of Sales | 0 | 0 | 0 | 0 | 0 | 0 | 0 | 0 | 0 | 0 | 0 | 0 | 0 | 0 | 0 | 0 | 0 | 0 | 0 | 0 | 0 | 0 | 0 | 0 | 0 | 0 | 0 | 0 | 0 | 0 | 0 | 0 | 0 | 0 | 0 | 0 | 0 | 0 | 0 | 0 | 0 | 0
F6_Commercial_Grocery_Existing_Food Preparation_Natural Gas_Griddle_E5 | F6 | Commercial | Grocery | Existing | Food Preparation | Natural Gas | Griddle | E5 | Utility - Value of Sales | 0 | 0 | 0 | 0 | 0 | 0 | 0 | 0 | 0 | 0 | 0 | 0 | 0 | 0 | 0 | 0 | 0 | 0 | 0 | 0 | 0 | 0 | 0 | 0 | 0 | 0 | 0 | 0 | 0 | 0 | 0 | 0 | 0 | 0 | 0 | 0 | 0 | 0 | 0 | 0 | 0 | 0
F6_Commercial_Grocery_Existing_Food Preparation_Natural Gas_Griddle_E6 | F6 | Commercial | Grocery | Existing | Food Preparation | Natural Gas | Griddle | E6 | Utility - Value of Sales | 0 | 0 | 0 | 0 | 0 | 0 | 0 | 0 | 0 | 0 | 0 | 0 | 0 | 0 | 0 | 0 | 0 | 0 | 0 | 0 | 0 | 0 | 0 | 0 | 0 | 0 | 0 | 0 | 0 | 0 | 0 | 0 | 0 | 0 | 0 | 0 | 0 | 0 | 0 | 0 | 0 | 0
F6_Commercial_Grocery_Existing_Food Preparation_Natural Gas_Griddle_E7 | F6 | Commercial | Grocery | Existing | Food Preparation | Natural Gas | Griddle | E7 | Utility - Value of Sales | 0 | 0 | 0 | 0 | 0 | 0 | 0 | 0 | 0 | 0 | 0 | 0 | 0 | 0 | 0 | 0 | 0 | 0 | 0 | 0 | 0 | 0 | 0 | 0 | 0 | 0 | 0 | 0 | 0 | 0 | 0 | 0 | 0 | 0 | 0 | 0 | 0 | 0 | 0 | 0 | 0 | 0
F6_Commercial_Grocery_Existing_Food Preparation_Natural Gas_Griddle_E8 | F6 | Commercial | Grocery | Existing | Food Preparation | Natural Gas | Griddle | E8 | Utility - Value of Sales | 0 | 0 | 0 | 0 | 0 | 0 | 0 | 0 | 0 | 0 | 0 | 0 | 0 | 0 | 0 | 0 | 0 | 0 | 0 | 0 | 0 | 0 | 0 | 0 | 0 | 0 | 0 | 0 | 0 | 0 | 0 | 0 | 0 | 0 | 0 | 0 | 0 | 0 | 0 | 0 | 0 | 0
F6_Commercial_Grocery_Existing_Food Preparation_Natural Gas_Griddle_E9 | F6 | Commercial | Grocery | Existing | Food Preparation | Natural Gas | Griddle | E9 | Utility - Value of Sales | 0 | 0 | 0 | 0 | 0 | 0 | 0 | 0 | 0 | 0 | 0 | 0 | 0 | 0 | 0 | 0 | 0 | 0 | 0 | 0 | 0 | 0 | 0 | 0 | 0 | 0 | 0 | 0 | 0 | 0 | 0 | 0 | 0 | 0 | 0 | 0 | 0 | 0 | 0 | 0 | 0 | 0
F6_Commercial_Grocery_Existing_Food Preparation_Natural Gas_Griddle_E10 | F6 | Commercial | Grocery | Existing | Food Preparation | Natural Gas | Griddle | E10 | Utility - Value of Sales | 0 | 0 | 0 | 0 | 0 | 0 | 0 | 0 | 0 | 0 | 0 | 0 | 0 | 0 | 0 | 0 | 0 | 0 | 0 | 0 | 0 | 0 | 0 | 0 | 0 | 0 | 0 | 0 | 0 | 0 | 0 | 0 | 0 | 0 | 0 | 0 | 0 | 0 | 0 | 0 | 0 | 0
F1_Commercial_Grocery_Existing_Food Preparation_Natural Gas_Range_E1 | F1 | Commercial | Grocery | Existing | Food Preparation | Natural Gas | Range | E1 | RVT - Cost of Equipment | 0.10772 | 0.1077 | 0.10822 | 0.10743 | 0.10694 | 0.10729 | 0.10835 | 0.10919 | 0.11023 | 0.11121 | 0.1122 | 0.1131 | 0.11407 | 0.11509 | 0.11606 | 0.11704 | 0.11805 | 0.11914 | 0.12027 | 0.12147 | 0.12265 | 0.12388 | 0.12502 | 0.12619 | 0.12724 | 0.12814 | 0.12895 | 0.12966 | 0.13021 | 0.13067 | 0.13091 | 0.13108 | 0.13108 | 0 | 0 | 0 | 0 | 0 | 0 | 0 | 0 | 0
F1_Commercial_Grocery_Existing_Food Preparation_Natural Gas_Range_E2 | F1 | Commercial | Grocery | Existing | Food Preparation | Natural Gas | Range | E2 | RVT - Cost of Equipment | 0.080791 | 0.080778 | 0.081167 | 0.08057 | 0.080207 | 0.080471 | 0.081266 | 0.081893 | 0.082673 | 0.083408 | 0.084148 | 0.084827 | 0.085555 | 0.086315 | 0.087042 | 0.087782 | 0.088534 | 0.089351 | 0.090204 | 0.091102 | 0.091987 | 0.092911 | 0.093763 | 0.094646 | 0.095427 | 0.096101 | 0.096716 | 0.097245 | 0.09766 | 0.098 | 0.098186 | 0.09831 | 0.09831 | 0 | 0 | 0 | 0 | 0 | 0 | 0 | 0 | 0
F1_Commercial_Grocery_Existing_Food Preparation_Natural Gas_Range_E3 | F1 | Commercial | Grocery | Existing | Food Preparation | Natural Gas | Range | E3 | RVT - Cost of Equipment | 0 | 0 | 0 | 0 | 0 | 0 | 0 | 0 | 0 | 0 | 0 | 0 | 0 | 0 | 0 | 0 | 0 | 0 | 0 | 0 | 0 | 0 | 0 | 0 | 0 | 0 | 0 | 0 | 0 | 0 | 0 | 0 | 0 | 0 | 0 | 0 | 0 | 0 | 0 | 0 | 0 | 0
F1_Commercial_Grocery_Existing_Food Preparation_Natural Gas_Range_E4 | F1 | Commercial | Grocery | Existing | Food Preparation | Natural Gas | Range | E4 | RVT - Cost of Equipment | 0 | 0 | 0 | 0 | 0 | 0 | 0 | 0 | 0 | 0 | 0 | 0 | 0 | 0 | 0 | 0 | 0 | 0 | 0 | 0 | 0 | 0 | 0 | 0 | 0 | 0 | 0 | 0 | 0 | 0 | 0 | 0 | 0 | 0 | 0 | 0 | 0 | 0 | 0 | 0 | 0 | 0
F1_Commercial_Grocery_Existing_Food Preparation_Natural Gas_Range_E5 | F1 | Commercial | Grocery | Existing | Food Preparation | Natural Gas | Range | E5 | RVT - Cost of Equipment | 0 | 0 | 0 | 0 | 0 | 0 | 0 | 0 | 0 | 0 | 0 | 0 | 0 | 0 | 0 | 0 | 0 | 0 | 0 | 0 | 0 | 0 | 0 | 0 | 0 | 0 | 0 | 0 | 0 | 0 | 0 | 0 | 0 | 0 | 0 | 0 | 0 | 0 | 0 | 0 | 0 | 0
F1_Commercial_Grocery_Existing_Food Preparation_Natural Gas_Range_E6 | F1 | Commercial | Grocery | Existing | Food Preparation | Natural Gas | Range | E6 | RVT - Cost of Equipment | 0 | 0 | 0 | 0 | 0 | 0 | 0 | 0 | 0 | 0 | 0 | 0 | 0 | 0 | 0 | 0 | 0 | 0 | 0 | 0 | 0 | 0 | 0 | 0 | 0 | 0 | 0 | 0 | 0 | 0 | 0 | 0 | 0 | 0 | 0 | 0 | 0 | 0 | 0 | 0 | 0 | 0
F1_Commercial_Grocery_Existing_Food Preparation_Natural Gas_Range_E7 | F1 | Commercial | Grocery | Existing | Food Preparation | Natural Gas | Range | E7 | RVT - Cost of Equipment | 0 | 0 | 0 | 0 | 0 | 0 | 0 | 0 | 0 | 0 | 0 | 0 | 0 | 0 | 0 | 0 | 0 | 0 | 0 | 0 | 0 | 0 | 0 | 0 | 0 | 0 | 0 | 0 | 0 | 0 | 0 | 0 | 0 | 0 | 0 | 0 | 0 | 0 | 0 | 0 | 0 | 0
F1_Commercial_Grocery_Existing_Food Preparation_Natural Gas_Range_E8 | F1 | Commercial | Grocery | Existing | Food Preparation | Natural Gas | Range | E8 | RVT - Cost of Equipment | 0 | 0 | 0 | 0 | 0 | 0 | 0 | 0 | 0 | 0 | 0 | 0 | 0 | 0 | 0 | 0 | 0 | 0 | 0 | 0 | 0 | 0 | 0 | 0 | 0 | 0 | 0 | 0 | 0 | 0 | 0 | 0 | 0 | 0 | 0 | 0 | 0 | 0 | 0 | 0 | 0 | 0
F1_Commercial_Grocery_Existing_Food Preparation_Natural Gas_Range_E9 | F1 | Commercial | Grocery | Existing | Food Preparation | Natural Gas | Range | E9 | RVT - Cost of Equipment | 0 | 0 | 0 | 0 | 0 | 0 | 0 | 0 | 0 | 0 | 0 | 0 | 0 | 0 | 0 | 0 | 0 | 0 | 0 | 0 | 0 | 0 | 0 | 0 | 0 | 0 | 0 | 0 | 0 | 0 | 0 | 0 | 0 | 0 | 0 | 0 | 0 | 0 | 0 | 0 | 0 | 0
F1_Commercial_Grocery_Existing_Food Preparation_Natural Gas_Range_E10 | F1 | Commercial | Grocery | Existing | Food Preparation | Natural Gas | Range | E10 | RVT - Cost of Equipment | 0 | 0 | 0 | 0 | 0 | 0 | 0 | 0 | 0 | 0 | 0 | 0 | 0 | 0 | 0 | 0 | 0 | 0 | 0 | 0 | 0 | 0 | 0 | 0 | 0 | 0 | 0 | 0 | 0 | 0 | 0 | 0 | 0 | 0 | 0 | 0 | 0 | 0 | 0 | 0 | 0 | 0
F2_Commercial_Grocery_Existing_Food Preparation_Natural Gas_Range_E1 | F2 | Commercial | Grocery | Existing | Food Preparation | Natural Gas | Range | E1 | RVT - Cost of Operation | 0.12906 | 0.12904 | 0.12966 | 0.1287 | 0.12812 | 0.12855 | 0.12982 | 0.13082 | 0.13206 | 0.13324 | 0.13442 | 0.1355 | 0.13667 | 0.13788 | 0.13904 | 0.14023 | 0.14143 | 0.14273 | 0.14409 | 0.14553 | 0.14694 | 0.14842 | 0.14978 | 0.15119 | 0.15244 | 0.15351 | 0.1545 | 0.15534 | 0.156 | 0.15655 | 0.15684 | 0.15704 | 0.15704 | 0 | 0 | 0 | 0 | 0 | 0 | 0 | 0 | 0
F2_Commercial_Grocery_Existing_Food Preparation_Natural Gas_Range_E2 | F2 | Commercial | Grocery | Existing | Food Preparation | Natural Gas | Range | E2 | RVT - Cost of Operation | 0.096793 | 0.096778 | 0.097243 | 0.096528 | 0.096093 | 0.096409 | 0.097362 | 0.098114 | 0.099047 | 0.099928 | 0.10081 | 0.10163 | 0.1025 | 0.10341 | 0.10428 | 0.10517 | 0.10607 | 0.10705 | 0.10807 | 0.10915 | 0.11021 | 0.11131 | 0.11233 | 0.11339 | 0.11433 | 0.11514 | 0.11587 | 0.11651 | 0.117 | 0.11741 | 0.11763 | 0.11778 | 0.11778 | 0 | 0 | 0 | 0 | 0 | 0 | 0 | 0 | 0
F2_Commercial_Grocery_Existing_Food Preparation_Natural Gas_Range_E3 | F2 | Commercial | Grocery | Existing | Food Preparation | Natural Gas | Range | E3 | RVT - Cost of Operation | 0 | 0 | 0 | 0 | 0 | 0 | 0 | 0 | 0 | 0 | 0 | 0 | 0 | 0 | 0 | 0 | 0 | 0 | 0 | 0 | 0 | 0 | 0 | 0 | 0 | 0 | 0 | 0 | 0 | 0 | 0 | 0 | 0 | 0 | 0 | 0 | 0 | 0 | 0 | 0 | 0 | 0
F2_Commercial_Grocery_Existing_Food Preparation_Natural Gas_Range_E4 | F2 | Commercial | Grocery | Existing | Food Preparation | Natural Gas | Range | E4 | RVT - Cost of Operation | 0 | 0 | 0 | 0 | 0 | 0 | 0 | 0 | 0 | 0 | 0 | 0 | 0 | 0 | 0 | 0 | 0 | 0 | 0 | 0 | 0 | 0 | 0 | 0 | 0 | 0 | 0 | 0 | 0 | 0 | 0 | 0 | 0 | 0 | 0 | 0 | 0 | 0 | 0 | 0 | 0 | 0
F2_Commercial_Grocery_Existing_Food Preparation_Natural Gas_Range_E5 | F2 | Commercial | Grocery | Existing | Food Preparation | Natural Gas | Range | E5 | RVT - Cost of Operation | 0 | 0 | 0 | 0 | 0 | 0 | 0 | 0 | 0 | 0 | 0 | 0 | 0 | 0 | 0 | 0 | 0 | 0 | 0 | 0 | 0 | 0 | 0 | 0 | 0 | 0 | 0 | 0 | 0 | 0 | 0 | 0 | 0 | 0 | 0 | 0 | 0 | 0 | 0 | 0 | 0 | 0
F2_Commercial_Grocery_Existing_Food Preparation_Natural Gas_Range_E6 | F2 | Commercial | Grocery | Existing | Food Preparation | Natural Gas | Range | E6 | RVT - Cost of Operation | 0 | 0 | 0 | 0 | 0 | 0 | 0 | 0 | 0 | 0 | 0 | 0 | 0 | 0 | 0 | 0 | 0 | 0 | 0 | 0 | 0 | 0 | 0 | 0 | 0 | 0 | 0 | 0 | 0 | 0 | 0 | 0 | 0 | 0 | 0 | 0 | 0 | 0 | 0 | 0 | 0 | 0
F2_Commercial_Grocery_Existing_Food Preparation_Natural Gas_Range_E7 | F2 | Commercial | Grocery | Existing | Food Preparation | Natural Gas | Range | E7 | RVT - Cost of Operation | 0 | 0 | 0 | 0 | 0 | 0 | 0 | 0 | 0 | 0 | 0 | 0 | 0 | 0 | 0 | 0 | 0 | 0 | 0 | 0 | 0 | 0 | 0 | 0 | 0 | 0 | 0 | 0 | 0 | 0 | 0 | 0 | 0 | 0 | 0 | 0 | 0 | 0 | 0 | 0 | 0 | 0
F2_Commercial_Grocery_Existing_Food Preparation_Natural Gas_Range_E8 | F2 | Commercial | Grocery | Existing | Food Preparation | Natural Gas | Range | E8 | RVT - Cost of Operation | 0 | 0 | 0 | 0 | 0 | 0 | 0 | 0 | 0 | 0 | 0 | 0 | 0 | 0 | 0 | 0 | 0 | 0 | 0 | 0 | 0 | 0 | 0 | 0 | 0 | 0 | 0 | 0 | 0 | 0 | 0 | 0 | 0 | 0 | 0 | 0 | 0 | 0 | 0 | 0 | 0 | 0
F2_Commercial_Grocery_Existing_Food Preparation_Natural Gas_Range_E9 | F2 | Commercial | Grocery | Existing | Food Preparation | Natural Gas | Range | E9 | RVT - Cost of Operation | 0 | 0 | 0 | 0 | 0 | 0 | 0 | 0 | 0 | 0 | 0 | 0 | 0 | 0 | 0 | 0 | 0 | 0 | 0 | 0 | 0 | 0 | 0 | 0 | 0 | 0 | 0 | 0 | 0 | 0 | 0 | 0 | 0 | 0 | 0 | 0 | 0 | 0 | 0 | 0 | 0 | 0
F2_Commercial_Grocery_Existing_Food Preparation_Natural Gas_Range_E10 | F2 | Commercial | Grocery | Existing | Food Preparation | Natural Gas | Range | E10 | RVT - Cost of Operation | 0 | 0 | 0 | 0 | 0 | 0 | 0 | 0 | 0 | 0 | 0 | 0 | 0 | 0 | 0 | 0 | 0 | 0 | 0 | 0 | 0 | 0 | 0 | 0 | 0 | 0 | 0 | 0 | 0 | 0 | 0 | 0 | 0 | 0 | 0 | 0 | 0 | 0 | 0 | 0 | 0 | 0
F3_Commercial_Grocery_Existing_Food Preparation_Natural Gas_Range_E1 | F3 | Commercial | Grocery | Existing | Food Preparation | Natural Gas | Range | E1 | System - kBTUs of Consumption | 0.051632 | 0.051632 | 0.051632 | 0.051632 | 0.051632 | 0.051632 | 0.051632 | 0.051632 | 0.051632 | 0.051632 | 0.051632 | 0.051632 | 0.051632 | 0.051632 | 0.051632 | 0.051632 | 0.051632 | 0.051632 | 0.051632 | 0.051632 | 0.051632 | 0.051632 | 0.051632 | 0.051632 | 0.051632 | 0.051632 | 0.051632 | 0.051632 | 0.051632 | 0.051632 | 0.051632 | 0.051632 | 0.051632 | 0 | 0 | 0 | 0 | 0 | 0 | 0 | 0 | 0
F3_Commercial_Grocery_Existing_Food Preparation_Natural Gas_Range_E2 | F3 | Commercial | Grocery | Existing | Food Preparation | Natural Gas | Range | E2 | System - kBTUs of Consumption | 0.051639 | 0.051639 | 0.051639 | 0.051639 | 0.051639 | 0.051639 | 0.051639 | 0.051639 | 0.051639 | 0.051639 | 0.051639 | 0.051639 | 0.051639 | 0.051639 | 0.051639 | 0.051639 | 0.051639 | 0.051639 | 0.051639 | 0.051639 | 0.051639 | 0.051639 | 0.051639 | 0.051639 | 0.051639 | 0.051639 | 0.051639 | 0.051639 | 0.051639 | 0.051639 | 0.051639 | 0.051639 | 0.051639 | 0 | 0 | 0 | 0 | 0 | 0 | 0 | 0 | 0
F3_Commercial_Grocery_Existing_Food Preparation_Natural Gas_Range_E3 | F3 | Commercial | Grocery | Existing | Food Preparation | Natural Gas | Range | E3 | System - kBTUs of Consumption | 0 | 0 | 0 | 0 | 0 | 0 | 0 | 0 | 0 | 0 | 0 | 0 | 0 | 0 | 0 | 0 | 0 | 0 | 0 | 0 | 0 | 0 | 0 | 0 | 0 | 0 | 0 | 0 | 0 | 0 | 0 | 0 | 0 | 0 | 0 | 0 | 0 | 0 | 0 | 0 | 0 | 0
F3_Commercial_Grocery_Existing_Food Preparation_Natural Gas_Range_E4 | F3 | Commercial | Grocery | Existing | Food Preparation | Natural Gas | Range | E4 | System - kBTUs of Consumption | 0 | 0 | 0 | 0 | 0 | 0 | 0 | 0 | 0 | 0 | 0 | 0 | 0 | 0 | 0 | 0 | 0 | 0 | 0 | 0 | 0 | 0 | 0 | 0 | 0 | 0 | 0 | 0 | 0 | 0 | 0 | 0 | 0 | 0 | 0 | 0 | 0 | 0 | 0 | 0 | 0 | 0
F3_Commercial_Grocery_Existing_Food Preparation_Natural Gas_Range_E5 | F3 | Commercial | Grocery | Existing | Food Preparation | Natural Gas | Range | E5 | System - kBTUs of Consumption | 0 | 0 | 0 | 0 | 0 | 0 | 0 | 0 | 0 | 0 | 0 | 0 | 0 | 0 | 0 | 0 | 0 | 0 | 0 | 0 | 0 | 0 | 0 | 0 | 0 | 0 | 0 | 0 | 0 | 0 | 0 | 0 | 0 | 0 | 0 | 0 | 0 | 0 | 0 | 0 | 0 | 0
F3_Commercial_Grocery_Existing_Food Preparation_Natural Gas_Range_E6 | F3 | Commercial | Grocery | Existing | Food Preparation | Natural Gas | Range | E6 | System - kBTUs of Consumption | 0 | 0 | 0 | 0 | 0 | 0 | 0 | 0 | 0 | 0 | 0 | 0 | 0 | 0 | 0 | 0 | 0 | 0 | 0 | 0 | 0 | 0 | 0 | 0 | 0 | 0 | 0 | 0 | 0 | 0 | 0 | 0 | 0 | 0 | 0 | 0 | 0 | 0 | 0 | 0 | 0 | 0
F3_Commercial_Grocery_Existing_Food Preparation_Natural Gas_Range_E7 | F3 | Commercial | Grocery | Existing | Food Preparation | Natural Gas | Range | E7 | System - kBTUs of Consumption | 0 | 0 | 0 | 0 | 0 | 0 | 0 | 0 | 0 | 0 | 0 | 0 | 0 | 0 | 0 | 0 | 0 | 0 | 0 | 0 | 0 | 0 | 0 | 0 | 0 | 0 | 0 | 0 | 0 | 0 | 0 | 0 | 0 | 0 | 0 | 0 | 0 | 0 | 0 | 0 | 0 | 0
F3_Commercial_Grocery_Existing_Food Preparation_Natural Gas_Range_E8 | F3 | Commercial | Grocery | Existing | Food Preparation | Natural Gas | Range | E8 | System - kBTUs of Consumption | 0 | 0 | 0 | 0 | 0 | 0 | 0 | 0 | 0 | 0 | 0 | 0 | 0 | 0 | 0 | 0 | 0 | 0 | 0 | 0 | 0 | 0 | 0 | 0 | 0 | 0 | 0 | 0 | 0 | 0 | 0 | 0 | 0 | 0 | 0 | 0 | 0 | 0 | 0 | 0 | 0 | 0
F3_Commercial_Grocery_Existing_Food Preparation_Natural Gas_Range_E9 | F3 | Commercial | Grocery | Existing | Food Preparation | Natural Gas | Range | E9 | System - kBTUs of Consumption | 0 | 0 | 0 | 0 | 0 | 0 | 0 | 0 | 0 | 0 | 0 | 0 | 0 | 0 | 0 | 0 | 0 | 0 | 0 | 0 | 0 | 0 | 0 | 0 | 0 | 0 | 0 | 0 | 0 | 0 | 0 | 0 | 0 | 0 | 0 | 0 | 0 | 0 | 0 | 0 | 0 | 0
F3_Commercial_Grocery_Existing_Food Preparation_Natural Gas_Range_E10 | F3 | Commercial | Grocery | Existing | Food Preparation | Natural Gas | Range | E10 | System - kBTUs of Consumption | 0 | 0 | 0 | 0 | 0 | 0 | 0 | 0 | 0 | 0 | 0 | 0 | 0 | 0 | 0 | 0 | 0 | 0 | 0 | 0 | 0 | 0 | 0 | 0 | 0 | 0 | 0 | 0 | 0 | 0 | 0 | 0 | 0 | 0 | 0 | 0 | 0 | 0 | 0 | 0 | 0 | 0
F4_Commercial_Grocery_Existing_Food Preparation_Natural Gas_Range_E1 | F4 | Commercial | Grocery | Existing | Food Preparation | Natural Gas | Range | E1 | Utility - Cost of Equipment | 0.12906 | 0.12904 | 0.12966 | 0.1287 | 0.12812 | 0.12855 | 0.12982 | 0.13082 | 0.13206 | 0.13324 | 0.13442 | 0.1355 | 0.13667 | 0.13788 | 0.13904 | 0.14023 | 0.14143 | 0.14273 | 0.14409 | 0.14553 | 0.14694 | 0.14842 | 0.14978 | 0.15119 | 0.15244 | 0.15351 | 0.1545 | 0.15534 | 0.156 | 0.15655 | 0.15684 | 0.15704 | 0.15704 | 0 | 0 | 0 | 0 | 0 | 0 | 0 | 0 | 0
F4_Commercial_Grocery_Existing_Food Preparation_Natural Gas_Range_E2 | F4 | Commercial | Grocery | Existing | Food Preparation | Natural Gas | Range | E2 | Utility - Cost of Equipment | 0.096793 | 0.096778 | 0.097243 | 0.096528 | 0.096093 | 0.096409 | 0.097362 | 0.098114 | 0.099047 | 0.099928 | 0.10081 | 0.10163 | 0.1025 | 0.10341 | 0.10428 | 0.10517 | 0.10607 | 0.10705 | 0.10807 | 0.10915 | 0.11021 | 0.11131 | 0.11233 | 0.11339 | 0.11433 | 0.11514 | 0.11587 | 0.11651 | 0.117 | 0.11741 | 0.11763 | 0.11778 | 0.11778 | 0 | 0 | 0 | 0 | 0 | 0 | 0 | 0 | 0
F4_Commercial_Grocery_Existing_Food Preparation_Natural Gas_Range_E3 | F4 | Commercial | Grocery | Existing | Food Preparation | Natural Gas | Range | E3 | Utility - Cost of Equipment | 0 | 0 | 0 | 0 | 0 | 0 | 0 | 0 | 0 | 0 | 0 | 0 | 0 | 0 | 0 | 0 | 0 | 0 | 0 | 0 | 0 | 0 | 0 | 0 | 0 | 0 | 0 | 0 | 0 | 0 | 0 | 0 | 0 | 0 | 0 | 0 | 0 | 0 | 0 | 0 | 0 | 0
F4_Commercial_Grocery_Existing_Food Preparation_Natural Gas_Range_E4 | F4 | Commercial | Grocery | Existing | Food Preparation | Natural Gas | Range | E4 | Utility - Cost of Equipment | 0 | 0 | 0 | 0 | 0 | 0 | 0 | 0 | 0 | 0 | 0 | 0 | 0 | 0 | 0 | 0 | 0 | 0 | 0 | 0 | 0 | 0 | 0 | 0 | 0 | 0 | 0 | 0 | 0 | 0 | 0 | 0 | 0 | 0 | 0 | 0 | 0 | 0 | 0 | 0 | 0 | 0
F4_Commercial_Grocery_Existing_Food Preparation_Natural Gas_Range_E5 | F4 | Commercial | Grocery | Existing | Food Preparation | Natural Gas | Range | E5 | Utility - Cost of Equipment | 0 | 0 | 0 | 0 | 0 | 0 | 0 | 0 | 0 | 0 | 0 | 0 | 0 | 0 | 0 | 0 | 0 | 0 | 0 | 0 | 0 | 0 | 0 | 0 | 0 | 0 | 0 | 0 | 0 | 0 | 0 | 0 | 0 | 0 | 0 | 0 | 0 | 0 | 0 | 0 | 0 | 0
F4_Commercial_Grocery_Existing_Food Preparation_Natural Gas_Range_E6 | F4 | Commercial | Grocery | Existing | Food Preparation | Natural Gas | Range | E6 | Utility - Cost of Equipment | 0 | 0 | 0 | 0 | 0 | 0 | 0 | 0 | 0 | 0 | 0 | 0 | 0 | 0 | 0 | 0 | 0 | 0 | 0 | 0 | 0 | 0 | 0 | 0 | 0 | 0 | 0 | 0 | 0 | 0 | 0 | 0 | 0 | 0 | 0 | 0 | 0 | 0 | 0 | 0 | 0 | 0
F4_Commercial_Grocery_Existing_Food Preparation_Natural Gas_Range_E7 | F4 | Commercial | Grocery | Existing | Food Preparation | Natural Gas | Range | E7 | Utility - Cost of Equipment | 0 | 0 | 0 | 0 | 0 | 0 | 0 | 0 | 0 | 0 | 0 | 0 | 0 | 0 | 0 | 0 | 0 | 0 | 0 | 0 | 0 | 0 | 0 | 0 | 0 | 0 | 0 | 0 | 0 | 0 | 0 | 0 | 0 | 0 | 0 | 0 | 0 | 0 | 0 | 0 | 0 | 0
F4_Commercial_Grocery_Existing_Food Preparation_Natural Gas_Range_E8 | F4 | Commercial | Grocery | Existing | Food Preparation | Natural Gas | Range | E8 | Utility - Cost of Equipment | 0 | 0 | 0 | 0 | 0 | 0 | 0 | 0 | 0 | 0 | 0 | 0 | 0 | 0 | 0 | 0 | 0 | 0 | 0 | 0 | 0 | 0 | 0 | 0 | 0 | 0 | 0 | 0 | 0 | 0 | 0 | 0 | 0 | 0 | 0 | 0 | 0 | 0 | 0 | 0 | 0 | 0
F4_Commercial_Grocery_Existing_Food Preparation_Natural Gas_Range_E9 | F4 | Commercial | Grocery | Existing | Food Preparation | Natural Gas | Range | E9 | Utility - Cost of Equipment | 0 | 0 | 0 | 0 | 0 | 0 | 0 | 0 | 0 | 0 | 0 | 0 | 0 | 0 | 0 | 0 | 0 | 0 | 0 | 0 | 0 | 0 | 0 | 0 | 0 | 0 | 0 | 0 | 0 | 0 | 0 | 0 | 0 | 0 | 0 | 0 | 0 | 0 | 0 | 0 | 0 | 0
F4_Commercial_Grocery_Existing_Food Preparation_Natural Gas_Range_E10 | F4 | Commercial | Grocery | Existing | Food Preparation | Natural Gas | Range | E10 | Utility - Cost of Equipment | 0 | 0 | 0 | 0 | 0 | 0 | 0 | 0 | 0 | 0 | 0 | 0 | 0 | 0 | 0 | 0 | 0 | 0 | 0 | 0 | 0 | 0 | 0 | 0 | 0 | 0 | 0 | 0 | 0 | 0 | 0 | 0 | 0 | 0 | 0 | 0 | 0 | 0 | 0 | 0 | 0 | 0
F5_Commercial_Grocery_Existing_Food Preparation_Natural Gas_Range_E1 | F5 | Commercial | Grocery | Existing | Food Preparation | Natural Gas | Range | E1 | Utility - Cost of Operation | 0.051632 | 0.051632 | 0.051632 | 0.051632 | 0.051632 | 0.051632 | 0.051632 | 0.051632 | 0.051632 | 0.051632 | 0.051632 | 0.051632 | 0.051632 | 0.051632 | 0.051632 | 0.051632 | 0.051632 | 0.051632 | 0.051632 | 0.051632 | 0.051632 | 0.051632 | 0.051632 | 0.051632 | 0.051632 | 0.051632 | 0.051632 | 0.051632 | 0.051632 | 0.051632 | 0.051632 | 0.051632 | 0.051632 | 0 | 0 | 0 | 0 | 0 | 0 | 0 | 0 | 0
F5_Commercial_Grocery_Existing_Food Preparation_Natural Gas_Range_E2 | F5 | Commercial | Grocery | Existing | Food Preparation | Natural Gas | Range | E2 | Utility - Cost of Operation | 0.051639 | 0.051639 | 0.051639 | 0.051639 | 0.051639 | 0.051639 | 0.051639 | 0.051639 | 0.051639 | 0.051639 | 0.051639 | 0.051639 | 0.051639 | 0.051639 | 0.051639 | 0.051639 | 0.051639 | 0.051639 | 0.051639 | 0.051639 | 0.051639 | 0.051639 | 0.051639 | 0.051639 | 0.051639 | 0.051639 | 0.051639 | 0.051639 | 0.051639 | 0.051639 | 0.051639 | 0.051639 | 0.051639 | 0 | 0 | 0 | 0 | 0 | 0 | 0 | 0 | 0
F5_Commercial_Grocery_Existing_Food Preparation_Natural Gas_Range_E3 | F5 | Commercial | Grocery | Existing | Food Preparation | Natural Gas | Range | E3 | Utility - Cost of Operation | 0 | 0 | 0 | 0 | 0 | 0 | 0 | 0 | 0 | 0 | 0 | 0 | 0 | 0 | 0 | 0 | 0 | 0 | 0 | 0 | 0 | 0 | 0 | 0 | 0 | 0 | 0 | 0 | 0 | 0 | 0 | 0 | 0 | 0 | 0 | 0 | 0 | 0 | 0 | 0 | 0 | 0
F5_Commercial_Grocery_Existing_Food Preparation_Natural Gas_Range_E4 | F5 | Commercial | Grocery | Existing | Food Preparation | Natural Gas | Range | E4 | Utility - Cost of Operation | 0 | 0 | 0 | 0 | 0 | 0 | 0 | 0 | 0 | 0 | 0 | 0 | 0 | 0 | 0 | 0 | 0 | 0 | 0 | 0 | 0 | 0 | 0 | 0 | 0 | 0 | 0 | 0 | 0 | 0 | 0 | 0 | 0 | 0 | 0 | 0 | 0 | 0 | 0 | 0 | 0 | 0
F5_Commercial_Grocery_Existing_Food Preparation_Natural Gas_Range_E5 | F5 | Commercial | Grocery | Existing | Food Preparation | Natural Gas | Range | E5 | Utility - Cost of Operation | 0 | 0 | 0 | 0 | 0 | 0 | 0 | 0 | 0 | 0 | 0 | 0 | 0 | 0 | 0 | 0 | 0 | 0 | 0 | 0 | 0 | 0 | 0 | 0 | 0 | 0 | 0 | 0 | 0 | 0 | 0 | 0 | 0 | 0 | 0 | 0 | 0 | 0 | 0 | 0 | 0 | 0
F5_Commercial_Grocery_Existing_Food Preparation_Natural Gas_Range_E6 | F5 | Commercial | Grocery | Existing | Food Preparation | Natural Gas | Range | E6 | Utility - Cost of Operation | 0 | 0 | 0 | 0 | 0 | 0 | 0 | 0 | 0 | 0 | 0 | 0 | 0 | 0 | 0 | 0 | 0 | 0 | 0 | 0 | 0 | 0 | 0 | 0 | 0 | 0 | 0 | 0 | 0 | 0 | 0 | 0 | 0 | 0 | 0 | 0 | 0 | 0 | 0 | 0 | 0 | 0
F5_Commercial_Grocery_Existing_Food Preparation_Natural Gas_Range_E7 | F5 | Commercial | Grocery | Existing | Food Preparation | Natural Gas | Range | E7 | Utility - Cost of Operation | 0 | 0 | 0 | 0 | 0 | 0 | 0 | 0 | 0 | 0 | 0 | 0 | 0 | 0 | 0 | 0 | 0 | 0 | 0 | 0 | 0 | 0 | 0 | 0 | 0 | 0 | 0 | 0 | 0 | 0 | 0 | 0 | 0 | 0 | 0 | 0 | 0 | 0 | 0 | 0 | 0 | 0
F5_Commercial_Grocery_Existing_Food Preparation_Natural Gas_Range_E8 | F5 | Commercial | Grocery | Existing | Food Preparation | Natural Gas | Range | E8 | Utility - Cost of Operation | 0 | 0 | 0 | 0 | 0 | 0 | 0 | 0 | 0 | 0 | 0 | 0 | 0 | 0 | 0 | 0 | 0 | 0 | 0 | 0 | 0 | 0 | 0 | 0 | 0 | 0 | 0 | 0 | 0 | 0 | 0 | 0 | 0 | 0 | 0 | 0 | 0 | 0 | 0 | 0 | 0 | 0
F5_Commercial_Grocery_Existing_Food Preparation_Natural Gas_Range_E9 | F5 | Commercial | Grocery | Existing | Food Preparation | Natural Gas | Range | E9 | Utility - Cost of Operation | 0 | 0 | 0 | 0 | 0 | 0 | 0 | 0 | 0 | 0 | 0 | 0 | 0 | 0 | 0 | 0 | 0 | 0 | 0 | 0 | 0 | 0 | 0 | 0 | 0 | 0 | 0 | 0 | 0 | 0 | 0 | 0 | 0 | 0 | 0 | 0 | 0 | 0 | 0 | 0 | 0 | 0
F5_Commercial_Grocery_Existing_Food Preparation_Natural Gas_Range_E10 | F5 | Commercial | Grocery | Existing | Food Preparation | Natural Gas | Range | E10 | Utility - Cost of Operation | 0 | 0 | 0 | 0 | 0 | 0 | 0 | 0 | 0 | 0 | 0 | 0 | 0 | 0 | 0 | 0 | 0 | 0 | 0 | 0 | 0 | 0 | 0 | 0 | 0 | 0 | 0 | 0 | 0 | 0 | 0 | 0 | 0 | 0 | 0 | 0 | 0 | 0 | 0 | 0 | 0 | 0
F6_Commercial_Grocery_Existing_Food Preparation_Natural Gas_Range_E1 | F6 | Commercial | Grocery | Existing | Food Preparation | Natural Gas | Range | E1 | Utility - Value of Sales | 0.068272 | 0.068639 | 0.06923 | 0.069101 | 0.069101 | 0.069101 | 0.069101 | 0.069101 | 0.069101 | 0.069101 | 0.069101 | 0.069101 | 0.069101 | 0.069101 | 0.069101 | 0.069101 | 0.069101 | 0.069101 | 0.069101 | 0.069101 | 0.069101 | 0.069101 | 0.069101 | 0.069101 | 0.069101 | 0.069101 | 0.069101 | 0.069101 | 0.069101 | 0.069101 | 0.069101 | 0.069101 | 0.069101 | 0 | 0 | 0 | 0 | 0 | 0 | 0 | 0 | 0
F6_Commercial_Grocery_Existing_Food Preparation_Natural Gas_Range_E2 | F6 | Commercial | Grocery | Existing | Food Preparation | Natural Gas | Range | E2 | Utility - Value of Sales | 0.051204 | 0.05148 | 0.051923 | 0.051826 | 0.051826 | 0.051826 | 0.051826 | 0.051826 | 0.051826 | 0.051826 | 0.051826 | 0.051826 | 0.051826 | 0.051826 | 0.051826 | 0.051826 | 0.051826 | 0.051826 | 0.051826 | 0.051826 | 0.051826 | 0.051826 | 0.051826 | 0.051826 | 0.051826 | 0.051826 | 0.051826 | 0.051826 | 0.051826 | 0.051826 | 0.051826 | 0.051826 | 0.051826 | 0 | 0 | 0 | 0 | 0 | 0 | 0 | 0 | 0
F6_Commercial_Grocery_Existing_Food Preparation_Natural Gas_Range_E3 | F6 | Commercial | Grocery | Existing | Food Preparation | Natural Gas | Range | E3 | Utility - Value of Sales | 0 | 0 | 0 | 0 | 0 | 0 | 0 | 0 | 0 | 0 | 0 | 0 | 0 | 0 | 0 | 0 | 0 | 0 | 0 | 0 | 0 | 0 | 0 | 0 | 0 | 0 | 0 | 0 | 0 | 0 | 0 | 0 | 0 | 0 | 0 | 0 | 0 | 0 | 0 | 0 | 0 | 0
F6_Commercial_Grocery_Existing_Food Preparation_Natural Gas_Range_E4 | F6 | Commercial | Grocery | Existing | Food Preparation | Natural Gas | Range | E4 | Utility - Value of Sales | 0 | 0 | 0 | 0 | 0 | 0 | 0 | 0 | 0 | 0 | 0 | 0 | 0 | 0 | 0 | 0 | 0 | 0 | 0 | 0 | 0 | 0 | 0 | 0 | 0 | 0 | 0 | 0 | 0 | 0 | 0 | 0 | 0 | 0 | 0 | 0 | 0 | 0 | 0 | 0 | 0 | 0
F6_Commercial_Grocery_Existing_Food Preparation_Natural Gas_Range_E5 | F6 | Commercial | Grocery | Existing | Food Preparation | Natural Gas | Range | E5 | Utility - Value of Sales | 0 | 0 | 0 | 0 | 0 | 0 | 0 | 0 | 0 | 0 | 0 | 0 | 0 | 0 | 0 | 0 | 0 | 0 | 0 | 0 | 0 | 0 | 0 | 0 | 0 | 0 | 0 | 0 | 0 | 0 | 0 | 0 | 0 | 0 | 0 | 0 | 0 | 0 | 0 | 0 | 0 | 0
F6_Commercial_Grocery_Existing_Food Preparation_Natural Gas_Range_E6 | F6 | Commercial | Grocery | Existing | Food Preparation | Natural Gas | Range | E6 | Utility - Value of Sales | 0 | 0 | 0 | 0 | 0 | 0 | 0 | 0 | 0 | 0 | 0 | 0 | 0 | 0 | 0 | 0 | 0 | 0 | 0 | 0 | 0 | 0 | 0 | 0 | 0 | 0 | 0 | 0 | 0 | 0 | 0 | 0 | 0 | 0 | 0 | 0 | 0 | 0 | 0 | 0 | 0 | 0
F6_Commercial_Grocery_Existing_Food Preparation_Natural Gas_Range_E7 | F6 | Commercial | Grocery | Existing | Food Preparation | Natural Gas | Range | E7 | Utility - Value of Sales | 0 | 0 | 0 | 0 | 0 | 0 | 0 | 0 | 0 | 0 | 0 | 0 | 0 | 0 | 0 | 0 | 0 | 0 | 0 | 0 | 0 | 0 | 0 | 0 | 0 | 0 | 0 | 0 | 0 | 0 | 0 | 0 | 0 | 0 | 0 | 0 | 0 | 0 | 0 | 0 | 0 | 0
F6_Commercial_Grocery_Existing_Food Preparation_Natural Gas_Range_E8 | F6 | Commercial | Grocery | Existing | Food Preparation | Natural Gas | Range | E8 | Utility - Value of Sales | 0 | 0 | 0 | 0 | 0 | 0 | 0 | 0 | 0 | 0 | 0 | 0 | 0 | 0 | 0 | 0 | 0 | 0 | 0 | 0 | 0 | 0 | 0 | 0 | 0 | 0 | 0 | 0 | 0 | 0 | 0 | 0 | 0 | 0 | 0 | 0 | 0 | 0 | 0 | 0 | 0 | 0
F6_Commercial_Grocery_Existing_Food Preparation_Natural Gas_Range_E9 | F6 | Commercial | Grocery | Existing | Food Preparation | Natural Gas | Range | E9 | Utility - Value of Sales | 0 | 0 | 0 | 0 | 0 | 0 | 0 | 0 | 0 | 0 | 0 | 0 | 0 | 0 | 0 | 0 | 0 | 0 | 0 | 0 | 0 | 0 | 0 | 0 | 0 | 0 | 0 | 0 | 0 | 0 | 0 | 0 | 0 | 0 | 0 | 0 | 0 | 0 | 0 | 0 | 0 | 0
F6_Commercial_Grocery_Existing_Food Preparation_Natural Gas_Range_E10 | F6 | Commercial | Grocery | Existing | Food Preparation | Natural Gas | Range | E10 | Utility - Value of Sales | 0 | 0 | 0 | 0 | 0 | 0 | 0 | 0 | 0 | 0 | 0 | 0 | 0 | 0 | 0 | 0 | 0 | 0 | 0 | 0 | 0 | 0 | 0 | 0 | 0 | 0 | 0 | 0 | 0 | 0 | 0 | 0 | 0 | 0 | 0 | 0 | 0 | 0 | 0 | 0 | 0 | 0
F1_Commercial_Grocery_Existing_Food Preparation_Natural Gas_Steamer_E1 | F1 | Commercial | Grocery | Existing | Food Preparation | Natural Gas | Steamer | E1 | RVT - Cost of Equipment | 0.2532 | 0.25349 | 0.25486 | 0 | 0 | 0 | 0 | 0 | 0 | 0 | 0 | 0 | 0 | 0 | 0 | 0 | 0 | 0 | 0 | 0 | 0 | 0 | 0 | 0 | 0 | 0 | 0 | 0 | 0 | 0 | 0 | 0 | 0 | 0 | 0 | 0 | 0 | 0 | 0 | 0 | 0 | 0
F1_Commercial_Grocery_Existing_Food Preparation_Natural Gas_Steamer_E2 | F1 | Commercial | Grocery | Existing | Food Preparation | Natural Gas | Steamer | E2 | RVT - Cost of Equipment | 0.052814 | 0.052876 | 0.053161 | 0.052885 | 0.05274 | 0.052947 | 0.053454 | 0.053871 | 0.054376 | 0.054864 | 0.055355 | 0.055816 | 0.056307 | 0.056817 | 0.057309 | 0.057811 | 0.058318 | 0.058859 | 0.059411 | 0.059976 | 0.060514 | 0.061059 | 0.061551 | 0.062053 | 0.062493 | 0.062873 | 0.063219 | 0.063517 | 0.063751 | 0.063943 | 0.064047 | 0.064117 | 0.064117 | 0 | 0 | 0 | 0 | 0 | 0 | 0 | 0 | 0
F1_Commercial_Grocery_Existing_Food Preparation_Natural Gas_Steamer_E3 | F1 | Commercial | Grocery | Existing | Food Preparation | Natural Gas | Steamer | E3 | RVT - Cost of Equipment | 0 | 0 | 0 | 0 | 0 | 0 | 0 | 0 | 0 | 0 | 0 | 0 | 0 | 0 | 0 | 0 | 0 | 0 | 0 | 0 | 0 | 0 | 0 | 0 | 0 | 0 | 0 | 0 | 0 | 0 | 0 | 0 | 0 | 0 | 0 | 0 | 0 | 0 | 0 | 0 | 0 | 0
F1_Commercial_Grocery_Existing_Food Preparation_Natural Gas_Steamer_E4 | F1 | Commercial | Grocery | Existing | Food Preparation | Natural Gas | Steamer | E4 | RVT - Cost of Equipment | 0 | 0 | 0 | 0 | 0 | 0 | 0 | 0 | 0 | 0 | 0 | 0 | 0 | 0 | 0 | 0 | 0 | 0 | 0 | 0 | 0 | 0 | 0 | 0 | 0 | 0 | 0 | 0 | 0 | 0 | 0 | 0 | 0 | 0 | 0 | 0 | 0 | 0 | 0 | 0 | 0 | 0
F1_Commercial_Grocery_Existing_Food Preparation_Natural Gas_Steamer_E5 | F1 | Commercial | Grocery | Existing | Food Preparation | Natural Gas | Steamer | E5 | RVT - Cost of Equipment | 0 | 0 | 0 | 0 | 0 | 0 | 0 | 0 | 0 | 0 | 0 | 0 | 0 | 0 | 0 | 0 | 0 | 0 | 0 | 0 | 0 | 0 | 0 | 0 | 0 | 0 | 0 | 0 | 0 | 0 | 0 | 0 | 0 | 0 | 0 | 0 | 0 | 0 | 0 | 0 | 0 | 0
F1_Commercial_Grocery_Existing_Food Preparation_Natural Gas_Steamer_E6 | F1 | Commercial | Grocery | Existing | Food Preparation | Natural Gas | Steamer | E6 | RVT - Cost of Equipment | 0 | 0 | 0 | 0 | 0 | 0 | 0 | 0 | 0 | 0 | 0 | 0 | 0 | 0 | 0 | 0 | 0 | 0 | 0 | 0 | 0 | 0 | 0 | 0 | 0 | 0 | 0 | 0 | 0 | 0 | 0 | 0 | 0 | 0 | 0 | 0 | 0 | 0 | 0 | 0 | 0 | 0
F1_Commercial_Grocery_Existing_Food Preparation_Natural Gas_Steamer_E7 | F1 | Commercial | Grocery | Existing | Food Preparation | Natural Gas | Steamer | E7 | RVT - Cost of Equipment | 0 | 0 | 0 | 0 | 0 | 0 | 0 | 0 | 0 | 0 | 0 | 0 | 0 | 0 | 0 | 0 | 0 | 0 | 0 | 0 | 0 | 0 | 0 | 0 | 0 | 0 | 0 | 0 | 0 | 0 | 0 | 0 | 0 | 0 | 0 | 0 | 0 | 0 | 0 | 0 | 0 | 0
F1_Commercial_Grocery_Existing_Food Preparation_Natural Gas_Steamer_E8 | F1 | Commercial | Grocery | Existing | Food Preparation | Natural Gas | Steamer | E8 | RVT - Cost of Equipment | 0 | 0 | 0 | 0 | 0 | 0 | 0 | 0 | 0 | 0 | 0 | 0 | 0 | 0 | 0 | 0 | 0 | 0 | 0 | 0 | 0 | 0 | 0 | 0 | 0 | 0 | 0 | 0 | 0 | 0 | 0 | 0 | 0 | 0 | 0 | 0 | 0 | 0 | 0 | 0 | 0 | 0
F1_Commercial_Grocery_Existing_Food Preparation_Natural Gas_Steamer_E9 | F1 | Commercial | Grocery | Existing | Food Preparation | Natural Gas | Steamer | E9 | RVT - Cost of Equipment | 0 | 0 | 0 | 0 | 0 | 0 | 0 | 0 | 0 | 0 | 0 | 0 | 0 | 0 | 0 | 0 | 0 | 0 | 0 | 0 | 0 | 0 | 0 | 0 | 0 | 0 | 0 | 0 | 0 | 0 | 0 | 0 | 0 | 0 | 0 | 0 | 0 | 0 | 0 | 0 | 0 | 0
F1_Commercial_Grocery_Existing_Food Preparation_Natural Gas_Steamer_E10 | F1 | Commercial | Grocery | Existing | Food Preparation | Natural Gas | Steamer | E10 | RVT - Cost of Equipment | 0 | 0 | 0 | 0 | 0 | 0 | 0 | 0 | 0 | 0 | 0 | 0 | 0 | 0 | 0 | 0 | 0 | 0 | 0 | 0 | 0 | 0 | 0 | 0 | 0 | 0 | 0 | 0 | 0 | 0 | 0 | 0 | 0 | 0 | 0 | 0 | 0 | 0 | 0 | 0 | 0 | 0
F2_Commercial_Grocery_Existing_Food Preparation_Natural Gas_Steamer_E1 | F2 | Commercial | Grocery | Existing | Food Preparation | Natural Gas | Steamer | E1 | RVT - Cost of Operation | 0.30334 | 0.3037 | 0.30533 | 0 | 0 | 0 | 0 | 0 | 0 | 0 | 0 | 0 | 0 | 0 | 0 | 0 | 0 | 0 | 0 | 0 | 0 | 0 | 0 | 0 | 0 | 0 | 0 | 0 | 0 | 0 | 0 | 0 | 0 | 0 | 0 | 0 | 0 | 0 | 0 | 0 | 0 | 0
F2_Commercial_Grocery_Existing_Food Preparation_Natural Gas_Steamer_E2 | F2 | Commercial | Grocery | Existing | Food Preparation | Natural Gas | Steamer | E2 | RVT - Cost of Operation | 0.063275 | 0.063349 | 0.06369 | 0.06336 | 0.063186 | 0.063434 | 0.064042 | 0.064541 | 0.065146 | 0.06573 | 0.066318 | 0.066872 | 0.06746 | 0.06807 | 0.06866 | 0.069261 | 0.069869 | 0.070517 | 0.071178 | 0.071855 | 0.072499 | 0.073152 | 0.073742 | 0.074343 | 0.07487 | 0.075326 | 0.07574 | 0.076098 | 0.076378 | 0.076608 | 0.076733 | 0.076817 | 0.076817 | 0 | 0 | 0 | 0 | 0 | 0 | 0 | 0 | 0
F2_Commercial_Grocery_Existing_Food Preparation_Natural Gas_Steamer_E3 | F2 | Commercial | Grocery | Existing | Food Preparation | Natural Gas | Steamer | E3 | RVT - Cost of Operation | 0 | 0 | 0 | 0 | 0 | 0 | 0 | 0 | 0 | 0 | 0 | 0 | 0 | 0 | 0 | 0 | 0 | 0 | 0 | 0 | 0 | 0 | 0 | 0 | 0 | 0 | 0 | 0 | 0 | 0 | 0 | 0 | 0 | 0 | 0 | 0 | 0 | 0 | 0 | 0 | 0 | 0
F2_Commercial_Grocery_Existing_Food Preparation_Natural Gas_Steamer_E4 | F2 | Commercial | Grocery | Existing | Food Preparation | Natural Gas | Steamer | E4 | RVT - Cost of Operation | 0 | 0 | 0 | 0 | 0 | 0 | 0 | 0 | 0 | 0 | 0 | 0 | 0 | 0 | 0 | 0 | 0 | 0 | 0 | 0 | 0 | 0 | 0 | 0 | 0 | 0 | 0 | 0 | 0 | 0 | 0 | 0 | 0 | 0 | 0 | 0 | 0 | 0 | 0 | 0 | 0 | 0
F2_Commercial_Grocery_Existing_Food Preparation_Natural Gas_Steamer_E5 | F2 | Commercial | Grocery | Existing | Food Preparation | Natural Gas | Steamer | E5 | RVT - Cost of Operation | 0 | 0 | 0 | 0 | 0 | 0 | 0 | 0 | 0 | 0 | 0 | 0 | 0 | 0 | 0 | 0 | 0 | 0 | 0 | 0 | 0 | 0 | 0 | 0 | 0 | 0 | 0 | 0 | 0 | 0 | 0 | 0 | 0 | 0 | 0 | 0 | 0 | 0 | 0 | 0 | 0 | 0
F2_Commercial_Grocery_Existing_Food Preparation_Natural Gas_Steamer_E6 | F2 | Commercial | Grocery | Existing | Food Preparation | Natural Gas | Steamer | E6 | RVT - Cost of Operation | 0 | 0 | 0 | 0 | 0 | 0 | 0 | 0 | 0 | 0 | 0 | 0 | 0 | 0 | 0 | 0 | 0 | 0 | 0 | 0 | 0 | 0 | 0 | 0 | 0 | 0 | 0 | 0 | 0 | 0 | 0 | 0 | 0 | 0 | 0 | 0 | 0 | 0 | 0 | 0 | 0 | 0
F2_Commercial_Grocery_Existing_Food Preparation_Natural Gas_Steamer_E7 | F2 | Commercial | Grocery | Existing | Food Preparation | Natural Gas | Steamer | E7 | RVT - Cost of Operation | 0 | 0 | 0 | 0 | 0 | 0 | 0 | 0 | 0 | 0 | 0 | 0 | 0 | 0 | 0 | 0 | 0 | 0 | 0 | 0 | 0 | 0 | 0 | 0 | 0 | 0 | 0 | 0 | 0 | 0 | 0 | 0 | 0 | 0 | 0 | 0 | 0 | 0 | 0 | 0 | 0 | 0
F2_Commercial_Grocery_Existing_Food Preparation_Natural Gas_Steamer_E8 | F2 | Commercial | Grocery | Existing | Food Preparation | Natural Gas | Steamer | E8 | RVT - Cost of Operation | 0 | 0 | 0 | 0 | 0 | 0 | 0 | 0 | 0 | 0 | 0 | 0 | 0 | 0 | 0 | 0 | 0 | 0 | 0 | 0 | 0 | 0 | 0 | 0 | 0 | 0 | 0 | 0 | 0 | 0 | 0 | 0 | 0 | 0 | 0 | 0 | 0 | 0 | 0 | 0 | 0 | 0
F2_Commercial_Grocery_Existing_Food Preparation_Natural Gas_Steamer_E9 | F2 | Commercial | Grocery | Existing | Food Preparation | Natural Gas | Steamer | E9 | RVT - Cost of Operation | 0 | 0 | 0 | 0 | 0 | 0 | 0 | 0 | 0 | 0 | 0 | 0 | 0 | 0 | 0 | 0 | 0 | 0 | 0 | 0 | 0 | 0 | 0 | 0 | 0 | 0 | 0 | 0 | 0 | 0 | 0 | 0 | 0 | 0 | 0 | 0 | 0 | 0 | 0 | 0 | 0 | 0
F2_Commercial_Grocery_Existing_Food Preparation_Natural Gas_Steamer_E10 | F2 | Commercial | Grocery | Existing | Food Preparation | Natural Gas | Steamer | E10 | RVT - Cost of Operation | 0 | 0 | 0 | 0 | 0 | 0 | 0 | 0 | 0 | 0 | 0 | 0 | 0 | 0 | 0 | 0 | 0 | 0 | 0 | 0 | 0 | 0 | 0 | 0 | 0 | 0 | 0 | 0 | 0 | 0 | 0 | 0 | 0 | 0 | 0 | 0 | 0 | 0 | 0 | 0 | 0 | 0
F3_Commercial_Grocery_Existing_Food Preparation_Natural Gas_Steamer_E1 | F3 | Commercial | Grocery | Existing | Food Preparation | Natural Gas | Steamer | E1 | System - kBTUs of Consumption | 0.15586 | 0.15586 | 0.15586 | 0 | 0 | 0 | 0 | 0 | 0 | 0 | 0 | 0 | 0 | 0 | 0 | 0 | 0 | 0 | 0 | 0 | 0 | 0 | 0 | 0 | 0 | 0 | 0 | 0 | 0 | 0 | 0 | 0 | 0 | 0 | 0 | 0 | 0 | 0 | 0 | 0 | 0 | 0
F3_Commercial_Grocery_Existing_Food Preparation_Natural Gas_Steamer_E2 | F3 | Commercial | Grocery | Existing | Food Preparation | Natural Gas | Steamer | E2 | System - kBTUs of Consumption | 0.16743 | 0.16743 | 0.16743 | 0.16743 | 0.16743 | 0.16743 | 0.16743 | 0.16743 | 0.16743 | 0.16743 | 0.16743 | 0.16743 | 0.16743 | 0.16743 | 0.16743 | 0.16743 | 0.16743 | 0.16743 | 0.16743 | 0.16743 | 0.16743 | 0.16743 | 0.16743 | 0.16743 | 0.16743 | 0.16743 | 0.16743 | 0.16743 | 0.16743 | 0.16743 | 0.16743 | 0.16743 | 0.16743 | 0 | 0 | 0 | 0 | 0 | 0 | 0 | 0 | 0
F3_Commercial_Grocery_Existing_Food Preparation_Natural Gas_Steamer_E3 | F3 | Commercial | Grocery | Existing | Food Preparation | Natural Gas | Steamer | E3 | System - kBTUs of Consumption | 0 | 0 | 0 | 0 | 0 | 0 | 0 | 0 | 0 | 0 | 0 | 0 | 0 | 0 | 0 | 0 | 0 | 0 | 0 | 0 | 0 | 0 | 0 | 0 | 0 | 0 | 0 | 0 | 0 | 0 | 0 | 0 | 0 | 0 | 0 | 0 | 0 | 0 | 0 | 0 | 0 | 0
F3_Commercial_Grocery_Existing_Food Preparation_Natural Gas_Steamer_E4 | F3 | Commercial | Grocery | Existing | Food Preparation | Natural Gas | Steamer | E4 | System - kBTUs of Consumption | 0 | 0 | 0 | 0 | 0 | 0 | 0 | 0 | 0 | 0 | 0 | 0 | 0 | 0 | 0 | 0 | 0 | 0 | 0 | 0 | 0 | 0 | 0 | 0 | 0 | 0 | 0 | 0 | 0 | 0 | 0 | 0 | 0 | 0 | 0 | 0 | 0 | 0 | 0 | 0 | 0 | 0
F3_Commercial_Grocery_Existing_Food Preparation_Natural Gas_Steamer_E5 | F3 | Commercial | Grocery | Existing | Food Preparation | Natural Gas | Steamer | E5 | System - kBTUs of Consumption | 0 | 0 | 0 | 0 | 0 | 0 | 0 | 0 | 0 | 0 | 0 | 0 | 0 | 0 | 0 | 0 | 0 | 0 | 0 | 0 | 0 | 0 | 0 | 0 | 0 | 0 | 0 | 0 | 0 | 0 | 0 | 0 | 0 | 0 | 0 | 0 | 0 | 0 | 0 | 0 | 0 | 0
F3_Commercial_Grocery_Existing_Food Preparation_Natural Gas_Steamer_E6 | F3 | Commercial | Grocery | Existing | Food Preparation | Natural Gas | Steamer | E6 | System - kBTUs of Consumption | 0 | 0 | 0 | 0 | 0 | 0 | 0 | 0 | 0 | 0 | 0 | 0 | 0 | 0 | 0 | 0 | 0 | 0 | 0 | 0 | 0 | 0 | 0 | 0 | 0 | 0 | 0 | 0 | 0 | 0 | 0 | 0 | 0 | 0 | 0 | 0 | 0 | 0 | 0 | 0 | 0 | 0
F3_Commercial_Grocery_Existing_Food Preparation_Natural Gas_Steamer_E7 | F3 | Commercial | Grocery | Existing | Food Preparation | Natural Gas | Steamer | E7 | System - kBTUs of Consumption | 0 | 0 | 0 | 0 | 0 | 0 | 0 | 0 | 0 | 0 | 0 | 0 | 0 | 0 | 0 | 0 | 0 | 0 | 0 | 0 | 0 | 0 | 0 | 0 | 0 | 0 | 0 | 0 | 0 | 0 | 0 | 0 | 0 | 0 | 0 | 0 | 0 | 0 | 0 | 0 | 0 | 0
F3_Commercial_Grocery_Existing_Food Preparation_Natural Gas_Steamer_E8 | F3 | Commercial | Grocery | Existing | Food Preparation | Natural Gas | Steamer | E8 | System - kBTUs of Consumption | 0 | 0 | 0 | 0 | 0 | 0 | 0 | 0 | 0 | 0 | 0 | 0 | 0 | 0 | 0 | 0 | 0 | 0 | 0 | 0 | 0 | 0 | 0 | 0 | 0 | 0 | 0 | 0 | 0 | 0 | 0 | 0 | 0 | 0 | 0 | 0 | 0 | 0 | 0 | 0 | 0 | 0
F3_Commercial_Grocery_Existing_Food Preparation_Natural Gas_Steamer_E9 | F3 | Commercial | Grocery | Existing | Food Preparation | Natural Gas | Steamer | E9 | System - kBTUs of Consumption | 0 | 0 | 0 | 0 | 0 | 0 | 0 | 0 | 0 | 0 | 0 | 0 | 0 | 0 | 0 | 0 | 0 | 0 | 0 | 0 | 0 | 0 | 0 | 0 | 0 | 0 | 0 | 0 | 0 | 0 | 0 | 0 | 0 | 0 | 0 | 0 | 0 | 0 | 0 | 0 | 0 | 0
F3_Commercial_Grocery_Existing_Food Preparation_Natural Gas_Steamer_E10 | F3 | Commercial | Grocery | Existing | Food Preparation | Natural Gas | Steamer | E10 | System - kBTUs of Consumption | 0 | 0 | 0 | 0 | 0 | 0 | 0 | 0 | 0 | 0 | 0 | 0 | 0 | 0 | 0 | 0 | 0 | 0 | 0 | 0 | 0 | 0 | 0 | 0 | 0 | 0 | 0 | 0 | 0 | 0 | 0 | 0 | 0 | 0 | 0 | 0 | 0 | 0 | 0 | 0 | 0 | 0
F4_Commercial_Grocery_Existing_Food Preparation_Natural Gas_Steamer_E1 | F4 | Commercial | Grocery | Existing | Food Preparation | Natural Gas | Steamer | E1 | Utility - Cost of Equipment | 0.30334 | 0.3037 | 0.30533 | 0 | 0 | 0 | 0 | 0 | 0 | 0 | 0 | 0 | 0 | 0 | 0 | 0 | 0 | 0 | 0 | 0 | 0 | 0 | 0 | 0 | 0 | 0 | 0 | 0 | 0 | 0 | 0 | 0 | 0 | 0 | 0 | 0 | 0 | 0 | 0 | 0 | 0 | 0
F4_Commercial_Grocery_Existing_Food Preparation_Natural Gas_Steamer_E2 | F4 | Commercial | Grocery | Existing | Food Preparation | Natural Gas | Steamer | E2 | Utility - Cost of Equipment | 0.063275 | 0.063349 | 0.06369 | 0.06336 | 0.063186 | 0.063434 | 0.064042 | 0.064541 | 0.065146 | 0.06573 | 0.066318 | 0.066872 | 0.06746 | 0.06807 | 0.06866 | 0.069261 | 0.069869 | 0.070517 | 0.071178 | 0.071855 | 0.072499 | 0.073152 | 0.073742 | 0.074343 | 0.07487 | 0.075326 | 0.07574 | 0.076098 | 0.076378 | 0.076608 | 0.076733 | 0.076817 | 0.076817 | 0 | 0 | 0 | 0 | 0 | 0 | 0 | 0 | 0
F4_Commercial_Grocery_Existing_Food Preparation_Natural Gas_Steamer_E3 | F4 | Commercial | Grocery | Existing | Food Preparation | Natural Gas | Steamer | E3 | Utility - Cost of Equipment | 0 | 0 | 0 | 0 | 0 | 0 | 0 | 0 | 0 | 0 | 0 | 0 | 0 | 0 | 0 | 0 | 0 | 0 | 0 | 0 | 0 | 0 | 0 | 0 | 0 | 0 | 0 | 0 | 0 | 0 | 0 | 0 | 0 | 0 | 0 | 0 | 0 | 0 | 0 | 0 | 0 | 0
F4_Commercial_Grocery_Existing_Food Preparation_Natural Gas_Steamer_E4 | F4 | Commercial | Grocery | Existing | Food Preparation | Natural Gas | Steamer | E4 | Utility - Cost of Equipment | 0 | 0 | 0 | 0 | 0 | 0 | 0 | 0 | 0 | 0 | 0 | 0 | 0 | 0 | 0 | 0 | 0 | 0 | 0 | 0 | 0 | 0 | 0 | 0 | 0 | 0 | 0 | 0 | 0 | 0 | 0 | 0 | 0 | 0 | 0 | 0 | 0 | 0 | 0 | 0 | 0 | 0
F4_Commercial_Grocery_Existing_Food Preparation_Natural Gas_Steamer_E5 | F4 | Commercial | Grocery | Existing | Food Preparation | Natural Gas | Steamer | E5 | Utility - Cost of Equipment | 0 | 0 | 0 | 0 | 0 | 0 | 0 | 0 | 0 | 0 | 0 | 0 | 0 | 0 | 0 | 0 | 0 | 0 | 0 | 0 | 0 | 0 | 0 | 0 | 0 | 0 | 0 | 0 | 0 | 0 | 0 | 0 | 0 | 0 | 0 | 0 | 0 | 0 | 0 | 0 | 0 | 0
F4_Commercial_Grocery_Existing_Food Preparation_Natural Gas_Steamer_E6 | F4 | Commercial | Grocery | Existing | Food Preparation | Natural Gas | Steamer | E6 | Utility - Cost of Equipment | 0 | 0 | 0 | 0 | 0 | 0 | 0 | 0 | 0 | 0 | 0 | 0 | 0 | 0 | 0 | 0 | 0 | 0 | 0 | 0 | 0 | 0 | 0 | 0 | 0 | 0 | 0 | 0 | 0 | 0 | 0 | 0 | 0 | 0 | 0 | 0 | 0 | 0 | 0 | 0 | 0 | 0
F4_Commercial_Grocery_Existing_Food Preparation_Natural Gas_Steamer_E7 | F4 | Commercial | Grocery | Existing | Food Preparation | Natural Gas | Steamer | E7 | Utility - Cost of Equipment | 0 | 0 | 0 | 0 | 0 | 0 | 0 | 0 | 0 | 0 | 0 | 0 | 0 | 0 | 0 | 0 | 0 | 0 | 0 | 0 | 0 | 0 | 0 | 0 | 0 | 0 | 0 | 0 | 0 | 0 | 0 | 0 | 0 | 0 | 0 | 0 | 0 | 0 | 0 | 0 | 0 | 0
F4_Commercial_Grocery_Existing_Food Preparation_Natural Gas_Steamer_E8 | F4 | Commercial | Grocery | Existing | Food Preparation | Natural Gas | Steamer | E8 | Utility - Cost of Equipment | 0 | 0 | 0 | 0 | 0 | 0 | 0 | 0 | 0 | 0 | 0 | 0 | 0 | 0 | 0 | 0 | 0 | 0 | 0 | 0 | 0 | 0 | 0 | 0 | 0 | 0 | 0 | 0 | 0 | 0 | 0 | 0 | 0 | 0 | 0 | 0 | 0 | 0 | 0 | 0 | 0 | 0
F4_Commercial_Grocery_Existing_Food Preparation_Natural Gas_Steamer_E9 | F4 | Commercial | Grocery | Existing | Food Preparation | Natural Gas | Steamer | E9 | Utility - Cost of Equipment | 0 | 0 | 0 | 0 | 0 | 0 | 0 | 0 | 0 | 0 | 0 | 0 | 0 | 0 | 0 | 0 | 0 | 0 | 0 | 0 | 0 | 0 | 0 | 0 | 0 | 0 | 0 | 0 | 0 | 0 | 0 | 0 | 0 | 0 | 0 | 0 | 0 | 0 | 0 | 0 | 0 | 0
F4_Commercial_Grocery_Existing_Food Preparation_Natural Gas_Steamer_E10 | F4 | Commercial | Grocery | Existing | Food Preparation | Natural Gas | Steamer | E10 | Utility - Cost of Equipment | 0 | 0 | 0 | 0 | 0 | 0 | 0 | 0 | 0 | 0 | 0 | 0 | 0 | 0 | 0 | 0 | 0 | 0 | 0 | 0 | 0 | 0 | 0 | 0 | 0 | 0 | 0 | 0 | 0 | 0 | 0 | 0 | 0 | 0 | 0 | 0 | 0 | 0 | 0 | 0 | 0 | 0
F5_Commercial_Grocery_Existing_Food Preparation_Natural Gas_Steamer_E1 | F5 | Commercial | Grocery | Existing | Food Preparation | Natural Gas | Steamer | E1 | Utility - Cost of Operation | 0.15586 | 0.15586 | 0.15586 | 0 | 0 | 0 | 0 | 0 | 0 | 0 | 0 | 0 | 0 | 0 | 0 | 0 | 0 | 0 | 0 | 0 | 0 | 0 | 0 | 0 | 0 | 0 | 0 | 0 | 0 | 0 | 0 | 0 | 0 | 0 | 0 | 0 | 0 | 0 | 0 | 0 | 0 | 0
F5_Commercial_Grocery_Existing_Food Preparation_Natural Gas_Steamer_E2 | F5 | Commercial | Grocery | Existing | Food Preparation | Natural Gas | Steamer | E2 | Utility - Cost of Operation | 0.16743 | 0.16743 | 0.16743 | 0.16743 | 0.16743 | 0.16743 | 0.16743 | 0.16743 | 0.16743 | 0.16743 | 0.16743 | 0.16743 | 0.16743 | 0.16743 | 0.16743 | 0.16743 | 0.16743 | 0.16743 | 0.16743 | 0.16743 | 0.16743 | 0.16743 | 0.16743 | 0.16743 | 0.16743 | 0.16743 | 0.16743 | 0.16743 | 0.16743 | 0.16743 | 0.16743 | 0.16743 | 0.16743 | 0 | 0 | 0 | 0 | 0 | 0 | 0 | 0 | 0
F5_Commercial_Grocery_Existing_Food Preparation_Natural Gas_Steamer_E3 | F5 | Commercial | Grocery | Existing | Food Preparation | Natural Gas | Steamer | E3 | Utility - Cost of Operation | 0 | 0 | 0 | 0 | 0 | 0 | 0 | 0 | 0 | 0 | 0 | 0 | 0 | 0 | 0 | 0 | 0 | 0 | 0 | 0 | 0 | 0 | 0 | 0 | 0 | 0 | 0 | 0 | 0 | 0 | 0 | 0 | 0 | 0 | 0 | 0 | 0 | 0 | 0 | 0 | 0 | 0
F5_Commercial_Grocery_Existing_Food Preparation_Natural Gas_Steamer_E4 | F5 | Commercial | Grocery | Existing | Food Preparation | Natural Gas | Steamer | E4 | Utility - Cost of Operation | 0 | 0 | 0 | 0 | 0 | 0 | 0 | 0 | 0 | 0 | 0 | 0 | 0 | 0 | 0 | 0 | 0 | 0 | 0 | 0 | 0 | 0 | 0 | 0 | 0 | 0 | 0 | 0 | 0 | 0 | 0 | 0 | 0 | 0 | 0 | 0 | 0 | 0 | 0 | 0 | 0 | 0
F5_Commercial_Grocery_Existing_Food Preparation_Natural Gas_Steamer_E5 | F5 | Commercial | Grocery | Existing | Food Preparation | Natural Gas | Steamer | E5 | Utility - Cost of Operation | 0 | 0 | 0 | 0 | 0 | 0 | 0 | 0 | 0 | 0 | 0 | 0 | 0 | 0 | 0 | 0 | 0 | 0 | 0 | 0 | 0 | 0 | 0 | 0 | 0 | 0 | 0 | 0 | 0 | 0 | 0 | 0 | 0 | 0 | 0 | 0 | 0 | 0 | 0 | 0 | 0 | 0
F5_Commercial_Grocery_Existing_Food Preparation_Natural Gas_Steamer_E6 | F5 | Commercial | Grocery | Existing | Food Preparation | Natural Gas | Steamer | E6 | Utility - Cost of Operation | 0 | 0 | 0 | 0 | 0 | 0 | 0 | 0 | 0 | 0 | 0 | 0 | 0 | 0 | 0 | 0 | 0 | 0 | 0 | 0 | 0 | 0 | 0 | 0 | 0 | 0 | 0 | 0 | 0 | 0 | 0 | 0 | 0 | 0 | 0 | 0 | 0 | 0 | 0 | 0 | 0 | 0
F5_Commercial_Grocery_Existing_Food Preparation_Natural Gas_Steamer_E7 | F5 | Commercial | Grocery | Existing | Food Preparation | Natural Gas | Steamer | E7 | Utility - Cost of Operation | 0 | 0 | 0 | 0 | 0 | 0 | 0 | 0 | 0 | 0 | 0 | 0 | 0 | 0 | 0 | 0 | 0 | 0 | 0 | 0 | 0 | 0 | 0 | 0 | 0 | 0 | 0 | 0 | 0 | 0 | 0 | 0 | 0 | 0 | 0 | 0 | 0 | 0 | 0 | 0 | 0 | 0
F5_Commercial_Grocery_Existing_Food Preparation_Natural Gas_Steamer_E8 | F5 | Commercial | Grocery | Existing | Food Preparation | Natural Gas | Steamer | E8 | Utility - Cost of Operation | 0 | 0 | 0 | 0 | 0 | 0 | 0 | 0 | 0 | 0 | 0 | 0 | 0 | 0 | 0 | 0 | 0 | 0 | 0 | 0 | 0 | 0 | 0 | 0 | 0 | 0 | 0 | 0 | 0 | 0 | 0 | 0 | 0 | 0 | 0 | 0 | 0 | 0 | 0 | 0 | 0 | 0
F5_Commercial_Grocery_Existing_Food Preparation_Natural Gas_Steamer_E9 | F5 | Commercial | Grocery | Existing | Food Preparation | Natural Gas | Steamer | E9 | Utility - Cost of Operation | 0 | 0 | 0 | 0 | 0 | 0 | 0 | 0 | 0 | 0 | 0 | 0 | 0 | 0 | 0 | 0 | 0 | 0 | 0 | 0 | 0 | 0 | 0 | 0 | 0 | 0 | 0 | 0 | 0 | 0 | 0 | 0 | 0 | 0 | 0 | 0 | 0 | 0 | 0 | 0 | 0 | 0
F5_Commercial_Grocery_Existing_Food Preparation_Natural Gas_Steamer_E10 | F5 | Commercial | Grocery | Existing | Food Preparation | Natural Gas | Steamer | E10 | Utility - Cost of Operation | 0 | 0 | 0 | 0 | 0 | 0 | 0 | 0 | 0 | 0 | 0 | 0 | 0 | 0 | 0 | 0 | 0 | 0 | 0 | 0 | 0 | 0 | 0 | 0 | 0 | 0 | 0 | 0 | 0 | 0 | 0 | 0 | 0 | 0 | 0 | 0 | 0 | 0 | 0 | 0 | 0 | 0
F6_Commercial_Grocery_Existing_Food Preparation_Natural Gas_Steamer_E1 | F6 | Commercial | Grocery | Existing | Food Preparation | Natural Gas | Steamer | E1 | Utility - Value of Sales | 0.16119 | 0.16191 | 0.16307 | 0 | 0 | 0 | 0 | 0 | 0 | 0 | 0 | 0 | 0 | 0 | 0 | 0 | 0 | 0 | 0 | 0 | 0 | 0 | 0 | 0 | 0 | 0 | 0 | 0 | 0 | 0 | 0 | 0 | 0 | 0 | 0 | 0 | 0 | 0 | 0 | 0 | 0 | 0
F6_Commercial_Grocery_Existing_Food Preparation_Natural Gas_Steamer_E2 | F6 | Commercial | Grocery | Existing | Food Preparation | Natural Gas | Steamer | E2 | Utility - Value of Sales | 0.033622 | 0.033772 | 0.034014 | 0.033961 | 0.033961 | 0.033961 | 0.033961 | 0.033961 | 0.033961 | 0.033961 | 0.033961 | 0.033961 | 0.033961 | 0.033961 | 0.033961 | 0.033961 | 0.033961 | 0.033961 | 0.033961 | 0.033961 | 0.033961 | 0.033961 | 0.033961 | 0.033961 | 0.033961 | 0.033961 | 0.033961 | 0.033961 | 0.033961 | 0.033961 | 0.033961 | 0.033961 | 0.033961 | 0 | 0 | 0 | 0 | 0 | 0 | 0 | 0 | 0
F6_Commercial_Grocery_Existing_Food Preparation_Natural Gas_Steamer_E3 | F6 | Commercial | Grocery | Existing | Food Preparation | Natural Gas | Steamer | E3 | Utility - Value of Sales | 0 | 0 | 0 | 0 | 0 | 0 | 0 | 0 | 0 | 0 | 0 | 0 | 0 | 0 | 0 | 0 | 0 | 0 | 0 | 0 | 0 | 0 | 0 | 0 | 0 | 0 | 0 | 0 | 0 | 0 | 0 | 0 | 0 | 0 | 0 | 0 | 0 | 0 | 0 | 0 | 0 | 0
F6_Commercial_Grocery_Existing_Food Preparation_Natural Gas_Steamer_E4 | F6 | Commercial | Grocery | Existing | Food Preparation | Natural Gas | Steamer | E4 | Utility - Value of Sales | 0 | 0 | 0 | 0 | 0 | 0 | 0 | 0 | 0 | 0 | 0 | 0 | 0 | 0 | 0 | 0 | 0 | 0 | 0 | 0 | 0 | 0 | 0 | 0 | 0 | 0 | 0 | 0 | 0 | 0 | 0 | 0 | 0 | 0 | 0 | 0 | 0 | 0 | 0 | 0 | 0 | 0
F6_Commercial_Grocery_Existing_Food Preparation_Natural Gas_Steamer_E5 | F6 | Commercial | Grocery | Existing | Food Preparation | Natural Gas | Steamer | E5 | Utility - Value of Sales | 0 | 0 | 0 | 0 | 0 | 0 | 0 | 0 | 0 | 0 | 0 | 0 | 0 | 0 | 0 | 0 | 0 | 0 | 0 | 0 | 0 | 0 | 0 | 0 | 0 | 0 | 0 | 0 | 0 | 0 | 0 | 0 | 0 | 0 | 0 | 0 | 0 | 0 | 0 | 0 | 0 | 0
F6_Commercial_Grocery_Existing_Food Preparation_Natural Gas_Steamer_E6 | F6 | Commercial | Grocery | Existing | Food Preparation | Natural Gas | Steamer | E6 | Utility - Value of Sales | 0 | 0 | 0 | 0 | 0 | 0 | 0 | 0 | 0 | 0 | 0 | 0 | 0 | 0 | 0 | 0 | 0 | 0 | 0 | 0 | 0 | 0 | 0 | 0 | 0 | 0 | 0 | 0 | 0 | 0 | 0 | 0 | 0 | 0 | 0 | 0 | 0 | 0 | 0 | 0 | 0 | 0
F6_Commercial_Grocery_Existing_Food Preparation_Natural Gas_Steamer_E7 | F6 | Commercial | Grocery | Existing | Food Preparation | Natural Gas | Steamer | E7 | Utility - Value of Sales | 0 | 0 | 0 | 0 | 0 | 0 | 0 | 0 | 0 | 0 | 0 | 0 | 0 | 0 | 0 | 0 | 0 | 0 | 0 | 0 | 0 | 0 | 0 | 0 | 0 | 0 | 0 | 0 | 0 | 0 | 0 | 0 | 0 | 0 | 0 | 0 | 0 | 0 | 0 | 0 | 0 | 0
F6_Commercial_Grocery_Existing_Food Preparation_Natural Gas_Steamer_E8 | F6 | Commercial | Grocery | Existing | Food Preparation | Natural Gas | Steamer | E8 | Utility - Value of Sales | 0 | 0 | 0 | 0 | 0 | 0 | 0 | 0 | 0 | 0 | 0 | 0 | 0 | 0 | 0 | 0 | 0 | 0 | 0 | 0 | 0 | 0 | 0 | 0 | 0 | 0 | 0 | 0 | 0 | 0 | 0 | 0 | 0 | 0 | 0 | 0 | 0 | 0 | 0 | 0 | 0 | 0
F6_Commercial_Grocery_Existing_Food Preparation_Natural Gas_Steamer_E9 | F6 | Commercial | Grocery | Existing | Food Preparation | Natural Gas | Steamer | E9 | Utility - Value of Sales | 0 | 0 | 0 | 0 | 0 | 0 | 0 | 0 | 0 | 0 | 0 | 0 | 0 | 0 | 0 | 0 | 0 | 0 | 0 | 0 | 0 | 0 | 0 | 0 | 0 | 0 | 0 | 0 | 0 | 0 | 0 | 0 | 0 | 0 | 0 | 0 | 0 | 0 | 0 | 0 | 0 | 0
F6_Commercial_Grocery_Existing_Food Preparation_Natural Gas_Steamer_E10 | F6 | Commercial | Grocery | Existing | Food Preparation | Natural Gas | Steamer | E10 | Utility - Value of Sales | 0 | 0 | 0 | 0 | 0 | 0 | 0 | 0 | 0 | 0 | 0 | 0 | 0 | 0 | 0 | 0 | 0 | 0 | 0 | 0 | 0 | 0 | 0 | 0 | 0 | 0 | 0 | 0 | 0 | 0 | 0 | 0 | 0 | 0 | 0 | 0 | 0 | 0 | 0 | 0 | 0 | 0
F1_Commercial_Grocery_Existing_Food Preparation_Natural Gas_Food Prep Other_E1 | F1 | Commercial | Grocery | Existing | Food Preparation | Natural Gas | Food Prep Other | E1 | RVT - Cost of Equipment | 0.038325 | 0.038319 | 0.038503 | 0.03822 | 0.038048 | 0.038173 | 0.03855 | 0.038848 | 0.039218 | 0.039566 | 0.039917 | 0.040239 | 0.040585 | 0.040946 | 0.04129 | 0.041641 | 0.041998 | 0.042386 | 0.04279 | 0.043216 | 0.043636 | 0.044074 | 0.044479 | 0.044897 | 0.045268 | 0.045588 | 0.045879 | 0.04613 | 0.046327 | 0.046489 | 0.046576 | 0.046635 | 0.046635 | 0 | 0 | 0 | 0 | 0 | 0 | 0 | 0 | 0
F1_Commercial_Grocery_Existing_Food Preparation_Natural Gas_Food Prep Other_E2 | F1 | Commercial | Grocery | Existing | Food Preparation | Natural Gas | Food Prep Other | E2 | RVT - Cost of Equipment | 0.038325 | 0.038319 | 0.038503 | 0.03822 | 0.038047 | 0.038173 | 0.03855 | 0.038848 | 0.039217 | 0.039566 | 0.039917 | 0.040239 | 0.040584 | 0.040945 | 0.04129 | 0.041641 | 0.041998 | 0.042385 | 0.04279 | 0.043216 | 0.043636 | 0.044074 | 0.044478 | 0.044897 | 0.045267 | 0.045587 | 0.045879 | 0.04613 | 0.046327 | 0.046488 | 0.046576 | 0.046635 | 0.046635 | 0 | 0 | 0 | 0 | 0 | 0 | 0 | 0 | 0
F1_Commercial_Grocery_Existing_Food Preparation_Natural Gas_Food Prep Other_E3 | F1 | Commercial | Grocery | Existing | Food Preparation | Natural Gas | Food Prep Other | E3 | RVT - Cost of Equipment | 0 | 0 | 0 | 0 | 0 | 0 | 0 | 0 | 0 | 0 | 0 | 0 | 0 | 0 | 0 | 0 | 0 | 0 | 0 | 0 | 0 | 0 | 0 | 0 | 0 | 0 | 0 | 0 | 0 | 0 | 0 | 0 | 0 | 0 | 0 | 0 | 0 | 0 | 0 | 0 | 0 | 0
F1_Commercial_Grocery_Existing_Food Preparation_Natural Gas_Food Prep Other_E4 | F1 | Commercial | Grocery | Existing | Food Preparation | Natural Gas | Food Prep Other | E4 | RVT - Cost of Equipment | 0 | 0 | 0 | 0 | 0 | 0 | 0 | 0 | 0 | 0 | 0 | 0 | 0 | 0 | 0 | 0 | 0 | 0 | 0 | 0 | 0 | 0 | 0 | 0 | 0 | 0 | 0 | 0 | 0 | 0 | 0 | 0 | 0 | 0 | 0 | 0 | 0 | 0 | 0 | 0 | 0 | 0
F1_Commercial_Grocery_Existing_Food Preparation_Natural Gas_Food Prep Other_E5 | F1 | Commercial | Grocery | Existing | Food Preparation | Natural Gas | Food Prep Other | E5 | RVT - Cost of Equipment | 0 | 0 | 0 | 0 | 0 | 0 | 0 | 0 | 0 | 0 | 0 | 0 | 0 | 0 | 0 | 0 | 0 | 0 | 0 | 0 | 0 | 0 | 0 | 0 | 0 | 0 | 0 | 0 | 0 | 0 | 0 | 0 | 0 | 0 | 0 | 0 | 0 | 0 | 0 | 0 | 0 | 0
F1_Commercial_Grocery_Existing_Food Preparation_Natural Gas_Food Prep Other_E6 | F1 | Commercial | Grocery | Existing | Food Preparation | Natural Gas | Food Prep Other | E6 | RVT - Cost of Equipment | 0 | 0 | 0 | 0 | 0 | 0 | 0 | 0 | 0 | 0 | 0 | 0 | 0 | 0 | 0 | 0 | 0 | 0 | 0 | 0 | 0 | 0 | 0 | 0 | 0 | 0 | 0 | 0 | 0 | 0 | 0 | 0 | 0 | 0 | 0 | 0 | 0 | 0 | 0 | 0 | 0 | 0
F1_Commercial_Grocery_Existing_Food Preparation_Natural Gas_Food Prep Other_E7 | F1 | Commercial | Grocery | Existing | Food Preparation | Natural Gas | Food Prep Other | E7 | RVT - Cost of Equipment | 0 | 0 | 0 | 0 | 0 | 0 | 0 | 0 | 0 | 0 | 0 | 0 | 0 | 0 | 0 | 0 | 0 | 0 | 0 | 0 | 0 | 0 | 0 | 0 | 0 | 0 | 0 | 0 | 0 | 0 | 0 | 0 | 0 | 0 | 0 | 0 | 0 | 0 | 0 | 0 | 0 | 0
F1_Commercial_Grocery_Existing_Food Preparation_Natural Gas_Food Prep Other_E8 | F1 | Commercial | Grocery | Existing | Food Preparation | Natural Gas | Food Prep Other | E8 | RVT - Cost of Equipment | 0 | 0 | 0 | 0 | 0 | 0 | 0 | 0 | 0 | 0 | 0 | 0 | 0 | 0 | 0 | 0 | 0 | 0 | 0 | 0 | 0 | 0 | 0 | 0 | 0 | 0 | 0 | 0 | 0 | 0 | 0 | 0 | 0 | 0 | 0 | 0 | 0 | 0 | 0 | 0 | 0 | 0
F1_Commercial_Grocery_Existing_Food Preparation_Natural Gas_Food Prep Other_E9 | F1 | Commercial | Grocery | Existing | Food Preparation | Natural Gas | Food Prep Other | E9 | RVT - Cost of Equipment | 0 | 0 | 0 | 0 | 0 | 0 | 0 | 0 | 0 | 0 | 0 | 0 | 0 | 0 | 0 | 0 | 0 | 0 | 0 | 0 | 0 | 0 | 0 | 0 | 0 | 0 | 0 | 0 | 0 | 0 | 0 | 0 | 0 | 0 | 0 | 0 | 0 | 0 | 0 | 0 | 0 | 0
F1_Commercial_Grocery_Existing_Food Preparation_Natural Gas_Food Prep Other_E10 | F1 | Commercial | Grocery | Existing | Food Preparation | Natural Gas | Food Prep Other | E10 | RVT - Cost of Equipment | 0 | 0 | 0 | 0 | 0 | 0 | 0 | 0 | 0 | 0 | 0 | 0 | 0 | 0 | 0 | 0 | 0 | 0 | 0 | 0 | 0 | 0 | 0 | 0 | 0 | 0 | 0 | 0 | 0 | 0 | 0 | 0 | 0 | 0 | 0 | 0 | 0 | 0 | 0 | 0 | 0 | 0
F2_Commercial_Grocery_Existing_Food Preparation_Natural Gas_Food Prep Other_E1 | F2 | Commercial | Grocery | Existing | Food Preparation | Natural Gas | Food Prep Other | E1 | RVT - Cost of Operation | 0.045916 | 0.045909 | 0.046129 | 0.04579 | 0.045584 | 0.045734 | 0.046186 | 0.046542 | 0.046985 | 0.047403 | 0.047823 | 0.048209 | 0.048623 | 0.049055 | 0.049469 | 0.049889 | 0.050316 | 0.050781 | 0.051266 | 0.051776 | 0.052279 | 0.052804 | 0.053288 | 0.05379 | 0.054234 | 0.054617 | 0.054966 | 0.055267 | 0.055503 | 0.055696 | 0.055802 | 0.055872 | 0.055872 | 0 | 0 | 0 | 0 | 0 | 0 | 0 | 0 | 0
F2_Commercial_Grocery_Existing_Food Preparation_Natural Gas_Food Prep Other_E2 | F2 | Commercial | Grocery | Existing | Food Preparation | Natural Gas | Food Prep Other | E2 | RVT - Cost of Operation | 0.045916 | 0.045908 | 0.046129 | 0.04579 | 0.045583 | 0.045733 | 0.046185 | 0.046542 | 0.046985 | 0.047403 | 0.047823 | 0.048209 | 0.048623 | 0.049055 | 0.049468 | 0.049889 | 0.050316 | 0.05078 | 0.051265 | 0.051776 | 0.052278 | 0.052803 | 0.053288 | 0.053789 | 0.054233 | 0.054617 | 0.054966 | 0.055267 | 0.055503 | 0.055696 | 0.055801 | 0.055872 | 0.055872 | 0 | 0 | 0 | 0 | 0 | 0 | 0 | 0 | 0
F2_Commercial_Grocery_Existing_Food Preparation_Natural Gas_Food Prep Other_E3 | F2 | Commercial | Grocery | Existing | Food Preparation | Natural Gas | Food Prep Other | E3 | RVT - Cost of Operation | 0 | 0 | 0 | 0 | 0 | 0 | 0 | 0 | 0 | 0 | 0 | 0 | 0 | 0 | 0 | 0 | 0 | 0 | 0 | 0 | 0 | 0 | 0 | 0 | 0 | 0 | 0 | 0 | 0 | 0 | 0 | 0 | 0 | 0 | 0 | 0 | 0 | 0 | 0 | 0 | 0 | 0
F2_Commercial_Grocery_Existing_Food Preparation_Natural Gas_Food Prep Other_E4 | F2 | Commercial | Grocery | Existing | Food Preparation | Natural Gas | Food Prep Other | E4 | RVT - Cost of Operation | 0 | 0 | 0 | 0 | 0 | 0 | 0 | 0 | 0 | 0 | 0 | 0 | 0 | 0 | 0 | 0 | 0 | 0 | 0 | 0 | 0 | 0 | 0 | 0 | 0 | 0 | 0 | 0 | 0 | 0 | 0 | 0 | 0 | 0 | 0 | 0 | 0 | 0 | 0 | 0 | 0 | 0
F2_Commercial_Grocery_Existing_Food Preparation_Natural Gas_Food Prep Other_E5 | F2 | Commercial | Grocery | Existing | Food Preparation | Natural Gas | Food Prep Other | E5 | RVT - Cost of Operation | 0 | 0 | 0 | 0 | 0 | 0 | 0 | 0 | 0 | 0 | 0 | 0 | 0 | 0 | 0 | 0 | 0 | 0 | 0 | 0 | 0 | 0 | 0 | 0 | 0 | 0 | 0 | 0 | 0 | 0 | 0 | 0 | 0 | 0 | 0 | 0 | 0 | 0 | 0 | 0 | 0 | 0
F2_Commercial_Grocery_Existing_Food Preparation_Natural Gas_Food Prep Other_E6 | F2 | Commercial | Grocery | Existing | Food Preparation | Natural Gas | Food Prep Other | E6 | RVT - Cost of Operation | 0 | 0 | 0 | 0 | 0 | 0 | 0 | 0 | 0 | 0 | 0 | 0 | 0 | 0 | 0 | 0 | 0 | 0 | 0 | 0 | 0 | 0 | 0 | 0 | 0 | 0 | 0 | 0 | 0 | 0 | 0 | 0 | 0 | 0 | 0 | 0 | 0 | 0 | 0 | 0 | 0 | 0
F2_Commercial_Grocery_Existing_Food Preparation_Natural Gas_Food Prep Other_E7 | F2 | Commercial | Grocery | Existing | Food Preparation | Natural Gas | Food Prep Other | E7 | RVT - Cost of Operation | 0 | 0 | 0 | 0 | 0 | 0 | 0 | 0 | 0 | 0 | 0 | 0 | 0 | 0 | 0 | 0 | 0 | 0 | 0 | 0 | 0 | 0 | 0 | 0 | 0 | 0 | 0 | 0 | 0 | 0 | 0 | 0 | 0 | 0 | 0 | 0 | 0 | 0 | 0 | 0 | 0 | 0
F2_Commercial_Grocery_Existing_Food Preparation_Natural Gas_Food Prep Other_E8 | F2 | Commercial | Grocery | Existing | Food Preparation | Natural Gas | Food Prep Other | E8 | RVT - Cost of Operation | 0 | 0 | 0 | 0 | 0 | 0 | 0 | 0 | 0 | 0 | 0 | 0 | 0 | 0 | 0 | 0 | 0 | 0 | 0 | 0 | 0 | 0 | 0 | 0 | 0 | 0 | 0 | 0 | 0 | 0 | 0 | 0 | 0 | 0 | 0 | 0 | 0 | 0 | 0 | 0 | 0 | 0
F2_Commercial_Grocery_Existing_Food Preparation_Natural Gas_Food Prep Other_E9 | F2 | Commercial | Grocery | Existing | Food Preparation | Natural Gas | Food Prep Other | E9 | RVT - Cost of Operation | 0 | 0 | 0 | 0 | 0 | 0 | 0 | 0 | 0 | 0 | 0 | 0 | 0 | 0 | 0 | 0 | 0 | 0 | 0 | 0 | 0 | 0 | 0 | 0 | 0 | 0 | 0 | 0 | 0 | 0 | 0 | 0 | 0 | 0 | 0 | 0 | 0 | 0 | 0 | 0 | 0 | 0
F2_Commercial_Grocery_Existing_Food Preparation_Natural Gas_Food Prep Other_E10 | F2 | Commercial | Grocery | Existing | Food Preparation | Natural Gas | Food Prep Other | E10 | RVT - Cost of Operation | 0 | 0 | 0 | 0 | 0 | 0 | 0 | 0 | 0 | 0 | 0 | 0 | 0 | 0 | 0 | 0 | 0 | 0 | 0 | 0 | 0 | 0 | 0 | 0 | 0 | 0 | 0 | 0 | 0 | 0 | 0 | 0 | 0 | 0 | 0 | 0 | 0 | 0 | 0 | 0 | 0 | 0
F3_Commercial_Grocery_Existing_Food Preparation_Natural Gas_Food Prep Other_E1 | F3 | Commercial | Grocery | Existing | Food Preparation | Natural Gas | Food Prep Other | E1 | System - kBTUs of Consumption | 0.0023188 | 0.0023188 | 0.0023188 | 0.0023188 | 0.0023188 | 0.0023188 | 0.0023188 | 0.0023188 | 0.0023188 | 0.0023188 | 0.0023188 | 0.0023188 | 0.0023188 | 0.0023188 | 0.0023188 | 0.0023188 | 0.0023188 | 0.0023188 | 0.0023188 | 0.0023188 | 0.0023188 | 0.0023188 | 0.0023188 | 0.0023188 | 0.0023188 | 0.0023188 | 0.0023188 | 0.0023188 | 0.0023188 | 0.0023188 | 0.0023188 | 0.0023188 | 0.0023188 | 0 | 0 | 0 | 0 | 0 | 0 | 0 | 0 | 0
F3_Commercial_Grocery_Existing_Food Preparation_Natural Gas_Food Prep Other_E2 | F3 | Commercial | Grocery | Existing | Food Preparation | Natural Gas | Food Prep Other | E2 | System - kBTUs of Consumption | 0.0023211 | 0.0023211 | 0.0023211 | 0.0023211 | 0.0023211 | 0.0023211 | 0.0023211 | 0.0023211 | 0.0023211 | 0.0023211 | 0.0023211 | 0.0023211 | 0.0023211 | 0.0023211 | 0.0023211 | 0.0023211 | 0.0023211 | 0.0023211 | 0.0023211 | 0.0023211 | 0.0023211 | 0.0023211 | 0.0023211 | 0.0023211 | 0.0023211 | 0.0023211 | 0.0023211 | 0.0023211 | 0.0023211 | 0.0023211 | 0.0023211 | 0.0023211 | 0.0023211 | 0 | 0 | 0 | 0 | 0 | 0 | 0 | 0 | 0
F3_Commercial_Grocery_Existing_Food Preparation_Natural Gas_Food Prep Other_E3 | F3 | Commercial | Grocery | Existing | Food Preparation | Natural Gas | Food Prep Other | E3 | System - kBTUs of Consumption | 0 | 0 | 0 | 0 | 0 | 0 | 0 | 0 | 0 | 0 | 0 | 0 | 0 | 0 | 0 | 0 | 0 | 0 | 0 | 0 | 0 | 0 | 0 | 0 | 0 | 0 | 0 | 0 | 0 | 0 | 0 | 0 | 0 | 0 | 0 | 0 | 0 | 0 | 0 | 0 | 0 | 0
F3_Commercial_Grocery_Existing_Food Preparation_Natural Gas_Food Prep Other_E4 | F3 | Commercial | Grocery | Existing | Food Preparation | Natural Gas | Food Prep Other | E4 | System - kBTUs of Consumption | 0 | 0 | 0 | 0 | 0 | 0 | 0 | 0 | 0 | 0 | 0 | 0 | 0 | 0 | 0 | 0 | 0 | 0 | 0 | 0 | 0 | 0 | 0 | 0 | 0 | 0 | 0 | 0 | 0 | 0 | 0 | 0 | 0 | 0 | 0 | 0 | 0 | 0 | 0 | 0 | 0 | 0
F3_Commercial_Grocery_Existing_Food Preparation_Natural Gas_Food Prep Other_E5 | F3 | Commercial | Grocery | Existing | Food Preparation | Natural Gas | Food Prep Other | E5 | System - kBTUs of Consumption | 0 | 0 | 0 | 0 | 0 | 0 | 0 | 0 | 0 | 0 | 0 | 0 | 0 | 0 | 0 | 0 | 0 | 0 | 0 | 0 | 0 | 0 | 0 | 0 | 0 | 0 | 0 | 0 | 0 | 0 | 0 | 0 | 0 | 0 | 0 | 0 | 0 | 0 | 0 | 0 | 0 | 0
F3_Commercial_Grocery_Existing_Food Preparation_Natural Gas_Food Prep Other_E6 | F3 | Commercial | Grocery | Existing | Food Preparation | Natural Gas | Food Prep Other | E6 | System - kBTUs of Consumption | 0 | 0 | 0 | 0 | 0 | 0 | 0 | 0 | 0 | 0 | 0 | 0 | 0 | 0 | 0 | 0 | 0 | 0 | 0 | 0 | 0 | 0 | 0 | 0 | 0 | 0 | 0 | 0 | 0 | 0 | 0 | 0 | 0 | 0 | 0 | 0 | 0 | 0 | 0 | 0 | 0 | 0
F3_Commercial_Grocery_Existing_Food Preparation_Natural Gas_Food Prep Other_E7 | F3 | Commercial | Grocery | Existing | Food Preparation | Natural Gas | Food Prep Other | E7 | System - kBTUs of Consumption | 0 | 0 | 0 | 0 | 0 | 0 | 0 | 0 | 0 | 0 | 0 | 0 | 0 | 0 | 0 | 0 | 0 | 0 | 0 | 0 | 0 | 0 | 0 | 0 | 0 | 0 | 0 | 0 | 0 | 0 | 0 | 0 | 0 | 0 | 0 | 0 | 0 | 0 | 0 | 0 | 0 | 0
F3_Commercial_Grocery_Existing_Food Preparation_Natural Gas_Food Prep Other_E8 | F3 | Commercial | Grocery | Existing | Food Preparation | Natural Gas | Food Prep Other | E8 | System - kBTUs of Consumption | 0 | 0 | 0 | 0 | 0 | 0 | 0 | 0 | 0 | 0 | 0 | 0 | 0 | 0 | 0 | 0 | 0 | 0 | 0 | 0 | 0 | 0 | 0 | 0 | 0 | 0 | 0 | 0 | 0 | 0 | 0 | 0 | 0 | 0 | 0 | 0 | 0 | 0 | 0 | 0 | 0 | 0
F3_Commercial_Grocery_Existing_Food Preparation_Natural Gas_Food Prep Other_E9 | F3 | Commercial | Grocery | Existing | Food Preparation | Natural Gas | Food Prep Other | E9 | System - kBTUs of Consumption | 0 | 0 | 0 | 0 | 0 | 0 | 0 | 0 | 0 | 0 | 0 | 0 | 0 | 0 | 0 | 0 | 0 | 0 | 0 | 0 | 0 | 0 | 0 | 0 | 0 | 0 | 0 | 0 | 0 | 0 | 0 | 0 | 0 | 0 | 0 | 0 | 0 | 0 | 0 | 0 | 0 | 0
F3_Commercial_Grocery_Existing_Food Preparation_Natural Gas_Food Prep Other_E10 | F3 | Commercial | Grocery | Existing | Food Preparation | Natural Gas | Food Prep Other | E10 | System - kBTUs of Consumption | 0 | 0 | 0 | 0 | 0 | 0 | 0 | 0 | 0 | 0 | 0 | 0 | 0 | 0 | 0 | 0 | 0 | 0 | 0 | 0 | 0 | 0 | 0 | 0 | 0 | 0 | 0 | 0 | 0 | 0 | 0 | 0 | 0 | 0 | 0 | 0 | 0 | 0 | 0 | 0 | 0 | 0
F4_Commercial_Grocery_Existing_Food Preparation_Natural Gas_Food Prep Other_E1 | F4 | Commercial | Grocery | Existing | Food Preparation | Natural Gas | Food Prep Other | E1 | Utility - Cost of Equipment | 0.045916 | 0.045909 | 0.046129 | 0.04579 | 0.045584 | 0.045734 | 0.046186 | 0.046542 | 0.046985 | 0.047403 | 0.047823 | 0.048209 | 0.048623 | 0.049055 | 0.049469 | 0.049889 | 0.050316 | 0.050781 | 0.051266 | 0.051776 | 0.052279 | 0.052804 | 0.053288 | 0.05379 | 0.054234 | 0.054617 | 0.054966 | 0.055267 | 0.055503 | 0.055696 | 0.055802 | 0.055872 | 0.055872 | 0 | 0 | 0 | 0 | 0 | 0 | 0 | 0 | 0
F4_Commercial_Grocery_Existing_Food Preparation_Natural Gas_Food Prep Other_E2 | F4 | Commercial | Grocery | Existing | Food Preparation | Natural Gas | Food Prep Other | E2 | Utility - Cost of Equipment | 0.045916 | 0.045908 | 0.046129 | 0.04579 | 0.045583 | 0.045733 | 0.046185 | 0.046542 | 0.046985 | 0.047403 | 0.047823 | 0.048209 | 0.048623 | 0.049055 | 0.049468 | 0.049889 | 0.050316 | 0.05078 | 0.051265 | 0.051776 | 0.052278 | 0.052803 | 0.053288 | 0.053789 | 0.054233 | 0.054617 | 0.054966 | 0.055267 | 0.055503 | 0.055696 | 0.055801 | 0.055872 | 0.055872 | 0 | 0 | 0 | 0 | 0 | 0 | 0 | 0 | 0
F4_Commercial_Grocery_Existing_Food Preparation_Natural Gas_Food Prep Other_E3 | F4 | Commercial | Grocery | Existing | Food Preparation | Natural Gas | Food Prep Other | E3 | Utility - Cost of Equipment | 0 | 0 | 0 | 0 | 0 | 0 | 0 | 0 | 0 | 0 | 0 | 0 | 0 | 0 | 0 | 0 | 0 | 0 | 0 | 0 | 0 | 0 | 0 | 0 | 0 | 0 | 0 | 0 | 0 | 0 | 0 | 0 | 0 | 0 | 0 | 0 | 0 | 0 | 0 | 0 | 0 | 0
F4_Commercial_Grocery_Existing_Food Preparation_Natural Gas_Food Prep Other_E4 | F4 | Commercial | Grocery | Existing | Food Preparation | Natural Gas | Food Prep Other | E4 | Utility - Cost of Equipment | 0 | 0 | 0 | 0 | 0 | 0 | 0 | 0 | 0 | 0 | 0 | 0 | 0 | 0 | 0 | 0 | 0 | 0 | 0 | 0 | 0 | 0 | 0 | 0 | 0 | 0 | 0 | 0 | 0 | 0 | 0 | 0 | 0 | 0 | 0 | 0 | 0 | 0 | 0 | 0 | 0 | 0
F4_Commercial_Grocery_Existing_Food Preparation_Natural Gas_Food Prep Other_E5 | F4 | Commercial | Grocery | Existing | Food Preparation | Natural Gas | Food Prep Other | E5 | Utility - Cost of Equipment | 0 | 0 | 0 | 0 | 0 | 0 | 0 | 0 | 0 | 0 | 0 | 0 | 0 | 0 | 0 | 0 | 0 | 0 | 0 | 0 | 0 | 0 | 0 | 0 | 0 | 0 | 0 | 0 | 0 | 0 | 0 | 0 | 0 | 0 | 0 | 0 | 0 | 0 | 0 | 0 | 0 | 0
F4_Commercial_Grocery_Existing_Food Preparation_Natural Gas_Food Prep Other_E6 | F4 | Commercial | Grocery | Existing | Food Preparation | Natural Gas | Food Prep Other | E6 | Utility - Cost of Equipment | 0 | 0 | 0 | 0 | 0 | 0 | 0 | 0 | 0 | 0 | 0 | 0 | 0 | 0 | 0 | 0 | 0 | 0 | 0 | 0 | 0 | 0 | 0 | 0 | 0 | 0 | 0 | 0 | 0 | 0 | 0 | 0 | 0 | 0 | 0 | 0 | 0 | 0 | 0 | 0 | 0 | 0
F4_Commercial_Grocery_Existing_Food Preparation_Natural Gas_Food Prep Other_E7 | F4 | Commercial | Grocery | Existing | Food Preparation | Natural Gas | Food Prep Other | E7 | Utility - Cost of Equipment | 0 | 0 | 0 | 0 | 0 | 0 | 0 | 0 | 0 | 0 | 0 | 0 | 0 | 0 | 0 | 0 | 0 | 0 | 0 | 0 | 0 | 0 | 0 | 0 | 0 | 0 | 0 | 0 | 0 | 0 | 0 | 0 | 0 | 0 | 0 | 0 | 0 | 0 | 0 | 0 | 0 | 0
F4_Commercial_Grocery_Existing_Food Preparation_Natural Gas_Food Prep Other_E8 | F4 | Commercial | Grocery | Existing | Food Preparation | Natural Gas | Food Prep Other | E8 | Utility - Cost of Equipment | 0 | 0 | 0 | 0 | 0 | 0 | 0 | 0 | 0 | 0 | 0 | 0 | 0 | 0 | 0 | 0 | 0 | 0 | 0 | 0 | 0 | 0 | 0 | 0 | 0 | 0 | 0 | 0 | 0 | 0 | 0 | 0 | 0 | 0 | 0 | 0 | 0 | 0 | 0 | 0 | 0 | 0
F4_Commercial_Grocery_Existing_Food Preparation_Natural Gas_Food Prep Other_E9 | F4 | Commercial | Grocery | Existing | Food Preparation | Natural Gas | Food Prep Other | E9 | Utility - Cost of Equipment | 0 | 0 | 0 | 0 | 0 | 0 | 0 | 0 | 0 | 0 | 0 | 0 | 0 | 0 | 0 | 0 | 0 | 0 | 0 | 0 | 0 | 0 | 0 | 0 | 0 | 0 | 0 | 0 | 0 | 0 | 0 | 0 | 0 | 0 | 0 | 0 | 0 | 0 | 0 | 0 | 0 | 0
F4_Commercial_Grocery_Existing_Food Preparation_Natural Gas_Food Prep Other_E10 | F4 | Commercial | Grocery | Existing | Food Preparation | Natural Gas | Food Prep Other | E10 | Utility - Cost of Equipment | 0 | 0 | 0 | 0 | 0 | 0 | 0 | 0 | 0 | 0 | 0 | 0 | 0 | 0 | 0 | 0 | 0 | 0 | 0 | 0 | 0 | 0 | 0 | 0 | 0 | 0 | 0 | 0 | 0 | 0 | 0 | 0 | 0 | 0 | 0 | 0 | 0 | 0 | 0 | 0 | 0 | 0
F5_Commercial_Grocery_Existing_Food Preparation_Natural Gas_Food Prep Other_E1 | F5 | Commercial | Grocery | Existing | Food Preparation | Natural Gas | Food Prep Other | E1 | Utility - Cost of Operation | 0.0023188 | 0.0023188 | 0.0023188 | 0.0023188 | 0.0023188 | 0.0023188 | 0.0023188 | 0.0023188 | 0.0023188 | 0.0023188 | 0.0023188 | 0.0023188 | 0.0023188 | 0.0023188 | 0.0023188 | 0.0023188 | 0.0023188 | 0.0023188 | 0.0023188 | 0.0023188 | 0.0023188 | 0.0023188 | 0.0023188 | 0.0023188 | 0.0023188 | 0.0023188 | 0.0023188 | 0.0023188 | 0.0023188 | 0.0023188 | 0.0023188 | 0.0023188 | 0.0023188 | 0 | 0 | 0 | 0 | 0 | 0 | 0 | 0 | 0
F5_Commercial_Grocery_Existing_Food Preparation_Natural Gas_Food Prep Other_E2 | F5 | Commercial | Grocery | Existing | Food Preparation | Natural Gas | Food Prep Other | E2 | Utility - Cost of Operation | 0.0023211 | 0.0023211 | 0.0023211 | 0.0023211 | 0.0023211 | 0.0023211 | 0.0023211 | 0.0023211 | 0.0023211 | 0.0023211 | 0.0023211 | 0.0023211 | 0.0023211 | 0.0023211 | 0.0023211 | 0.0023211 | 0.0023211 | 0.0023211 | 0.0023211 | 0.0023211 | 0.0023211 | 0.0023211 | 0.0023211 | 0.0023211 | 0.0023211 | 0.0023211 | 0.0023211 | 0.0023211 | 0.0023211 | 0.0023211 | 0.0023211 | 0.0023211 | 0.0023211 | 0 | 0 | 0 | 0 | 0 | 0 | 0 | 0 | 0
F5_Commercial_Grocery_Existing_Food Preparation_Natural Gas_Food Prep Other_E3 | F5 | Commercial | Grocery | Existing | Food Preparation | Natural Gas | Food Prep Other | E3 | Utility - Cost of Operation | 0 | 0 | 0 | 0 | 0 | 0 | 0 | 0 | 0 | 0 | 0 | 0 | 0 | 0 | 0 | 0 | 0 | 0 | 0 | 0 | 0 | 0 | 0 | 0 | 0 | 0 | 0 | 0 | 0 | 0 | 0 | 0 | 0 | 0 | 0 | 0 | 0 | 0 | 0 | 0 | 0 | 0
F5_Commercial_Grocery_Existing_Food Preparation_Natural Gas_Food Prep Other_E4 | F5 | Commercial | Grocery | Existing | Food Preparation | Natural Gas | Food Prep Other | E4 | Utility - Cost of Operation | 0 | 0 | 0 | 0 | 0 | 0 | 0 | 0 | 0 | 0 | 0 | 0 | 0 | 0 | 0 | 0 | 0 | 0 | 0 | 0 | 0 | 0 | 0 | 0 | 0 | 0 | 0 | 0 | 0 | 0 | 0 | 0 | 0 | 0 | 0 | 0 | 0 | 0 | 0 | 0 | 0 | 0
F5_Commercial_Grocery_Existing_Food Preparation_Natural Gas_Food Prep Other_E5 | F5 | Commercial | Grocery | Existing | Food Preparation | Natural Gas | Food Prep Other | E5 | Utility - Cost of Operation | 0 | 0 | 0 | 0 | 0 | 0 | 0 | 0 | 0 | 0 | 0 | 0 | 0 | 0 | 0 | 0 | 0 | 0 | 0 | 0 | 0 | 0 | 0 | 0 | 0 | 0 | 0 | 0 | 0 | 0 | 0 | 0 | 0 | 0 | 0 | 0 | 0 | 0 | 0 | 0 | 0 | 0
F5_Commercial_Grocery_Existing_Food Preparation_Natural Gas_Food Prep Other_E6 | F5 | Commercial | Grocery | Existing | Food Preparation | Natural Gas | Food Prep Other | E6 | Utility - Cost of Operation | 0 | 0 | 0 | 0 | 0 | 0 | 0 | 0 | 0 | 0 | 0 | 0 | 0 | 0 | 0 | 0 | 0 | 0 | 0 | 0 | 0 | 0 | 0 | 0 | 0 | 0 | 0 | 0 | 0 | 0 | 0 | 0 | 0 | 0 | 0 | 0 | 0 | 0 | 0 | 0 | 0 | 0
F5_Commercial_Grocery_Existing_Food Preparation_Natural Gas_Food Prep Other_E7 | F5 | Commercial | Grocery | Existing | Food Preparation | Natural Gas | Food Prep Other | E7 | Utility - Cost of Operation | 0 | 0 | 0 | 0 | 0 | 0 | 0 | 0 | 0 | 0 | 0 | 0 | 0 | 0 | 0 | 0 | 0 | 0 | 0 | 0 | 0 | 0 | 0 | 0 | 0 | 0 | 0 | 0 | 0 | 0 | 0 | 0 | 0 | 0 | 0 | 0 | 0 | 0 | 0 | 0 | 0 | 0
F5_Commercial_Grocery_Existing_Food Preparation_Natural Gas_Food Prep Other_E8 | F5 | Commercial | Grocery | Existing | Food Preparation | Natural Gas | Food Prep Other | E8 | Utility - Cost of Operation | 0 | 0 | 0 | 0 | 0 | 0 | 0 | 0 | 0 | 0 | 0 | 0 | 0 | 0 | 0 | 0 | 0 | 0 | 0 | 0 | 0 | 0 | 0 | 0 | 0 | 0 | 0 | 0 | 0 | 0 | 0 | 0 | 0 | 0 | 0 | 0 | 0 | 0 | 0 | 0 | 0 | 0
F5_Commercial_Grocery_Existing_Food Preparation_Natural Gas_Food Prep Other_E9 | F5 | Commercial | Grocery | Existing | Food Preparation | Natural Gas | Food Prep Other | E9 | Utility - Cost of Operation | 0 | 0 | 0 | 0 | 0 | 0 | 0 | 0 | 0 | 0 | 0 | 0 | 0 | 0 | 0 | 0 | 0 | 0 | 0 | 0 | 0 | 0 | 0 | 0 | 0 | 0 | 0 | 0 | 0 | 0 | 0 | 0 | 0 | 0 | 0 | 0 | 0 | 0 | 0 | 0 | 0 | 0
F5_Commercial_Grocery_Existing_Food Preparation_Natural Gas_Food Prep Other_E10 | F5 | Commercial | Grocery | Existing | Food Preparation | Natural Gas | Food Prep Other | E10 | Utility - Cost of Operation | 0 | 0 | 0 | 0 | 0 | 0 | 0 | 0 | 0 | 0 | 0 | 0 | 0 | 0 | 0 | 0 | 0 | 0 | 0 | 0 | 0 | 0 | 0 | 0 | 0 | 0 | 0 | 0 | 0 | 0 | 0 | 0 | 0 | 0 | 0 | 0 | 0 | 0 | 0 | 0 | 0 | 0
F6_Commercial_Grocery_Existing_Food Preparation_Natural Gas_Food Prep Other_E1 | F6 | Commercial | Grocery | Existing | Food Preparation | Natural Gas | Food Prep Other | E1 | Utility - Value of Sales | 0.02429 | 0.02442 | 0.024631 | 0.024585 | 0.024585 | 0.024585 | 0.024585 | 0.024585 | 0.024585 | 0.024585 | 0.024585 | 0.024585 | 0.024585 | 0.024585 | 0.024585 | 0.024585 | 0.024585 | 0.024585 | 0.024585 | 0.024585 | 0.024585 | 0.024585 | 0.024585 | 0.024585 | 0.024585 | 0.024585 | 0.024585 | 0.024585 | 0.024585 | 0.024585 | 0.024585 | 0.024585 | 0.024585 | 0 | 0 | 0 | 0 | 0 | 0 | 0 | 0 | 0
F6_Commercial_Grocery_Existing_Food Preparation_Natural Gas_Food Prep Other_E2 | F6 | Commercial | Grocery | Existing | Food Preparation | Natural Gas | Food Prep Other | E2 | Utility - Value of Sales | 0.02429 | 0.02442 | 0.02463 | 0.024584 | 0.024584 | 0.024584 | 0.024584 | 0.024584 | 0.024584 | 0.024584 | 0.024584 | 0.024584 | 0.024584 | 0.024584 | 0.024584 | 0.024584 | 0.024584 | 0.024584 | 0.024584 | 0.024584 | 0.024584 | 0.024584 | 0.024584 | 0.024584 | 0.024584 | 0.024584 | 0.024584 | 0.024584 | 0.024584 | 0.024584 | 0.024584 | 0.024584 | 0.024584 | 0 | 0 | 0 | 0 | 0 | 0 | 0 | 0 | 0
F6_Commercial_Grocery_Existing_Food Preparation_Natural Gas_Food Prep Other_E3 | F6 | Commercial | Grocery | Existing | Food Preparation | Natural Gas | Food Prep Other | E3 | Utility - Value of Sales | 0 | 0 | 0 | 0 | 0 | 0 | 0 | 0 | 0 | 0 | 0 | 0 | 0 | 0 | 0 | 0 | 0 | 0 | 0 | 0 | 0 | 0 | 0 | 0 | 0 | 0 | 0 | 0 | 0 | 0 | 0 | 0 | 0 | 0 | 0 | 0 | 0 | 0 | 0 | 0 | 0 | 0
F6_Commercial_Grocery_Existing_Food Preparation_Natural Gas_Food Prep Other_E4 | F6 | Commercial | Grocery | Existing | Food Preparation | Natural Gas | Food Prep Other | E4 | Utility - Value of Sales | 0 | 0 | 0 | 0 | 0 | 0 | 0 | 0 | 0 | 0 | 0 | 0 | 0 | 0 | 0 | 0 | 0 | 0 | 0 | 0 | 0 | 0 | 0 | 0 | 0 | 0 | 0 | 0 | 0 | 0 | 0 | 0 | 0 | 0 | 0 | 0 | 0 | 0 | 0 | 0 | 0 | 0
F6_Commercial_Grocery_Existing_Food Preparation_Natural Gas_Food Prep Other_E5 | F6 | Commercial | Grocery | Existing | Food Preparation | Natural Gas | Food Prep Other | E5 | Utility - Value of Sales | 0 | 0 | 0 | 0 | 0 | 0 | 0 | 0 | 0 | 0 | 0 | 0 | 0 | 0 | 0 | 0 | 0 | 0 | 0 | 0 | 0 | 0 | 0 | 0 | 0 | 0 | 0 | 0 | 0 | 0 | 0 | 0 | 0 | 0 | 0 | 0 | 0 | 0 | 0 | 0 | 0 | 0
F6_Commercial_Grocery_Existing_Food Preparation_Natural Gas_Food Prep Other_E6 | F6 | Commercial | Grocery | Existing | Food Preparation | Natural Gas | Food Prep Other | E6 | Utility - Value of Sales | 0 | 0 | 0 | 0 | 0 | 0 | 0 | 0 | 0 | 0 | 0 | 0 | 0 | 0 | 0 | 0 | 0 | 0 | 0 | 0 | 0 | 0 | 0 | 0 | 0 | 0 | 0 | 0 | 0 | 0 | 0 | 0 | 0 | 0 | 0 | 0 | 0 | 0 | 0 | 0 | 0 | 0
F6_Commercial_Grocery_Existing_Food Preparation_Natural Gas_Food Prep Other_E7 | F6 | Commercial | Grocery | Existing | Food Preparation | Natural Gas | Food Prep Other | E7 | Utility - Value of Sales | 0 | 0 | 0 | 0 | 0 | 0 | 0 | 0 | 0 | 0 | 0 | 0 | 0 | 0 | 0 | 0 | 0 | 0 | 0 | 0 | 0 | 0 | 0 | 0 | 0 | 0 | 0 | 0 | 0 | 0 | 0 | 0 | 0 | 0 | 0 | 0 | 0 | 0 | 0 | 0 | 0 | 0
F6_Commercial_Grocery_Existing_Food Preparation_Natural Gas_Food Prep Other_E8 | F6 | Commercial | Grocery | Existing | Food Preparation | Natural Gas | Food Prep Other | E8 | Utility - Value of Sales | 0 | 0 | 0 | 0 | 0 | 0 | 0 | 0 | 0 | 0 | 0 | 0 | 0 | 0 | 0 | 0 | 0 | 0 | 0 | 0 | 0 | 0 | 0 | 0 | 0 | 0 | 0 | 0 | 0 | 0 | 0 | 0 | 0 | 0 | 0 | 0 | 0 | 0 | 0 | 0 | 0 | 0
F6_Commercial_Grocery_Existing_Food Preparation_Natural Gas_Food Prep Other_E9 | F6 | Commercial | Grocery | Existing | Food Preparation | Natural Gas | Food Prep Other | E9 | Utility - Value of Sales | 0 | 0 | 0 | 0 | 0 | 0 | 0 | 0 | 0 | 0 | 0 | 0 | 0 | 0 | 0 | 0 | 0 | 0 | 0 | 0 | 0 | 0 | 0 | 0 | 0 | 0 | 0 | 0 | 0 | 0 | 0 | 0 | 0 | 0 | 0 | 0 | 0 | 0 | 0 | 0 | 0 | 0
F6_Commercial_Grocery_Existing_Food Preparation_Natural Gas_Food Prep Other_E10 | F6 | Commercial | Grocery | Existing | Food Preparation | Natural Gas | Food Prep Other | E10 | Utility - Value of Sales | 0 | 0 | 0 | 0 | 0 | 0 | 0 | 0 | 0 | 0 | 0 | 0 | 0 | 0 | 0 | 0 | 0 | 0 | 0 | 0 | 0 | 0 | 0 | 0 | 0 | 0 | 0 | 0 | 0 | 0 | 0 | 0 | 0 | 0 | 0 | 0 | 0 | 0 | 0 | 0 | 0 | 0
F1_Commercial_Grocery_Existing_Miscellaneous_Natural Gas_Pool Heater_E1 | F1 | Commercial | Grocery | Existing | Miscellaneous | Natural Gas | Pool Heater | E1 | RVT - Cost of Equipment | 0 | 0 | 0 | 0 | 0 | 0 | 0 | 0 | 0 | 0 | 0 | 0 | 0 | 0 | 0 | 0 | 0 | 0 | 0 | 0 | 0 | 0 | 0 | 0 | 0 | 0 | 0 | 0 | 0 | 0 | 0 | 0 | 0 | 0 | 0 | 0 | 0 | 0 | 0 | 0 | 0 | 0
F1_Commercial_Grocery_Existing_Miscellaneous_Natural Gas_Pool Heater_E2 | F1 | Commercial | Grocery | Existing | Miscellaneous | Natural Gas | Pool Heater | E2 | RVT - Cost of Equipment | 0 | 0 | 0 | 0 | 0 | 0 | 0 | 0 | 0 | 0 | 0 | 0 | 0 | 0 | 0 | 0 | 0 | 0 | 0 | 0 | 0 | 0 | 0 | 0 | 0 | 0 | 0 | 0 | 0 | 0 | 0 | 0 | 0 | 0 | 0 | 0 | 0 | 0 | 0 | 0 | 0 | 0
F1_Commercial_Grocery_Existing_Miscellaneous_Natural Gas_Pool Heater_E3 | F1 | Commercial | Grocery | Existing | Miscellaneous | Natural Gas | Pool Heater | E3 | RVT - Cost of Equipment | 0 | 0 | 0 | 0 | 0 | 0 | 0 | 0 | 0 | 0 | 0 | 0 | 0 | 0 | 0 | 0 | 0 | 0 | 0 | 0 | 0 | 0 | 0 | 0 | 0 | 0 | 0 | 0 | 0 | 0 | 0 | 0 | 0 | 0 | 0 | 0 | 0 | 0 | 0 | 0 | 0 | 0
F1_Commercial_Grocery_Existing_Miscellaneous_Natural Gas_Pool Heater_E4 | F1 | Commercial | Grocery | Existing | Miscellaneous | Natural Gas | Pool Heater | E4 | RVT - Cost of Equipment | 0 | 0 | 0 | 0 | 0 | 0 | 0 | 0 | 0 | 0 | 0 | 0 | 0 | 0 | 0 | 0 | 0 | 0 | 0 | 0 | 0 | 0 | 0 | 0 | 0 | 0 | 0 | 0 | 0 | 0 | 0 | 0 | 0 | 0 | 0 | 0 | 0 | 0 | 0 | 0 | 0 | 0
F1_Commercial_Grocery_Existing_Miscellaneous_Natural Gas_Pool Heater_E5 | F1 | Commercial | Grocery | Existing | Miscellaneous | Natural Gas | Pool Heater | E5 | RVT - Cost of Equipment | 0 | 0 | 0 | 0 | 0 | 0 | 0 | 0 | 0 | 0 | 0 | 0 | 0 | 0 | 0 | 0 | 0 | 0 | 0 | 0 | 0 | 0 | 0 | 0 | 0 | 0 | 0 | 0 | 0 | 0 | 0 | 0 | 0 | 0 | 0 | 0 | 0 | 0 | 0 | 0 | 0 | 0
F1_Commercial_Grocery_Existing_Miscellaneous_Natural Gas_Pool Heater_E6 | F1 | Commercial | Grocery | Existing | Miscellaneous | Natural Gas | Pool Heater | E6 | RVT - Cost of Equipment | 0 | 0 | 0 | 0 | 0 | 0 | 0 | 0 | 0 | 0 | 0 | 0 | 0 | 0 | 0 | 0 | 0 | 0 | 0 | 0 | 0 | 0 | 0 | 0 | 0 | 0 | 0 | 0 | 0 | 0 | 0 | 0 | 0 | 0 | 0 | 0 | 0 | 0 | 0 | 0 | 0 | 0
F1_Commercial_Grocery_Existing_Miscellaneous_Natural Gas_Pool Heater_E7 | F1 | Commercial | Grocery | Existing | Miscellaneous | Natural Gas | Pool Heater | E7 | RVT - Cost of Equipment | 0 | 0 | 0 | 0 | 0 | 0 | 0 | 0 | 0 | 0 | 0 | 0 | 0 | 0 | 0 | 0 | 0 | 0 | 0 | 0 | 0 | 0 | 0 | 0 | 0 | 0 | 0 | 0 | 0 | 0 | 0 | 0 | 0 | 0 | 0 | 0 | 0 | 0 | 0 | 0 | 0 | 0
F1_Commercial_Grocery_Existing_Miscellaneous_Natural Gas_Pool Heater_E8 | F1 | Commercial | Grocery | Existing | Miscellaneous | Natural Gas | Pool Heater | E8 | RVT - Cost of Equipment | 0 | 0 | 0 | 0 | 0 | 0 | 0 | 0 | 0 | 0 | 0 | 0 | 0 | 0 | 0 | 0 | 0 | 0 | 0 | 0 | 0 | 0 | 0 | 0 | 0 | 0 | 0 | 0 | 0 | 0 | 0 | 0 | 0 | 0 | 0 | 0 | 0 | 0 | 0 | 0 | 0 | 0
F1_Commercial_Grocery_Existing_Miscellaneous_Natural Gas_Pool Heater_E9 | F1 | Commercial | Grocery | Existing | Miscellaneous | Natural Gas | Pool Heater | E9 | RVT - Cost of Equipment | 0 | 0 | 0 | 0 | 0 | 0 | 0 | 0 | 0 | 0 | 0 | 0 | 0 | 0 | 0 | 0 | 0 | 0 | 0 | 0 | 0 | 0 | 0 | 0 | 0 | 0 | 0 | 0 | 0 | 0 | 0 | 0 | 0 | 0 | 0 | 0 | 0 | 0 | 0 | 0 | 0 | 0
F1_Commercial_Grocery_Existing_Miscellaneous_Natural Gas_Pool Heater_E10 | F1 | Commercial | Grocery | Existing | Miscellaneous | Natural Gas | Pool Heater | E10 | RVT - Cost of Equipment | 0 | 0 | 0 | 0 | 0 | 0 | 0 | 0 | 0 | 0 | 0 | 0 | 0 | 0 | 0 | 0 | 0 | 0 | 0 | 0 | 0 | 0 | 0 | 0 | 0 | 0 | 0 | 0 | 0 | 0 | 0 | 0 | 0 | 0 | 0 | 0 | 0 | 0 | 0 | 0 | 0 | 0
F2_Commercial_Grocery_Existing_Miscellaneous_Natural Gas_Pool Heater_E1 | F2 | Commercial | Grocery | Existing | Miscellaneous | Natural Gas | Pool Heater | E1 | RVT - Cost of Operation | 0 | 0 | 0 | 0 | 0 | 0 | 0 | 0 | 0 | 0 | 0 | 0 | 0 | 0 | 0 | 0 | 0 | 0 | 0 | 0 | 0 | 0 | 0 | 0 | 0 | 0 | 0 | 0 | 0 | 0 | 0 | 0 | 0 | 0 | 0 | 0 | 0 | 0 | 0 | 0 | 0 | 0
F2_Commercial_Grocery_Existing_Miscellaneous_Natural Gas_Pool Heater_E2 | F2 | Commercial | Grocery | Existing | Miscellaneous | Natural Gas | Pool Heater | E2 | RVT - Cost of Operation | 0 | 0 | 0 | 0 | 0 | 0 | 0 | 0 | 0 | 0 | 0 | 0 | 0 | 0 | 0 | 0 | 0 | 0 | 0 | 0 | 0 | 0 | 0 | 0 | 0 | 0 | 0 | 0 | 0 | 0 | 0 | 0 | 0 | 0 | 0 | 0 | 0 | 0 | 0 | 0 | 0 | 0
F2_Commercial_Grocery_Existing_Miscellaneous_Natural Gas_Pool Heater_E3 | F2 | Commercial | Grocery | Existing | Miscellaneous | Natural Gas | Pool Heater | E3 | RVT - Cost of Operation | 0 | 0 | 0 | 0 | 0 | 0 | 0 | 0 | 0 | 0 | 0 | 0 | 0 | 0 | 0 | 0 | 0 | 0 | 0 | 0 | 0 | 0 | 0 | 0 | 0 | 0 | 0 | 0 | 0 | 0 | 0 | 0 | 0 | 0 | 0 | 0 | 0 | 0 | 0 | 0 | 0 | 0
F2_Commercial_Grocery_Existing_Miscellaneous_Natural Gas_Pool Heater_E4 | F2 | Commercial | Grocery | Existing | Miscellaneous | Natural Gas | Pool Heater | E4 | RVT - Cost of Operation | 0 | 0 | 0 | 0 | 0 | 0 | 0 | 0 | 0 | 0 | 0 | 0 | 0 | 0 | 0 | 0 | 0 | 0 | 0 | 0 | 0 | 0 | 0 | 0 | 0 | 0 | 0 | 0 | 0 | 0 | 0 | 0 | 0 | 0 | 0 | 0 | 0 | 0 | 0 | 0 | 0 | 0
F2_Commercial_Grocery_Existing_Miscellaneous_Natural Gas_Pool Heater_E5 | F2 | Commercial | Grocery | Existing | Miscellaneous | Natural Gas | Pool Heater | E5 | RVT - Cost of Operation | 0 | 0 | 0 | 0 | 0 | 0 | 0 | 0 | 0 | 0 | 0 | 0 | 0 | 0 | 0 | 0 | 0 | 0 | 0 | 0 | 0 | 0 | 0 | 0 | 0 | 0 | 0 | 0 | 0 | 0 | 0 | 0 | 0 | 0 | 0 | 0 | 0 | 0 | 0 | 0 | 0 | 0
F2_Commercial_Grocery_Existing_Miscellaneous_Natural Gas_Pool Heater_E6 | F2 | Commercial | Grocery | Existing | Miscellaneous | Natural Gas | Pool Heater | E6 | RVT - Cost of Operation | 0 | 0 | 0 | 0 | 0 | 0 | 0 | 0 | 0 | 0 | 0 | 0 | 0 | 0 | 0 | 0 | 0 | 0 | 0 | 0 | 0 | 0 | 0 | 0 | 0 | 0 | 0 | 0 | 0 | 0 | 0 | 0 | 0 | 0 | 0 | 0 | 0 | 0 | 0 | 0 | 0 | 0
F2_Commercial_Grocery_Existing_Miscellaneous_Natural Gas_Pool Heater_E7 | F2 | Commercial | Grocery | Existing | Miscellaneous | Natural Gas | Pool Heater | E7 | RVT - Cost of Operation | 0 | 0 | 0 | 0 | 0 | 0 | 0 | 0 | 0 | 0 | 0 | 0 | 0 | 0 | 0 | 0 | 0 | 0 | 0 | 0 | 0 | 0 | 0 | 0 | 0 | 0 | 0 | 0 | 0 | 0 | 0 | 0 | 0 | 0 | 0 | 0 | 0 | 0 | 0 | 0 | 0 | 0
F2_Commercial_Grocery_Existing_Miscellaneous_Natural Gas_Pool Heater_E8 | F2 | Commercial | Grocery | Existing | Miscellaneous | Natural Gas | Pool Heater | E8 | RVT - Cost of Operation | 0 | 0 | 0 | 0 | 0 | 0 | 0 | 0 | 0 | 0 | 0 | 0 | 0 | 0 | 0 | 0 | 0 | 0 | 0 | 0 | 0 | 0 | 0 | 0 | 0 | 0 | 0 | 0 | 0 | 0 | 0 | 0 | 0 | 0 | 0 | 0 | 0 | 0 | 0 | 0 | 0 | 0
F2_Commercial_Grocery_Existing_Miscellaneous_Natural Gas_Pool Heater_E9 | F2 | Commercial | Grocery | Existing | Miscellaneous | Natural Gas | Pool Heater | E9 | RVT - Cost of Operation | 0 | 0 | 0 | 0 | 0 | 0 | 0 | 0 | 0 | 0 | 0 | 0 | 0 | 0 | 0 | 0 | 0 | 0 | 0 | 0 | 0 | 0 | 0 | 0 | 0 | 0 | 0 | 0 | 0 | 0 | 0 | 0 | 0 | 0 | 0 | 0 | 0 | 0 | 0 | 0 | 0 | 0
F2_Commercial_Grocery_Existing_Miscellaneous_Natural Gas_Pool Heater_E10 | F2 | Commercial | Grocery | Existing | Miscellaneous | Natural Gas | Pool Heater | E10 | RVT - Cost of Operation | 0 | 0 | 0 | 0 | 0 | 0 | 0 | 0 | 0 | 0 | 0 | 0 | 0 | 0 | 0 | 0 | 0 | 0 | 0 | 0 | 0 | 0 | 0 | 0 | 0 | 0 | 0 | 0 | 0 | 0 | 0 | 0 | 0 | 0 | 0 | 0 | 0 | 0 | 0 | 0 | 0 | 0
F3_Commercial_Grocery_Existing_Miscellaneous_Natural Gas_Pool Heater_E1 | F3 | Commercial | Grocery | Existing | Miscellaneous | Natural Gas | Pool Heater | E1 | System - kBTUs of Consumption | 0.002528 | 0.002528 | 0.002528 | 0.002528 | 0.002528 | 0.002528 | 0.002528 | 0.002528 | 0.002528 | 0.002528 | 0.002528 | 0.002528 | 0.002528 | 0.002528 | 0.002528 | 0.002528 | 0.002528 | 0.002528 | 0.002528 | 0.002528 | 0.002528 | 0.002528 | 0.002528 | 0.002528 | 0.002528 | 0.002528 | 0.002528 | 0.002528 | 0.002528 | 0.002528 | 0.002528 | 0.002528 | 0.002528 | 0 | 0 | 0 | 0 | 0 | 0 | 0 | 0 | 0
F3_Commercial_Grocery_Existing_Miscellaneous_Natural Gas_Pool Heater_E2 | F3 | Commercial | Grocery | Existing | Miscellaneous | Natural Gas | Pool Heater | E2 | System - kBTUs of Consumption | 0.0041394 | 0.0041394 | 0.0041394 | 0.0041394 | 0.0041394 | 0.0041394 | 0.0041394 | 0.0041394 | 0.0041394 | 0.0041394 | 0.0041394 | 0.0041394 | 0.0041394 | 0.0041394 | 0.0041394 | 0.0041394 | 0.0041394 | 0.0041394 | 0.0041394 | 0.0041394 | 0.0041394 | 0.0041394 | 0.0041394 | 0.0041394 | 0.0041394 | 0.0041394 | 0.0041394 | 0.0041394 | 0.0041394 | 0.0041394 | 0.0041394 | 0.0041394 | 0.0041394 | 0 | 0 | 0 | 0 | 0 | 0 | 0 | 0 | 0
F3_Commercial_Grocery_Existing_Miscellaneous_Natural Gas_Pool Heater_E3 | F3 | Commercial | Grocery | Existing | Miscellaneous | Natural Gas | Pool Heater | E3 | System - kBTUs of Consumption | 0 | 0 | 0 | 0 | 0 | 0 | 0 | 0 | 0 | 0 | 0 | 0 | 0 | 0 | 0 | 0 | 0 | 0 | 0 | 0 | 0 | 0 | 0 | 0 | 0 | 0 | 0 | 0 | 0 | 0 | 0 | 0 | 0 | 0 | 0 | 0 | 0 | 0 | 0 | 0 | 0 | 0
F3_Commercial_Grocery_Existing_Miscellaneous_Natural Gas_Pool Heater_E4 | F3 | Commercial | Grocery | Existing | Miscellaneous | Natural Gas | Pool Heater | E4 | System - kBTUs of Consumption | 0 | 0 | 0 | 0 | 0 | 0 | 0 | 0 | 0 | 0 | 0 | 0 | 0 | 0 | 0 | 0 | 0 | 0 | 0 | 0 | 0 | 0 | 0 | 0 | 0 | 0 | 0 | 0 | 0 | 0 | 0 | 0 | 0 | 0 | 0 | 0 | 0 | 0 | 0 | 0 | 0 | 0
F3_Commercial_Grocery_Existing_Miscellaneous_Natural Gas_Pool Heater_E5 | F3 | Commercial | Grocery | Existing | Miscellaneous | Natural Gas | Pool Heater | E5 | System - kBTUs of Consumption | 0 | 0 | 0 | 0 | 0 | 0 | 0 | 0 | 0 | 0 | 0 | 0 | 0 | 0 | 0 | 0 | 0 | 0 | 0 | 0 | 0 | 0 | 0 | 0 | 0 | 0 | 0 | 0 | 0 | 0 | 0 | 0 | 0 | 0 | 0 | 0 | 0 | 0 | 0 | 0 | 0 | 0
F3_Commercial_Grocery_Existing_Miscellaneous_Natural Gas_Pool Heater_E6 | F3 | Commercial | Grocery | Existing | Miscellaneous | Natural Gas | Pool Heater | E6 | System - kBTUs of Consumption | 0 | 0 | 0 | 0 | 0 | 0 | 0 | 0 | 0 | 0 | 0 | 0 | 0 | 0 | 0 | 0 | 0 | 0 | 0 | 0 | 0 | 0 | 0 | 0 | 0 | 0 | 0 | 0 | 0 | 0 | 0 | 0 | 0 | 0 | 0 | 0 | 0 | 0 | 0 | 0 | 0 | 0
F3_Commercial_Grocery_Existing_Miscellaneous_Natural Gas_Pool Heater_E7 | F3 | Commercial | Grocery | Existing | Miscellaneous | Natural Gas | Pool Heater | E7 | System - kBTUs of Consumption | 0 | 0 | 0 | 0 | 0 | 0 | 0 | 0 | 0 | 0 | 0 | 0 | 0 | 0 | 0 | 0 | 0 | 0 | 0 | 0 | 0 | 0 | 0 | 0 | 0 | 0 | 0 | 0 | 0 | 0 | 0 | 0 | 0 | 0 | 0 | 0 | 0 | 0 | 0 | 0 | 0 | 0
F3_Commercial_Grocery_Existing_Miscellaneous_Natural Gas_Pool Heater_E8 | F3 | Commercial | Grocery | Existing | Miscellaneous | Natural Gas | Pool Heater | E8 | System - kBTUs of Consumption | 0 | 0 | 0 | 0 | 0 | 0 | 0 | 0 | 0 | 0 | 0 | 0 | 0 | 0 | 0 | 0 | 0 | 0 | 0 | 0 | 0 | 0 | 0 | 0 | 0 | 0 | 0 | 0 | 0 | 0 | 0 | 0 | 0 | 0 | 0 | 0 | 0 | 0 | 0 | 0 | 0 | 0
F3_Commercial_Grocery_Existing_Miscellaneous_Natural Gas_Pool Heater_E9 | F3 | Commercial | Grocery | Existing | Miscellaneous | Natural Gas | Pool Heater | E9 | System - kBTUs of Consumption | 0 | 0 | 0 | 0 | 0 | 0 | 0 | 0 | 0 | 0 | 0 | 0 | 0 | 0 | 0 | 0 | 0 | 0 | 0 | 0 | 0 | 0 | 0 | 0 | 0 | 0 | 0 | 0 | 0 | 0 | 0 | 0 | 0 | 0 | 0 | 0 | 0 | 0 | 0 | 0 | 0 | 0
F3_Commercial_Grocery_Existing_Miscellaneous_Natural Gas_Pool Heater_E10 | F3 | Commercial | Grocery | Existing | Miscellaneous | Natural Gas | Pool Heater | E10 | System - kBTUs of Consumption | 0 | 0 | 0 | 0 | 0 | 0 | 0 | 0 | 0 | 0 | 0 | 0 | 0 | 0 | 0 | 0 | 0 | 0 | 0 | 0 | 0 | 0 | 0 | 0 | 0 | 0 | 0 | 0 | 0 | 0 | 0 | 0 | 0 | 0 | 0 | 0 | 0 | 0 | 0 | 0 | 0 | 0
F4_Commercial_Grocery_Existing_Miscellaneous_Natural Gas_Pool Heater_E1 | F4 | Commercial | Grocery | Existing | Miscellaneous | Natural Gas | Pool Heater | E1 | Utility - Cost of Equipment | 0 | 0 | 0 | 0 | 0 | 0 | 0 | 0 | 0 | 0 | 0 | 0 | 0 | 0 | 0 | 0 | 0 | 0 | 0 | 0 | 0 | 0 | 0 | 0 | 0 | 0 | 0 | 0 | 0 | 0 | 0 | 0 | 0 | 0 | 0 | 0 | 0 | 0 | 0 | 0 | 0 | 0
F4_Commercial_Grocery_Existing_Miscellaneous_Natural Gas_Pool Heater_E2 | F4 | Commercial | Grocery | Existing | Miscellaneous | Natural Gas | Pool Heater | E2 | Utility - Cost of Equipment | 0 | 0 | 0 | 0 | 0 | 0 | 0 | 0 | 0 | 0 | 0 | 0 | 0 | 0 | 0 | 0 | 0 | 0 | 0 | 0 | 0 | 0 | 0 | 0 | 0 | 0 | 0 | 0 | 0 | 0 | 0 | 0 | 0 | 0 | 0 | 0 | 0 | 0 | 0 | 0 | 0 | 0
F4_Commercial_Grocery_Existing_Miscellaneous_Natural Gas_Pool Heater_E3 | F4 | Commercial | Grocery | Existing | Miscellaneous | Natural Gas | Pool Heater | E3 | Utility - Cost of Equipment | 0 | 0 | 0 | 0 | 0 | 0 | 0 | 0 | 0 | 0 | 0 | 0 | 0 | 0 | 0 | 0 | 0 | 0 | 0 | 0 | 0 | 0 | 0 | 0 | 0 | 0 | 0 | 0 | 0 | 0 | 0 | 0 | 0 | 0 | 0 | 0 | 0 | 0 | 0 | 0 | 0 | 0
F4_Commercial_Grocery_Existing_Miscellaneous_Natural Gas_Pool Heater_E4 | F4 | Commercial | Grocery | Existing | Miscellaneous | Natural Gas | Pool Heater | E4 | Utility - Cost of Equipment | 0 | 0 | 0 | 0 | 0 | 0 | 0 | 0 | 0 | 0 | 0 | 0 | 0 | 0 | 0 | 0 | 0 | 0 | 0 | 0 | 0 | 0 | 0 | 0 | 0 | 0 | 0 | 0 | 0 | 0 | 0 | 0 | 0 | 0 | 0 | 0 | 0 | 0 | 0 | 0 | 0 | 0
F4_Commercial_Grocery_Existing_Miscellaneous_Natural Gas_Pool Heater_E5 | F4 | Commercial | Grocery | Existing | Miscellaneous | Natural Gas | Pool Heater | E5 | Utility - Cost of Equipment | 0 | 0 | 0 | 0 | 0 | 0 | 0 | 0 | 0 | 0 | 0 | 0 | 0 | 0 | 0 | 0 | 0 | 0 | 0 | 0 | 0 | 0 | 0 | 0 | 0 | 0 | 0 | 0 | 0 | 0 | 0 | 0 | 0 | 0 | 0 | 0 | 0 | 0 | 0 | 0 | 0 | 0
F4_Commercial_Grocery_Existing_Miscellaneous_Natural Gas_Pool Heater_E6 | F4 | Commercial | Grocery | Existing | Miscellaneous | Natural Gas | Pool Heater | E6 | Utility - Cost of Equipment | 0 | 0 | 0 | 0 | 0 | 0 | 0 | 0 | 0 | 0 | 0 | 0 | 0 | 0 | 0 | 0 | 0 | 0 | 0 | 0 | 0 | 0 | 0 | 0 | 0 | 0 | 0 | 0 | 0 | 0 | 0 | 0 | 0 | 0 | 0 | 0 | 0 | 0 | 0 | 0 | 0 | 0
F4_Commercial_Grocery_Existing_Miscellaneous_Natural Gas_Pool Heater_E7 | F4 | Commercial | Grocery | Existing | Miscellaneous | Natural Gas | Pool Heater | E7 | Utility - Cost of Equipment | 0 | 0 | 0 | 0 | 0 | 0 | 0 | 0 | 0 | 0 | 0 | 0 | 0 | 0 | 0 | 0 | 0 | 0 | 0 | 0 | 0 | 0 | 0 | 0 | 0 | 0 | 0 | 0 | 0 | 0 | 0 | 0 | 0 | 0 | 0 | 0 | 0 | 0 | 0 | 0 | 0 | 0
F4_Commercial_Grocery_Existing_Miscellaneous_Natural Gas_Pool Heater_E8 | F4 | Commercial | Grocery | Existing | Miscellaneous | Natural Gas | Pool Heater | E8 | Utility - Cost of Equipment | 0 | 0 | 0 | 0 | 0 | 0 | 0 | 0 | 0 | 0 | 0 | 0 | 0 | 0 | 0 | 0 | 0 | 0 | 0 | 0 | 0 | 0 | 0 | 0 | 0 | 0 | 0 | 0 | 0 | 0 | 0 | 0 | 0 | 0 | 0 | 0 | 0 | 0 | 0 | 0 | 0 | 0
F4_Commercial_Grocery_Existing_Miscellaneous_Natural Gas_Pool Heater_E9 | F4 | Commercial | Grocery | Existing | Miscellaneous | Natural Gas | Pool Heater | E9 | Utility - Cost of Equipment | 0 | 0 | 0 | 0 | 0 | 0 | 0 | 0 | 0 | 0 | 0 | 0 | 0 | 0 | 0 | 0 | 0 | 0 | 0 | 0 | 0 | 0 | 0 | 0 | 0 | 0 | 0 | 0 | 0 | 0 | 0 | 0 | 0 | 0 | 0 | 0 | 0 | 0 | 0 | 0 | 0 | 0
F4_Commercial_Grocery_Existing_Miscellaneous_Natural Gas_Pool Heater_E10 | F4 | Commercial | Grocery | Existing | Miscellaneous | Natural Gas | Pool Heater | E10 | Utility - Cost of Equipment | 0 | 0 | 0 | 0 | 0 | 0 | 0 | 0 | 0 | 0 | 0 | 0 | 0 | 0 | 0 | 0 | 0 | 0 | 0 | 0 | 0 | 0 | 0 | 0 | 0 | 0 | 0 | 0 | 0 | 0 | 0 | 0 | 0 | 0 | 0 | 0 | 0 | 0 | 0 | 0 | 0 | 0
F5_Commercial_Grocery_Existing_Miscellaneous_Natural Gas_Pool Heater_E1 | F5 | Commercial | Grocery | Existing | Miscellaneous | Natural Gas | Pool Heater | E1 | Utility - Cost of Operation | 0.002528 | 0.002528 | 0.002528 | 0.002528 | 0.002528 | 0.002528 | 0.002528 | 0.002528 | 0.002528 | 0.002528 | 0.002528 | 0.002528 | 0.002528 | 0.002528 | 0.002528 | 0.002528 | 0.002528 | 0.002528 | 0.002528 | 0.002528 | 0.002528 | 0.002528 | 0.002528 | 0.002528 | 0.002528 | 0.002528 | 0.002528 | 0.002528 | 0.002528 | 0.002528 | 0.002528 | 0.002528 | 0.002528 | 0 | 0 | 0 | 0 | 0 | 0 | 0 | 0 | 0
F5_Commercial_Grocery_Existing_Miscellaneous_Natural Gas_Pool Heater_E2 | F5 | Commercial | Grocery | Existing | Miscellaneous | Natural Gas | Pool Heater | E2 | Utility - Cost of Operation | 0.0041394 | 0.0041394 | 0.0041394 | 0.0041394 | 0.0041394 | 0.0041394 | 0.0041394 | 0.0041394 | 0.0041394 | 0.0041394 | 0.0041394 | 0.0041394 | 0.0041394 | 0.0041394 | 0.0041394 | 0.0041394 | 0.0041394 | 0.0041394 | 0.0041394 | 0.0041394 | 0.0041394 | 0.0041394 | 0.0041394 | 0.0041394 | 0.0041394 | 0.0041394 | 0.0041394 | 0.0041394 | 0.0041394 | 0.0041394 | 0.0041394 | 0.0041394 | 0.0041394 | 0 | 0 | 0 | 0 | 0 | 0 | 0 | 0 | 0
F5_Commercial_Grocery_Existing_Miscellaneous_Natural Gas_Pool Heater_E3 | F5 | Commercial | Grocery | Existing | Miscellaneous | Natural Gas | Pool Heater | E3 | Utility - Cost of Operation | 0 | 0 | 0 | 0 | 0 | 0 | 0 | 0 | 0 | 0 | 0 | 0 | 0 | 0 | 0 | 0 | 0 | 0 | 0 | 0 | 0 | 0 | 0 | 0 | 0 | 0 | 0 | 0 | 0 | 0 | 0 | 0 | 0 | 0 | 0 | 0 | 0 | 0 | 0 | 0 | 0 | 0
F5_Commercial_Grocery_Existing_Miscellaneous_Natural Gas_Pool Heater_E4 | F5 | Commercial | Grocery | Existing | Miscellaneous | Natural Gas | Pool Heater | E4 | Utility - Cost of Operation | 0 | 0 | 0 | 0 | 0 | 0 | 0 | 0 | 0 | 0 | 0 | 0 | 0 | 0 | 0 | 0 | 0 | 0 | 0 | 0 | 0 | 0 | 0 | 0 | 0 | 0 | 0 | 0 | 0 | 0 | 0 | 0 | 0 | 0 | 0 | 0 | 0 | 0 | 0 | 0 | 0 | 0
F5_Commercial_Grocery_Existing_Miscellaneous_Natural Gas_Pool Heater_E5 | F5 | Commercial | Grocery | Existing | Miscellaneous | Natural Gas | Pool Heater | E5 | Utility - Cost of Operation | 0 | 0 | 0 | 0 | 0 | 0 | 0 | 0 | 0 | 0 | 0 | 0 | 0 | 0 | 0 | 0 | 0 | 0 | 0 | 0 | 0 | 0 | 0 | 0 | 0 | 0 | 0 | 0 | 0 | 0 | 0 | 0 | 0 | 0 | 0 | 0 | 0 | 0 | 0 | 0 | 0 | 0
F5_Commercial_Grocery_Existing_Miscellaneous_Natural Gas_Pool Heater_E6 | F5 | Commercial | Grocery | Existing | Miscellaneous | Natural Gas | Pool Heater | E6 | Utility - Cost of Operation | 0 | 0 | 0 | 0 | 0 | 0 | 0 | 0 | 0 | 0 | 0 | 0 | 0 | 0 | 0 | 0 | 0 | 0 | 0 | 0 | 0 | 0 | 0 | 0 | 0 | 0 | 0 | 0 | 0 | 0 | 0 | 0 | 0 | 0 | 0 | 0 | 0 | 0 | 0 | 0 | 0 | 0
F5_Commercial_Grocery_Existing_Miscellaneous_Natural Gas_Pool Heater_E7 | F5 | Commercial | Grocery | Existing | Miscellaneous | Natural Gas | Pool Heater | E7 | Utility - Cost of Operation | 0 | 0 | 0 | 0 | 0 | 0 | 0 | 0 | 0 | 0 | 0 | 0 | 0 | 0 | 0 | 0 | 0 | 0 | 0 | 0 | 0 | 0 | 0 | 0 | 0 | 0 | 0 | 0 | 0 | 0 | 0 | 0 | 0 | 0 | 0 | 0 | 0 | 0 | 0 | 0 | 0 | 0
F5_Commercial_Grocery_Existing_Miscellaneous_Natural Gas_Pool Heater_E8 | F5 | Commercial | Grocery | Existing | Miscellaneous | Natural Gas | Pool Heater | E8 | Utility - Cost of Operation | 0 | 0 | 0 | 0 | 0 | 0 | 0 | 0 | 0 | 0 | 0 | 0 | 0 | 0 | 0 | 0 | 0 | 0 | 0 | 0 | 0 | 0 | 0 | 0 | 0 | 0 | 0 | 0 | 0 | 0 | 0 | 0 | 0 | 0 | 0 | 0 | 0 | 0 | 0 | 0 | 0 | 0
F5_Commercial_Grocery_Existing_Miscellaneous_Natural Gas_Pool Heater_E9 | F5 | Commercial | Grocery | Existing | Miscellaneous | Natural Gas | Pool Heater | E9 | Utility - Cost of Operation | 0 | 0 | 0 | 0 | 0 | 0 | 0 | 0 | 0 | 0 | 0 | 0 | 0 | 0 | 0 | 0 | 0 | 0 | 0 | 0 | 0 | 0 | 0 | 0 | 0 | 0 | 0 | 0 | 0 | 0 | 0 | 0 | 0 | 0 | 0 | 0 | 0 | 0 | 0 | 0 | 0 | 0
F5_Commercial_Grocery_Existing_Miscellaneous_Natural Gas_Pool Heater_E10 | F5 | Commercial | Grocery | Existing | Miscellaneous | Natural Gas | Pool Heater | E10 | Utility - Cost of Operation | 0 | 0 | 0 | 0 | 0 | 0 | 0 | 0 | 0 | 0 | 0 | 0 | 0 | 0 | 0 | 0 | 0 | 0 | 0 | 0 | 0 | 0 | 0 | 0 | 0 | 0 | 0 | 0 | 0 | 0 | 0 | 0 | 0 | 0 | 0 | 0 | 0 | 0 | 0 | 0 | 0 | 0
F6_Commercial_Grocery_Existing_Miscellaneous_Natural Gas_Pool Heater_E1 | F6 | Commercial | Grocery | Existing | Miscellaneous | Natural Gas | Pool Heater | E1 | Utility - Value of Sales | 0.010508 | 0.010603 | 0.010756 | 0.010722 | 0.010722 | 0.010722 | 0.010722 | 0.010722 | 0.010722 | 0.010722 | 0.010722 | 0.010722 | 0.010722 | 0.010722 | 0.010722 | 0.010722 | 0.010722 | 0.010722 | 0.010722 | 0.010722 | 0.010722 | 0.010722 | 0.010722 | 0.010722 | 0.010722 | 0.010722 | 0.010722 | 0.010722 | 0.010722 | 0.010722 | 0.010722 | 0.010722 | 0.010722 | 0 | 0 | 0 | 0 | 0 | 0 | 0 | 0 | 0
F6_Commercial_Grocery_Existing_Miscellaneous_Natural Gas_Pool Heater_E2 | F6 | Commercial | Grocery | Existing | Miscellaneous | Natural Gas | Pool Heater | E2 | Utility - Value of Sales | 0.0089319 | 0.0090127 | 0.0091425 | 0.0091141 | 0.0091141 | 0.0091141 | 0.0091141 | 0.0091141 | 0.0091141 | 0.0091141 | 0.0091141 | 0.0091141 | 0.0091141 | 0.0091141 | 0.0091141 | 0.0091141 | 0.0091141 | 0.0091141 | 0.0091141 | 0.0091141 | 0.0091141 | 0.0091141 | 0.0091141 | 0.0091141 | 0.0091141 | 0.0091141 | 0.0091141 | 0.0091141 | 0.0091141 | 0.0091141 | 0.0091141 | 0.0091141 | 0.0091141 | 0 | 0 | 0 | 0 | 0 | 0 | 0 | 0 | 0
F6_Commercial_Grocery_Existing_Miscellaneous_Natural Gas_Pool Heater_E3 | F6 | Commercial | Grocery | Existing | Miscellaneous | Natural Gas | Pool Heater | E3 | Utility - Value of Sales | 0 | 0 | 0 | 0 | 0 | 0 | 0 | 0 | 0 | 0 | 0 | 0 | 0 | 0 | 0 | 0 | 0 | 0 | 0 | 0 | 0 | 0 | 0 | 0 | 0 | 0 | 0 | 0 | 0 | 0 | 0 | 0 | 0 | 0 | 0 | 0 | 0 | 0 | 0 | 0 | 0 | 0
F6_Commercial_Grocery_Existing_Miscellaneous_Natural Gas_Pool Heater_E4 | F6 | Commercial | Grocery | Existing | Miscellaneous | Natural Gas | Pool Heater | E4 | Utility - Value of Sales | 0 | 0 | 0 | 0 | 0 | 0 | 0 | 0 | 0 | 0 | 0 | 0 | 0 | 0 | 0 | 0 | 0 | 0 | 0 | 0 | 0 | 0 | 0 | 0 | 0 | 0 | 0 | 0 | 0 | 0 | 0 | 0 | 0 | 0 | 0 | 0 | 0 | 0 | 0 | 0 | 0 | 0
F6_Commercial_Grocery_Existing_Miscellaneous_Natural Gas_Pool Heater_E5 | F6 | Commercial | Grocery | Existing | Miscellaneous | Natural Gas | Pool Heater | E5 | Utility - Value of Sales | 0 | 0 | 0 | 0 | 0 | 0 | 0 | 0 | 0 | 0 | 0 | 0 | 0 | 0 | 0 | 0 | 0 | 0 | 0 | 0 | 0 | 0 | 0 | 0 | 0 | 0 | 0 | 0 | 0 | 0 | 0 | 0 | 0 | 0 | 0 | 0 | 0 | 0 | 0 | 0 | 0 | 0
F6_Commercial_Grocery_Existing_Miscellaneous_Natural Gas_Pool Heater_E6 | F6 | Commercial | Grocery | Existing | Miscellaneous | Natural Gas | Pool Heater | E6 | Utility - Value of Sales | 0 | 0 | 0 | 0 | 0 | 0 | 0 | 0 | 0 | 0 | 0 | 0 | 0 | 0 | 0 | 0 | 0 | 0 | 0 | 0 | 0 | 0 | 0 | 0 | 0 | 0 | 0 | 0 | 0 | 0 | 0 | 0 | 0 | 0 | 0 | 0 | 0 | 0 | 0 | 0 | 0 | 0
F6_Commercial_Grocery_Existing_Miscellaneous_Natural Gas_Pool Heater_E7 | F6 | Commercial | Grocery | Existing | Miscellaneous | Natural Gas | Pool Heater | E7 | Utility - Value of Sales | 0 | 0 | 0 | 0 | 0 | 0 | 0 | 0 | 0 | 0 | 0 | 0 | 0 | 0 | 0 | 0 | 0 | 0 | 0 | 0 | 0 | 0 | 0 | 0 | 0 | 0 | 0 | 0 | 0 | 0 | 0 | 0 | 0 | 0 | 0 | 0 | 0 | 0 | 0 | 0 | 0 | 0
F6_Commercial_Grocery_Existing_Miscellaneous_Natural Gas_Pool Heater_E8 | F6 | Commercial | Grocery | Existing | Miscellaneous | Natural Gas | Pool Heater | E8 | Utility - Value of Sales | 0 | 0 | 0 | 0 | 0 | 0 | 0 | 0 | 0 | 0 | 0 | 0 | 0 | 0 | 0 | 0 | 0 | 0 | 0 | 0 | 0 | 0 | 0 | 0 | 0 | 0 | 0 | 0 | 0 | 0 | 0 | 0 | 0 | 0 | 0 | 0 | 0 | 0 | 0 | 0 | 0 | 0
F6_Commercial_Grocery_Existing_Miscellaneous_Natural Gas_Pool Heater_E9 | F6 | Commercial | Grocery | Existing | Miscellaneous | Natural Gas | Pool Heater | E9 | Utility - Value of Sales | 0 | 0 | 0 | 0 | 0 | 0 | 0 | 0 | 0 | 0 | 0 | 0 | 0 | 0 | 0 | 0 | 0 | 0 | 0 | 0 | 0 | 0 | 0 | 0 | 0 | 0 | 0 | 0 | 0 | 0 | 0 | 0 | 0 | 0 | 0 | 0 | 0 | 0 | 0 | 0 | 0 | 0
F6_Commercial_Grocery_Existing_Miscellaneous_Natural Gas_Pool Heater_E10 | F6 | Commercial | Grocery | Existing | Miscellaneous | Natural Gas | Pool Heater | E10 | Utility - Value of Sales | 0 | 0 | 0 | 0 | 0 | 0 | 0 | 0 | 0 | 0 | 0 | 0 | 0 | 0 | 0 | 0 | 0 | 0 | 0 | 0 | 0 | 0 | 0 | 0 | 0 | 0 | 0 | 0 | 0 | 0 | 0 | 0 | 0 | 0 | 0 | 0 | 0 | 0 | 0 | 0 | 0 | 0
F1_Commercial_Grocery_Existing_Miscellaneous_Natural Gas_Miscellaneous_E1 | F1 | Commercial | Grocery | Existing | Miscellaneous | Natural Gas | Miscellaneous | E1 | RVT - Cost of Equipment | 0 | 0 | 0 | 0 | 0 | 0 | 0 | 0 | 0 | 0 | 0 | 0 | 0 | 0 | 0 | 0 | 0 | 0 | 0 | 0 | 0 | 0 | 0 | 0 | 0 | 0 | 0 | 0 | 0 | 0 | 0 | 0 | 0 | 0 | 0 | 0 | 0 | 0 | 0 | 0 | 0 | 0
F1_Commercial_Grocery_Existing_Miscellaneous_Natural Gas_Miscellaneous_E2 | F1 | Commercial | Grocery | Existing | Miscellaneous | Natural Gas | Miscellaneous | E2 | RVT - Cost of Equipment | 0 | 0 | 0 | 0 | 0 | 0 | 0 | 0 | 0 | 0 | 0 | 0 | 0 | 0 | 0 | 0 | 0 | 0 | 0 | 0 | 0 | 0 | 0 | 0 | 0 | 0 | 0 | 0 | 0 | 0 | 0 | 0 | 0 | 0 | 0 | 0 | 0 | 0 | 0 | 0 | 0 | 0
F1_Commercial_Grocery_Existing_Miscellaneous_Natural Gas_Miscellaneous_E3 | F1 | Commercial | Grocery | Existing | Miscellaneous | Natural Gas | Miscellaneous | E3 | RVT - Cost of Equipment | 0 | 0 | 0 | 0 | 0 | 0 | 0 | 0 | 0 | 0 | 0 | 0 | 0 | 0 | 0 | 0 | 0 | 0 | 0 | 0 | 0 | 0 | 0 | 0 | 0 | 0 | 0 | 0 | 0 | 0 | 0 | 0 | 0 | 0 | 0 | 0 | 0 | 0 | 0 | 0 | 0 | 0
F1_Commercial_Grocery_Existing_Miscellaneous_Natural Gas_Miscellaneous_E4 | F1 | Commercial | Grocery | Existing | Miscellaneous | Natural Gas | Miscellaneous | E4 | RVT - Cost of Equipment | 0 | 0 | 0 | 0 | 0 | 0 | 0 | 0 | 0 | 0 | 0 | 0 | 0 | 0 | 0 | 0 | 0 | 0 | 0 | 0 | 0 | 0 | 0 | 0 | 0 | 0 | 0 | 0 | 0 | 0 | 0 | 0 | 0 | 0 | 0 | 0 | 0 | 0 | 0 | 0 | 0 | 0
F1_Commercial_Grocery_Existing_Miscellaneous_Natural Gas_Miscellaneous_E5 | F1 | Commercial | Grocery | Existing | Miscellaneous | Natural Gas | Miscellaneous | E5 | RVT - Cost of Equipment | 0 | 0 | 0 | 0 | 0 | 0 | 0 | 0 | 0 | 0 | 0 | 0 | 0 | 0 | 0 | 0 | 0 | 0 | 0 | 0 | 0 | 0 | 0 | 0 | 0 | 0 | 0 | 0 | 0 | 0 | 0 | 0 | 0 | 0 | 0 | 0 | 0 | 0 | 0 | 0 | 0 | 0
F1_Commercial_Grocery_Existing_Miscellaneous_Natural Gas_Miscellaneous_E6 | F1 | Commercial | Grocery | Existing | Miscellaneous | Natural Gas | Miscellaneous | E6 | RVT - Cost of Equipment | 0 | 0 | 0 | 0 | 0 | 0 | 0 | 0 | 0 | 0 | 0 | 0 | 0 | 0 | 0 | 0 | 0 | 0 | 0 | 0 | 0 | 0 | 0 | 0 | 0 | 0 | 0 | 0 | 0 | 0 | 0 | 0 | 0 | 0 | 0 | 0 | 0 | 0 | 0 | 0 | 0 | 0
F1_Commercial_Grocery_Existing_Miscellaneous_Natural Gas_Miscellaneous_E7 | F1 | Commercial | Grocery | Existing | Miscellaneous | Natural Gas | Miscellaneous | E7 | RVT - Cost of Equipment | 0 | 0 | 0 | 0 | 0 | 0 | 0 | 0 | 0 | 0 | 0 | 0 | 0 | 0 | 0 | 0 | 0 | 0 | 0 | 0 | 0 | 0 | 0 | 0 | 0 | 0 | 0 | 0 | 0 | 0 | 0 | 0 | 0 | 0 | 0 | 0 | 0 | 0 | 0 | 0 | 0 | 0
F1_Commercial_Grocery_Existing_Miscellaneous_Natural Gas_Miscellaneous_E8 | F1 | Commercial | Grocery | Existing | Miscellaneous | Natural Gas | Miscellaneous | E8 | RVT - Cost of Equipment | 0 | 0 | 0 | 0 | 0 | 0 | 0 | 0 | 0 | 0 | 0 | 0 | 0 | 0 | 0 | 0 | 0 | 0 | 0 | 0 | 0 | 0 | 0 | 0 | 0 | 0 | 0 | 0 | 0 | 0 | 0 | 0 | 0 | 0 | 0 | 0 | 0 | 0 | 0 | 0 | 0 | 0
F1_Commercial_Grocery_Existing_Miscellaneous_Natural Gas_Miscellaneous_E9 | F1 | Commercial | Grocery | Existing | Miscellaneous | Natural Gas | Miscellaneous | E9 | RVT - Cost of Equipment | 0 | 0 | 0 | 0 | 0 | 0 | 0 | 0 | 0 | 0 | 0 | 0 | 0 | 0 | 0 | 0 | 0 | 0 | 0 | 0 | 0 | 0 | 0 | 0 | 0 | 0 | 0 | 0 | 0 | 0 | 0 | 0 | 0 | 0 | 0 | 0 | 0 | 0 | 0 | 0 | 0 | 0
F1_Commercial_Grocery_Existing_Miscellaneous_Natural Gas_Miscellaneous_E10 | F1 | Commercial | Grocery | Existing | Miscellaneous | Natural Gas | Miscellaneous | E10 | RVT - Cost of Equipment | 0 | 0 | 0 | 0 | 0 | 0 | 0 | 0 | 0 | 0 | 0 | 0 | 0 | 0 | 0 | 0 | 0 | 0 | 0 | 0 | 0 | 0 | 0 | 0 | 0 | 0 | 0 | 0 | 0 | 0 | 0 | 0 | 0 | 0 | 0 | 0 | 0 | 0 | 0 | 0 | 0 | 0
F2_Commercial_Grocery_Existing_Miscellaneous_Natural Gas_Miscellaneous_E1 | F2 | Commercial | Grocery | Existing | Miscellaneous | Natural Gas | Miscellaneous | E1 | RVT - Cost of Operation | 0 | 0 | 0 | 0 | 0 | 0 | 0 | 0 | 0 | 0 | 0 | 0 | 0 | 0 | 0 | 0 | 0 | 0 | 0 | 0 | 0 | 0 | 0 | 0 | 0 | 0 | 0 | 0 | 0 | 0 | 0 | 0 | 0 | 0 | 0 | 0 | 0 | 0 | 0 | 0 | 0 | 0
F2_Commercial_Grocery_Existing_Miscellaneous_Natural Gas_Miscellaneous_E2 | F2 | Commercial | Grocery | Existing | Miscellaneous | Natural Gas | Miscellaneous | E2 | RVT - Cost of Operation | 0 | 0 | 0 | 0 | 0 | 0 | 0 | 0 | 0 | 0 | 0 | 0 | 0 | 0 | 0 | 0 | 0 | 0 | 0 | 0 | 0 | 0 | 0 | 0 | 0 | 0 | 0 | 0 | 0 | 0 | 0 | 0 | 0 | 0 | 0 | 0 | 0 | 0 | 0 | 0 | 0 | 0
F2_Commercial_Grocery_Existing_Miscellaneous_Natural Gas_Miscellaneous_E3 | F2 | Commercial | Grocery | Existing | Miscellaneous | Natural Gas | Miscellaneous | E3 | RVT - Cost of Operation | 0 | 0 | 0 | 0 | 0 | 0 | 0 | 0 | 0 | 0 | 0 | 0 | 0 | 0 | 0 | 0 | 0 | 0 | 0 | 0 | 0 | 0 | 0 | 0 | 0 | 0 | 0 | 0 | 0 | 0 | 0 | 0 | 0 | 0 | 0 | 0 | 0 | 0 | 0 | 0 | 0 | 0
F2_Commercial_Grocery_Existing_Miscellaneous_Natural Gas_Miscellaneous_E4 | F2 | Commercial | Grocery | Existing | Miscellaneous | Natural Gas | Miscellaneous | E4 | RVT - Cost of Operation | 0 | 0 | 0 | 0 | 0 | 0 | 0 | 0 | 0 | 0 | 0 | 0 | 0 | 0 | 0 | 0 | 0 | 0 | 0 | 0 | 0 | 0 | 0 | 0 | 0 | 0 | 0 | 0 | 0 | 0 | 0 | 0 | 0 | 0 | 0 | 0 | 0 | 0 | 0 | 0 | 0 | 0
F2_Commercial_Grocery_Existing_Miscellaneous_Natural Gas_Miscellaneous_E5 | F2 | Commercial | Grocery | Existing | Miscellaneous | Natural Gas | Miscellaneous | E5 | RVT - Cost of Operation | 0 | 0 | 0 | 0 | 0 | 0 | 0 | 0 | 0 | 0 | 0 | 0 | 0 | 0 | 0 | 0 | 0 | 0 | 0 | 0 | 0 | 0 | 0 | 0 | 0 | 0 | 0 | 0 | 0 | 0 | 0 | 0 | 0 | 0 | 0 | 0 | 0 | 0 | 0 | 0 | 0 | 0
F2_Commercial_Grocery_Existing_Miscellaneous_Natural Gas_Miscellaneous_E6 | F2 | Commercial | Grocery | Existing | Miscellaneous | Natural Gas | Miscellaneous | E6 | RVT - Cost of Operation | 0 | 0 | 0 | 0 | 0 | 0 | 0 | 0 | 0 | 0 | 0 | 0 | 0 | 0 | 0 | 0 | 0 | 0 | 0 | 0 | 0 | 0 | 0 | 0 | 0 | 0 | 0 | 0 | 0 | 0 | 0 | 0 | 0 | 0 | 0 | 0 | 0 | 0 | 0 | 0 | 0 | 0
F2_Commercial_Grocery_Existing_Miscellaneous_Natural Gas_Miscellaneous_E7 | F2 | Commercial | Grocery | Existing | Miscellaneous | Natural Gas | Miscellaneous | E7 | RVT - Cost of Operation | 0 | 0 | 0 | 0 | 0 | 0 | 0 | 0 | 0 | 0 | 0 | 0 | 0 | 0 | 0 | 0 | 0 | 0 | 0 | 0 | 0 | 0 | 0 | 0 | 0 | 0 | 0 | 0 | 0 | 0 | 0 | 0 | 0 | 0 | 0 | 0 | 0 | 0 | 0 | 0 | 0 | 0
F2_Commercial_Grocery_Existing_Miscellaneous_Natural Gas_Miscellaneous_E8 | F2 | Commercial | Grocery | Existing | Miscellaneous | Natural Gas | Miscellaneous | E8 | RVT - Cost of Operation | 0 | 0 | 0 | 0 | 0 | 0 | 0 | 0 | 0 | 0 | 0 | 0 | 0 | 0 | 0 | 0 | 0 | 0 | 0 | 0 | 0 | 0 | 0 | 0 | 0 | 0 | 0 | 0 | 0 | 0 | 0 | 0 | 0 | 0 | 0 | 0 | 0 | 0 | 0 | 0 | 0 | 0
F2_Commercial_Grocery_Existing_Miscellaneous_Natural Gas_Miscellaneous_E9 | F2 | Commercial | Grocery | Existing | Miscellaneous | Natural Gas | Miscellaneous | E9 | RVT - Cost of Operation | 0 | 0 | 0 | 0 | 0 | 0 | 0 | 0 | 0 | 0 | 0 | 0 | 0 | 0 | 0 | 0 | 0 | 0 | 0 | 0 | 0 | 0 | 0 | 0 | 0 | 0 | 0 | 0 | 0 | 0 | 0 | 0 | 0 | 0 | 0 | 0 | 0 | 0 | 0 | 0 | 0 | 0
F2_Commercial_Grocery_Existing_Miscellaneous_Natural Gas_Miscellaneous_E10 | F2 | Commercial | Grocery | Existing | Miscellaneous | Natural Gas | Miscellaneous | E10 | RVT - Cost of Operation | 0 | 0 | 0 | 0 | 0 | 0 | 0 | 0 | 0 | 0 | 0 | 0 | 0 | 0 | 0 | 0 | 0 | 0 | 0 | 0 | 0 | 0 | 0 | 0 | 0 | 0 | 0 | 0 | 0 | 0 | 0 | 0 | 0 | 0 | 0 | 0 | 0 | 0 | 0 | 0 | 0 | 0
F3_Commercial_Grocery_Existing_Miscellaneous_Natural Gas_Miscellaneous_E1 | F3 | Commercial | Grocery | Existing | Miscellaneous | Natural Gas | Miscellaneous | E1 | System - kBTUs of Consumption | 0.00072272 | 0.00072272 | 0.00072272 | 0.00072272 | 0.00072272 | 0.00072272 | 0.00072272 | 0.00072272 | 0.00072272 | 0.00072272 | 0.00072272 | 0.00072272 | 0.00072272 | 0.00072272 | 0.00072272 | 0.00072272 | 0.00072272 | 0.00072272 | 0.00072272 | 0.00072272 | 0.00072272 | 0.00072272 | 0.00072272 | 0.00072272 | 0.00072272 | 0.00072272 | 0.00072272 | 0.00072272 | 0.00072272 | 0.00072272 | 0.00072272 | 0.00072272 | 0.00072272 | 0 | 0 | 0 | 0 | 0 | 0 | 0 | 0 | 0
F3_Commercial_Grocery_Existing_Miscellaneous_Natural Gas_Miscellaneous_E2 | F3 | Commercial | Grocery | Existing | Miscellaneous | Natural Gas | Miscellaneous | E2 | System - kBTUs of Consumption | 0 | 0 | 0 | 0 | 0 | 0 | 0 | 0 | 0 | 0 | 0 | 0 | 0 | 0 | 0 | 0 | 0 | 0 | 0 | 0 | 0 | 0 | 0 | 0 | 0 | 0 | 0 | 0 | 0 | 0 | 0 | 0 | 0 | 0 | 0 | 0 | 0 | 0 | 0 | 0 | 0 | 0
F3_Commercial_Grocery_Existing_Miscellaneous_Natural Gas_Miscellaneous_E3 | F3 | Commercial | Grocery | Existing | Miscellaneous | Natural Gas | Miscellaneous | E3 | System - kBTUs of Consumption | 0 | 0 | 0 | 0 | 0 | 0 | 0 | 0 | 0 | 0 | 0 | 0 | 0 | 0 | 0 | 0 | 0 | 0 | 0 | 0 | 0 | 0 | 0 | 0 | 0 | 0 | 0 | 0 | 0 | 0 | 0 | 0 | 0 | 0 | 0 | 0 | 0 | 0 | 0 | 0 | 0 | 0
F3_Commercial_Grocery_Existing_Miscellaneous_Natural Gas_Miscellaneous_E4 | F3 | Commercial | Grocery | Existing | Miscellaneous | Natural Gas | Miscellaneous | E4 | System - kBTUs of Consumption | 0 | 0 | 0 | 0 | 0 | 0 | 0 | 0 | 0 | 0 | 0 | 0 | 0 | 0 | 0 | 0 | 0 | 0 | 0 | 0 | 0 | 0 | 0 | 0 | 0 | 0 | 0 | 0 | 0 | 0 | 0 | 0 | 0 | 0 | 0 | 0 | 0 | 0 | 0 | 0 | 0 | 0
F3_Commercial_Grocery_Existing_Miscellaneous_Natural Gas_Miscellaneous_E5 | F3 | Commercial | Grocery | Existing | Miscellaneous | Natural Gas | Miscellaneous | E5 | System - kBTUs of Consumption | 0 | 0 | 0 | 0 | 0 | 0 | 0 | 0 | 0 | 0 | 0 | 0 | 0 | 0 | 0 | 0 | 0 | 0 | 0 | 0 | 0 | 0 | 0 | 0 | 0 | 0 | 0 | 0 | 0 | 0 | 0 | 0 | 0 | 0 | 0 | 0 | 0 | 0 | 0 | 0 | 0 | 0
F3_Commercial_Grocery_Existing_Miscellaneous_Natural Gas_Miscellaneous_E6 | F3 | Commercial | Grocery | Existing | Miscellaneous | Natural Gas | Miscellaneous | E6 | System - kBTUs of Consumption | 0 | 0 | 0 | 0 | 0 | 0 | 0 | 0 | 0 | 0 | 0 | 0 | 0 | 0 | 0 | 0 | 0 | 0 | 0 | 0 | 0 | 0 | 0 | 0 | 0 | 0 | 0 | 0 | 0 | 0 | 0 | 0 | 0 | 0 | 0 | 0 | 0 | 0 | 0 | 0 | 0 | 0
F3_Commercial_Grocery_Existing_Miscellaneous_Natural Gas_Miscellaneous_E7 | F3 | Commercial | Grocery | Existing | Miscellaneous | Natural Gas | Miscellaneous | E7 | System - kBTUs of Consumption | 0 | 0 | 0 | 0 | 0 | 0 | 0 | 0 | 0 | 0 | 0 | 0 | 0 | 0 | 0 | 0 | 0 | 0 | 0 | 0 | 0 | 0 | 0 | 0 | 0 | 0 | 0 | 0 | 0 | 0 | 0 | 0 | 0 | 0 | 0 | 0 | 0 | 0 | 0 | 0 | 0 | 0
F3_Commercial_Grocery_Existing_Miscellaneous_Natural Gas_Miscellaneous_E8 | F3 | Commercial | Grocery | Existing | Miscellaneous | Natural Gas | Miscellaneous | E8 | System - kBTUs of Consumption | 0 | 0 | 0 | 0 | 0 | 0 | 0 | 0 | 0 | 0 | 0 | 0 | 0 | 0 | 0 | 0 | 0 | 0 | 0 | 0 | 0 | 0 | 0 | 0 | 0 | 0 | 0 | 0 | 0 | 0 | 0 | 0 | 0 | 0 | 0 | 0 | 0 | 0 | 0 | 0 | 0 | 0
F3_Commercial_Grocery_Existing_Miscellaneous_Natural Gas_Miscellaneous_E9 | F3 | Commercial | Grocery | Existing | Miscellaneous | Natural Gas | Miscellaneous | E9 | System - kBTUs of Consumption | 0 | 0 | 0 | 0 | 0 | 0 | 0 | 0 | 0 | 0 | 0 | 0 | 0 | 0 | 0 | 0 | 0 | 0 | 0 | 0 | 0 | 0 | 0 | 0 | 0 | 0 | 0 | 0 | 0 | 0 | 0 | 0 | 0 | 0 | 0 | 0 | 0 | 0 | 0 | 0 | 0 | 0
F3_Commercial_Grocery_Existing_Miscellaneous_Natural Gas_Miscellaneous_E10 | F3 | Commercial | Grocery | Existing | Miscellaneous | Natural Gas | Miscellaneous | E10 | System - kBTUs of Consumption | 0 | 0 | 0 | 0 | 0 | 0 | 0 | 0 | 0 | 0 | 0 | 0 | 0 | 0 | 0 | 0 | 0 | 0 | 0 | 0 | 0 | 0 | 0 | 0 | 0 | 0 | 0 | 0 | 0 | 0 | 0 | 0 | 0 | 0 | 0 | 0 | 0 | 0 | 0 | 0 | 0 | 0
F4_Commercial_Grocery_Existing_Miscellaneous_Natural Gas_Miscellaneous_E1 | F4 | Commercial | Grocery | Existing | Miscellaneous | Natural Gas | Miscellaneous | E1 | Utility - Cost of Equipment | 0 | 0 | 0 | 0 | 0 | 0 | 0 | 0 | 0 | 0 | 0 | 0 | 0 | 0 | 0 | 0 | 0 | 0 | 0 | 0 | 0 | 0 | 0 | 0 | 0 | 0 | 0 | 0 | 0 | 0 | 0 | 0 | 0 | 0 | 0 | 0 | 0 | 0 | 0 | 0 | 0 | 0
F4_Commercial_Grocery_Existing_Miscellaneous_Natural Gas_Miscellaneous_E2 | F4 | Commercial | Grocery | Existing | Miscellaneous | Natural Gas | Miscellaneous | E2 | Utility - Cost of Equipment | 0 | 0 | 0 | 0 | 0 | 0 | 0 | 0 | 0 | 0 | 0 | 0 | 0 | 0 | 0 | 0 | 0 | 0 | 0 | 0 | 0 | 0 | 0 | 0 | 0 | 0 | 0 | 0 | 0 | 0 | 0 | 0 | 0 | 0 | 0 | 0 | 0 | 0 | 0 | 0 | 0 | 0
F4_Commercial_Grocery_Existing_Miscellaneous_Natural Gas_Miscellaneous_E3 | F4 | Commercial | Grocery | Existing | Miscellaneous | Natural Gas | Miscellaneous | E3 | Utility - Cost of Equipment | 0 | 0 | 0 | 0 | 0 | 0 | 0 | 0 | 0 | 0 | 0 | 0 | 0 | 0 | 0 | 0 | 0 | 0 | 0 | 0 | 0 | 0 | 0 | 0 | 0 | 0 | 0 | 0 | 0 | 0 | 0 | 0 | 0 | 0 | 0 | 0 | 0 | 0 | 0 | 0 | 0 | 0
F4_Commercial_Grocery_Existing_Miscellaneous_Natural Gas_Miscellaneous_E4 | F4 | Commercial | Grocery | Existing | Miscellaneous | Natural Gas | Miscellaneous | E4 | Utility - Cost of Equipment | 0 | 0 | 0 | 0 | 0 | 0 | 0 | 0 | 0 | 0 | 0 | 0 | 0 | 0 | 0 | 0 | 0 | 0 | 0 | 0 | 0 | 0 | 0 | 0 | 0 | 0 | 0 | 0 | 0 | 0 | 0 | 0 | 0 | 0 | 0 | 0 | 0 | 0 | 0 | 0 | 0 | 0
F4_Commercial_Grocery_Existing_Miscellaneous_Natural Gas_Miscellaneous_E5 | F4 | Commercial | Grocery | Existing | Miscellaneous | Natural Gas | Miscellaneous | E5 | Utility - Cost of Equipment | 0 | 0 | 0 | 0 | 0 | 0 | 0 | 0 | 0 | 0 | 0 | 0 | 0 | 0 | 0 | 0 | 0 | 0 | 0 | 0 | 0 | 0 | 0 | 0 | 0 | 0 | 0 | 0 | 0 | 0 | 0 | 0 | 0 | 0 | 0 | 0 | 0 | 0 | 0 | 0 | 0 | 0
F4_Commercial_Grocery_Existing_Miscellaneous_Natural Gas_Miscellaneous_E6 | F4 | Commercial | Grocery | Existing | Miscellaneous | Natural Gas | Miscellaneous | E6 | Utility - Cost of Equipment | 0 | 0 | 0 | 0 | 0 | 0 | 0 | 0 | 0 | 0 | 0 | 0 | 0 | 0 | 0 | 0 | 0 | 0 | 0 | 0 | 0 | 0 | 0 | 0 | 0 | 0 | 0 | 0 | 0 | 0 | 0 | 0 | 0 | 0 | 0 | 0 | 0 | 0 | 0 | 0 | 0 | 0
F4_Commercial_Grocery_Existing_Miscellaneous_Natural Gas_Miscellaneous_E7 | F4 | Commercial | Grocery | Existing | Miscellaneous | Natural Gas | Miscellaneous | E7 | Utility - Cost of Equipment | 0 | 0 | 0 | 0 | 0 | 0 | 0 | 0 | 0 | 0 | 0 | 0 | 0 | 0 | 0 | 0 | 0 | 0 | 0 | 0 | 0 | 0 | 0 | 0 | 0 | 0 | 0 | 0 | 0 | 0 | 0 | 0 | 0 | 0 | 0 | 0 | 0 | 0 | 0 | 0 | 0 | 0
F4_Commercial_Grocery_Existing_Miscellaneous_Natural Gas_Miscellaneous_E8 | F4 | Commercial | Grocery | Existing | Miscellaneous | Natural Gas | Miscellaneous | E8 | Utility - Cost of Equipment | 0 | 0 | 0 | 0 | 0 | 0 | 0 | 0 | 0 | 0 | 0 | 0 | 0 | 0 | 0 | 0 | 0 | 0 | 0 | 0 | 0 | 0 | 0 | 0 | 0 | 0 | 0 | 0 | 0 | 0 | 0 | 0 | 0 | 0 | 0 | 0 | 0 | 0 | 0 | 0 | 0 | 0
F4_Commercial_Grocery_Existing_Miscellaneous_Natural Gas_Miscellaneous_E9 | F4 | Commercial | Grocery | Existing | Miscellaneous | Natural Gas | Miscellaneous | E9 | Utility - Cost of Equipment | 0 | 0 | 0 | 0 | 0 | 0 | 0 | 0 | 0 | 0 | 0 | 0 | 0 | 0 | 0 | 0 | 0 | 0 | 0 | 0 | 0 | 0 | 0 | 0 | 0 | 0 | 0 | 0 | 0 | 0 | 0 | 0 | 0 | 0 | 0 | 0 | 0 | 0 | 0 | 0 | 0 | 0
F4_Commercial_Grocery_Existing_Miscellaneous_Natural Gas_Miscellaneous_E10 | F4 | Commercial | Grocery | Existing | Miscellaneous | Natural Gas | Miscellaneous | E10 | Utility - Cost of Equipment | 0 | 0 | 0 | 0 | 0 | 0 | 0 | 0 | 0 | 0 | 0 | 0 | 0 | 0 | 0 | 0 | 0 | 0 | 0 | 0 | 0 | 0 | 0 | 0 | 0 | 0 | 0 | 0 | 0 | 0 | 0 | 0 | 0 | 0 | 0 | 0 | 0 | 0 | 0 | 0 | 0 | 0
F5_Commercial_Grocery_Existing_Miscellaneous_Natural Gas_Miscellaneous_E1 | F5 | Commercial | Grocery | Existing | Miscellaneous | Natural Gas | Miscellaneous | E1 | Utility - Cost of Operation | 0.00072272 | 0.00072272 | 0.00072272 | 0.00072272 | 0.00072272 | 0.00072272 | 0.00072272 | 0.00072272 | 0.00072272 | 0.00072272 | 0.00072272 | 0.00072272 | 0.00072272 | 0.00072272 | 0.00072272 | 0.00072272 | 0.00072272 | 0.00072272 | 0.00072272 | 0.00072272 | 0.00072272 | 0.00072272 | 0.00072272 | 0.00072272 | 0.00072272 | 0.00072272 | 0.00072272 | 0.00072272 | 0.00072272 | 0.00072272 | 0.00072272 | 0.00072272 | 0.00072272 | 0 | 0 | 0 | 0 | 0 | 0 | 0 | 0 | 0
F5_Commercial_Grocery_Existing_Miscellaneous_Natural Gas_Miscellaneous_E2 | F5 | Commercial | Grocery | Existing | Miscellaneous | Natural Gas | Miscellaneous | E2 | Utility - Cost of Operation | 0 | 0 | 0 | 0 | 0 | 0 | 0 | 0 | 0 | 0 | 0 | 0 | 0 | 0 | 0 | 0 | 0 | 0 | 0 | 0 | 0 | 0 | 0 | 0 | 0 | 0 | 0 | 0 | 0 | 0 | 0 | 0 | 0 | 0 | 0 | 0 | 0 | 0 | 0 | 0 | 0 | 0
F5_Commercial_Grocery_Existing_Miscellaneous_Natural Gas_Miscellaneous_E3 | F5 | Commercial | Grocery | Existing | Miscellaneous | Natural Gas | Miscellaneous | E3 | Utility - Cost of Operation | 0 | 0 | 0 | 0 | 0 | 0 | 0 | 0 | 0 | 0 | 0 | 0 | 0 | 0 | 0 | 0 | 0 | 0 | 0 | 0 | 0 | 0 | 0 | 0 | 0 | 0 | 0 | 0 | 0 | 0 | 0 | 0 | 0 | 0 | 0 | 0 | 0 | 0 | 0 | 0 | 0 | 0
F5_Commercial_Grocery_Existing_Miscellaneous_Natural Gas_Miscellaneous_E4 | F5 | Commercial | Grocery | Existing | Miscellaneous | Natural Gas | Miscellaneous | E4 | Utility - Cost of Operation | 0 | 0 | 0 | 0 | 0 | 0 | 0 | 0 | 0 | 0 | 0 | 0 | 0 | 0 | 0 | 0 | 0 | 0 | 0 | 0 | 0 | 0 | 0 | 0 | 0 | 0 | 0 | 0 | 0 | 0 | 0 | 0 | 0 | 0 | 0 | 0 | 0 | 0 | 0 | 0 | 0 | 0
F5_Commercial_Grocery_Existing_Miscellaneous_Natural Gas_Miscellaneous_E5 | F5 | Commercial | Grocery | Existing | Miscellaneous | Natural Gas | Miscellaneous | E5 | Utility - Cost of Operation | 0 | 0 | 0 | 0 | 0 | 0 | 0 | 0 | 0 | 0 | 0 | 0 | 0 | 0 | 0 | 0 | 0 | 0 | 0 | 0 | 0 | 0 | 0 | 0 | 0 | 0 | 0 | 0 | 0 | 0 | 0 | 0 | 0 | 0 | 0 | 0 | 0 | 0 | 0 | 0 | 0 | 0
F5_Commercial_Grocery_Existing_Miscellaneous_Natural Gas_Miscellaneous_E6 | F5 | Commercial | Grocery | Existing | Miscellaneous | Natural Gas | Miscellaneous | E6 | Utility - Cost of Operation | 0 | 0 | 0 | 0 | 0 | 0 | 0 | 0 | 0 | 0 | 0 | 0 | 0 | 0 | 0 | 0 | 0 | 0 | 0 | 0 | 0 | 0 | 0 | 0 | 0 | 0 | 0 | 0 | 0 | 0 | 0 | 0 | 0 | 0 | 0 | 0 | 0 | 0 | 0 | 0 | 0 | 0
F5_Commercial_Grocery_Existing_Miscellaneous_Natural Gas_Miscellaneous_E7 | F5 | Commercial | Grocery | Existing | Miscellaneous | Natural Gas | Miscellaneous | E7 | Utility - Cost of Operation | 0 | 0 | 0 | 0 | 0 | 0 | 0 | 0 | 0 | 0 | 0 | 0 | 0 | 0 | 0 | 0 | 0 | 0 | 0 | 0 | 0 | 0 | 0 | 0 | 0 | 0 | 0 | 0 | 0 | 0 | 0 | 0 | 0 | 0 | 0 | 0 | 0 | 0 | 0 | 0 | 0 | 0
F5_Commercial_Grocery_Existing_Miscellaneous_Natural Gas_Miscellaneous_E8 | F5 | Commercial | Grocery | Existing | Miscellaneous | Natural Gas | Miscellaneous | E8 | Utility - Cost of Operation | 0 | 0 | 0 | 0 | 0 | 0 | 0 | 0 | 0 | 0 | 0 | 0 | 0 | 0 | 0 | 0 | 0 | 0 | 0 | 0 | 0 | 0 | 0 | 0 | 0 | 0 | 0 | 0 | 0 | 0 | 0 | 0 | 0 | 0 | 0 | 0 | 0 | 0 | 0 | 0 | 0 | 0
F5_Commercial_Grocery_Existing_Miscellaneous_Natural Gas_Miscellaneous_E9 | F5 | Commercial | Grocery | Existing | Miscellaneous | Natural Gas | Miscellaneous | E9 | Utility - Cost of Operation | 0 | 0 | 0 | 0 | 0 | 0 | 0 | 0 | 0 | 0 | 0 | 0 | 0 | 0 | 0 | 0 | 0 | 0 | 0 | 0 | 0 | 0 | 0 | 0 | 0 | 0 | 0 | 0 | 0 | 0 | 0 | 0 | 0 | 0 | 0 | 0 | 0 | 0 | 0 | 0 | 0 | 0
F5_Commercial_Grocery_Existing_Miscellaneous_Natural Gas_Miscellaneous_E10 | F5 | Commercial | Grocery | Existing | Miscellaneous | Natural Gas | Miscellaneous | E10 | Utility - Cost of Operation | 0 | 0 | 0 | 0 | 0 | 0 | 0 | 0 | 0 | 0 | 0 | 0 | 0 | 0 | 0 | 0 | 0 | 0 | 0 | 0 | 0 | 0 | 0 | 0 | 0 | 0 | 0 | 0 | 0 | 0 | 0 | 0 | 0 | 0 | 0 | 0 | 0 | 0 | 0 | 0 | 0 | 0
F6_Commercial_Grocery_Existing_Miscellaneous_Natural Gas_Miscellaneous_E1 | F6 | Commercial | Grocery | Existing | Miscellaneous | Natural Gas | Miscellaneous | E1 | Utility - Value of Sales | 0.0031393 | 0.0031753 | 0.0032303 | 0.0032182 | 0.0032182 | 0.0032182 | 0.0032182 | 0.0032182 | 0.0032182 | 0.0032182 | 0.0032182 | 0.0032182 | 0.0032182 | 0.0032182 | 0.0032182 | 0.0032182 | 0.0032182 | 0.0032182 | 0.0032182 | 0.0032182 | 0.0032182 | 0.0032182 | 0.0032182 | 0.0032182 | 0.0032182 | 0.0032182 | 0.0032182 | 0.0032182 | 0.0032182 | 0.0032182 | 0.0032182 | 0.0032182 | 0.0032182 | 0 | 0 | 0 | 0 | 0 | 0 | 0 | 0 | 0
F6_Commercial_Grocery_Existing_Miscellaneous_Natural Gas_Miscellaneous_E2 | F6 | Commercial | Grocery | Existing | Miscellaneous | Natural Gas | Miscellaneous | E2 | Utility - Value of Sales | 0 | 0 | 0 | 0 | 0 | 0 | 0 | 0 | 0 | 0 | 0 | 0 | 0 | 0 | 0 | 0 | 0 | 0 | 0 | 0 | 0 | 0 | 0 | 0 | 0 | 0 | 0 | 0 | 0 | 0 | 0 | 0 | 0 | 0 | 0 | 0 | 0 | 0 | 0 | 0 | 0 | 0
F6_Commercial_Grocery_Existing_Miscellaneous_Natural Gas_Miscellaneous_E3 | F6 | Commercial | Grocery | Existing | Miscellaneous | Natural Gas | Miscellaneous | E3 | Utility - Value of Sales | 0 | 0 | 0 | 0 | 0 | 0 | 0 | 0 | 0 | 0 | 0 | 0 | 0 | 0 | 0 | 0 | 0 | 0 | 0 | 0 | 0 | 0 | 0 | 0 | 0 | 0 | 0 | 0 | 0 | 0 | 0 | 0 | 0 | 0 | 0 | 0 | 0 | 0 | 0 | 0 | 0 | 0
F6_Commercial_Grocery_Existing_Miscellaneous_Natural Gas_Miscellaneous_E4 | F6 | Commercial | Grocery | Existing | Miscellaneous | Natural Gas | Miscellaneous | E4 | Utility - Value of Sales | 0 | 0 | 0 | 0 | 0 | 0 | 0 | 0 | 0 | 0 | 0 | 0 | 0 | 0 | 0 | 0 | 0 | 0 | 0 | 0 | 0 | 0 | 0 | 0 | 0 | 0 | 0 | 0 | 0 | 0 | 0 | 0 | 0 | 0 | 0 | 0 | 0 | 0 | 0 | 0 | 0 | 0
F6_Commercial_Grocery_Existing_Miscellaneous_Natural Gas_Miscellaneous_E5 | F6 | Commercial | Grocery | Existing | Miscellaneous | Natural Gas | Miscellaneous | E5 | Utility - Value of Sales | 0 | 0 | 0 | 0 | 0 | 0 | 0 | 0 | 0 | 0 | 0 | 0 | 0 | 0 | 0 | 0 | 0 | 0 | 0 | 0 | 0 | 0 | 0 | 0 | 0 | 0 | 0 | 0 | 0 | 0 | 0 | 0 | 0 | 0 | 0 | 0 | 0 | 0 | 0 | 0 | 0 | 0
F6_Commercial_Grocery_Existing_Miscellaneous_Natural Gas_Miscellaneous_E6 | F6 | Commercial | Grocery | Existing | Miscellaneous | Natural Gas | Miscellaneous | E6 | Utility - Value of Sales | 0 | 0 | 0 | 0 | 0 | 0 | 0 | 0 | 0 | 0 | 0 | 0 | 0 | 0 | 0 | 0 | 0 | 0 | 0 | 0 | 0 | 0 | 0 | 0 | 0 | 0 | 0 | 0 | 0 | 0 | 0 | 0 | 0 | 0 | 0 | 0 | 0 | 0 | 0 | 0 | 0 | 0
F6_Commercial_Grocery_Existing_Miscellaneous_Natural Gas_Miscellaneous_E7 | F6 | Commercial | Grocery | Existing | Miscellaneous | Natural Gas | Miscellaneous | E7 | Utility - Value of Sales | 0 | 0 | 0 | 0 | 0 | 0 | 0 | 0 | 0 | 0 | 0 | 0 | 0 | 0 | 0 | 0 | 0 | 0 | 0 | 0 | 0 | 0 | 0 | 0 | 0 | 0 | 0 | 0 | 0 | 0 | 0 | 0 | 0 | 0 | 0 | 0 | 0 | 0 | 0 | 0 | 0 | 0
F6_Commercial_Grocery_Existing_Miscellaneous_Natural Gas_Miscellaneous_E8 | F6 | Commercial | Grocery | Existing | Miscellaneous | Natural Gas | Miscellaneous | E8 | Utility - Value of Sales | 0 | 0 | 0 | 0 | 0 | 0 | 0 | 0 | 0 | 0 | 0 | 0 | 0 | 0 | 0 | 0 | 0 | 0 | 0 | 0 | 0 | 0 | 0 | 0 | 0 | 0 | 0 | 0 | 0 | 0 | 0 | 0 | 0 | 0 | 0 | 0 | 0 | 0 | 0 | 0 | 0 | 0
F6_Commercial_Grocery_Existing_Miscellaneous_Natural Gas_Miscellaneous_E9 | F6 | Commercial | Grocery | Existing | Miscellaneous | Natural Gas | Miscellaneous | E9 | Utility - Value of Sales | 0 | 0 | 0 | 0 | 0 | 0 | 0 | 0 | 0 | 0 | 0 | 0 | 0 | 0 | 0 | 0 | 0 | 0 | 0 | 0 | 0 | 0 | 0 | 0 | 0 | 0 | 0 | 0 | 0 | 0 | 0 | 0 | 0 | 0 | 0 | 0 | 0 | 0 | 0 | 0 | 0 | 0
F6_Commercial_Grocery_Existing_Miscellaneous_Natural Gas_Miscellaneous_E10 | F6 | Commercial | Grocery | Existing | Miscellaneous | Natural Gas | Miscellaneous | E10 | Utility - Value of Sales | 0 | 0 | 0 | 0 | 0 | 0 | 0 | 0 | 0 | 0 | 0 | 0 | 0 | 0 | 0 | 0 | 0 | 0 | 0 | 0 | 0 | 0 | 0 | 0 | 0 | 0 | 0 | 0 | 0 | 0 | 0 | 0 | 0 | 0 | 0 | 0 | 0 | 0 | 0 | 0 | 0 | 0
F1_Commercial_Grocery_New_Space Heating_Natural Gas_Furnace_E1 | F1 | Commercial | Grocery | New | Space Heating | Natural Gas | Furnace | E1 | RVT - Cost of Equipment | 0.41482 | 0.41466 | 0.41542 | 0.41344 | 0.41209 | 0 | 0 | 0 | 0 | 0 | 0 | 0 | 0 | 0 | 0 | 0 | 0 | 0 | 0 | 0 | 0 | 0 | 0 | 0 | 0 | 0 | 0 | 0 | 0 | 0 | 0 | 0 | 0 | 0 | 0 | 0 | 0 | 0 | 0 | 0 | 0 | 0
F1_Commercial_Grocery_New_Space Heating_Natural Gas_Furnace_E2 | F1 | Commercial | Grocery | New | Space Heating | Natural Gas | Furnace | E2 | RVT - Cost of Equipment | 0.4097 | 0.40954 | 0.41029 | 0.40834 | 0.407 | 0 | 0 | 0 | 0 | 0 | 0 | 0 | 0 | 0 | 0 | 0 | 0 | 0 | 0 | 0 | 0 | 0 | 0 | 0 | 0 | 0 | 0 | 0 | 0 | 0 | 0 | 0 | 0 | 0 | 0 | 0 | 0 | 0 | 0 | 0 | 0 | 0
F1_Commercial_Grocery_New_Space Heating_Natural Gas_Furnace_E3 | F1 | Commercial | Grocery | New | Space Heating | Natural Gas | Furnace | E3 | RVT - Cost of Equipment | 0.37287 | 0.37273 | 0.37341 | 0.37163 | 0.37042 | 0.37003 | 0.3704 | 0.3706 | 0.37103 | 0.37138 | 0.37169 | 0.37192 | 0.37222 | 0.37255 | 0.37281 | 0.37308 | 0.37335 | 0.37369 | 0.37402 | 0.37444 | 0.37479 | 0.37518 | 0.3755 | 0.37588 | 0.37617 | 0.37644 | 0.3767 | 0.37697 | 0.37715 | 0.37735 | 0.37747 | 0.37762 | 0.37762 | 0 | 0 | 0 | 0 | 0 | 0 | 0 | 0 | 0
F1_Commercial_Grocery_New_Space Heating_Natural Gas_Furnace_E4 | F1 | Commercial | Grocery | New | Space Heating | Natural Gas | Furnace | E4 | RVT - Cost of Equipment | 0.34569 | 0.34555 | 0.34618 | 0.34454 | 0.34341 | 0.34305 | 0.3434 | 0.34357 | 0.34398 | 0.3443 | 0.34459 | 0.3448 | 0.34508 | 0.34539 | 0.34563 | 0.34588 | 0.34612 | 0.34644 | 0.34675 | 0.34713 | 0.34747 | 0.34783 | 0.34812 | 0.34847 | 0.34874 | 0.34899 | 0.34923 | 0.34949 | 0.34965 | 0.34984 | 0.34994 | 0.35008 | 0.35008 | 0 | 0 | 0 | 0 | 0 | 0 | 0 | 0 | 0
F1_Commercial_Grocery_New_Space Heating_Natural Gas_Furnace_E5 | F1 | Commercial | Grocery | New | Space Heating | Natural Gas | Furnace | E5 | RVT - Cost of Equipment | 0 | 0 | 0 | 0 | 0 | 0 | 0 | 0.25372 | 0.25401 | 0.25426 | 0.25447 | 0.25462 | 0.25483 | 0.25506 | 0.25523 | 0.25542 | 0.2556 | 0.25584 | 0.25606 | 0.25634 | 0.25659 | 0.25686 | 0.25707 | 0.25733 | 0.25753 | 0.25772 | 0.25789 | 0.25808 | 0.25821 | 0.25834 | 0.25842 | 0.25852 | 0.25852 | 0 | 0 | 0 | 0 | 0 | 0 | 0 | 0 | 0
F1_Commercial_Grocery_New_Space Heating_Natural Gas_Furnace_E6 | F1 | Commercial | Grocery | New | Space Heating | Natural Gas | Furnace | E6 | RVT - Cost of Equipment | 0 | 0 | 0 | 0 | 0 | 0 | 0 | 0 | 0 | 0 | 0 | 0 | 0 | 0 | 0 | 0 | 0 | 0 | 0 | 0 | 0 | 0 | 0 | 0 | 0 | 0 | 0 | 0 | 0 | 0 | 0 | 0 | 0 | 0 | 0 | 0 | 0 | 0 | 0 | 0 | 0 | 0
F1_Commercial_Grocery_New_Space Heating_Natural Gas_Furnace_E7 | F1 | Commercial | Grocery | New | Space Heating | Natural Gas | Furnace | E7 | RVT - Cost of Equipment | 0 | 0 | 0 | 0 | 0 | 0 | 0 | 0 | 0 | 0 | 0 | 0 | 0 | 0 | 0 | 0 | 0 | 0 | 0 | 0 | 0 | 0 | 0 | 0 | 0 | 0 | 0 | 0 | 0 | 0 | 0 | 0 | 0 | 0 | 0 | 0 | 0 | 0 | 0 | 0 | 0 | 0
F1_Commercial_Grocery_New_Space Heating_Natural Gas_Furnace_E8 | F1 | Commercial | Grocery | New | Space Heating | Natural Gas | Furnace | E8 | RVT - Cost of Equipment | 0 | 0 | 0 | 0 | 0 | 0 | 0 | 0 | 0 | 0 | 0 | 0 | 0 | 0 | 0 | 0 | 0 | 0 | 0 | 0 | 0 | 0 | 0 | 0 | 0 | 0 | 0 | 0 | 0 | 0 | 0 | 0 | 0 | 0 | 0 | 0 | 0 | 0 | 0 | 0 | 0 | 0
F1_Commercial_Grocery_New_Space Heating_Natural Gas_Furnace_E9 | F1 | Commercial | Grocery | New | Space Heating | Natural Gas | Furnace | E9 | RVT - Cost of Equipment | 0 | 0 | 0 | 0 | 0 | 0 | 0 | 0 | 0 | 0 | 0 | 0 | 0 | 0 | 0 | 0 | 0 | 0 | 0 | 0 | 0 | 0 | 0 | 0 | 0 | 0 | 0 | 0 | 0 | 0 | 0 | 0 | 0 | 0 | 0 | 0 | 0 | 0 | 0 | 0 | 0 | 0
F1_Commercial_Grocery_New_Space Heating_Natural Gas_Furnace_E10 | F1 | Commercial | Grocery | New | Space Heating | Natural Gas | Furnace | E10 | RVT - Cost of Equipment | 0 | 0 | 0 | 0 | 0 | 0 | 0 | 0 | 0 | 0 | 0 | 0 | 0 | 0 | 0 | 0 | 0 | 0 | 0 | 0 | 0 | 0 | 0 | 0 | 0 | 0 | 0 | 0 | 0 | 0 | 0 | 0 | 0 | 0 | 0 | 0 | 0 | 0 | 0 | 0 | 0 | 0
F2_Commercial_Grocery_New_Space Heating_Natural Gas_Furnace_E1 | F2 | Commercial | Grocery | New | Space Heating | Natural Gas | Furnace | E1 | RVT - Cost of Operation | 0.49698 | 0.49679 | 0.4977 | 0.49533 | 0.49371 | 0 | 0 | 0 | 0 | 0 | 0 | 0 | 0 | 0 | 0 | 0 | 0 | 0 | 0 | 0 | 0 | 0 | 0 | 0 | 0 | 0 | 0 | 0 | 0 | 0 | 0 | 0 | 0 | 0 | 0 | 0 | 0 | 0 | 0 | 0 | 0 | 0
F2_Commercial_Grocery_New_Space Heating_Natural Gas_Furnace_E2 | F2 | Commercial | Grocery | New | Space Heating | Natural Gas | Furnace | E2 | RVT - Cost of Operation | 0.49085 | 0.49066 | 0.49155 | 0.48922 | 0.48762 | 0 | 0 | 0 | 0 | 0 | 0 | 0 | 0 | 0 | 0 | 0 | 0 | 0 | 0 | 0 | 0 | 0 | 0 | 0 | 0 | 0 | 0 | 0 | 0 | 0 | 0 | 0 | 0 | 0 | 0 | 0 | 0 | 0 | 0 | 0 | 0 | 0
F2_Commercial_Grocery_New_Space Heating_Natural Gas_Furnace_E3 | F2 | Commercial | Grocery | New | Space Heating | Natural Gas | Furnace | E3 | RVT - Cost of Operation | 0.44673 | 0.44656 | 0.44737 | 0.44524 | 0.44379 | 0.44332 | 0.44377 | 0.444 | 0.44452 | 0.44494 | 0.44531 | 0.44559 | 0.44595 | 0.44634 | 0.44665 | 0.44698 | 0.44729 | 0.44771 | 0.4481 | 0.4486 | 0.44903 | 0.44949 | 0.44988 | 0.45033 | 0.45068 | 0.451 | 0.45131 | 0.45164 | 0.45186 | 0.45209 | 0.45223 | 0.45241 | 0.45241 | 0 | 0 | 0 | 0 | 0 | 0 | 0 | 0 | 0
F2_Commercial_Grocery_New_Space Heating_Natural Gas_Furnace_E4 | F2 | Commercial | Grocery | New | Space Heating | Natural Gas | Furnace | E4 | RVT - Cost of Operation | 0.41415 | 0.41399 | 0.41475 | 0.41278 | 0.41143 | 0.411 | 0.41141 | 0.41162 | 0.41211 | 0.4125 | 0.41284 | 0.4131 | 0.41343 | 0.4138 | 0.41408 | 0.41438 | 0.41468 | 0.41506 | 0.41542 | 0.41589 | 0.41629 | 0.41672 | 0.41707 | 0.41749 | 0.41782 | 0.41812 | 0.4184 | 0.41871 | 0.41891 | 0.41913 | 0.41926 | 0.41942 | 0.41942 | 0 | 0 | 0 | 0 | 0 | 0 | 0 | 0 | 0
F2_Commercial_Grocery_New_Space Heating_Natural Gas_Furnace_E5 | F2 | Commercial | Grocery | New | Space Heating | Natural Gas | Furnace | E5 | RVT - Cost of Operation | 0 | 0 | 0 | 0 | 0 | 0 | 0 | 0.30397 | 0.30432 | 0.30462 | 0.30487 | 0.30506 | 0.3053 | 0.30557 | 0.30578 | 0.30601 | 0.30622 | 0.30651 | 0.30678 | 0.30712 | 0.30741 | 0.30773 | 0.30799 | 0.3083 | 0.30854 | 0.30876 | 0.30897 | 0.3092 | 0.30935 | 0.30951 | 0.3096 | 0.30973 | 0.30973 | 0 | 0 | 0 | 0 | 0 | 0 | 0 | 0 | 0
F2_Commercial_Grocery_New_Space Heating_Natural Gas_Furnace_E6 | F2 | Commercial | Grocery | New | Space Heating | Natural Gas | Furnace | E6 | RVT - Cost of Operation | 0 | 0 | 0 | 0 | 0 | 0 | 0 | 0 | 0 | 0 | 0 | 0 | 0 | 0 | 0 | 0 | 0 | 0 | 0 | 0 | 0 | 0 | 0 | 0 | 0 | 0 | 0 | 0 | 0 | 0 | 0 | 0 | 0 | 0 | 0 | 0 | 0 | 0 | 0 | 0 | 0 | 0
F2_Commercial_Grocery_New_Space Heating_Natural Gas_Furnace_E7 | F2 | Commercial | Grocery | New | Space Heating | Natural Gas | Furnace | E7 | RVT - Cost of Operation | 0 | 0 | 0 | 0 | 0 | 0 | 0 | 0 | 0 | 0 | 0 | 0 | 0 | 0 | 0 | 0 | 0 | 0 | 0 | 0 | 0 | 0 | 0 | 0 | 0 | 0 | 0 | 0 | 0 | 0 | 0 | 0 | 0 | 0 | 0 | 0 | 0 | 0 | 0 | 0 | 0 | 0
F2_Commercial_Grocery_New_Space Heating_Natural Gas_Furnace_E8 | F2 | Commercial | Grocery | New | Space Heating | Natural Gas | Furnace | E8 | RVT - Cost of Operation | 0 | 0 | 0 | 0 | 0 | 0 | 0 | 0 | 0 | 0 | 0 | 0 | 0 | 0 | 0 | 0 | 0 | 0 | 0 | 0 | 0 | 0 | 0 | 0 | 0 | 0 | 0 | 0 | 0 | 0 | 0 | 0 | 0 | 0 | 0 | 0 | 0 | 0 | 0 | 0 | 0 | 0
F2_Commercial_Grocery_New_Space Heating_Natural Gas_Furnace_E9 | F2 | Commercial | Grocery | New | Space Heating | Natural Gas | Furnace | E9 | RVT - Cost of Operation | 0 | 0 | 0 | 0 | 0 | 0 | 0 | 0 | 0 | 0 | 0 | 0 | 0 | 0 | 0 | 0 | 0 | 0 | 0 | 0 | 0 | 0 | 0 | 0 | 0 | 0 | 0 | 0 | 0 | 0 | 0 | 0 | 0 | 0 | 0 | 0 | 0 | 0 | 0 | 0 | 0 | 0
F2_Commercial_Grocery_New_Space Heating_Natural Gas_Furnace_E10 | F2 | Commercial | Grocery | New | Space Heating | Natural Gas | Furnace | E10 | RVT - Cost of Operation | 0 | 0 | 0 | 0 | 0 | 0 | 0 | 0 | 0 | 0 | 0 | 0 | 0 | 0 | 0 | 0 | 0 | 0 | 0 | 0 | 0 | 0 | 0 | 0 | 0 | 0 | 0 | 0 | 0 | 0 | 0 | 0 | 0 | 0 | 0 | 0 | 0 | 0 | 0 | 0 | 0 | 0
F3_Commercial_Grocery_New_Space Heating_Natural Gas_Furnace_E1 | F3 | Commercial | Grocery | New | Space Heating | Natural Gas | Furnace | E1 | System - kBTUs of Consumption | 0.054478 | 0.054478 | 0.054478 | 0.054478 | 0.054478 | 0 | 0 | 0 | 0 | 0 | 0 | 0 | 0 | 0 | 0 | 0 | 0 | 0 | 0 | 0 | 0 | 0 | 0 | 0 | 0 | 0 | 0 | 0 | 0 | 0 | 0 | 0 | 0 | 0 | 0 | 0 | 0 | 0 | 0 | 0 | 0 | 0
F3_Commercial_Grocery_New_Space Heating_Natural Gas_Furnace_E2 | F3 | Commercial | Grocery | New | Space Heating | Natural Gas | Furnace | E2 | System - kBTUs of Consumption | 0.054947 | 0.054947 | 0.054947 | 0.054947 | 0.054947 | 0 | 0 | 0 | 0 | 0 | 0 | 0 | 0 | 0 | 0 | 0 | 0 | 0 | 0 | 0 | 0 | 0 | 0 | 0 | 0 | 0 | 0 | 0 | 0 | 0 | 0 | 0 | 0 | 0 | 0 | 0 | 0 | 0 | 0 | 0 | 0 | 0
F3_Commercial_Grocery_New_Space Heating_Natural Gas_Furnace_E3 | F3 | Commercial | Grocery | New | Space Heating | Natural Gas | Furnace | E3 | System - kBTUs of Consumption | 0.063583 | 0.063583 | 0.063583 | 0.063583 | 0.063583 | 0.063583 | 0.063583 | 0.063583 | 0.063583 | 0.063583 | 0.063583 | 0.063583 | 0.063583 | 0.063583 | 0.063583 | 0.063583 | 0.063583 | 0.063583 | 0.063583 | 0.063583 | 0.063583 | 0.063583 | 0.063583 | 0.063583 | 0.063583 | 0.063583 | 0.063583 | 0.063583 | 0.063583 | 0.063583 | 0.063583 | 0.063583 | 0.063583 | 0 | 0 | 0 | 0 | 0 | 0 | 0 | 0 | 0
F3_Commercial_Grocery_New_Space Heating_Natural Gas_Furnace_E4 | F3 | Commercial | Grocery | New | Space Heating | Natural Gas | Furnace | E4 | System - kBTUs of Consumption | 0.078136 | 0.078136 | 0.078136 | 0.078136 | 0.078136 | 0.078136 | 0.078136 | 0.078136 | 0.078136 | 0.078136 | 0.078136 | 0.078136 | 0.078136 | 0.078136 | 0.078136 | 0.078136 | 0.078136 | 0.078136 | 0.078136 | 0.078136 | 0.078136 | 0.078136 | 0.078136 | 0.078136 | 0.078136 | 0.078136 | 0.078136 | 0.078136 | 0.078136 | 0.078136 | 0.078136 | 0.078136 | 0.078136 | 0 | 0 | 0 | 0 | 0 | 0 | 0 | 0 | 0
F3_Commercial_Grocery_New_Space Heating_Natural Gas_Furnace_E5 | F3 | Commercial | Grocery | New | Space Heating | Natural Gas | Furnace | E5 | System - kBTUs of Consumption | 0 | 0 | 0 | 0 | 0 | 0 | 0 | 0.62295 | 0.62295 | 0.62295 | 0.62295 | 0.62295 | 0.62295 | 0.62295 | 0.62295 | 0.62295 | 0.62295 | 0.62295 | 0.62295 | 0.62295 | 0.62295 | 0.62295 | 0.62295 | 0.62295 | 0.62295 | 0.62295 | 0.62295 | 0.62295 | 0.62295 | 0.62295 | 0.62295 | 0.62295 | 0.62295 | 0 | 0 | 0 | 0 | 0 | 0 | 0 | 0 | 0
F3_Commercial_Grocery_New_Space Heating_Natural Gas_Furnace_E6 | F3 | Commercial | Grocery | New | Space Heating | Natural Gas | Furnace | E6 | System - kBTUs of Consumption | 0 | 0 | 0 | 0 | 0 | 0 | 0 | 0 | 0 | 0 | 0 | 0 | 0 | 0 | 0 | 0 | 0 | 0 | 0 | 0 | 0 | 0 | 0 | 0 | 0 | 0 | 0 | 0 | 0 | 0 | 0 | 0 | 0 | 0 | 0 | 0 | 0 | 0 | 0 | 0 | 0 | 0
F3_Commercial_Grocery_New_Space Heating_Natural Gas_Furnace_E7 | F3 | Commercial | Grocery | New | Space Heating | Natural Gas | Furnace | E7 | System - kBTUs of Consumption | 0 | 0 | 0 | 0 | 0 | 0 | 0 | 0 | 0 | 0 | 0 | 0 | 0 | 0 | 0 | 0 | 0 | 0 | 0 | 0 | 0 | 0 | 0 | 0 | 0 | 0 | 0 | 0 | 0 | 0 | 0 | 0 | 0 | 0 | 0 | 0 | 0 | 0 | 0 | 0 | 0 | 0
F3_Commercial_Grocery_New_Space Heating_Natural Gas_Furnace_E8 | F3 | Commercial | Grocery | New | Space Heating | Natural Gas | Furnace | E8 | System - kBTUs of Consumption | 0 | 0 | 0 | 0 | 0 | 0 | 0 | 0 | 0 | 0 | 0 | 0 | 0 | 0 | 0 | 0 | 0 | 0 | 0 | 0 | 0 | 0 | 0 | 0 | 0 | 0 | 0 | 0 | 0 | 0 | 0 | 0 | 0 | 0 | 0 | 0 | 0 | 0 | 0 | 0 | 0 | 0
F3_Commercial_Grocery_New_Space Heating_Natural Gas_Furnace_E9 | F3 | Commercial | Grocery | New | Space Heating | Natural Gas | Furnace | E9 | System - kBTUs of Consumption | 0 | 0 | 0 | 0 | 0 | 0 | 0 | 0 | 0 | 0 | 0 | 0 | 0 | 0 | 0 | 0 | 0 | 0 | 0 | 0 | 0 | 0 | 0 | 0 | 0 | 0 | 0 | 0 | 0 | 0 | 0 | 0 | 0 | 0 | 0 | 0 | 0 | 0 | 0 | 0 | 0 | 0
F3_Commercial_Grocery_New_Space Heating_Natural Gas_Furnace_E10 | F3 | Commercial | Grocery | New | Space Heating | Natural Gas | Furnace | E10 | System - kBTUs of Consumption | 0 | 0 | 0 | 0 | 0 | 0 | 0 | 0 | 0 | 0 | 0 | 0 | 0 | 0 | 0 | 0 | 0 | 0 | 0 | 0 | 0 | 0 | 0 | 0 | 0 | 0 | 0 | 0 | 0 | 0 | 0 | 0 | 0 | 0 | 0 | 0 | 0 | 0 | 0 | 0 | 0 | 0
F4_Commercial_Grocery_New_Space Heating_Natural Gas_Furnace_E1 | F4 | Commercial | Grocery | New | Space Heating | Natural Gas | Furnace | E1 | Utility - Cost of Equipment | 0.49698 | 0.49679 | 0.4977 | 0.49533 | 0.49371 | 0 | 0 | 0 | 0 | 0 | 0 | 0 | 0 | 0 | 0 | 0 | 0 | 0 | 0 | 0 | 0 | 0 | 0 | 0 | 0 | 0 | 0 | 0 | 0 | 0 | 0 | 0 | 0 | 0 | 0 | 0 | 0 | 0 | 0 | 0 | 0 | 0
F4_Commercial_Grocery_New_Space Heating_Natural Gas_Furnace_E2 | F4 | Commercial | Grocery | New | Space Heating | Natural Gas | Furnace | E2 | Utility - Cost of Equipment | 0.49085 | 0.49066 | 0.49155 | 0.48922 | 0.48762 | 0 | 0 | 0 | 0 | 0 | 0 | 0 | 0 | 0 | 0 | 0 | 0 | 0 | 0 | 0 | 0 | 0 | 0 | 0 | 0 | 0 | 0 | 0 | 0 | 0 | 0 | 0 | 0 | 0 | 0 | 0 | 0 | 0 | 0 | 0 | 0 | 0
F4_Commercial_Grocery_New_Space Heating_Natural Gas_Furnace_E3 | F4 | Commercial | Grocery | New | Space Heating | Natural Gas | Furnace | E3 | Utility - Cost of Equipment | 0.44673 | 0.44656 | 0.44737 | 0.44524 | 0.44379 | 0.44332 | 0.44377 | 0.444 | 0.44452 | 0.44494 | 0.44531 | 0.44559 | 0.44595 | 0.44634 | 0.44665 | 0.44698 | 0.44729 | 0.44771 | 0.4481 | 0.4486 | 0.44903 | 0.44949 | 0.44988 | 0.45033 | 0.45068 | 0.451 | 0.45131 | 0.45164 | 0.45186 | 0.45209 | 0.45223 | 0.45241 | 0.45241 | 0 | 0 | 0 | 0 | 0 | 0 | 0 | 0 | 0
F4_Commercial_Grocery_New_Space Heating_Natural Gas_Furnace_E4 | F4 | Commercial | Grocery | New | Space Heating | Natural Gas | Furnace | E4 | Utility - Cost of Equipment | 0.41415 | 0.41399 | 0.41475 | 0.41278 | 0.41143 | 0.411 | 0.41141 | 0.41162 | 0.41211 | 0.4125 | 0.41284 | 0.4131 | 0.41343 | 0.4138 | 0.41408 | 0.41438 | 0.41468 | 0.41506 | 0.41542 | 0.41589 | 0.41629 | 0.41672 | 0.41707 | 0.41749 | 0.41782 | 0.41812 | 0.4184 | 0.41871 | 0.41891 | 0.41913 | 0.41926 | 0.41942 | 0.41942 | 0 | 0 | 0 | 0 | 0 | 0 | 0 | 0 | 0
F4_Commercial_Grocery_New_Space Heating_Natural Gas_Furnace_E5 | F4 | Commercial | Grocery | New | Space Heating | Natural Gas | Furnace | E5 | Utility - Cost of Equipment | 0 | 0 | 0 | 0 | 0 | 0 | 0 | 0.30397 | 0.30432 | 0.30462 | 0.30487 | 0.30506 | 0.3053 | 0.30557 | 0.30578 | 0.30601 | 0.30622 | 0.30651 | 0.30678 | 0.30712 | 0.30741 | 0.30773 | 0.30799 | 0.3083 | 0.30854 | 0.30876 | 0.30897 | 0.3092 | 0.30935 | 0.30951 | 0.3096 | 0.30973 | 0.30973 | 0 | 0 | 0 | 0 | 0 | 0 | 0 | 0 | 0
F4_Commercial_Grocery_New_Space Heating_Natural Gas_Furnace_E6 | F4 | Commercial | Grocery | New | Space Heating | Natural Gas | Furnace | E6 | Utility - Cost of Equipment | 0 | 0 | 0 | 0 | 0 | 0 | 0 | 0 | 0 | 0 | 0 | 0 | 0 | 0 | 0 | 0 | 0 | 0 | 0 | 0 | 0 | 0 | 0 | 0 | 0 | 0 | 0 | 0 | 0 | 0 | 0 | 0 | 0 | 0 | 0 | 0 | 0 | 0 | 0 | 0 | 0 | 0
F4_Commercial_Grocery_New_Space Heating_Natural Gas_Furnace_E7 | F4 | Commercial | Grocery | New | Space Heating | Natural Gas | Furnace | E7 | Utility - Cost of Equipment | 0 | 0 | 0 | 0 | 0 | 0 | 0 | 0 | 0 | 0 | 0 | 0 | 0 | 0 | 0 | 0 | 0 | 0 | 0 | 0 | 0 | 0 | 0 | 0 | 0 | 0 | 0 | 0 | 0 | 0 | 0 | 0 | 0 | 0 | 0 | 0 | 0 | 0 | 0 | 0 | 0 | 0
F4_Commercial_Grocery_New_Space Heating_Natural Gas_Furnace_E8 | F4 | Commercial | Grocery | New | Space Heating | Natural Gas | Furnace | E8 | Utility - Cost of Equipment | 0 | 0 | 0 | 0 | 0 | 0 | 0 | 0 | 0 | 0 | 0 | 0 | 0 | 0 | 0 | 0 | 0 | 0 | 0 | 0 | 0 | 0 | 0 | 0 | 0 | 0 | 0 | 0 | 0 | 0 | 0 | 0 | 0 | 0 | 0 | 0 | 0 | 0 | 0 | 0 | 0 | 0
F4_Commercial_Grocery_New_Space Heating_Natural Gas_Furnace_E9 | F4 | Commercial | Grocery | New | Space Heating | Natural Gas | Furnace | E9 | Utility - Cost of Equipment | 0 | 0 | 0 | 0 | 0 | 0 | 0 | 0 | 0 | 0 | 0 | 0 | 0 | 0 | 0 | 0 | 0 | 0 | 0 | 0 | 0 | 0 | 0 | 0 | 0 | 0 | 0 | 0 | 0 | 0 | 0 | 0 | 0 | 0 | 0 | 0 | 0 | 0 | 0 | 0 | 0 | 0
F4_Commercial_Grocery_New_Space Heating_Natural Gas_Furnace_E10 | F4 | Commercial | Grocery | New | Space Heating | Natural Gas | Furnace | E10 | Utility - Cost of Equipment | 0 | 0 | 0 | 0 | 0 | 0 | 0 | 0 | 0 | 0 | 0 | 0 | 0 | 0 | 0 | 0 | 0 | 0 | 0 | 0 | 0 | 0 | 0 | 0 | 0 | 0 | 0 | 0 | 0 | 0 | 0 | 0 | 0 | 0 | 0 | 0 | 0 | 0 | 0 | 0 | 0 | 0
F5_Commercial_Grocery_New_Space Heating_Natural Gas_Furnace_E1 | F5 | Commercial | Grocery | New | Space Heating | Natural Gas | Furnace | E1 | Utility - Cost of Operation | 0.054478 | 0.054478 | 0.054478 | 0.054478 | 0.054478 | 0 | 0 | 0 | 0 | 0 | 0 | 0 | 0 | 0 | 0 | 0 | 0 | 0 | 0 | 0 | 0 | 0 | 0 | 0 | 0 | 0 | 0 | 0 | 0 | 0 | 0 | 0 | 0 | 0 | 0 | 0 | 0 | 0 | 0 | 0 | 0 | 0
F5_Commercial_Grocery_New_Space Heating_Natural Gas_Furnace_E2 | F5 | Commercial | Grocery | New | Space Heating | Natural Gas | Furnace | E2 | Utility - Cost of Operation | 0.054947 | 0.054947 | 0.054947 | 0.054947 | 0.054947 | 0 | 0 | 0 | 0 | 0 | 0 | 0 | 0 | 0 | 0 | 0 | 0 | 0 | 0 | 0 | 0 | 0 | 0 | 0 | 0 | 0 | 0 | 0 | 0 | 0 | 0 | 0 | 0 | 0 | 0 | 0 | 0 | 0 | 0 | 0 | 0 | 0
F5_Commercial_Grocery_New_Space Heating_Natural Gas_Furnace_E3 | F5 | Commercial | Grocery | New | Space Heating | Natural Gas | Furnace | E3 | Utility - Cost of Operation | 0.063583 | 0.063583 | 0.063583 | 0.063583 | 0.063583 | 0.063583 | 0.063583 | 0.063583 | 0.063583 | 0.063583 | 0.063583 | 0.063583 | 0.063583 | 0.063583 | 0.063583 | 0.063583 | 0.063583 | 0.063583 | 0.063583 | 0.063583 | 0.063583 | 0.063583 | 0.063583 | 0.063583 | 0.063583 | 0.063583 | 0.063583 | 0.063583 | 0.063583 | 0.063583 | 0.063583 | 0.063583 | 0.063583 | 0 | 0 | 0 | 0 | 0 | 0 | 0 | 0 | 0
F5_Commercial_Grocery_New_Space Heating_Natural Gas_Furnace_E4 | F5 | Commercial | Grocery | New | Space Heating | Natural Gas | Furnace | E4 | Utility - Cost of Operation | 0.078136 | 0.078136 | 0.078136 | 0.078136 | 0.078136 | 0.078136 | 0.078136 | 0.078136 | 0.078136 | 0.078136 | 0.078136 | 0.078136 | 0.078136 | 0.078136 | 0.078136 | 0.078136 | 0.078136 | 0.078136 | 0.078136 | 0.078136 | 0.078136 | 0.078136 | 0.078136 | 0.078136 | 0.078136 | 0.078136 | 0.078136 | 0.078136 | 0.078136 | 0.078136 | 0.078136 | 0.078136 | 0.078136 | 0 | 0 | 0 | 0 | 0 | 0 | 0 | 0 | 0
F5_Commercial_Grocery_New_Space Heating_Natural Gas_Furnace_E5 | F5 | Commercial | Grocery | New | Space Heating | Natural Gas | Furnace | E5 | Utility - Cost of Operation | 0 | 0 | 0 | 0 | 0 | 0 | 0 | 0.62295 | 0.62295 | 0.62295 | 0.62295 | 0.62295 | 0.62295 | 0.62295 | 0.62295 | 0.62295 | 0.62295 | 0.62295 | 0.62295 | 0.62295 | 0.62295 | 0.62295 | 0.62295 | 0.62295 | 0.62295 | 0.62295 | 0.62295 | 0.62295 | 0.62295 | 0.62295 | 0.62295 | 0.62295 | 0.62295 | 0 | 0 | 0 | 0 | 0 | 0 | 0 | 0 | 0
F5_Commercial_Grocery_New_Space Heating_Natural Gas_Furnace_E6 | F5 | Commercial | Grocery | New | Space Heating | Natural Gas | Furnace | E6 | Utility - Cost of Operation | 0 | 0 | 0 | 0 | 0 | 0 | 0 | 0 | 0 | 0 | 0 | 0 | 0 | 0 | 0 | 0 | 0 | 0 | 0 | 0 | 0 | 0 | 0 | 0 | 0 | 0 | 0 | 0 | 0 | 0 | 0 | 0 | 0 | 0 | 0 | 0 | 0 | 0 | 0 | 0 | 0 | 0
F5_Commercial_Grocery_New_Space Heating_Natural Gas_Furnace_E7 | F5 | Commercial | Grocery | New | Space Heating | Natural Gas | Furnace | E7 | Utility - Cost of Operation | 0 | 0 | 0 | 0 | 0 | 0 | 0 | 0 | 0 | 0 | 0 | 0 | 0 | 0 | 0 | 0 | 0 | 0 | 0 | 0 | 0 | 0 | 0 | 0 | 0 | 0 | 0 | 0 | 0 | 0 | 0 | 0 | 0 | 0 | 0 | 0 | 0 | 0 | 0 | 0 | 0 | 0
F5_Commercial_Grocery_New_Space Heating_Natural Gas_Furnace_E8 | F5 | Commercial | Grocery | New | Space Heating | Natural Gas | Furnace | E8 | Utility - Cost of Operation | 0 | 0 | 0 | 0 | 0 | 0 | 0 | 0 | 0 | 0 | 0 | 0 | 0 | 0 | 0 | 0 | 0 | 0 | 0 | 0 | 0 | 0 | 0 | 0 | 0 | 0 | 0 | 0 | 0 | 0 | 0 | 0 | 0 | 0 | 0 | 0 | 0 | 0 | 0 | 0 | 0 | 0
F5_Commercial_Grocery_New_Space Heating_Natural Gas_Furnace_E9 | F5 | Commercial | Grocery | New | Space Heating | Natural Gas | Furnace | E9 | Utility - Cost of Operation | 0 | 0 | 0 | 0 | 0 | 0 | 0 | 0 | 0 | 0 | 0 | 0 | 0 | 0 | 0 | 0 | 0 | 0 | 0 | 0 | 0 | 0 | 0 | 0 | 0 | 0 | 0 | 0 | 0 | 0 | 0 | 0 | 0 | 0 | 0 | 0 | 0 | 0 | 0 | 0 | 0 | 0
F5_Commercial_Grocery_New_Space Heating_Natural Gas_Furnace_E10 | F5 | Commercial | Grocery | New | Space Heating | Natural Gas | Furnace | E10 | Utility - Cost of Operation | 0 | 0 | 0 | 0 | 0 | 0 | 0 | 0 | 0 | 0 | 0 | 0 | 0 | 0 | 0 | 0 | 0 | 0 | 0 | 0 | 0 | 0 | 0 | 0 | 0 | 0 | 0 | 0 | 0 | 0 | 0 | 0 | 0 | 0 | 0 | 0 | 0 | 0 | 0 | 0 | 0 | 0
F6_Commercial_Grocery_New_Space Heating_Natural Gas_Furnace_E1 | F6 | Commercial | Grocery | New | Space Heating | Natural Gas | Furnace | E1 | Utility - Value of Sales | 0.18919 | 0.18864 | 0.18832 | 0.18709 | 0.18603 | 0 | 0 | 0 | 0 | 0 | 0 | 0 | 0 | 0 | 0 | 0 | 0 | 0 | 0 | 0 | 0 | 0 | 0 | 0 | 0 | 0 | 0 | 0 | 0 | 0 | 0 | 0 | 0 | 0 | 0 | 0 | 0 | 0 | 0 | 0 | 0 | 0
F6_Commercial_Grocery_New_Space Heating_Natural Gas_Furnace_E2 | F6 | Commercial | Grocery | New | Space Heating | Natural Gas | Furnace | E2 | Utility - Value of Sales | 0.18686 | 0.18631 | 0.186 | 0.18478 | 0.18373 | 0 | 0 | 0 | 0 | 0 | 0 | 0 | 0 | 0 | 0 | 0 | 0 | 0 | 0 | 0 | 0 | 0 | 0 | 0 | 0 | 0 | 0 | 0 | 0 | 0 | 0 | 0 | 0 | 0 | 0 | 0 | 0 | 0 | 0 | 0 | 0 | 0
F6_Commercial_Grocery_New_Space Heating_Natural Gas_Furnace_E3 | F6 | Commercial | Grocery | New | Space Heating | Natural Gas | Furnace | E3 | Utility - Value of Sales | 0.17006 | 0.16956 | 0.16928 | 0.16817 | 0.16722 | 0.16627 | 0.16533 | 0.16441 | 0.1635 | 0.16261 | 0.16174 | 0.1609 | 0.16009 | 0.15931 | 0.15856 | 0.15785 | 0.15719 | 0.15656 | 0.15598 | 0.15544 | 0.15494 | 0.15448 | 0.15407 | 0.15369 | 0.15336 | 0.15307 | 0.15282 | 0.15261 | 0.15245 | 0.15232 | 0.15224 | 0.1522 | 0.1522 | 0 | 0 | 0 | 0 | 0 | 0 | 0 | 0 | 0
F6_Commercial_Grocery_New_Space Heating_Natural Gas_Furnace_E4 | F6 | Commercial | Grocery | New | Space Heating | Natural Gas | Furnace | E4 | Utility - Value of Sales | 0.15766 | 0.1572 | 0.15693 | 0.15591 | 0.15503 | 0.15415 | 0.15328 | 0.15242 | 0.15158 | 0.15075 | 0.14995 | 0.14917 | 0.14841 | 0.14769 | 0.147 | 0.14634 | 0.14573 | 0.14515 | 0.14461 | 0.14411 | 0.14364 | 0.14322 | 0.14283 | 0.14249 | 0.14218 | 0.14191 | 0.14168 | 0.14148 | 0.14133 | 0.14121 | 0.14114 | 0.1411 | 0.1411 | 0 | 0 | 0 | 0 | 0 | 0 | 0 | 0 | 0
F6_Commercial_Grocery_New_Space Heating_Natural Gas_Furnace_E5 | F6 | Commercial | Grocery | New | Space Heating | Natural Gas | Furnace | E5 | Utility - Value of Sales | 0 | 0 | 0 | 0 | 0 | 0 | 0 | 0.11256 | 0.11193 | 0.11132 | 0.11073 | 0.11015 | 0.1096 | 0.10906 | 0.10855 | 0.10807 | 0.10761 | 0.10719 | 0.10679 | 0.10642 | 0.10608 | 0.10576 | 0.10548 | 0.10522 | 0.10499 | 0.10479 | 0.10462 | 0.10448 | 0.10437 | 0.10428 | 0.10422 | 0.1042 | 0.1042 | 0 | 0 | 0 | 0 | 0 | 0 | 0 | 0 | 0
F6_Commercial_Grocery_New_Space Heating_Natural Gas_Furnace_E6 | F6 | Commercial | Grocery | New | Space Heating | Natural Gas | Furnace | E6 | Utility - Value of Sales | 0 | 0 | 0 | 0 | 0 | 0 | 0 | 0 | 0 | 0 | 0 | 0 | 0 | 0 | 0 | 0 | 0 | 0 | 0 | 0 | 0 | 0 | 0 | 0 | 0 | 0 | 0 | 0 | 0 | 0 | 0 | 0 | 0 | 0 | 0 | 0 | 0 | 0 | 0 | 0 | 0 | 0
F6_Commercial_Grocery_New_Space Heating_Natural Gas_Furnace_E7 | F6 | Commercial | Grocery | New | Space Heating | Natural Gas | Furnace | E7 | Utility - Value of Sales | 0 | 0 | 0 | 0 | 0 | 0 | 0 | 0 | 0 | 0 | 0 | 0 | 0 | 0 | 0 | 0 | 0 | 0 | 0 | 0 | 0 | 0 | 0 | 0 | 0 | 0 | 0 | 0 | 0 | 0 | 0 | 0 | 0 | 0 | 0 | 0 | 0 | 0 | 0 | 0 | 0 | 0
F6_Commercial_Grocery_New_Space Heating_Natural Gas_Furnace_E8 | F6 | Commercial | Grocery | New | Space Heating | Natural Gas | Furnace | E8 | Utility - Value of Sales | 0 | 0 | 0 | 0 | 0 | 0 | 0 | 0 | 0 | 0 | 0 | 0 | 0 | 0 | 0 | 0 | 0 | 0 | 0 | 0 | 0 | 0 | 0 | 0 | 0 | 0 | 0 | 0 | 0 | 0 | 0 | 0 | 0 | 0 | 0 | 0 | 0 | 0 | 0 | 0 | 0 | 0
F6_Commercial_Grocery_New_Space Heating_Natural Gas_Furnace_E9 | F6 | Commercial | Grocery | New | Space Heating | Natural Gas | Furnace | E9 | Utility - Value of Sales | 0 | 0 | 0 | 0 | 0 | 0 | 0 | 0 | 0 | 0 | 0 | 0 | 0 | 0 | 0 | 0 | 0 | 0 | 0 | 0 | 0 | 0 | 0 | 0 | 0 | 0 | 0 | 0 | 0 | 0 | 0 | 0 | 0 | 0 | 0 | 0 | 0 | 0 | 0 | 0 | 0 | 0
F6_Commercial_Grocery_New_Space Heating_Natural Gas_Furnace_E10 | F6 | Commercial | Grocery | New | Space Heating | Natural Gas | Furnace | E10 | Utility - Value of Sales | 0 | 0 | 0 | 0 | 0 | 0 | 0 | 0 | 0 | 0 | 0 | 0 | 0 | 0 | 0 | 0 | 0 | 0 | 0 | 0 | 0 | 0 | 0 | 0 | 0 | 0 | 0 | 0 | 0 | 0 | 0 | 0 | 0 | 0 | 0 | 0 | 0 | 0 | 0 | 0 | 0 | 0
F1_Commercial_Grocery_New_Space Heating_Natural Gas_Boiler_E1 | F1 | Commercial | Grocery | New | Space Heating | Natural Gas | Boiler | E1 | RVT - Cost of Equipment | 1.9371 | 1.9366 | 1.9401 | 1.9315 | 1.9257 | 0 | 0 | 0 | 0 | 0 | 0 | 0 | 0 | 0 | 0 | 0 | 0 | 0 | 0 | 0 | 0 | 0 | 0 | 0 | 0 | 0 | 0 | 0 | 0 | 0 | 0 | 0 | 0 | 0 | 0 | 0 | 0 | 0 | 0 | 0 | 0 | 0
F1_Commercial_Grocery_New_Space Heating_Natural Gas_Boiler_E2 | F1 | Commercial | Grocery | New | Space Heating | Natural Gas | Boiler | E2 | RVT - Cost of Equipment | 1.8449 | 1.8443 | 1.8477 | 1.8395 | 1.834 | 0 | 0 | 0 | 0 | 0 | 0 | 0 | 0 | 0 | 0 | 0 | 0 | 0 | 0 | 0 | 0 | 0 | 0 | 0 | 0 | 0 | 0 | 0 | 0 | 0 | 0 | 0 | 0 | 0 | 0 | 0 | 0 | 0 | 0 | 0 | 0 | 0
F1_Commercial_Grocery_New_Space Heating_Natural Gas_Boiler_E3 | F1 | Commercial | Grocery | New | Space Heating | Natural Gas | Boiler | E3 | RVT - Cost of Equipment | 1.6486 | 1.6481 | 1.6511 | 1.6438 | 1.6389 | 1.6374 | 1.639 | 1.64 | 1.6419 | 1.6434 | 1.6448 | 1.6458 | 1.6471 | 1.6486 | 1.6497 | 1.6508 | 1.6519 | 1.6534 | 1.6547 | 1.6565 | 1.658 | 1.6596 | 1.661 | 1.6625 | 1.6638 | 1.6649 | 1.666 | 1.6671 | 1.6679 | 1.6687 | 1.6692 | 1.6698 | 1.6698 | 0 | 0 | 0 | 0 | 0 | 0 | 0 | 0 | 0
F1_Commercial_Grocery_New_Space Heating_Natural Gas_Boiler_E4 | F1 | Commercial | Grocery | New | Space Heating | Natural Gas | Boiler | E4 | RVT - Cost of Equipment | 1.5813 | 1.5809 | 1.5837 | 1.5767 | 1.572 | 1.5705 | 1.5721 | 1.573 | 1.5748 | 1.5764 | 1.5777 | 1.5787 | 1.5799 | 1.5813 | 1.5824 | 1.5834 | 1.5845 | 1.5859 | 1.5872 | 1.5889 | 1.5903 | 1.5919 | 1.5932 | 1.5947 | 1.5959 | 1.5969 | 1.598 | 1.5991 | 1.5998 | 1.6006 | 1.601 | 1.6016 | 1.6016 | 0 | 0 | 0 | 0 | 0 | 0 | 0 | 0 | 0
F1_Commercial_Grocery_New_Space Heating_Natural Gas_Boiler_E5 | F1 | Commercial | Grocery | New | Space Heating | Natural Gas | Boiler | E5 | RVT - Cost of Equipment | 1.1921 | 1.1917 | 1.1939 | 1.1886 | 1.185 | 1.184 | 1.1852 | 1.1858 | 1.1872 | 1.1883 | 1.1893 | 1.1901 | 1.191 | 1.1921 | 1.1929 | 1.1937 | 1.1945 | 1.1955 | 1.1965 | 1.1978 | 1.1989 | 1.2 | 1.201 | 1.2021 | 1.203 | 1.2038 | 1.2046 | 1.2054 | 1.206 | 1.2066 | 1.2069 | 1.2074 | 1.2074 | 0 | 0 | 0 | 0 | 0 | 0 | 0 | 0 | 0
F1_Commercial_Grocery_New_Space Heating_Natural Gas_Boiler_E6 | F1 | Commercial | Grocery | New | Space Heating | Natural Gas | Boiler | E6 | RVT - Cost of Equipment | 0 | 0 | 0 | 0 | 0 | 0 | 0 | 0 | 0 | 0 | 0 | 0 | 0 | 0 | 0 | 0 | 0 | 0 | 0 | 0 | 0 | 0 | 0 | 0 | 0 | 0 | 0 | 0 | 0 | 0 | 0 | 0 | 0 | 0 | 0 | 0 | 0 | 0 | 0 | 0 | 0 | 0
F1_Commercial_Grocery_New_Space Heating_Natural Gas_Boiler_E7 | F1 | Commercial | Grocery | New | Space Heating | Natural Gas | Boiler | E7 | RVT - Cost of Equipment | 0 | 0 | 0 | 0 | 0 | 0 | 0 | 0 | 0 | 0 | 0 | 0 | 0 | 0 | 0 | 0 | 0 | 0 | 0 | 0 | 0 | 0 | 0 | 0 | 0 | 0 | 0 | 0 | 0 | 0 | 0 | 0 | 0 | 0 | 0 | 0 | 0 | 0 | 0 | 0 | 0 | 0
F1_Commercial_Grocery_New_Space Heating_Natural Gas_Boiler_E8 | F1 | Commercial | Grocery | New | Space Heating | Natural Gas | Boiler | E8 | RVT - Cost of Equipment | 0 | 0 | 0 | 0 | 0 | 0 | 0 | 0 | 0 | 0 | 0 | 0 | 0 | 0 | 0 | 0 | 0 | 0 | 0 | 0 | 0 | 0 | 0 | 0 | 0 | 0 | 0 | 0 | 0 | 0 | 0 | 0 | 0 | 0 | 0 | 0 | 0 | 0 | 0 | 0 | 0 | 0
F1_Commercial_Grocery_New_Space Heating_Natural Gas_Boiler_E9 | F1 | Commercial | Grocery | New | Space Heating | Natural Gas | Boiler | E9 | RVT - Cost of Equipment | 0 | 0 | 0 | 0 | 0 | 0 | 0 | 0 | 0 | 0 | 0 | 0 | 0 | 0 | 0 | 0 | 0 | 0 | 0 | 0 | 0 | 0 | 0 | 0 | 0 | 0 | 0 | 0 | 0 | 0 | 0 | 0 | 0 | 0 | 0 | 0 | 0 | 0 | 0 | 0 | 0 | 0
F1_Commercial_Grocery_New_Space Heating_Natural Gas_Boiler_E10 | F1 | Commercial | Grocery | New | Space Heating | Natural Gas | Boiler | E10 | RVT - Cost of Equipment | 0 | 0 | 0 | 0 | 0 | 0 | 0 | 0 | 0 | 0 | 0 | 0 | 0 | 0 | 0 | 0 | 0 | 0 | 0 | 0 | 0 | 0 | 0 | 0 | 0 | 0 | 0 | 0 | 0 | 0 | 0 | 0 | 0 | 0 | 0 | 0 | 0 | 0 | 0 | 0 | 0 | 0
F2_Commercial_Grocery_New_Space Heating_Natural Gas_Boiler_E1 | F2 | Commercial | Grocery | New | Space Heating | Natural Gas | Boiler | E1 | RVT - Cost of Operation | 2.3208 | 2.3201 | 2.3243 | 2.314 | 2.3071 | 0 | 0 | 0 | 0 | 0 | 0 | 0 | 0 | 0 | 0 | 0 | 0 | 0 | 0 | 0 | 0 | 0 | 0 | 0 | 0 | 0 | 0 | 0 | 0 | 0 | 0 | 0 | 0 | 0 | 0 | 0 | 0 | 0 | 0 | 0 | 0 | 0
F2_Commercial_Grocery_New_Space Heating_Natural Gas_Boiler_E2 | F2 | Commercial | Grocery | New | Space Heating | Natural Gas | Boiler | E2 | RVT - Cost of Operation | 2.2103 | 2.2096 | 2.2136 | 2.2039 | 2.1972 | 0 | 0 | 0 | 0 | 0 | 0 | 0 | 0 | 0 | 0 | 0 | 0 | 0 | 0 | 0 | 0 | 0 | 0 | 0 | 0 | 0 | 0 | 0 | 0 | 0 | 0 | 0 | 0 | 0 | 0 | 0 | 0 | 0 | 0 | 0 | 0 | 0
F2_Commercial_Grocery_New_Space Heating_Natural Gas_Boiler_E3 | F2 | Commercial | Grocery | New | Space Heating | Natural Gas | Boiler | E3 | RVT - Cost of Operation | 1.9752 | 1.9746 | 1.9781 | 1.9694 | 1.9635 | 1.9617 | 1.9637 | 1.9648 | 1.9671 | 1.969 | 1.9706 | 1.9718 | 1.9734 | 1.9751 | 1.9764 | 1.9778 | 1.9791 | 1.9809 | 1.9825 | 1.9846 | 1.9864 | 1.9883 | 1.9899 | 1.9918 | 1.9933 | 1.9947 | 1.9959 | 1.9973 | 1.9982 | 1.9992 | 1.9998 | 2.0005 | 2.0005 | 0 | 0 | 0 | 0 | 0 | 0 | 0 | 0 | 0
F2_Commercial_Grocery_New_Space Heating_Natural Gas_Boiler_E4 | F2 | Commercial | Grocery | New | Space Heating | Natural Gas | Boiler | E4 | RVT - Cost of Operation | 1.8945 | 1.894 | 1.8974 | 1.889 | 1.8833 | 1.8816 | 1.8835 | 1.8846 | 1.8868 | 1.8886 | 1.8902 | 1.8913 | 1.8928 | 1.8945 | 1.8958 | 1.8971 | 1.8983 | 1.9 | 1.9016 | 1.9036 | 1.9053 | 1.9072 | 1.9087 | 1.9105 | 1.9119 | 1.9132 | 1.9145 | 1.9158 | 1.9167 | 1.9176 | 1.9182 | 1.9189 | 1.9189 | 0 | 0 | 0 | 0 | 0 | 0 | 0 | 0 | 0
F2_Commercial_Grocery_New_Space Heating_Natural Gas_Boiler_E5 | F2 | Commercial | Grocery | New | Space Heating | Natural Gas | Boiler | E5 | RVT - Cost of Operation | 1.4282 | 1.4278 | 1.4303 | 1.424 | 1.4197 | 1.4184 | 1.4199 | 1.4207 | 1.4223 | 1.4237 | 1.4249 | 1.4258 | 1.4269 | 1.4282 | 1.4291 | 1.4301 | 1.4311 | 1.4323 | 1.4335 | 1.435 | 1.4363 | 1.4377 | 1.4389 | 1.4403 | 1.4413 | 1.4423 | 1.4432 | 1.4442 | 1.4449 | 1.4456 | 1.446 | 1.4465 | 1.4465 | 0 | 0 | 0 | 0 | 0 | 0 | 0 | 0 | 0
F2_Commercial_Grocery_New_Space Heating_Natural Gas_Boiler_E6 | F2 | Commercial | Grocery | New | Space Heating | Natural Gas | Boiler | E6 | RVT - Cost of Operation | 0 | 0 | 0 | 0 | 0 | 0 | 0 | 0 | 0 | 0 | 0 | 0 | 0 | 0 | 0 | 0 | 0 | 0 | 0 | 0 | 0 | 0 | 0 | 0 | 0 | 0 | 0 | 0 | 0 | 0 | 0 | 0 | 0 | 0 | 0 | 0 | 0 | 0 | 0 | 0 | 0 | 0
F2_Commercial_Grocery_New_Space Heating_Natural Gas_Boiler_E7 | F2 | Commercial | Grocery | New | Space Heating | Natural Gas | Boiler | E7 | RVT - Cost of Operation | 0 | 0 | 0 | 0 | 0 | 0 | 0 | 0 | 0 | 0 | 0 | 0 | 0 | 0 | 0 | 0 | 0 | 0 | 0 | 0 | 0 | 0 | 0 | 0 | 0 | 0 | 0 | 0 | 0 | 0 | 0 | 0 | 0 | 0 | 0 | 0 | 0 | 0 | 0 | 0 | 0 | 0
F2_Commercial_Grocery_New_Space Heating_Natural Gas_Boiler_E8 | F2 | Commercial | Grocery | New | Space Heating | Natural Gas | Boiler | E8 | RVT - Cost of Operation | 0 | 0 | 0 | 0 | 0 | 0 | 0 | 0 | 0 | 0 | 0 | 0 | 0 | 0 | 0 | 0 | 0 | 0 | 0 | 0 | 0 | 0 | 0 | 0 | 0 | 0 | 0 | 0 | 0 | 0 | 0 | 0 | 0 | 0 | 0 | 0 | 0 | 0 | 0 | 0 | 0 | 0
F2_Commercial_Grocery_New_Space Heating_Natural Gas_Boiler_E9 | F2 | Commercial | Grocery | New | Space Heating | Natural Gas | Boiler | E9 | RVT - Cost of Operation | 0 | 0 | 0 | 0 | 0 | 0 | 0 | 0 | 0 | 0 | 0 | 0 | 0 | 0 | 0 | 0 | 0 | 0 | 0 | 0 | 0 | 0 | 0 | 0 | 0 | 0 | 0 | 0 | 0 | 0 | 0 | 0 | 0 | 0 | 0 | 0 | 0 | 0 | 0 | 0 | 0 | 0
F2_Commercial_Grocery_New_Space Heating_Natural Gas_Boiler_E10 | F2 | Commercial | Grocery | New | Space Heating | Natural Gas | Boiler | E10 | RVT - Cost of Operation | 0 | 0 | 0 | 0 | 0 | 0 | 0 | 0 | 0 | 0 | 0 | 0 | 0 | 0 | 0 | 0 | 0 | 0 | 0 | 0 | 0 | 0 | 0 | 0 | 0 | 0 | 0 | 0 | 0 | 0 | 0 | 0 | 0 | 0 | 0 | 0 | 0 | 0 | 0 | 0 | 0 | 0
F3_Commercial_Grocery_New_Space Heating_Natural Gas_Boiler_E1 | F3 | Commercial | Grocery | New | Space Heating | Natural Gas | Boiler | E1 | System - kBTUs of Consumption | 0.11487 | 0.11487 | 0.11487 | 0.11487 | 0.11487 | 0 | 0 | 0 | 0 | 0 | 0 | 0 | 0 | 0 | 0 | 0 | 0 | 0 | 0 | 0 | 0 | 0 | 0 | 0 | 0 | 0 | 0 | 0 | 0 | 0 | 0 | 0 | 0 | 0 | 0 | 0 | 0 | 0 | 0 | 0 | 0 | 0
F3_Commercial_Grocery_New_Space Heating_Natural Gas_Boiler_E2 | F3 | Commercial | Grocery | New | Space Heating | Natural Gas | Boiler | E2 | System - kBTUs of Consumption | 0.11874 | 0.11874 | 0.11874 | 0.11874 | 0.11874 | 0 | 0 | 0 | 0 | 0 | 0 | 0 | 0 | 0 | 0 | 0 | 0 | 0 | 0 | 0 | 0 | 0 | 0 | 0 | 0 | 0 | 0 | 0 | 0 | 0 | 0 | 0 | 0 | 0 | 0 | 0 | 0 | 0 | 0 | 0 | 0 | 0
F3_Commercial_Grocery_New_Space Heating_Natural Gas_Boiler_E3 | F3 | Commercial | Grocery | New | Space Heating | Natural Gas | Boiler | E3 | System - kBTUs of Consumption | 0.18664 | 0.18664 | 0.18664 | 0.18664 | 0.18664 | 0.18664 | 0.18664 | 0.18664 | 0.18664 | 0.18664 | 0.18664 | 0.18664 | 0.18664 | 0.18664 | 0.18664 | 0.18664 | 0.18664 | 0.18664 | 0.18664 | 0.18664 | 0.18664 | 0.18664 | 0.18664 | 0.18664 | 0.18664 | 0.18664 | 0.18664 | 0.18664 | 0.18664 | 0.18664 | 0.18664 | 0.18664 | 0.18664 | 0 | 0 | 0 | 0 | 0 | 0 | 0 | 0 | 0
F3_Commercial_Grocery_New_Space Heating_Natural Gas_Boiler_E4 | F3 | Commercial | Grocery | New | Space Heating | Natural Gas | Boiler | E4 | System - kBTUs of Consumption | 0.20412 | 0.20412 | 0.20412 | 0.20412 | 0.20412 | 0.20412 | 0.20412 | 0.20412 | 0.20412 | 0.20412 | 0.20412 | 0.20412 | 0.20412 | 0.20412 | 0.20412 | 0.20412 | 0.20412 | 0.20412 | 0.20412 | 0.20412 | 0.20412 | 0.20412 | 0.20412 | 0.20412 | 0.20412 | 0.20412 | 0.20412 | 0.20412 | 0.20412 | 0.20412 | 0.20412 | 0.20412 | 0.20412 | 0 | 0 | 0 | 0 | 0 | 0 | 0 | 0 | 0
F3_Commercial_Grocery_New_Space Heating_Natural Gas_Boiler_E5 | F3 | Commercial | Grocery | New | Space Heating | Natural Gas | Boiler | E5 | System - kBTUs of Consumption | 0.69056 | 0.69056 | 0.69056 | 0.69056 | 0.69056 | 0.69056 | 0.69056 | 0.69056 | 0.69056 | 0.69056 | 0.69056 | 0.69056 | 0.69056 | 0.69056 | 0.69056 | 0.69056 | 0.69056 | 0.69056 | 0.69056 | 0.69056 | 0.69056 | 0.69056 | 0.69056 | 0.69056 | 0.69056 | 0.69056 | 0.69056 | 0.69056 | 0.69056 | 0.69056 | 0.69056 | 0.69056 | 0.69056 | 0 | 0 | 0 | 0 | 0 | 0 | 0 | 0 | 0
F3_Commercial_Grocery_New_Space Heating_Natural Gas_Boiler_E6 | F3 | Commercial | Grocery | New | Space Heating | Natural Gas | Boiler | E6 | System - kBTUs of Consumption | 0 | 0 | 0 | 0 | 0 | 0 | 0 | 0 | 0 | 0 | 0 | 0 | 0 | 0 | 0 | 0 | 0 | 0 | 0 | 0 | 0 | 0 | 0 | 0 | 0 | 0 | 0 | 0 | 0 | 0 | 0 | 0 | 0 | 0 | 0 | 0 | 0 | 0 | 0 | 0 | 0 | 0
F3_Commercial_Grocery_New_Space Heating_Natural Gas_Boiler_E7 | F3 | Commercial | Grocery | New | Space Heating | Natural Gas | Boiler | E7 | System - kBTUs of Consumption | 0 | 0 | 0 | 0 | 0 | 0 | 0 | 0 | 0 | 0 | 0 | 0 | 0 | 0 | 0 | 0 | 0 | 0 | 0 | 0 | 0 | 0 | 0 | 0 | 0 | 0 | 0 | 0 | 0 | 0 | 0 | 0 | 0 | 0 | 0 | 0 | 0 | 0 | 0 | 0 | 0 | 0
F3_Commercial_Grocery_New_Space Heating_Natural Gas_Boiler_E8 | F3 | Commercial | Grocery | New | Space Heating | Natural Gas | Boiler | E8 | System - kBTUs of Consumption | 0 | 0 | 0 | 0 | 0 | 0 | 0 | 0 | 0 | 0 | 0 | 0 | 0 | 0 | 0 | 0 | 0 | 0 | 0 | 0 | 0 | 0 | 0 | 0 | 0 | 0 | 0 | 0 | 0 | 0 | 0 | 0 | 0 | 0 | 0 | 0 | 0 | 0 | 0 | 0 | 0 | 0
F3_Commercial_Grocery_New_Space Heating_Natural Gas_Boiler_E9 | F3 | Commercial | Grocery | New | Space Heating | Natural Gas | Boiler | E9 | System - kBTUs of Consumption | 0 | 0 | 0 | 0 | 0 | 0 | 0 | 0 | 0 | 0 | 0 | 0 | 0 | 0 | 0 | 0 | 0 | 0 | 0 | 0 | 0 | 0 | 0 | 0 | 0 | 0 | 0 | 0 | 0 | 0 | 0 | 0 | 0 | 0 | 0 | 0 | 0 | 0 | 0 | 0 | 0 | 0
F3_Commercial_Grocery_New_Space Heating_Natural Gas_Boiler_E10 | F3 | Commercial | Grocery | New | Space Heating | Natural Gas | Boiler | E10 | System - kBTUs of Consumption | 0 | 0 | 0 | 0 | 0 | 0 | 0 | 0 | 0 | 0 | 0 | 0 | 0 | 0 | 0 | 0 | 0 | 0 | 0 | 0 | 0 | 0 | 0 | 0 | 0 | 0 | 0 | 0 | 0 | 0 | 0 | 0 | 0 | 0 | 0 | 0 | 0 | 0 | 0 | 0 | 0 | 0
F4_Commercial_Grocery_New_Space Heating_Natural Gas_Boiler_E1 | F4 | Commercial | Grocery | New | Space Heating | Natural Gas | Boiler | E1 | Utility - Cost of Equipment | 2.3208 | 2.3201 | 2.3243 | 2.314 | 2.3071 | 0 | 0 | 0 | 0 | 0 | 0 | 0 | 0 | 0 | 0 | 0 | 0 | 0 | 0 | 0 | 0 | 0 | 0 | 0 | 0 | 0 | 0 | 0 | 0 | 0 | 0 | 0 | 0 | 0 | 0 | 0 | 0 | 0 | 0 | 0 | 0 | 0
F4_Commercial_Grocery_New_Space Heating_Natural Gas_Boiler_E2 | F4 | Commercial | Grocery | New | Space Heating | Natural Gas | Boiler | E2 | Utility - Cost of Equipment | 2.2103 | 2.2096 | 2.2136 | 2.2039 | 2.1972 | 0 | 0 | 0 | 0 | 0 | 0 | 0 | 0 | 0 | 0 | 0 | 0 | 0 | 0 | 0 | 0 | 0 | 0 | 0 | 0 | 0 | 0 | 0 | 0 | 0 | 0 | 0 | 0 | 0 | 0 | 0 | 0 | 0 | 0 | 0 | 0 | 0
F4_Commercial_Grocery_New_Space Heating_Natural Gas_Boiler_E3 | F4 | Commercial | Grocery | New | Space Heating | Natural Gas | Boiler | E3 | Utility - Cost of Equipment | 1.9752 | 1.9746 | 1.9781 | 1.9694 | 1.9635 | 1.9617 | 1.9637 | 1.9648 | 1.9671 | 1.969 | 1.9706 | 1.9718 | 1.9734 | 1.9751 | 1.9764 | 1.9778 | 1.9791 | 1.9809 | 1.9825 | 1.9846 | 1.9864 | 1.9883 | 1.9899 | 1.9918 | 1.9933 | 1.9947 | 1.9959 | 1.9973 | 1.9982 | 1.9992 | 1.9998 | 2.0005 | 2.0005 | 0 | 0 | 0 | 0 | 0 | 0 | 0 | 0 | 0
F4_Commercial_Grocery_New_Space Heating_Natural Gas_Boiler_E4 | F4 | Commercial | Grocery | New | Space Heating | Natural Gas | Boiler | E4 | Utility - Cost of Equipment | 1.8945 | 1.894 | 1.8974 | 1.889 | 1.8833 | 1.8816 | 1.8835 | 1.8846 | 1.8868 | 1.8886 | 1.8902 | 1.8913 | 1.8928 | 1.8945 | 1.8958 | 1.8971 | 1.8983 | 1.9 | 1.9016 | 1.9036 | 1.9053 | 1.9072 | 1.9087 | 1.9105 | 1.9119 | 1.9132 | 1.9145 | 1.9158 | 1.9167 | 1.9176 | 1.9182 | 1.9189 | 1.9189 | 0 | 0 | 0 | 0 | 0 | 0 | 0 | 0 | 0
F4_Commercial_Grocery_New_Space Heating_Natural Gas_Boiler_E5 | F4 | Commercial | Grocery | New | Space Heating | Natural Gas | Boiler | E5 | Utility - Cost of Equipment | 1.4282 | 1.4278 | 1.4303 | 1.424 | 1.4197 | 1.4184 | 1.4199 | 1.4207 | 1.4223 | 1.4237 | 1.4249 | 1.4258 | 1.4269 | 1.4282 | 1.4291 | 1.4301 | 1.4311 | 1.4323 | 1.4335 | 1.435 | 1.4363 | 1.4377 | 1.4389 | 1.4403 | 1.4413 | 1.4423 | 1.4432 | 1.4442 | 1.4449 | 1.4456 | 1.446 | 1.4465 | 1.4465 | 0 | 0 | 0 | 0 | 0 | 0 | 0 | 0 | 0
F4_Commercial_Grocery_New_Space Heating_Natural Gas_Boiler_E6 | F4 | Commercial | Grocery | New | Space Heating | Natural Gas | Boiler | E6 | Utility - Cost of Equipment | 0 | 0 | 0 | 0 | 0 | 0 | 0 | 0 | 0 | 0 | 0 | 0 | 0 | 0 | 0 | 0 | 0 | 0 | 0 | 0 | 0 | 0 | 0 | 0 | 0 | 0 | 0 | 0 | 0 | 0 | 0 | 0 | 0 | 0 | 0 | 0 | 0 | 0 | 0 | 0 | 0 | 0
F4_Commercial_Grocery_New_Space Heating_Natural Gas_Boiler_E7 | F4 | Commercial | Grocery | New | Space Heating | Natural Gas | Boiler | E7 | Utility - Cost of Equipment | 0 | 0 | 0 | 0 | 0 | 0 | 0 | 0 | 0 | 0 | 0 | 0 | 0 | 0 | 0 | 0 | 0 | 0 | 0 | 0 | 0 | 0 | 0 | 0 | 0 | 0 | 0 | 0 | 0 | 0 | 0 | 0 | 0 | 0 | 0 | 0 | 0 | 0 | 0 | 0 | 0 | 0
F4_Commercial_Grocery_New_Space Heating_Natural Gas_Boiler_E8 | F4 | Commercial | Grocery | New | Space Heating | Natural Gas | Boiler | E8 | Utility - Cost of Equipment | 0 | 0 | 0 | 0 | 0 | 0 | 0 | 0 | 0 | 0 | 0 | 0 | 0 | 0 | 0 | 0 | 0 | 0 | 0 | 0 | 0 | 0 | 0 | 0 | 0 | 0 | 0 | 0 | 0 | 0 | 0 | 0 | 0 | 0 | 0 | 0 | 0 | 0 | 0 | 0 | 0 | 0
F4_Commercial_Grocery_New_Space Heating_Natural Gas_Boiler_E9 | F4 | Commercial | Grocery | New | Space Heating | Natural Gas | Boiler | E9 | Utility - Cost of Equipment | 0 | 0 | 0 | 0 | 0 | 0 | 0 | 0 | 0 | 0 | 0 | 0 | 0 | 0 | 0 | 0 | 0 | 0 | 0 | 0 | 0 | 0 | 0 | 0 | 0 | 0 | 0 | 0 | 0 | 0 | 0 | 0 | 0 | 0 | 0 | 0 | 0 | 0 | 0 | 0 | 0 | 0
F4_Commercial_Grocery_New_Space Heating_Natural Gas_Boiler_E10 | F4 | Commercial | Grocery | New | Space Heating | Natural Gas | Boiler | E10 | Utility - Cost of Equipment | 0 | 0 | 0 | 0 | 0 | 0 | 0 | 0 | 0 | 0 | 0 | 0 | 0 | 0 | 0 | 0 | 0 | 0 | 0 | 0 | 0 | 0 | 0 | 0 | 0 | 0 | 0 | 0 | 0 | 0 | 0 | 0 | 0 | 0 | 0 | 0 | 0 | 0 | 0 | 0 | 0 | 0
F5_Commercial_Grocery_New_Space Heating_Natural Gas_Boiler_E1 | F5 | Commercial | Grocery | New | Space Heating | Natural Gas | Boiler | E1 | Utility - Cost of Operation | 0.11487 | 0.11487 | 0.11487 | 0.11487 | 0.11487 | 0 | 0 | 0 | 0 | 0 | 0 | 0 | 0 | 0 | 0 | 0 | 0 | 0 | 0 | 0 | 0 | 0 | 0 | 0 | 0 | 0 | 0 | 0 | 0 | 0 | 0 | 0 | 0 | 0 | 0 | 0 | 0 | 0 | 0 | 0 | 0 | 0
F5_Commercial_Grocery_New_Space Heating_Natural Gas_Boiler_E2 | F5 | Commercial | Grocery | New | Space Heating | Natural Gas | Boiler | E2 | Utility - Cost of Operation | 0.11874 | 0.11874 | 0.11874 | 0.11874 | 0.11874 | 0 | 0 | 0 | 0 | 0 | 0 | 0 | 0 | 0 | 0 | 0 | 0 | 0 | 0 | 0 | 0 | 0 | 0 | 0 | 0 | 0 | 0 | 0 | 0 | 0 | 0 | 0 | 0 | 0 | 0 | 0 | 0 | 0 | 0 | 0 | 0 | 0
F5_Commercial_Grocery_New_Space Heating_Natural Gas_Boiler_E3 | F5 | Commercial | Grocery | New | Space Heating | Natural Gas | Boiler | E3 | Utility - Cost of Operation | 0.18664 | 0.18664 | 0.18664 | 0.18664 | 0.18664 | 0.18664 | 0.18664 | 0.18664 | 0.18664 | 0.18664 | 0.18664 | 0.18664 | 0.18664 | 0.18664 | 0.18664 | 0.18664 | 0.18664 | 0.18664 | 0.18664 | 0.18664 | 0.18664 | 0.18664 | 0.18664 | 0.18664 | 0.18664 | 0.18664 | 0.18664 | 0.18664 | 0.18664 | 0.18664 | 0.18664 | 0.18664 | 0.18664 | 0 | 0 | 0 | 0 | 0 | 0 | 0 | 0 | 0
F5_Commercial_Grocery_New_Space Heating_Natural Gas_Boiler_E4 | F5 | Commercial | Grocery | New | Space Heating | Natural Gas | Boiler | E4 | Utility - Cost of Operation | 0.20412 | 0.20412 | 0.20412 | 0.20412 | 0.20412 | 0.20412 | 0.20412 | 0.20412 | 0.20412 | 0.20412 | 0.20412 | 0.20412 | 0.20412 | 0.20412 | 0.20412 | 0.20412 | 0.20412 | 0.20412 | 0.20412 | 0.20412 | 0.20412 | 0.20412 | 0.20412 | 0.20412 | 0.20412 | 0.20412 | 0.20412 | 0.20412 | 0.20412 | 0.20412 | 0.20412 | 0.20412 | 0.20412 | 0 | 0 | 0 | 0 | 0 | 0 | 0 | 0 | 0
F5_Commercial_Grocery_New_Space Heating_Natural Gas_Boiler_E5 | F5 | Commercial | Grocery | New | Space Heating | Natural Gas | Boiler | E5 | Utility - Cost of Operation | 0.69056 | 0.69056 | 0.69056 | 0.69056 | 0.69056 | 0.69056 | 0.69056 | 0.69056 | 0.69056 | 0.69056 | 0.69056 | 0.69056 | 0.69056 | 0.69056 | 0.69056 | 0.69056 | 0.69056 | 0.69056 | 0.69056 | 0.69056 | 0.69056 | 0.69056 | 0.69056 | 0.69056 | 0.69056 | 0.69056 | 0.69056 | 0.69056 | 0.69056 | 0.69056 | 0.69056 | 0.69056 | 0.69056 | 0 | 0 | 0 | 0 | 0 | 0 | 0 | 0 | 0
F5_Commercial_Grocery_New_Space Heating_Natural Gas_Boiler_E6 | F5 | Commercial | Grocery | New | Space Heating | Natural Gas | Boiler | E6 | Utility - Cost of Operation | 0 | 0 | 0 | 0 | 0 | 0 | 0 | 0 | 0 | 0 | 0 | 0 | 0 | 0 | 0 | 0 | 0 | 0 | 0 | 0 | 0 | 0 | 0 | 0 | 0 | 0 | 0 | 0 | 0 | 0 | 0 | 0 | 0 | 0 | 0 | 0 | 0 | 0 | 0 | 0 | 0 | 0
F5_Commercial_Grocery_New_Space Heating_Natural Gas_Boiler_E7 | F5 | Commercial | Grocery | New | Space Heating | Natural Gas | Boiler | E7 | Utility - Cost of Operation | 0 | 0 | 0 | 0 | 0 | 0 | 0 | 0 | 0 | 0 | 0 | 0 | 0 | 0 | 0 | 0 | 0 | 0 | 0 | 0 | 0 | 0 | 0 | 0 | 0 | 0 | 0 | 0 | 0 | 0 | 0 | 0 | 0 | 0 | 0 | 0 | 0 | 0 | 0 | 0 | 0 | 0
F5_Commercial_Grocery_New_Space Heating_Natural Gas_Boiler_E8 | F5 | Commercial | Grocery | New | Space Heating | Natural Gas | Boiler | E8 | Utility - Cost of Operation | 0 | 0 | 0 | 0 | 0 | 0 | 0 | 0 | 0 | 0 | 0 | 0 | 0 | 0 | 0 | 0 | 0 | 0 | 0 | 0 | 0 | 0 | 0 | 0 | 0 | 0 | 0 | 0 | 0 | 0 | 0 | 0 | 0 | 0 | 0 | 0 | 0 | 0 | 0 | 0 | 0 | 0
F5_Commercial_Grocery_New_Space Heating_Natural Gas_Boiler_E9 | F5 | Commercial | Grocery | New | Space Heating | Natural Gas | Boiler | E9 | Utility - Cost of Operation | 0 | 0 | 0 | 0 | 0 | 0 | 0 | 0 | 0 | 0 | 0 | 0 | 0 | 0 | 0 | 0 | 0 | 0 | 0 | 0 | 0 | 0 | 0 | 0 | 0 | 0 | 0 | 0 | 0 | 0 | 0 | 0 | 0 | 0 | 0 | 0 | 0 | 0 | 0 | 0 | 0 | 0
F5_Commercial_Grocery_New_Space Heating_Natural Gas_Boiler_E10 | F5 | Commercial | Grocery | New | Space Heating | Natural Gas | Boiler | E10 | Utility - Cost of Operation | 0 | 0 | 0 | 0 | 0 | 0 | 0 | 0 | 0 | 0 | 0 | 0 | 0 | 0 | 0 | 0 | 0 | 0 | 0 | 0 | 0 | 0 | 0 | 0 | 0 | 0 | 0 | 0 | 0 | 0 | 0 | 0 | 0 | 0 | 0 | 0 | 0 | 0 | 0 | 0 | 0 | 0
F6_Commercial_Grocery_New_Space Heating_Natural Gas_Boiler_E1 | F6 | Commercial | Grocery | New | Space Heating | Natural Gas | Boiler | E1 | Utility - Value of Sales | 0.87847 | 0.87569 | 0.87395 | 0.86833 | 0.86345 | 0 | 0 | 0 | 0 | 0 | 0 | 0 | 0 | 0 | 0 | 0 | 0 | 0 | 0 | 0 | 0 | 0 | 0 | 0 | 0 | 0 | 0 | 0 | 0 | 0 | 0 | 0 | 0 | 0 | 0 | 0 | 0 | 0 | 0 | 0 | 0 | 0
F6_Commercial_Grocery_New_Space Heating_Natural Gas_Boiler_E2 | F6 | Commercial | Grocery | New | Space Heating | Natural Gas | Boiler | E2 | Utility - Value of Sales | 0.83664 | 0.83399 | 0.83233 | 0.82698 | 0.82233 | 0 | 0 | 0 | 0 | 0 | 0 | 0 | 0 | 0 | 0 | 0 | 0 | 0 | 0 | 0 | 0 | 0 | 0 | 0 | 0 | 0 | 0 | 0 | 0 | 0 | 0 | 0 | 0 | 0 | 0 | 0 | 0 | 0 | 0 | 0 | 0 | 0
F6_Commercial_Grocery_New_Space Heating_Natural Gas_Boiler_E3 | F6 | Commercial | Grocery | New | Space Heating | Natural Gas | Boiler | E3 | Utility - Value of Sales | 0.74763 | 0.74527 | 0.74379 | 0.739 | 0.73485 | 0.73075 | 0.72672 | 0.72276 | 0.7189 | 0.71514 | 0.71149 | 0.70798 | 0.70461 | 0.7014 | 0.69835 | 0.69548 | 0.69277 | 0.69023 | 0.68787 | 0.68567 | 0.68364 | 0.68178 | 0.68009 | 0.67857 | 0.67721 | 0.67603 | 0.67502 | 0.67417 | 0.67349 | 0.67299 | 0.67265 | 0.67248 | 0.67248 | 0 | 0 | 0 | 0 | 0 | 0 | 0 | 0 | 0
F6_Commercial_Grocery_New_Space Heating_Natural Gas_Boiler_E4 | F6 | Commercial | Grocery | New | Space Heating | Natural Gas | Boiler | E4 | Utility - Value of Sales | 0.71712 | 0.71485 | 0.71343 | 0.70884 | 0.70486 | 0.70092 | 0.69706 | 0.69326 | 0.68955 | 0.68595 | 0.68245 | 0.67908 | 0.67585 | 0.67277 | 0.66985 | 0.66709 | 0.6645 | 0.66206 | 0.65979 | 0.65768 | 0.65574 | 0.65395 | 0.65233 | 0.65087 | 0.64957 | 0.64844 | 0.64746 | 0.64665 | 0.646 | 0.64552 | 0.64519 | 0.64503 | 0.64503 | 0 | 0 | 0 | 0 | 0 | 0 | 0 | 0 | 0
F6_Commercial_Grocery_New_Space Heating_Natural Gas_Boiler_E5 | F6 | Commercial | Grocery | New | Space Heating | Natural Gas | Boiler | E5 | Utility - Value of Sales | 0.5406 | 0.53889 | 0.53782 | 0.53436 | 0.53135 | 0.52839 | 0.52547 | 0.52261 | 0.51982 | 0.5171 | 0.51446 | 0.51192 | 0.50949 | 0.50716 | 0.50496 | 0.50288 | 0.50093 | 0.49909 | 0.49738 | 0.49579 | 0.49432 | 0.49298 | 0.49176 | 0.49066 | 0.48968 | 0.48882 | 0.48809 | 0.48748 | 0.48699 | 0.48662 | 0.48638 | 0.48625 | 0.48625 | 0 | 0 | 0 | 0 | 0 | 0 | 0 | 0 | 0
F6_Commercial_Grocery_New_Space Heating_Natural Gas_Boiler_E6 | F6 | Commercial | Grocery | New | Space Heating | Natural Gas | Boiler | E6 | Utility - Value of Sales | 0 | 0 | 0 | 0 | 0 | 0 | 0 | 0 | 0 | 0 | 0 | 0 | 0 | 0 | 0 | 0 | 0 | 0 | 0 | 0 | 0 | 0 | 0 | 0 | 0 | 0 | 0 | 0 | 0 | 0 | 0 | 0 | 0 | 0 | 0 | 0 | 0 | 0 | 0 | 0 | 0 | 0
F6_Commercial_Grocery_New_Space Heating_Natural Gas_Boiler_E7 | F6 | Commercial | Grocery | New | Space Heating | Natural Gas | Boiler | E7 | Utility - Value of Sales | 0 | 0 | 0 | 0 | 0 | 0 | 0 | 0 | 0 | 0 | 0 | 0 | 0 | 0 | 0 | 0 | 0 | 0 | 0 | 0 | 0 | 0 | 0 | 0 | 0 | 0 | 0 | 0 | 0 | 0 | 0 | 0 | 0 | 0 | 0 | 0 | 0 | 0 | 0 | 0 | 0 | 0
F6_Commercial_Grocery_New_Space Heating_Natural Gas_Boiler_E8 | F6 | Commercial | Grocery | New | Space Heating | Natural Gas | Boiler | E8 | Utility - Value of Sales | 0 | 0 | 0 | 0 | 0 | 0 | 0 | 0 | 0 | 0 | 0 | 0 | 0 | 0 | 0 | 0 | 0 | 0 | 0 | 0 | 0 | 0 | 0 | 0 | 0 | 0 | 0 | 0 | 0 | 0 | 0 | 0 | 0 | 0 | 0 | 0 | 0 | 0 | 0 | 0 | 0 | 0
F6_Commercial_Grocery_New_Space Heating_Natural Gas_Boiler_E9 | F6 | Commercial | Grocery | New | Space Heating | Natural Gas | Boiler | E9 | Utility - Value of Sales | 0 | 0 | 0 | 0 | 0 | 0 | 0 | 0 | 0 | 0 | 0 | 0 | 0 | 0 | 0 | 0 | 0 | 0 | 0 | 0 | 0 | 0 | 0 | 0 | 0 | 0 | 0 | 0 | 0 | 0 | 0 | 0 | 0 | 0 | 0 | 0 | 0 | 0 | 0 | 0 | 0 | 0
F6_Commercial_Grocery_New_Space Heating_Natural Gas_Boiler_E10 | F6 | Commercial | Grocery | New | Space Heating | Natural Gas | Boiler | E10 | Utility - Value of Sales | 0 | 0 | 0 | 0 | 0 | 0 | 0 | 0 | 0 | 0 | 0 | 0 | 0 | 0 | 0 | 0 | 0 | 0 | 0 | 0 | 0 | 0 | 0 | 0 | 0 | 0 | 0 | 0 | 0 | 0 | 0 | 0 | 0 | 0 | 0 | 0 | 0 | 0 | 0 | 0 | 0 | 0
F1_Commercial_Grocery_New_Space Heating_Natural Gas_Unit Heater_E1 | F1 | Commercial | Grocery | New | Space Heating | Natural Gas | Unit Heater | E1 | RVT - Cost of Equipment | 0.20868 | 0.2085 | 0.20905 | 0.20737 | 0.20618 | 0 | 0 | 0 | 0 | 0 | 0 | 0 | 0 | 0 | 0 | 0 | 0 | 0 | 0 | 0 | 0 | 0 | 0 | 0 | 0 | 0 | 0 | 0 | 0 | 0 | 0 | 0 | 0 | 0 | 0 | 0 | 0 | 0 | 0 | 0 | 0 | 0
F1_Commercial_Grocery_New_Space Heating_Natural Gas_Unit Heater_E2 | F1 | Commercial | Grocery | New | Space Heating | Natural Gas | Unit Heater | E2 | RVT - Cost of Equipment | 0.18779 | 0.18763 | 0.18812 | 0.18661 | 0.18554 | 0.18513 | 0.18532 | 0.18534 | 0.18554 | 0.18568 | 0.18576 | 0.1858 | 0.18588 | 0.18601 | 0.18608 | 0.18617 | 0.18627 | 0.18646 | 0.18665 | 0.18693 | 0.18719 | 0.18748 | 0.18773 | 0.18804 | 0.18827 | 0.18849 | 0.1887 | 0.18892 | 0.18907 | 0.18923 | 0.18933 | 0.18945 | 0.18945 | 0 | 0 | 0 | 0 | 0 | 0 | 0 | 0 | 0
F1_Commercial_Grocery_New_Space Heating_Natural Gas_Unit Heater_E3 | F1 | Commercial | Grocery | New | Space Heating | Natural Gas | Unit Heater | E3 | RVT - Cost of Equipment | 0.16218 | 0.16204 | 0.16247 | 0.16117 | 0.16024 | 0.15989 | 0.16005 | 0.16007 | 0.16024 | 0.16036 | 0.16044 | 0.16046 | 0.16054 | 0.16065 | 0.1607 | 0.16079 | 0.16087 | 0.16103 | 0.1612 | 0.16145 | 0.16166 | 0.16192 | 0.16213 | 0.1624 | 0.1626 | 0.16279 | 0.16297 | 0.16316 | 0.16329 | 0.16343 | 0.16351 | 0.16362 | 0.16362 | 0 | 0 | 0 | 0 | 0 | 0 | 0 | 0 | 0
F1_Commercial_Grocery_New_Space Heating_Natural Gas_Unit Heater_E4 | F1 | Commercial | Grocery | New | Space Heating | Natural Gas | Unit Heater | E4 | RVT - Cost of Equipment | 0 | 0 | 0 | 0 | 0 | 0 | 0 | 0 | 0 | 0 | 0 | 0 | 0 | 0 | 0 | 0 | 0 | 0 | 0 | 0 | 0 | 0 | 0 | 0 | 0 | 0 | 0 | 0 | 0 | 0 | 0 | 0 | 0 | 0 | 0 | 0 | 0 | 0 | 0 | 0 | 0 | 0
F1_Commercial_Grocery_New_Space Heating_Natural Gas_Unit Heater_E5 | F1 | Commercial | Grocery | New | Space Heating | Natural Gas | Unit Heater | E5 | RVT - Cost of Equipment | 0 | 0 | 0 | 0 | 0 | 0 | 0 | 0 | 0 | 0 | 0 | 0 | 0 | 0 | 0 | 0 | 0 | 0 | 0 | 0 | 0 | 0 | 0 | 0 | 0 | 0 | 0 | 0 | 0 | 0 | 0 | 0 | 0 | 0 | 0 | 0 | 0 | 0 | 0 | 0 | 0 | 0
F1_Commercial_Grocery_New_Space Heating_Natural Gas_Unit Heater_E6 | F1 | Commercial | Grocery | New | Space Heating | Natural Gas | Unit Heater | E6 | RVT - Cost of Equipment | 0 | 0 | 0 | 0 | 0 | 0 | 0 | 0 | 0 | 0 | 0 | 0 | 0 | 0 | 0 | 0 | 0 | 0 | 0 | 0 | 0 | 0 | 0 | 0 | 0 | 0 | 0 | 0 | 0 | 0 | 0 | 0 | 0 | 0 | 0 | 0 | 0 | 0 | 0 | 0 | 0 | 0
F1_Commercial_Grocery_New_Space Heating_Natural Gas_Unit Heater_E7 | F1 | Commercial | Grocery | New | Space Heating | Natural Gas | Unit Heater | E7 | RVT - Cost of Equipment | 0 | 0 | 0 | 0 | 0 | 0 | 0 | 0 | 0 | 0 | 0 | 0 | 0 | 0 | 0 | 0 | 0 | 0 | 0 | 0 | 0 | 0 | 0 | 0 | 0 | 0 | 0 | 0 | 0 | 0 | 0 | 0 | 0 | 0 | 0 | 0 | 0 | 0 | 0 | 0 | 0 | 0
F1_Commercial_Grocery_New_Space Heating_Natural Gas_Unit Heater_E8 | F1 | Commercial | Grocery | New | Space Heating | Natural Gas | Unit Heater | E8 | RVT - Cost of Equipment | 0 | 0 | 0 | 0 | 0 | 0 | 0 | 0 | 0 | 0 | 0 | 0 | 0 | 0 | 0 | 0 | 0 | 0 | 0 | 0 | 0 | 0 | 0 | 0 | 0 | 0 | 0 | 0 | 0 | 0 | 0 | 0 | 0 | 0 | 0 | 0 | 0 | 0 | 0 | 0 | 0 | 0
F1_Commercial_Grocery_New_Space Heating_Natural Gas_Unit Heater_E9 | F1 | Commercial | Grocery | New | Space Heating | Natural Gas | Unit Heater | E9 | RVT - Cost of Equipment | 0 | 0 | 0 | 0 | 0 | 0 | 0 | 0 | 0 | 0 | 0 | 0 | 0 | 0 | 0 | 0 | 0 | 0 | 0 | 0 | 0 | 0 | 0 | 0 | 0 | 0 | 0 | 0 | 0 | 0 | 0 | 0 | 0 | 0 | 0 | 0 | 0 | 0 | 0 | 0 | 0 | 0
F1_Commercial_Grocery_New_Space Heating_Natural Gas_Unit Heater_E10 | F1 | Commercial | Grocery | New | Space Heating | Natural Gas | Unit Heater | E10 | RVT - Cost of Equipment | 0 | 0 | 0 | 0 | 0 | 0 | 0 | 0 | 0 | 0 | 0 | 0 | 0 | 0 | 0 | 0 | 0 | 0 | 0 | 0 | 0 | 0 | 0 | 0 | 0 | 0 | 0 | 0 | 0 | 0 | 0 | 0 | 0 | 0 | 0 | 0 | 0 | 0 | 0 | 0 | 0 | 0
F2_Commercial_Grocery_New_Space Heating_Natural Gas_Unit Heater_E1 | F2 | Commercial | Grocery | New | Space Heating | Natural Gas | Unit Heater | E1 | RVT - Cost of Operation | 0.25001 | 0.2498 | 0.25046 | 0.24845 | 0.24702 | 0 | 0 | 0 | 0 | 0 | 0 | 0 | 0 | 0 | 0 | 0 | 0 | 0 | 0 | 0 | 0 | 0 | 0 | 0 | 0 | 0 | 0 | 0 | 0 | 0 | 0 | 0 | 0 | 0 | 0 | 0 | 0 | 0 | 0 | 0 | 0 | 0
F2_Commercial_Grocery_New_Space Heating_Natural Gas_Unit Heater_E2 | F2 | Commercial | Grocery | New | Space Heating | Natural Gas | Unit Heater | E2 | RVT - Cost of Operation | 0.22499 | 0.22479 | 0.22539 | 0.22358 | 0.22229 | 0.2218 | 0.22202 | 0.22205 | 0.22229 | 0.22245 | 0.22256 | 0.2226 | 0.2227 | 0.22285 | 0.22293 | 0.22304 | 0.22317 | 0.22339 | 0.22362 | 0.22396 | 0.22426 | 0.22461 | 0.22491 | 0.22528 | 0.22557 | 0.22583 | 0.22607 | 0.22634 | 0.22652 | 0.22671 | 0.22682 | 0.22697 | 0.22697 | 0 | 0 | 0 | 0 | 0 | 0 | 0 | 0 | 0
F2_Commercial_Grocery_New_Space Heating_Natural Gas_Unit Heater_E3 | F2 | Commercial | Grocery | New | Space Heating | Natural Gas | Unit Heater | E3 | RVT - Cost of Operation | 0.19431 | 0.19414 | 0.19465 | 0.19309 | 0.19198 | 0.19156 | 0.19175 | 0.19177 | 0.19198 | 0.19212 | 0.19221 | 0.19224 | 0.19234 | 0.19247 | 0.19253 | 0.19263 | 0.19274 | 0.19293 | 0.19313 | 0.19342 | 0.19368 | 0.19399 | 0.19424 | 0.19456 | 0.19481 | 0.19504 | 0.19525 | 0.19548 | 0.19563 | 0.1958 | 0.1959 | 0.19602 | 0.19602 | 0 | 0 | 0 | 0 | 0 | 0 | 0 | 0 | 0
F2_Commercial_Grocery_New_Space Heating_Natural Gas_Unit Heater_E4 | F2 | Commercial | Grocery | New | Space Heating | Natural Gas | Unit Heater | E4 | RVT - Cost of Operation | 0 | 0 | 0 | 0 | 0 | 0 | 0 | 0 | 0 | 0 | 0 | 0 | 0 | 0 | 0 | 0 | 0 | 0 | 0 | 0 | 0 | 0 | 0 | 0 | 0 | 0 | 0 | 0 | 0 | 0 | 0 | 0 | 0 | 0 | 0 | 0 | 0 | 0 | 0 | 0 | 0 | 0
F2_Commercial_Grocery_New_Space Heating_Natural Gas_Unit Heater_E5 | F2 | Commercial | Grocery | New | Space Heating | Natural Gas | Unit Heater | E5 | RVT - Cost of Operation | 0 | 0 | 0 | 0 | 0 | 0 | 0 | 0 | 0 | 0 | 0 | 0 | 0 | 0 | 0 | 0 | 0 | 0 | 0 | 0 | 0 | 0 | 0 | 0 | 0 | 0 | 0 | 0 | 0 | 0 | 0 | 0 | 0 | 0 | 0 | 0 | 0 | 0 | 0 | 0 | 0 | 0
F2_Commercial_Grocery_New_Space Heating_Natural Gas_Unit Heater_E6 | F2 | Commercial | Grocery | New | Space Heating | Natural Gas | Unit Heater | E6 | RVT - Cost of Operation | 0 | 0 | 0 | 0 | 0 | 0 | 0 | 0 | 0 | 0 | 0 | 0 | 0 | 0 | 0 | 0 | 0 | 0 | 0 | 0 | 0 | 0 | 0 | 0 | 0 | 0 | 0 | 0 | 0 | 0 | 0 | 0 | 0 | 0 | 0 | 0 | 0 | 0 | 0 | 0 | 0 | 0
F2_Commercial_Grocery_New_Space Heating_Natural Gas_Unit Heater_E7 | F2 | Commercial | Grocery | New | Space Heating | Natural Gas | Unit Heater | E7 | RVT - Cost of Operation | 0 | 0 | 0 | 0 | 0 | 0 | 0 | 0 | 0 | 0 | 0 | 0 | 0 | 0 | 0 | 0 | 0 | 0 | 0 | 0 | 0 | 0 | 0 | 0 | 0 | 0 | 0 | 0 | 0 | 0 | 0 | 0 | 0 | 0 | 0 | 0 | 0 | 0 | 0 | 0 | 0 | 0
F2_Commercial_Grocery_New_Space Heating_Natural Gas_Unit Heater_E8 | F2 | Commercial | Grocery | New | Space Heating | Natural Gas | Unit Heater | E8 | RVT - Cost of Operation | 0 | 0 | 0 | 0 | 0 | 0 | 0 | 0 | 0 | 0 | 0 | 0 | 0 | 0 | 0 | 0 | 0 | 0 | 0 | 0 | 0 | 0 | 0 | 0 | 0 | 0 | 0 | 0 | 0 | 0 | 0 | 0 | 0 | 0 | 0 | 0 | 0 | 0 | 0 | 0 | 0 | 0
F2_Commercial_Grocery_New_Space Heating_Natural Gas_Unit Heater_E9 | F2 | Commercial | Grocery | New | Space Heating | Natural Gas | Unit Heater | E9 | RVT - Cost of Operation | 0 | 0 | 0 | 0 | 0 | 0 | 0 | 0 | 0 | 0 | 0 | 0 | 0 | 0 | 0 | 0 | 0 | 0 | 0 | 0 | 0 | 0 | 0 | 0 | 0 | 0 | 0 | 0 | 0 | 0 | 0 | 0 | 0 | 0 | 0 | 0 | 0 | 0 | 0 | 0 | 0 | 0
F2_Commercial_Grocery_New_Space Heating_Natural Gas_Unit Heater_E10 | F2 | Commercial | Grocery | New | Space Heating | Natural Gas | Unit Heater | E10 | RVT - Cost of Operation | 0 | 0 | 0 | 0 | 0 | 0 | 0 | 0 | 0 | 0 | 0 | 0 | 0 | 0 | 0 | 0 | 0 | 0 | 0 | 0 | 0 | 0 | 0 | 0 | 0 | 0 | 0 | 0 | 0 | 0 | 0 | 0 | 0 | 0 | 0 | 0 | 0 | 0 | 0 | 0 | 0 | 0
F3_Commercial_Grocery_New_Space Heating_Natural Gas_Unit Heater_E1 | F3 | Commercial | Grocery | New | Space Heating | Natural Gas | Unit Heater | E1 | System - kBTUs of Consumption | 0.008158 | 0.008158 | 0.008158 | 0.008158 | 0.008158 | 0 | 0 | 0 | 0 | 0 | 0 | 0 | 0 | 0 | 0 | 0 | 0 | 0 | 0 | 0 | 0 | 0 | 0 | 0 | 0 | 0 | 0 | 0 | 0 | 0 | 0 | 0 | 0 | 0 | 0 | 0 | 0 | 0 | 0 | 0 | 0 | 0
F3_Commercial_Grocery_New_Space Heating_Natural Gas_Unit Heater_E2 | F3 | Commercial | Grocery | New | Space Heating | Natural Gas | Unit Heater | E2 | System - kBTUs of Consumption | 0.026087 | 0.026087 | 0.026087 | 0.026087 | 0.026087 | 0.026087 | 0.026087 | 0.026087 | 0.026087 | 0.026087 | 0.026087 | 0.026087 | 0.026087 | 0.026087 | 0.026087 | 0.026087 | 0.026087 | 0.026087 | 0.026087 | 0.026087 | 0.026087 | 0.026087 | 0.026087 | 0.026087 | 0.026087 | 0.026087 | 0.026087 | 0.026087 | 0.026087 | 0.026087 | 0.026087 | 0.026087 | 0.026087 | 0 | 0 | 0 | 0 | 0 | 0 | 0 | 0 | 0
F3_Commercial_Grocery_New_Space Heating_Natural Gas_Unit Heater_E3 | F3 | Commercial | Grocery | New | Space Heating | Natural Gas | Unit Heater | E3 | System - kBTUs of Consumption | 0.011269 | 0.011269 | 0.011269 | 0.011269 | 0.011269 | 0.011269 | 0.011269 | 0.011269 | 0.011269 | 0.011269 | 0.011269 | 0.011269 | 0.011269 | 0.011269 | 0.011269 | 0.011269 | 0.011269 | 0.011269 | 0.011269 | 0.011269 | 0.011269 | 0.011269 | 0.011269 | 0.011269 | 0.011269 | 0.011269 | 0.011269 | 0.011269 | 0.011269 | 0.011269 | 0.011269 | 0.011269 | 0.011269 | 0 | 0 | 0 | 0 | 0 | 0 | 0 | 0 | 0
F3_Commercial_Grocery_New_Space Heating_Natural Gas_Unit Heater_E4 | F3 | Commercial | Grocery | New | Space Heating | Natural Gas | Unit Heater | E4 | System - kBTUs of Consumption | 0 | 0 | 0 | 0 | 0 | 0 | 0 | 0 | 0 | 0 | 0 | 0 | 0 | 0 | 0 | 0 | 0 | 0 | 0 | 0 | 0 | 0 | 0 | 0 | 0 | 0 | 0 | 0 | 0 | 0 | 0 | 0 | 0 | 0 | 0 | 0 | 0 | 0 | 0 | 0 | 0 | 0
F3_Commercial_Grocery_New_Space Heating_Natural Gas_Unit Heater_E5 | F3 | Commercial | Grocery | New | Space Heating | Natural Gas | Unit Heater | E5 | System - kBTUs of Consumption | 0 | 0 | 0 | 0 | 0 | 0 | 0 | 0 | 0 | 0 | 0 | 0 | 0 | 0 | 0 | 0 | 0 | 0 | 0 | 0 | 0 | 0 | 0 | 0 | 0 | 0 | 0 | 0 | 0 | 0 | 0 | 0 | 0 | 0 | 0 | 0 | 0 | 0 | 0 | 0 | 0 | 0
F3_Commercial_Grocery_New_Space Heating_Natural Gas_Unit Heater_E6 | F3 | Commercial | Grocery | New | Space Heating | Natural Gas | Unit Heater | E6 | System - kBTUs of Consumption | 0 | 0 | 0 | 0 | 0 | 0 | 0 | 0 | 0 | 0 | 0 | 0 | 0 | 0 | 0 | 0 | 0 | 0 | 0 | 0 | 0 | 0 | 0 | 0 | 0 | 0 | 0 | 0 | 0 | 0 | 0 | 0 | 0 | 0 | 0 | 0 | 0 | 0 | 0 | 0 | 0 | 0
F3_Commercial_Grocery_New_Space Heating_Natural Gas_Unit Heater_E7 | F3 | Commercial | Grocery | New | Space Heating | Natural Gas | Unit Heater | E7 | System - kBTUs of Consumption | 0 | 0 | 0 | 0 | 0 | 0 | 0 | 0 | 0 | 0 | 0 | 0 | 0 | 0 | 0 | 0 | 0 | 0 | 0 | 0 | 0 | 0 | 0 | 0 | 0 | 0 | 0 | 0 | 0 | 0 | 0 | 0 | 0 | 0 | 0 | 0 | 0 | 0 | 0 | 0 | 0 | 0
F3_Commercial_Grocery_New_Space Heating_Natural Gas_Unit Heater_E8 | F3 | Commercial | Grocery | New | Space Heating | Natural Gas | Unit Heater | E8 | System - kBTUs of Consumption | 0 | 0 | 0 | 0 | 0 | 0 | 0 | 0 | 0 | 0 | 0 | 0 | 0 | 0 | 0 | 0 | 0 | 0 | 0 | 0 | 0 | 0 | 0 | 0 | 0 | 0 | 0 | 0 | 0 | 0 | 0 | 0 | 0 | 0 | 0 | 0 | 0 | 0 | 0 | 0 | 0 | 0
F3_Commercial_Grocery_New_Space Heating_Natural Gas_Unit Heater_E9 | F3 | Commercial | Grocery | New | Space Heating | Natural Gas | Unit Heater | E9 | System - kBTUs of Consumption | 0 | 0 | 0 | 0 | 0 | 0 | 0 | 0 | 0 | 0 | 0 | 0 | 0 | 0 | 0 | 0 | 0 | 0 | 0 | 0 | 0 | 0 | 0 | 0 | 0 | 0 | 0 | 0 | 0 | 0 | 0 | 0 | 0 | 0 | 0 | 0 | 0 | 0 | 0 | 0 | 0 | 0
F3_Commercial_Grocery_New_Space Heating_Natural Gas_Unit Heater_E10 | F3 | Commercial | Grocery | New | Space Heating | Natural Gas | Unit Heater | E10 | System - kBTUs of Consumption | 0 | 0 | 0 | 0 | 0 | 0 | 0 | 0 | 0 | 0 | 0 | 0 | 0 | 0 | 0 | 0 | 0 | 0 | 0 | 0 | 0 | 0 | 0 | 0 | 0 | 0 | 0 | 0 | 0 | 0 | 0 | 0 | 0 | 0 | 0 | 0 | 0 | 0 | 0 | 0 | 0 | 0
F4_Commercial_Grocery_New_Space Heating_Natural Gas_Unit Heater_E1 | F4 | Commercial | Grocery | New | Space Heating | Natural Gas | Unit Heater | E1 | Utility - Cost of Equipment | 0.25001 | 0.2498 | 0.25046 | 0.24845 | 0.24702 | 0 | 0 | 0 | 0 | 0 | 0 | 0 | 0 | 0 | 0 | 0 | 0 | 0 | 0 | 0 | 0 | 0 | 0 | 0 | 0 | 0 | 0 | 0 | 0 | 0 | 0 | 0 | 0 | 0 | 0 | 0 | 0 | 0 | 0 | 0 | 0 | 0
F4_Commercial_Grocery_New_Space Heating_Natural Gas_Unit Heater_E2 | F4 | Commercial | Grocery | New | Space Heating | Natural Gas | Unit Heater | E2 | Utility - Cost of Equipment | 0.22499 | 0.22479 | 0.22539 | 0.22358 | 0.22229 | 0.2218 | 0.22202 | 0.22205 | 0.22229 | 0.22245 | 0.22256 | 0.2226 | 0.2227 | 0.22285 | 0.22293 | 0.22304 | 0.22317 | 0.22339 | 0.22362 | 0.22396 | 0.22426 | 0.22461 | 0.22491 | 0.22528 | 0.22557 | 0.22583 | 0.22607 | 0.22634 | 0.22652 | 0.22671 | 0.22682 | 0.22697 | 0.22697 | 0 | 0 | 0 | 0 | 0 | 0 | 0 | 0 | 0
F4_Commercial_Grocery_New_Space Heating_Natural Gas_Unit Heater_E3 | F4 | Commercial | Grocery | New | Space Heating | Natural Gas | Unit Heater | E3 | Utility - Cost of Equipment | 0.19431 | 0.19414 | 0.19465 | 0.19309 | 0.19198 | 0.19156 | 0.19175 | 0.19177 | 0.19198 | 0.19212 | 0.19221 | 0.19224 | 0.19234 | 0.19247 | 0.19253 | 0.19263 | 0.19274 | 0.19293 | 0.19313 | 0.19342 | 0.19368 | 0.19399 | 0.19424 | 0.19456 | 0.19481 | 0.19504 | 0.19525 | 0.19548 | 0.19563 | 0.1958 | 0.1959 | 0.19602 | 0.19602 | 0 | 0 | 0 | 0 | 0 | 0 | 0 | 0 | 0
F4_Commercial_Grocery_New_Space Heating_Natural Gas_Unit Heater_E4 | F4 | Commercial | Grocery | New | Space Heating | Natural Gas | Unit Heater | E4 | Utility - Cost of Equipment | 0 | 0 | 0 | 0 | 0 | 0 | 0 | 0 | 0 | 0 | 0 | 0 | 0 | 0 | 0 | 0 | 0 | 0 | 0 | 0 | 0 | 0 | 0 | 0 | 0 | 0 | 0 | 0 | 0 | 0 | 0 | 0 | 0 | 0 | 0 | 0 | 0 | 0 | 0 | 0 | 0 | 0
F4_Commercial_Grocery_New_Space Heating_Natural Gas_Unit Heater_E5 | F4 | Commercial | Grocery | New | Space Heating | Natural Gas | Unit Heater | E5 | Utility - Cost of Equipment | 0 | 0 | 0 | 0 | 0 | 0 | 0 | 0 | 0 | 0 | 0 | 0 | 0 | 0 | 0 | 0 | 0 | 0 | 0 | 0 | 0 | 0 | 0 | 0 | 0 | 0 | 0 | 0 | 0 | 0 | 0 | 0 | 0 | 0 | 0 | 0 | 0 | 0 | 0 | 0 | 0 | 0
F4_Commercial_Grocery_New_Space Heating_Natural Gas_Unit Heater_E6 | F4 | Commercial | Grocery | New | Space Heating | Natural Gas | Unit Heater | E6 | Utility - Cost of Equipment | 0 | 0 | 0 | 0 | 0 | 0 | 0 | 0 | 0 | 0 | 0 | 0 | 0 | 0 | 0 | 0 | 0 | 0 | 0 | 0 | 0 | 0 | 0 | 0 | 0 | 0 | 0 | 0 | 0 | 0 | 0 | 0 | 0 | 0 | 0 | 0 | 0 | 0 | 0 | 0 | 0 | 0
F4_Commercial_Grocery_New_Space Heating_Natural Gas_Unit Heater_E7 | F4 | Commercial | Grocery | New | Space Heating | Natural Gas | Unit Heater | E7 | Utility - Cost of Equipment | 0 | 0 | 0 | 0 | 0 | 0 | 0 | 0 | 0 | 0 | 0 | 0 | 0 | 0 | 0 | 0 | 0 | 0 | 0 | 0 | 0 | 0 | 0 | 0 | 0 | 0 | 0 | 0 | 0 | 0 | 0 | 0 | 0 | 0 | 0 | 0 | 0 | 0 | 0 | 0 | 0 | 0
F4_Commercial_Grocery_New_Space Heating_Natural Gas_Unit Heater_E8 | F4 | Commercial | Grocery | New | Space Heating | Natural Gas | Unit Heater | E8 | Utility - Cost of Equipment | 0 | 0 | 0 | 0 | 0 | 0 | 0 | 0 | 0 | 0 | 0 | 0 | 0 | 0 | 0 | 0 | 0 | 0 | 0 | 0 | 0 | 0 | 0 | 0 | 0 | 0 | 0 | 0 | 0 | 0 | 0 | 0 | 0 | 0 | 0 | 0 | 0 | 0 | 0 | 0 | 0 | 0
F4_Commercial_Grocery_New_Space Heating_Natural Gas_Unit Heater_E9 | F4 | Commercial | Grocery | New | Space Heating | Natural Gas | Unit Heater | E9 | Utility - Cost of Equipment | 0 | 0 | 0 | 0 | 0 | 0 | 0 | 0 | 0 | 0 | 0 | 0 | 0 | 0 | 0 | 0 | 0 | 0 | 0 | 0 | 0 | 0 | 0 | 0 | 0 | 0 | 0 | 0 | 0 | 0 | 0 | 0 | 0 | 0 | 0 | 0 | 0 | 0 | 0 | 0 | 0 | 0
F4_Commercial_Grocery_New_Space Heating_Natural Gas_Unit Heater_E10 | F4 | Commercial | Grocery | New | Space Heating | Natural Gas | Unit Heater | E10 | Utility - Cost of Equipment | 0 | 0 | 0 | 0 | 0 | 0 | 0 | 0 | 0 | 0 | 0 | 0 | 0 | 0 | 0 | 0 | 0 | 0 | 0 | 0 | 0 | 0 | 0 | 0 | 0 | 0 | 0 | 0 | 0 | 0 | 0 | 0 | 0 | 0 | 0 | 0 | 0 | 0 | 0 | 0 | 0 | 0
F5_Commercial_Grocery_New_Space Heating_Natural Gas_Unit Heater_E1 | F5 | Commercial | Grocery | New | Space Heating | Natural Gas | Unit Heater | E1 | Utility - Cost of Operation | 0.008158 | 0.008158 | 0.008158 | 0.008158 | 0.008158 | 0 | 0 | 0 | 0 | 0 | 0 | 0 | 0 | 0 | 0 | 0 | 0 | 0 | 0 | 0 | 0 | 0 | 0 | 0 | 0 | 0 | 0 | 0 | 0 | 0 | 0 | 0 | 0 | 0 | 0 | 0 | 0 | 0 | 0 | 0 | 0 | 0
F5_Commercial_Grocery_New_Space Heating_Natural Gas_Unit Heater_E2 | F5 | Commercial | Grocery | New | Space Heating | Natural Gas | Unit Heater | E2 | Utility - Cost of Operation | 0.026087 | 0.026087 | 0.026087 | 0.026087 | 0.026087 | 0.026087 | 0.026087 | 0.026087 | 0.026087 | 0.026087 | 0.026087 | 0.026087 | 0.026087 | 0.026087 | 0.026087 | 0.026087 | 0.026087 | 0.026087 | 0.026087 | 0.026087 | 0.026087 | 0.026087 | 0.026087 | 0.026087 | 0.026087 | 0.026087 | 0.026087 | 0.026087 | 0.026087 | 0.026087 | 0.026087 | 0.026087 | 0.026087 | 0 | 0 | 0 | 0 | 0 | 0 | 0 | 0 | 0
F5_Commercial_Grocery_New_Space Heating_Natural Gas_Unit Heater_E3 | F5 | Commercial | Grocery | New | Space Heating | Natural Gas | Unit Heater | E3 | Utility - Cost of Operation | 0.011269 | 0.011269 | 0.011269 | 0.011269 | 0.011269 | 0.011269 | 0.011269 | 0.011269 | 0.011269 | 0.011269 | 0.011269 | 0.011269 | 0.011269 | 0.011269 | 0.011269 | 0.011269 | 0.011269 | 0.011269 | 0.011269 | 0.011269 | 0.011269 | 0.011269 | 0.011269 | 0.011269 | 0.011269 | 0.011269 | 0.011269 | 0.011269 | 0.011269 | 0.011269 | 0.011269 | 0.011269 | 0.011269 | 0 | 0 | 0 | 0 | 0 | 0 | 0 | 0 | 0
F5_Commercial_Grocery_New_Space Heating_Natural Gas_Unit Heater_E4 | F5 | Commercial | Grocery | New | Space Heating | Natural Gas | Unit Heater | E4 | Utility - Cost of Operation | 0 | 0 | 0 | 0 | 0 | 0 | 0 | 0 | 0 | 0 | 0 | 0 | 0 | 0 | 0 | 0 | 0 | 0 | 0 | 0 | 0 | 0 | 0 | 0 | 0 | 0 | 0 | 0 | 0 | 0 | 0 | 0 | 0 | 0 | 0 | 0 | 0 | 0 | 0 | 0 | 0 | 0
F5_Commercial_Grocery_New_Space Heating_Natural Gas_Unit Heater_E5 | F5 | Commercial | Grocery | New | Space Heating | Natural Gas | Unit Heater | E5 | Utility - Cost of Operation | 0 | 0 | 0 | 0 | 0 | 0 | 0 | 0 | 0 | 0 | 0 | 0 | 0 | 0 | 0 | 0 | 0 | 0 | 0 | 0 | 0 | 0 | 0 | 0 | 0 | 0 | 0 | 0 | 0 | 0 | 0 | 0 | 0 | 0 | 0 | 0 | 0 | 0 | 0 | 0 | 0 | 0
F5_Commercial_Grocery_New_Space Heating_Natural Gas_Unit Heater_E6 | F5 | Commercial | Grocery | New | Space Heating | Natural Gas | Unit Heater | E6 | Utility - Cost of Operation | 0 | 0 | 0 | 0 | 0 | 0 | 0 | 0 | 0 | 0 | 0 | 0 | 0 | 0 | 0 | 0 | 0 | 0 | 0 | 0 | 0 | 0 | 0 | 0 | 0 | 0 | 0 | 0 | 0 | 0 | 0 | 0 | 0 | 0 | 0 | 0 | 0 | 0 | 0 | 0 | 0 | 0
F5_Commercial_Grocery_New_Space Heating_Natural Gas_Unit Heater_E7 | F5 | Commercial | Grocery | New | Space Heating | Natural Gas | Unit Heater | E7 | Utility - Cost of Operation | 0 | 0 | 0 | 0 | 0 | 0 | 0 | 0 | 0 | 0 | 0 | 0 | 0 | 0 | 0 | 0 | 0 | 0 | 0 | 0 | 0 | 0 | 0 | 0 | 0 | 0 | 0 | 0 | 0 | 0 | 0 | 0 | 0 | 0 | 0 | 0 | 0 | 0 | 0 | 0 | 0 | 0
F5_Commercial_Grocery_New_Space Heating_Natural Gas_Unit Heater_E8 | F5 | Commercial | Grocery | New | Space Heating | Natural Gas | Unit Heater | E8 | Utility - Cost of Operation | 0 | 0 | 0 | 0 | 0 | 0 | 0 | 0 | 0 | 0 | 0 | 0 | 0 | 0 | 0 | 0 | 0 | 0 | 0 | 0 | 0 | 0 | 0 | 0 | 0 | 0 | 0 | 0 | 0 | 0 | 0 | 0 | 0 | 0 | 0 | 0 | 0 | 0 | 0 | 0 | 0 | 0
F5_Commercial_Grocery_New_Space Heating_Natural Gas_Unit Heater_E9 | F5 | Commercial | Grocery | New | Space Heating | Natural Gas | Unit Heater | E9 | Utility - Cost of Operation | 0 | 0 | 0 | 0 | 0 | 0 | 0 | 0 | 0 | 0 | 0 | 0 | 0 | 0 | 0 | 0 | 0 | 0 | 0 | 0 | 0 | 0 | 0 | 0 | 0 | 0 | 0 | 0 | 0 | 0 | 0 | 0 | 0 | 0 | 0 | 0 | 0 | 0 | 0 | 0 | 0 | 0
F5_Commercial_Grocery_New_Space Heating_Natural Gas_Unit Heater_E10 | F5 | Commercial | Grocery | New | Space Heating | Natural Gas | Unit Heater | E10 | Utility - Cost of Operation | 0 | 0 | 0 | 0 | 0 | 0 | 0 | 0 | 0 | 0 | 0 | 0 | 0 | 0 | 0 | 0 | 0 | 0 | 0 | 0 | 0 | 0 | 0 | 0 | 0 | 0 | 0 | 0 | 0 | 0 | 0 | 0 | 0 | 0 | 0 | 0 | 0 | 0 | 0 | 0 | 0 | 0
F6_Commercial_Grocery_New_Space Heating_Natural Gas_Unit Heater_E1 | F6 | Commercial | Grocery | New | Space Heating | Natural Gas | Unit Heater | E1 | Utility - Value of Sales | 0.097095 | 0.097053 | 0.097237 | 0.096548 | 0.096016 | 0 | 0 | 0 | 0 | 0 | 0 | 0 | 0 | 0 | 0 | 0 | 0 | 0 | 0 | 0 | 0 | 0 | 0 | 0 | 0 | 0 | 0 | 0 | 0 | 0 | 0 | 0 | 0 | 0 | 0 | 0 | 0 | 0 | 0 | 0 | 0 | 0
F6_Commercial_Grocery_New_Space Heating_Natural Gas_Unit Heater_E2 | F6 | Commercial | Grocery | New | Space Heating | Natural Gas | Unit Heater | E2 | Utility - Value of Sales | 0.087375 | 0.087337 | 0.087502 | 0.086882 | 0.086403 | 0.085924 | 0.085445 | 0.084965 | 0.084486 | 0.084007 | 0.083528 | 0.083049 | 0.08257 | 0.082091 | 0.081612 | 0.081133 | 0.080654 | 0.080175 | 0.079701 | 0.079239 | 0.078795 | 0.078373 | 0.077979 | 0.07762 | 0.077301 | 0.077022 | 0.076782 | 0.076583 | 0.076423 | 0.076303 | 0.076223 | 0.076183 | 0.076183 | 0 | 0 | 0 | 0 | 0 | 0 | 0 | 0 | 0
F6_Commercial_Grocery_New_Space Heating_Natural Gas_Unit Heater_E3 | F6 | Commercial | Grocery | New | Space Heating | Natural Gas | Unit Heater | E3 | Utility - Value of Sales | 0.075461 | 0.075428 | 0.075571 | 0.075036 | 0.074622 | 0.074208 | 0.073794 | 0.07338 | 0.072966 | 0.072553 | 0.072139 | 0.071725 | 0.071311 | 0.070897 | 0.070484 | 0.07007 | 0.069656 | 0.069243 | 0.068834 | 0.068435 | 0.068051 | 0.067687 | 0.067347 | 0.067037 | 0.066761 | 0.06652 | 0.066313 | 0.06614 | 0.066002 | 0.065899 | 0.06583 | 0.065796 | 0.065796 | 0 | 0 | 0 | 0 | 0 | 0 | 0 | 0 | 0
F6_Commercial_Grocery_New_Space Heating_Natural Gas_Unit Heater_E4 | F6 | Commercial | Grocery | New | Space Heating | Natural Gas | Unit Heater | E4 | Utility - Value of Sales | 0 | 0 | 0 | 0 | 0 | 0 | 0 | 0 | 0 | 0 | 0 | 0 | 0 | 0 | 0 | 0 | 0 | 0 | 0 | 0 | 0 | 0 | 0 | 0 | 0 | 0 | 0 | 0 | 0 | 0 | 0 | 0 | 0 | 0 | 0 | 0 | 0 | 0 | 0 | 0 | 0 | 0
F6_Commercial_Grocery_New_Space Heating_Natural Gas_Unit Heater_E5 | F6 | Commercial | Grocery | New | Space Heating | Natural Gas | Unit Heater | E5 | Utility - Value of Sales | 0 | 0 | 0 | 0 | 0 | 0 | 0 | 0 | 0 | 0 | 0 | 0 | 0 | 0 | 0 | 0 | 0 | 0 | 0 | 0 | 0 | 0 | 0 | 0 | 0 | 0 | 0 | 0 | 0 | 0 | 0 | 0 | 0 | 0 | 0 | 0 | 0 | 0 | 0 | 0 | 0 | 0
F6_Commercial_Grocery_New_Space Heating_Natural Gas_Unit Heater_E6 | F6 | Commercial | Grocery | New | Space Heating | Natural Gas | Unit Heater | E6 | Utility - Value of Sales | 0 | 0 | 0 | 0 | 0 | 0 | 0 | 0 | 0 | 0 | 0 | 0 | 0 | 0 | 0 | 0 | 0 | 0 | 0 | 0 | 0 | 0 | 0 | 0 | 0 | 0 | 0 | 0 | 0 | 0 | 0 | 0 | 0 | 0 | 0 | 0 | 0 | 0 | 0 | 0 | 0 | 0
F6_Commercial_Grocery_New_Space Heating_Natural Gas_Unit Heater_E7 | F6 | Commercial | Grocery | New | Space Heating | Natural Gas | Unit Heater | E7 | Utility - Value of Sales | 0 | 0 | 0 | 0 | 0 | 0 | 0 | 0 | 0 | 0 | 0 | 0 | 0 | 0 | 0 | 0 | 0 | 0 | 0 | 0 | 0 | 0 | 0 | 0 | 0 | 0 | 0 | 0 | 0 | 0 | 0 | 0 | 0 | 0 | 0 | 0 | 0 | 0 | 0 | 0 | 0 | 0
F6_Commercial_Grocery_New_Space Heating_Natural Gas_Unit Heater_E8 | F6 | Commercial | Grocery | New | Space Heating | Natural Gas | Unit Heater | E8 | Utility - Value of Sales | 0 | 0 | 0 | 0 | 0 | 0 | 0 | 0 | 0 | 0 | 0 | 0 | 0 | 0 | 0 | 0 | 0 | 0 | 0 | 0 | 0 | 0 | 0 | 0 | 0 | 0 | 0 | 0 | 0 | 0 | 0 | 0 | 0 | 0 | 0 | 0 | 0 | 0 | 0 | 0 | 0 | 0
F6_Commercial_Grocery_New_Space Heating_Natural Gas_Unit Heater_E9 | F6 | Commercial | Grocery | New | Space Heating | Natural Gas | Unit Heater | E9 | Utility - Value of Sales | 0 | 0 | 0 | 0 | 0 | 0 | 0 | 0 | 0 | 0 | 0 | 0 | 0 | 0 | 0 | 0 | 0 | 0 | 0 | 0 | 0 | 0 | 0 | 0 | 0 | 0 | 0 | 0 | 0 | 0 | 0 | 0 | 0 | 0 | 0 | 0 | 0 | 0 | 0 | 0 | 0 | 0
F6_Commercial_Grocery_New_Space Heating_Natural Gas_Unit Heater_E10 | F6 | Commercial | Grocery | New | Space Heating | Natural Gas | Unit Heater | E10 | Utility - Value of Sales | 0 | 0 | 0 | 0 | 0 | 0 | 0 | 0 | 0 | 0 | 0 | 0 | 0 | 0 | 0 | 0 | 0 | 0 | 0 | 0 | 0 | 0 | 0 | 0 | 0 | 0 | 0 | 0 | 0 | 0 | 0 | 0 | 0 | 0 | 0 | 0 | 0 | 0 | 0 | 0 | 0 | 0
F1_Commercial_Grocery_New_Water Heating_Natural Gas_Water Heater_E1 | F1 | Commercial | Grocery | New | Water Heating | Natural Gas | Water Heater | E1 | RVT - Cost of Equipment | 0.39312 | 0.39254 | 0.39399 | 0.39067 | 0.38856 | 0.39018 | 0.39508 | 0.39895 | 0.40376 | 0.4083 | 0.41284 | 0.41701 | 0.4215 | 0.42618 | 0.43066 | 0.43522 | 0.43985 | 0.44491 | 0.45015 | 0.4557 | 0.46117 | 0.46687 | 0.47217 | 0.47763 | 0.48247 | 0.48668 | 0.4905 | 0.49381 | 0.49639 | 0.49852 | 0.49971 | 0.50051 | 0.50051
F1_Commercial_Grocery_New_Water Heating_Natural Gas_Water Heater_E2 | F1 | Commercial | Grocery | New | Water Heating | Natural Gas | Water Heater | E2 | RVT - Cost of Equipment | 0.38827 | 0.38769 | 0.38912 | 0.38585 | 0.38377 | 0.38536 | 0.3902 | 0.39403 | 0.39878 | 0.40326 | 0.40775 | 0.41187 | 0.4163 | 0.42092 | 0.42534 | 0.42985 | 0.43442 | 0.43941 | 0.4446 | 0.45007 | 0.45548 | 0.46111 | 0.46634 | 0.47174 | 0.47652 | 0.48067 | 0.48444 | 0.48771 | 0.49026 | 0.49237 | 0.49354 | 0.49433 | 0.49433
F1_Commercial_Grocery_New_Water Heating_Natural Gas_Water Heater_E3 | F1 | Commercial | Grocery | New | Water Heating | Natural Gas | Water Heater | E3 | RVT - Cost of Equipment | 0.35739 | 0.35685 | 0.35817 | 0.35515 | 0.35324 | 0.35471 | 0.35916 | 0.36269 | 0.36706 | 0.37118 | 0.37531 | 0.3791 | 0.38318 | 0.38744 | 0.39151 | 0.39566 | 0.39987 | 0.40446 | 0.40923 | 0.41427 | 0.41925 | 0.42443 | 0.42924 | 0.43421 | 0.43861 | 0.44244 | 0.44591 | 0.44891 | 0.45126 | 0.4532 | 0.45428 | 0.45501 | 0.45501
F1_Commercial_Grocery_New_Water Heating_Natural Gas_Water Heater_E4 | F1 | Commercial | Grocery | New | Water Heating | Natural Gas | Water Heater | E4 | RVT - Cost of Equipment | 0.33457 | 0.33407 | 0.33531 | 0.33248 | 0.33069 | 0.33207 | 0.33624 | 0.33954 | 0.34363 | 0.34749 | 0.35136 | 0.35491 | 0.35872 | 0.36271 | 0.36652 | 0.3704 | 0.37434 | 0.37864 | 0.38311 | 0.38783 | 0.39249 | 0.39734 | 0.40184 | 0.4065 | 0.41061 | 0.4142 | 0.41744 | 0.42026 | 0.42246 | 0.42427 | 0.42529 | 0.42596 | 0.42596
F1_Commercial_Grocery_New_Water Heating_Natural Gas_Water Heater_E5 | F1 | Commercial | Grocery | New | Water Heating | Natural Gas | Water Heater | E5 | RVT - Cost of Equipment | 0.3276 | 0.32711 | 0.32832 | 0.32556 | 0.3238 | 0.32515 | 0.32923 | 0.33246 | 0.33647 | 0.34025 | 0.34404 | 0.34751 | 0.35125 | 0.35515 | 0.35888 | 0.36268 | 0.36655 | 0.37075 | 0.37513 | 0.37975 | 0.38431 | 0.38906 | 0.39347 | 0.39803 | 0.40206 | 0.40557 | 0.40875 | 0.41151 | 0.41366 | 0.41543 | 0.41643 | 0.41709 | 0.41709
F1_Commercial_Grocery_New_Water Heating_Natural Gas_Water Heater_E6 | F1 | Commercial | Grocery | New | Water Heating | Natural Gas | Water Heater | E6 | RVT - Cost of Equipment | 0.32092 | 0.32044 | 0.32162 | 0.31891 | 0.31719 | 0.31852 | 0.32251 | 0.32568 | 0.3296 | 0.33331 | 0.33702 | 0.34042 | 0.34408 | 0.3479 | 0.35156 | 0.35528 | 0.35906 | 0.36319 | 0.36747 | 0.372 | 0.37647 | 0.38112 | 0.38544 | 0.3899 | 0.39386 | 0.39729 | 0.40041 | 0.40311 | 0.40522 | 0.40696 | 0.40793 | 0.40858 | 0.40858
F1_Commercial_Grocery_New_Water Heating_Natural Gas_Water Heater_E7 | F1 | Commercial | Grocery | New | Water Heating | Natural Gas | Water Heater | E7 | RVT - Cost of Equipment | 0.21001 | 0.21025 | 0.21134 | 0.21035 | 0.20988 | 0.211 | 0.21353 | 0.21563 | 0.21815 | 0.22062 | 0.2231 | 0.22544 | 0.22794 | 0.23053 | 0.23304 | 0.23562 | 0.2382 | 0.24095 | 0.24374 | 0.24658 | 0.24927 | 0.25195 | 0.25436 | 0.25676 | 0.25884 | 0.26065 | 0.26229 | 0.26371 | 0.26482 | 0.26574 | 0.26625 | 0.26659 | 0.26659
F1_Commercial_Grocery_New_Water Heating_Natural Gas_Water Heater_E8 | F1 | Commercial | Grocery | New | Water Heating | Natural Gas | Water Heater | E8 | RVT - Cost of Equipment | 0 | 0 | 0 | 0 | 0 | 0 | 0 | 0 | 0 | 0 | 0 | 0 | 0 | 0 | 0 | 0 | 0 | 0 | 0 | 0 | 0 | 0 | 0 | 0 | 0 | 0 | 0 | 0 | 0 | 0 | 0 | 0 | 0
F1_Commercial_Grocery_New_Water Heating_Natural Gas_Water Heater_E9 | F1 | Commercial | Grocery | New | Water Heating | Natural Gas | Water Heater | E9 | RVT - Cost of Equipment | 0 | 0 | 0 | 0 | 0 | 0 | 0 | 0 | 0 | 0 | 0 | 0 | 0 | 0 | 0 | 0 | 0 | 0 | 0 | 0 | 0 | 0 | 0 | 0 | 0 | 0 | 0 | 0 | 0 | 0 | 0 | 0 | 0
F1_Commercial_Grocery_New_Water Heating_Natural Gas_Water Heater_E10 | F1 | Commercial | Grocery | New | Water Heating | Natural Gas | Water Heater | E10 | RVT - Cost of Equipment | 0 | 0 | 0 | 0 | 0 | 0 | 0 | 0 | 0 | 0 | 0 | 0 | 0 | 0 | 0 | 0 | 0 | 0 | 0 | 0 | 0 | 0 | 0 | 0 | 0 | 0 | 0 | 0 | 0 | 0 | 0 | 0 | 0
F2_Commercial_Grocery_New_Water Heating_Natural Gas_Water Heater_E1 | F2 | Commercial | Grocery | New | Water Heating | Natural Gas | Water Heater | E1 | RVT - Cost of Operation | 0.47099 | 0.47028 | 0.47202 | 0.46805 | 0.46552 | 0.46746 | 0.47333 | 0.47797 | 0.48373 | 0.48917 | 0.49461 | 0.49961 | 0.50498 | 0.51059 | 0.51596 | 0.52142 | 0.52697 | 0.53303 | 0.53931 | 0.54596 | 0.55251 | 0.55934 | 0.56569 | 0.57223 | 0.57803 | 0.58307 | 0.58765 | 0.59161 | 0.59471 | 0.59726 | 0.59869 | 0.59964 | 0.59964
F2_Commercial_Grocery_New_Water Heating_Natural Gas_Water Heater_E2 | F2 | Commercial | Grocery | New | Water Heating | Natural Gas | Water Heater | E2 | RVT - Cost of Operation | 0.46517 | 0.46448 | 0.4662 | 0.46227 | 0.45978 | 0.46169 | 0.46749 | 0.47207 | 0.47776 | 0.48313 | 0.48851 | 0.49344 | 0.49875 | 0.50429 | 0.50959 | 0.51499 | 0.52047 | 0.52645 | 0.53266 | 0.53922 | 0.54569 | 0.55244 | 0.5587 | 0.56517 | 0.5709 | 0.57588 | 0.58039 | 0.58431 | 0.58737 | 0.58989 | 0.59129 | 0.59224 | 0.59224
F2_Commercial_Grocery_New_Water Heating_Natural Gas_Water Heater_E3 | F2 | Commercial | Grocery | New | Water Heating | Natural Gas | Water Heater | E3 | RVT - Cost of Operation | 0.42817 | 0.42753 | 0.42911 | 0.4255 | 0.4232 | 0.42497 | 0.4303 | 0.43452 | 0.43976 | 0.4447 | 0.44965 | 0.45419 | 0.45908 | 0.46417 | 0.46905 | 0.47402 | 0.47907 | 0.48457 | 0.49029 | 0.49633 | 0.50228 | 0.50849 | 0.51426 | 0.52021 | 0.52548 | 0.53007 | 0.53422 | 0.53783 | 0.54064 | 0.54296 | 0.54426 | 0.54513 | 0.54513
F2_Commercial_Grocery_New_Water Heating_Natural Gas_Water Heater_E4 | F2 | Commercial | Grocery | New | Water Heating | Natural Gas | Water Heater | E4 | RVT - Cost of Operation | 0.40084 | 0.40024 | 0.40172 | 0.39834 | 0.39619 | 0.39784 | 0.40284 | 0.40679 | 0.41169 | 0.41632 | 0.42095 | 0.4252 | 0.42977 | 0.43454 | 0.43911 | 0.44377 | 0.44849 | 0.45364 | 0.45899 | 0.46465 | 0.47022 | 0.47604 | 0.48144 | 0.48701 | 0.49194 | 0.49623 | 0.50012 | 0.5035 | 0.50613 | 0.50831 | 0.50952 | 0.51033 | 0.51033
F2_Commercial_Grocery_New_Water Heating_Natural Gas_Water Heater_E5 | F2 | Commercial | Grocery | New | Water Heating | Natural Gas | Water Heater | E5 | RVT - Cost of Operation | 0.39249 | 0.3919 | 0.39335 | 0.39004 | 0.38794 | 0.38955 | 0.39444 | 0.39831 | 0.40311 | 0.40764 | 0.41218 | 0.41634 | 0.42082 | 0.42549 | 0.42996 | 0.43452 | 0.43914 | 0.44419 | 0.44943 | 0.45497 | 0.46043 | 0.46612 | 0.47141 | 0.47686 | 0.48169 | 0.4859 | 0.48971 | 0.49301 | 0.49559 | 0.49772 | 0.49891 | 0.4997 | 0.4997
F2_Commercial_Grocery_New_Water Heating_Natural Gas_Water Heater_E6 | F2 | Commercial | Grocery | New | Water Heating | Natural Gas | Water Heater | E6 | RVT - Cost of Operation | 0.38448 | 0.3839 | 0.38533 | 0.38208 | 0.38002 | 0.3816 | 0.38639 | 0.39018 | 0.39488 | 0.39932 | 0.40377 | 0.40785 | 0.41223 | 0.41681 | 0.42119 | 0.42565 | 0.43018 | 0.43512 | 0.44026 | 0.44568 | 0.45103 | 0.45661 | 0.46179 | 0.46713 | 0.47186 | 0.47598 | 0.47971 | 0.48295 | 0.48548 | 0.48756 | 0.48872 | 0.4895 | 0.4895
F2_Commercial_Grocery_New_Water Heating_Natural Gas_Water Heater_E7 | F2 | Commercial | Grocery | New | Water Heating | Natural Gas | Water Heater | E7 | RVT - Cost of Operation | 0.2516 | 0.2519 | 0.2532 | 0.25201 | 0.25145 | 0.2528 | 0.25583 | 0.25834 | 0.26136 | 0.26431 | 0.26728 | 0.2701 | 0.27309 | 0.27618 | 0.2792 | 0.28228 | 0.28538 | 0.28867 | 0.29201 | 0.29541 | 0.29864 | 0.30185 | 0.30473 | 0.30761 | 0.31011 | 0.31227 | 0.31424 | 0.31594 | 0.31727 | 0.31837 | 0.31898 | 0.31939 | 0.31939
F2_Commercial_Grocery_New_Water Heating_Natural Gas_Water Heater_E8 | F2 | Commercial | Grocery | New | Water Heating | Natural Gas | Water Heater | E8 | RVT - Cost of Operation | 0 | 0 | 0 | 0 | 0 | 0 | 0 | 0 | 0 | 0 | 0 | 0 | 0 | 0 | 0 | 0 | 0 | 0 | 0 | 0 | 0 | 0 | 0 | 0 | 0 | 0 | 0 | 0 | 0 | 0 | 0 | 0 | 0
F2_Commercial_Grocery_New_Water Heating_Natural Gas_Water Heater_E9 | F2 | Commercial | Grocery | New | Water Heating | Natural Gas | Water Heater | E9 | RVT - Cost of Operation | 0 | 0 | 0 | 0 | 0 | 0 | 0 | 0 | 0 | 0 | 0 | 0 | 0 | 0 | 0 | 0 | 0 | 0 | 0 | 0 | 0 | 0 | 0 | 0 | 0 | 0 | 0 | 0 | 0 | 0 | 0 | 0 | 0
F2_Commercial_Grocery_New_Water Heating_Natural Gas_Water Heater_E10 | F2 | Commercial | Grocery | New | Water Heating | Natural Gas | Water Heater | E10 | RVT - Cost of Operation | 0 | 0 | 0 | 0 | 0 | 0 | 0 | 0 | 0 | 0 | 0 | 0 | 0 | 0 | 0 | 0 | 0 | 0 | 0 | 0 | 0 | 0 | 0 | 0 | 0 | 0 | 0 | 0 | 0 | 0 | 0 | 0 | 0
F3_Commercial_Grocery_New_Water Heating_Natural Gas_Water Heater_E1 | F3 | Commercial | Grocery | New | Water Heating | Natural Gas | Water Heater | E1 | System - kBTUs of Consumption | 0.031196 | 0.031196 | 0.031196 | 0.031196 | 0.031196 | 0.031196 | 0.031196 | 0.031196 | 0.031196 | 0.031196 | 0.031196 | 0.031196 | 0.031196 | 0.031196 | 0.031196 | 0.031196 | 0.031196 | 0.031196 | 0.031196 | 0.031196 | 0.031196 | 0.031196 | 0.031196 | 0.031196 | 0.031196 | 0.031196 | 0.031196 | 0.031196 | 0.031196 | 0.031196 | 0.031196 | 0.031196 | 0.031196
F3_Commercial_Grocery_New_Water Heating_Natural Gas_Water Heater_E2 | F3 | Commercial | Grocery | New | Water Heating | Natural Gas | Water Heater | E2 | System - kBTUs of Consumption | 0.031188 | 0.031188 | 0.031188 | 0.031188 | 0.031188 | 0.031188 | 0.031188 | 0.031188 | 0.031188 | 0.031188 | 0.031188 | 0.031188 | 0.031188 | 0.031188 | 0.031188 | 0.031188 | 0.031188 | 0.031188 | 0.031188 | 0.031188 | 0.031188 | 0.031188 | 0.031188 | 0.031188 | 0.031188 | 0.031188 | 0.031188 | 0.031188 | 0.031188 | 0.031188 | 0.031188 | 0.031188 | 0.031188
F3_Commercial_Grocery_New_Water Heating_Natural Gas_Water Heater_E3 | F3 | Commercial | Grocery | New | Water Heating | Natural Gas | Water Heater | E3 | System - kBTUs of Consumption | 0.031642 | 0.031642 | 0.031642 | 0.031642 | 0.031642 | 0.031642 | 0.031642 | 0.031642 | 0.031642 | 0.031642 | 0.031642 | 0.031642 | 0.031642 | 0.031642 | 0.031642 | 0.031642 | 0.031642 | 0.031642 | 0.031642 | 0.031642 | 0.031642 | 0.031642 | 0.031642 | 0.031642 | 0.031642 | 0.031642 | 0.031642 | 0.031642 | 0.031642 | 0.031642 | 0.031642 | 0.031642 | 0.031642
F3_Commercial_Grocery_New_Water Heating_Natural Gas_Water Heater_E4 | F3 | Commercial | Grocery | New | Water Heating | Natural Gas | Water Heater | E4 | System - kBTUs of Consumption | 0.032096 | 0.032096 | 0.032096 | 0.032096 | 0.032096 | 0.032096 | 0.032096 | 0.032096 | 0.032096 | 0.032096 | 0.032096 | 0.032096 | 0.032096 | 0.032096 | 0.032096 | 0.032096 | 0.032096 | 0.032096 | 0.032096 | 0.032096 | 0.032096 | 0.032096 | 0.032096 | 0.032096 | 0.032096 | 0.032096 | 0.032096 | 0.032096 | 0.032096 | 0.032096 | 0.032096 | 0.032096 | 0.032096
F3_Commercial_Grocery_New_Water Heating_Natural Gas_Water Heater_E5 | F3 | Commercial | Grocery | New | Water Heating | Natural Gas | Water Heater | E5 | System - kBTUs of Consumption | 0.032779 | 0.032779 | 0.032779 | 0.032779 | 0.032779 | 0.032779 | 0.032779 | 0.032779 | 0.032779 | 0.032779 | 0.032779 | 0.032779 | 0.032779 | 0.032779 | 0.032779 | 0.032779 | 0.032779 | 0.032779 | 0.032779 | 0.032779 | 0.032779 | 0.032779 | 0.032779 | 0.032779 | 0.032779 | 0.032779 | 0.032779 | 0.032779 | 0.032779 | 0.032779 | 0.032779 | 0.032779 | 0.032779
F3_Commercial_Grocery_New_Water Heating_Natural Gas_Water Heater_E6 | F3 | Commercial | Grocery | New | Water Heating | Natural Gas | Water Heater | E6 | System - kBTUs of Consumption | 0.027287 | 0.027287 | 0.027287 | 0.027287 | 0.027287 | 0.027287 | 0.027287 | 0.027287 | 0.027287 | 0.027287 | 0.027287 | 0.027287 | 0.027287 | 0.027287 | 0.027287 | 0.027287 | 0.027287 | 0.027287 | 0.027287 | 0.027287 | 0.027287 | 0.027287 | 0.027287 | 0.027287 | 0.027287 | 0.027287 | 0.027287 | 0.027287 | 0.027287 | 0.027287 | 0.027287 | 0.027287 | 0.027287
F3_Commercial_Grocery_New_Water Heating_Natural Gas_Water Heater_E7 | F3 | Commercial | Grocery | New | Water Heating | Natural Gas | Water Heater | E7 | System - kBTUs of Consumption | 0.023769 | 0.023769 | 0.023769 | 0.023769 | 0.023769 | 0.023769 | 0.023769 | 0.023769 | 0.023769 | 0.023769 | 0.023769 | 0.023769 | 0.023769 | 0.023769 | 0.023769 | 0.023769 | 0.023769 | 0.023769 | 0.023769 | 0.023769 | 0.023769 | 0.023769 | 0.023769 | 0.023769 | 0.023769 | 0.023769 | 0.023769 | 0.023769 | 0.023769 | 0.023769 | 0.023769 | 0.023769 | 0.023769
F3_Commercial_Grocery_New_Water Heating_Natural Gas_Water Heater_E8 | F3 | Commercial | Grocery | New | Water Heating | Natural Gas | Water Heater | E8 | System - kBTUs of Consumption | 0 | 0 | 0 | 0 | 0 | 0 | 0 | 0 | 0 | 0 | 0 | 0 | 0 | 0 | 0 | 0 | 0 | 0 | 0 | 0 | 0 | 0 | 0 | 0 | 0 | 0 | 0 | 0 | 0 | 0 | 0 | 0 | 0
F3_Commercial_Grocery_New_Water Heating_Natural Gas_Water Heater_E9 | F3 | Commercial | Grocery | New | Water Heating | Natural Gas | Water Heater | E9 | System - kBTUs of Consumption | 0 | 0 | 0 | 0 | 0 | 0 | 0 | 0 | 0 | 0 | 0 | 0 | 0 | 0 | 0 | 0 | 0 | 0 | 0 | 0 | 0 | 0 | 0 | 0 | 0 | 0 | 0 | 0 | 0 | 0 | 0 | 0 | 0
F3_Commercial_Grocery_New_Water Heating_Natural Gas_Water Heater_E10 | F3 | Commercial | Grocery | New | Water Heating | Natural Gas | Water Heater | E10 | System - kBTUs of Consumption | 0 | 0 | 0 | 0 | 0 | 0 | 0 | 0 | 0 | 0 | 0 | 0 | 0 | 0 | 0 | 0 | 0 | 0 | 0 | 0 | 0 | 0 | 0 | 0 | 0 | 0 | 0 | 0 | 0 | 0 | 0 | 0 | 0
F4_Commercial_Grocery_New_Water Heating_Natural Gas_Water Heater_E1 | F4 | Commercial | Grocery | New | Water Heating | Natural Gas | Water Heater | E1 | Utility - Cost of Equipment | 0.47099 | 0.47028 | 0.47202 | 0.46805 | 0.46552 | 0.46746 | 0.47333 | 0.47797 | 0.48373 | 0.48917 | 0.49461 | 0.49961 | 0.50498 | 0.51059 | 0.51596 | 0.52142 | 0.52697 | 0.53303 | 0.53931 | 0.54596 | 0.55251 | 0.55934 | 0.56569 | 0.57223 | 0.57803 | 0.58307 | 0.58765 | 0.59161 | 0.59471 | 0.59726 | 0.59869 | 0.59964 | 0.59964
F4_Commercial_Grocery_New_Water Heating_Natural Gas_Water Heater_E2 | F4 | Commercial | Grocery | New | Water Heating | Natural Gas | Water Heater | E2 | Utility - Cost of Equipment | 0.46517 | 0.46448 | 0.4662 | 0.46227 | 0.45978 | 0.46169 | 0.46749 | 0.47207 | 0.47776 | 0.48313 | 0.48851 | 0.49344 | 0.49875 | 0.50429 | 0.50959 | 0.51499 | 0.52047 | 0.52645 | 0.53266 | 0.53922 | 0.54569 | 0.55244 | 0.5587 | 0.56517 | 0.5709 | 0.57588 | 0.58039 | 0.58431 | 0.58737 | 0.58989 | 0.59129 | 0.59224 | 0.59224
F4_Commercial_Grocery_New_Water Heating_Natural Gas_Water Heater_E3 | F4 | Commercial | Grocery | New | Water Heating | Natural Gas | Water Heater | E3 | Utility - Cost of Equipment | 0.42817 | 0.42753 | 0.42911 | 0.4255 | 0.4232 | 0.42497 | 0.4303 | 0.43452 | 0.43976 | 0.4447 | 0.44965 | 0.45419 | 0.45908 | 0.46417 | 0.46905 | 0.47402 | 0.47907 | 0.48457 | 0.49029 | 0.49633 | 0.50228 | 0.50849 | 0.51426 | 0.52021 | 0.52548 | 0.53007 | 0.53422 | 0.53783 | 0.54064 | 0.54296 | 0.54426 | 0.54513 | 0.54513
F4_Commercial_Grocery_New_Water Heating_Natural Gas_Water Heater_E4 | F4 | Commercial | Grocery | New | Water Heating | Natural Gas | Water Heater | E4 | Utility - Cost of Equipment | 0.40084 | 0.40024 | 0.40172 | 0.39834 | 0.39619 | 0.39784 | 0.40284 | 0.40679 | 0.41169 | 0.41632 | 0.42095 | 0.4252 | 0.42977 | 0.43454 | 0.43911 | 0.44377 | 0.44849 | 0.45364 | 0.45899 | 0.46465 | 0.47022 | 0.47604 | 0.48144 | 0.48701 | 0.49194 | 0.49623 | 0.50012 | 0.5035 | 0.50613 | 0.50831 | 0.50952 | 0.51033 | 0.51033
F4_Commercial_Grocery_New_Water Heating_Natural Gas_Water Heater_E5 | F4 | Commercial | Grocery | New | Water Heating | Natural Gas | Water Heater | E5 | Utility - Cost of Equipment | 0.39249 | 0.3919 | 0.39335 | 0.39004 | 0.38794 | 0.38955 | 0.39444 | 0.39831 | 0.40311 | 0.40764 | 0.41218 | 0.41634 | 0.42082 | 0.42549 | 0.42996 | 0.43452 | 0.43914 | 0.44419 | 0.44943 | 0.45497 | 0.46043 | 0.46612 | 0.47141 | 0.47686 | 0.48169 | 0.4859 | 0.48971 | 0.49301 | 0.49559 | 0.49772 | 0.49891 | 0.4997 | 0.4997
F4_Commercial_Grocery_New_Water Heating_Natural Gas_Water Heater_E6 | F4 | Commercial | Grocery | New | Water Heating | Natural Gas | Water Heater | E6 | Utility - Cost of Equipment | 0.38448 | 0.3839 | 0.38533 | 0.38208 | 0.38002 | 0.3816 | 0.38639 | 0.39018 | 0.39488 | 0.39932 | 0.40377 | 0.40785 | 0.41223 | 0.41681 | 0.42119 | 0.42565 | 0.43018 | 0.43512 | 0.44026 | 0.44568 | 0.45103 | 0.45661 | 0.46179 | 0.46713 | 0.47186 | 0.47598 | 0.47971 | 0.48295 | 0.48548 | 0.48756 | 0.48872 | 0.4895 | 0.4895
F4_Commercial_Grocery_New_Water Heating_Natural Gas_Water Heater_E7 | F4 | Commercial | Grocery | New | Water Heating | Natural Gas | Water Heater | E7 | Utility - Cost of Equipment | 0.2516 | 0.2519 | 0.2532 | 0.25201 | 0.25145 | 0.2528 | 0.25583 | 0.25834 | 0.26136 | 0.26431 | 0.26728 | 0.2701 | 0.27309 | 0.27618 | 0.2792 | 0.28228 | 0.28538 | 0.28867 | 0.29201 | 0.29541 | 0.29864 | 0.30185 | 0.30473 | 0.30761 | 0.31011 | 0.31227 | 0.31424 | 0.31594 | 0.31727 | 0.31837 | 0.31898 | 0.31939 | 0.31939
F4_Commercial_Grocery_New_Water Heating_Natural Gas_Water Heater_E8 | F4 | Commercial | Grocery | New | Water Heating | Natural Gas | Water Heater | E8 | Utility - Cost of Equipment | 0 | 0 | 0 | 0 | 0 | 0 | 0 | 0 | 0 | 0 | 0 | 0 | 0 | 0 | 0 | 0 | 0 | 0 | 0 | 0 | 0 | 0 | 0 | 0 | 0 | 0 | 0 | 0 | 0 | 0 | 0 | 0 | 0
F4_Commercial_Grocery_New_Water Heating_Natural Gas_Water Heater_E9 | F4 | Commercial | Grocery | New | Water Heating | Natural Gas | Water Heater | E9 | Utility - Cost of Equipment | 0 | 0 | 0 | 0 | 0 | 0 | 0 | 0 | 0 | 0 | 0 | 0 | 0 | 0 | 0 | 0 | 0 | 0 | 0 | 0 | 0 | 0 | 0 | 0 | 0 | 0 | 0 | 0 | 0 | 0 | 0 | 0 | 0
F4_Commercial_Grocery_New_Water Heating_Natural Gas_Water Heater_E10 | F4 | Commercial | Grocery | New | Water Heating | Natural Gas | Water Heater | E10 | Utility - Cost of Equipment | 0 | 0 | 0 | 0 | 0 | 0 | 0 | 0 | 0 | 0 | 0 | 0 | 0 | 0 | 0 | 0 | 0 | 0 | 0 | 0 | 0 | 0 | 0 | 0 | 0 | 0 | 0 | 0 | 0 | 0 | 0 | 0 | 0
F5_Commercial_Grocery_New_Water Heating_Natural Gas_Water Heater_E1 | F5 | Commercial | Grocery | New | Water Heating | Natural Gas | Water Heater | E1 | Utility - Cost of Operation | 0.031196 | 0.031196 | 0.031196 | 0.031196 | 0.031196 | 0.031196 | 0.031196 | 0.031196 | 0.031196 | 0.031196 | 0.031196 | 0.031196 | 0.031196 | 0.031196 | 0.031196 | 0.031196 | 0.031196 | 0.031196 | 0.031196 | 0.031196 | 0.031196 | 0.031196 | 0.031196 | 0.031196 | 0.031196 | 0.031196 | 0.031196 | 0.031196 | 0.031196 | 0.031196 | 0.031196 | 0.031196 | 0.031196
F5_Commercial_Grocery_New_Water Heating_Natural Gas_Water Heater_E2 | F5 | Commercial | Grocery | New | Water Heating | Natural Gas | Water Heater | E2 | Utility - Cost of Operation | 0.031188 | 0.031188 | 0.031188 | 0.031188 | 0.031188 | 0.031188 | 0.031188 | 0.031188 | 0.031188 | 0.031188 | 0.031188 | 0.031188 | 0.031188 | 0.031188 | 0.031188 | 0.031188 | 0.031188 | 0.031188 | 0.031188 | 0.031188 | 0.031188 | 0.031188 | 0.031188 | 0.031188 | 0.031188 | 0.031188 | 0.031188 | 0.031188 | 0.031188 | 0.031188 | 0.031188 | 0.031188 | 0.031188
F5_Commercial_Grocery_New_Water Heating_Natural Gas_Water Heater_E3 | F5 | Commercial | Grocery | New | Water Heating | Natural Gas | Water Heater | E3 | Utility - Cost of Operation | 0.031642 | 0.031642 | 0.031642 | 0.031642 | 0.031642 | 0.031642 | 0.031642 | 0.031642 | 0.031642 | 0.031642 | 0.031642 | 0.031642 | 0.031642 | 0.031642 | 0.031642 | 0.031642 | 0.031642 | 0.031642 | 0.031642 | 0.031642 | 0.031642 | 0.031642 | 0.031642 | 0.031642 | 0.031642 | 0.031642 | 0.031642 | 0.031642 | 0.031642 | 0.031642 | 0.031642 | 0.031642 | 0.031642
F5_Commercial_Grocery_New_Water Heating_Natural Gas_Water Heater_E4 | F5 | Commercial | Grocery | New | Water Heating | Natural Gas | Water Heater | E4 | Utility - Cost of Operation | 0.032096 | 0.032096 | 0.032096 | 0.032096 | 0.032096 | 0.032096 | 0.032096 | 0.032096 | 0.032096 | 0.032096 | 0.032096 | 0.032096 | 0.032096 | 0.032096 | 0.032096 | 0.032096 | 0.032096 | 0.032096 | 0.032096 | 0.032096 | 0.032096 | 0.032096 | 0.032096 | 0.032096 | 0.032096 | 0.032096 | 0.032096 | 0.032096 | 0.032096 | 0.032096 | 0.032096 | 0.032096 | 0.032096
F5_Commercial_Grocery_New_Water Heating_Natural Gas_Water Heater_E5 | F5 | Commercial | Grocery | New | Water Heating | Natural Gas | Water Heater | E5 | Utility - Cost of Operation | 0.032779 | 0.032779 | 0.032779 | 0.032779 | 0.032779 | 0.032779 | 0.032779 | 0.032779 | 0.032779 | 0.032779 | 0.032779 | 0.032779 | 0.032779 | 0.032779 | 0.032779 | 0.032779 | 0.032779 | 0.032779 | 0.032779 | 0.032779 | 0.032779 | 0.032779 | 0.032779 | 0.032779 | 0.032779 | 0.032779 | 0.032779 | 0.032779 | 0.032779 | 0.032779 | 0.032779 | 0.032779 | 0.032779
F5_Commercial_Grocery_New_Water Heating_Natural Gas_Water Heater_E6 | F5 | Commercial | Grocery | New | Water Heating | Natural Gas | Water Heater | E6 | Utility - Cost of Operation | 0.027287 | 0.027287 | 0.027287 | 0.027287 | 0.027287 | 0.027287 | 0.027287 | 0.027287 | 0.027287 | 0.027287 | 0.027287 | 0.027287 | 0.027287 | 0.027287 | 0.027287 | 0.027287 | 0.027287 | 0.027287 | 0.027287 | 0.027287 | 0.027287 | 0.027287 | 0.027287 | 0.027287 | 0.027287 | 0.027287 | 0.027287 | 0.027287 | 0.027287 | 0.027287 | 0.027287 | 0.027287 | 0.027287
F5_Commercial_Grocery_New_Water Heating_Natural Gas_Water Heater_E7 | F5 | Commercial | Grocery | New | Water Heating | Natural Gas | Water Heater | E7 | Utility - Cost of Operation | 0.023769 | 0.023769 | 0.023769 | 0.023769 | 0.023769 | 0.023769 | 0.023769 | 0.023769 | 0.023769 | 0.023769 | 0.023769 | 0.023769 | 0.023769 | 0.023769 | 0.023769 | 0.023769 | 0.023769 | 0.023769 | 0.023769 | 0.023769 | 0.023769 | 0.023769 | 0.023769 | 0.023769 | 0.023769 | 0.023769 | 0.023769 | 0.023769 | 0.023769 | 0.023769 | 0.023769 | 0.023769 | 0.023769
F5_Commercial_Grocery_New_Water Heating_Natural Gas_Water Heater_E8 | F5 | Commercial | Grocery | New | Water Heating | Natural Gas | Water Heater | E8 | Utility - Cost of Operation | 0 | 0 | 0 | 0 | 0 | 0 | 0 | 0 | 0 | 0 | 0 | 0 | 0 | 0 | 0 | 0 | 0 | 0 | 0 | 0 | 0 | 0 | 0 | 0 | 0 | 0 | 0 | 0 | 0 | 0 | 0 | 0 | 0
F5_Commercial_Grocery_New_Water Heating_Natural Gas_Water Heater_E9 | F5 | Commercial | Grocery | New | Water Heating | Natural Gas | Water Heater | E9 | Utility - Cost of Operation | 0 | 0 | 0 | 0 | 0 | 0 | 0 | 0 | 0 | 0 | 0 | 0 | 0 | 0 | 0 | 0 | 0 | 0 | 0 | 0 | 0 | 0 | 0 | 0 | 0 | 0 | 0 | 0 | 0 | 0 | 0 | 0 | 0
F5_Commercial_Grocery_New_Water Heating_Natural Gas_Water Heater_E10 | F5 | Commercial | Grocery | New | Water Heating | Natural Gas | Water Heater | E10 | Utility - Cost of Operation | 0 | 0 | 0 | 0 | 0 | 0 | 0 | 0 | 0 | 0 | 0 | 0 | 0 | 0 | 0 | 0 | 0 | 0 | 0 | 0 | 0 | 0 | 0 | 0 | 0 | 0 | 0 | 0 | 0 | 0 | 0 | 0 | 0
F6_Commercial_Grocery_New_Water Heating_Natural Gas_Water Heater_E1 | F6 | Commercial | Grocery | New | Water Heating | Natural Gas | Water Heater | E1 | Utility - Value of Sales | 0.31673 | 0.31843 | 0.32117 | 0.32057 | 0.32057 | 0.32057 | 0.32057 | 0.32057 | 0.32057 | 0.32057 | 0.32057 | 0.32057 | 0.32057 | 0.32057 | 0.32057 | 0.32057 | 0.32057 | 0.32057 | 0.32057 | 0.32057 | 0.32057 | 0.32057 | 0.32057 | 0.32057 | 0.32057 | 0.32057 | 0.32057 | 0.32057 | 0.32057 | 0.32057 | 0.32057 | 0.32057 | 0.32057
F6_Commercial_Grocery_New_Water Heating_Natural Gas_Water Heater_E2 | F6 | Commercial | Grocery | New | Water Heating | Natural Gas | Water Heater | E2 | Utility - Value of Sales | 0.31282 | 0.3145 | 0.31721 | 0.31662 | 0.31662 | 0.31662 | 0.31662 | 0.31662 | 0.31662 | 0.31662 | 0.31662 | 0.31662 | 0.31662 | 0.31662 | 0.31662 | 0.31662 | 0.31662 | 0.31662 | 0.31662 | 0.31662 | 0.31662 | 0.31662 | 0.31662 | 0.31662 | 0.31662 | 0.31662 | 0.31662 | 0.31662 | 0.31662 | 0.31662 | 0.31662 | 0.31662 | 0.31662
F6_Commercial_Grocery_New_Water Heating_Natural Gas_Water Heater_E3 | F6 | Commercial | Grocery | New | Water Heating | Natural Gas | Water Heater | E3 | Utility - Value of Sales | 0.28794 | 0.28949 | 0.29198 | 0.29143 | 0.29143 | 0.29143 | 0.29143 | 0.29143 | 0.29143 | 0.29143 | 0.29143 | 0.29143 | 0.29143 | 0.29143 | 0.29143 | 0.29143 | 0.29143 | 0.29143 | 0.29143 | 0.29143 | 0.29143 | 0.29143 | 0.29143 | 0.29143 | 0.29143 | 0.29143 | 0.29143 | 0.29143 | 0.29143 | 0.29143 | 0.29143 | 0.29143 | 0.29143
F6_Commercial_Grocery_New_Water Heating_Natural Gas_Water Heater_E4 | F6 | Commercial | Grocery | New | Water Heating | Natural Gas | Water Heater | E4 | Utility - Value of Sales | 0.26956 | 0.27101 | 0.27334 | 0.27283 | 0.27283 | 0.27283 | 0.27283 | 0.27283 | 0.27283 | 0.27283 | 0.27283 | 0.27283 | 0.27283 | 0.27283 | 0.27283 | 0.27283 | 0.27283 | 0.27283 | 0.27283 | 0.27283 | 0.27283 | 0.27283 | 0.27283 | 0.27283 | 0.27283 | 0.27283 | 0.27283 | 0.27283 | 0.27283 | 0.27283 | 0.27283 | 0.27283 | 0.27283
F6_Commercial_Grocery_New_Water Heating_Natural Gas_Water Heater_E5 | F6 | Commercial | Grocery | New | Water Heating | Natural Gas | Water Heater | E5 | Utility - Value of Sales | 0.26394 | 0.26536 | 0.26765 | 0.26714 | 0.26714 | 0.26714 | 0.26714 | 0.26714 | 0.26714 | 0.26714 | 0.26714 | 0.26714 | 0.26714 | 0.26714 | 0.26714 | 0.26714 | 0.26714 | 0.26714 | 0.26714 | 0.26714 | 0.26714 | 0.26714 | 0.26714 | 0.26714 | 0.26714 | 0.26714 | 0.26714 | 0.26714 | 0.26714 | 0.26714 | 0.26714 | 0.26714 | 0.26714
F6_Commercial_Grocery_New_Water Heating_Natural Gas_Water Heater_E6 | F6 | Commercial | Grocery | New | Water Heating | Natural Gas | Water Heater | E6 | Utility - Value of Sales | 0.25855 | 0.25995 | 0.26218 | 0.26169 | 0.26169 | 0.26169 | 0.26169 | 0.26169 | 0.26169 | 0.26169 | 0.26169 | 0.26169 | 0.26169 | 0.26169 | 0.26169 | 0.26169 | 0.26169 | 0.26169 | 0.26169 | 0.26169 | 0.26169 | 0.26169 | 0.26169 | 0.26169 | 0.26169 | 0.26169 | 0.26169 | 0.26169 | 0.26169 | 0.26169 | 0.26169 | 0.26169 | 0.26169
F6_Commercial_Grocery_New_Water Heating_Natural Gas_Water Heater_E7 | F6 | Commercial | Grocery | New | Water Heating | Natural Gas | Water Heater | E7 | Utility - Value of Sales | 0.1694 | 0.17009 | 0.17122 | 0.17097 | 0.17097 | 0.17097 | 0.17097 | 0.17097 | 0.17097 | 0.17097 | 0.17097 | 0.17097 | 0.17097 | 0.17097 | 0.17097 | 0.17097 | 0.17097 | 0.17097 | 0.17097 | 0.17097 | 0.17097 | 0.17097 | 0.17097 | 0.17097 | 0.17097 | 0.17097 | 0.17097 | 0.17097 | 0.17097 | 0.17097 | 0.17097 | 0.17097 | 0.17097
F6_Commercial_Grocery_New_Water Heating_Natural Gas_Water Heater_E8 | F6 | Commercial | Grocery | New | Water Heating | Natural Gas | Water Heater | E8 | Utility - Value of Sales | 0 | 0 | 0 | 0 | 0 | 0 | 0 | 0 | 0 | 0 | 0 | 0 | 0 | 0 | 0 | 0 | 0 | 0 | 0 | 0 | 0 | 0 | 0 | 0 | 0 | 0 | 0 | 0 | 0 | 0 | 0 | 0 | 0
F6_Commercial_Grocery_New_Water Heating_Natural Gas_Water Heater_E9 | F6 | Commercial | Grocery | New | Water Heating | Natural Gas | Water Heater | E9 | Utility - Value of Sales | 0 | 0 | 0 | 0 | 0 | 0 | 0 | 0 | 0 | 0 | 0 | 0 | 0 | 0 | 0 | 0 | 0 | 0 | 0 | 0 | 0 | 0 | 0 | 0 | 0 | 0 | 0 | 0 | 0 | 0 | 0 | 0 | 0
F6_Commercial_Grocery_New_Water Heating_Natural Gas_Water Heater_E10 | F6 | Commercial | Grocery | New | Water Heating | Natural Gas | Water Heater | E10 | Utility - Value of Sales | 0 | 0 | 0 | 0 | 0 | 0 | 0 | 0 | 0 | 0 | 0 | 0 | 0 | 0 | 0 | 0 | 0 | 0 | 0 | 0 | 0 | 0 | 0 | 0 | 0 | 0 | 0 | 0 | 0 | 0 | 0 | 0 | 0
F1_Commercial_Grocery_New_Food Preparation_Natural Gas_Oven_E1 | F1 | Commercial | Grocery | New | Food Preparation | Natural Gas | Oven | E1 | RVT - Cost of Equipment | 0.10016 | 0.10019 | 0.10069 | 0.10001 | 0.099614 | 0.09996 | 0.10093 | 0.10172 | 0.10268 | 0.10359 | 0.10451 | 0.10536 | 0.10627 | 0.10722 | 0.10813 | 0.10906 | 0.11 | 0.11102 | 0.11208 | 0.1132 | 0.11428 | 0.1154 | 0.11643 | 0.11748 | 0.11841 | 0.11921 | 0.11995 | 0.12058 | 0.12107 | 0.12148 | 0.1217 | 0.12184 | 0.12184
F1_Commercial_Grocery_New_Food Preparation_Natural Gas_Oven_E2 | F1 | Commercial | Grocery | New | Food Preparation | Natural Gas | Oven | E2 | RVT - Cost of Equipment | 0.057355 | 0.05737 | 0.057656 | 0.057271 | 0.057042 | 0.05724 | 0.057798 | 0.058245 | 0.058795 | 0.059321 | 0.059845 | 0.060332 | 0.060855 | 0.061399 | 0.061919 | 0.06245 | 0.062988 | 0.063574 | 0.064181 | 0.06482 | 0.065441 | 0.066082 | 0.066669 | 0.067273 | 0.067805 | 0.068266 | 0.068684 | 0.069046 | 0.069329 | 0.069561 | 0.069687 | 0.069772 | 0.069772
F1_Commercial_Grocery_New_Food Preparation_Natural Gas_Oven_E3 | F1 | Commercial | Grocery | New | Food Preparation | Natural Gas | Oven | E3 | RVT - Cost of Equipment | 0 | 0 | 0 | 0 | 0 | 0 | 0 | 0 | 0 | 0 | 0 | 0 | 0 | 0 | 0 | 0 | 0 | 0 | 0 | 0 | 0 | 0 | 0 | 0 | 0 | 0 | 0 | 0 | 0 | 0 | 0 | 0 | 0
F1_Commercial_Grocery_New_Food Preparation_Natural Gas_Oven_E4 | F1 | Commercial | Grocery | New | Food Preparation | Natural Gas | Oven | E4 | RVT - Cost of Equipment | 0 | 0 | 0 | 0 | 0 | 0 | 0 | 0 | 0 | 0 | 0 | 0 | 0 | 0 | 0 | 0 | 0 | 0 | 0 | 0 | 0 | 0 | 0 | 0 | 0 | 0 | 0 | 0 | 0 | 0 | 0 | 0 | 0
F1_Commercial_Grocery_New_Food Preparation_Natural Gas_Oven_E5 | F1 | Commercial | Grocery | New | Food Preparation | Natural Gas | Oven | E5 | RVT - Cost of Equipment | 0 | 0 | 0 | 0 | 0 | 0 | 0 | 0 | 0 | 0 | 0 | 0 | 0 | 0 | 0 | 0 | 0 | 0 | 0 | 0 | 0 | 0 | 0 | 0 | 0 | 0 | 0 | 0 | 0 | 0 | 0 | 0 | 0
F1_Commercial_Grocery_New_Food Preparation_Natural Gas_Oven_E6 | F1 | Commercial | Grocery | New | Food Preparation | Natural Gas | Oven | E6 | RVT - Cost of Equipment | 0 | 0 | 0 | 0 | 0 | 0 | 0 | 0 | 0 | 0 | 0 | 0 | 0 | 0 | 0 | 0 | 0 | 0 | 0 | 0 | 0 | 0 | 0 | 0 | 0 | 0 | 0 | 0 | 0 | 0 | 0 | 0 | 0
F1_Commercial_Grocery_New_Food Preparation_Natural Gas_Oven_E7 | F1 | Commercial | Grocery | New | Food Preparation | Natural Gas | Oven | E7 | RVT - Cost of Equipment | 0 | 0 | 0 | 0 | 0 | 0 | 0 | 0 | 0 | 0 | 0 | 0 | 0 | 0 | 0 | 0 | 0 | 0 | 0 | 0 | 0 | 0 | 0 | 0 | 0 | 0 | 0 | 0 | 0 | 0 | 0 | 0 | 0
F1_Commercial_Grocery_New_Food Preparation_Natural Gas_Oven_E8 | F1 | Commercial | Grocery | New | Food Preparation | Natural Gas | Oven | E8 | RVT - Cost of Equipment | 0 | 0 | 0 | 0 | 0 | 0 | 0 | 0 | 0 | 0 | 0 | 0 | 0 | 0 | 0 | 0 | 0 | 0 | 0 | 0 | 0 | 0 | 0 | 0 | 0 | 0 | 0 | 0 | 0 | 0 | 0 | 0 | 0
F1_Commercial_Grocery_New_Food Preparation_Natural Gas_Oven_E9 | F1 | Commercial | Grocery | New | Food Preparation | Natural Gas | Oven | E9 | RVT - Cost of Equipment | 0 | 0 | 0 | 0 | 0 | 0 | 0 | 0 | 0 | 0 | 0 | 0 | 0 | 0 | 0 | 0 | 0 | 0 | 0 | 0 | 0 | 0 | 0 | 0 | 0 | 0 | 0 | 0 | 0 | 0 | 0 | 0 | 0
F1_Commercial_Grocery_New_Food Preparation_Natural Gas_Oven_E10 | F1 | Commercial | Grocery | New | Food Preparation | Natural Gas | Oven | E10 | RVT - Cost of Equipment | 0 | 0 | 0 | 0 | 0 | 0 | 0 | 0 | 0 | 0 | 0 | 0 | 0 | 0 | 0 | 0 | 0 | 0 | 0 | 0 | 0 | 0 | 0 | 0 | 0 | 0 | 0 | 0 | 0 | 0 | 0 | 0 | 0
F2_Commercial_Grocery_New_Food Preparation_Natural Gas_Oven_E1 | F2 | Commercial | Grocery | New | Food Preparation | Natural Gas | Oven | E1 | RVT - Cost of Operation | 0.12 | 0.12003 | 0.12063 | 0.11982 | 0.11934 | 0.11976 | 0.12093 | 0.12186 | 0.12301 | 0.12411 | 0.12521 | 0.12623 | 0.12732 | 0.12846 | 0.12955 | 0.13066 | 0.13178 | 0.13301 | 0.13428 | 0.13562 | 0.13692 | 0.13826 | 0.13949 | 0.14075 | 0.14186 | 0.14283 | 0.1437 | 0.14446 | 0.14505 | 0.14554 | 0.1458 | 0.14598 | 0.14598
F2_Commercial_Grocery_New_Food Preparation_Natural Gas_Oven_E2 | F2 | Commercial | Grocery | New | Food Preparation | Natural Gas | Oven | E2 | RVT - Cost of Operation | 0.068716 | 0.068733 | 0.069076 | 0.068614 | 0.06834 | 0.068577 | 0.069245 | 0.069782 | 0.07044 | 0.07107 | 0.071698 | 0.072282 | 0.072908 | 0.07356 | 0.074183 | 0.07482 | 0.075464 | 0.076166 | 0.076893 | 0.077659 | 0.078403 | 0.079171 | 0.079874 | 0.080597 | 0.081235 | 0.081787 | 0.082288 | 0.082721 | 0.08306 | 0.083338 | 0.08349 | 0.083591 | 0.083591
F2_Commercial_Grocery_New_Food Preparation_Natural Gas_Oven_E3 | F2 | Commercial | Grocery | New | Food Preparation | Natural Gas | Oven | E3 | RVT - Cost of Operation | 0 | 0 | 0 | 0 | 0 | 0 | 0 | 0 | 0 | 0 | 0 | 0 | 0 | 0 | 0 | 0 | 0 | 0 | 0 | 0 | 0 | 0 | 0 | 0 | 0 | 0 | 0 | 0 | 0 | 0 | 0 | 0 | 0
F2_Commercial_Grocery_New_Food Preparation_Natural Gas_Oven_E4 | F2 | Commercial | Grocery | New | Food Preparation | Natural Gas | Oven | E4 | RVT - Cost of Operation | 0 | 0 | 0 | 0 | 0 | 0 | 0 | 0 | 0 | 0 | 0 | 0 | 0 | 0 | 0 | 0 | 0 | 0 | 0 | 0 | 0 | 0 | 0 | 0 | 0 | 0 | 0 | 0 | 0 | 0 | 0 | 0 | 0
F2_Commercial_Grocery_New_Food Preparation_Natural Gas_Oven_E5 | F2 | Commercial | Grocery | New | Food Preparation | Natural Gas | Oven | E5 | RVT - Cost of Operation | 0 | 0 | 0 | 0 | 0 | 0 | 0 | 0 | 0 | 0 | 0 | 0 | 0 | 0 | 0 | 0 | 0 | 0 | 0 | 0 | 0 | 0 | 0 | 0 | 0 | 0 | 0 | 0 | 0 | 0 | 0 | 0 | 0
F2_Commercial_Grocery_New_Food Preparation_Natural Gas_Oven_E6 | F2 | Commercial | Grocery | New | Food Preparation | Natural Gas | Oven | E6 | RVT - Cost of Operation | 0 | 0 | 0 | 0 | 0 | 0 | 0 | 0 | 0 | 0 | 0 | 0 | 0 | 0 | 0 | 0 | 0 | 0 | 0 | 0 | 0 | 0 | 0 | 0 | 0 | 0 | 0 | 0 | 0 | 0 | 0 | 0 | 0
F2_Commercial_Grocery_New_Food Preparation_Natural Gas_Oven_E7 | F2 | Commercial | Grocery | New | Food Preparation | Natural Gas | Oven | E7 | RVT - Cost of Operation | 0 | 0 | 0 | 0 | 0 | 0 | 0 | 0 | 0 | 0 | 0 | 0 | 0 | 0 | 0 | 0 | 0 | 0 | 0 | 0 | 0 | 0 | 0 | 0 | 0 | 0 | 0 | 0 | 0 | 0 | 0 | 0 | 0
F2_Commercial_Grocery_New_Food Preparation_Natural Gas_Oven_E8 | F2 | Commercial | Grocery | New | Food Preparation | Natural Gas | Oven | E8 | RVT - Cost of Operation | 0 | 0 | 0 | 0 | 0 | 0 | 0 | 0 | 0 | 0 | 0 | 0 | 0 | 0 | 0 | 0 | 0 | 0 | 0 | 0 | 0 | 0 | 0 | 0 | 0 | 0 | 0 | 0 | 0 | 0 | 0 | 0 | 0
F2_Commercial_Grocery_New_Food Preparation_Natural Gas_Oven_E9 | F2 | Commercial | Grocery | New | Food Preparation | Natural Gas | Oven | E9 | RVT - Cost of Operation | 0 | 0 | 0 | 0 | 0 | 0 | 0 | 0 | 0 | 0 | 0 | 0 | 0 | 0 | 0 | 0 | 0 | 0 | 0 | 0 | 0 | 0 | 0 | 0 | 0 | 0 | 0 | 0 | 0 | 0 | 0 | 0 | 0
F2_Commercial_Grocery_New_Food Preparation_Natural Gas_Oven_E10 | F2 | Commercial | Grocery | New | Food Preparation | Natural Gas | Oven | E10 | RVT - Cost of Operation | 0 | 0 | 0 | 0 | 0 | 0 | 0 | 0 | 0 | 0 | 0 | 0 | 0 | 0 | 0 | 0 | 0 | 0 | 0 | 0 | 0 | 0 | 0 | 0 | 0 | 0 | 0 | 0 | 0 | 0 | 0 | 0 | 0
F3_Commercial_Grocery_New_Food Preparation_Natural Gas_Oven_E1 | F3 | Commercial | Grocery | New | Food Preparation | Natural Gas | Oven | E1 | System - kBTUs of Consumption | 0.168 | 0.168 | 0.168 | 0.168 | 0.168 | 0.168 | 0.168 | 0.168 | 0.168 | 0.168 | 0.168 | 0.168 | 0.168 | 0.168 | 0.168 | 0.168 | 0.168 | 0.168 | 0.168 | 0.168 | 0.168 | 0.168 | 0.168 | 0.168 | 0.168 | 0.168 | 0.168 | 0.168 | 0.168 | 0.168 | 0.168 | 0.168 | 0.168
F3_Commercial_Grocery_New_Food Preparation_Natural Gas_Oven_E2 | F3 | Commercial | Grocery | New | Food Preparation | Natural Gas | Oven | E2 | System - kBTUs of Consumption | 0.17506 | 0.17506 | 0.17506 | 0.17506 | 0.17506 | 0.17506 | 0.17506 | 0.17506 | 0.17506 | 0.17506 | 0.17506 | 0.17506 | 0.17506 | 0.17506 | 0.17506 | 0.17506 | 0.17506 | 0.17506 | 0.17506 | 0.17506 | 0.17506 | 0.17506 | 0.17506 | 0.17506 | 0.17506 | 0.17506 | 0.17506 | 0.17506 | 0.17506 | 0.17506 | 0.17506 | 0.17506 | 0.17506
F3_Commercial_Grocery_New_Food Preparation_Natural Gas_Oven_E3 | F3 | Commercial | Grocery | New | Food Preparation | Natural Gas | Oven | E3 | System - kBTUs of Consumption | 0 | 0 | 0 | 0 | 0 | 0 | 0 | 0 | 0 | 0 | 0 | 0 | 0 | 0 | 0 | 0 | 0 | 0 | 0 | 0 | 0 | 0 | 0 | 0 | 0 | 0 | 0 | 0 | 0 | 0 | 0 | 0 | 0
F3_Commercial_Grocery_New_Food Preparation_Natural Gas_Oven_E4 | F3 | Commercial | Grocery | New | Food Preparation | Natural Gas | Oven | E4 | System - kBTUs of Consumption | 0 | 0 | 0 | 0 | 0 | 0 | 0 | 0 | 0 | 0 | 0 | 0 | 0 | 0 | 0 | 0 | 0 | 0 | 0 | 0 | 0 | 0 | 0 | 0 | 0 | 0 | 0 | 0 | 0 | 0 | 0 | 0 | 0
F3_Commercial_Grocery_New_Food Preparation_Natural Gas_Oven_E5 | F3 | Commercial | Grocery | New | Food Preparation | Natural Gas | Oven | E5 | System - kBTUs of Consumption | 0 | 0 | 0 | 0 | 0 | 0 | 0 | 0 | 0 | 0 | 0 | 0 | 0 | 0 | 0 | 0 | 0 | 0 | 0 | 0 | 0 | 0 | 0 | 0 | 0 | 0 | 0 | 0 | 0 | 0 | 0 | 0 | 0
F3_Commercial_Grocery_New_Food Preparation_Natural Gas_Oven_E6 | F3 | Commercial | Grocery | New | Food Preparation | Natural Gas | Oven | E6 | System - kBTUs of Consumption | 0 | 0 | 0 | 0 | 0 | 0 | 0 | 0 | 0 | 0 | 0 | 0 | 0 | 0 | 0 | 0 | 0 | 0 | 0 | 0 | 0 | 0 | 0 | 0 | 0 | 0 | 0 | 0 | 0 | 0 | 0 | 0 | 0
F3_Commercial_Grocery_New_Food Preparation_Natural Gas_Oven_E7 | F3 | Commercial | Grocery | New | Food Preparation | Natural Gas | Oven | E7 | System - kBTUs of Consumption | 0 | 0 | 0 | 0 | 0 | 0 | 0 | 0 | 0 | 0 | 0 | 0 | 0 | 0 | 0 | 0 | 0 | 0 | 0 | 0 | 0 | 0 | 0 | 0 | 0 | 0 | 0 | 0 | 0 | 0 | 0 | 0 | 0
F3_Commercial_Grocery_New_Food Preparation_Natural Gas_Oven_E8 | F3 | Commercial | Grocery | New | Food Preparation | Natural Gas | Oven | E8 | System - kBTUs of Consumption | 0 | 0 | 0 | 0 | 0 | 0 | 0 | 0 | 0 | 0 | 0 | 0 | 0 | 0 | 0 | 0 | 0 | 0 | 0 | 0 | 0 | 0 | 0 | 0 | 0 | 0 | 0 | 0 | 0 | 0 | 0 | 0 | 0
F3_Commercial_Grocery_New_Food Preparation_Natural Gas_Oven_E9 | F3 | Commercial | Grocery | New | Food Preparation | Natural Gas | Oven | E9 | System - kBTUs of Consumption | 0 | 0 | 0 | 0 | 0 | 0 | 0 | 0 | 0 | 0 | 0 | 0 | 0 | 0 | 0 | 0 | 0 | 0 | 0 | 0 | 0 | 0 | 0 | 0 | 0 | 0 | 0 | 0 | 0 | 0 | 0 | 0 | 0
F3_Commercial_Grocery_New_Food Preparation_Natural Gas_Oven_E10 | F3 | Commercial | Grocery | New | Food Preparation | Natural Gas | Oven | E10 | System - kBTUs of Consumption | 0 | 0 | 0 | 0 | 0 | 0 | 0 | 0 | 0 | 0 | 0 | 0 | 0 | 0 | 0 | 0 | 0 | 0 | 0 | 0 | 0 | 0 | 0 | 0 | 0 | 0 | 0 | 0 | 0 | 0 | 0 | 0 | 0
F4_Commercial_Grocery_New_Food Preparation_Natural Gas_Oven_E1 | F4 | Commercial | Grocery | New | Food Preparation | Natural Gas | Oven | E1 | Utility - Cost of Equipment | 0.12 | 0.12003 | 0.12063 | 0.11982 | 0.11934 | 0.11976 | 0.12093 | 0.12186 | 0.12301 | 0.12411 | 0.12521 | 0.12623 | 0.12732 | 0.12846 | 0.12955 | 0.13066 | 0.13178 | 0.13301 | 0.13428 | 0.13562 | 0.13692 | 0.13826 | 0.13949 | 0.14075 | 0.14186 | 0.14283 | 0.1437 | 0.14446 | 0.14505 | 0.14554 | 0.1458 | 0.14598 | 0.14598
F4_Commercial_Grocery_New_Food Preparation_Natural Gas_Oven_E2 | F4 | Commercial | Grocery | New | Food Preparation | Natural Gas | Oven | E2 | Utility - Cost of Equipment | 0.068716 | 0.068733 | 0.069076 | 0.068614 | 0.06834 | 0.068577 | 0.069245 | 0.069782 | 0.07044 | 0.07107 | 0.071698 | 0.072282 | 0.072908 | 0.07356 | 0.074183 | 0.07482 | 0.075464 | 0.076166 | 0.076893 | 0.077659 | 0.078403 | 0.079171 | 0.079874 | 0.080597 | 0.081235 | 0.081787 | 0.082288 | 0.082721 | 0.08306 | 0.083338 | 0.08349 | 0.083591 | 0.083591
F4_Commercial_Grocery_New_Food Preparation_Natural Gas_Oven_E3 | F4 | Commercial | Grocery | New | Food Preparation | Natural Gas | Oven | E3 | Utility - Cost of Equipment | 0 | 0 | 0 | 0 | 0 | 0 | 0 | 0 | 0 | 0 | 0 | 0 | 0 | 0 | 0 | 0 | 0 | 0 | 0 | 0 | 0 | 0 | 0 | 0 | 0 | 0 | 0 | 0 | 0 | 0 | 0 | 0 | 0
F4_Commercial_Grocery_New_Food Preparation_Natural Gas_Oven_E4 | F4 | Commercial | Grocery | New | Food Preparation | Natural Gas | Oven | E4 | Utility - Cost of Equipment | 0 | 0 | 0 | 0 | 0 | 0 | 0 | 0 | 0 | 0 | 0 | 0 | 0 | 0 | 0 | 0 | 0 | 0 | 0 | 0 | 0 | 0 | 0 | 0 | 0 | 0 | 0 | 0 | 0 | 0 | 0 | 0 | 0
F4_Commercial_Grocery_New_Food Preparation_Natural Gas_Oven_E5 | F4 | Commercial | Grocery | New | Food Preparation | Natural Gas | Oven | E5 | Utility - Cost of Equipment | 0 | 0 | 0 | 0 | 0 | 0 | 0 | 0 | 0 | 0 | 0 | 0 | 0 | 0 | 0 | 0 | 0 | 0 | 0 | 0 | 0 | 0 | 0 | 0 | 0 | 0 | 0 | 0 | 0 | 0 | 0 | 0 | 0
F4_Commercial_Grocery_New_Food Preparation_Natural Gas_Oven_E6 | F4 | Commercial | Grocery | New | Food Preparation | Natural Gas | Oven | E6 | Utility - Cost of Equipment | 0 | 0 | 0 | 0 | 0 | 0 | 0 | 0 | 0 | 0 | 0 | 0 | 0 | 0 | 0 | 0 | 0 | 0 | 0 | 0 | 0 | 0 | 0 | 0 | 0 | 0 | 0 | 0 | 0 | 0 | 0 | 0 | 0
F4_Commercial_Grocery_New_Food Preparation_Natural Gas_Oven_E7 | F4 | Commercial | Grocery | New | Food Preparation | Natural Gas | Oven | E7 | Utility - Cost of Equipment | 0 | 0 | 0 | 0 | 0 | 0 | 0 | 0 | 0 | 0 | 0 | 0 | 0 | 0 | 0 | 0 | 0 | 0 | 0 | 0 | 0 | 0 | 0 | 0 | 0 | 0 | 0 | 0 | 0 | 0 | 0 | 0 | 0
F4_Commercial_Grocery_New_Food Preparation_Natural Gas_Oven_E8 | F4 | Commercial | Grocery | New | Food Preparation | Natural Gas | Oven | E8 | Utility - Cost of Equipment | 0 | 0 | 0 | 0 | 0 | 0 | 0 | 0 | 0 | 0 | 0 | 0 | 0 | 0 | 0 | 0 | 0 | 0 | 0 | 0 | 0 | 0 | 0 | 0 | 0 | 0 | 0 | 0 | 0 | 0 | 0 | 0 | 0
F4_Commercial_Grocery_New_Food Preparation_Natural Gas_Oven_E9 | F4 | Commercial | Grocery | New | Food Preparation | Natural Gas | Oven | E9 | Utility - Cost of Equipment | 0 | 0 | 0 | 0 | 0 | 0 | 0 | 0 | 0 | 0 | 0 | 0 | 0 | 0 | 0 | 0 | 0 | 0 | 0 | 0 | 0 | 0 | 0 | 0 | 0 | 0 | 0 | 0 | 0 | 0 | 0 | 0 | 0
F4_Commercial_Grocery_New_Food Preparation_Natural Gas_Oven_E10 | F4 | Commercial | Grocery | New | Food Preparation | Natural Gas | Oven | E10 | Utility - Cost of Equipment | 0 | 0 | 0 | 0 | 0 | 0 | 0 | 0 | 0 | 0 | 0 | 0 | 0 | 0 | 0 | 0 | 0 | 0 | 0 | 0 | 0 | 0 | 0 | 0 | 0 | 0 | 0 | 0 | 0 | 0 | 0 | 0 | 0
F5_Commercial_Grocery_New_Food Preparation_Natural Gas_Oven_E1 | F5 | Commercial | Grocery | New | Food Preparation | Natural Gas | Oven | E1 | Utility - Cost of Operation | 0.168 | 0.168 | 0.168 | 0.168 | 0.168 | 0.168 | 0.168 | 0.168 | 0.168 | 0.168 | 0.168 | 0.168 | 0.168 | 0.168 | 0.168 | 0.168 | 0.168 | 0.168 | 0.168 | 0.168 | 0.168 | 0.168 | 0.168 | 0.168 | 0.168 | 0.168 | 0.168 | 0.168 | 0.168 | 0.168 | 0.168 | 0.168 | 0.168
F5_Commercial_Grocery_New_Food Preparation_Natural Gas_Oven_E2 | F5 | Commercial | Grocery | New | Food Preparation | Natural Gas | Oven | E2 | Utility - Cost of Operation | 0.17506 | 0.17506 | 0.17506 | 0.17506 | 0.17506 | 0.17506 | 0.17506 | 0.17506 | 0.17506 | 0.17506 | 0.17506 | 0.17506 | 0.17506 | 0.17506 | 0.17506 | 0.17506 | 0.17506 | 0.17506 | 0.17506 | 0.17506 | 0.17506 | 0.17506 | 0.17506 | 0.17506 | 0.17506 | 0.17506 | 0.17506 | 0.17506 | 0.17506 | 0.17506 | 0.17506 | 0.17506 | 0.17506
F5_Commercial_Grocery_New_Food Preparation_Natural Gas_Oven_E3 | F5 | Commercial | Grocery | New | Food Preparation | Natural Gas | Oven | E3 | Utility - Cost of Operation | 0 | 0 | 0 | 0 | 0 | 0 | 0 | 0 | 0 | 0 | 0 | 0 | 0 | 0 | 0 | 0 | 0 | 0 | 0 | 0 | 0 | 0 | 0 | 0 | 0 | 0 | 0 | 0 | 0 | 0 | 0 | 0 | 0
F5_Commercial_Grocery_New_Food Preparation_Natural Gas_Oven_E4 | F5 | Commercial | Grocery | New | Food Preparation | Natural Gas | Oven | E4 | Utility - Cost of Operation | 0 | 0 | 0 | 0 | 0 | 0 | 0 | 0 | 0 | 0 | 0 | 0 | 0 | 0 | 0 | 0 | 0 | 0 | 0 | 0 | 0 | 0 | 0 | 0 | 0 | 0 | 0 | 0 | 0 | 0 | 0 | 0 | 0
F5_Commercial_Grocery_New_Food Preparation_Natural Gas_Oven_E5 | F5 | Commercial | Grocery | New | Food Preparation | Natural Gas | Oven | E5 | Utility - Cost of Operation | 0 | 0 | 0 | 0 | 0 | 0 | 0 | 0 | 0 | 0 | 0 | 0 | 0 | 0 | 0 | 0 | 0 | 0 | 0 | 0 | 0 | 0 | 0 | 0 | 0 | 0 | 0 | 0 | 0 | 0 | 0 | 0 | 0
F5_Commercial_Grocery_New_Food Preparation_Natural Gas_Oven_E6 | F5 | Commercial | Grocery | New | Food Preparation | Natural Gas | Oven | E6 | Utility - Cost of Operation | 0 | 0 | 0 | 0 | 0 | 0 | 0 | 0 | 0 | 0 | 0 | 0 | 0 | 0 | 0 | 0 | 0 | 0 | 0 | 0 | 0 | 0 | 0 | 0 | 0 | 0 | 0 | 0 | 0 | 0 | 0 | 0 | 0
F5_Commercial_Grocery_New_Food Preparation_Natural Gas_Oven_E7 | F5 | Commercial | Grocery | New | Food Preparation | Natural Gas | Oven | E7 | Utility - Cost of Operation | 0 | 0 | 0 | 0 | 0 | 0 | 0 | 0 | 0 | 0 | 0 | 0 | 0 | 0 | 0 | 0 | 0 | 0 | 0 | 0 | 0 | 0 | 0 | 0 | 0 | 0 | 0 | 0 | 0 | 0 | 0 | 0 | 0
F5_Commercial_Grocery_New_Food Preparation_Natural Gas_Oven_E8 | F5 | Commercial | Grocery | New | Food Preparation | Natural Gas | Oven | E8 | Utility - Cost of Operation | 0 | 0 | 0 | 0 | 0 | 0 | 0 | 0 | 0 | 0 | 0 | 0 | 0 | 0 | 0 | 0 | 0 | 0 | 0 | 0 | 0 | 0 | 0 | 0 | 0 | 0 | 0 | 0 | 0 | 0 | 0 | 0 | 0
F5_Commercial_Grocery_New_Food Preparation_Natural Gas_Oven_E9 | F5 | Commercial | Grocery | New | Food Preparation | Natural Gas | Oven | E9 | Utility - Cost of Operation | 0 | 0 | 0 | 0 | 0 | 0 | 0 | 0 | 0 | 0 | 0 | 0 | 0 | 0 | 0 | 0 | 0 | 0 | 0 | 0 | 0 | 0 | 0 | 0 | 0 | 0 | 0 | 0 | 0 | 0 | 0 | 0 | 0
F5_Commercial_Grocery_New_Food Preparation_Natural Gas_Oven_E10 | F5 | Commercial | Grocery | New | Food Preparation | Natural Gas | Oven | E10 | Utility - Cost of Operation | 0 | 0 | 0 | 0 | 0 | 0 | 0 | 0 | 0 | 0 | 0 | 0 | 0 | 0 | 0 | 0 | 0 | 0 | 0 | 0 | 0 | 0 | 0 | 0 | 0 | 0 | 0 | 0 | 0 | 0 | 0 | 0 | 0
F6_Commercial_Grocery_New_Food Preparation_Natural Gas_Oven_E1 | F6 | Commercial | Grocery | New | Food Preparation | Natural Gas | Oven | E1 | Utility - Value of Sales | 0.063566 | 0.063892 | 0.064415 | 0.064301 | 0.064301 | 0.064301 | 0.064301 | 0.064301 | 0.064301 | 0.064301 | 0.064301 | 0.064301 | 0.064301 | 0.064301 | 0.064301 | 0.064301 | 0.064301 | 0.064301 | 0.064301 | 0.064301 | 0.064301 | 0.064301 | 0.064301 | 0.064301 | 0.064301 | 0.064301 | 0.064301 | 0.064301 | 0.064301 | 0.064301 | 0.064301 | 0.064301 | 0.064301
F6_Commercial_Grocery_New_Food Preparation_Natural Gas_Oven_E2 | F6 | Commercial | Grocery | New | Food Preparation | Natural Gas | Oven | E2 | Utility - Value of Sales | 0.0364 | 0.036586 | 0.036886 | 0.03682 | 0.03682 | 0.03682 | 0.03682 | 0.03682 | 0.03682 | 0.03682 | 0.03682 | 0.03682 | 0.03682 | 0.03682 | 0.03682 | 0.03682 | 0.03682 | 0.03682 | 0.03682 | 0.03682 | 0.03682 | 0.03682 | 0.03682 | 0.03682 | 0.03682 | 0.03682 | 0.03682 | 0.03682 | 0.03682 | 0.03682 | 0.03682 | 0.03682 | 0.03682
F6_Commercial_Grocery_New_Food Preparation_Natural Gas_Oven_E3 | F6 | Commercial | Grocery | New | Food Preparation | Natural Gas | Oven | E3 | Utility - Value of Sales | 0 | 0 | 0 | 0 | 0 | 0 | 0 | 0 | 0 | 0 | 0 | 0 | 0 | 0 | 0 | 0 | 0 | 0 | 0 | 0 | 0 | 0 | 0 | 0 | 0 | 0 | 0 | 0 | 0 | 0 | 0 | 0 | 0
F6_Commercial_Grocery_New_Food Preparation_Natural Gas_Oven_E4 | F6 | Commercial | Grocery | New | Food Preparation | Natural Gas | Oven | E4 | Utility - Value of Sales | 0 | 0 | 0 | 0 | 0 | 0 | 0 | 0 | 0 | 0 | 0 | 0 | 0 | 0 | 0 | 0 | 0 | 0 | 0 | 0 | 0 | 0 | 0 | 0 | 0 | 0 | 0 | 0 | 0 | 0 | 0 | 0 | 0
F6_Commercial_Grocery_New_Food Preparation_Natural Gas_Oven_E5 | F6 | Commercial | Grocery | New | Food Preparation | Natural Gas | Oven | E5 | Utility - Value of Sales | 0 | 0 | 0 | 0 | 0 | 0 | 0 | 0 | 0 | 0 | 0 | 0 | 0 | 0 | 0 | 0 | 0 | 0 | 0 | 0 | 0 | 0 | 0 | 0 | 0 | 0 | 0 | 0 | 0 | 0 | 0 | 0 | 0
F6_Commercial_Grocery_New_Food Preparation_Natural Gas_Oven_E6 | F6 | Commercial | Grocery | New | Food Preparation | Natural Gas | Oven | E6 | Utility - Value of Sales | 0 | 0 | 0 | 0 | 0 | 0 | 0 | 0 | 0 | 0 | 0 | 0 | 0 | 0 | 0 | 0 | 0 | 0 | 0 | 0 | 0 | 0 | 0 | 0 | 0 | 0 | 0 | 0 | 0 | 0 | 0 | 0 | 0
F6_Commercial_Grocery_New_Food Preparation_Natural Gas_Oven_E7 | F6 | Commercial | Grocery | New | Food Preparation | Natural Gas | Oven | E7 | Utility - Value of Sales | 0 | 0 | 0 | 0 | 0 | 0 | 0 | 0 | 0 | 0 | 0 | 0 | 0 | 0 | 0 | 0 | 0 | 0 | 0 | 0 | 0 | 0 | 0 | 0 | 0 | 0 | 0 | 0 | 0 | 0 | 0 | 0 | 0
F6_Commercial_Grocery_New_Food Preparation_Natural Gas_Oven_E8 | F6 | Commercial | Grocery | New | Food Preparation | Natural Gas | Oven | E8 | Utility - Value of Sales | 0 | 0 | 0 | 0 | 0 | 0 | 0 | 0 | 0 | 0 | 0 | 0 | 0 | 0 | 0 | 0 | 0 | 0 | 0 | 0 | 0 | 0 | 0 | 0 | 0 | 0 | 0 | 0 | 0 | 0 | 0 | 0 | 0
F6_Commercial_Grocery_New_Food Preparation_Natural Gas_Oven_E9 | F6 | Commercial | Grocery | New | Food Preparation | Natural Gas | Oven | E9 | Utility - Value of Sales | 0 | 0 | 0 | 0 | 0 | 0 | 0 | 0 | 0 | 0 | 0 | 0 | 0 | 0 | 0 | 0 | 0 | 0 | 0 | 0 | 0 | 0 | 0 | 0 | 0 | 0 | 0 | 0 | 0 | 0 | 0 | 0 | 0
F6_Commercial_Grocery_New_Food Preparation_Natural Gas_Oven_E10 | F6 | Commercial | Grocery | New | Food Preparation | Natural Gas | Oven | E10 | Utility - Value of Sales | 0 | 0 | 0 | 0 | 0 | 0 | 0 | 0 | 0 | 0 | 0 | 0 | 0 | 0 | 0 | 0 | 0 | 0 | 0 | 0 | 0 | 0 | 0 | 0 | 0 | 0 | 0 | 0 | 0 | 0 | 0 | 0 | 0
F1_Commercial_Grocery_New_Food Preparation_Natural Gas_Conveyor Oven_E1 | F1 | Commercial | Grocery | New | Food Preparation | Natural Gas | Conveyor Oven | E1 | RVT - Cost of Equipment | 0.15108 | 0.15153 | 0.15245 | 0.15217 | 0.15217 | 0.15294 | 0.15437 | 0.15563 | 0.15708 | 0.15852 | 0.15997 | 0.16137 | 0.16284 | 0.16436 | 0.16583 | 0.16729 | 0.16872 | 0.17016 | 0.17156 | 0.17293 | 0.17419 | 0.17543 | 0.17652 | 0.17761 | 0.17856 | 0.17938 | 0.18012 | 0.18076 | 0.18127 | 0.18168 | 0.1819 | 0.18206 | 0.18206
F1_Commercial_Grocery_New_Food Preparation_Natural Gas_Conveyor Oven_E2 | F1 | Commercial | Grocery | New | Food Preparation | Natural Gas | Conveyor Oven | E2 | RVT - Cost of Equipment | 0.11484 | 0.11519 | 0.11588 | 0.11567 | 0.11567 | 0.11626 | 0.11735 | 0.1183 | 0.1194 | 0.1205 | 0.1216 | 0.12267 | 0.12379 | 0.12494 | 0.12605 | 0.12717 | 0.12825 | 0.12935 | 0.13041 | 0.13146 | 0.13242 | 0.13336 | 0.13418 | 0.13501 | 0.13573 | 0.13636 | 0.13692 | 0.13741 | 0.13779 | 0.13811 | 0.13828 | 0.13839 | 0.13839
F1_Commercial_Grocery_New_Food Preparation_Natural Gas_Conveyor Oven_E3 | F1 | Commercial | Grocery | New | Food Preparation | Natural Gas | Conveyor Oven | E3 | RVT - Cost of Equipment | 0 | 0 | 0 | 0 | 0 | 0 | 0 | 0 | 0 | 0 | 0 | 0 | 0 | 0 | 0 | 0 | 0 | 0 | 0 | 0 | 0 | 0 | 0 | 0 | 0 | 0 | 0 | 0 | 0 | 0 | 0 | 0 | 0
F1_Commercial_Grocery_New_Food Preparation_Natural Gas_Conveyor Oven_E4 | F1 | Commercial | Grocery | New | Food Preparation | Natural Gas | Conveyor Oven | E4 | RVT - Cost of Equipment | 0 | 0 | 0 | 0 | 0 | 0 | 0 | 0 | 0 | 0 | 0 | 0 | 0 | 0 | 0 | 0 | 0 | 0 | 0 | 0 | 0 | 0 | 0 | 0 | 0 | 0 | 0 | 0 | 0 | 0 | 0 | 0 | 0
F1_Commercial_Grocery_New_Food Preparation_Natural Gas_Conveyor Oven_E5 | F1 | Commercial | Grocery | New | Food Preparation | Natural Gas | Conveyor Oven | E5 | RVT - Cost of Equipment | 0 | 0 | 0 | 0 | 0 | 0 | 0 | 0 | 0 | 0 | 0 | 0 | 0 | 0 | 0 | 0 | 0 | 0 | 0 | 0 | 0 | 0 | 0 | 0 | 0 | 0 | 0 | 0 | 0 | 0 | 0 | 0 | 0
F1_Commercial_Grocery_New_Food Preparation_Natural Gas_Conveyor Oven_E6 | F1 | Commercial | Grocery | New | Food Preparation | Natural Gas | Conveyor Oven | E6 | RVT - Cost of Equipment | 0 | 0 | 0 | 0 | 0 | 0 | 0 | 0 | 0 | 0 | 0 | 0 | 0 | 0 | 0 | 0 | 0 | 0 | 0 | 0 | 0 | 0 | 0 | 0 | 0 | 0 | 0 | 0 | 0 | 0 | 0 | 0 | 0
F1_Commercial_Grocery_New_Food Preparation_Natural Gas_Conveyor Oven_E7 | F1 | Commercial | Grocery | New | Food Preparation | Natural Gas | Conveyor Oven | E7 | RVT - Cost of Equipment | 0 | 0 | 0 | 0 | 0 | 0 | 0 | 0 | 0 | 0 | 0 | 0 | 0 | 0 | 0 | 0 | 0 | 0 | 0 | 0 | 0 | 0 | 0 | 0 | 0 | 0 | 0 | 0 | 0 | 0 | 0 | 0 | 0
F1_Commercial_Grocery_New_Food Preparation_Natural Gas_Conveyor Oven_E8 | F1 | Commercial | Grocery | New | Food Preparation | Natural Gas | Conveyor Oven | E8 | RVT - Cost of Equipment | 0 | 0 | 0 | 0 | 0 | 0 | 0 | 0 | 0 | 0 | 0 | 0 | 0 | 0 | 0 | 0 | 0 | 0 | 0 | 0 | 0 | 0 | 0 | 0 | 0 | 0 | 0 | 0 | 0 | 0 | 0 | 0 | 0
F1_Commercial_Grocery_New_Food Preparation_Natural Gas_Conveyor Oven_E9 | F1 | Commercial | Grocery | New | Food Preparation | Natural Gas | Conveyor Oven | E9 | RVT - Cost of Equipment | 0 | 0 | 0 | 0 | 0 | 0 | 0 | 0 | 0 | 0 | 0 | 0 | 0 | 0 | 0 | 0 | 0 | 0 | 0 | 0 | 0 | 0 | 0 | 0 | 0 | 0 | 0 | 0 | 0 | 0 | 0 | 0 | 0
F1_Commercial_Grocery_New_Food Preparation_Natural Gas_Conveyor Oven_E10 | F1 | Commercial | Grocery | New | Food Preparation | Natural Gas | Conveyor Oven | E10 | RVT - Cost of Equipment | 0 | 0 | 0 | 0 | 0 | 0 | 0 | 0 | 0 | 0 | 0 | 0 | 0 | 0 | 0 | 0 | 0 | 0 | 0 | 0 | 0 | 0 | 0 | 0 | 0 | 0 | 0 | 0 | 0 | 0 | 0 | 0 | 0
F2_Commercial_Grocery_New_Food Preparation_Natural Gas_Conveyor Oven_E1 | F2 | Commercial | Grocery | New | Food Preparation | Natural Gas | Conveyor Oven | E1 | RVT - Cost of Operation | 0.181 | 0.18154 | 0.18264 | 0.18231 | 0.18231 | 0.18324 | 0.18495 | 0.18645 | 0.18819 | 0.18991 | 0.19166 | 0.19334 | 0.1951 | 0.19692 | 0.19867 | 0.20043 | 0.20213 | 0.20386 | 0.20554 | 0.20718 | 0.2087 | 0.21018 | 0.21149 | 0.21279 | 0.21393 | 0.21491 | 0.2158 | 0.21657 | 0.21717 | 0.21766 | 0.21793 | 0.21811 | 0.21811
F2_Commercial_Grocery_New_Food Preparation_Natural Gas_Conveyor Oven_E2 | F2 | Commercial | Grocery | New | Food Preparation | Natural Gas | Conveyor Oven | E2 | RVT - Cost of Operation | 0.13759 | 0.138 | 0.13884 | 0.13858 | 0.13858 | 0.13929 | 0.14059 | 0.14173 | 0.14305 | 0.14436 | 0.14569 | 0.14697 | 0.1483 | 0.14969 | 0.15102 | 0.15236 | 0.15365 | 0.15497 | 0.15624 | 0.15749 | 0.15864 | 0.15977 | 0.16076 | 0.16176 | 0.16262 | 0.16336 | 0.16404 | 0.16463 | 0.16508 | 0.16546 | 0.16566 | 0.1658 | 0.1658
F2_Commercial_Grocery_New_Food Preparation_Natural Gas_Conveyor Oven_E3 | F2 | Commercial | Grocery | New | Food Preparation | Natural Gas | Conveyor Oven | E3 | RVT - Cost of Operation | 0 | 0 | 0 | 0 | 0 | 0 | 0 | 0 | 0 | 0 | 0 | 0 | 0 | 0 | 0 | 0 | 0 | 0 | 0 | 0 | 0 | 0 | 0 | 0 | 0 | 0 | 0 | 0 | 0 | 0 | 0 | 0 | 0
F2_Commercial_Grocery_New_Food Preparation_Natural Gas_Conveyor Oven_E4 | F2 | Commercial | Grocery | New | Food Preparation | Natural Gas | Conveyor Oven | E4 | RVT - Cost of Operation | 0 | 0 | 0 | 0 | 0 | 0 | 0 | 0 | 0 | 0 | 0 | 0 | 0 | 0 | 0 | 0 | 0 | 0 | 0 | 0 | 0 | 0 | 0 | 0 | 0 | 0 | 0 | 0 | 0 | 0 | 0 | 0 | 0
F2_Commercial_Grocery_New_Food Preparation_Natural Gas_Conveyor Oven_E5 | F2 | Commercial | Grocery | New | Food Preparation | Natural Gas | Conveyor Oven | E5 | RVT - Cost of Operation | 0 | 0 | 0 | 0 | 0 | 0 | 0 | 0 | 0 | 0 | 0 | 0 | 0 | 0 | 0 | 0 | 0 | 0 | 0 | 0 | 0 | 0 | 0 | 0 | 0 | 0 | 0 | 0 | 0 | 0 | 0 | 0 | 0
F2_Commercial_Grocery_New_Food Preparation_Natural Gas_Conveyor Oven_E6 | F2 | Commercial | Grocery | New | Food Preparation | Natural Gas | Conveyor Oven | E6 | RVT - Cost of Operation | 0 | 0 | 0 | 0 | 0 | 0 | 0 | 0 | 0 | 0 | 0 | 0 | 0 | 0 | 0 | 0 | 0 | 0 | 0 | 0 | 0 | 0 | 0 | 0 | 0 | 0 | 0 | 0 | 0 | 0 | 0 | 0 | 0
F2_Commercial_Grocery_New_Food Preparation_Natural Gas_Conveyor Oven_E7 | F2 | Commercial | Grocery | New | Food Preparation | Natural Gas | Conveyor Oven | E7 | RVT - Cost of Operation | 0 | 0 | 0 | 0 | 0 | 0 | 0 | 0 | 0 | 0 | 0 | 0 | 0 | 0 | 0 | 0 | 0 | 0 | 0 | 0 | 0 | 0 | 0 | 0 | 0 | 0 | 0 | 0 | 0 | 0 | 0 | 0 | 0
F2_Commercial_Grocery_New_Food Preparation_Natural Gas_Conveyor Oven_E8 | F2 | Commercial | Grocery | New | Food Preparation | Natural Gas | Conveyor Oven | E8 | RVT - Cost of Operation | 0 | 0 | 0 | 0 | 0 | 0 | 0 | 0 | 0 | 0 | 0 | 0 | 0 | 0 | 0 | 0 | 0 | 0 | 0 | 0 | 0 | 0 | 0 | 0 | 0 | 0 | 0 | 0 | 0 | 0 | 0 | 0 | 0
F2_Commercial_Grocery_New_Food Preparation_Natural Gas_Conveyor Oven_E9 | F2 | Commercial | Grocery | New | Food Preparation | Natural Gas | Conveyor Oven | E9 | RVT - Cost of Operation | 0 | 0 | 0 | 0 | 0 | 0 | 0 | 0 | 0 | 0 | 0 | 0 | 0 | 0 | 0 | 0 | 0 | 0 | 0 | 0 | 0 | 0 | 0 | 0 | 0 | 0 | 0 | 0 | 0 | 0 | 0 | 0 | 0
F2_Commercial_Grocery_New_Food Preparation_Natural Gas_Conveyor Oven_E10 | F2 | Commercial | Grocery | New | Food Preparation | Natural Gas | Conveyor Oven | E10 | RVT - Cost of Operation | 0 | 0 | 0 | 0 | 0 | 0 | 0 | 0 | 0 | 0 | 0 | 0 | 0 | 0 | 0 | 0 | 0 | 0 | 0 | 0 | 0 | 0 | 0 | 0 | 0 | 0 | 0 | 0 | 0 | 0 | 0 | 0 | 0
F3_Commercial_Grocery_New_Food Preparation_Natural Gas_Conveyor Oven_E1 | F3 | Commercial | Grocery | New | Food Preparation | Natural Gas | Conveyor Oven | E1 | System - kBTUs of Consumption | 0.027267 | 0.027267 | 0.027267 | 0.027267 | 0.027267 | 0.027267 | 0.027267 | 0.027267 | 0.027267 | 0.027267 | 0.027267 | 0.027267 | 0.027267 | 0.027267 | 0.027267 | 0.027267 | 0.027267 | 0.027267 | 0.027267 | 0.027267 | 0.027267 | 0.027267 | 0.027267 | 0.027267 | 0.027267 | 0.027267 | 0.027267 | 0.027267 | 0.027267 | 0.027267 | 0.027267 | 0.027267 | 0.027267
F3_Commercial_Grocery_New_Food Preparation_Natural Gas_Conveyor Oven_E2 | F3 | Commercial | Grocery | New | Food Preparation | Natural Gas | Conveyor Oven | E2 | System - kBTUs of Consumption | 0.033242 | 0.033242 | 0.033242 | 0.033242 | 0.033242 | 0.033242 | 0.033242 | 0.033242 | 0.033242 | 0.033242 | 0.033242 | 0.033242 | 0.033242 | 0.033242 | 0.033242 | 0.033242 | 0.033242 | 0.033242 | 0.033242 | 0.033242 | 0.033242 | 0.033242 | 0.033242 | 0.033242 | 0.033242 | 0.033242 | 0.033242 | 0.033242 | 0.033242 | 0.033242 | 0.033242 | 0.033242 | 0.033242
F3_Commercial_Grocery_New_Food Preparation_Natural Gas_Conveyor Oven_E3 | F3 | Commercial | Grocery | New | Food Preparation | Natural Gas | Conveyor Oven | E3 | System - kBTUs of Consumption | 0 | 0 | 0 | 0 | 0 | 0 | 0 | 0 | 0 | 0 | 0 | 0 | 0 | 0 | 0 | 0 | 0 | 0 | 0 | 0 | 0 | 0 | 0 | 0 | 0 | 0 | 0 | 0 | 0 | 0 | 0 | 0 | 0
F3_Commercial_Grocery_New_Food Preparation_Natural Gas_Conveyor Oven_E4 | F3 | Commercial | Grocery | New | Food Preparation | Natural Gas | Conveyor Oven | E4 | System - kBTUs of Consumption | 0 | 0 | 0 | 0 | 0 | 0 | 0 | 0 | 0 | 0 | 0 | 0 | 0 | 0 | 0 | 0 | 0 | 0 | 0 | 0 | 0 | 0 | 0 | 0 | 0 | 0 | 0 | 0 | 0 | 0 | 0 | 0 | 0
F3_Commercial_Grocery_New_Food Preparation_Natural Gas_Conveyor Oven_E5 | F3 | Commercial | Grocery | New | Food Preparation | Natural Gas | Conveyor Oven | E5 | System - kBTUs of Consumption | 0 | 0 | 0 | 0 | 0 | 0 | 0 | 0 | 0 | 0 | 0 | 0 | 0 | 0 | 0 | 0 | 0 | 0 | 0 | 0 | 0 | 0 | 0 | 0 | 0 | 0 | 0 | 0 | 0 | 0 | 0 | 0 | 0
F3_Commercial_Grocery_New_Food Preparation_Natural Gas_Conveyor Oven_E6 | F3 | Commercial | Grocery | New | Food Preparation | Natural Gas | Conveyor Oven | E6 | System - kBTUs of Consumption | 0 | 0 | 0 | 0 | 0 | 0 | 0 | 0 | 0 | 0 | 0 | 0 | 0 | 0 | 0 | 0 | 0 | 0 | 0 | 0 | 0 | 0 | 0 | 0 | 0 | 0 | 0 | 0 | 0 | 0 | 0 | 0 | 0
F3_Commercial_Grocery_New_Food Preparation_Natural Gas_Conveyor Oven_E7 | F3 | Commercial | Grocery | New | Food Preparation | Natural Gas | Conveyor Oven | E7 | System - kBTUs of Consumption | 0 | 0 | 0 | 0 | 0 | 0 | 0 | 0 | 0 | 0 | 0 | 0 | 0 | 0 | 0 | 0 | 0 | 0 | 0 | 0 | 0 | 0 | 0 | 0 | 0 | 0 | 0 | 0 | 0 | 0 | 0 | 0 | 0
F3_Commercial_Grocery_New_Food Preparation_Natural Gas_Conveyor Oven_E8 | F3 | Commercial | Grocery | New | Food Preparation | Natural Gas | Conveyor Oven | E8 | System - kBTUs of Consumption | 0 | 0 | 0 | 0 | 0 | 0 | 0 | 0 | 0 | 0 | 0 | 0 | 0 | 0 | 0 | 0 | 0 | 0 | 0 | 0 | 0 | 0 | 0 | 0 | 0 | 0 | 0 | 0 | 0 | 0 | 0 | 0 | 0
F3_Commercial_Grocery_New_Food Preparation_Natural Gas_Conveyor Oven_E9 | F3 | Commercial | Grocery | New | Food Preparation | Natural Gas | Conveyor Oven | E9 | System - kBTUs of Consumption | 0 | 0 | 0 | 0 | 0 | 0 | 0 | 0 | 0 | 0 | 0 | 0 | 0 | 0 | 0 | 0 | 0 | 0 | 0 | 0 | 0 | 0 | 0 | 0 | 0 | 0 | 0 | 0 | 0 | 0 | 0 | 0 | 0
F3_Commercial_Grocery_New_Food Preparation_Natural Gas_Conveyor Oven_E10 | F3 | Commercial | Grocery | New | Food Preparation | Natural Gas | Conveyor Oven | E10 | System - kBTUs of Consumption | 0 | 0 | 0 | 0 | 0 | 0 | 0 | 0 | 0 | 0 | 0 | 0 | 0 | 0 | 0 | 0 | 0 | 0 | 0 | 0 | 0 | 0 | 0 | 0 | 0 | 0 | 0 | 0 | 0 | 0 | 0 | 0 | 0
F4_Commercial_Grocery_New_Food Preparation_Natural Gas_Conveyor Oven_E1 | F4 | Commercial | Grocery | New | Food Preparation | Natural Gas | Conveyor Oven | E1 | Utility - Cost of Equipment | 0.181 | 0.18154 | 0.18264 | 0.18231 | 0.18231 | 0.18324 | 0.18495 | 0.18645 | 0.18819 | 0.18991 | 0.19166 | 0.19334 | 0.1951 | 0.19692 | 0.19867 | 0.20043 | 0.20213 | 0.20386 | 0.20554 | 0.20718 | 0.2087 | 0.21018 | 0.21149 | 0.21279 | 0.21393 | 0.21491 | 0.2158 | 0.21657 | 0.21717 | 0.21766 | 0.21793 | 0.21811 | 0.21811
F4_Commercial_Grocery_New_Food Preparation_Natural Gas_Conveyor Oven_E2 | F4 | Commercial | Grocery | New | Food Preparation | Natural Gas | Conveyor Oven | E2 | Utility - Cost of Equipment | 0.13759 | 0.138 | 0.13884 | 0.13858 | 0.13858 | 0.13929 | 0.14059 | 0.14173 | 0.14305 | 0.14436 | 0.14569 | 0.14697 | 0.1483 | 0.14969 | 0.15102 | 0.15236 | 0.15365 | 0.15497 | 0.15624 | 0.15749 | 0.15864 | 0.15977 | 0.16076 | 0.16176 | 0.16262 | 0.16336 | 0.16404 | 0.16463 | 0.16508 | 0.16546 | 0.16566 | 0.1658 | 0.1658
F4_Commercial_Grocery_New_Food Preparation_Natural Gas_Conveyor Oven_E3 | F4 | Commercial | Grocery | New | Food Preparation | Natural Gas | Conveyor Oven | E3 | Utility - Cost of Equipment | 0 | 0 | 0 | 0 | 0 | 0 | 0 | 0 | 0 | 0 | 0 | 0 | 0 | 0 | 0 | 0 | 0 | 0 | 0 | 0 | 0 | 0 | 0 | 0 | 0 | 0 | 0 | 0 | 0 | 0 | 0 | 0 | 0
F4_Commercial_Grocery_New_Food Preparation_Natural Gas_Conveyor Oven_E4 | F4 | Commercial | Grocery | New | Food Preparation | Natural Gas | Conveyor Oven | E4 | Utility - Cost of Equipment | 0 | 0 | 0 | 0 | 0 | 0 | 0 | 0 | 0 | 0 | 0 | 0 | 0 | 0 | 0 | 0 | 0 | 0 | 0 | 0 | 0 | 0 | 0 | 0 | 0 | 0 | 0 | 0 | 0 | 0 | 0 | 0 | 0
F4_Commercial_Grocery_New_Food Preparation_Natural Gas_Conveyor Oven_E5 | F4 | Commercial | Grocery | New | Food Preparation | Natural Gas | Conveyor Oven | E5 | Utility - Cost of Equipment | 0 | 0 | 0 | 0 | 0 | 0 | 0 | 0 | 0 | 0 | 0 | 0 | 0 | 0 | 0 | 0 | 0 | 0 | 0 | 0 | 0 | 0 | 0 | 0 | 0 | 0 | 0 | 0 | 0 | 0 | 0 | 0 | 0
F4_Commercial_Grocery_New_Food Preparation_Natural Gas_Conveyor Oven_E6 | F4 | Commercial | Grocery | New | Food Preparation | Natural Gas | Conveyor Oven | E6 | Utility - Cost of Equipment | 0 | 0 | 0 | 0 | 0 | 0 | 0 | 0 | 0 | 0 | 0 | 0 | 0 | 0 | 0 | 0 | 0 | 0 | 0 | 0 | 0 | 0 | 0 | 0 | 0 | 0 | 0 | 0 | 0 | 0 | 0 | 0 | 0
F4_Commercial_Grocery_New_Food Preparation_Natural Gas_Conveyor Oven_E7 | F4 | Commercial | Grocery | New | Food Preparation | Natural Gas | Conveyor Oven | E7 | Utility - Cost of Equipment | 0 | 0 | 0 | 0 | 0 | 0 | 0 | 0 | 0 | 0 | 0 | 0 | 0 | 0 | 0 | 0 | 0 | 0 | 0 | 0 | 0 | 0 | 0 | 0 | 0 | 0 | 0 | 0 | 0 | 0 | 0 | 0 | 0
F4_Commercial_Grocery_New_Food Preparation_Natural Gas_Conveyor Oven_E8 | F4 | Commercial | Grocery | New | Food Preparation | Natural Gas | Conveyor Oven | E8 | Utility - Cost of Equipment | 0 | 0 | 0 | 0 | 0 | 0 | 0 | 0 | 0 | 0 | 0 | 0 | 0 | 0 | 0 | 0 | 0 | 0 | 0 | 0 | 0 | 0 | 0 | 0 | 0 | 0 | 0 | 0 | 0 | 0 | 0 | 0 | 0
F4_Commercial_Grocery_New_Food Preparation_Natural Gas_Conveyor Oven_E9 | F4 | Commercial | Grocery | New | Food Preparation | Natural Gas | Conveyor Oven | E9 | Utility - Cost of Equipment | 0 | 0 | 0 | 0 | 0 | 0 | 0 | 0 | 0 | 0 | 0 | 0 | 0 | 0 | 0 | 0 | 0 | 0 | 0 | 0 | 0 | 0 | 0 | 0 | 0 | 0 | 0 | 0 | 0 | 0 | 0 | 0 | 0
F4_Commercial_Grocery_New_Food Preparation_Natural Gas_Conveyor Oven_E10 | F4 | Commercial | Grocery | New | Food Preparation | Natural Gas | Conveyor Oven | E10 | Utility - Cost of Equipment | 0 | 0 | 0 | 0 | 0 | 0 | 0 | 0 | 0 | 0 | 0 | 0 | 0 | 0 | 0 | 0 | 0 | 0 | 0 | 0 | 0 | 0 | 0 | 0 | 0 | 0 | 0 | 0 | 0 | 0 | 0 | 0 | 0
F5_Commercial_Grocery_New_Food Preparation_Natural Gas_Conveyor Oven_E1 | F5 | Commercial | Grocery | New | Food Preparation | Natural Gas | Conveyor Oven | E1 | Utility - Cost of Operation | 0.027267 | 0.027267 | 0.027267 | 0.027267 | 0.027267 | 0.027267 | 0.027267 | 0.027267 | 0.027267 | 0.027267 | 0.027267 | 0.027267 | 0.027267 | 0.027267 | 0.027267 | 0.027267 | 0.027267 | 0.027267 | 0.027267 | 0.027267 | 0.027267 | 0.027267 | 0.027267 | 0.027267 | 0.027267 | 0.027267 | 0.027267 | 0.027267 | 0.027267 | 0.027267 | 0.027267 | 0.027267 | 0.027267
F5_Commercial_Grocery_New_Food Preparation_Natural Gas_Conveyor Oven_E2 | F5 | Commercial | Grocery | New | Food Preparation | Natural Gas | Conveyor Oven | E2 | Utility - Cost of Operation | 0.033242 | 0.033242 | 0.033242 | 0.033242 | 0.033242 | 0.033242 | 0.033242 | 0.033242 | 0.033242 | 0.033242 | 0.033242 | 0.033242 | 0.033242 | 0.033242 | 0.033242 | 0.033242 | 0.033242 | 0.033242 | 0.033242 | 0.033242 | 0.033242 | 0.033242 | 0.033242 | 0.033242 | 0.033242 | 0.033242 | 0.033242 | 0.033242 | 0.033242 | 0.033242 | 0.033242 | 0.033242 | 0.033242
F5_Commercial_Grocery_New_Food Preparation_Natural Gas_Conveyor Oven_E3 | F5 | Commercial | Grocery | New | Food Preparation | Natural Gas | Conveyor Oven | E3 | Utility - Cost of Operation | 0 | 0 | 0 | 0 | 0 | 0 | 0 | 0 | 0 | 0 | 0 | 0 | 0 | 0 | 0 | 0 | 0 | 0 | 0 | 0 | 0 | 0 | 0 | 0 | 0 | 0 | 0 | 0 | 0 | 0 | 0 | 0 | 0
F5_Commercial_Grocery_New_Food Preparation_Natural Gas_Conveyor Oven_E4 | F5 | Commercial | Grocery | New | Food Preparation | Natural Gas | Conveyor Oven | E4 | Utility - Cost of Operation | 0 | 0 | 0 | 0 | 0 | 0 | 0 | 0 | 0 | 0 | 0 | 0 | 0 | 0 | 0 | 0 | 0 | 0 | 0 | 0 | 0 | 0 | 0 | 0 | 0 | 0 | 0 | 0 | 0 | 0 | 0 | 0 | 0
F5_Commercial_Grocery_New_Food Preparation_Natural Gas_Conveyor Oven_E5 | F5 | Commercial | Grocery | New | Food Preparation | Natural Gas | Conveyor Oven | E5 | Utility - Cost of Operation | 0 | 0 | 0 | 0 | 0 | 0 | 0 | 0 | 0 | 0 | 0 | 0 | 0 | 0 | 0 | 0 | 0 | 0 | 0 | 0 | 0 | 0 | 0 | 0 | 0 | 0 | 0 | 0 | 0 | 0 | 0 | 0 | 0
F5_Commercial_Grocery_New_Food Preparation_Natural Gas_Conveyor Oven_E6 | F5 | Commercial | Grocery | New | Food Preparation | Natural Gas | Conveyor Oven | E6 | Utility - Cost of Operation | 0 | 0 | 0 | 0 | 0 | 0 | 0 | 0 | 0 | 0 | 0 | 0 | 0 | 0 | 0 | 0 | 0 | 0 | 0 | 0 | 0 | 0 | 0 | 0 | 0 | 0 | 0 | 0 | 0 | 0 | 0 | 0 | 0
F5_Commercial_Grocery_New_Food Preparation_Natural Gas_Conveyor Oven_E7 | F5 | Commercial | Grocery | New | Food Preparation | Natural Gas | Conveyor Oven | E7 | Utility - Cost of Operation | 0 | 0 | 0 | 0 | 0 | 0 | 0 | 0 | 0 | 0 | 0 | 0 | 0 | 0 | 0 | 0 | 0 | 0 | 0 | 0 | 0 | 0 | 0 | 0 | 0 | 0 | 0 | 0 | 0 | 0 | 0 | 0 | 0
F5_Commercial_Grocery_New_Food Preparation_Natural Gas_Conveyor Oven_E8 | F5 | Commercial | Grocery | New | Food Preparation | Natural Gas | Conveyor Oven | E8 | Utility - Cost of Operation | 0 | 0 | 0 | 0 | 0 | 0 | 0 | 0 | 0 | 0 | 0 | 0 | 0 | 0 | 0 | 0 | 0 | 0 | 0 | 0 | 0 | 0 | 0 | 0 | 0 | 0 | 0 | 0 | 0 | 0 | 0 | 0 | 0
F5_Commercial_Grocery_New_Food Preparation_Natural Gas_Conveyor Oven_E9 | F5 | Commercial | Grocery | New | Food Preparation | Natural Gas | Conveyor Oven | E9 | Utility - Cost of Operation | 0 | 0 | 0 | 0 | 0 | 0 | 0 | 0 | 0 | 0 | 0 | 0 | 0 | 0 | 0 | 0 | 0 | 0 | 0 | 0 | 0 | 0 | 0 | 0 | 0 | 0 | 0 | 0 | 0 | 0 | 0 | 0 | 0
F5_Commercial_Grocery_New_Food Preparation_Natural Gas_Conveyor Oven_E10 | F5 | Commercial | Grocery | New | Food Preparation | Natural Gas | Conveyor Oven | E10 | Utility - Cost of Operation | 0 | 0 | 0 | 0 | 0 | 0 | 0 | 0 | 0 | 0 | 0 | 0 | 0 | 0 | 0 | 0 | 0 | 0 | 0 | 0 | 0 | 0 | 0 | 0 | 0 | 0 | 0 | 0 | 0 | 0 | 0 | 0 | 0
F6_Commercial_Grocery_New_Food Preparation_Natural Gas_Conveyor Oven_E1 | F6 | Commercial | Grocery | New | Food Preparation | Natural Gas | Conveyor Oven | E1 | Utility - Value of Sales | 0.095167 | 0.095467 | 0.095949 | 0.095843 | 0.095843 | 0.095843 | 0.095843 | 0.095843 | 0.095843 | 0.095843 | 0.095843 | 0.095843 | 0.095843 | 0.095843 | 0.095843 | 0.095843 | 0.095843 | 0.095843 | 0.095843 | 0.095843 | 0.095843 | 0.095843 | 0.095843 | 0.095843 | 0.095843 | 0.095843 | 0.095843 | 0.095843 | 0.095843 | 0.095843 | 0.095843 | 0.095843 | 0.095843
F6_Commercial_Grocery_New_Food Preparation_Natural Gas_Conveyor Oven_E2 | F6 | Commercial | Grocery | New | Food Preparation | Natural Gas | Conveyor Oven | E2 | Utility - Value of Sales | 0.072342 | 0.07257 | 0.072936 | 0.072856 | 0.072856 | 0.072856 | 0.072856 | 0.072856 | 0.072856 | 0.072856 | 0.072856 | 0.072856 | 0.072856 | 0.072856 | 0.072856 | 0.072856 | 0.072856 | 0.072856 | 0.072856 | 0.072856 | 0.072856 | 0.072856 | 0.072856 | 0.072856 | 0.072856 | 0.072856 | 0.072856 | 0.072856 | 0.072856 | 0.072856 | 0.072856 | 0.072856 | 0.072856
F6_Commercial_Grocery_New_Food Preparation_Natural Gas_Conveyor Oven_E3 | F6 | Commercial | Grocery | New | Food Preparation | Natural Gas | Conveyor Oven | E3 | Utility - Value of Sales | 0 | 0 | 0 | 0 | 0 | 0 | 0 | 0 | 0 | 0 | 0 | 0 | 0 | 0 | 0 | 0 | 0 | 0 | 0 | 0 | 0 | 0 | 0 | 0 | 0 | 0 | 0 | 0 | 0 | 0 | 0 | 0 | 0
F6_Commercial_Grocery_New_Food Preparation_Natural Gas_Conveyor Oven_E4 | F6 | Commercial | Grocery | New | Food Preparation | Natural Gas | Conveyor Oven | E4 | Utility - Value of Sales | 0 | 0 | 0 | 0 | 0 | 0 | 0 | 0 | 0 | 0 | 0 | 0 | 0 | 0 | 0 | 0 | 0 | 0 | 0 | 0 | 0 | 0 | 0 | 0 | 0 | 0 | 0 | 0 | 0 | 0 | 0 | 0 | 0
F6_Commercial_Grocery_New_Food Preparation_Natural Gas_Conveyor Oven_E5 | F6 | Commercial | Grocery | New | Food Preparation | Natural Gas | Conveyor Oven | E5 | Utility - Value of Sales | 0 | 0 | 0 | 0 | 0 | 0 | 0 | 0 | 0 | 0 | 0 | 0 | 0 | 0 | 0 | 0 | 0 | 0 | 0 | 0 | 0 | 0 | 0 | 0 | 0 | 0 | 0 | 0 | 0 | 0 | 0 | 0 | 0
F6_Commercial_Grocery_New_Food Preparation_Natural Gas_Conveyor Oven_E6 | F6 | Commercial | Grocery | New | Food Preparation | Natural Gas | Conveyor Oven | E6 | Utility - Value of Sales | 0 | 0 | 0 | 0 | 0 | 0 | 0 | 0 | 0 | 0 | 0 | 0 | 0 | 0 | 0 | 0 | 0 | 0 | 0 | 0 | 0 | 0 | 0 | 0 | 0 | 0 | 0 | 0 | 0 | 0 | 0 | 0 | 0
F6_Commercial_Grocery_New_Food Preparation_Natural Gas_Conveyor Oven_E7 | F6 | Commercial | Grocery | New | Food Preparation | Natural Gas | Conveyor Oven | E7 | Utility - Value of Sales | 0 | 0 | 0 | 0 | 0 | 0 | 0 | 0 | 0 | 0 | 0 | 0 | 0 | 0 | 0 | 0 | 0 | 0 | 0 | 0 | 0 | 0 | 0 | 0 | 0 | 0 | 0 | 0 | 0 | 0 | 0 | 0 | 0
F6_Commercial_Grocery_New_Food Preparation_Natural Gas_Conveyor Oven_E8 | F6 | Commercial | Grocery | New | Food Preparation | Natural Gas | Conveyor Oven | E8 | Utility - Value of Sales | 0 | 0 | 0 | 0 | 0 | 0 | 0 | 0 | 0 | 0 | 0 | 0 | 0 | 0 | 0 | 0 | 0 | 0 | 0 | 0 | 0 | 0 | 0 | 0 | 0 | 0 | 0 | 0 | 0 | 0 | 0 | 0 | 0
F6_Commercial_Grocery_New_Food Preparation_Natural Gas_Conveyor Oven_E9 | F6 | Commercial | Grocery | New | Food Preparation | Natural Gas | Conveyor Oven | E9 | Utility - Value of Sales | 0 | 0 | 0 | 0 | 0 | 0 | 0 | 0 | 0 | 0 | 0 | 0 | 0 | 0 | 0 | 0 | 0 | 0 | 0 | 0 | 0 | 0 | 0 | 0 | 0 | 0 | 0 | 0 | 0 | 0 | 0 | 0 | 0
F6_Commercial_Grocery_New_Food Preparation_Natural Gas_Conveyor Oven_E10 | F6 | Commercial | Grocery | New | Food Preparation | Natural Gas | Conveyor Oven | E10 | Utility - Value of Sales | 0 | 0 | 0 | 0 | 0 | 0 | 0 | 0 | 0 | 0 | 0 | 0 | 0 | 0 | 0 | 0 | 0 | 0 | 0 | 0 | 0 | 0 | 0 | 0 | 0 | 0 | 0 | 0 | 0 | 0 | 0 | 0 | 0
F1_Commercial_Grocery_New_Food Preparation_Natural Gas_Double Rack Oven_E1 | F1 | Commercial | Grocery | New | Food Preparation | Natural Gas | Double Rack Oven | E1 | RVT - Cost of Equipment | 0.26665 | 0.26699 | 0.26845 | 0.26709 | 0.2664 | 0.26746 | 0.27 | 0.27208 | 0.27461 | 0.27704 | 0.27951 | 0.28183 | 0.28431 | 0.28687 | 0.28936 | 0.2919 | 0.29446 | 0.29722 | 0.30008 | 0.30303 | 0.30586 | 0.3087 | 0.31125 | 0.3138 | 0.31602 | 0.31793 | 0.31967 | 0.32117 | 0.32235 | 0.32331 | 0.32384 | 0.32419 | 0.32419
F1_Commercial_Grocery_New_Food Preparation_Natural Gas_Double Rack Oven_E2 | F1 | Commercial | Grocery | New | Food Preparation | Natural Gas | Double Rack Oven | E2 | RVT - Cost of Equipment | 0.14544 | 0.14563 | 0.14643 | 0.14568 | 0.14531 | 0.14588 | 0.14727 | 0.14841 | 0.14978 | 0.15111 | 0.15246 | 0.15373 | 0.15508 | 0.15648 | 0.15783 | 0.15922 | 0.16062 | 0.16212 | 0.16368 | 0.16529 | 0.16683 | 0.16838 | 0.16977 | 0.17117 | 0.17237 | 0.17342 | 0.17437 | 0.17518 | 0.17583 | 0.17635 | 0.17664 | 0.17683 | 0.17683
F1_Commercial_Grocery_New_Food Preparation_Natural Gas_Double Rack Oven_E3 | F1 | Commercial | Grocery | New | Food Preparation | Natural Gas | Double Rack Oven | E3 | RVT - Cost of Equipment | 0 | 0 | 0 | 0 | 0 | 0 | 0 | 0 | 0 | 0 | 0 | 0 | 0 | 0 | 0 | 0 | 0 | 0 | 0 | 0 | 0 | 0 | 0 | 0 | 0 | 0 | 0 | 0 | 0 | 0 | 0 | 0 | 0
F1_Commercial_Grocery_New_Food Preparation_Natural Gas_Double Rack Oven_E4 | F1 | Commercial | Grocery | New | Food Preparation | Natural Gas | Double Rack Oven | E4 | RVT - Cost of Equipment | 0 | 0 | 0 | 0 | 0 | 0 | 0 | 0 | 0 | 0 | 0 | 0 | 0 | 0 | 0 | 0 | 0 | 0 | 0 | 0 | 0 | 0 | 0 | 0 | 0 | 0 | 0 | 0 | 0 | 0 | 0 | 0 | 0
F1_Commercial_Grocery_New_Food Preparation_Natural Gas_Double Rack Oven_E5 | F1 | Commercial | Grocery | New | Food Preparation | Natural Gas | Double Rack Oven | E5 | RVT - Cost of Equipment | 0 | 0 | 0 | 0 | 0 | 0 | 0 | 0 | 0 | 0 | 0 | 0 | 0 | 0 | 0 | 0 | 0 | 0 | 0 | 0 | 0 | 0 | 0 | 0 | 0 | 0 | 0 | 0 | 0 | 0 | 0 | 0 | 0
F1_Commercial_Grocery_New_Food Preparation_Natural Gas_Double Rack Oven_E6 | F1 | Commercial | Grocery | New | Food Preparation | Natural Gas | Double Rack Oven | E6 | RVT - Cost of Equipment | 0 | 0 | 0 | 0 | 0 | 0 | 0 | 0 | 0 | 0 | 0 | 0 | 0 | 0 | 0 | 0 | 0 | 0 | 0 | 0 | 0 | 0 | 0 | 0 | 0 | 0 | 0 | 0 | 0 | 0 | 0 | 0 | 0
F1_Commercial_Grocery_New_Food Preparation_Natural Gas_Double Rack Oven_E7 | F1 | Commercial | Grocery | New | Food Preparation | Natural Gas | Double Rack Oven | E7 | RVT - Cost of Equipment | 0 | 0 | 0 | 0 | 0 | 0 | 0 | 0 | 0 | 0 | 0 | 0 | 0 | 0 | 0 | 0 | 0 | 0 | 0 | 0 | 0 | 0 | 0 | 0 | 0 | 0 | 0 | 0 | 0 | 0 | 0 | 0 | 0
F1_Commercial_Grocery_New_Food Preparation_Natural Gas_Double Rack Oven_E8 | F1 | Commercial | Grocery | New | Food Preparation | Natural Gas | Double Rack Oven | E8 | RVT - Cost of Equipment | 0 | 0 | 0 | 0 | 0 | 0 | 0 | 0 | 0 | 0 | 0 | 0 | 0 | 0 | 0 | 0 | 0 | 0 | 0 | 0 | 0 | 0 | 0 | 0 | 0 | 0 | 0 | 0 | 0 | 0 | 0 | 0 | 0
F1_Commercial_Grocery_New_Food Preparation_Natural Gas_Double Rack Oven_E9 | F1 | Commercial | Grocery | New | Food Preparation | Natural Gas | Double Rack Oven | E9 | RVT - Cost of Equipment | 0 | 0 | 0 | 0 | 0 | 0 | 0 | 0 | 0 | 0 | 0 | 0 | 0 | 0 | 0 | 0 | 0 | 0 | 0 | 0 | 0 | 0 | 0 | 0 | 0 | 0 | 0 | 0 | 0 | 0 | 0 | 0 | 0
F1_Commercial_Grocery_New_Food Preparation_Natural Gas_Double Rack Oven_E10 | F1 | Commercial | Grocery | New | Food Preparation | Natural Gas | Double Rack Oven | E10 | RVT - Cost of Equipment | 0 | 0 | 0 | 0 | 0 | 0 | 0 | 0 | 0 | 0 | 0 | 0 | 0 | 0 | 0 | 0 | 0 | 0 | 0 | 0 | 0 | 0 | 0 | 0 | 0 | 0 | 0 | 0 | 0 | 0 | 0 | 0 | 0
F2_Commercial_Grocery_New_Food Preparation_Natural Gas_Double Rack Oven_E1 | F2 | Commercial | Grocery | New | Food Preparation | Natural Gas | Double Rack Oven | E1 | RVT - Cost of Operation | 0.31946 | 0.31987 | 0.32162 | 0.31999 | 0.31916 | 0.32043 | 0.32348 | 0.32596 | 0.329 | 0.33191 | 0.33487 | 0.33765 | 0.34062 | 0.34369 | 0.34667 | 0.34972 | 0.35279 | 0.35609 | 0.35951 | 0.36305 | 0.36644 | 0.36985 | 0.3729 | 0.37596 | 0.37861 | 0.3809 | 0.38299 | 0.38478 | 0.38619 | 0.38735 | 0.38798 | 0.3884 | 0.3884
F2_Commercial_Grocery_New_Food Preparation_Natural Gas_Double Rack Oven_E2 | F2 | Commercial | Grocery | New | Food Preparation | Natural Gas | Double Rack Oven | E2 | RVT - Cost of Operation | 0.17425 | 0.17447 | 0.17543 | 0.17454 | 0.17409 | 0.17478 | 0.17644 | 0.1778 | 0.17945 | 0.18104 | 0.18265 | 0.18417 | 0.18579 | 0.18747 | 0.18909 | 0.19076 | 0.19243 | 0.19423 | 0.1961 | 0.19803 | 0.19987 | 0.20173 | 0.2034 | 0.20507 | 0.20651 | 0.20776 | 0.2089 | 0.20988 | 0.21065 | 0.21128 | 0.21162 | 0.21185 | 0.21185
F2_Commercial_Grocery_New_Food Preparation_Natural Gas_Double Rack Oven_E3 | F2 | Commercial | Grocery | New | Food Preparation | Natural Gas | Double Rack Oven | E3 | RVT - Cost of Operation | 0 | 0 | 0 | 0 | 0 | 0 | 0 | 0 | 0 | 0 | 0 | 0 | 0 | 0 | 0 | 0 | 0 | 0 | 0 | 0 | 0 | 0 | 0 | 0 | 0 | 0 | 0 | 0 | 0 | 0 | 0 | 0 | 0
F2_Commercial_Grocery_New_Food Preparation_Natural Gas_Double Rack Oven_E4 | F2 | Commercial | Grocery | New | Food Preparation | Natural Gas | Double Rack Oven | E4 | RVT - Cost of Operation | 0 | 0 | 0 | 0 | 0 | 0 | 0 | 0 | 0 | 0 | 0 | 0 | 0 | 0 | 0 | 0 | 0 | 0 | 0 | 0 | 0 | 0 | 0 | 0 | 0 | 0 | 0 | 0 | 0 | 0 | 0 | 0 | 0
F2_Commercial_Grocery_New_Food Preparation_Natural Gas_Double Rack Oven_E5 | F2 | Commercial | Grocery | New | Food Preparation | Natural Gas | Double Rack Oven | E5 | RVT - Cost of Operation | 0 | 0 | 0 | 0 | 0 | 0 | 0 | 0 | 0 | 0 | 0 | 0 | 0 | 0 | 0 | 0 | 0 | 0 | 0 | 0 | 0 | 0 | 0 | 0 | 0 | 0 | 0 | 0 | 0 | 0 | 0 | 0 | 0
F2_Commercial_Grocery_New_Food Preparation_Natural Gas_Double Rack Oven_E6 | F2 | Commercial | Grocery | New | Food Preparation | Natural Gas | Double Rack Oven | E6 | RVT - Cost of Operation | 0 | 0 | 0 | 0 | 0 | 0 | 0 | 0 | 0 | 0 | 0 | 0 | 0 | 0 | 0 | 0 | 0 | 0 | 0 | 0 | 0 | 0 | 0 | 0 | 0 | 0 | 0 | 0 | 0 | 0 | 0 | 0 | 0
F2_Commercial_Grocery_New_Food Preparation_Natural Gas_Double Rack Oven_E7 | F2 | Commercial | Grocery | New | Food Preparation | Natural Gas | Double Rack Oven | E7 | RVT - Cost of Operation | 0 | 0 | 0 | 0 | 0 | 0 | 0 | 0 | 0 | 0 | 0 | 0 | 0 | 0 | 0 | 0 | 0 | 0 | 0 | 0 | 0 | 0 | 0 | 0 | 0 | 0 | 0 | 0 | 0 | 0 | 0 | 0 | 0
F2_Commercial_Grocery_New_Food Preparation_Natural Gas_Double Rack Oven_E8 | F2 | Commercial | Grocery | New | Food Preparation | Natural Gas | Double Rack Oven | E8 | RVT - Cost of Operation | 0 | 0 | 0 | 0 | 0 | 0 | 0 | 0 | 0 | 0 | 0 | 0 | 0 | 0 | 0 | 0 | 0 | 0 | 0 | 0 | 0 | 0 | 0 | 0 | 0 | 0 | 0 | 0 | 0 | 0 | 0 | 0 | 0
F2_Commercial_Grocery_New_Food Preparation_Natural Gas_Double Rack Oven_E9 | F2 | Commercial | Grocery | New | Food Preparation | Natural Gas | Double Rack Oven | E9 | RVT - Cost of Operation | 0 | 0 | 0 | 0 | 0 | 0 | 0 | 0 | 0 | 0 | 0 | 0 | 0 | 0 | 0 | 0 | 0 | 0 | 0 | 0 | 0 | 0 | 0 | 0 | 0 | 0 | 0 | 0 | 0 | 0 | 0 | 0 | 0
F2_Commercial_Grocery_New_Food Preparation_Natural Gas_Double Rack Oven_E10 | F2 | Commercial | Grocery | New | Food Preparation | Natural Gas | Double Rack Oven | E10 | RVT - Cost of Operation | 0 | 0 | 0 | 0 | 0 | 0 | 0 | 0 | 0 | 0 | 0 | 0 | 0 | 0 | 0 | 0 | 0 | 0 | 0 | 0 | 0 | 0 | 0 | 0 | 0 | 0 | 0 | 0 | 0 | 0 | 0 | 0 | 0
F3_Commercial_Grocery_New_Food Preparation_Natural Gas_Double Rack Oven_E1 | F3 | Commercial | Grocery | New | Food Preparation | Natural Gas | Double Rack Oven | E1 | System - kBTUs of Consumption | 0.052624 | 0.052624 | 0.052624 | 0.052624 | 0.052624 | 0.052624 | 0.052624 | 0.052624 | 0.052624 | 0.052624 | 0.052624 | 0.052624 | 0.052624 | 0.052624 | 0.052624 | 0.052624 | 0.052624 | 0.052624 | 0.052624 | 0.052624 | 0.052624 | 0.052624 | 0.052624 | 0.052624 | 0.052624 | 0.052624 | 0.052624 | 0.052624 | 0.052624 | 0.052624 | 0.052624 | 0.052624 | 0.052624
F3_Commercial_Grocery_New_Food Preparation_Natural Gas_Double Rack Oven_E2 | F3 | Commercial | Grocery | New | Food Preparation | Natural Gas | Double Rack Oven | E2 | System - kBTUs of Consumption | 0.069985 | 0.069985 | 0.069985 | 0.069985 | 0.069985 | 0.069985 | 0.069985 | 0.069985 | 0.069985 | 0.069985 | 0.069985 | 0.069985 | 0.069985 | 0.069985 | 0.069985 | 0.069985 | 0.069985 | 0.069985 | 0.069985 | 0.069985 | 0.069985 | 0.069985 | 0.069985 | 0.069985 | 0.069985 | 0.069985 | 0.069985 | 0.069985 | 0.069985 | 0.069985 | 0.069985 | 0.069985 | 0.069985
F3_Commercial_Grocery_New_Food Preparation_Natural Gas_Double Rack Oven_E3 | F3 | Commercial | Grocery | New | Food Preparation | Natural Gas | Double Rack Oven | E3 | System - kBTUs of Consumption | 0 | 0 | 0 | 0 | 0 | 0 | 0 | 0 | 0 | 0 | 0 | 0 | 0 | 0 | 0 | 0 | 0 | 0 | 0 | 0 | 0 | 0 | 0 | 0 | 0 | 0 | 0 | 0 | 0 | 0 | 0 | 0 | 0
F3_Commercial_Grocery_New_Food Preparation_Natural Gas_Double Rack Oven_E4 | F3 | Commercial | Grocery | New | Food Preparation | Natural Gas | Double Rack Oven | E4 | System - kBTUs of Consumption | 0 | 0 | 0 | 0 | 0 | 0 | 0 | 0 | 0 | 0 | 0 | 0 | 0 | 0 | 0 | 0 | 0 | 0 | 0 | 0 | 0 | 0 | 0 | 0 | 0 | 0 | 0 | 0 | 0 | 0 | 0 | 0 | 0
F3_Commercial_Grocery_New_Food Preparation_Natural Gas_Double Rack Oven_E5 | F3 | Commercial | Grocery | New | Food Preparation | Natural Gas | Double Rack Oven | E5 | System - kBTUs of Consumption | 0 | 0 | 0 | 0 | 0 | 0 | 0 | 0 | 0 | 0 | 0 | 0 | 0 | 0 | 0 | 0 | 0 | 0 | 0 | 0 | 0 | 0 | 0 | 0 | 0 | 0 | 0 | 0 | 0 | 0 | 0 | 0 | 0
F3_Commercial_Grocery_New_Food Preparation_Natural Gas_Double Rack Oven_E6 | F3 | Commercial | Grocery | New | Food Preparation | Natural Gas | Double Rack Oven | E6 | System - kBTUs of Consumption | 0 | 0 | 0 | 0 | 0 | 0 | 0 | 0 | 0 | 0 | 0 | 0 | 0 | 0 | 0 | 0 | 0 | 0 | 0 | 0 | 0 | 0 | 0 | 0 | 0 | 0 | 0 | 0 | 0 | 0 | 0 | 0 | 0
F3_Commercial_Grocery_New_Food Preparation_Natural Gas_Double Rack Oven_E7 | F3 | Commercial | Grocery | New | Food Preparation | Natural Gas | Double Rack Oven | E7 | System - kBTUs of Consumption | 0 | 0 | 0 | 0 | 0 | 0 | 0 | 0 | 0 | 0 | 0 | 0 | 0 | 0 | 0 | 0 | 0 | 0 | 0 | 0 | 0 | 0 | 0 | 0 | 0 | 0 | 0 | 0 | 0 | 0 | 0 | 0 | 0
F3_Commercial_Grocery_New_Food Preparation_Natural Gas_Double Rack Oven_E8 | F3 | Commercial | Grocery | New | Food Preparation | Natural Gas | Double Rack Oven | E8 | System - kBTUs of Consumption | 0 | 0 | 0 | 0 | 0 | 0 | 0 | 0 | 0 | 0 | 0 | 0 | 0 | 0 | 0 | 0 | 0 | 0 | 0 | 0 | 0 | 0 | 0 | 0 | 0 | 0 | 0 | 0 | 0 | 0 | 0 | 0 | 0
F3_Commercial_Grocery_New_Food Preparation_Natural Gas_Double Rack Oven_E9 | F3 | Commercial | Grocery | New | Food Preparation | Natural Gas | Double Rack Oven | E9 | System - kBTUs of Consumption | 0 | 0 | 0 | 0 | 0 | 0 | 0 | 0 | 0 | 0 | 0 | 0 | 0 | 0 | 0 | 0 | 0 | 0 | 0 | 0 | 0 | 0 | 0 | 0 | 0 | 0 | 0 | 0 | 0 | 0 | 0 | 0 | 0
F3_Commercial_Grocery_New_Food Preparation_Natural Gas_Double Rack Oven_E10 | F3 | Commercial | Grocery | New | Food Preparation | Natural Gas | Double Rack Oven | E10 | System - kBTUs of Consumption | 0 | 0 | 0 | 0 | 0 | 0 | 0 | 0 | 0 | 0 | 0 | 0 | 0 | 0 | 0 | 0 | 0 | 0 | 0 | 0 | 0 | 0 | 0 | 0 | 0 | 0 | 0 | 0 | 0 | 0 | 0 | 0 | 0
F4_Commercial_Grocery_New_Food Preparation_Natural Gas_Double Rack Oven_E1 | F4 | Commercial | Grocery | New | Food Preparation | Natural Gas | Double Rack Oven | E1 | Utility - Cost of Equipment | 0.31946 | 0.31987 | 0.32162 | 0.31999 | 0.31916 | 0.32043 | 0.32348 | 0.32596 | 0.329 | 0.33191 | 0.33487 | 0.33765 | 0.34062 | 0.34369 | 0.34667 | 0.34972 | 0.35279 | 0.35609 | 0.35951 | 0.36305 | 0.36644 | 0.36985 | 0.3729 | 0.37596 | 0.37861 | 0.3809 | 0.38299 | 0.38478 | 0.38619 | 0.38735 | 0.38798 | 0.3884 | 0.3884
F4_Commercial_Grocery_New_Food Preparation_Natural Gas_Double Rack Oven_E2 | F4 | Commercial | Grocery | New | Food Preparation | Natural Gas | Double Rack Oven | E2 | Utility - Cost of Equipment | 0.17425 | 0.17447 | 0.17543 | 0.17454 | 0.17409 | 0.17478 | 0.17644 | 0.1778 | 0.17945 | 0.18104 | 0.18265 | 0.18417 | 0.18579 | 0.18747 | 0.18909 | 0.19076 | 0.19243 | 0.19423 | 0.1961 | 0.19803 | 0.19987 | 0.20173 | 0.2034 | 0.20507 | 0.20651 | 0.20776 | 0.2089 | 0.20988 | 0.21065 | 0.21128 | 0.21162 | 0.21185 | 0.21185
F4_Commercial_Grocery_New_Food Preparation_Natural Gas_Double Rack Oven_E3 | F4 | Commercial | Grocery | New | Food Preparation | Natural Gas | Double Rack Oven | E3 | Utility - Cost of Equipment | 0 | 0 | 0 | 0 | 0 | 0 | 0 | 0 | 0 | 0 | 0 | 0 | 0 | 0 | 0 | 0 | 0 | 0 | 0 | 0 | 0 | 0 | 0 | 0 | 0 | 0 | 0 | 0 | 0 | 0 | 0 | 0 | 0
F4_Commercial_Grocery_New_Food Preparation_Natural Gas_Double Rack Oven_E4 | F4 | Commercial | Grocery | New | Food Preparation | Natural Gas | Double Rack Oven | E4 | Utility - Cost of Equipment | 0 | 0 | 0 | 0 | 0 | 0 | 0 | 0 | 0 | 0 | 0 | 0 | 0 | 0 | 0 | 0 | 0 | 0 | 0 | 0 | 0 | 0 | 0 | 0 | 0 | 0 | 0 | 0 | 0 | 0 | 0 | 0 | 0
F4_Commercial_Grocery_New_Food Preparation_Natural Gas_Double Rack Oven_E5 | F4 | Commercial | Grocery | New | Food Preparation | Natural Gas | Double Rack Oven | E5 | Utility - Cost of Equipment | 0 | 0 | 0 | 0 | 0 | 0 | 0 | 0 | 0 | 0 | 0 | 0 | 0 | 0 | 0 | 0 | 0 | 0 | 0 | 0 | 0 | 0 | 0 | 0 | 0 | 0 | 0 | 0 | 0 | 0 | 0 | 0 | 0
F4_Commercial_Grocery_New_Food Preparation_Natural Gas_Double Rack Oven_E6 | F4 | Commercial | Grocery | New | Food Preparation | Natural Gas | Double Rack Oven | E6 | Utility - Cost of Equipment | 0 | 0 | 0 | 0 | 0 | 0 | 0 | 0 | 0 | 0 | 0 | 0 | 0 | 0 | 0 | 0 | 0 | 0 | 0 | 0 | 0 | 0 | 0 | 0 | 0 | 0 | 0 | 0 | 0 | 0 | 0 | 0 | 0
F4_Commercial_Grocery_New_Food Preparation_Natural Gas_Double Rack Oven_E7 | F4 | Commercial | Grocery | New | Food Preparation | Natural Gas | Double Rack Oven | E7 | Utility - Cost of Equipment | 0 | 0 | 0 | 0 | 0 | 0 | 0 | 0 | 0 | 0 | 0 | 0 | 0 | 0 | 0 | 0 | 0 | 0 | 0 | 0 | 0 | 0 | 0 | 0 | 0 | 0 | 0 | 0 | 0 | 0 | 0 | 0 | 0
F4_Commercial_Grocery_New_Food Preparation_Natural Gas_Double Rack Oven_E8 | F4 | Commercial | Grocery | New | Food Preparation | Natural Gas | Double Rack Oven | E8 | Utility - Cost of Equipment | 0 | 0 | 0 | 0 | 0 | 0 | 0 | 0 | 0 | 0 | 0 | 0 | 0 | 0 | 0 | 0 | 0 | 0 | 0 | 0 | 0 | 0 | 0 | 0 | 0 | 0 | 0 | 0 | 0 | 0 | 0 | 0 | 0
F4_Commercial_Grocery_New_Food Preparation_Natural Gas_Double Rack Oven_E9 | F4 | Commercial | Grocery | New | Food Preparation | Natural Gas | Double Rack Oven | E9 | Utility - Cost of Equipment | 0 | 0 | 0 | 0 | 0 | 0 | 0 | 0 | 0 | 0 | 0 | 0 | 0 | 0 | 0 | 0 | 0 | 0 | 0 | 0 | 0 | 0 | 0 | 0 | 0 | 0 | 0 | 0 | 0 | 0 | 0 | 0 | 0
F4_Commercial_Grocery_New_Food Preparation_Natural Gas_Double Rack Oven_E10 | F4 | Commercial | Grocery | New | Food Preparation | Natural Gas | Double Rack Oven | E10 | Utility - Cost of Equipment | 0 | 0 | 0 | 0 | 0 | 0 | 0 | 0 | 0 | 0 | 0 | 0 | 0 | 0 | 0 | 0 | 0 | 0 | 0 | 0 | 0 | 0 | 0 | 0 | 0 | 0 | 0 | 0 | 0 | 0 | 0 | 0 | 0
F5_Commercial_Grocery_New_Food Preparation_Natural Gas_Double Rack Oven_E1 | F5 | Commercial | Grocery | New | Food Preparation | Natural Gas | Double Rack Oven | E1 | Utility - Cost of Operation | 0.052624 | 0.052624 | 0.052624 | 0.052624 | 0.052624 | 0.052624 | 0.052624 | 0.052624 | 0.052624 | 0.052624 | 0.052624 | 0.052624 | 0.052624 | 0.052624 | 0.052624 | 0.052624 | 0.052624 | 0.052624 | 0.052624 | 0.052624 | 0.052624 | 0.052624 | 0.052624 | 0.052624 | 0.052624 | 0.052624 | 0.052624 | 0.052624 | 0.052624 | 0.052624 | 0.052624 | 0.052624 | 0.052624
F5_Commercial_Grocery_New_Food Preparation_Natural Gas_Double Rack Oven_E2 | F5 | Commercial | Grocery | New | Food Preparation | Natural Gas | Double Rack Oven | E2 | Utility - Cost of Operation | 0.069985 | 0.069985 | 0.069985 | 0.069985 | 0.069985 | 0.069985 | 0.069985 | 0.069985 | 0.069985 | 0.069985 | 0.069985 | 0.069985 | 0.069985 | 0.069985 | 0.069985 | 0.069985 | 0.069985 | 0.069985 | 0.069985 | 0.069985 | 0.069985 | 0.069985 | 0.069985 | 0.069985 | 0.069985 | 0.069985 | 0.069985 | 0.069985 | 0.069985 | 0.069985 | 0.069985 | 0.069985 | 0.069985
F5_Commercial_Grocery_New_Food Preparation_Natural Gas_Double Rack Oven_E3 | F5 | Commercial | Grocery | New | Food Preparation | Natural Gas | Double Rack Oven | E3 | Utility - Cost of Operation | 0 | 0 | 0 | 0 | 0 | 0 | 0 | 0 | 0 | 0 | 0 | 0 | 0 | 0 | 0 | 0 | 0 | 0 | 0 | 0 | 0 | 0 | 0 | 0 | 0 | 0 | 0 | 0 | 0 | 0 | 0 | 0 | 0
F5_Commercial_Grocery_New_Food Preparation_Natural Gas_Double Rack Oven_E4 | F5 | Commercial | Grocery | New | Food Preparation | Natural Gas | Double Rack Oven | E4 | Utility - Cost of Operation | 0 | 0 | 0 | 0 | 0 | 0 | 0 | 0 | 0 | 0 | 0 | 0 | 0 | 0 | 0 | 0 | 0 | 0 | 0 | 0 | 0 | 0 | 0 | 0 | 0 | 0 | 0 | 0 | 0 | 0 | 0 | 0 | 0
F5_Commercial_Grocery_New_Food Preparation_Natural Gas_Double Rack Oven_E5 | F5 | Commercial | Grocery | New | Food Preparation | Natural Gas | Double Rack Oven | E5 | Utility - Cost of Operation | 0 | 0 | 0 | 0 | 0 | 0 | 0 | 0 | 0 | 0 | 0 | 0 | 0 | 0 | 0 | 0 | 0 | 0 | 0 | 0 | 0 | 0 | 0 | 0 | 0 | 0 | 0 | 0 | 0 | 0 | 0 | 0 | 0
F5_Commercial_Grocery_New_Food Preparation_Natural Gas_Double Rack Oven_E6 | F5 | Commercial | Grocery | New | Food Preparation | Natural Gas | Double Rack Oven | E6 | Utility - Cost of Operation | 0 | 0 | 0 | 0 | 0 | 0 | 0 | 0 | 0 | 0 | 0 | 0 | 0 | 0 | 0 | 0 | 0 | 0 | 0 | 0 | 0 | 0 | 0 | 0 | 0 | 0 | 0 | 0 | 0 | 0 | 0 | 0 | 0
F5_Commercial_Grocery_New_Food Preparation_Natural Gas_Double Rack Oven_E7 | F5 | Commercial | Grocery | New | Food Preparation | Natural Gas | Double Rack Oven | E7 | Utility - Cost of Operation | 0 | 0 | 0 | 0 | 0 | 0 | 0 | 0 | 0 | 0 | 0 | 0 | 0 | 0 | 0 | 0 | 0 | 0 | 0 | 0 | 0 | 0 | 0 | 0 | 0 | 0 | 0 | 0 | 0 | 0 | 0 | 0 | 0
F5_Commercial_Grocery_New_Food Preparation_Natural Gas_Double Rack Oven_E8 | F5 | Commercial | Grocery | New | Food Preparation | Natural Gas | Double Rack Oven | E8 | Utility - Cost of Operation | 0 | 0 | 0 | 0 | 0 | 0 | 0 | 0 | 0 | 0 | 0 | 0 | 0 | 0 | 0 | 0 | 0 | 0 | 0 | 0 | 0 | 0 | 0 | 0 | 0 | 0 | 0 | 0 | 0 | 0 | 0 | 0 | 0
F5_Commercial_Grocery_New_Food Preparation_Natural Gas_Double Rack Oven_E9 | F5 | Commercial | Grocery | New | Food Preparation | Natural Gas | Double Rack Oven | E9 | Utility - Cost of Operation | 0 | 0 | 0 | 0 | 0 | 0 | 0 | 0 | 0 | 0 | 0 | 0 | 0 | 0 | 0 | 0 | 0 | 0 | 0 | 0 | 0 | 0 | 0 | 0 | 0 | 0 | 0 | 0 | 0 | 0 | 0 | 0 | 0
F5_Commercial_Grocery_New_Food Preparation_Natural Gas_Double Rack Oven_E10 | F5 | Commercial | Grocery | New | Food Preparation | Natural Gas | Double Rack Oven | E10 | Utility - Cost of Operation | 0 | 0 | 0 | 0 | 0 | 0 | 0 | 0 | 0 | 0 | 0 | 0 | 0 | 0 | 0 | 0 | 0 | 0 | 0 | 0 | 0 | 0 | 0 | 0 | 0 | 0 | 0 | 0 | 0 | 0 | 0 | 0 | 0
F6_Commercial_Grocery_New_Food Preparation_Natural Gas_Double Rack Oven_E1 | F6 | Commercial | Grocery | New | Food Preparation | Natural Gas | Double Rack Oven | E1 | Utility - Value of Sales | 0.1691 | 0.16986 | 0.17107 | 0.17081 | 0.17081 | 0.17081 | 0.17081 | 0.17081 | 0.17081 | 0.17081 | 0.17081 | 0.17081 | 0.17081 | 0.17081 | 0.17081 | 0.17081 | 0.17081 | 0.17081 | 0.17081 | 0.17081 | 0.17081 | 0.17081 | 0.17081 | 0.17081 | 0.17081 | 0.17081 | 0.17081 | 0.17081 | 0.17081 | 0.17081 | 0.17081 | 0.17081 | 0.17081
F6_Commercial_Grocery_New_Food Preparation_Natural Gas_Double Rack Oven_E2 | F6 | Commercial | Grocery | New | Food Preparation | Natural Gas | Double Rack Oven | E2 | Utility - Value of Sales | 0.092236 | 0.092649 | 0.093313 | 0.093167 | 0.093167 | 0.093167 | 0.093167 | 0.093167 | 0.093167 | 0.093167 | 0.093167 | 0.093167 | 0.093167 | 0.093167 | 0.093167 | 0.093167 | 0.093167 | 0.093167 | 0.093167 | 0.093167 | 0.093167 | 0.093167 | 0.093167 | 0.093167 | 0.093167 | 0.093167 | 0.093167 | 0.093167 | 0.093167 | 0.093167 | 0.093167 | 0.093167 | 0.093167
F6_Commercial_Grocery_New_Food Preparation_Natural Gas_Double Rack Oven_E3 | F6 | Commercial | Grocery | New | Food Preparation | Natural Gas | Double Rack Oven | E3 | Utility - Value of Sales | 0 | 0 | 0 | 0 | 0 | 0 | 0 | 0 | 0 | 0 | 0 | 0 | 0 | 0 | 0 | 0 | 0 | 0 | 0 | 0 | 0 | 0 | 0 | 0 | 0 | 0 | 0 | 0 | 0 | 0 | 0 | 0 | 0
F6_Commercial_Grocery_New_Food Preparation_Natural Gas_Double Rack Oven_E4 | F6 | Commercial | Grocery | New | Food Preparation | Natural Gas | Double Rack Oven | E4 | Utility - Value of Sales | 0 | 0 | 0 | 0 | 0 | 0 | 0 | 0 | 0 | 0 | 0 | 0 | 0 | 0 | 0 | 0 | 0 | 0 | 0 | 0 | 0 | 0 | 0 | 0 | 0 | 0 | 0 | 0 | 0 | 0 | 0 | 0 | 0
F6_Commercial_Grocery_New_Food Preparation_Natural Gas_Double Rack Oven_E5 | F6 | Commercial | Grocery | New | Food Preparation | Natural Gas | Double Rack Oven | E5 | Utility - Value of Sales | 0 | 0 | 0 | 0 | 0 | 0 | 0 | 0 | 0 | 0 | 0 | 0 | 0 | 0 | 0 | 0 | 0 | 0 | 0 | 0 | 0 | 0 | 0 | 0 | 0 | 0 | 0 | 0 | 0 | 0 | 0 | 0 | 0
F6_Commercial_Grocery_New_Food Preparation_Natural Gas_Double Rack Oven_E6 | F6 | Commercial | Grocery | New | Food Preparation | Natural Gas | Double Rack Oven | E6 | Utility - Value of Sales | 0 | 0 | 0 | 0 | 0 | 0 | 0 | 0 | 0 | 0 | 0 | 0 | 0 | 0 | 0 | 0 | 0 | 0 | 0 | 0 | 0 | 0 | 0 | 0 | 0 | 0 | 0 | 0 | 0 | 0 | 0 | 0 | 0
F6_Commercial_Grocery_New_Food Preparation_Natural Gas_Double Rack Oven_E7 | F6 | Commercial | Grocery | New | Food Preparation | Natural Gas | Double Rack Oven | E7 | Utility - Value of Sales | 0 | 0 | 0 | 0 | 0 | 0 | 0 | 0 | 0 | 0 | 0 | 0 | 0 | 0 | 0 | 0 | 0 | 0 | 0 | 0 | 0 | 0 | 0 | 0 | 0 | 0 | 0 | 0 | 0 | 0 | 0 | 0 | 0
F6_Commercial_Grocery_New_Food Preparation_Natural Gas_Double Rack Oven_E8 | F6 | Commercial | Grocery | New | Food Preparation | Natural Gas | Double Rack Oven | E8 | Utility - Value of Sales | 0 | 0 | 0 | 0 | 0 | 0 | 0 | 0 | 0 | 0 | 0 | 0 | 0 | 0 | 0 | 0 | 0 | 0 | 0 | 0 | 0 | 0 | 0 | 0 | 0 | 0 | 0 | 0 | 0 | 0 | 0 | 0 | 0
F6_Commercial_Grocery_New_Food Preparation_Natural Gas_Double Rack Oven_E9 | F6 | Commercial | Grocery | New | Food Preparation | Natural Gas | Double Rack Oven | E9 | Utility - Value of Sales | 0 | 0 | 0 | 0 | 0 | 0 | 0 | 0 | 0 | 0 | 0 | 0 | 0 | 0 | 0 | 0 | 0 | 0 | 0 | 0 | 0 | 0 | 0 | 0 | 0 | 0 | 0 | 0 | 0 | 0 | 0 | 0 | 0
F6_Commercial_Grocery_New_Food Preparation_Natural Gas_Double Rack Oven_E10 | F6 | Commercial | Grocery | New | Food Preparation | Natural Gas | Double Rack Oven | E10 | Utility - Value of Sales | 0 | 0 | 0 | 0 | 0 | 0 | 0 | 0 | 0 | 0 | 0 | 0 | 0 | 0 | 0 | 0 | 0 | 0 | 0 | 0 | 0 | 0 | 0 | 0 | 0 | 0 | 0 | 0 | 0 | 0 | 0 | 0 | 0
F1_Commercial_Grocery_New_Food Preparation_Natural Gas_Fryer_E1 | F1 | Commercial | Grocery | New | Food Preparation | Natural Gas | Fryer | E1 | RVT - Cost of Equipment | 0.13263 | 0.13248 | 0.13305 | 0 | 0 | 0 | 0 | 0 | 0 | 0 | 0 | 0 | 0 | 0 | 0 | 0 | 0 | 0 | 0 | 0 | 0 | 0 | 0 | 0 | 0 | 0 | 0 | 0 | 0 | 0 | 0 | 0 | 0
F1_Commercial_Grocery_New_Food Preparation_Natural Gas_Fryer_E2 | F1 | Commercial | Grocery | New | Food Preparation | Natural Gas | Fryer | E2 | RVT - Cost of Equipment | 0.089123 | 0.089025 | 0.089409 | 0.088604 | 0.088091 | 0.088336 | 0.089218 | 0.089912 | 0.090783 | 0.091608 | 0.092417 | 0.093161 | 0.093949 | 0.094777 | 0.095557 | 0.096364 | 0.097165 | 0.098057 | 0.098986 | 0.099972 | 0.10094 | 0.10197 | 0.10294 | 0.10396 | 0.10488 | 0.1057 | 0.10644 | 0.10708 | 0.10758 | 0.10799 | 0.10821 | 0.10836 | 0.10836
F1_Commercial_Grocery_New_Food Preparation_Natural Gas_Fryer_E3 | F1 | Commercial | Grocery | New | Food Preparation | Natural Gas | Fryer | E3 | RVT - Cost of Equipment | 0 | 0 | 0 | 0 | 0 | 0 | 0 | 0 | 0 | 0 | 0 | 0 | 0 | 0 | 0 | 0 | 0 | 0 | 0 | 0 | 0 | 0 | 0 | 0 | 0 | 0 | 0 | 0 | 0 | 0 | 0 | 0 | 0
F1_Commercial_Grocery_New_Food Preparation_Natural Gas_Fryer_E4 | F1 | Commercial | Grocery | New | Food Preparation | Natural Gas | Fryer | E4 | RVT - Cost of Equipment | 0 | 0 | 0 | 0 | 0 | 0 | 0 | 0 | 0 | 0 | 0 | 0 | 0 | 0 | 0 | 0 | 0 | 0 | 0 | 0 | 0 | 0 | 0 | 0 | 0 | 0 | 0 | 0 | 0 | 0 | 0 | 0 | 0
F1_Commercial_Grocery_New_Food Preparation_Natural Gas_Fryer_E5 | F1 | Commercial | Grocery | New | Food Preparation | Natural Gas | Fryer | E5 | RVT - Cost of Equipment | 0 | 0 | 0 | 0 | 0 | 0 | 0 | 0 | 0 | 0 | 0 | 0 | 0 | 0 | 0 | 0 | 0 | 0 | 0 | 0 | 0 | 0 | 0 | 0 | 0 | 0 | 0 | 0 | 0 | 0 | 0 | 0 | 0
F1_Commercial_Grocery_New_Food Preparation_Natural Gas_Fryer_E6 | F1 | Commercial | Grocery | New | Food Preparation | Natural Gas | Fryer | E6 | RVT - Cost of Equipment | 0 | 0 | 0 | 0 | 0 | 0 | 0 | 0 | 0 | 0 | 0 | 0 | 0 | 0 | 0 | 0 | 0 | 0 | 0 | 0 | 0 | 0 | 0 | 0 | 0 | 0 | 0 | 0 | 0 | 0 | 0 | 0 | 0
F1_Commercial_Grocery_New_Food Preparation_Natural Gas_Fryer_E7 | F1 | Commercial | Grocery | New | Food Preparation | Natural Gas | Fryer | E7 | RVT - Cost of Equipment | 0 | 0 | 0 | 0 | 0 | 0 | 0 | 0 | 0 | 0 | 0 | 0 | 0 | 0 | 0 | 0 | 0 | 0 | 0 | 0 | 0 | 0 | 0 | 0 | 0 | 0 | 0 | 0 | 0 | 0 | 0 | 0 | 0
F1_Commercial_Grocery_New_Food Preparation_Natural Gas_Fryer_E8 | F1 | Commercial | Grocery | New | Food Preparation | Natural Gas | Fryer | E8 | RVT - Cost of Equipment | 0 | 0 | 0 | 0 | 0 | 0 | 0 | 0 | 0 | 0 | 0 | 0 | 0 | 0 | 0 | 0 | 0 | 0 | 0 | 0 | 0 | 0 | 0 | 0 | 0 | 0 | 0 | 0 | 0 | 0 | 0 | 0 | 0
F1_Commercial_Grocery_New_Food Preparation_Natural Gas_Fryer_E9 | F1 | Commercial | Grocery | New | Food Preparation | Natural Gas | Fryer | E9 | RVT - Cost of Equipment | 0 | 0 | 0 | 0 | 0 | 0 | 0 | 0 | 0 | 0 | 0 | 0 | 0 | 0 | 0 | 0 | 0 | 0 | 0 | 0 | 0 | 0 | 0 | 0 | 0 | 0 | 0 | 0 | 0 | 0 | 0 | 0 | 0
F1_Commercial_Grocery_New_Food Preparation_Natural Gas_Fryer_E10 | F1 | Commercial | Grocery | New | Food Preparation | Natural Gas | Fryer | E10 | RVT - Cost of Equipment | 0 | 0 | 0 | 0 | 0 | 0 | 0 | 0 | 0 | 0 | 0 | 0 | 0 | 0 | 0 | 0 | 0 | 0 | 0 | 0 | 0 | 0 | 0 | 0 | 0 | 0 | 0 | 0 | 0 | 0 | 0 | 0 | 0
F2_Commercial_Grocery_New_Food Preparation_Natural Gas_Fryer_E1 | F2 | Commercial | Grocery | New | Food Preparation | Natural Gas | Fryer | E1 | RVT - Cost of Operation | 0.15889 | 0.15872 | 0.1594 | 0 | 0 | 0 | 0 | 0 | 0 | 0 | 0 | 0 | 0 | 0 | 0 | 0 | 0 | 0 | 0 | 0 | 0 | 0 | 0 | 0 | 0 | 0 | 0 | 0 | 0 | 0 | 0 | 0 | 0
F2_Commercial_Grocery_New_Food Preparation_Natural Gas_Fryer_E2 | F2 | Commercial | Grocery | New | Food Preparation | Natural Gas | Fryer | E2 | RVT - Cost of Operation | 0.10678 | 0.10666 | 0.10712 | 0.10615 | 0.10554 | 0.10583 | 0.10689 | 0.10772 | 0.10876 | 0.10975 | 0.11072 | 0.11161 | 0.11256 | 0.11355 | 0.11448 | 0.11545 | 0.11641 | 0.11748 | 0.11859 | 0.11977 | 0.12093 | 0.12217 | 0.12332 | 0.12456 | 0.12566 | 0.12663 | 0.12752 | 0.12828 | 0.12888 | 0.12937 | 0.12964 | 0.12982 | 0.12982
F2_Commercial_Grocery_New_Food Preparation_Natural Gas_Fryer_E3 | F2 | Commercial | Grocery | New | Food Preparation | Natural Gas | Fryer | E3 | RVT - Cost of Operation | 0 | 0 | 0 | 0 | 0 | 0 | 0 | 0 | 0 | 0 | 0 | 0 | 0 | 0 | 0 | 0 | 0 | 0 | 0 | 0 | 0 | 0 | 0 | 0 | 0 | 0 | 0 | 0 | 0 | 0 | 0 | 0 | 0
F2_Commercial_Grocery_New_Food Preparation_Natural Gas_Fryer_E4 | F2 | Commercial | Grocery | New | Food Preparation | Natural Gas | Fryer | E4 | RVT - Cost of Operation | 0 | 0 | 0 | 0 | 0 | 0 | 0 | 0 | 0 | 0 | 0 | 0 | 0 | 0 | 0 | 0 | 0 | 0 | 0 | 0 | 0 | 0 | 0 | 0 | 0 | 0 | 0 | 0 | 0 | 0 | 0 | 0 | 0
F2_Commercial_Grocery_New_Food Preparation_Natural Gas_Fryer_E5 | F2 | Commercial | Grocery | New | Food Preparation | Natural Gas | Fryer | E5 | RVT - Cost of Operation | 0 | 0 | 0 | 0 | 0 | 0 | 0 | 0 | 0 | 0 | 0 | 0 | 0 | 0 | 0 | 0 | 0 | 0 | 0 | 0 | 0 | 0 | 0 | 0 | 0 | 0 | 0 | 0 | 0 | 0 | 0 | 0 | 0
F2_Commercial_Grocery_New_Food Preparation_Natural Gas_Fryer_E6 | F2 | Commercial | Grocery | New | Food Preparation | Natural Gas | Fryer | E6 | RVT - Cost of Operation | 0 | 0 | 0 | 0 | 0 | 0 | 0 | 0 | 0 | 0 | 0 | 0 | 0 | 0 | 0 | 0 | 0 | 0 | 0 | 0 | 0 | 0 | 0 | 0 | 0 | 0 | 0 | 0 | 0 | 0 | 0 | 0 | 0
F2_Commercial_Grocery_New_Food Preparation_Natural Gas_Fryer_E7 | F2 | Commercial | Grocery | New | Food Preparation | Natural Gas | Fryer | E7 | RVT - Cost of Operation | 0 | 0 | 0 | 0 | 0 | 0 | 0 | 0 | 0 | 0 | 0 | 0 | 0 | 0 | 0 | 0 | 0 | 0 | 0 | 0 | 0 | 0 | 0 | 0 | 0 | 0 | 0 | 0 | 0 | 0 | 0 | 0 | 0
F2_Commercial_Grocery_New_Food Preparation_Natural Gas_Fryer_E8 | F2 | Commercial | Grocery | New | Food Preparation | Natural Gas | Fryer | E8 | RVT - Cost of Operation | 0 | 0 | 0 | 0 | 0 | 0 | 0 | 0 | 0 | 0 | 0 | 0 | 0 | 0 | 0 | 0 | 0 | 0 | 0 | 0 | 0 | 0 | 0 | 0 | 0 | 0 | 0 | 0 | 0 | 0 | 0 | 0 | 0
F2_Commercial_Grocery_New_Food Preparation_Natural Gas_Fryer_E9 | F2 | Commercial | Grocery | New | Food Preparation | Natural Gas | Fryer | E9 | RVT - Cost of Operation | 0 | 0 | 0 | 0 | 0 | 0 | 0 | 0 | 0 | 0 | 0 | 0 | 0 | 0 | 0 | 0 | 0 | 0 | 0 | 0 | 0 | 0 | 0 | 0 | 0 | 0 | 0 | 0 | 0 | 0 | 0 | 0 | 0
F2_Commercial_Grocery_New_Food Preparation_Natural Gas_Fryer_E10 | F2 | Commercial | Grocery | New | Food Preparation | Natural Gas | Fryer | E10 | RVT - Cost of Operation | 0 | 0 | 0 | 0 | 0 | 0 | 0 | 0 | 0 | 0 | 0 | 0 | 0 | 0 | 0 | 0 | 0 | 0 | 0 | 0 | 0 | 0 | 0 | 0 | 0 | 0 | 0 | 0 | 0 | 0 | 0 | 0 | 0
F3_Commercial_Grocery_New_Food Preparation_Natural Gas_Fryer_E1 | F3 | Commercial | Grocery | New | Food Preparation | Natural Gas | Fryer | E1 | System - kBTUs of Consumption | 0.042325 | 0.042325 | 0.042325 | 0 | 0 | 0 | 0 | 0 | 0 | 0 | 0 | 0 | 0 | 0 | 0 | 0 | 0 | 0 | 0 | 0 | 0 | 0 | 0 | 0 | 0 | 0 | 0 | 0 | 0 | 0 | 0 | 0 | 0
F3_Commercial_Grocery_New_Food Preparation_Natural Gas_Fryer_E2 | F3 | Commercial | Grocery | New | Food Preparation | Natural Gas | Fryer | E2 | System - kBTUs of Consumption | 0.050478 | 0.050478 | 0.050478 | 0.050478 | 0.050478 | 0.050478 | 0.050478 | 0.050478 | 0.050478 | 0.050478 | 0.050478 | 0.050478 | 0.050478 | 0.050478 | 0.050478 | 0.050478 | 0.050478 | 0.050478 | 0.050478 | 0.050478 | 0.050478 | 0.050478 | 0.050478 | 0.050478 | 0.050478 | 0.050478 | 0.050478 | 0.050478 | 0.050478 | 0.050478 | 0.050478 | 0.050478 | 0.050478
F3_Commercial_Grocery_New_Food Preparation_Natural Gas_Fryer_E3 | F3 | Commercial | Grocery | New | Food Preparation | Natural Gas | Fryer | E3 | System - kBTUs of Consumption | 0 | 0 | 0 | 0 | 0 | 0 | 0 | 0 | 0 | 0 | 0 | 0 | 0 | 0 | 0 | 0 | 0 | 0 | 0 | 0 | 0 | 0 | 0 | 0 | 0 | 0 | 0 | 0 | 0 | 0 | 0 | 0 | 0
F3_Commercial_Grocery_New_Food Preparation_Natural Gas_Fryer_E4 | F3 | Commercial | Grocery | New | Food Preparation | Natural Gas | Fryer | E4 | System - kBTUs of Consumption | 0 | 0 | 0 | 0 | 0 | 0 | 0 | 0 | 0 | 0 | 0 | 0 | 0 | 0 | 0 | 0 | 0 | 0 | 0 | 0 | 0 | 0 | 0 | 0 | 0 | 0 | 0 | 0 | 0 | 0 | 0 | 0 | 0
F3_Commercial_Grocery_New_Food Preparation_Natural Gas_Fryer_E5 | F3 | Commercial | Grocery | New | Food Preparation | Natural Gas | Fryer | E5 | System - kBTUs of Consumption | 0 | 0 | 0 | 0 | 0 | 0 | 0 | 0 | 0 | 0 | 0 | 0 | 0 | 0 | 0 | 0 | 0 | 0 | 0 | 0 | 0 | 0 | 0 | 0 | 0 | 0 | 0 | 0 | 0 | 0 | 0 | 0 | 0
F3_Commercial_Grocery_New_Food Preparation_Natural Gas_Fryer_E6 | F3 | Commercial | Grocery | New | Food Preparation | Natural Gas | Fryer | E6 | System - kBTUs of Consumption | 0 | 0 | 0 | 0 | 0 | 0 | 0 | 0 | 0 | 0 | 0 | 0 | 0 | 0 | 0 | 0 | 0 | 0 | 0 | 0 | 0 | 0 | 0 | 0 | 0 | 0 | 0 | 0 | 0 | 0 | 0 | 0 | 0
F3_Commercial_Grocery_New_Food Preparation_Natural Gas_Fryer_E7 | F3 | Commercial | Grocery | New | Food Preparation | Natural Gas | Fryer | E7 | System - kBTUs of Consumption | 0 | 0 | 0 | 0 | 0 | 0 | 0 | 0 | 0 | 0 | 0 | 0 | 0 | 0 | 0 | 0 | 0 | 0 | 0 | 0 | 0 | 0 | 0 | 0 | 0 | 0 | 0 | 0 | 0 | 0 | 0 | 0 | 0
F3_Commercial_Grocery_New_Food Preparation_Natural Gas_Fryer_E8 | F3 | Commercial | Grocery | New | Food Preparation | Natural Gas | Fryer | E8 | System - kBTUs of Consumption | 0 | 0 | 0 | 0 | 0 | 0 | 0 | 0 | 0 | 0 | 0 | 0 | 0 | 0 | 0 | 0 | 0 | 0 | 0 | 0 | 0 | 0 | 0 | 0 | 0 | 0 | 0 | 0 | 0 | 0 | 0 | 0 | 0
F3_Commercial_Grocery_New_Food Preparation_Natural Gas_Fryer_E9 | F3 | Commercial | Grocery | New | Food Preparation | Natural Gas | Fryer | E9 | System - kBTUs of Consumption | 0 | 0 | 0 | 0 | 0 | 0 | 0 | 0 | 0 | 0 | 0 | 0 | 0 | 0 | 0 | 0 | 0 | 0 | 0 | 0 | 0 | 0 | 0 | 0 | 0 | 0 | 0 | 0 | 0 | 0 | 0 | 0 | 0
F3_Commercial_Grocery_New_Food Preparation_Natural Gas_Fryer_E10 | F3 | Commercial | Grocery | New | Food Preparation | Natural Gas | Fryer | E10 | System - kBTUs of Consumption | 0 | 0 | 0 | 0 | 0 | 0 | 0 | 0 | 0 | 0 | 0 | 0 | 0 | 0 | 0 | 0 | 0 | 0 | 0 | 0 | 0 | 0 | 0 | 0 | 0 | 0 | 0 | 0 | 0 | 0 | 0 | 0 | 0
F4_Commercial_Grocery_New_Food Preparation_Natural Gas_Fryer_E1 | F4 | Commercial | Grocery | New | Food Preparation | Natural Gas | Fryer | E1 | Utility - Cost of Equipment | 0.15889 | 0.15872 | 0.1594 | 0 | 0 | 0 | 0 | 0 | 0 | 0 | 0 | 0 | 0 | 0 | 0 | 0 | 0 | 0 | 0 | 0 | 0 | 0 | 0 | 0 | 0 | 0 | 0 | 0 | 0 | 0 | 0 | 0 | 0
F4_Commercial_Grocery_New_Food Preparation_Natural Gas_Fryer_E2 | F4 | Commercial | Grocery | New | Food Preparation | Natural Gas | Fryer | E2 | Utility - Cost of Equipment | 0.10678 | 0.10666 | 0.10712 | 0.10615 | 0.10554 | 0.10583 | 0.10689 | 0.10772 | 0.10876 | 0.10975 | 0.11072 | 0.11161 | 0.11256 | 0.11355 | 0.11448 | 0.11545 | 0.11641 | 0.11748 | 0.11859 | 0.11977 | 0.12093 | 0.12217 | 0.12332 | 0.12456 | 0.12566 | 0.12663 | 0.12752 | 0.12828 | 0.12888 | 0.12937 | 0.12964 | 0.12982 | 0.12982
F4_Commercial_Grocery_New_Food Preparation_Natural Gas_Fryer_E3 | F4 | Commercial | Grocery | New | Food Preparation | Natural Gas | Fryer | E3 | Utility - Cost of Equipment | 0 | 0 | 0 | 0 | 0 | 0 | 0 | 0 | 0 | 0 | 0 | 0 | 0 | 0 | 0 | 0 | 0 | 0 | 0 | 0 | 0 | 0 | 0 | 0 | 0 | 0 | 0 | 0 | 0 | 0 | 0 | 0 | 0
F4_Commercial_Grocery_New_Food Preparation_Natural Gas_Fryer_E4 | F4 | Commercial | Grocery | New | Food Preparation | Natural Gas | Fryer | E4 | Utility - Cost of Equipment | 0 | 0 | 0 | 0 | 0 | 0 | 0 | 0 | 0 | 0 | 0 | 0 | 0 | 0 | 0 | 0 | 0 | 0 | 0 | 0 | 0 | 0 | 0 | 0 | 0 | 0 | 0 | 0 | 0 | 0 | 0 | 0 | 0
F4_Commercial_Grocery_New_Food Preparation_Natural Gas_Fryer_E5 | F4 | Commercial | Grocery | New | Food Preparation | Natural Gas | Fryer | E5 | Utility - Cost of Equipment | 0 | 0 | 0 | 0 | 0 | 0 | 0 | 0 | 0 | 0 | 0 | 0 | 0 | 0 | 0 | 0 | 0 | 0 | 0 | 0 | 0 | 0 | 0 | 0 | 0 | 0 | 0 | 0 | 0 | 0 | 0 | 0 | 0
F4_Commercial_Grocery_New_Food Preparation_Natural Gas_Fryer_E6 | F4 | Commercial | Grocery | New | Food Preparation | Natural Gas | Fryer | E6 | Utility - Cost of Equipment | 0 | 0 | 0 | 0 | 0 | 0 | 0 | 0 | 0 | 0 | 0 | 0 | 0 | 0 | 0 | 0 | 0 | 0 | 0 | 0 | 0 | 0 | 0 | 0 | 0 | 0 | 0 | 0 | 0 | 0 | 0 | 0 | 0
F4_Commercial_Grocery_New_Food Preparation_Natural Gas_Fryer_E7 | F4 | Commercial | Grocery | New | Food Preparation | Natural Gas | Fryer | E7 | Utility - Cost of Equipment | 0 | 0 | 0 | 0 | 0 | 0 | 0 | 0 | 0 | 0 | 0 | 0 | 0 | 0 | 0 | 0 | 0 | 0 | 0 | 0 | 0 | 0 | 0 | 0 | 0 | 0 | 0 | 0 | 0 | 0 | 0 | 0 | 0
F4_Commercial_Grocery_New_Food Preparation_Natural Gas_Fryer_E8 | F4 | Commercial | Grocery | New | Food Preparation | Natural Gas | Fryer | E8 | Utility - Cost of Equipment | 0 | 0 | 0 | 0 | 0 | 0 | 0 | 0 | 0 | 0 | 0 | 0 | 0 | 0 | 0 | 0 | 0 | 0 | 0 | 0 | 0 | 0 | 0 | 0 | 0 | 0 | 0 | 0 | 0 | 0 | 0 | 0 | 0
F4_Commercial_Grocery_New_Food Preparation_Natural Gas_Fryer_E9 | F4 | Commercial | Grocery | New | Food Preparation | Natural Gas | Fryer | E9 | Utility - Cost of Equipment | 0 | 0 | 0 | 0 | 0 | 0 | 0 | 0 | 0 | 0 | 0 | 0 | 0 | 0 | 0 | 0 | 0 | 0 | 0 | 0 | 0 | 0 | 0 | 0 | 0 | 0 | 0 | 0 | 0 | 0 | 0 | 0 | 0
F4_Commercial_Grocery_New_Food Preparation_Natural Gas_Fryer_E10 | F4 | Commercial | Grocery | New | Food Preparation | Natural Gas | Fryer | E10 | Utility - Cost of Equipment | 0 | 0 | 0 | 0 | 0 | 0 | 0 | 0 | 0 | 0 | 0 | 0 | 0 | 0 | 0 | 0 | 0 | 0 | 0 | 0 | 0 | 0 | 0 | 0 | 0 | 0 | 0 | 0 | 0 | 0 | 0 | 0 | 0
F5_Commercial_Grocery_New_Food Preparation_Natural Gas_Fryer_E1 | F5 | Commercial | Grocery | New | Food Preparation | Natural Gas | Fryer | E1 | Utility - Cost of Operation | 0.042325 | 0.042325 | 0.042325 | 0 | 0 | 0 | 0 | 0 | 0 | 0 | 0 | 0 | 0 | 0 | 0 | 0 | 0 | 0 | 0 | 0 | 0 | 0 | 0 | 0 | 0 | 0 | 0 | 0 | 0 | 0 | 0 | 0 | 0
F5_Commercial_Grocery_New_Food Preparation_Natural Gas_Fryer_E2 | F5 | Commercial | Grocery | New | Food Preparation | Natural Gas | Fryer | E2 | Utility - Cost of Operation | 0.050478 | 0.050478 | 0.050478 | 0.050478 | 0.050478 | 0.050478 | 0.050478 | 0.050478 | 0.050478 | 0.050478 | 0.050478 | 0.050478 | 0.050478 | 0.050478 | 0.050478 | 0.050478 | 0.050478 | 0.050478 | 0.050478 | 0.050478 | 0.050478 | 0.050478 | 0.050478 | 0.050478 | 0.050478 | 0.050478 | 0.050478 | 0.050478 | 0.050478 | 0.050478 | 0.050478 | 0.050478 | 0.050478
F5_Commercial_Grocery_New_Food Preparation_Natural Gas_Fryer_E3 | F5 | Commercial | Grocery | New | Food Preparation | Natural Gas | Fryer | E3 | Utility - Cost of Operation | 0 | 0 | 0 | 0 | 0 | 0 | 0 | 0 | 0 | 0 | 0 | 0 | 0 | 0 | 0 | 0 | 0 | 0 | 0 | 0 | 0 | 0 | 0 | 0 | 0 | 0 | 0 | 0 | 0 | 0 | 0 | 0 | 0
F5_Commercial_Grocery_New_Food Preparation_Natural Gas_Fryer_E4 | F5 | Commercial | Grocery | New | Food Preparation | Natural Gas | Fryer | E4 | Utility - Cost of Operation | 0 | 0 | 0 | 0 | 0 | 0 | 0 | 0 | 0 | 0 | 0 | 0 | 0 | 0 | 0 | 0 | 0 | 0 | 0 | 0 | 0 | 0 | 0 | 0 | 0 | 0 | 0 | 0 | 0 | 0 | 0 | 0 | 0
F5_Commercial_Grocery_New_Food Preparation_Natural Gas_Fryer_E5 | F5 | Commercial | Grocery | New | Food Preparation | Natural Gas | Fryer | E5 | Utility - Cost of Operation | 0 | 0 | 0 | 0 | 0 | 0 | 0 | 0 | 0 | 0 | 0 | 0 | 0 | 0 | 0 | 0 | 0 | 0 | 0 | 0 | 0 | 0 | 0 | 0 | 0 | 0 | 0 | 0 | 0 | 0 | 0 | 0 | 0
F5_Commercial_Grocery_New_Food Preparation_Natural Gas_Fryer_E6 | F5 | Commercial | Grocery | New | Food Preparation | Natural Gas | Fryer | E6 | Utility - Cost of Operation | 0 | 0 | 0 | 0 | 0 | 0 | 0 | 0 | 0 | 0 | 0 | 0 | 0 | 0 | 0 | 0 | 0 | 0 | 0 | 0 | 0 | 0 | 0 | 0 | 0 | 0 | 0 | 0 | 0 | 0 | 0 | 0 | 0
F5_Commercial_Grocery_New_Food Preparation_Natural Gas_Fryer_E7 | F5 | Commercial | Grocery | New | Food Preparation | Natural Gas | Fryer | E7 | Utility - Cost of Operation | 0 | 0 | 0 | 0 | 0 | 0 | 0 | 0 | 0 | 0 | 0 | 0 | 0 | 0 | 0 | 0 | 0 | 0 | 0 | 0 | 0 | 0 | 0 | 0 | 0 | 0 | 0 | 0 | 0 | 0 | 0 | 0 | 0
F5_Commercial_Grocery_New_Food Preparation_Natural Gas_Fryer_E8 | F5 | Commercial | Grocery | New | Food Preparation | Natural Gas | Fryer | E8 | Utility - Cost of Operation | 0 | 0 | 0 | 0 | 0 | 0 | 0 | 0 | 0 | 0 | 0 | 0 | 0 | 0 | 0 | 0 | 0 | 0 | 0 | 0 | 0 | 0 | 0 | 0 | 0 | 0 | 0 | 0 | 0 | 0 | 0 | 0 | 0
F5_Commercial_Grocery_New_Food Preparation_Natural Gas_Fryer_E9 | F5 | Commercial | Grocery | New | Food Preparation | Natural Gas | Fryer | E9 | Utility - Cost of Operation | 0 | 0 | 0 | 0 | 0 | 0 | 0 | 0 | 0 | 0 | 0 | 0 | 0 | 0 | 0 | 0 | 0 | 0 | 0 | 0 | 0 | 0 | 0 | 0 | 0 | 0 | 0 | 0 | 0 | 0 | 0 | 0 | 0
F5_Commercial_Grocery_New_Food Preparation_Natural Gas_Fryer_E10 | F5 | Commercial | Grocery | New | Food Preparation | Natural Gas | Fryer | E10 | Utility - Cost of Operation | 0 | 0 | 0 | 0 | 0 | 0 | 0 | 0 | 0 | 0 | 0 | 0 | 0 | 0 | 0 | 0 | 0 | 0 | 0 | 0 | 0 | 0 | 0 | 0 | 0 | 0 | 0 | 0 | 0 | 0 | 0 | 0 | 0
F6_Commercial_Grocery_New_Food Preparation_Natural Gas_Fryer_E1 | F6 | Commercial | Grocery | New | Food Preparation | Natural Gas | Fryer | E1 | Utility - Value of Sales | 0.083904 | 0.084407 | 0.085215 | 0 | 0 | 0 | 0 | 0 | 0 | 0 | 0 | 0 | 0 | 0 | 0 | 0 | 0 | 0 | 0 | 0 | 0 | 0 | 0 | 0 | 0 | 0 | 0 | 0 | 0 | 0 | 0 | 0 | 0
F6_Commercial_Grocery_New_Food Preparation_Natural Gas_Fryer_E2 | F6 | Commercial | Grocery | New | Food Preparation | Natural Gas | Fryer | E2 | Utility - Value of Sales | 0.056383 | 0.056721 | 0.057263 | 0.057144 | 0.057144 | 0.057144 | 0.057144 | 0.057144 | 0.057144 | 0.057144 | 0.057144 | 0.057144 | 0.057144 | 0.057144 | 0.057144 | 0.057144 | 0.057144 | 0.057144 | 0.057144 | 0.057144 | 0.057144 | 0.057144 | 0.057144 | 0.057144 | 0.057144 | 0.057144 | 0.057144 | 0.057144 | 0.057144 | 0.057144 | 0.057144 | 0.057144 | 0.057144
F6_Commercial_Grocery_New_Food Preparation_Natural Gas_Fryer_E3 | F6 | Commercial | Grocery | New | Food Preparation | Natural Gas | Fryer | E3 | Utility - Value of Sales | 0 | 0 | 0 | 0 | 0 | 0 | 0 | 0 | 0 | 0 | 0 | 0 | 0 | 0 | 0 | 0 | 0 | 0 | 0 | 0 | 0 | 0 | 0 | 0 | 0 | 0 | 0 | 0 | 0 | 0 | 0 | 0 | 0
F6_Commercial_Grocery_New_Food Preparation_Natural Gas_Fryer_E4 | F6 | Commercial | Grocery | New | Food Preparation | Natural Gas | Fryer | E4 | Utility - Value of Sales | 0 | 0 | 0 | 0 | 0 | 0 | 0 | 0 | 0 | 0 | 0 | 0 | 0 | 0 | 0 | 0 | 0 | 0 | 0 | 0 | 0 | 0 | 0 | 0 | 0 | 0 | 0 | 0 | 0 | 0 | 0 | 0 | 0
F6_Commercial_Grocery_New_Food Preparation_Natural Gas_Fryer_E5 | F6 | Commercial | Grocery | New | Food Preparation | Natural Gas | Fryer | E5 | Utility - Value of Sales | 0 | 0 | 0 | 0 | 0 | 0 | 0 | 0 | 0 | 0 | 0 | 0 | 0 | 0 | 0 | 0 | 0 | 0 | 0 | 0 | 0 | 0 | 0 | 0 | 0 | 0 | 0 | 0 | 0 | 0 | 0 | 0 | 0
F6_Commercial_Grocery_New_Food Preparation_Natural Gas_Fryer_E6 | F6 | Commercial | Grocery | New | Food Preparation | Natural Gas | Fryer | E6 | Utility - Value of Sales | 0 | 0 | 0 | 0 | 0 | 0 | 0 | 0 | 0 | 0 | 0 | 0 | 0 | 0 | 0 | 0 | 0 | 0 | 0 | 0 | 0 | 0 | 0 | 0 | 0 | 0 | 0 | 0 | 0 | 0 | 0 | 0 | 0
F6_Commercial_Grocery_New_Food Preparation_Natural Gas_Fryer_E7 | F6 | Commercial | Grocery | New | Food Preparation | Natural Gas | Fryer | E7 | Utility - Value of Sales | 0 | 0 | 0 | 0 | 0 | 0 | 0 | 0 | 0 | 0 | 0 | 0 | 0 | 0 | 0 | 0 | 0 | 0 | 0 | 0 | 0 | 0 | 0 | 0 | 0 | 0 | 0 | 0 | 0 | 0 | 0 | 0 | 0
F6_Commercial_Grocery_New_Food Preparation_Natural Gas_Fryer_E8 | F6 | Commercial | Grocery | New | Food Preparation | Natural Gas | Fryer | E8 | Utility - Value of Sales | 0 | 0 | 0 | 0 | 0 | 0 | 0 | 0 | 0 | 0 | 0 | 0 | 0 | 0 | 0 | 0 | 0 | 0 | 0 | 0 | 0 | 0 | 0 | 0 | 0 | 0 | 0 | 0 | 0 | 0 | 0 | 0 | 0
F6_Commercial_Grocery_New_Food Preparation_Natural Gas_Fryer_E9 | F6 | Commercial | Grocery | New | Food Preparation | Natural Gas | Fryer | E9 | Utility - Value of Sales | 0 | 0 | 0 | 0 | 0 | 0 | 0 | 0 | 0 | 0 | 0 | 0 | 0 | 0 | 0 | 0 | 0 | 0 | 0 | 0 | 0 | 0 | 0 | 0 | 0 | 0 | 0 | 0 | 0 | 0 | 0 | 0 | 0
F6_Commercial_Grocery_New_Food Preparation_Natural Gas_Fryer_E10 | F6 | Commercial | Grocery | New | Food Preparation | Natural Gas | Fryer | E10 | Utility - Value of Sales | 0 | 0 | 0 | 0 | 0 | 0 | 0 | 0 | 0 | 0 | 0 | 0 | 0 | 0 | 0 | 0 | 0 | 0 | 0 | 0 | 0 | 0 | 0 | 0 | 0 | 0 | 0 | 0 | 0 | 0 | 0 | 0 | 0
F1_Commercial_Grocery_New_Food Preparation_Natural Gas_Broiler_E1 | F1 | Commercial | Grocery | New | Food Preparation | Natural Gas | Broiler | E1 | RVT - Cost of Equipment | 0.14723 | 0.14742 | 0.14822 | 0.14747 | 0.14709 | 0.14768 | 0.14908 | 0.15023 | 0.15162 | 0.15297 | 0.15433 | 0.15561 | 0.15698 | 0.1584 | 0.15977 | 0.16118 | 0.16259 | 0.16411 | 0.16569 | 0.16732 | 0.16888 | 0.17045 | 0.17186 | 0.17327 | 0.17449 | 0.17555 | 0.17651 | 0.17734 | 0.17799 | 0.17852 | 0.17881 | 0.179 | 0.179
F1_Commercial_Grocery_New_Food Preparation_Natural Gas_Broiler_E2 | F1 | Commercial | Grocery | New | Food Preparation | Natural Gas | Broiler | E2 | RVT - Cost of Equipment | 0.094648 | 0.09477 | 0.095287 | 0.094805 | 0.094559 | 0.094935 | 0.09584 | 0.096575 | 0.097473 | 0.098338 | 0.099212 | 0.10004 | 0.10092 | 0.10183 | 0.10271 | 0.10361 | 0.10452 | 0.1055 | 0.10651 | 0.10756 | 0.10857 | 0.10958 | 0.11048 | 0.11139 | 0.11217 | 0.11285 | 0.11347 | 0.114 | 0.11442 | 0.11476 | 0.11495 | 0.11507 | 0.11507
F1_Commercial_Grocery_New_Food Preparation_Natural Gas_Broiler_E3 | F1 | Commercial | Grocery | New | Food Preparation | Natural Gas | Broiler | E3 | RVT - Cost of Equipment | 0 | 0 | 0 | 0 | 0 | 0 | 0 | 0 | 0 | 0 | 0 | 0 | 0 | 0 | 0 | 0 | 0 | 0 | 0 | 0 | 0 | 0 | 0 | 0 | 0 | 0 | 0 | 0 | 0 | 0 | 0 | 0 | 0
F1_Commercial_Grocery_New_Food Preparation_Natural Gas_Broiler_E4 | F1 | Commercial | Grocery | New | Food Preparation | Natural Gas | Broiler | E4 | RVT - Cost of Equipment | 0 | 0 | 0 | 0 | 0 | 0 | 0 | 0 | 0 | 0 | 0 | 0 | 0 | 0 | 0 | 0 | 0 | 0 | 0 | 0 | 0 | 0 | 0 | 0 | 0 | 0 | 0 | 0 | 0 | 0 | 0 | 0 | 0
F1_Commercial_Grocery_New_Food Preparation_Natural Gas_Broiler_E5 | F1 | Commercial | Grocery | New | Food Preparation | Natural Gas | Broiler | E5 | RVT - Cost of Equipment | 0 | 0 | 0 | 0 | 0 | 0 | 0 | 0 | 0 | 0 | 0 | 0 | 0 | 0 | 0 | 0 | 0 | 0 | 0 | 0 | 0 | 0 | 0 | 0 | 0 | 0 | 0 | 0 | 0 | 0 | 0 | 0 | 0
F1_Commercial_Grocery_New_Food Preparation_Natural Gas_Broiler_E6 | F1 | Commercial | Grocery | New | Food Preparation | Natural Gas | Broiler | E6 | RVT - Cost of Equipment | 0 | 0 | 0 | 0 | 0 | 0 | 0 | 0 | 0 | 0 | 0 | 0 | 0 | 0 | 0 | 0 | 0 | 0 | 0 | 0 | 0 | 0 | 0 | 0 | 0 | 0 | 0 | 0 | 0 | 0 | 0 | 0 | 0
F1_Commercial_Grocery_New_Food Preparation_Natural Gas_Broiler_E7 | F1 | Commercial | Grocery | New | Food Preparation | Natural Gas | Broiler | E7 | RVT - Cost of Equipment | 0 | 0 | 0 | 0 | 0 | 0 | 0 | 0 | 0 | 0 | 0 | 0 | 0 | 0 | 0 | 0 | 0 | 0 | 0 | 0 | 0 | 0 | 0 | 0 | 0 | 0 | 0 | 0 | 0 | 0 | 0 | 0 | 0
F1_Commercial_Grocery_New_Food Preparation_Natural Gas_Broiler_E8 | F1 | Commercial | Grocery | New | Food Preparation | Natural Gas | Broiler | E8 | RVT - Cost of Equipment | 0 | 0 | 0 | 0 | 0 | 0 | 0 | 0 | 0 | 0 | 0 | 0 | 0 | 0 | 0 | 0 | 0 | 0 | 0 | 0 | 0 | 0 | 0 | 0 | 0 | 0 | 0 | 0 | 0 | 0 | 0 | 0 | 0
F1_Commercial_Grocery_New_Food Preparation_Natural Gas_Broiler_E9 | F1 | Commercial | Grocery | New | Food Preparation | Natural Gas | Broiler | E9 | RVT - Cost of Equipment | 0 | 0 | 0 | 0 | 0 | 0 | 0 | 0 | 0 | 0 | 0 | 0 | 0 | 0 | 0 | 0 | 0 | 0 | 0 | 0 | 0 | 0 | 0 | 0 | 0 | 0 | 0 | 0 | 0 | 0 | 0 | 0 | 0
F1_Commercial_Grocery_New_Food Preparation_Natural Gas_Broiler_E10 | F1 | Commercial | Grocery | New | Food Preparation | Natural Gas | Broiler | E10 | RVT - Cost of Equipment | 0 | 0 | 0 | 0 | 0 | 0 | 0 | 0 | 0 | 0 | 0 | 0 | 0 | 0 | 0 | 0 | 0 | 0 | 0 | 0 | 0 | 0 | 0 | 0 | 0 | 0 | 0 | 0 | 0 | 0 | 0 | 0 | 0
F2_Commercial_Grocery_New_Food Preparation_Natural Gas_Broiler_E1 | F2 | Commercial | Grocery | New | Food Preparation | Natural Gas | Broiler | E1 | RVT - Cost of Operation | 0.17639 | 0.17662 | 0.17758 | 0.17668 | 0.17623 | 0.17693 | 0.17861 | 0.17998 | 0.18166 | 0.18327 | 0.1849 | 0.18644 | 0.18808 | 0.18977 | 0.19142 | 0.1931 | 0.19479 | 0.19662 | 0.19851 | 0.20046 | 0.20233 | 0.20421 | 0.2059 | 0.20759 | 0.20905 | 0.21032 | 0.21147 | 0.21246 | 0.21324 | 0.21388 | 0.21422 | 0.21446 | 0.21446
F2_Commercial_Grocery_New_Food Preparation_Natural Gas_Broiler_E2 | F2 | Commercial | Grocery | New | Food Preparation | Natural Gas | Broiler | E2 | RVT - Cost of Operation | 0.11339 | 0.11354 | 0.11416 | 0.11358 | 0.11329 | 0.11374 | 0.11482 | 0.1157 | 0.11678 | 0.11781 | 0.11886 | 0.11985 | 0.12091 | 0.122 | 0.12305 | 0.12413 | 0.12522 | 0.1264 | 0.12761 | 0.12887 | 0.13007 | 0.13128 | 0.13236 | 0.13345 | 0.13439 | 0.1352 | 0.13594 | 0.13658 | 0.13708 | 0.13749 | 0.13771 | 0.13786 | 0.13786
F2_Commercial_Grocery_New_Food Preparation_Natural Gas_Broiler_E3 | F2 | Commercial | Grocery | New | Food Preparation | Natural Gas | Broiler | E3 | RVT - Cost of Operation | 0 | 0 | 0 | 0 | 0 | 0 | 0 | 0 | 0 | 0 | 0 | 0 | 0 | 0 | 0 | 0 | 0 | 0 | 0 | 0 | 0 | 0 | 0 | 0 | 0 | 0 | 0 | 0 | 0 | 0 | 0 | 0 | 0
F2_Commercial_Grocery_New_Food Preparation_Natural Gas_Broiler_E4 | F2 | Commercial | Grocery | New | Food Preparation | Natural Gas | Broiler | E4 | RVT - Cost of Operation | 0 | 0 | 0 | 0 | 0 | 0 | 0 | 0 | 0 | 0 | 0 | 0 | 0 | 0 | 0 | 0 | 0 | 0 | 0 | 0 | 0 | 0 | 0 | 0 | 0 | 0 | 0 | 0 | 0 | 0 | 0 | 0 | 0
F2_Commercial_Grocery_New_Food Preparation_Natural Gas_Broiler_E5 | F2 | Commercial | Grocery | New | Food Preparation | Natural Gas | Broiler | E5 | RVT - Cost of Operation | 0 | 0 | 0 | 0 | 0 | 0 | 0 | 0 | 0 | 0 | 0 | 0 | 0 | 0 | 0 | 0 | 0 | 0 | 0 | 0 | 0 | 0 | 0 | 0 | 0 | 0 | 0 | 0 | 0 | 0 | 0 | 0 | 0
F2_Commercial_Grocery_New_Food Preparation_Natural Gas_Broiler_E6 | F2 | Commercial | Grocery | New | Food Preparation | Natural Gas | Broiler | E6 | RVT - Cost of Operation | 0 | 0 | 0 | 0 | 0 | 0 | 0 | 0 | 0 | 0 | 0 | 0 | 0 | 0 | 0 | 0 | 0 | 0 | 0 | 0 | 0 | 0 | 0 | 0 | 0 | 0 | 0 | 0 | 0 | 0 | 0 | 0 | 0
F2_Commercial_Grocery_New_Food Preparation_Natural Gas_Broiler_E7 | F2 | Commercial | Grocery | New | Food Preparation | Natural Gas | Broiler | E7 | RVT - Cost of Operation | 0 | 0 | 0 | 0 | 0 | 0 | 0 | 0 | 0 | 0 | 0 | 0 | 0 | 0 | 0 | 0 | 0 | 0 | 0 | 0 | 0 | 0 | 0 | 0 | 0 | 0 | 0 | 0 | 0 | 0 | 0 | 0 | 0
F2_Commercial_Grocery_New_Food Preparation_Natural Gas_Broiler_E8 | F2 | Commercial | Grocery | New | Food Preparation | Natural Gas | Broiler | E8 | RVT - Cost of Operation | 0 | 0 | 0 | 0 | 0 | 0 | 0 | 0 | 0 | 0 | 0 | 0 | 0 | 0 | 0 | 0 | 0 | 0 | 0 | 0 | 0 | 0 | 0 | 0 | 0 | 0 | 0 | 0 | 0 | 0 | 0 | 0 | 0
F2_Commercial_Grocery_New_Food Preparation_Natural Gas_Broiler_E9 | F2 | Commercial | Grocery | New | Food Preparation | Natural Gas | Broiler | E9 | RVT - Cost of Operation | 0 | 0 | 0 | 0 | 0 | 0 | 0 | 0 | 0 | 0 | 0 | 0 | 0 | 0 | 0 | 0 | 0 | 0 | 0 | 0 | 0 | 0 | 0 | 0 | 0 | 0 | 0 | 0 | 0 | 0 | 0 | 0 | 0
F2_Commercial_Grocery_New_Food Preparation_Natural Gas_Broiler_E10 | F2 | Commercial | Grocery | New | Food Preparation | Natural Gas | Broiler | E10 | RVT - Cost of Operation | 0 | 0 | 0 | 0 | 0 | 0 | 0 | 0 | 0 | 0 | 0 | 0 | 0 | 0 | 0 | 0 | 0 | 0 | 0 | 0 | 0 | 0 | 0 | 0 | 0 | 0 | 0 | 0 | 0 | 0 | 0 | 0 | 0
F3_Commercial_Grocery_New_Food Preparation_Natural Gas_Broiler_E1 | F3 | Commercial | Grocery | New | Food Preparation | Natural Gas | Broiler | E1 | System - kBTUs of Consumption | 0.039807 | 0.039807 | 0.039807 | 0.039807 | 0.039807 | 0.039807 | 0.039807 | 0.039807 | 0.039807 | 0.039807 | 0.039807 | 0.039807 | 0.039807 | 0.039807 | 0.039807 | 0.039807 | 0.039807 | 0.039807 | 0.039807 | 0.039807 | 0.039807 | 0.039807 | 0.039807 | 0.039807 | 0.039807 | 0.039807 | 0.039807 | 0.039807 | 0.039807 | 0.039807 | 0.039807 | 0.039807 | 0.039807
F3_Commercial_Grocery_New_Food Preparation_Natural Gas_Broiler_E2 | F3 | Commercial | Grocery | New | Food Preparation | Natural Gas | Broiler | E2 | System - kBTUs of Consumption | 0.05573 | 0.05573 | 0.05573 | 0.05573 | 0.05573 | 0.05573 | 0.05573 | 0.05573 | 0.05573 | 0.05573 | 0.05573 | 0.05573 | 0.05573 | 0.05573 | 0.05573 | 0.05573 | 0.05573 | 0.05573 | 0.05573 | 0.05573 | 0.05573 | 0.05573 | 0.05573 | 0.05573 | 0.05573 | 0.05573 | 0.05573 | 0.05573 | 0.05573 | 0.05573 | 0.05573 | 0.05573 | 0.05573
F3_Commercial_Grocery_New_Food Preparation_Natural Gas_Broiler_E3 | F3 | Commercial | Grocery | New | Food Preparation | Natural Gas | Broiler | E3 | System - kBTUs of Consumption | 0 | 0 | 0 | 0 | 0 | 0 | 0 | 0 | 0 | 0 | 0 | 0 | 0 | 0 | 0 | 0 | 0 | 0 | 0 | 0 | 0 | 0 | 0 | 0 | 0 | 0 | 0 | 0 | 0 | 0 | 0 | 0 | 0
F3_Commercial_Grocery_New_Food Preparation_Natural Gas_Broiler_E4 | F3 | Commercial | Grocery | New | Food Preparation | Natural Gas | Broiler | E4 | System - kBTUs of Consumption | 0 | 0 | 0 | 0 | 0 | 0 | 0 | 0 | 0 | 0 | 0 | 0 | 0 | 0 | 0 | 0 | 0 | 0 | 0 | 0 | 0 | 0 | 0 | 0 | 0 | 0 | 0 | 0 | 0 | 0 | 0 | 0 | 0
F3_Commercial_Grocery_New_Food Preparation_Natural Gas_Broiler_E5 | F3 | Commercial | Grocery | New | Food Preparation | Natural Gas | Broiler | E5 | System - kBTUs of Consumption | 0 | 0 | 0 | 0 | 0 | 0 | 0 | 0 | 0 | 0 | 0 | 0 | 0 | 0 | 0 | 0 | 0 | 0 | 0 | 0 | 0 | 0 | 0 | 0 | 0 | 0 | 0 | 0 | 0 | 0 | 0 | 0 | 0
F3_Commercial_Grocery_New_Food Preparation_Natural Gas_Broiler_E6 | F3 | Commercial | Grocery | New | Food Preparation | Natural Gas | Broiler | E6 | System - kBTUs of Consumption | 0 | 0 | 0 | 0 | 0 | 0 | 0 | 0 | 0 | 0 | 0 | 0 | 0 | 0 | 0 | 0 | 0 | 0 | 0 | 0 | 0 | 0 | 0 | 0 | 0 | 0 | 0 | 0 | 0 | 0 | 0 | 0 | 0
F3_Commercial_Grocery_New_Food Preparation_Natural Gas_Broiler_E7 | F3 | Commercial | Grocery | New | Food Preparation | Natural Gas | Broiler | E7 | System - kBTUs of Consumption | 0 | 0 | 0 | 0 | 0 | 0 | 0 | 0 | 0 | 0 | 0 | 0 | 0 | 0 | 0 | 0 | 0 | 0 | 0 | 0 | 0 | 0 | 0 | 0 | 0 | 0 | 0 | 0 | 0 | 0 | 0 | 0 | 0
F3_Commercial_Grocery_New_Food Preparation_Natural Gas_Broiler_E8 | F3 | Commercial | Grocery | New | Food Preparation | Natural Gas | Broiler | E8 | System - kBTUs of Consumption | 0 | 0 | 0 | 0 | 0 | 0 | 0 | 0 | 0 | 0 | 0 | 0 | 0 | 0 | 0 | 0 | 0 | 0 | 0 | 0 | 0 | 0 | 0 | 0 | 0 | 0 | 0 | 0 | 0 | 0 | 0 | 0 | 0
F3_Commercial_Grocery_New_Food Preparation_Natural Gas_Broiler_E9 | F3 | Commercial | Grocery | New | Food Preparation | Natural Gas | Broiler | E9 | System - kBTUs of Consumption | 0 | 0 | 0 | 0 | 0 | 0 | 0 | 0 | 0 | 0 | 0 | 0 | 0 | 0 | 0 | 0 | 0 | 0 | 0 | 0 | 0 | 0 | 0 | 0 | 0 | 0 | 0 | 0 | 0 | 0 | 0 | 0 | 0
F3_Commercial_Grocery_New_Food Preparation_Natural Gas_Broiler_E10 | F3 | Commercial | Grocery | New | Food Preparation | Natural Gas | Broiler | E10 | System - kBTUs of Consumption | 0 | 0 | 0 | 0 | 0 | 0 | 0 | 0 | 0 | 0 | 0 | 0 | 0 | 0 | 0 | 0 | 0 | 0 | 0 | 0 | 0 | 0 | 0 | 0 | 0 | 0 | 0 | 0 | 0 | 0 | 0 | 0 | 0
F4_Commercial_Grocery_New_Food Preparation_Natural Gas_Broiler_E1 | F4 | Commercial | Grocery | New | Food Preparation | Natural Gas | Broiler | E1 | Utility - Cost of Equipment | 0.17639 | 0.17662 | 0.17758 | 0.17668 | 0.17623 | 0.17693 | 0.17861 | 0.17998 | 0.18166 | 0.18327 | 0.1849 | 0.18644 | 0.18808 | 0.18977 | 0.19142 | 0.1931 | 0.19479 | 0.19662 | 0.19851 | 0.20046 | 0.20233 | 0.20421 | 0.2059 | 0.20759 | 0.20905 | 0.21032 | 0.21147 | 0.21246 | 0.21324 | 0.21388 | 0.21422 | 0.21446 | 0.21446
F4_Commercial_Grocery_New_Food Preparation_Natural Gas_Broiler_E2 | F4 | Commercial | Grocery | New | Food Preparation | Natural Gas | Broiler | E2 | Utility - Cost of Equipment | 0.11339 | 0.11354 | 0.11416 | 0.11358 | 0.11329 | 0.11374 | 0.11482 | 0.1157 | 0.11678 | 0.11781 | 0.11886 | 0.11985 | 0.12091 | 0.122 | 0.12305 | 0.12413 | 0.12522 | 0.1264 | 0.12761 | 0.12887 | 0.13007 | 0.13128 | 0.13236 | 0.13345 | 0.13439 | 0.1352 | 0.13594 | 0.13658 | 0.13708 | 0.13749 | 0.13771 | 0.13786 | 0.13786
F4_Commercial_Grocery_New_Food Preparation_Natural Gas_Broiler_E3 | F4 | Commercial | Grocery | New | Food Preparation | Natural Gas | Broiler | E3 | Utility - Cost of Equipment | 0 | 0 | 0 | 0 | 0 | 0 | 0 | 0 | 0 | 0 | 0 | 0 | 0 | 0 | 0 | 0 | 0 | 0 | 0 | 0 | 0 | 0 | 0 | 0 | 0 | 0 | 0 | 0 | 0 | 0 | 0 | 0 | 0
F4_Commercial_Grocery_New_Food Preparation_Natural Gas_Broiler_E4 | F4 | Commercial | Grocery | New | Food Preparation | Natural Gas | Broiler | E4 | Utility - Cost of Equipment | 0 | 0 | 0 | 0 | 0 | 0 | 0 | 0 | 0 | 0 | 0 | 0 | 0 | 0 | 0 | 0 | 0 | 0 | 0 | 0 | 0 | 0 | 0 | 0 | 0 | 0 | 0 | 0 | 0 | 0 | 0 | 0 | 0
F4_Commercial_Grocery_New_Food Preparation_Natural Gas_Broiler_E5 | F4 | Commercial | Grocery | New | Food Preparation | Natural Gas | Broiler | E5 | Utility - Cost of Equipment | 0 | 0 | 0 | 0 | 0 | 0 | 0 | 0 | 0 | 0 | 0 | 0 | 0 | 0 | 0 | 0 | 0 | 0 | 0 | 0 | 0 | 0 | 0 | 0 | 0 | 0 | 0 | 0 | 0 | 0 | 0 | 0 | 0
F4_Commercial_Grocery_New_Food Preparation_Natural Gas_Broiler_E6 | F4 | Commercial | Grocery | New | Food Preparation | Natural Gas | Broiler | E6 | Utility - Cost of Equipment | 0 | 0 | 0 | 0 | 0 | 0 | 0 | 0 | 0 | 0 | 0 | 0 | 0 | 0 | 0 | 0 | 0 | 0 | 0 | 0 | 0 | 0 | 0 | 0 | 0 | 0 | 0 | 0 | 0 | 0 | 0 | 0 | 0
F4_Commercial_Grocery_New_Food Preparation_Natural Gas_Broiler_E7 | F4 | Commercial | Grocery | New | Food Preparation | Natural Gas | Broiler | E7 | Utility - Cost of Equipment | 0 | 0 | 0 | 0 | 0 | 0 | 0 | 0 | 0 | 0 | 0 | 0 | 0 | 0 | 0 | 0 | 0 | 0 | 0 | 0 | 0 | 0 | 0 | 0 | 0 | 0 | 0 | 0 | 0 | 0 | 0 | 0 | 0
F4_Commercial_Grocery_New_Food Preparation_Natural Gas_Broiler_E8 | F4 | Commercial | Grocery | New | Food Preparation | Natural Gas | Broiler | E8 | Utility - Cost of Equipment | 0 | 0 | 0 | 0 | 0 | 0 | 0 | 0 | 0 | 0 | 0 | 0 | 0 | 0 | 0 | 0 | 0 | 0 | 0 | 0 | 0 | 0 | 0 | 0 | 0 | 0 | 0 | 0 | 0 | 0 | 0 | 0 | 0
F4_Commercial_Grocery_New_Food Preparation_Natural Gas_Broiler_E9 | F4 | Commercial | Grocery | New | Food Preparation | Natural Gas | Broiler | E9 | Utility - Cost of Equipment | 0 | 0 | 0 | 0 | 0 | 0 | 0 | 0 | 0 | 0 | 0 | 0 | 0 | 0 | 0 | 0 | 0 | 0 | 0 | 0 | 0 | 0 | 0 | 0 | 0 | 0 | 0 | 0 | 0 | 0 | 0 | 0 | 0
F4_Commercial_Grocery_New_Food Preparation_Natural Gas_Broiler_E10 | F4 | Commercial | Grocery | New | Food Preparation | Natural Gas | Broiler | E10 | Utility - Cost of Equipment | 0 | 0 | 0 | 0 | 0 | 0 | 0 | 0 | 0 | 0 | 0 | 0 | 0 | 0 | 0 | 0 | 0 | 0 | 0 | 0 | 0 | 0 | 0 | 0 | 0 | 0 | 0 | 0 | 0 | 0 | 0 | 0 | 0
F5_Commercial_Grocery_New_Food Preparation_Natural Gas_Broiler_E1 | F5 | Commercial | Grocery | New | Food Preparation | Natural Gas | Broiler | E1 | Utility - Cost of Operation | 0.039807 | 0.039807 | 0.039807 | 0.039807 | 0.039807 | 0.039807 | 0.039807 | 0.039807 | 0.039807 | 0.039807 | 0.039807 | 0.039807 | 0.039807 | 0.039807 | 0.039807 | 0.039807 | 0.039807 | 0.039807 | 0.039807 | 0.039807 | 0.039807 | 0.039807 | 0.039807 | 0.039807 | 0.039807 | 0.039807 | 0.039807 | 0.039807 | 0.039807 | 0.039807 | 0.039807 | 0.039807 | 0.039807
F5_Commercial_Grocery_New_Food Preparation_Natural Gas_Broiler_E2 | F5 | Commercial | Grocery | New | Food Preparation | Natural Gas | Broiler | E2 | Utility - Cost of Operation | 0.05573 | 0.05573 | 0.05573 | 0.05573 | 0.05573 | 0.05573 | 0.05573 | 0.05573 | 0.05573 | 0.05573 | 0.05573 | 0.05573 | 0.05573 | 0.05573 | 0.05573 | 0.05573 | 0.05573 | 0.05573 | 0.05573 | 0.05573 | 0.05573 | 0.05573 | 0.05573 | 0.05573 | 0.05573 | 0.05573 | 0.05573 | 0.05573 | 0.05573 | 0.05573 | 0.05573 | 0.05573 | 0.05573
F5_Commercial_Grocery_New_Food Preparation_Natural Gas_Broiler_E3 | F5 | Commercial | Grocery | New | Food Preparation | Natural Gas | Broiler | E3 | Utility - Cost of Operation | 0 | 0 | 0 | 0 | 0 | 0 | 0 | 0 | 0 | 0 | 0 | 0 | 0 | 0 | 0 | 0 | 0 | 0 | 0 | 0 | 0 | 0 | 0 | 0 | 0 | 0 | 0 | 0 | 0 | 0 | 0 | 0 | 0
F5_Commercial_Grocery_New_Food Preparation_Natural Gas_Broiler_E4 | F5 | Commercial | Grocery | New | Food Preparation | Natural Gas | Broiler | E4 | Utility - Cost of Operation | 0 | 0 | 0 | 0 | 0 | 0 | 0 | 0 | 0 | 0 | 0 | 0 | 0 | 0 | 0 | 0 | 0 | 0 | 0 | 0 | 0 | 0 | 0 | 0 | 0 | 0 | 0 | 0 | 0 | 0 | 0 | 0 | 0
F5_Commercial_Grocery_New_Food Preparation_Natural Gas_Broiler_E5 | F5 | Commercial | Grocery | New | Food Preparation | Natural Gas | Broiler | E5 | Utility - Cost of Operation | 0 | 0 | 0 | 0 | 0 | 0 | 0 | 0 | 0 | 0 | 0 | 0 | 0 | 0 | 0 | 0 | 0 | 0 | 0 | 0 | 0 | 0 | 0 | 0 | 0 | 0 | 0 | 0 | 0 | 0 | 0 | 0 | 0
F5_Commercial_Grocery_New_Food Preparation_Natural Gas_Broiler_E6 | F5 | Commercial | Grocery | New | Food Preparation | Natural Gas | Broiler | E6 | Utility - Cost of Operation | 0 | 0 | 0 | 0 | 0 | 0 | 0 | 0 | 0 | 0 | 0 | 0 | 0 | 0 | 0 | 0 | 0 | 0 | 0 | 0 | 0 | 0 | 0 | 0 | 0 | 0 | 0 | 0 | 0 | 0 | 0 | 0 | 0
F5_Commercial_Grocery_New_Food Preparation_Natural Gas_Broiler_E7 | F5 | Commercial | Grocery | New | Food Preparation | Natural Gas | Broiler | E7 | Utility - Cost of Operation | 0 | 0 | 0 | 0 | 0 | 0 | 0 | 0 | 0 | 0 | 0 | 0 | 0 | 0 | 0 | 0 | 0 | 0 | 0 | 0 | 0 | 0 | 0 | 0 | 0 | 0 | 0 | 0 | 0 | 0 | 0 | 0 | 0
F5_Commercial_Grocery_New_Food Preparation_Natural Gas_Broiler_E8 | F5 | Commercial | Grocery | New | Food Preparation | Natural Gas | Broiler | E8 | Utility - Cost of Operation | 0 | 0 | 0 | 0 | 0 | 0 | 0 | 0 | 0 | 0 | 0 | 0 | 0 | 0 | 0 | 0 | 0 | 0 | 0 | 0 | 0 | 0 | 0 | 0 | 0 | 0 | 0 | 0 | 0 | 0 | 0 | 0 | 0
F5_Commercial_Grocery_New_Food Preparation_Natural Gas_Broiler_E9 | F5 | Commercial | Grocery | New | Food Preparation | Natural Gas | Broiler | E9 | Utility - Cost of Operation | 0 | 0 | 0 | 0 | 0 | 0 | 0 | 0 | 0 | 0 | 0 | 0 | 0 | 0 | 0 | 0 | 0 | 0 | 0 | 0 | 0 | 0 | 0 | 0 | 0 | 0 | 0 | 0 | 0 | 0 | 0 | 0 | 0
F5_Commercial_Grocery_New_Food Preparation_Natural Gas_Broiler_E10 | F5 | Commercial | Grocery | New | Food Preparation | Natural Gas | Broiler | E10 | Utility - Cost of Operation | 0 | 0 | 0 | 0 | 0 | 0 | 0 | 0 | 0 | 0 | 0 | 0 | 0 | 0 | 0 | 0 | 0 | 0 | 0 | 0 | 0 | 0 | 0 | 0 | 0 | 0 | 0 | 0 | 0 | 0 | 0 | 0 | 0
F6_Commercial_Grocery_New_Food Preparation_Natural Gas_Broiler_E1 | F6 | Commercial | Grocery | New | Food Preparation | Natural Gas | Broiler | E1 | Utility - Value of Sales | 0.093369 | 0.093787 | 0.094459 | 0.094311 | 0.094311 | 0.094311 | 0.094311 | 0.094311 | 0.094311 | 0.094311 | 0.094311 | 0.094311 | 0.094311 | 0.094311 | 0.094311 | 0.094311 | 0.094311 | 0.094311 | 0.094311 | 0.094311 | 0.094311 | 0.094311 | 0.094311 | 0.094311 | 0.094311 | 0.094311 | 0.094311 | 0.094311 | 0.094311 | 0.094311 | 0.094311 | 0.094311 | 0.094311
F6_Commercial_Grocery_New_Food Preparation_Natural Gas_Broiler_E2 | F6 | Commercial | Grocery | New | Food Preparation | Natural Gas | Broiler | E2 | Utility - Value of Sales | 0.060023 | 0.060292 | 0.060724 | 0.060629 | 0.060629 | 0.060629 | 0.060629 | 0.060629 | 0.060629 | 0.060629 | 0.060629 | 0.060629 | 0.060629 | 0.060629 | 0.060629 | 0.060629 | 0.060629 | 0.060629 | 0.060629 | 0.060629 | 0.060629 | 0.060629 | 0.060629 | 0.060629 | 0.060629 | 0.060629 | 0.060629 | 0.060629 | 0.060629 | 0.060629 | 0.060629 | 0.060629 | 0.060629
F6_Commercial_Grocery_New_Food Preparation_Natural Gas_Broiler_E3 | F6 | Commercial | Grocery | New | Food Preparation | Natural Gas | Broiler | E3 | Utility - Value of Sales | 0 | 0 | 0 | 0 | 0 | 0 | 0 | 0 | 0 | 0 | 0 | 0 | 0 | 0 | 0 | 0 | 0 | 0 | 0 | 0 | 0 | 0 | 0 | 0 | 0 | 0 | 0 | 0 | 0 | 0 | 0 | 0 | 0
F6_Commercial_Grocery_New_Food Preparation_Natural Gas_Broiler_E4 | F6 | Commercial | Grocery | New | Food Preparation | Natural Gas | Broiler | E4 | Utility - Value of Sales | 0 | 0 | 0 | 0 | 0 | 0 | 0 | 0 | 0 | 0 | 0 | 0 | 0 | 0 | 0 | 0 | 0 | 0 | 0 | 0 | 0 | 0 | 0 | 0 | 0 | 0 | 0 | 0 | 0 | 0 | 0 | 0 | 0
F6_Commercial_Grocery_New_Food Preparation_Natural Gas_Broiler_E5 | F6 | Commercial | Grocery | New | Food Preparation | Natural Gas | Broiler | E5 | Utility - Value of Sales | 0 | 0 | 0 | 0 | 0 | 0 | 0 | 0 | 0 | 0 | 0 | 0 | 0 | 0 | 0 | 0 | 0 | 0 | 0 | 0 | 0 | 0 | 0 | 0 | 0 | 0 | 0 | 0 | 0 | 0 | 0 | 0 | 0
F6_Commercial_Grocery_New_Food Preparation_Natural Gas_Broiler_E6 | F6 | Commercial | Grocery | New | Food Preparation | Natural Gas | Broiler | E6 | Utility - Value of Sales | 0 | 0 | 0 | 0 | 0 | 0 | 0 | 0 | 0 | 0 | 0 | 0 | 0 | 0 | 0 | 0 | 0 | 0 | 0 | 0 | 0 | 0 | 0 | 0 | 0 | 0 | 0 | 0 | 0 | 0 | 0 | 0 | 0
F6_Commercial_Grocery_New_Food Preparation_Natural Gas_Broiler_E7 | F6 | Commercial | Grocery | New | Food Preparation | Natural Gas | Broiler | E7 | Utility - Value of Sales | 0 | 0 | 0 | 0 | 0 | 0 | 0 | 0 | 0 | 0 | 0 | 0 | 0 | 0 | 0 | 0 | 0 | 0 | 0 | 0 | 0 | 0 | 0 | 0 | 0 | 0 | 0 | 0 | 0 | 0 | 0 | 0 | 0
F6_Commercial_Grocery_New_Food Preparation_Natural Gas_Broiler_E8 | F6 | Commercial | Grocery | New | Food Preparation | Natural Gas | Broiler | E8 | Utility - Value of Sales | 0 | 0 | 0 | 0 | 0 | 0 | 0 | 0 | 0 | 0 | 0 | 0 | 0 | 0 | 0 | 0 | 0 | 0 | 0 | 0 | 0 | 0 | 0 | 0 | 0 | 0 | 0 | 0 | 0 | 0 | 0 | 0 | 0
F6_Commercial_Grocery_New_Food Preparation_Natural Gas_Broiler_E9 | F6 | Commercial | Grocery | New | Food Preparation | Natural Gas | Broiler | E9 | Utility - Value of Sales | 0 | 0 | 0 | 0 | 0 | 0 | 0 | 0 | 0 | 0 | 0 | 0 | 0 | 0 | 0 | 0 | 0 | 0 | 0 | 0 | 0 | 0 | 0 | 0 | 0 | 0 | 0 | 0 | 0 | 0 | 0 | 0 | 0
F6_Commercial_Grocery_New_Food Preparation_Natural Gas_Broiler_E10 | F6 | Commercial | Grocery | New | Food Preparation | Natural Gas | Broiler | E10 | Utility - Value of Sales | 0 | 0 | 0 | 0 | 0 | 0 | 0 | 0 | 0 | 0 | 0 | 0 | 0 | 0 | 0 | 0 | 0 | 0 | 0 | 0 | 0 | 0 | 0 | 0 | 0 | 0 | 0 | 0 | 0 | 0 | 0 | 0 | 0
F1_Commercial_Grocery_New_Food Preparation_Natural Gas_Griddle_E1 | F1 | Commercial | Grocery | New | Food Preparation | Natural Gas | Griddle | E1 | RVT - Cost of Equipment | 0.092305 | 0.092423 | 0.092928 | 0 | 0 | 0 | 0 | 0 | 0 | 0 | 0 | 0 | 0 | 0 | 0 | 0 | 0 | 0 | 0 | 0 | 0 | 0 | 0 | 0 | 0 | 0 | 0 | 0 | 0 | 0 | 0 | 0 | 0
F1_Commercial_Grocery_New_Food Preparation_Natural Gas_Griddle_E2 | F1 | Commercial | Grocery | New | Food Preparation | Natural Gas | Griddle | E2 | RVT - Cost of Equipment | 0.079721 | 0.079823 | 0.080259 | 0.079853 | 0.079646 | 0.079962 | 0.080724 | 0.081344 | 0.0821 | 0.082828 | 0.083565 | 0.084261 | 0.085002 | 0.085768 | 0.086511 | 0.087271 | 0.088037 | 0.088861 | 0.089716 | 0.090598 | 0.091444 | 0.092294 | 0.093056 | 0.09382 | 0.094481 | 0.095053 | 0.095573 | 0.096022 | 0.096374 | 0.096662 | 0.096819 | 0.096924 | 0.096924
F1_Commercial_Grocery_New_Food Preparation_Natural Gas_Griddle_E3 | F1 | Commercial | Grocery | New | Food Preparation | Natural Gas | Griddle | E3 | RVT - Cost of Equipment | 0 | 0 | 0 | 0 | 0 | 0 | 0 | 0 | 0 | 0 | 0 | 0 | 0 | 0 | 0 | 0 | 0 | 0 | 0 | 0 | 0 | 0 | 0 | 0 | 0 | 0 | 0 | 0 | 0 | 0 | 0 | 0 | 0
F1_Commercial_Grocery_New_Food Preparation_Natural Gas_Griddle_E4 | F1 | Commercial | Grocery | New | Food Preparation | Natural Gas | Griddle | E4 | RVT - Cost of Equipment | 0 | 0 | 0 | 0 | 0 | 0 | 0 | 0 | 0 | 0 | 0 | 0 | 0 | 0 | 0 | 0 | 0 | 0 | 0 | 0 | 0 | 0 | 0 | 0 | 0 | 0 | 0 | 0 | 0 | 0 | 0 | 0 | 0
F1_Commercial_Grocery_New_Food Preparation_Natural Gas_Griddle_E5 | F1 | Commercial | Grocery | New | Food Preparation | Natural Gas | Griddle | E5 | RVT - Cost of Equipment | 0 | 0 | 0 | 0 | 0 | 0 | 0 | 0 | 0 | 0 | 0 | 0 | 0 | 0 | 0 | 0 | 0 | 0 | 0 | 0 | 0 | 0 | 0 | 0 | 0 | 0 | 0 | 0 | 0 | 0 | 0 | 0 | 0
F1_Commercial_Grocery_New_Food Preparation_Natural Gas_Griddle_E6 | F1 | Commercial | Grocery | New | Food Preparation | Natural Gas | Griddle | E6 | RVT - Cost of Equipment | 0 | 0 | 0 | 0 | 0 | 0 | 0 | 0 | 0 | 0 | 0 | 0 | 0 | 0 | 0 | 0 | 0 | 0 | 0 | 0 | 0 | 0 | 0 | 0 | 0 | 0 | 0 | 0 | 0 | 0 | 0 | 0 | 0
F1_Commercial_Grocery_New_Food Preparation_Natural Gas_Griddle_E7 | F1 | Commercial | Grocery | New | Food Preparation | Natural Gas | Griddle | E7 | RVT - Cost of Equipment | 0 | 0 | 0 | 0 | 0 | 0 | 0 | 0 | 0 | 0 | 0 | 0 | 0 | 0 | 0 | 0 | 0 | 0 | 0 | 0 | 0 | 0 | 0 | 0 | 0 | 0 | 0 | 0 | 0 | 0 | 0 | 0 | 0
F1_Commercial_Grocery_New_Food Preparation_Natural Gas_Griddle_E8 | F1 | Commercial | Grocery | New | Food Preparation | Natural Gas | Griddle | E8 | RVT - Cost of Equipment | 0 | 0 | 0 | 0 | 0 | 0 | 0 | 0 | 0 | 0 | 0 | 0 | 0 | 0 | 0 | 0 | 0 | 0 | 0 | 0 | 0 | 0 | 0 | 0 | 0 | 0 | 0 | 0 | 0 | 0 | 0 | 0 | 0
F1_Commercial_Grocery_New_Food Preparation_Natural Gas_Griddle_E9 | F1 | Commercial | Grocery | New | Food Preparation | Natural Gas | Griddle | E9 | RVT - Cost of Equipment | 0 | 0 | 0 | 0 | 0 | 0 | 0 | 0 | 0 | 0 | 0 | 0 | 0 | 0 | 0 | 0 | 0 | 0 | 0 | 0 | 0 | 0 | 0 | 0 | 0 | 0 | 0 | 0 | 0 | 0 | 0 | 0 | 0
F1_Commercial_Grocery_New_Food Preparation_Natural Gas_Griddle_E10 | F1 | Commercial | Grocery | New | Food Preparation | Natural Gas | Griddle | E10 | RVT - Cost of Equipment | 0 | 0 | 0 | 0 | 0 | 0 | 0 | 0 | 0 | 0 | 0 | 0 | 0 | 0 | 0 | 0 | 0 | 0 | 0 | 0 | 0 | 0 | 0 | 0 | 0 | 0 | 0 | 0 | 0 | 0 | 0 | 0 | 0
F2_Commercial_Grocery_New_Food Preparation_Natural Gas_Griddle_E1 | F2 | Commercial | Grocery | New | Food Preparation | Natural Gas | Griddle | E1 | RVT - Cost of Operation | 0.11059 | 0.11073 | 0.11133 | 0 | 0 | 0 | 0 | 0 | 0 | 0 | 0 | 0 | 0 | 0 | 0 | 0 | 0 | 0 | 0 | 0 | 0 | 0 | 0 | 0 | 0 | 0 | 0 | 0 | 0 | 0 | 0 | 0 | 0
F2_Commercial_Grocery_New_Food Preparation_Natural Gas_Griddle_E2 | F2 | Commercial | Grocery | New | Food Preparation | Natural Gas | Griddle | E2 | RVT - Cost of Operation | 0.095511 | 0.095633 | 0.096155 | 0.095669 | 0.095421 | 0.0958 | 0.096713 | 0.097455 | 0.098361 | 0.099234 | 0.10012 | 0.10095 | 0.10184 | 0.10276 | 0.10365 | 0.10456 | 0.10547 | 0.10646 | 0.10749 | 0.10854 | 0.10956 | 0.11057 | 0.11149 | 0.1124 | 0.11319 | 0.11388 | 0.1145 | 0.11504 | 0.11546 | 0.11581 | 0.116 | 0.11612 | 0.11612
F2_Commercial_Grocery_New_Food Preparation_Natural Gas_Griddle_E3 | F2 | Commercial | Grocery | New | Food Preparation | Natural Gas | Griddle | E3 | RVT - Cost of Operation | 0 | 0 | 0 | 0 | 0 | 0 | 0 | 0 | 0 | 0 | 0 | 0 | 0 | 0 | 0 | 0 | 0 | 0 | 0 | 0 | 0 | 0 | 0 | 0 | 0 | 0 | 0 | 0 | 0 | 0 | 0 | 0 | 0
F2_Commercial_Grocery_New_Food Preparation_Natural Gas_Griddle_E4 | F2 | Commercial | Grocery | New | Food Preparation | Natural Gas | Griddle | E4 | RVT - Cost of Operation | 0 | 0 | 0 | 0 | 0 | 0 | 0 | 0 | 0 | 0 | 0 | 0 | 0 | 0 | 0 | 0 | 0 | 0 | 0 | 0 | 0 | 0 | 0 | 0 | 0 | 0 | 0 | 0 | 0 | 0 | 0 | 0 | 0
F2_Commercial_Grocery_New_Food Preparation_Natural Gas_Griddle_E5 | F2 | Commercial | Grocery | New | Food Preparation | Natural Gas | Griddle | E5 | RVT - Cost of Operation | 0 | 0 | 0 | 0 | 0 | 0 | 0 | 0 | 0 | 0 | 0 | 0 | 0 | 0 | 0 | 0 | 0 | 0 | 0 | 0 | 0 | 0 | 0 | 0 | 0 | 0 | 0 | 0 | 0 | 0 | 0 | 0 | 0
F2_Commercial_Grocery_New_Food Preparation_Natural Gas_Griddle_E6 | F2 | Commercial | Grocery | New | Food Preparation | Natural Gas | Griddle | E6 | RVT - Cost of Operation | 0 | 0 | 0 | 0 | 0 | 0 | 0 | 0 | 0 | 0 | 0 | 0 | 0 | 0 | 0 | 0 | 0 | 0 | 0 | 0 | 0 | 0 | 0 | 0 | 0 | 0 | 0 | 0 | 0 | 0 | 0 | 0 | 0
F2_Commercial_Grocery_New_Food Preparation_Natural Gas_Griddle_E7 | F2 | Commercial | Grocery | New | Food Preparation | Natural Gas | Griddle | E7 | RVT - Cost of Operation | 0 | 0 | 0 | 0 | 0 | 0 | 0 | 0 | 0 | 0 | 0 | 0 | 0 | 0 | 0 | 0 | 0 | 0 | 0 | 0 | 0 | 0 | 0 | 0 | 0 | 0 | 0 | 0 | 0 | 0 | 0 | 0 | 0
F2_Commercial_Grocery_New_Food Preparation_Natural Gas_Griddle_E8 | F2 | Commercial | Grocery | New | Food Preparation | Natural Gas | Griddle | E8 | RVT - Cost of Operation | 0 | 0 | 0 | 0 | 0 | 0 | 0 | 0 | 0 | 0 | 0 | 0 | 0 | 0 | 0 | 0 | 0 | 0 | 0 | 0 | 0 | 0 | 0 | 0 | 0 | 0 | 0 | 0 | 0 | 0 | 0 | 0 | 0
F2_Commercial_Grocery_New_Food Preparation_Natural Gas_Griddle_E9 | F2 | Commercial | Grocery | New | Food Preparation | Natural Gas | Griddle | E9 | RVT - Cost of Operation | 0 | 0 | 0 | 0 | 0 | 0 | 0 | 0 | 0 | 0 | 0 | 0 | 0 | 0 | 0 | 0 | 0 | 0 | 0 | 0 | 0 | 0 | 0 | 0 | 0 | 0 | 0 | 0 | 0 | 0 | 0 | 0 | 0
F2_Commercial_Grocery_New_Food Preparation_Natural Gas_Griddle_E10 | F2 | Commercial | Grocery | New | Food Preparation | Natural Gas | Griddle | E10 | RVT - Cost of Operation | 0 | 0 | 0 | 0 | 0 | 0 | 0 | 0 | 0 | 0 | 0 | 0 | 0 | 0 | 0 | 0 | 0 | 0 | 0 | 0 | 0 | 0 | 0 | 0 | 0 | 0 | 0 | 0 | 0 | 0 | 0 | 0 | 0
F3_Commercial_Grocery_New_Food Preparation_Natural Gas_Griddle_E1 | F3 | Commercial | Grocery | New | Food Preparation | Natural Gas | Griddle | E1 | System - kBTUs of Consumption | 0.027061 | 0.027061 | 0.027061 | 0 | 0 | 0 | 0 | 0 | 0 | 0 | 0 | 0 | 0 | 0 | 0 | 0 | 0 | 0 | 0 | 0 | 0 | 0 | 0 | 0 | 0 | 0 | 0 | 0 | 0 | 0 | 0 | 0 | 0
F3_Commercial_Grocery_New_Food Preparation_Natural Gas_Griddle_E2 | F3 | Commercial | Grocery | New | Food Preparation | Natural Gas | Griddle | E2 | System - kBTUs of Consumption | 0.028953 | 0.028953 | 0.028953 | 0.028953 | 0.028953 | 0.028953 | 0.028953 | 0.028953 | 0.028953 | 0.028953 | 0.028953 | 0.028953 | 0.028953 | 0.028953 | 0.028953 | 0.028953 | 0.028953 | 0.028953 | 0.028953 | 0.028953 | 0.028953 | 0.028953 | 0.028953 | 0.028953 | 0.028953 | 0.028953 | 0.028953 | 0.028953 | 0.028953 | 0.028953 | 0.028953 | 0.028953 | 0.028953
F3_Commercial_Grocery_New_Food Preparation_Natural Gas_Griddle_E3 | F3 | Commercial | Grocery | New | Food Preparation | Natural Gas | Griddle | E3 | System - kBTUs of Consumption | 0 | 0 | 0 | 0 | 0 | 0 | 0 | 0 | 0 | 0 | 0 | 0 | 0 | 0 | 0 | 0 | 0 | 0 | 0 | 0 | 0 | 0 | 0 | 0 | 0 | 0 | 0 | 0 | 0 | 0 | 0 | 0 | 0
F3_Commercial_Grocery_New_Food Preparation_Natural Gas_Griddle_E4 | F3 | Commercial | Grocery | New | Food Preparation | Natural Gas | Griddle | E4 | System - kBTUs of Consumption | 0 | 0 | 0 | 0 | 0 | 0 | 0 | 0 | 0 | 0 | 0 | 0 | 0 | 0 | 0 | 0 | 0 | 0 | 0 | 0 | 0 | 0 | 0 | 0 | 0 | 0 | 0 | 0 | 0 | 0 | 0 | 0 | 0
F3_Commercial_Grocery_New_Food Preparation_Natural Gas_Griddle_E5 | F3 | Commercial | Grocery | New | Food Preparation | Natural Gas | Griddle | E5 | System - kBTUs of Consumption | 0 | 0 | 0 | 0 | 0 | 0 | 0 | 0 | 0 | 0 | 0 | 0 | 0 | 0 | 0 | 0 | 0 | 0 | 0 | 0 | 0 | 0 | 0 | 0 | 0 | 0 | 0 | 0 | 0 | 0 | 0 | 0 | 0
F3_Commercial_Grocery_New_Food Preparation_Natural Gas_Griddle_E6 | F3 | Commercial | Grocery | New | Food Preparation | Natural Gas | Griddle | E6 | System - kBTUs of Consumption | 0 | 0 | 0 | 0 | 0 | 0 | 0 | 0 | 0 | 0 | 0 | 0 | 0 | 0 | 0 | 0 | 0 | 0 | 0 | 0 | 0 | 0 | 0 | 0 | 0 | 0 | 0 | 0 | 0 | 0 | 0 | 0 | 0
F3_Commercial_Grocery_New_Food Preparation_Natural Gas_Griddle_E7 | F3 | Commercial | Grocery | New | Food Preparation | Natural Gas | Griddle | E7 | System - kBTUs of Consumption | 0 | 0 | 0 | 0 | 0 | 0 | 0 | 0 | 0 | 0 | 0 | 0 | 0 | 0 | 0 | 0 | 0 | 0 | 0 | 0 | 0 | 0 | 0 | 0 | 0 | 0 | 0 | 0 | 0 | 0 | 0 | 0 | 0
F3_Commercial_Grocery_New_Food Preparation_Natural Gas_Griddle_E8 | F3 | Commercial | Grocery | New | Food Preparation | Natural Gas | Griddle | E8 | System - kBTUs of Consumption | 0 | 0 | 0 | 0 | 0 | 0 | 0 | 0 | 0 | 0 | 0 | 0 | 0 | 0 | 0 | 0 | 0 | 0 | 0 | 0 | 0 | 0 | 0 | 0 | 0 | 0 | 0 | 0 | 0 | 0 | 0 | 0 | 0
F3_Commercial_Grocery_New_Food Preparation_Natural Gas_Griddle_E9 | F3 | Commercial | Grocery | New | Food Preparation | Natural Gas | Griddle | E9 | System - kBTUs of Consumption | 0 | 0 | 0 | 0 | 0 | 0 | 0 | 0 | 0 | 0 | 0 | 0 | 0 | 0 | 0 | 0 | 0 | 0 | 0 | 0 | 0 | 0 | 0 | 0 | 0 | 0 | 0 | 0 | 0 | 0 | 0 | 0 | 0
F3_Commercial_Grocery_New_Food Preparation_Natural Gas_Griddle_E10 | F3 | Commercial | Grocery | New | Food Preparation | Natural Gas | Griddle | E10 | System - kBTUs of Consumption | 0 | 0 | 0 | 0 | 0 | 0 | 0 | 0 | 0 | 0 | 0 | 0 | 0 | 0 | 0 | 0 | 0 | 0 | 0 | 0 | 0 | 0 | 0 | 0 | 0 | 0 | 0 | 0 | 0 | 0 | 0 | 0 | 0
F4_Commercial_Grocery_New_Food Preparation_Natural Gas_Griddle_E1 | F4 | Commercial | Grocery | New | Food Preparation | Natural Gas | Griddle | E1 | Utility - Cost of Equipment | 0.11059 | 0.11073 | 0.11133 | 0 | 0 | 0 | 0 | 0 | 0 | 0 | 0 | 0 | 0 | 0 | 0 | 0 | 0 | 0 | 0 | 0 | 0 | 0 | 0 | 0 | 0 | 0 | 0 | 0 | 0 | 0 | 0 | 0 | 0
F4_Commercial_Grocery_New_Food Preparation_Natural Gas_Griddle_E2 | F4 | Commercial | Grocery | New | Food Preparation | Natural Gas | Griddle | E2 | Utility - Cost of Equipment | 0.095511 | 0.095633 | 0.096155 | 0.095669 | 0.095421 | 0.0958 | 0.096713 | 0.097455 | 0.098361 | 0.099234 | 0.10012 | 0.10095 | 0.10184 | 0.10276 | 0.10365 | 0.10456 | 0.10547 | 0.10646 | 0.10749 | 0.10854 | 0.10956 | 0.11057 | 0.11149 | 0.1124 | 0.11319 | 0.11388 | 0.1145 | 0.11504 | 0.11546 | 0.11581 | 0.116 | 0.11612 | 0.11612
F4_Commercial_Grocery_New_Food Preparation_Natural Gas_Griddle_E3 | F4 | Commercial | Grocery | New | Food Preparation | Natural Gas | Griddle | E3 | Utility - Cost of Equipment | 0 | 0 | 0 | 0 | 0 | 0 | 0 | 0 | 0 | 0 | 0 | 0 | 0 | 0 | 0 | 0 | 0 | 0 | 0 | 0 | 0 | 0 | 0 | 0 | 0 | 0 | 0 | 0 | 0 | 0 | 0 | 0 | 0
F4_Commercial_Grocery_New_Food Preparation_Natural Gas_Griddle_E4 | F4 | Commercial | Grocery | New | Food Preparation | Natural Gas | Griddle | E4 | Utility - Cost of Equipment | 0 | 0 | 0 | 0 | 0 | 0 | 0 | 0 | 0 | 0 | 0 | 0 | 0 | 0 | 0 | 0 | 0 | 0 | 0 | 0 | 0 | 0 | 0 | 0 | 0 | 0 | 0 | 0 | 0 | 0 | 0 | 0 | 0
F4_Commercial_Grocery_New_Food Preparation_Natural Gas_Griddle_E5 | F4 | Commercial | Grocery | New | Food Preparation | Natural Gas | Griddle | E5 | Utility - Cost of Equipment | 0 | 0 | 0 | 0 | 0 | 0 | 0 | 0 | 0 | 0 | 0 | 0 | 0 | 0 | 0 | 0 | 0 | 0 | 0 | 0 | 0 | 0 | 0 | 0 | 0 | 0 | 0 | 0 | 0 | 0 | 0 | 0 | 0
F4_Commercial_Grocery_New_Food Preparation_Natural Gas_Griddle_E6 | F4 | Commercial | Grocery | New | Food Preparation | Natural Gas | Griddle | E6 | Utility - Cost of Equipment | 0 | 0 | 0 | 0 | 0 | 0 | 0 | 0 | 0 | 0 | 0 | 0 | 0 | 0 | 0 | 0 | 0 | 0 | 0 | 0 | 0 | 0 | 0 | 0 | 0 | 0 | 0 | 0 | 0 | 0 | 0 | 0 | 0
F4_Commercial_Grocery_New_Food Preparation_Natural Gas_Griddle_E7 | F4 | Commercial | Grocery | New | Food Preparation | Natural Gas | Griddle | E7 | Utility - Cost of Equipment | 0 | 0 | 0 | 0 | 0 | 0 | 0 | 0 | 0 | 0 | 0 | 0 | 0 | 0 | 0 | 0 | 0 | 0 | 0 | 0 | 0 | 0 | 0 | 0 | 0 | 0 | 0 | 0 | 0 | 0 | 0 | 0 | 0
F4_Commercial_Grocery_New_Food Preparation_Natural Gas_Griddle_E8 | F4 | Commercial | Grocery | New | Food Preparation | Natural Gas | Griddle | E8 | Utility - Cost of Equipment | 0 | 0 | 0 | 0 | 0 | 0 | 0 | 0 | 0 | 0 | 0 | 0 | 0 | 0 | 0 | 0 | 0 | 0 | 0 | 0 | 0 | 0 | 0 | 0 | 0 | 0 | 0 | 0 | 0 | 0 | 0 | 0 | 0
F4_Commercial_Grocery_New_Food Preparation_Natural Gas_Griddle_E9 | F4 | Commercial | Grocery | New | Food Preparation | Natural Gas | Griddle | E9 | Utility - Cost of Equipment | 0 | 0 | 0 | 0 | 0 | 0 | 0 | 0 | 0 | 0 | 0 | 0 | 0 | 0 | 0 | 0 | 0 | 0 | 0 | 0 | 0 | 0 | 0 | 0 | 0 | 0 | 0 | 0 | 0 | 0 | 0 | 0 | 0
F4_Commercial_Grocery_New_Food Preparation_Natural Gas_Griddle_E10 | F4 | Commercial | Grocery | New | Food Preparation | Natural Gas | Griddle | E10 | Utility - Cost of Equipment | 0 | 0 | 0 | 0 | 0 | 0 | 0 | 0 | 0 | 0 | 0 | 0 | 0 | 0 | 0 | 0 | 0 | 0 | 0 | 0 | 0 | 0 | 0 | 0 | 0 | 0 | 0 | 0 | 0 | 0 | 0 | 0 | 0
F5_Commercial_Grocery_New_Food Preparation_Natural Gas_Griddle_E1 | F5 | Commercial | Grocery | New | Food Preparation | Natural Gas | Griddle | E1 | Utility - Cost of Operation | 0.027061 | 0.027061 | 0.027061 | 0 | 0 | 0 | 0 | 0 | 0 | 0 | 0 | 0 | 0 | 0 | 0 | 0 | 0 | 0 | 0 | 0 | 0 | 0 | 0 | 0 | 0 | 0 | 0 | 0 | 0 | 0 | 0 | 0 | 0
F5_Commercial_Grocery_New_Food Preparation_Natural Gas_Griddle_E2 | F5 | Commercial | Grocery | New | Food Preparation | Natural Gas | Griddle | E2 | Utility - Cost of Operation | 0.028953 | 0.028953 | 0.028953 | 0.028953 | 0.028953 | 0.028953 | 0.028953 | 0.028953 | 0.028953 | 0.028953 | 0.028953 | 0.028953 | 0.028953 | 0.028953 | 0.028953 | 0.028953 | 0.028953 | 0.028953 | 0.028953 | 0.028953 | 0.028953 | 0.028953 | 0.028953 | 0.028953 | 0.028953 | 0.028953 | 0.028953 | 0.028953 | 0.028953 | 0.028953 | 0.028953 | 0.028953 | 0.028953
F5_Commercial_Grocery_New_Food Preparation_Natural Gas_Griddle_E3 | F5 | Commercial | Grocery | New | Food Preparation | Natural Gas | Griddle | E3 | Utility - Cost of Operation | 0 | 0 | 0 | 0 | 0 | 0 | 0 | 0 | 0 | 0 | 0 | 0 | 0 | 0 | 0 | 0 | 0 | 0 | 0 | 0 | 0 | 0 | 0 | 0 | 0 | 0 | 0 | 0 | 0 | 0 | 0 | 0 | 0
F5_Commercial_Grocery_New_Food Preparation_Natural Gas_Griddle_E4 | F5 | Commercial | Grocery | New | Food Preparation | Natural Gas | Griddle | E4 | Utility - Cost of Operation | 0 | 0 | 0 | 0 | 0 | 0 | 0 | 0 | 0 | 0 | 0 | 0 | 0 | 0 | 0 | 0 | 0 | 0 | 0 | 0 | 0 | 0 | 0 | 0 | 0 | 0 | 0 | 0 | 0 | 0 | 0 | 0 | 0
F5_Commercial_Grocery_New_Food Preparation_Natural Gas_Griddle_E5 | F5 | Commercial | Grocery | New | Food Preparation | Natural Gas | Griddle | E5 | Utility - Cost of Operation | 0 | 0 | 0 | 0 | 0 | 0 | 0 | 0 | 0 | 0 | 0 | 0 | 0 | 0 | 0 | 0 | 0 | 0 | 0 | 0 | 0 | 0 | 0 | 0 | 0 | 0 | 0 | 0 | 0 | 0 | 0 | 0 | 0
F5_Commercial_Grocery_New_Food Preparation_Natural Gas_Griddle_E6 | F5 | Commercial | Grocery | New | Food Preparation | Natural Gas | Griddle | E6 | Utility - Cost of Operation | 0 | 0 | 0 | 0 | 0 | 0 | 0 | 0 | 0 | 0 | 0 | 0 | 0 | 0 | 0 | 0 | 0 | 0 | 0 | 0 | 0 | 0 | 0 | 0 | 0 | 0 | 0 | 0 | 0 | 0 | 0 | 0 | 0
F5_Commercial_Grocery_New_Food Preparation_Natural Gas_Griddle_E7 | F5 | Commercial | Grocery | New | Food Preparation | Natural Gas | Griddle | E7 | Utility - Cost of Operation | 0 | 0 | 0 | 0 | 0 | 0 | 0 | 0 | 0 | 0 | 0 | 0 | 0 | 0 | 0 | 0 | 0 | 0 | 0 | 0 | 0 | 0 | 0 | 0 | 0 | 0 | 0 | 0 | 0 | 0 | 0 | 0 | 0
F5_Commercial_Grocery_New_Food Preparation_Natural Gas_Griddle_E8 | F5 | Commercial | Grocery | New | Food Preparation | Natural Gas | Griddle | E8 | Utility - Cost of Operation | 0 | 0 | 0 | 0 | 0 | 0 | 0 | 0 | 0 | 0 | 0 | 0 | 0 | 0 | 0 | 0 | 0 | 0 | 0 | 0 | 0 | 0 | 0 | 0 | 0 | 0 | 0 | 0 | 0 | 0 | 0 | 0 | 0
F5_Commercial_Grocery_New_Food Preparation_Natural Gas_Griddle_E9 | F5 | Commercial | Grocery | New | Food Preparation | Natural Gas | Griddle | E9 | Utility - Cost of Operation | 0 | 0 | 0 | 0 | 0 | 0 | 0 | 0 | 0 | 0 | 0 | 0 | 0 | 0 | 0 | 0 | 0 | 0 | 0 | 0 | 0 | 0 | 0 | 0 | 0 | 0 | 0 | 0 | 0 | 0 | 0 | 0 | 0
F5_Commercial_Grocery_New_Food Preparation_Natural Gas_Griddle_E10 | F5 | Commercial | Grocery | New | Food Preparation | Natural Gas | Griddle | E10 | Utility - Cost of Operation | 0 | 0 | 0 | 0 | 0 | 0 | 0 | 0 | 0 | 0 | 0 | 0 | 0 | 0 | 0 | 0 | 0 | 0 | 0 | 0 | 0 | 0 | 0 | 0 | 0 | 0 | 0 | 0 | 0 | 0 | 0 | 0 | 0
F6_Commercial_Grocery_New_Food Preparation_Natural Gas_Griddle_E1 | F6 | Commercial | Grocery | New | Food Preparation | Natural Gas | Griddle | E1 | Utility - Value of Sales | 0.058537 | 0.058799 | 0.05922 | 0 | 0 | 0 | 0 | 0 | 0 | 0 | 0 | 0 | 0 | 0 | 0 | 0 | 0 | 0 | 0 | 0 | 0 | 0 | 0 | 0 | 0 | 0 | 0 | 0 | 0 | 0 | 0 | 0 | 0
F6_Commercial_Grocery_New_Food Preparation_Natural Gas_Griddle_E2 | F6 | Commercial | Grocery | New | Food Preparation | Natural Gas | Griddle | E2 | Utility - Value of Sales | 0.050556 | 0.050783 | 0.051147 | 0.051067 | 0.051067 | 0.051067 | 0.051067 | 0.051067 | 0.051067 | 0.051067 | 0.051067 | 0.051067 | 0.051067 | 0.051067 | 0.051067 | 0.051067 | 0.051067 | 0.051067 | 0.051067 | 0.051067 | 0.051067 | 0.051067 | 0.051067 | 0.051067 | 0.051067 | 0.051067 | 0.051067 | 0.051067 | 0.051067 | 0.051067 | 0.051067 | 0.051067 | 0.051067
F6_Commercial_Grocery_New_Food Preparation_Natural Gas_Griddle_E3 | F6 | Commercial | Grocery | New | Food Preparation | Natural Gas | Griddle | E3 | Utility - Value of Sales | 0 | 0 | 0 | 0 | 0 | 0 | 0 | 0 | 0 | 0 | 0 | 0 | 0 | 0 | 0 | 0 | 0 | 0 | 0 | 0 | 0 | 0 | 0 | 0 | 0 | 0 | 0 | 0 | 0 | 0 | 0 | 0 | 0
F6_Commercial_Grocery_New_Food Preparation_Natural Gas_Griddle_E4 | F6 | Commercial | Grocery | New | Food Preparation | Natural Gas | Griddle | E4 | Utility - Value of Sales | 0 | 0 | 0 | 0 | 0 | 0 | 0 | 0 | 0 | 0 | 0 | 0 | 0 | 0 | 0 | 0 | 0 | 0 | 0 | 0 | 0 | 0 | 0 | 0 | 0 | 0 | 0 | 0 | 0 | 0 | 0 | 0 | 0
F6_Commercial_Grocery_New_Food Preparation_Natural Gas_Griddle_E5 | F6 | Commercial | Grocery | New | Food Preparation | Natural Gas | Griddle | E5 | Utility - Value of Sales | 0 | 0 | 0 | 0 | 0 | 0 | 0 | 0 | 0 | 0 | 0 | 0 | 0 | 0 | 0 | 0 | 0 | 0 | 0 | 0 | 0 | 0 | 0 | 0 | 0 | 0 | 0 | 0 | 0 | 0 | 0 | 0 | 0
F6_Commercial_Grocery_New_Food Preparation_Natural Gas_Griddle_E6 | F6 | Commercial | Grocery | New | Food Preparation | Natural Gas | Griddle | E6 | Utility - Value of Sales | 0 | 0 | 0 | 0 | 0 | 0 | 0 | 0 | 0 | 0 | 0 | 0 | 0 | 0 | 0 | 0 | 0 | 0 | 0 | 0 | 0 | 0 | 0 | 0 | 0 | 0 | 0 | 0 | 0 | 0 | 0 | 0 | 0
F6_Commercial_Grocery_New_Food Preparation_Natural Gas_Griddle_E7 | F6 | Commercial | Grocery | New | Food Preparation | Natural Gas | Griddle | E7 | Utility - Value of Sales | 0 | 0 | 0 | 0 | 0 | 0 | 0 | 0 | 0 | 0 | 0 | 0 | 0 | 0 | 0 | 0 | 0 | 0 | 0 | 0 | 0 | 0 | 0 | 0 | 0 | 0 | 0 | 0 | 0 | 0 | 0 | 0 | 0
F6_Commercial_Grocery_New_Food Preparation_Natural Gas_Griddle_E8 | F6 | Commercial | Grocery | New | Food Preparation | Natural Gas | Griddle | E8 | Utility - Value of Sales | 0 | 0 | 0 | 0 | 0 | 0 | 0 | 0 | 0 | 0 | 0 | 0 | 0 | 0 | 0 | 0 | 0 | 0 | 0 | 0 | 0 | 0 | 0 | 0 | 0 | 0 | 0 | 0 | 0 | 0 | 0 | 0 | 0
F6_Commercial_Grocery_New_Food Preparation_Natural Gas_Griddle_E9 | F6 | Commercial | Grocery | New | Food Preparation | Natural Gas | Griddle | E9 | Utility - Value of Sales | 0 | 0 | 0 | 0 | 0 | 0 | 0 | 0 | 0 | 0 | 0 | 0 | 0 | 0 | 0 | 0 | 0 | 0 | 0 | 0 | 0 | 0 | 0 | 0 | 0 | 0 | 0 | 0 | 0 | 0 | 0 | 0 | 0
F6_Commercial_Grocery_New_Food Preparation_Natural Gas_Griddle_E10 | F6 | Commercial | Grocery | New | Food Preparation | Natural Gas | Griddle | E10 | Utility - Value of Sales | 0 | 0 | 0 | 0 | 0 | 0 | 0 | 0 | 0 | 0 | 0 | 0 | 0 | 0 | 0 | 0 | 0 | 0 | 0 | 0 | 0 | 0 | 0 | 0 | 0 | 0 | 0 | 0 | 0 | 0 | 0 | 0 | 0
F1_Commercial_Grocery_New_Food Preparation_Natural Gas_Range_E1 | F1 | Commercial | Grocery | New | Food Preparation | Natural Gas | Range | E1 | RVT - Cost of Equipment | 0.10772 | 0.1077 | 0.10822 | 0.10743 | 0.10694 | 0.10729 | 0.10835 | 0.10919 | 0.11023 | 0.11121 | 0.1122 | 0.1131 | 0.11407 | 0.11509 | 0.11606 | 0.11704 | 0.11805 | 0.11914 | 0.12027 | 0.12147 | 0.12265 | 0.12388 | 0.12502 | 0.12619 | 0.12724 | 0.12814 | 0.12895 | 0.12966 | 0.13021 | 0.13067 | 0.13091 | 0.13108 | 0.13108
F1_Commercial_Grocery_New_Food Preparation_Natural Gas_Range_E2 | F1 | Commercial | Grocery | New | Food Preparation | Natural Gas | Range | E2 | RVT - Cost of Equipment | 0.080791 | 0.080778 | 0.081167 | 0.08057 | 0.080207 | 0.080471 | 0.081266 | 0.081893 | 0.082673 | 0.083408 | 0.084148 | 0.084827 | 0.085555 | 0.086315 | 0.087042 | 0.087782 | 0.088534 | 0.089351 | 0.090204 | 0.091102 | 0.091987 | 0.092911 | 0.093763 | 0.094646 | 0.095427 | 0.096101 | 0.096716 | 0.097245 | 0.09766 | 0.098 | 0.098186 | 0.09831 | 0.09831
F1_Commercial_Grocery_New_Food Preparation_Natural Gas_Range_E3 | F1 | Commercial | Grocery | New | Food Preparation | Natural Gas | Range | E3 | RVT - Cost of Equipment | 0 | 0 | 0 | 0 | 0 | 0 | 0 | 0 | 0 | 0 | 0 | 0 | 0 | 0 | 0 | 0 | 0 | 0 | 0 | 0 | 0 | 0 | 0 | 0 | 0 | 0 | 0 | 0 | 0 | 0 | 0 | 0 | 0
F1_Commercial_Grocery_New_Food Preparation_Natural Gas_Range_E4 | F1 | Commercial | Grocery | New | Food Preparation | Natural Gas | Range | E4 | RVT - Cost of Equipment | 0 | 0 | 0 | 0 | 0 | 0 | 0 | 0 | 0 | 0 | 0 | 0 | 0 | 0 | 0 | 0 | 0 | 0 | 0 | 0 | 0 | 0 | 0 | 0 | 0 | 0 | 0 | 0 | 0 | 0 | 0 | 0 | 0
F1_Commercial_Grocery_New_Food Preparation_Natural Gas_Range_E5 | F1 | Commercial | Grocery | New | Food Preparation | Natural Gas | Range | E5 | RVT - Cost of Equipment | 0 | 0 | 0 | 0 | 0 | 0 | 0 | 0 | 0 | 0 | 0 | 0 | 0 | 0 | 0 | 0 | 0 | 0 | 0 | 0 | 0 | 0 | 0 | 0 | 0 | 0 | 0 | 0 | 0 | 0 | 0 | 0 | 0
F1_Commercial_Grocery_New_Food Preparation_Natural Gas_Range_E6 | F1 | Commercial | Grocery | New | Food Preparation | Natural Gas | Range | E6 | RVT - Cost of Equipment | 0 | 0 | 0 | 0 | 0 | 0 | 0 | 0 | 0 | 0 | 0 | 0 | 0 | 0 | 0 | 0 | 0 | 0 | 0 | 0 | 0 | 0 | 0 | 0 | 0 | 0 | 0 | 0 | 0 | 0 | 0 | 0 | 0
F1_Commercial_Grocery_New_Food Preparation_Natural Gas_Range_E7 | F1 | Commercial | Grocery | New | Food Preparation | Natural Gas | Range | E7 | RVT - Cost of Equipment | 0 | 0 | 0 | 0 | 0 | 0 | 0 | 0 | 0 | 0 | 0 | 0 | 0 | 0 | 0 | 0 | 0 | 0 | 0 | 0 | 0 | 0 | 0 | 0 | 0 | 0 | 0 | 0 | 0 | 0 | 0 | 0 | 0
F1_Commercial_Grocery_New_Food Preparation_Natural Gas_Range_E8 | F1 | Commercial | Grocery | New | Food Preparation | Natural Gas | Range | E8 | RVT - Cost of Equipment | 0 | 0 | 0 | 0 | 0 | 0 | 0 | 0 | 0 | 0 | 0 | 0 | 0 | 0 | 0 | 0 | 0 | 0 | 0 | 0 | 0 | 0 | 0 | 0 | 0 | 0 | 0 | 0 | 0 | 0 | 0 | 0 | 0
F1_Commercial_Grocery_New_Food Preparation_Natural Gas_Range_E9 | F1 | Commercial | Grocery | New | Food Preparation | Natural Gas | Range | E9 | RVT - Cost of Equipment | 0 | 0 | 0 | 0 | 0 | 0 | 0 | 0 | 0 | 0 | 0 | 0 | 0 | 0 | 0 | 0 | 0 | 0 | 0 | 0 | 0 | 0 | 0 | 0 | 0 | 0 | 0 | 0 | 0 | 0 | 0 | 0 | 0
F1_Commercial_Grocery_New_Food Preparation_Natural Gas_Range_E10 | F1 | Commercial | Grocery | New | Food Preparation | Natural Gas | Range | E10 | RVT - Cost of Equipment | 0 | 0 | 0 | 0 | 0 | 0 | 0 | 0 | 0 | 0 | 0 | 0 | 0 | 0 | 0 | 0 | 0 | 0 | 0 | 0 | 0 | 0 | 0 | 0 | 0 | 0 | 0 | 0 | 0 | 0 | 0 | 0 | 0
F2_Commercial_Grocery_New_Food Preparation_Natural Gas_Range_E1 | F2 | Commercial | Grocery | New | Food Preparation | Natural Gas | Range | E1 | RVT - Cost of Operation | 0.12906 | 0.12904 | 0.12966 | 0.1287 | 0.12812 | 0.12855 | 0.12982 | 0.13082 | 0.13206 | 0.13324 | 0.13442 | 0.1355 | 0.13667 | 0.13788 | 0.13904 | 0.14023 | 0.14143 | 0.14273 | 0.14409 | 0.14553 | 0.14694 | 0.14842 | 0.14978 | 0.15119 | 0.15244 | 0.15351 | 0.1545 | 0.15534 | 0.156 | 0.15655 | 0.15684 | 0.15704 | 0.15704
F2_Commercial_Grocery_New_Food Preparation_Natural Gas_Range_E2 | F2 | Commercial | Grocery | New | Food Preparation | Natural Gas | Range | E2 | RVT - Cost of Operation | 0.096793 | 0.096778 | 0.097243 | 0.096528 | 0.096093 | 0.096409 | 0.097362 | 0.098114 | 0.099047 | 0.099928 | 0.10081 | 0.10163 | 0.1025 | 0.10341 | 0.10428 | 0.10517 | 0.10607 | 0.10705 | 0.10807 | 0.10915 | 0.11021 | 0.11131 | 0.11233 | 0.11339 | 0.11433 | 0.11514 | 0.11587 | 0.11651 | 0.117 | 0.11741 | 0.11763 | 0.11778 | 0.11778
F2_Commercial_Grocery_New_Food Preparation_Natural Gas_Range_E3 | F2 | Commercial | Grocery | New | Food Preparation | Natural Gas | Range | E3 | RVT - Cost of Operation | 0 | 0 | 0 | 0 | 0 | 0 | 0 | 0 | 0 | 0 | 0 | 0 | 0 | 0 | 0 | 0 | 0 | 0 | 0 | 0 | 0 | 0 | 0 | 0 | 0 | 0 | 0 | 0 | 0 | 0 | 0 | 0 | 0
F2_Commercial_Grocery_New_Food Preparation_Natural Gas_Range_E4 | F2 | Commercial | Grocery | New | Food Preparation | Natural Gas | Range | E4 | RVT - Cost of Operation | 0 | 0 | 0 | 0 | 0 | 0 | 0 | 0 | 0 | 0 | 0 | 0 | 0 | 0 | 0 | 0 | 0 | 0 | 0 | 0 | 0 | 0 | 0 | 0 | 0 | 0 | 0 | 0 | 0 | 0 | 0 | 0 | 0
F2_Commercial_Grocery_New_Food Preparation_Natural Gas_Range_E5 | F2 | Commercial | Grocery | New | Food Preparation | Natural Gas | Range | E5 | RVT - Cost of Operation | 0 | 0 | 0 | 0 | 0 | 0 | 0 | 0 | 0 | 0 | 0 | 0 | 0 | 0 | 0 | 0 | 0 | 0 | 0 | 0 | 0 | 0 | 0 | 0 | 0 | 0 | 0 | 0 | 0 | 0 | 0 | 0 | 0
F2_Commercial_Grocery_New_Food Preparation_Natural Gas_Range_E6 | F2 | Commercial | Grocery | New | Food Preparation | Natural Gas | Range | E6 | RVT - Cost of Operation | 0 | 0 | 0 | 0 | 0 | 0 | 0 | 0 | 0 | 0 | 0 | 0 | 0 | 0 | 0 | 0 | 0 | 0 | 0 | 0 | 0 | 0 | 0 | 0 | 0 | 0 | 0 | 0 | 0 | 0 | 0 | 0 | 0
F2_Commercial_Grocery_New_Food Preparation_Natural Gas_Range_E7 | F2 | Commercial | Grocery | New | Food Preparation | Natural Gas | Range | E7 | RVT - Cost of Operation | 0 | 0 | 0 | 0 | 0 | 0 | 0 | 0 | 0 | 0 | 0 | 0 | 0 | 0 | 0 | 0 | 0 | 0 | 0 | 0 | 0 | 0 | 0 | 0 | 0 | 0 | 0 | 0 | 0 | 0 | 0 | 0 | 0
F2_Commercial_Grocery_New_Food Preparation_Natural Gas_Range_E8 | F2 | Commercial | Grocery | New | Food Preparation | Natural Gas | Range | E8 | RVT - Cost of Operation | 0 | 0 | 0 | 0 | 0 | 0 | 0 | 0 | 0 | 0 | 0 | 0 | 0 | 0 | 0 | 0 | 0 | 0 | 0 | 0 | 0 | 0 | 0 | 0 | 0 | 0 | 0 | 0 | 0 | 0 | 0 | 0 | 0
F2_Commercial_Grocery_New_Food Preparation_Natural Gas_Range_E9 | F2 | Commercial | Grocery | New | Food Preparation | Natural Gas | Range | E9 | RVT - Cost of Operation | 0 | 0 | 0 | 0 | 0 | 0 | 0 | 0 | 0 | 0 | 0 | 0 | 0 | 0 | 0 | 0 | 0 | 0 | 0 | 0 | 0 | 0 | 0 | 0 | 0 | 0 | 0 | 0 | 0 | 0 | 0 | 0 | 0
F2_Commercial_Grocery_New_Food Preparation_Natural Gas_Range_E10 | F2 | Commercial | Grocery | New | Food Preparation | Natural Gas | Range | E10 | RVT - Cost of Operation | 0 | 0 | 0 | 0 | 0 | 0 | 0 | 0 | 0 | 0 | 0 | 0 | 0 | 0 | 0 | 0 | 0 | 0 | 0 | 0 | 0 | 0 | 0 | 0 | 0 | 0 | 0 | 0 | 0 | 0 | 0 | 0 | 0
F3_Commercial_Grocery_New_Food Preparation_Natural Gas_Range_E1 | F3 | Commercial | Grocery | New | Food Preparation | Natural Gas | Range | E1 | System - kBTUs of Consumption | 0.051632 | 0.051632 | 0.051632 | 0.051632 | 0.051632 | 0.051632 | 0.051632 | 0.051632 | 0.051632 | 0.051632 | 0.051632 | 0.051632 | 0.051632 | 0.051632 | 0.051632 | 0.051632 | 0.051632 | 0.051632 | 0.051632 | 0.051632 | 0.051632 | 0.051632 | 0.051632 | 0.051632 | 0.051632 | 0.051632 | 0.051632 | 0.051632 | 0.051632 | 0.051632 | 0.051632 | 0.051632 | 0.051632
F3_Commercial_Grocery_New_Food Preparation_Natural Gas_Range_E2 | F3 | Commercial | Grocery | New | Food Preparation | Natural Gas | Range | E2 | System - kBTUs of Consumption | 0.051639 | 0.051639 | 0.051639 | 0.051639 | 0.051639 | 0.051639 | 0.051639 | 0.051639 | 0.051639 | 0.051639 | 0.051639 | 0.051639 | 0.051639 | 0.051639 | 0.051639 | 0.051639 | 0.051639 | 0.051639 | 0.051639 | 0.051639 | 0.051639 | 0.051639 | 0.051639 | 0.051639 | 0.051639 | 0.051639 | 0.051639 | 0.051639 | 0.051639 | 0.051639 | 0.051639 | 0.051639 | 0.051639
F3_Commercial_Grocery_New_Food Preparation_Natural Gas_Range_E3 | F3 | Commercial | Grocery | New | Food Preparation | Natural Gas | Range | E3 | System - kBTUs of Consumption | 0 | 0 | 0 | 0 | 0 | 0 | 0 | 0 | 0 | 0 | 0 | 0 | 0 | 0 | 0 | 0 | 0 | 0 | 0 | 0 | 0 | 0 | 0 | 0 | 0 | 0 | 0 | 0 | 0 | 0 | 0 | 0 | 0
F3_Commercial_Grocery_New_Food Preparation_Natural Gas_Range_E4 | F3 | Commercial | Grocery | New | Food Preparation | Natural Gas | Range | E4 | System - kBTUs of Consumption | 0 | 0 | 0 | 0 | 0 | 0 | 0 | 0 | 0 | 0 | 0 | 0 | 0 | 0 | 0 | 0 | 0 | 0 | 0 | 0 | 0 | 0 | 0 | 0 | 0 | 0 | 0 | 0 | 0 | 0 | 0 | 0 | 0
F3_Commercial_Grocery_New_Food Preparation_Natural Gas_Range_E5 | F3 | Commercial | Grocery | New | Food Preparation | Natural Gas | Range | E5 | System - kBTUs of Consumption | 0 | 0 | 0 | 0 | 0 | 0 | 0 | 0 | 0 | 0 | 0 | 0 | 0 | 0 | 0 | 0 | 0 | 0 | 0 | 0 | 0 | 0 | 0 | 0 | 0 | 0 | 0 | 0 | 0 | 0 | 0 | 0 | 0
F3_Commercial_Grocery_New_Food Preparation_Natural Gas_Range_E6 | F3 | Commercial | Grocery | New | Food Preparation | Natural Gas | Range | E6 | System - kBTUs of Consumption | 0 | 0 | 0 | 0 | 0 | 0 | 0 | 0 | 0 | 0 | 0 | 0 | 0 | 0 | 0 | 0 | 0 | 0 | 0 | 0 | 0 | 0 | 0 | 0 | 0 | 0 | 0 | 0 | 0 | 0 | 0 | 0 | 0
F3_Commercial_Grocery_New_Food Preparation_Natural Gas_Range_E7 | F3 | Commercial | Grocery | New | Food Preparation | Natural Gas | Range | E7 | System - kBTUs of Consumption | 0 | 0 | 0 | 0 | 0 | 0 | 0 | 0 | 0 | 0 | 0 | 0 | 0 | 0 | 0 | 0 | 0 | 0 | 0 | 0 | 0 | 0 | 0 | 0 | 0 | 0 | 0 | 0 | 0 | 0 | 0 | 0 | 0
F3_Commercial_Grocery_New_Food Preparation_Natural Gas_Range_E8 | F3 | Commercial | Grocery | New | Food Preparation | Natural Gas | Range | E8 | System - kBTUs of Consumption | 0 | 0 | 0 | 0 | 0 | 0 | 0 | 0 | 0 | 0 | 0 | 0 | 0 | 0 | 0 | 0 | 0 | 0 | 0 | 0 | 0 | 0 | 0 | 0 | 0 | 0 | 0 | 0 | 0 | 0 | 0 | 0 | 0
F3_Commercial_Grocery_New_Food Preparation_Natural Gas_Range_E9 | F3 | Commercial | Grocery | New | Food Preparation | Natural Gas | Range | E9 | System - kBTUs of Consumption | 0 | 0 | 0 | 0 | 0 | 0 | 0 | 0 | 0 | 0 | 0 | 0 | 0 | 0 | 0 | 0 | 0 | 0 | 0 | 0 | 0 | 0 | 0 | 0 | 0 | 0 | 0 | 0 | 0 | 0 | 0 | 0 | 0
F3_Commercial_Grocery_New_Food Preparation_Natural Gas_Range_E10 | F3 | Commercial | Grocery | New | Food Preparation | Natural Gas | Range | E10 | System - kBTUs of Consumption | 0 | 0 | 0 | 0 | 0 | 0 | 0 | 0 | 0 | 0 | 0 | 0 | 0 | 0 | 0 | 0 | 0 | 0 | 0 | 0 | 0 | 0 | 0 | 0 | 0 | 0 | 0 | 0 | 0 | 0 | 0 | 0 | 0
F4_Commercial_Grocery_New_Food Preparation_Natural Gas_Range_E1 | F4 | Commercial | Grocery | New | Food Preparation | Natural Gas | Range | E1 | Utility - Cost of Equipment | 0.12906 | 0.12904 | 0.12966 | 0.1287 | 0.12812 | 0.12855 | 0.12982 | 0.13082 | 0.13206 | 0.13324 | 0.13442 | 0.1355 | 0.13667 | 0.13788 | 0.13904 | 0.14023 | 0.14143 | 0.14273 | 0.14409 | 0.14553 | 0.14694 | 0.14842 | 0.14978 | 0.15119 | 0.15244 | 0.15351 | 0.1545 | 0.15534 | 0.156 | 0.15655 | 0.15684 | 0.15704 | 0.15704
F4_Commercial_Grocery_New_Food Preparation_Natural Gas_Range_E2 | F4 | Commercial | Grocery | New | Food Preparation | Natural Gas | Range | E2 | Utility - Cost of Equipment | 0.096793 | 0.096778 | 0.097243 | 0.096528 | 0.096093 | 0.096409 | 0.097362 | 0.098114 | 0.099047 | 0.099928 | 0.10081 | 0.10163 | 0.1025 | 0.10341 | 0.10428 | 0.10517 | 0.10607 | 0.10705 | 0.10807 | 0.10915 | 0.11021 | 0.11131 | 0.11233 | 0.11339 | 0.11433 | 0.11514 | 0.11587 | 0.11651 | 0.117 | 0.11741 | 0.11763 | 0.11778 | 0.11778
F4_Commercial_Grocery_New_Food Preparation_Natural Gas_Range_E3 | F4 | Commercial | Grocery | New | Food Preparation | Natural Gas | Range | E3 | Utility - Cost of Equipment | 0 | 0 | 0 | 0 | 0 | 0 | 0 | 0 | 0 | 0 | 0 | 0 | 0 | 0 | 0 | 0 | 0 | 0 | 0 | 0 | 0 | 0 | 0 | 0 | 0 | 0 | 0 | 0 | 0 | 0 | 0 | 0 | 0
F4_Commercial_Grocery_New_Food Preparation_Natural Gas_Range_E4 | F4 | Commercial | Grocery | New | Food Preparation | Natural Gas | Range | E4 | Utility - Cost of Equipment | 0 | 0 | 0 | 0 | 0 | 0 | 0 | 0 | 0 | 0 | 0 | 0 | 0 | 0 | 0 | 0 | 0 | 0 | 0 | 0 | 0 | 0 | 0 | 0 | 0 | 0 | 0 | 0 | 0 | 0 | 0 | 0 | 0
F4_Commercial_Grocery_New_Food Preparation_Natural Gas_Range_E5 | F4 | Commercial | Grocery | New | Food Preparation | Natural Gas | Range | E5 | Utility - Cost of Equipment | 0 | 0 | 0 | 0 | 0 | 0 | 0 | 0 | 0 | 0 | 0 | 0 | 0 | 0 | 0 | 0 | 0 | 0 | 0 | 0 | 0 | 0 | 0 | 0 | 0 | 0 | 0 | 0 | 0 | 0 | 0 | 0 | 0
F4_Commercial_Grocery_New_Food Preparation_Natural Gas_Range_E6 | F4 | Commercial | Grocery | New | Food Preparation | Natural Gas | Range | E6 | Utility - Cost of Equipment | 0 | 0 | 0 | 0 | 0 | 0 | 0 | 0 | 0 | 0 | 0 | 0 | 0 | 0 | 0 | 0 | 0 | 0 | 0 | 0 | 0 | 0 | 0 | 0 | 0 | 0 | 0 | 0 | 0 | 0 | 0 | 0 | 0
F4_Commercial_Grocery_New_Food Preparation_Natural Gas_Range_E7 | F4 | Commercial | Grocery | New | Food Preparation | Natural Gas | Range | E7 | Utility - Cost of Equipment | 0 | 0 | 0 | 0 | 0 | 0 | 0 | 0 | 0 | 0 | 0 | 0 | 0 | 0 | 0 | 0 | 0 | 0 | 0 | 0 | 0 | 0 | 0 | 0 | 0 | 0 | 0 | 0 | 0 | 0 | 0 | 0 | 0
F4_Commercial_Grocery_New_Food Preparation_Natural Gas_Range_E8 | F4 | Commercial | Grocery | New | Food Preparation | Natural Gas | Range | E8 | Utility - Cost of Equipment | 0 | 0 | 0 | 0 | 0 | 0 | 0 | 0 | 0 | 0 | 0 | 0 | 0 | 0 | 0 | 0 | 0 | 0 | 0 | 0 | 0 | 0 | 0 | 0 | 0 | 0 | 0 | 0 | 0 | 0 | 0 | 0 | 0
F4_Commercial_Grocery_New_Food Preparation_Natural Gas_Range_E9 | F4 | Commercial | Grocery | New | Food Preparation | Natural Gas | Range | E9 | Utility - Cost of Equipment | 0 | 0 | 0 | 0 | 0 | 0 | 0 | 0 | 0 | 0 | 0 | 0 | 0 | 0 | 0 | 0 | 0 | 0 | 0 | 0 | 0 | 0 | 0 | 0 | 0 | 0 | 0 | 0 | 0 | 0 | 0 | 0 | 0
F4_Commercial_Grocery_New_Food Preparation_Natural Gas_Range_E10 | F4 | Commercial | Grocery | New | Food Preparation | Natural Gas | Range | E10 | Utility - Cost of Equipment | 0 | 0 | 0 | 0 | 0 | 0 | 0 | 0 | 0 | 0 | 0 | 0 | 0 | 0 | 0 | 0 | 0 | 0 | 0 | 0 | 0 | 0 | 0 | 0 | 0 | 0 | 0 | 0 | 0 | 0 | 0 | 0 | 0
F5_Commercial_Grocery_New_Food Preparation_Natural Gas_Range_E1 | F5 | Commercial | Grocery | New | Food Preparation | Natural Gas | Range | E1 | Utility - Cost of Operation | 0.051632 | 0.051632 | 0.051632 | 0.051632 | 0.051632 | 0.051632 | 0.051632 | 0.051632 | 0.051632 | 0.051632 | 0.051632 | 0.051632 | 0.051632 | 0.051632 | 0.051632 | 0.051632 | 0.051632 | 0.051632 | 0.051632 | 0.051632 | 0.051632 | 0.051632 | 0.051632 | 0.051632 | 0.051632 | 0.051632 | 0.051632 | 0.051632 | 0.051632 | 0.051632 | 0.051632 | 0.051632 | 0.051632
F5_Commercial_Grocery_New_Food Preparation_Natural Gas_Range_E2 | F5 | Commercial | Grocery | New | Food Preparation | Natural Gas | Range | E2 | Utility - Cost of Operation | 0.051639 | 0.051639 | 0.051639 | 0.051639 | 0.051639 | 0.051639 | 0.051639 | 0.051639 | 0.051639 | 0.051639 | 0.051639 | 0.051639 | 0.051639 | 0.051639 | 0.051639 | 0.051639 | 0.051639 | 0.051639 | 0.051639 | 0.051639 | 0.051639 | 0.051639 | 0.051639 | 0.051639 | 0.051639 | 0.051639 | 0.051639 | 0.051639 | 0.051639 | 0.051639 | 0.051639 | 0.051639 | 0.051639
F5_Commercial_Grocery_New_Food Preparation_Natural Gas_Range_E3 | F5 | Commercial | Grocery | New | Food Preparation | Natural Gas | Range | E3 | Utility - Cost of Operation | 0 | 0 | 0 | 0 | 0 | 0 | 0 | 0 | 0 | 0 | 0 | 0 | 0 | 0 | 0 | 0 | 0 | 0 | 0 | 0 | 0 | 0 | 0 | 0 | 0 | 0 | 0 | 0 | 0 | 0 | 0 | 0 | 0
F5_Commercial_Grocery_New_Food Preparation_Natural Gas_Range_E4 | F5 | Commercial | Grocery | New | Food Preparation | Natural Gas | Range | E4 | Utility - Cost of Operation | 0 | 0 | 0 | 0 | 0 | 0 | 0 | 0 | 0 | 0 | 0 | 0 | 0 | 0 | 0 | 0 | 0 | 0 | 0 | 0 | 0 | 0 | 0 | 0 | 0 | 0 | 0 | 0 | 0 | 0 | 0 | 0 | 0
F5_Commercial_Grocery_New_Food Preparation_Natural Gas_Range_E5 | F5 | Commercial | Grocery | New | Food Preparation | Natural Gas | Range | E5 | Utility - Cost of Operation | 0 | 0 | 0 | 0 | 0 | 0 | 0 | 0 | 0 | 0 | 0 | 0 | 0 | 0 | 0 | 0 | 0 | 0 | 0 | 0 | 0 | 0 | 0 | 0 | 0 | 0 | 0 | 0 | 0 | 0 | 0 | 0 | 0
F5_Commercial_Grocery_New_Food Preparation_Natural Gas_Range_E6 | F5 | Commercial | Grocery | New | Food Preparation | Natural Gas | Range | E6 | Utility - Cost of Operation | 0 | 0 | 0 | 0 | 0 | 0 | 0 | 0 | 0 | 0 | 0 | 0 | 0 | 0 | 0 | 0 | 0 | 0 | 0 | 0 | 0 | 0 | 0 | 0 | 0 | 0 | 0 | 0 | 0 | 0 | 0 | 0 | 0
F5_Commercial_Grocery_New_Food Preparation_Natural Gas_Range_E7 | F5 | Commercial | Grocery | New | Food Preparation | Natural Gas | Range | E7 | Utility - Cost of Operation | 0 | 0 | 0 | 0 | 0 | 0 | 0 | 0 | 0 | 0 | 0 | 0 | 0 | 0 | 0 | 0 | 0 | 0 | 0 | 0 | 0 | 0 | 0 | 0 | 0 | 0 | 0 | 0 | 0 | 0 | 0 | 0 | 0
F5_Commercial_Grocery_New_Food Preparation_Natural Gas_Range_E8 | F5 | Commercial | Grocery | New | Food Preparation | Natural Gas | Range | E8 | Utility - Cost of Operation | 0 | 0 | 0 | 0 | 0 | 0 | 0 | 0 | 0 | 0 | 0 | 0 | 0 | 0 | 0 | 0 | 0 | 0 | 0 | 0 | 0 | 0 | 0 | 0 | 0 | 0 | 0 | 0 | 0 | 0 | 0 | 0 | 0
F5_Commercial_Grocery_New_Food Preparation_Natural Gas_Range_E9 | F5 | Commercial | Grocery | New | Food Preparation | Natural Gas | Range | E9 | Utility - Cost of Operation | 0 | 0 | 0 | 0 | 0 | 0 | 0 | 0 | 0 | 0 | 0 | 0 | 0 | 0 | 0 | 0 | 0 | 0 | 0 | 0 | 0 | 0 | 0 | 0 | 0 | 0 | 0 | 0 | 0 | 0 | 0 | 0 | 0
F5_Commercial_Grocery_New_Food Preparation_Natural Gas_Range_E10 | F5 | Commercial | Grocery | New | Food Preparation | Natural Gas | Range | E10 | Utility - Cost of Operation | 0 | 0 | 0 | 0 | 0 | 0 | 0 | 0 | 0 | 0 | 0 | 0 | 0 | 0 | 0 | 0 | 0 | 0 | 0 | 0 | 0 | 0 | 0 | 0 | 0 | 0 | 0 | 0 | 0 | 0 | 0 | 0 | 0
F6_Commercial_Grocery_New_Food Preparation_Natural Gas_Range_E1 | F6 | Commercial | Grocery | New | Food Preparation | Natural Gas | Range | E1 | Utility - Value of Sales | 0.068272 | 0.068639 | 0.06923 | 0.069101 | 0.069101 | 0.069101 | 0.069101 | 0.069101 | 0.069101 | 0.069101 | 0.069101 | 0.069101 | 0.069101 | 0.069101 | 0.069101 | 0.069101 | 0.069101 | 0.069101 | 0.069101 | 0.069101 | 0.069101 | 0.069101 | 0.069101 | 0.069101 | 0.069101 | 0.069101 | 0.069101 | 0.069101 | 0.069101 | 0.069101 | 0.069101 | 0.069101 | 0.069101
F6_Commercial_Grocery_New_Food Preparation_Natural Gas_Range_E2 | F6 | Commercial | Grocery | New | Food Preparation | Natural Gas | Range | E2 | Utility - Value of Sales | 0.051204 | 0.05148 | 0.051923 | 0.051826 | 0.051826 | 0.051826 | 0.051826 | 0.051826 | 0.051826 | 0.051826 | 0.051826 | 0.051826 | 0.051826 | 0.051826 | 0.051826 | 0.051826 | 0.051826 | 0.051826 | 0.051826 | 0.051826 | 0.051826 | 0.051826 | 0.051826 | 0.051826 | 0.051826 | 0.051826 | 0.051826 | 0.051826 | 0.051826 | 0.051826 | 0.051826 | 0.051826 | 0.051826
F6_Commercial_Grocery_New_Food Preparation_Natural Gas_Range_E3 | F6 | Commercial | Grocery | New | Food Preparation | Natural Gas | Range | E3 | Utility - Value of Sales | 0 | 0 | 0 | 0 | 0 | 0 | 0 | 0 | 0 | 0 | 0 | 0 | 0 | 0 | 0 | 0 | 0 | 0 | 0 | 0 | 0 | 0 | 0 | 0 | 0 | 0 | 0 | 0 | 0 | 0 | 0 | 0 | 0
F6_Commercial_Grocery_New_Food Preparation_Natural Gas_Range_E4 | F6 | Commercial | Grocery | New | Food Preparation | Natural Gas | Range | E4 | Utility - Value of Sales | 0 | 0 | 0 | 0 | 0 | 0 | 0 | 0 | 0 | 0 | 0 | 0 | 0 | 0 | 0 | 0 | 0 | 0 | 0 | 0 | 0 | 0 | 0 | 0 | 0 | 0 | 0 | 0 | 0 | 0 | 0 | 0 | 0
F6_Commercial_Grocery_New_Food Preparation_Natural Gas_Range_E5 | F6 | Commercial | Grocery | New | Food Preparation | Natural Gas | Range | E5 | Utility - Value of Sales | 0 | 0 | 0 | 0 | 0 | 0 | 0 | 0 | 0 | 0 | 0 | 0 | 0 | 0 | 0 | 0 | 0 | 0 | 0 | 0 | 0 | 0 | 0 | 0 | 0 | 0 | 0 | 0 | 0 | 0 | 0 | 0 | 0
F6_Commercial_Grocery_New_Food Preparation_Natural Gas_Range_E6 | F6 | Commercial | Grocery | New | Food Preparation | Natural Gas | Range | E6 | Utility - Value of Sales | 0 | 0 | 0 | 0 | 0 | 0 | 0 | 0 | 0 | 0 | 0 | 0 | 0 | 0 | 0 | 0 | 0 | 0 | 0 | 0 | 0 | 0 | 0 | 0 | 0 | 0 | 0 | 0 | 0 | 0 | 0 | 0 | 0
F6_Commercial_Grocery_New_Food Preparation_Natural Gas_Range_E7 | F6 | Commercial | Grocery | New | Food Preparation | Natural Gas | Range | E7 | Utility - Value of Sales | 0 | 0 | 0 | 0 | 0 | 0 | 0 | 0 | 0 | 0 | 0 | 0 | 0 | 0 | 0 | 0 | 0 | 0 | 0 | 0 | 0 | 0 | 0 | 0 | 0 | 0 | 0 | 0 | 0 | 0 | 0 | 0 | 0
F6_Commercial_Grocery_New_Food Preparation_Natural Gas_Range_E8 | F6 | Commercial | Grocery | New | Food Preparation | Natural Gas | Range | E8 | Utility - Value of Sales | 0 | 0 | 0 | 0 | 0 | 0 | 0 | 0 | 0 | 0 | 0 | 0 | 0 | 0 | 0 | 0 | 0 | 0 | 0 | 0 | 0 | 0 | 0 | 0 | 0 | 0 | 0 | 0 | 0 | 0 | 0 | 0 | 0
F6_Commercial_Grocery_New_Food Preparation_Natural Gas_Range_E9 | F6 | Commercial | Grocery | New | Food Preparation | Natural Gas | Range | E9 | Utility - Value of Sales | 0 | 0 | 0 | 0 | 0 | 0 | 0 | 0 | 0 | 0 | 0 | 0 | 0 | 0 | 0 | 0 | 0 | 0 | 0 | 0 | 0 | 0 | 0 | 0 | 0 | 0 | 0 | 0 | 0 | 0 | 0 | 0 | 0
F6_Commercial_Grocery_New_Food Preparation_Natural Gas_Range_E10 | F6 | Commercial | Grocery | New | Food Preparation | Natural Gas | Range | E10 | Utility - Value of Sales | 0 | 0 | 0 | 0 | 0 | 0 | 0 | 0 | 0 | 0 | 0 | 0 | 0 | 0 | 0 | 0 | 0 | 0 | 0 | 0 | 0 | 0 | 0 | 0 | 0 | 0 | 0 | 0 | 0 | 0 | 0 | 0 | 0
F1_Commercial_Grocery_New_Food Preparation_Natural Gas_Steamer_E1 | F1 | Commercial | Grocery | New | Food Preparation | Natural Gas | Steamer | E1 | RVT - Cost of Equipment | 0.2532 | 0.25349 | 0.25486 | 0 | 0 | 0 | 0 | 0 | 0 | 0 | 0 | 0 | 0 | 0 | 0 | 0 | 0 | 0 | 0 | 0 | 0 | 0 | 0 | 0 | 0 | 0 | 0 | 0 | 0 | 0 | 0 | 0 | 0
F1_Commercial_Grocery_New_Food Preparation_Natural Gas_Steamer_E2 | F1 | Commercial | Grocery | New | Food Preparation | Natural Gas | Steamer | E2 | RVT - Cost of Equipment | 0.052814 | 0.052876 | 0.053161 | 0.052885 | 0.05274 | 0.052947 | 0.053454 | 0.053871 | 0.054376 | 0.054864 | 0.055355 | 0.055816 | 0.056307 | 0.056817 | 0.057309 | 0.057811 | 0.058318 | 0.058859 | 0.059411 | 0.059976 | 0.060514 | 0.061059 | 0.061551 | 0.062053 | 0.062493 | 0.062873 | 0.063219 | 0.063517 | 0.063751 | 0.063943 | 0.064047 | 0.064117 | 0.064117
F1_Commercial_Grocery_New_Food Preparation_Natural Gas_Steamer_E3 | F1 | Commercial | Grocery | New | Food Preparation | Natural Gas | Steamer | E3 | RVT - Cost of Equipment | 0 | 0 | 0 | 0 | 0 | 0 | 0 | 0 | 0 | 0 | 0 | 0 | 0 | 0 | 0 | 0 | 0 | 0 | 0 | 0 | 0 | 0 | 0 | 0 | 0 | 0 | 0 | 0 | 0 | 0 | 0 | 0 | 0
F1_Commercial_Grocery_New_Food Preparation_Natural Gas_Steamer_E4 | F1 | Commercial | Grocery | New | Food Preparation | Natural Gas | Steamer | E4 | RVT - Cost of Equipment | 0 | 0 | 0 | 0 | 0 | 0 | 0 | 0 | 0 | 0 | 0 | 0 | 0 | 0 | 0 | 0 | 0 | 0 | 0 | 0 | 0 | 0 | 0 | 0 | 0 | 0 | 0 | 0 | 0 | 0 | 0 | 0 | 0
F1_Commercial_Grocery_New_Food Preparation_Natural Gas_Steamer_E5 | F1 | Commercial | Grocery | New | Food Preparation | Natural Gas | Steamer | E5 | RVT - Cost of Equipment | 0 | 0 | 0 | 0 | 0 | 0 | 0 | 0 | 0 | 0 | 0 | 0 | 0 | 0 | 0 | 0 | 0 | 0 | 0 | 0 | 0 | 0 | 0 | 0 | 0 | 0 | 0 | 0 | 0 | 0 | 0 | 0 | 0
F1_Commercial_Grocery_New_Food Preparation_Natural Gas_Steamer_E6 | F1 | Commercial | Grocery | New | Food Preparation | Natural Gas | Steamer | E6 | RVT - Cost of Equipment | 0 | 0 | 0 | 0 | 0 | 0 | 0 | 0 | 0 | 0 | 0 | 0 | 0 | 0 | 0 | 0 | 0 | 0 | 0 | 0 | 0 | 0 | 0 | 0 | 0 | 0 | 0 | 0 | 0 | 0 | 0 | 0 | 0
F1_Commercial_Grocery_New_Food Preparation_Natural Gas_Steamer_E7 | F1 | Commercial | Grocery | New | Food Preparation | Natural Gas | Steamer | E7 | RVT - Cost of Equipment | 0 | 0 | 0 | 0 | 0 | 0 | 0 | 0 | 0 | 0 | 0 | 0 | 0 | 0 | 0 | 0 | 0 | 0 | 0 | 0 | 0 | 0 | 0 | 0 | 0 | 0 | 0 | 0 | 0 | 0 | 0 | 0 | 0
F1_Commercial_Grocery_New_Food Preparation_Natural Gas_Steamer_E8 | F1 | Commercial | Grocery | New | Food Preparation | Natural Gas | Steamer | E8 | RVT - Cost of Equipment | 0 | 0 | 0 | 0 | 0 | 0 | 0 | 0 | 0 | 0 | 0 | 0 | 0 | 0 | 0 | 0 | 0 | 0 | 0 | 0 | 0 | 0 | 0 | 0 | 0 | 0 | 0 | 0 | 0 | 0 | 0 | 0 | 0
F1_Commercial_Grocery_New_Food Preparation_Natural Gas_Steamer_E9 | F1 | Commercial | Grocery | New | Food Preparation | Natural Gas | Steamer | E9 | RVT - Cost of Equipment | 0 | 0 | 0 | 0 | 0 | 0 | 0 | 0 | 0 | 0 | 0 | 0 | 0 | 0 | 0 | 0 | 0 | 0 | 0 | 0 | 0 | 0 | 0 | 0 | 0 | 0 | 0 | 0 | 0 | 0 | 0 | 0 | 0
F1_Commercial_Grocery_New_Food Preparation_Natural Gas_Steamer_E10 | F1 | Commercial | Grocery | New | Food Preparation | Natural Gas | Steamer | E10 | RVT - Cost of Equipment | 0 | 0 | 0 | 0 | 0 | 0 | 0 | 0 | 0 | 0 | 0 | 0 | 0 | 0 | 0 | 0 | 0 | 0 | 0 | 0 | 0 | 0 | 0 | 0 | 0 | 0 | 0 | 0 | 0 | 0 | 0 | 0 | 0
F2_Commercial_Grocery_New_Food Preparation_Natural Gas_Steamer_E1 | F2 | Commercial | Grocery | New | Food Preparation | Natural Gas | Steamer | E1 | RVT - Cost of Operation | 0.30334 | 0.3037 | 0.30533 | 0 | 0 | 0 | 0 | 0 | 0 | 0 | 0 | 0 | 0 | 0 | 0 | 0 | 0 | 0 | 0 | 0 | 0 | 0 | 0 | 0 | 0 | 0 | 0 | 0 | 0 | 0 | 0 | 0 | 0
F2_Commercial_Grocery_New_Food Preparation_Natural Gas_Steamer_E2 | F2 | Commercial | Grocery | New | Food Preparation | Natural Gas | Steamer | E2 | RVT - Cost of Operation | 0.063275 | 0.063349 | 0.06369 | 0.06336 | 0.063186 | 0.063434 | 0.064042 | 0.064541 | 0.065146 | 0.06573 | 0.066318 | 0.066872 | 0.06746 | 0.06807 | 0.06866 | 0.069261 | 0.069869 | 0.070517 | 0.071178 | 0.071855 | 0.072499 | 0.073152 | 0.073742 | 0.074343 | 0.07487 | 0.075326 | 0.07574 | 0.076098 | 0.076378 | 0.076608 | 0.076733 | 0.076817 | 0.076817
F2_Commercial_Grocery_New_Food Preparation_Natural Gas_Steamer_E3 | F2 | Commercial | Grocery | New | Food Preparation | Natural Gas | Steamer | E3 | RVT - Cost of Operation | 0 | 0 | 0 | 0 | 0 | 0 | 0 | 0 | 0 | 0 | 0 | 0 | 0 | 0 | 0 | 0 | 0 | 0 | 0 | 0 | 0 | 0 | 0 | 0 | 0 | 0 | 0 | 0 | 0 | 0 | 0 | 0 | 0
F2_Commercial_Grocery_New_Food Preparation_Natural Gas_Steamer_E4 | F2 | Commercial | Grocery | New | Food Preparation | Natural Gas | Steamer | E4 | RVT - Cost of Operation | 0 | 0 | 0 | 0 | 0 | 0 | 0 | 0 | 0 | 0 | 0 | 0 | 0 | 0 | 0 | 0 | 0 | 0 | 0 | 0 | 0 | 0 | 0 | 0 | 0 | 0 | 0 | 0 | 0 | 0 | 0 | 0 | 0
F2_Commercial_Grocery_New_Food Preparation_Natural Gas_Steamer_E5 | F2 | Commercial | Grocery | New | Food Preparation | Natural Gas | Steamer | E5 | RVT - Cost of Operation | 0 | 0 | 0 | 0 | 0 | 0 | 0 | 0 | 0 | 0 | 0 | 0 | 0 | 0 | 0 | 0 | 0 | 0 | 0 | 0 | 0 | 0 | 0 | 0 | 0 | 0 | 0 | 0 | 0 | 0 | 0 | 0 | 0
F2_Commercial_Grocery_New_Food Preparation_Natural Gas_Steamer_E6 | F2 | Commercial | Grocery | New | Food Preparation | Natural Gas | Steamer | E6 | RVT - Cost of Operation | 0 | 0 | 0 | 0 | 0 | 0 | 0 | 0 | 0 | 0 | 0 | 0 | 0 | 0 | 0 | 0 | 0 | 0 | 0 | 0 | 0 | 0 | 0 | 0 | 0 | 0 | 0 | 0 | 0 | 0 | 0 | 0 | 0
F2_Commercial_Grocery_New_Food Preparation_Natural Gas_Steamer_E7 | F2 | Commercial | Grocery | New | Food Preparation | Natural Gas | Steamer | E7 | RVT - Cost of Operation | 0 | 0 | 0 | 0 | 0 | 0 | 0 | 0 | 0 | 0 | 0 | 0 | 0 | 0 | 0 | 0 | 0 | 0 | 0 | 0 | 0 | 0 | 0 | 0 | 0 | 0 | 0 | 0 | 0 | 0 | 0 | 0 | 0
F2_Commercial_Grocery_New_Food Preparation_Natural Gas_Steamer_E8 | F2 | Commercial | Grocery | New | Food Preparation | Natural Gas | Steamer | E8 | RVT - Cost of Operation | 0 | 0 | 0 | 0 | 0 | 0 | 0 | 0 | 0 | 0 | 0 | 0 | 0 | 0 | 0 | 0 | 0 | 0 | 0 | 0 | 0 | 0 | 0 | 0 | 0 | 0 | 0 | 0 | 0 | 0 | 0 | 0 | 0
F2_Commercial_Grocery_New_Food Preparation_Natural Gas_Steamer_E9 | F2 | Commercial | Grocery | New | Food Preparation | Natural Gas | Steamer | E9 | RVT - Cost of Operation | 0 | 0 | 0 | 0 | 0 | 0 | 0 | 0 | 0 | 0 | 0 | 0 | 0 | 0 | 0 | 0 | 0 | 0 | 0 | 0 | 0 | 0 | 0 | 0 | 0 | 0 | 0 | 0 | 0 | 0 | 0 | 0 | 0
F2_Commercial_Grocery_New_Food Preparation_Natural Gas_Steamer_E10 | F2 | Commercial | Grocery | New | Food Preparation | Natural Gas | Steamer | E10 | RVT - Cost of Operation | 0 | 0 | 0 | 0 | 0 | 0 | 0 | 0 | 0 | 0 | 0 | 0 | 0 | 0 | 0 | 0 | 0 | 0 | 0 | 0 | 0 | 0 | 0 | 0 | 0 | 0 | 0 | 0 | 0 | 0 | 0 | 0 | 0
F3_Commercial_Grocery_New_Food Preparation_Natural Gas_Steamer_E1 | F3 | Commercial | Grocery | New | Food Preparation | Natural Gas | Steamer | E1 | System - kBTUs of Consumption | 0.15586 | 0.15586 | 0.15586 | 0 | 0 | 0 | 0 | 0 | 0 | 0 | 0 | 0 | 0 | 0 | 0 | 0 | 0 | 0 | 0 | 0 | 0 | 0 | 0 | 0 | 0 | 0 | 0 | 0 | 0 | 0 | 0 | 0 | 0
F3_Commercial_Grocery_New_Food Preparation_Natural Gas_Steamer_E2 | F3 | Commercial | Grocery | New | Food Preparation | Natural Gas | Steamer | E2 | System - kBTUs of Consumption | 0.16743 | 0.16743 | 0.16743 | 0.16743 | 0.16743 | 0.16743 | 0.16743 | 0.16743 | 0.16743 | 0.16743 | 0.16743 | 0.16743 | 0.16743 | 0.16743 | 0.16743 | 0.16743 | 0.16743 | 0.16743 | 0.16743 | 0.16743 | 0.16743 | 0.16743 | 0.16743 | 0.16743 | 0.16743 | 0.16743 | 0.16743 | 0.16743 | 0.16743 | 0.16743 | 0.16743 | 0.16743 | 0.16743
F3_Commercial_Grocery_New_Food Preparation_Natural Gas_Steamer_E3 | F3 | Commercial | Grocery | New | Food Preparation | Natural Gas | Steamer | E3 | System - kBTUs of Consumption | 0 | 0 | 0 | 0 | 0 | 0 | 0 | 0 | 0 | 0 | 0 | 0 | 0 | 0 | 0 | 0 | 0 | 0 | 0 | 0 | 0 | 0 | 0 | 0 | 0 | 0 | 0 | 0 | 0 | 0 | 0 | 0 | 0
F3_Commercial_Grocery_New_Food Preparation_Natural Gas_Steamer_E4 | F3 | Commercial | Grocery | New | Food Preparation | Natural Gas | Steamer | E4 | System - kBTUs of Consumption | 0 | 0 | 0 | 0 | 0 | 0 | 0 | 0 | 0 | 0 | 0 | 0 | 0 | 0 | 0 | 0 | 0 | 0 | 0 | 0 | 0 | 0 | 0 | 0 | 0 | 0 | 0 | 0 | 0 | 0 | 0 | 0 | 0
F3_Commercial_Grocery_New_Food Preparation_Natural Gas_Steamer_E5 | F3 | Commercial | Grocery | New | Food Preparation | Natural Gas | Steamer | E5 | System - kBTUs of Consumption | 0 | 0 | 0 | 0 | 0 | 0 | 0 | 0 | 0 | 0 | 0 | 0 | 0 | 0 | 0 | 0 | 0 | 0 | 0 | 0 | 0 | 0 | 0 | 0 | 0 | 0 | 0 | 0 | 0 | 0 | 0 | 0 | 0
F3_Commercial_Grocery_New_Food Preparation_Natural Gas_Steamer_E6 | F3 | Commercial | Grocery | New | Food Preparation | Natural Gas | Steamer | E6 | System - kBTUs of Consumption | 0 | 0 | 0 | 0 | 0 | 0 | 0 | 0 | 0 | 0 | 0 | 0 | 0 | 0 | 0 | 0 | 0 | 0 | 0 | 0 | 0 | 0 | 0 | 0 | 0 | 0 | 0 | 0 | 0 | 0 | 0 | 0 | 0
F3_Commercial_Grocery_New_Food Preparation_Natural Gas_Steamer_E7 | F3 | Commercial | Grocery | New | Food Preparation | Natural Gas | Steamer | E7 | System - kBTUs of Consumption | 0 | 0 | 0 | 0 | 0 | 0 | 0 | 0 | 0 | 0 | 0 | 0 | 0 | 0 | 0 | 0 | 0 | 0 | 0 | 0 | 0 | 0 | 0 | 0 | 0 | 0 | 0 | 0 | 0 | 0 | 0 | 0 | 0
F3_Commercial_Grocery_New_Food Preparation_Natural Gas_Steamer_E8 | F3 | Commercial | Grocery | New | Food Preparation | Natural Gas | Steamer | E8 | System - kBTUs of Consumption | 0 | 0 | 0 | 0 | 0 | 0 | 0 | 0 | 0 | 0 | 0 | 0 | 0 | 0 | 0 | 0 | 0 | 0 | 0 | 0 | 0 | 0 | 0 | 0 | 0 | 0 | 0 | 0 | 0 | 0 | 0 | 0 | 0
F3_Commercial_Grocery_New_Food Preparation_Natural Gas_Steamer_E9 | F3 | Commercial | Grocery | New | Food Preparation | Natural Gas | Steamer | E9 | System - kBTUs of Consumption | 0 | 0 | 0 | 0 | 0 | 0 | 0 | 0 | 0 | 0 | 0 | 0 | 0 | 0 | 0 | 0 | 0 | 0 | 0 | 0 | 0 | 0 | 0 | 0 | 0 | 0 | 0 | 0 | 0 | 0 | 0 | 0 | 0
F3_Commercial_Grocery_New_Food Preparation_Natural Gas_Steamer_E10 | F3 | Commercial | Grocery | New | Food Preparation | Natural Gas | Steamer | E10 | System - kBTUs of Consumption | 0 | 0 | 0 | 0 | 0 | 0 | 0 | 0 | 0 | 0 | 0 | 0 | 0 | 0 | 0 | 0 | 0 | 0 | 0 | 0 | 0 | 0 | 0 | 0 | 0 | 0 | 0 | 0 | 0 | 0 | 0 | 0 | 0
F4_Commercial_Grocery_New_Food Preparation_Natural Gas_Steamer_E1 | F4 | Commercial | Grocery | New | Food Preparation | Natural Gas | Steamer | E1 | Utility - Cost of Equipment | 0.30334 | 0.3037 | 0.30533 | 0 | 0 | 0 | 0 | 0 | 0 | 0 | 0 | 0 | 0 | 0 | 0 | 0 | 0 | 0 | 0 | 0 | 0 | 0 | 0 | 0 | 0 | 0 | 0 | 0 | 0 | 0 | 0 | 0 | 0
F4_Commercial_Grocery_New_Food Preparation_Natural Gas_Steamer_E2 | F4 | Commercial | Grocery | New | Food Preparation | Natural Gas | Steamer | E2 | Utility - Cost of Equipment | 0.063275 | 0.063349 | 0.06369 | 0.06336 | 0.063186 | 0.063434 | 0.064042 | 0.064541 | 0.065146 | 0.06573 | 0.066318 | 0.066872 | 0.06746 | 0.06807 | 0.06866 | 0.069261 | 0.069869 | 0.070517 | 0.071178 | 0.071855 | 0.072499 | 0.073152 | 0.073742 | 0.074343 | 0.07487 | 0.075326 | 0.07574 | 0.076098 | 0.076378 | 0.076608 | 0.076733 | 0.076817 | 0.076817
F4_Commercial_Grocery_New_Food Preparation_Natural Gas_Steamer_E3 | F4 | Commercial | Grocery | New | Food Preparation | Natural Gas | Steamer | E3 | Utility - Cost of Equipment | 0 | 0 | 0 | 0 | 0 | 0 | 0 | 0 | 0 | 0 | 0 | 0 | 0 | 0 | 0 | 0 | 0 | 0 | 0 | 0 | 0 | 0 | 0 | 0 | 0 | 0 | 0 | 0 | 0 | 0 | 0 | 0 | 0
F4_Commercial_Grocery_New_Food Preparation_Natural Gas_Steamer_E4 | F4 | Commercial | Grocery | New | Food Preparation | Natural Gas | Steamer | E4 | Utility - Cost of Equipment | 0 | 0 | 0 | 0 | 0 | 0 | 0 | 0 | 0 | 0 | 0 | 0 | 0 | 0 | 0 | 0 | 0 | 0 | 0 | 0 | 0 | 0 | 0 | 0 | 0 | 0 | 0 | 0 | 0 | 0 | 0 | 0 | 0
F4_Commercial_Grocery_New_Food Preparation_Natural Gas_Steamer_E5 | F4 | Commercial | Grocery | New | Food Preparation | Natural Gas | Steamer | E5 | Utility - Cost of Equipment | 0 | 0 | 0 | 0 | 0 | 0 | 0 | 0 | 0 | 0 | 0 | 0 | 0 | 0 | 0 | 0 | 0 | 0 | 0 | 0 | 0 | 0 | 0 | 0 | 0 | 0 | 0 | 0 | 0 | 0 | 0 | 0 | 0
F4_Commercial_Grocery_New_Food Preparation_Natural Gas_Steamer_E6 | F4 | Commercial | Grocery | New | Food Preparation | Natural Gas | Steamer | E6 | Utility - Cost of Equipment | 0 | 0 | 0 | 0 | 0 | 0 | 0 | 0 | 0 | 0 | 0 | 0 | 0 | 0 | 0 | 0 | 0 | 0 | 0 | 0 | 0 | 0 | 0 | 0 | 0 | 0 | 0 | 0 | 0 | 0 | 0 | 0 | 0
F4_Commercial_Grocery_New_Food Preparation_Natural Gas_Steamer_E7 | F4 | Commercial | Grocery | New | Food Preparation | Natural Gas | Steamer | E7 | Utility - Cost of Equipment | 0 | 0 | 0 | 0 | 0 | 0 | 0 | 0 | 0 | 0 | 0 | 0 | 0 | 0 | 0 | 0 | 0 | 0 | 0 | 0 | 0 | 0 | 0 | 0 | 0 | 0 | 0 | 0 | 0 | 0 | 0 | 0 | 0
F4_Commercial_Grocery_New_Food Preparation_Natural Gas_Steamer_E8 | F4 | Commercial | Grocery | New | Food Preparation | Natural Gas | Steamer | E8 | Utility - Cost of Equipment | 0 | 0 | 0 | 0 | 0 | 0 | 0 | 0 | 0 | 0 | 0 | 0 | 0 | 0 | 0 | 0 | 0 | 0 | 0 | 0 | 0 | 0 | 0 | 0 | 0 | 0 | 0 | 0 | 0 | 0 | 0 | 0 | 0
F4_Commercial_Grocery_New_Food Preparation_Natural Gas_Steamer_E9 | F4 | Commercial | Grocery | New | Food Preparation | Natural Gas | Steamer | E9 | Utility - Cost of Equipment | 0 | 0 | 0 | 0 | 0 | 0 | 0 | 0 | 0 | 0 | 0 | 0 | 0 | 0 | 0 | 0 | 0 | 0 | 0 | 0 | 0 | 0 | 0 | 0 | 0 | 0 | 0 | 0 | 0 | 0 | 0 | 0 | 0
F4_Commercial_Grocery_New_Food Preparation_Natural Gas_Steamer_E10 | F4 | Commercial | Grocery | New | Food Preparation | Natural Gas | Steamer | E10 | Utility - Cost of Equipment | 0 | 0 | 0 | 0 | 0 | 0 | 0 | 0 | 0 | 0 | 0 | 0 | 0 | 0 | 0 | 0 | 0 | 0 | 0 | 0 | 0 | 0 | 0 | 0 | 0 | 0 | 0 | 0 | 0 | 0 | 0 | 0 | 0
F5_Commercial_Grocery_New_Food Preparation_Natural Gas_Steamer_E1 | F5 | Commercial | Grocery | New | Food Preparation | Natural Gas | Steamer | E1 | Utility - Cost of Operation | 0.15586 | 0.15586 | 0.15586 | 0 | 0 | 0 | 0 | 0 | 0 | 0 | 0 | 0 | 0 | 0 | 0 | 0 | 0 | 0 | 0 | 0 | 0 | 0 | 0 | 0 | 0 | 0 | 0 | 0 | 0 | 0 | 0 | 0 | 0
F5_Commercial_Grocery_New_Food Preparation_Natural Gas_Steamer_E2 | F5 | Commercial | Grocery | New | Food Preparation | Natural Gas | Steamer | E2 | Utility - Cost of Operation | 0.16743 | 0.16743 | 0.16743 | 0.16743 | 0.16743 | 0.16743 | 0.16743 | 0.16743 | 0.16743 | 0.16743 | 0.16743 | 0.16743 | 0.16743 | 0.16743 | 0.16743 | 0.16743 | 0.16743 | 0.16743 | 0.16743 | 0.16743 | 0.16743 | 0.16743 | 0.16743 | 0.16743 | 0.16743 | 0.16743 | 0.16743 | 0.16743 | 0.16743 | 0.16743 | 0.16743 | 0.16743 | 0.16743
F5_Commercial_Grocery_New_Food Preparation_Natural Gas_Steamer_E3 | F5 | Commercial | Grocery | New | Food Preparation | Natural Gas | Steamer | E3 | Utility - Cost of Operation | 0 | 0 | 0 | 0 | 0 | 0 | 0 | 0 | 0 | 0 | 0 | 0 | 0 | 0 | 0 | 0 | 0 | 0 | 0 | 0 | 0 | 0 | 0 | 0 | 0 | 0 | 0 | 0 | 0 | 0 | 0 | 0 | 0
F5_Commercial_Grocery_New_Food Preparation_Natural Gas_Steamer_E4 | F5 | Commercial | Grocery | New | Food Preparation | Natural Gas | Steamer | E4 | Utility - Cost of Operation | 0 | 0 | 0 | 0 | 0 | 0 | 0 | 0 | 0 | 0 | 0 | 0 | 0 | 0 | 0 | 0 | 0 | 0 | 0 | 0 | 0 | 0 | 0 | 0 | 0 | 0 | 0 | 0 | 0 | 0 | 0 | 0 | 0
F5_Commercial_Grocery_New_Food Preparation_Natural Gas_Steamer_E5 | F5 | Commercial | Grocery | New | Food Preparation | Natural Gas | Steamer | E5 | Utility - Cost of Operation | 0 | 0 | 0 | 0 | 0 | 0 | 0 | 0 | 0 | 0 | 0 | 0 | 0 | 0 | 0 | 0 | 0 | 0 | 0 | 0 | 0 | 0 | 0 | 0 | 0 | 0 | 0 | 0 | 0 | 0 | 0 | 0 | 0
F5_Commercial_Grocery_New_Food Preparation_Natural Gas_Steamer_E6 | F5 | Commercial | Grocery | New | Food Preparation | Natural Gas | Steamer | E6 | Utility - Cost of Operation | 0 | 0 | 0 | 0 | 0 | 0 | 0 | 0 | 0 | 0 | 0 | 0 | 0 | 0 | 0 | 0 | 0 | 0 | 0 | 0 | 0 | 0 | 0 | 0 | 0 | 0 | 0 | 0 | 0 | 0 | 0 | 0 | 0
F5_Commercial_Grocery_New_Food Preparation_Natural Gas_Steamer_E7 | F5 | Commercial | Grocery | New | Food Preparation | Natural Gas | Steamer | E7 | Utility - Cost of Operation | 0 | 0 | 0 | 0 | 0 | 0 | 0 | 0 | 0 | 0 | 0 | 0 | 0 | 0 | 0 | 0 | 0 | 0 | 0 | 0 | 0 | 0 | 0 | 0 | 0 | 0 | 0 | 0 | 0 | 0 | 0 | 0 | 0
F5_Commercial_Grocery_New_Food Preparation_Natural Gas_Steamer_E8 | F5 | Commercial | Grocery | New | Food Preparation | Natural Gas | Steamer | E8 | Utility - Cost of Operation | 0 | 0 | 0 | 0 | 0 | 0 | 0 | 0 | 0 | 0 | 0 | 0 | 0 | 0 | 0 | 0 | 0 | 0 | 0 | 0 | 0 | 0 | 0 | 0 | 0 | 0 | 0 | 0 | 0 | 0 | 0 | 0 | 0
F5_Commercial_Grocery_New_Food Preparation_Natural Gas_Steamer_E9 | F5 | Commercial | Grocery | New | Food Preparation | Natural Gas | Steamer | E9 | Utility - Cost of Operation | 0 | 0 | 0 | 0 | 0 | 0 | 0 | 0 | 0 | 0 | 0 | 0 | 0 | 0 | 0 | 0 | 0 | 0 | 0 | 0 | 0 | 0 | 0 | 0 | 0 | 0 | 0 | 0 | 0 | 0 | 0 | 0 | 0
F5_Commercial_Grocery_New_Food Preparation_Natural Gas_Steamer_E10 | F5 | Commercial | Grocery | New | Food Preparation | Natural Gas | Steamer | E10 | Utility - Cost of Operation | 0 | 0 | 0 | 0 | 0 | 0 | 0 | 0 | 0 | 0 | 0 | 0 | 0 | 0 | 0 | 0 | 0 | 0 | 0 | 0 | 0 | 0 | 0 | 0 | 0 | 0 | 0 | 0 | 0 | 0 | 0 | 0 | 0
F6_Commercial_Grocery_New_Food Preparation_Natural Gas_Steamer_E1 | F6 | Commercial | Grocery | New | Food Preparation | Natural Gas | Steamer | E1 | Utility - Value of Sales | 0.16119 | 0.16191 | 0.16307 | 0 | 0 | 0 | 0 | 0 | 0 | 0 | 0 | 0 | 0 | 0 | 0 | 0 | 0 | 0 | 0 | 0 | 0 | 0 | 0 | 0 | 0 | 0 | 0 | 0 | 0 | 0 | 0 | 0 | 0
F6_Commercial_Grocery_New_Food Preparation_Natural Gas_Steamer_E2 | F6 | Commercial | Grocery | New | Food Preparation | Natural Gas | Steamer | E2 | Utility - Value of Sales | 0.033622 | 0.033772 | 0.034014 | 0.033961 | 0.033961 | 0.033961 | 0.033961 | 0.033961 | 0.033961 | 0.033961 | 0.033961 | 0.033961 | 0.033961 | 0.033961 | 0.033961 | 0.033961 | 0.033961 | 0.033961 | 0.033961 | 0.033961 | 0.033961 | 0.033961 | 0.033961 | 0.033961 | 0.033961 | 0.033961 | 0.033961 | 0.033961 | 0.033961 | 0.033961 | 0.033961 | 0.033961 | 0.033961
F6_Commercial_Grocery_New_Food Preparation_Natural Gas_Steamer_E3 | F6 | Commercial | Grocery | New | Food Preparation | Natural Gas | Steamer | E3 | Utility - Value of Sales | 0 | 0 | 0 | 0 | 0 | 0 | 0 | 0 | 0 | 0 | 0 | 0 | 0 | 0 | 0 | 0 | 0 | 0 | 0 | 0 | 0 | 0 | 0 | 0 | 0 | 0 | 0 | 0 | 0 | 0 | 0 | 0 | 0
F6_Commercial_Grocery_New_Food Preparation_Natural Gas_Steamer_E4 | F6 | Commercial | Grocery | New | Food Preparation | Natural Gas | Steamer | E4 | Utility - Value of Sales | 0 | 0 | 0 | 0 | 0 | 0 | 0 | 0 | 0 | 0 | 0 | 0 | 0 | 0 | 0 | 0 | 0 | 0 | 0 | 0 | 0 | 0 | 0 | 0 | 0 | 0 | 0 | 0 | 0 | 0 | 0 | 0 | 0
F6_Commercial_Grocery_New_Food Preparation_Natural Gas_Steamer_E5 | F6 | Commercial | Grocery | New | Food Preparation | Natural Gas | Steamer | E5 | Utility - Value of Sales | 0 | 0 | 0 | 0 | 0 | 0 | 0 | 0 | 0 | 0 | 0 | 0 | 0 | 0 | 0 | 0 | 0 | 0 | 0 | 0 | 0 | 0 | 0 | 0 | 0 | 0 | 0 | 0 | 0 | 0 | 0 | 0 | 0
F6_Commercial_Grocery_New_Food Preparation_Natural Gas_Steamer_E6 | F6 | Commercial | Grocery | New | Food Preparation | Natural Gas | Steamer | E6 | Utility - Value of Sales | 0 | 0 | 0 | 0 | 0 | 0 | 0 | 0 | 0 | 0 | 0 | 0 | 0 | 0 | 0 | 0 | 0 | 0 | 0 | 0 | 0 | 0 | 0 | 0 | 0 | 0 | 0 | 0 | 0 | 0 | 0 | 0 | 0
F6_Commercial_Grocery_New_Food Preparation_Natural Gas_Steamer_E7 | F6 | Commercial | Grocery | New | Food Preparation | Natural Gas | Steamer | E7 | Utility - Value of Sales | 0 | 0 | 0 | 0 | 0 | 0 | 0 | 0 | 0 | 0 | 0 | 0 | 0 | 0 | 0 | 0 | 0 | 0 | 0 | 0 | 0 | 0 | 0 | 0 | 0 | 0 | 0 | 0 | 0 | 0 | 0 | 0 | 0
F6_Commercial_Grocery_New_Food Preparation_Natural Gas_Steamer_E8 | F6 | Commercial | Grocery | New | Food Preparation | Natural Gas | Steamer | E8 | Utility - Value of Sales | 0 | 0 | 0 | 0 | 0 | 0 | 0 | 0 | 0 | 0 | 0 | 0 | 0 | 0 | 0 | 0 | 0 | 0 | 0 | 0 | 0 | 0 | 0 | 0 | 0 | 0 | 0 | 0 | 0 | 0 | 0 | 0 | 0
F6_Commercial_Grocery_New_Food Preparation_Natural Gas_Steamer_E9 | F6 | Commercial | Grocery | New | Food Preparation | Natural Gas | Steamer | E9 | Utility - Value of Sales | 0 | 0 | 0 | 0 | 0 | 0 | 0 | 0 | 0 | 0 | 0 | 0 | 0 | 0 | 0 | 0 | 0 | 0 | 0 | 0 | 0 | 0 | 0 | 0 | 0 | 0 | 0 | 0 | 0 | 0 | 0 | 0 | 0
F6_Commercial_Grocery_New_Food Preparation_Natural Gas_Steamer_E10 | F6 | Commercial | Grocery | New | Food Preparation | Natural Gas | Steamer | E10 | Utility - Value of Sales | 0 | 0 | 0 | 0 | 0 | 0 | 0 | 0 | 0 | 0 | 0 | 0 | 0 | 0 | 0 | 0 | 0 | 0 | 0 | 0 | 0 | 0 | 0 | 0 | 0 | 0 | 0 | 0 | 0 | 0 | 0 | 0 | 0
F1_Commercial_Grocery_New_Food Preparation_Natural Gas_Food Prep Other_E1 | F1 | Commercial | Grocery | New | Food Preparation | Natural Gas | Food Prep Other | E1 | RVT - Cost of Equipment | 0.038325 | 0.038319 | 0.038503 | 0.03822 | 0.038048 | 0.038173 | 0.03855 | 0.038848 | 0.039218 | 0.039566 | 0.039917 | 0.040239 | 0.040585 | 0.040946 | 0.04129 | 0.041641 | 0.041998 | 0.042386 | 0.04279 | 0.043216 | 0.043636 | 0.044074 | 0.044479 | 0.044897 | 0.045268 | 0.045588 | 0.045879 | 0.04613 | 0.046327 | 0.046489 | 0.046576 | 0.046635 | 0.046635
F1_Commercial_Grocery_New_Food Preparation_Natural Gas_Food Prep Other_E2 | F1 | Commercial | Grocery | New | Food Preparation | Natural Gas | Food Prep Other | E2 | RVT - Cost of Equipment | 0.038325 | 0.038319 | 0.038503 | 0.03822 | 0.038047 | 0.038173 | 0.03855 | 0.038848 | 0.039217 | 0.039566 | 0.039917 | 0.040239 | 0.040584 | 0.040945 | 0.04129 | 0.041641 | 0.041998 | 0.042385 | 0.04279 | 0.043216 | 0.043636 | 0.044074 | 0.044478 | 0.044897 | 0.045267 | 0.045587 | 0.045879 | 0.04613 | 0.046327 | 0.046488 | 0.046576 | 0.046635 | 0.046635
F1_Commercial_Grocery_New_Food Preparation_Natural Gas_Food Prep Other_E3 | F1 | Commercial | Grocery | New | Food Preparation | Natural Gas | Food Prep Other | E3 | RVT - Cost of Equipment | 0 | 0 | 0 | 0 | 0 | 0 | 0 | 0 | 0 | 0 | 0 | 0 | 0 | 0 | 0 | 0 | 0 | 0 | 0 | 0 | 0 | 0 | 0 | 0 | 0 | 0 | 0 | 0 | 0 | 0 | 0 | 0 | 0
F1_Commercial_Grocery_New_Food Preparation_Natural Gas_Food Prep Other_E4 | F1 | Commercial | Grocery | New | Food Preparation | Natural Gas | Food Prep Other | E4 | RVT - Cost of Equipment | 0 | 0 | 0 | 0 | 0 | 0 | 0 | 0 | 0 | 0 | 0 | 0 | 0 | 0 | 0 | 0 | 0 | 0 | 0 | 0 | 0 | 0 | 0 | 0 | 0 | 0 | 0 | 0 | 0 | 0 | 0 | 0 | 0
F1_Commercial_Grocery_New_Food Preparation_Natural Gas_Food Prep Other_E5 | F1 | Commercial | Grocery | New | Food Preparation | Natural Gas | Food Prep Other | E5 | RVT - Cost of Equipment | 0 | 0 | 0 | 0 | 0 | 0 | 0 | 0 | 0 | 0 | 0 | 0 | 0 | 0 | 0 | 0 | 0 | 0 | 0 | 0 | 0 | 0 | 0 | 0 | 0 | 0 | 0 | 0 | 0 | 0 | 0 | 0 | 0
F1_Commercial_Grocery_New_Food Preparation_Natural Gas_Food Prep Other_E6 | F1 | Commercial | Grocery | New | Food Preparation | Natural Gas | Food Prep Other | E6 | RVT - Cost of Equipment | 0 | 0 | 0 | 0 | 0 | 0 | 0 | 0 | 0 | 0 | 0 | 0 | 0 | 0 | 0 | 0 | 0 | 0 | 0 | 0 | 0 | 0 | 0 | 0 | 0 | 0 | 0 | 0 | 0 | 0 | 0 | 0 | 0
F1_Commercial_Grocery_New_Food Preparation_Natural Gas_Food Prep Other_E7 | F1 | Commercial | Grocery | New | Food Preparation | Natural Gas | Food Prep Other | E7 | RVT - Cost of Equipment | 0 | 0 | 0 | 0 | 0 | 0 | 0 | 0 | 0 | 0 | 0 | 0 | 0 | 0 | 0 | 0 | 0 | 0 | 0 | 0 | 0 | 0 | 0 | 0 | 0 | 0 | 0 | 0 | 0 | 0 | 0 | 0 | 0
F1_Commercial_Grocery_New_Food Preparation_Natural Gas_Food Prep Other_E8 | F1 | Commercial | Grocery | New | Food Preparation | Natural Gas | Food Prep Other | E8 | RVT - Cost of Equipment | 0 | 0 | 0 | 0 | 0 | 0 | 0 | 0 | 0 | 0 | 0 | 0 | 0 | 0 | 0 | 0 | 0 | 0 | 0 | 0 | 0 | 0 | 0 | 0 | 0 | 0 | 0 | 0 | 0 | 0 | 0 | 0 | 0
F1_Commercial_Grocery_New_Food Preparation_Natural Gas_Food Prep Other_E9 | F1 | Commercial | Grocery | New | Food Preparation | Natural Gas | Food Prep Other | E9 | RVT - Cost of Equipment | 0 | 0 | 0 | 0 | 0 | 0 | 0 | 0 | 0 | 0 | 0 | 0 | 0 | 0 | 0 | 0 | 0 | 0 | 0 | 0 | 0 | 0 | 0 | 0 | 0 | 0 | 0 | 0 | 0 | 0 | 0 | 0 | 0
F1_Commercial_Grocery_New_Food Preparation_Natural Gas_Food Prep Other_E10 | F1 | Commercial | Grocery | New | Food Preparation | Natural Gas | Food Prep Other | E10 | RVT - Cost of Equipment | 0 | 0 | 0 | 0 | 0 | 0 | 0 | 0 | 0 | 0 | 0 | 0 | 0 | 0 | 0 | 0 | 0 | 0 | 0 | 0 | 0 | 0 | 0 | 0 | 0 | 0 | 0 | 0 | 0 | 0 | 0 | 0 | 0
F2_Commercial_Grocery_New_Food Preparation_Natural Gas_Food Prep Other_E1 | F2 | Commercial | Grocery | New | Food Preparation | Natural Gas | Food Prep Other | E1 | RVT - Cost of Operation | 0.045916 | 0.045909 | 0.046129 | 0.04579 | 0.045584 | 0.045734 | 0.046186 | 0.046542 | 0.046985 | 0.047403 | 0.047823 | 0.048209 | 0.048623 | 0.049055 | 0.049469 | 0.049889 | 0.050316 | 0.050781 | 0.051266 | 0.051776 | 0.052279 | 0.052804 | 0.053288 | 0.05379 | 0.054234 | 0.054617 | 0.054966 | 0.055267 | 0.055503 | 0.055696 | 0.055802 | 0.055872 | 0.055872
F2_Commercial_Grocery_New_Food Preparation_Natural Gas_Food Prep Other_E2 | F2 | Commercial | Grocery | New | Food Preparation | Natural Gas | Food Prep Other | E2 | RVT - Cost of Operation | 0.045916 | 0.045908 | 0.046129 | 0.04579 | 0.045583 | 0.045733 | 0.046185 | 0.046542 | 0.046985 | 0.047403 | 0.047823 | 0.048209 | 0.048623 | 0.049055 | 0.049468 | 0.049889 | 0.050316 | 0.05078 | 0.051265 | 0.051776 | 0.052278 | 0.052803 | 0.053288 | 0.053789 | 0.054233 | 0.054617 | 0.054966 | 0.055267 | 0.055503 | 0.055696 | 0.055801 | 0.055872 | 0.055872
F2_Commercial_Grocery_New_Food Preparation_Natural Gas_Food Prep Other_E3 | F2 | Commercial | Grocery | New | Food Preparation | Natural Gas | Food Prep Other | E3 | RVT - Cost of Operation | 0 | 0 | 0 | 0 | 0 | 0 | 0 | 0 | 0 | 0 | 0 | 0 | 0 | 0 | 0 | 0 | 0 | 0 | 0 | 0 | 0 | 0 | 0 | 0 | 0 | 0 | 0 | 0 | 0 | 0 | 0 | 0 | 0
F2_Commercial_Grocery_New_Food Preparation_Natural Gas_Food Prep Other_E4 | F2 | Commercial | Grocery | New | Food Preparation | Natural Gas | Food Prep Other | E4 | RVT - Cost of Operation | 0 | 0 | 0 | 0 | 0 | 0 | 0 | 0 | 0 | 0 | 0 | 0 | 0 | 0 | 0 | 0 | 0 | 0 | 0 | 0 | 0 | 0 | 0 | 0 | 0 | 0 | 0 | 0 | 0 | 0 | 0 | 0 | 0
F2_Commercial_Grocery_New_Food Preparation_Natural Gas_Food Prep Other_E5 | F2 | Commercial | Grocery | New | Food Preparation | Natural Gas | Food Prep Other | E5 | RVT - Cost of Operation | 0 | 0 | 0 | 0 | 0 | 0 | 0 | 0 | 0 | 0 | 0 | 0 | 0 | 0 | 0 | 0 | 0 | 0 | 0 | 0 | 0 | 0 | 0 | 0 | 0 | 0 | 0 | 0 | 0 | 0 | 0 | 0 | 0
F2_Commercial_Grocery_New_Food Preparation_Natural Gas_Food Prep Other_E6 | F2 | Commercial | Grocery | New | Food Preparation | Natural Gas | Food Prep Other | E6 | RVT - Cost of Operation | 0 | 0 | 0 | 0 | 0 | 0 | 0 | 0 | 0 | 0 | 0 | 0 | 0 | 0 | 0 | 0 | 0 | 0 | 0 | 0 | 0 | 0 | 0 | 0 | 0 | 0 | 0 | 0 | 0 | 0 | 0 | 0 | 0
F2_Commercial_Grocery_New_Food Preparation_Natural Gas_Food Prep Other_E7 | F2 | Commercial | Grocery | New | Food Preparation | Natural Gas | Food Prep Other | E7 | RVT - Cost of Operation | 0 | 0 | 0 | 0 | 0 | 0 | 0 | 0 | 0 | 0 | 0 | 0 | 0 | 0 | 0 | 0 | 0 | 0 | 0 | 0 | 0 | 0 | 0 | 0 | 0 | 0 | 0 | 0 | 0 | 0 | 0 | 0 | 0
F2_Commercial_Grocery_New_Food Preparation_Natural Gas_Food Prep Other_E8 | F2 | Commercial | Grocery | New | Food Preparation | Natural Gas | Food Prep Other | E8 | RVT - Cost of Operation | 0 | 0 | 0 | 0 | 0 | 0 | 0 | 0 | 0 | 0 | 0 | 0 | 0 | 0 | 0 | 0 | 0 | 0 | 0 | 0 | 0 | 0 | 0 | 0 | 0 | 0 | 0 | 0 | 0 | 0 | 0 | 0 | 0
F2_Commercial_Grocery_New_Food Preparation_Natural Gas_Food Prep Other_E9 | F2 | Commercial | Grocery | New | Food Preparation | Natural Gas | Food Prep Other | E9 | RVT - Cost of Operation | 0 | 0 | 0 | 0 | 0 | 0 | 0 | 0 | 0 | 0 | 0 | 0 | 0 | 0 | 0 | 0 | 0 | 0 | 0 | 0 | 0 | 0 | 0 | 0 | 0 | 0 | 0 | 0 | 0 | 0 | 0 | 0 | 0
F2_Commercial_Grocery_New_Food Preparation_Natural Gas_Food Prep Other_E10 | F2 | Commercial | Grocery | New | Food Preparation | Natural Gas | Food Prep Other | E10 | RVT - Cost of Operation | 0 | 0 | 0 | 0 | 0 | 0 | 0 | 0 | 0 | 0 | 0 | 0 | 0 | 0 | 0 | 0 | 0 | 0 | 0 | 0 | 0 | 0 | 0 | 0 | 0 | 0 | 0 | 0 | 0 | 0 | 0 | 0 | 0
F3_Commercial_Grocery_New_Food Preparation_Natural Gas_Food Prep Other_E1 | F3 | Commercial | Grocery | New | Food Preparation | Natural Gas | Food Prep Other | E1 | System - kBTUs of Consumption | 0.0023188 | 0.0023188 | 0.0023188 | 0.0023188 | 0.0023188 | 0.0023188 | 0.0023188 | 0.0023188 | 0.0023188 | 0.0023188 | 0.0023188 | 0.0023188 | 0.0023188 | 0.0023188 | 0.0023188 | 0.0023188 | 0.0023188 | 0.0023188 | 0.0023188 | 0.0023188 | 0.0023188 | 0.0023188 | 0.0023188 | 0.0023188 | 0.0023188 | 0.0023188 | 0.0023188 | 0.0023188 | 0.0023188 | 0.0023188 | 0.0023188 | 0.0023188 | 0.0023188
F3_Commercial_Grocery_New_Food Preparation_Natural Gas_Food Prep Other_E2 | F3 | Commercial | Grocery | New | Food Preparation | Natural Gas | Food Prep Other | E2 | System - kBTUs of Consumption | 0.0023211 | 0.0023211 | 0.0023211 | 0.0023211 | 0.0023211 | 0.0023211 | 0.0023211 | 0.0023211 | 0.0023211 | 0.0023211 | 0.0023211 | 0.0023211 | 0.0023211 | 0.0023211 | 0.0023211 | 0.0023211 | 0.0023211 | 0.0023211 | 0.0023211 | 0.0023211 | 0.0023211 | 0.0023211 | 0.0023211 | 0.0023211 | 0.0023211 | 0.0023211 | 0.0023211 | 0.0023211 | 0.0023211 | 0.0023211 | 0.0023211 | 0.0023211 | 0.0023211
F3_Commercial_Grocery_New_Food Preparation_Natural Gas_Food Prep Other_E3 | F3 | Commercial | Grocery | New | Food Preparation | Natural Gas | Food Prep Other | E3 | System - kBTUs of Consumption | 0 | 0 | 0 | 0 | 0 | 0 | 0 | 0 | 0 | 0 | 0 | 0 | 0 | 0 | 0 | 0 | 0 | 0 | 0 | 0 | 0 | 0 | 0 | 0 | 0 | 0 | 0 | 0 | 0 | 0 | 0 | 0 | 0
F3_Commercial_Grocery_New_Food Preparation_Natural Gas_Food Prep Other_E4 | F3 | Commercial | Grocery | New | Food Preparation | Natural Gas | Food Prep Other | E4 | System - kBTUs of Consumption | 0 | 0 | 0 | 0 | 0 | 0 | 0 | 0 | 0 | 0 | 0 | 0 | 0 | 0 | 0 | 0 | 0 | 0 | 0 | 0 | 0 | 0 | 0 | 0 | 0 | 0 | 0 | 0 | 0 | 0 | 0 | 0 | 0
F3_Commercial_Grocery_New_Food Preparation_Natural Gas_Food Prep Other_E5 | F3 | Commercial | Grocery | New | Food Preparation | Natural Gas | Food Prep Other | E5 | System - kBTUs of Consumption | 0 | 0 | 0 | 0 | 0 | 0 | 0 | 0 | 0 | 0 | 0 | 0 | 0 | 0 | 0 | 0 | 0 | 0 | 0 | 0 | 0 | 0 | 0 | 0 | 0 | 0 | 0 | 0 | 0 | 0 | 0 | 0 | 0
F3_Commercial_Grocery_New_Food Preparation_Natural Gas_Food Prep Other_E6 | F3 | Commercial | Grocery | New | Food Preparation | Natural Gas | Food Prep Other | E6 | System - kBTUs of Consumption | 0 | 0 | 0 | 0 | 0 | 0 | 0 | 0 | 0 | 0 | 0 | 0 | 0 | 0 | 0 | 0 | 0 | 0 | 0 | 0 | 0 | 0 | 0 | 0 | 0 | 0 | 0 | 0 | 0 | 0 | 0 | 0 | 0
F3_Commercial_Grocery_New_Food Preparation_Natural Gas_Food Prep Other_E7 | F3 | Commercial | Grocery | New | Food Preparation | Natural Gas | Food Prep Other | E7 | System - kBTUs of Consumption | 0 | 0 | 0 | 0 | 0 | 0 | 0 | 0 | 0 | 0 | 0 | 0 | 0 | 0 | 0 | 0 | 0 | 0 | 0 | 0 | 0 | 0 | 0 | 0 | 0 | 0 | 0 | 0 | 0 | 0 | 0 | 0 | 0
F3_Commercial_Grocery_New_Food Preparation_Natural Gas_Food Prep Other_E8 | F3 | Commercial | Grocery | New | Food Preparation | Natural Gas | Food Prep Other | E8 | System - kBTUs of Consumption | 0 | 0 | 0 | 0 | 0 | 0 | 0 | 0 | 0 | 0 | 0 | 0 | 0 | 0 | 0 | 0 | 0 | 0 | 0 | 0 | 0 | 0 | 0 | 0 | 0 | 0 | 0 | 0 | 0 | 0 | 0 | 0 | 0
F3_Commercial_Grocery_New_Food Preparation_Natural Gas_Food Prep Other_E9 | F3 | Commercial | Grocery | New | Food Preparation | Natural Gas | Food Prep Other | E9 | System - kBTUs of Consumption | 0 | 0 | 0 | 0 | 0 | 0 | 0 | 0 | 0 | 0 | 0 | 0 | 0 | 0 | 0 | 0 | 0 | 0 | 0 | 0 | 0 | 0 | 0 | 0 | 0 | 0 | 0 | 0 | 0 | 0 | 0 | 0 | 0
F3_Commercial_Grocery_New_Food Preparation_Natural Gas_Food Prep Other_E10 | F3 | Commercial | Grocery | New | Food Preparation | Natural Gas | Food Prep Other | E10 | System - kBTUs of Consumption | 0 | 0 | 0 | 0 | 0 | 0 | 0 | 0 | 0 | 0 | 0 | 0 | 0 | 0 | 0 | 0 | 0 | 0 | 0 | 0 | 0 | 0 | 0 | 0 | 0 | 0 | 0 | 0 | 0 | 0 | 0 | 0 | 0
F4_Commercial_Grocery_New_Food Preparation_Natural Gas_Food Prep Other_E1 | F4 | Commercial | Grocery | New | Food Preparation | Natural Gas | Food Prep Other | E1 | Utility - Cost of Equipment | 0.045916 | 0.045909 | 0.046129 | 0.04579 | 0.045584 | 0.045734 | 0.046186 | 0.046542 | 0.046985 | 0.047403 | 0.047823 | 0.048209 | 0.048623 | 0.049055 | 0.049469 | 0.049889 | 0.050316 | 0.050781 | 0.051266 | 0.051776 | 0.052279 | 0.052804 | 0.053288 | 0.05379 | 0.054234 | 0.054617 | 0.054966 | 0.055267 | 0.055503 | 0.055696 | 0.055802 | 0.055872 | 0.055872
F4_Commercial_Grocery_New_Food Preparation_Natural Gas_Food Prep Other_E2 | F4 | Commercial | Grocery | New | Food Preparation | Natural Gas | Food Prep Other | E2 | Utility - Cost of Equipment | 0.045916 | 0.045908 | 0.046129 | 0.04579 | 0.045583 | 0.045733 | 0.046185 | 0.046542 | 0.046985 | 0.047403 | 0.047823 | 0.048209 | 0.048623 | 0.049055 | 0.049468 | 0.049889 | 0.050316 | 0.05078 | 0.051265 | 0.051776 | 0.052278 | 0.052803 | 0.053288 | 0.053789 | 0.054233 | 0.054617 | 0.054966 | 0.055267 | 0.055503 | 0.055696 | 0.055801 | 0.055872 | 0.055872
F4_Commercial_Grocery_New_Food Preparation_Natural Gas_Food Prep Other_E3 | F4 | Commercial | Grocery | New | Food Preparation | Natural Gas | Food Prep Other | E3 | Utility - Cost of Equipment | 0 | 0 | 0 | 0 | 0 | 0 | 0 | 0 | 0 | 0 | 0 | 0 | 0 | 0 | 0 | 0 | 0 | 0 | 0 | 0 | 0 | 0 | 0 | 0 | 0 | 0 | 0 | 0 | 0 | 0 | 0 | 0 | 0
F4_Commercial_Grocery_New_Food Preparation_Natural Gas_Food Prep Other_E4 | F4 | Commercial | Grocery | New | Food Preparation | Natural Gas | Food Prep Other | E4 | Utility - Cost of Equipment | 0 | 0 | 0 | 0 | 0 | 0 | 0 | 0 | 0 | 0 | 0 | 0 | 0 | 0 | 0 | 0 | 0 | 0 | 0 | 0 | 0 | 0 | 0 | 0 | 0 | 0 | 0 | 0 | 0 | 0 | 0 | 0 | 0
F4_Commercial_Grocery_New_Food Preparation_Natural Gas_Food Prep Other_E5 | F4 | Commercial | Grocery | New | Food Preparation | Natural Gas | Food Prep Other | E5 | Utility - Cost of Equipment | 0 | 0 | 0 | 0 | 0 | 0 | 0 | 0 | 0 | 0 | 0 | 0 | 0 | 0 | 0 | 0 | 0 | 0 | 0 | 0 | 0 | 0 | 0 | 0 | 0 | 0 | 0 | 0 | 0 | 0 | 0 | 0 | 0
F4_Commercial_Grocery_New_Food Preparation_Natural Gas_Food Prep Other_E6 | F4 | Commercial | Grocery | New | Food Preparation | Natural Gas | Food Prep Other | E6 | Utility - Cost of Equipment | 0 | 0 | 0 | 0 | 0 | 0 | 0 | 0 | 0 | 0 | 0 | 0 | 0 | 0 | 0 | 0 | 0 | 0 | 0 | 0 | 0 | 0 | 0 | 0 | 0 | 0 | 0 | 0 | 0 | 0 | 0 | 0 | 0
F4_Commercial_Grocery_New_Food Preparation_Natural Gas_Food Prep Other_E7 | F4 | Commercial | Grocery | New | Food Preparation | Natural Gas | Food Prep Other | E7 | Utility - Cost of Equipment | 0 | 0 | 0 | 0 | 0 | 0 | 0 | 0 | 0 | 0 | 0 | 0 | 0 | 0 | 0 | 0 | 0 | 0 | 0 | 0 | 0 | 0 | 0 | 0 | 0 | 0 | 0 | 0 | 0 | 0 | 0 | 0 | 0
F4_Commercial_Grocery_New_Food Preparation_Natural Gas_Food Prep Other_E8 | F4 | Commercial | Grocery | New | Food Preparation | Natural Gas | Food Prep Other | E8 | Utility - Cost of Equipment | 0 | 0 | 0 | 0 | 0 | 0 | 0 | 0 | 0 | 0 | 0 | 0 | 0 | 0 | 0 | 0 | 0 | 0 | 0 | 0 | 0 | 0 | 0 | 0 | 0 | 0 | 0 | 0 | 0 | 0 | 0 | 0 | 0
F4_Commercial_Grocery_New_Food Preparation_Natural Gas_Food Prep Other_E9 | F4 | Commercial | Grocery | New | Food Preparation | Natural Gas | Food Prep Other | E9 | Utility - Cost of Equipment | 0 | 0 | 0 | 0 | 0 | 0 | 0 | 0 | 0 | 0 | 0 | 0 | 0 | 0 | 0 | 0 | 0 | 0 | 0 | 0 | 0 | 0 | 0 | 0 | 0 | 0 | 0 | 0 | 0 | 0 | 0 | 0 | 0
F4_Commercial_Grocery_New_Food Preparation_Natural Gas_Food Prep Other_E10 | F4 | Commercial | Grocery | New | Food Preparation | Natural Gas | Food Prep Other | E10 | Utility - Cost of Equipment | 0 | 0 | 0 | 0 | 0 | 0 | 0 | 0 | 0 | 0 | 0 | 0 | 0 | 0 | 0 | 0 | 0 | 0 | 0 | 0 | 0 | 0 | 0 | 0 | 0 | 0 | 0 | 0 | 0 | 0 | 0 | 0 | 0
F5_Commercial_Grocery_New_Food Preparation_Natural Gas_Food Prep Other_E1 | F5 | Commercial | Grocery | New | Food Preparation | Natural Gas | Food Prep Other | E1 | Utility - Cost of Operation | 0.0023188 | 0.0023188 | 0.0023188 | 0.0023188 | 0.0023188 | 0.0023188 | 0.0023188 | 0.0023188 | 0.0023188 | 0.0023188 | 0.0023188 | 0.0023188 | 0.0023188 | 0.0023188 | 0.0023188 | 0.0023188 | 0.0023188 | 0.0023188 | 0.0023188 | 0.0023188 | 0.0023188 | 0.0023188 | 0.0023188 | 0.0023188 | 0.0023188 | 0.0023188 | 0.0023188 | 0.0023188 | 0.0023188 | 0.0023188 | 0.0023188 | 0.0023188 | 0.0023188
F5_Commercial_Grocery_New_Food Preparation_Natural Gas_Food Prep Other_E2 | F5 | Commercial | Grocery | New | Food Preparation | Natural Gas | Food Prep Other | E2 | Utility - Cost of Operation | 0.0023211 | 0.0023211 | 0.0023211 | 0.0023211 | 0.0023211 | 0.0023211 | 0.0023211 | 0.0023211 | 0.0023211 | 0.0023211 | 0.0023211 | 0.0023211 | 0.0023211 | 0.0023211 | 0.0023211 | 0.0023211 | 0.0023211 | 0.0023211 | 0.0023211 | 0.0023211 | 0.0023211 | 0.0023211 | 0.0023211 | 0.0023211 | 0.0023211 | 0.0023211 | 0.0023211 | 0.0023211 | 0.0023211 | 0.0023211 | 0.0023211 | 0.0023211 | 0.0023211
F5_Commercial_Grocery_New_Food Preparation_Natural Gas_Food Prep Other_E3 | F5 | Commercial | Grocery | New | Food Preparation | Natural Gas | Food Prep Other | E3 | Utility - Cost of Operation | 0 | 0 | 0 | 0 | 0 | 0 | 0 | 0 | 0 | 0 | 0 | 0 | 0 | 0 | 0 | 0 | 0 | 0 | 0 | 0 | 0 | 0 | 0 | 0 | 0 | 0 | 0 | 0 | 0 | 0 | 0 | 0 | 0
F5_Commercial_Grocery_New_Food Preparation_Natural Gas_Food Prep Other_E4 | F5 | Commercial | Grocery | New | Food Preparation | Natural Gas | Food Prep Other | E4 | Utility - Cost of Operation | 0 | 0 | 0 | 0 | 0 | 0 | 0 | 0 | 0 | 0 | 0 | 0 | 0 | 0 | 0 | 0 | 0 | 0 | 0 | 0 | 0 | 0 | 0 | 0 | 0 | 0 | 0 | 0 | 0 | 0 | 0 | 0 | 0
F5_Commercial_Grocery_New_Food Preparation_Natural Gas_Food Prep Other_E5 | F5 | Commercial | Grocery | New | Food Preparation | Natural Gas | Food Prep Other | E5 | Utility - Cost of Operation | 0 | 0 | 0 | 0 | 0 | 0 | 0 | 0 | 0 | 0 | 0 | 0 | 0 | 0 | 0 | 0 | 0 | 0 | 0 | 0 | 0 | 0 | 0 | 0 | 0 | 0 | 0 | 0 | 0 | 0 | 0 | 0 | 0
F5_Commercial_Grocery_New_Food Preparation_Natural Gas_Food Prep Other_E6 | F5 | Commercial | Grocery | New | Food Preparation | Natural Gas | Food Prep Other | E6 | Utility - Cost of Operation | 0 | 0 | 0 | 0 | 0 | 0 | 0 | 0 | 0 | 0 | 0 | 0 | 0 | 0 | 0 | 0 | 0 | 0 | 0 | 0 | 0 | 0 | 0 | 0 | 0 | 0 | 0 | 0 | 0 | 0 | 0 | 0 | 0
F5_Commercial_Grocery_New_Food Preparation_Natural Gas_Food Prep Other_E7 | F5 | Commercial | Grocery | New | Food Preparation | Natural Gas | Food Prep Other | E7 | Utility - Cost of Operation | 0 | 0 | 0 | 0 | 0 | 0 | 0 | 0 | 0 | 0 | 0 | 0 | 0 | 0 | 0 | 0 | 0 | 0 | 0 | 0 | 0 | 0 | 0 | 0 | 0 | 0 | 0 | 0 | 0 | 0 | 0 | 0 | 0
F5_Commercial_Grocery_New_Food Preparation_Natural Gas_Food Prep Other_E8 | F5 | Commercial | Grocery | New | Food Preparation | Natural Gas | Food Prep Other | E8 | Utility - Cost of Operation | 0 | 0 | 0 | 0 | 0 | 0 | 0 | 0 | 0 | 0 | 0 | 0 | 0 | 0 | 0 | 0 | 0 | 0 | 0 | 0 | 0 | 0 | 0 | 0 | 0 | 0 | 0 | 0 | 0 | 0 | 0 | 0 | 0
F5_Commercial_Grocery_New_Food Preparation_Natural Gas_Food Prep Other_E9 | F5 | Commercial | Grocery | New | Food Preparation | Natural Gas | Food Prep Other | E9 | Utility - Cost of Operation | 0 | 0 | 0 | 0 | 0 | 0 | 0 | 0 | 0 | 0 | 0 | 0 | 0 | 0 | 0 | 0 | 0 | 0 | 0 | 0 | 0 | 0 | 0 | 0 | 0 | 0 | 0 | 0 | 0 | 0 | 0 | 0 | 0
F5_Commercial_Grocery_New_Food Preparation_Natural Gas_Food Prep Other_E10 | F5 | Commercial | Grocery | New | Food Preparation | Natural Gas | Food Prep Other | E10 | Utility - Cost of Operation | 0 | 0 | 0 | 0 | 0 | 0 | 0 | 0 | 0 | 0 | 0 | 0 | 0 | 0 | 0 | 0 | 0 | 0 | 0 | 0 | 0 | 0 | 0 | 0 | 0 | 0 | 0 | 0 | 0 | 0 | 0 | 0 | 0
F6_Commercial_Grocery_New_Food Preparation_Natural Gas_Food Prep Other_E1 | F6 | Commercial | Grocery | New | Food Preparation | Natural Gas | Food Prep Other | E1 | Utility - Value of Sales | 0.02429 | 0.02442 | 0.024631 | 0.024585 | 0.024585 | 0.024585 | 0.024585 | 0.024585 | 0.024585 | 0.024585 | 0.024585 | 0.024585 | 0.024585 | 0.024585 | 0.024585 | 0.024585 | 0.024585 | 0.024585 | 0.024585 | 0.024585 | 0.024585 | 0.024585 | 0.024585 | 0.024585 | 0.024585 | 0.024585 | 0.024585 | 0.024585 | 0.024585 | 0.024585 | 0.024585 | 0.024585 | 0.024585
F6_Commercial_Grocery_New_Food Preparation_Natural Gas_Food Prep Other_E2 | F6 | Commercial | Grocery | New | Food Preparation | Natural Gas | Food Prep Other | E2 | Utility - Value of Sales | 0.02429 | 0.02442 | 0.02463 | 0.024584 | 0.024584 | 0.024584 | 0.024584 | 0.024584 | 0.024584 | 0.024584 | 0.024584 | 0.024584 | 0.024584 | 0.024584 | 0.024584 | 0.024584 | 0.024584 | 0.024584 | 0.024584 | 0.024584 | 0.024584 | 0.024584 | 0.024584 | 0.024584 | 0.024584 | 0.024584 | 0.024584 | 0.024584 | 0.024584 | 0.024584 | 0.024584 | 0.024584 | 0.024584
F6_Commercial_Grocery_New_Food Preparation_Natural Gas_Food Prep Other_E3 | F6 | Commercial | Grocery | New | Food Preparation | Natural Gas | Food Prep Other | E3 | Utility - Value of Sales | 0 | 0 | 0 | 0 | 0 | 0 | 0 | 0 | 0 | 0 | 0 | 0 | 0 | 0 | 0 | 0 | 0 | 0 | 0 | 0 | 0 | 0 | 0 | 0 | 0 | 0 | 0 | 0 | 0 | 0 | 0 | 0 | 0
F6_Commercial_Grocery_New_Food Preparation_Natural Gas_Food Prep Other_E4 | F6 | Commercial | Grocery | New | Food Preparation | Natural Gas | Food Prep Other | E4 | Utility - Value of Sales | 0 | 0 | 0 | 0 | 0 | 0 | 0 | 0 | 0 | 0 | 0 | 0 | 0 | 0 | 0 | 0 | 0 | 0 | 0 | 0 | 0 | 0 | 0 | 0 | 0 | 0 | 0 | 0 | 0 | 0 | 0 | 0 | 0
F6_Commercial_Grocery_New_Food Preparation_Natural Gas_Food Prep Other_E5 | F6 | Commercial | Grocery | New | Food Preparation | Natural Gas | Food Prep Other | E5 | Utility - Value of Sales | 0 | 0 | 0 | 0 | 0 | 0 | 0 | 0 | 0 | 0 | 0 | 0 | 0 | 0 | 0 | 0 | 0 | 0 | 0 | 0 | 0 | 0 | 0 | 0 | 0 | 0 | 0 | 0 | 0 | 0 | 0 | 0 | 0
F6_Commercial_Grocery_New_Food Preparation_Natural Gas_Food Prep Other_E6 | F6 | Commercial | Grocery | New | Food Preparation | Natural Gas | Food Prep Other | E6 | Utility - Value of Sales | 0 | 0 | 0 | 0 | 0 | 0 | 0 | 0 | 0 | 0 | 0 | 0 | 0 | 0 | 0 | 0 | 0 | 0 | 0 | 0 | 0 | 0 | 0 | 0 | 0 | 0 | 0 | 0 | 0 | 0 | 0 | 0 | 0
F6_Commercial_Grocery_New_Food Preparation_Natural Gas_Food Prep Other_E7 | F6 | Commercial | Grocery | New | Food Preparation | Natural Gas | Food Prep Other | E7 | Utility - Value of Sales | 0 | 0 | 0 | 0 | 0 | 0 | 0 | 0 | 0 | 0 | 0 | 0 | 0 | 0 | 0 | 0 | 0 | 0 | 0 | 0 | 0 | 0 | 0 | 0 | 0 | 0 | 0 | 0 | 0 | 0 | 0 | 0 | 0
F6_Commercial_Grocery_New_Food Preparation_Natural Gas_Food Prep Other_E8 | F6 | Commercial | Grocery | New | Food Preparation | Natural Gas | Food Prep Other | E8 | Utility - Value of Sales | 0 | 0 | 0 | 0 | 0 | 0 | 0 | 0 | 0 | 0 | 0 | 0 | 0 | 0 | 0 | 0 | 0 | 0 | 0 | 0 | 0 | 0 | 0 | 0 | 0 | 0 | 0 | 0 | 0 | 0 | 0 | 0 | 0
F6_Commercial_Grocery_New_Food Preparation_Natural Gas_Food Prep Other_E9 | F6 | Commercial | Grocery | New | Food Preparation | Natural Gas | Food Prep Other | E9 | Utility - Value of Sales | 0 | 0 | 0 | 0 | 0 | 0 | 0 | 0 | 0 | 0 | 0 | 0 | 0 | 0 | 0 | 0 | 0 | 0 | 0 | 0 | 0 | 0 | 0 | 0 | 0 | 0 | 0 | 0 | 0 | 0 | 0 | 0 | 0
F6_Commercial_Grocery_New_Food Preparation_Natural Gas_Food Prep Other_E10 | F6 | Commercial | Grocery | New | Food Preparation | Natural Gas | Food Prep Other | E10 | Utility - Value of Sales | 0 | 0 | 0 | 0 | 0 | 0 | 0 | 0 | 0 | 0 | 0 | 0 | 0 | 0 | 0 | 0 | 0 | 0 | 0 | 0 | 0 | 0 | 0 | 0 | 0 | 0 | 0 | 0 | 0 | 0 | 0 | 0 | 0
F1_Commercial_Grocery_New_Miscellaneous_Natural Gas_Pool Heater_E1 | F1 | Commercial | Grocery | New | Miscellaneous | Natural Gas | Pool Heater | E1 | RVT - Cost of Equipment | 0 | 0 | 0 | 0 | 0 | 0 | 0 | 0 | 0 | 0 | 0 | 0 | 0 | 0 | 0 | 0 | 0 | 0 | 0 | 0 | 0 | 0 | 0 | 0 | 0 | 0 | 0 | 0 | 0 | 0 | 0 | 0 | 0
F1_Commercial_Grocery_New_Miscellaneous_Natural Gas_Pool Heater_E2 | F1 | Commercial | Grocery | New | Miscellaneous | Natural Gas | Pool Heater | E2 | RVT - Cost of Equipment | 0 | 0 | 0 | 0 | 0 | 0 | 0 | 0 | 0 | 0 | 0 | 0 | 0 | 0 | 0 | 0 | 0 | 0 | 0 | 0 | 0 | 0 | 0 | 0 | 0 | 0 | 0 | 0 | 0 | 0 | 0 | 0 | 0
F1_Commercial_Grocery_New_Miscellaneous_Natural Gas_Pool Heater_E3 | F1 | Commercial | Grocery | New | Miscellaneous | Natural Gas | Pool Heater | E3 | RVT - Cost of Equipment | 0 | 0 | 0 | 0 | 0 | 0 | 0 | 0 | 0 | 0 | 0 | 0 | 0 | 0 | 0 | 0 | 0 | 0 | 0 | 0 | 0 | 0 | 0 | 0 | 0 | 0 | 0 | 0 | 0 | 0 | 0 | 0 | 0
F1_Commercial_Grocery_New_Miscellaneous_Natural Gas_Pool Heater_E4 | F1 | Commercial | Grocery | New | Miscellaneous | Natural Gas | Pool Heater | E4 | RVT - Cost of Equipment | 0 | 0 | 0 | 0 | 0 | 0 | 0 | 0 | 0 | 0 | 0 | 0 | 0 | 0 | 0 | 0 | 0 | 0 | 0 | 0 | 0 | 0 | 0 | 0 | 0 | 0 | 0 | 0 | 0 | 0 | 0 | 0 | 0
F1_Commercial_Grocery_New_Miscellaneous_Natural Gas_Pool Heater_E5 | F1 | Commercial | Grocery | New | Miscellaneous | Natural Gas | Pool Heater | E5 | RVT - Cost of Equipment | 0 | 0 | 0 | 0 | 0 | 0 | 0 | 0 | 0 | 0 | 0 | 0 | 0 | 0 | 0 | 0 | 0 | 0 | 0 | 0 | 0 | 0 | 0 | 0 | 0 | 0 | 0 | 0 | 0 | 0 | 0 | 0 | 0
F1_Commercial_Grocery_New_Miscellaneous_Natural Gas_Pool Heater_E6 | F1 | Commercial | Grocery | New | Miscellaneous | Natural Gas | Pool Heater | E6 | RVT - Cost of Equipment | 0 | 0 | 0 | 0 | 0 | 0 | 0 | 0 | 0 | 0 | 0 | 0 | 0 | 0 | 0 | 0 | 0 | 0 | 0 | 0 | 0 | 0 | 0 | 0 | 0 | 0 | 0 | 0 | 0 | 0 | 0 | 0 | 0
F1_Commercial_Grocery_New_Miscellaneous_Natural Gas_Pool Heater_E7 | F1 | Commercial | Grocery | New | Miscellaneous | Natural Gas | Pool Heater | E7 | RVT - Cost of Equipment | 0 | 0 | 0 | 0 | 0 | 0 | 0 | 0 | 0 | 0 | 0 | 0 | 0 | 0 | 0 | 0 | 0 | 0 | 0 | 0 | 0 | 0 | 0 | 0 | 0 | 0 | 0 | 0 | 0 | 0 | 0 | 0 | 0
F1_Commercial_Grocery_New_Miscellaneous_Natural Gas_Pool Heater_E8 | F1 | Commercial | Grocery | New | Miscellaneous | Natural Gas | Pool Heater | E8 | RVT - Cost of Equipment | 0 | 0 | 0 | 0 | 0 | 0 | 0 | 0 | 0 | 0 | 0 | 0 | 0 | 0 | 0 | 0 | 0 | 0 | 0 | 0 | 0 | 0 | 0 | 0 | 0 | 0 | 0 | 0 | 0 | 0 | 0 | 0 | 0
F1_Commercial_Grocery_New_Miscellaneous_Natural Gas_Pool Heater_E9 | F1 | Commercial | Grocery | New | Miscellaneous | Natural Gas | Pool Heater | E9 | RVT - Cost of Equipment | 0 | 0 | 0 | 0 | 0 | 0 | 0 | 0 | 0 | 0 | 0 | 0 | 0 | 0 | 0 | 0 | 0 | 0 | 0 | 0 | 0 | 0 | 0 | 0 | 0 | 0 | 0 | 0 | 0 | 0 | 0 | 0 | 0
F1_Commercial_Grocery_New_Miscellaneous_Natural Gas_Pool Heater_E10 | F1 | Commercial | Grocery | New | Miscellaneous | Natural Gas | Pool Heater | E10 | RVT - Cost of Equipment | 0 | 0 | 0 | 0 | 0 | 0 | 0 | 0 | 0 | 0 | 0 | 0 | 0 | 0 | 0 | 0 | 0 | 0 | 0 | 0 | 0 | 0 | 0 | 0 | 0 | 0 | 0 | 0 | 0 | 0 | 0 | 0 | 0
F2_Commercial_Grocery_New_Miscellaneous_Natural Gas_Pool Heater_E1 | F2 | Commercial | Grocery | New | Miscellaneous | Natural Gas | Pool Heater | E1 | RVT - Cost of Operation | 0 | 0 | 0 | 0 | 0 | 0 | 0 | 0 | 0 | 0 | 0 | 0 | 0 | 0 | 0 | 0 | 0 | 0 | 0 | 0 | 0 | 0 | 0 | 0 | 0 | 0 | 0 | 0 | 0 | 0 | 0 | 0 | 0
F2_Commercial_Grocery_New_Miscellaneous_Natural Gas_Pool Heater_E2 | F2 | Commercial | Grocery | New | Miscellaneous | Natural Gas | Pool Heater | E2 | RVT - Cost of Operation | 0 | 0 | 0 | 0 | 0 | 0 | 0 | 0 | 0 | 0 | 0 | 0 | 0 | 0 | 0 | 0 | 0 | 0 | 0 | 0 | 0 | 0 | 0 | 0 | 0 | 0 | 0 | 0 | 0 | 0 | 0 | 0 | 0
F2_Commercial_Grocery_New_Miscellaneous_Natural Gas_Pool Heater_E3 | F2 | Commercial | Grocery | New | Miscellaneous | Natural Gas | Pool Heater | E3 | RVT - Cost of Operation | 0 | 0 | 0 | 0 | 0 | 0 | 0 | 0 | 0 | 0 | 0 | 0 | 0 | 0 | 0 | 0 | 0 | 0 | 0 | 0 | 0 | 0 | 0 | 0 | 0 | 0 | 0 | 0 | 0 | 0 | 0 | 0 | 0
F2_Commercial_Grocery_New_Miscellaneous_Natural Gas_Pool Heater_E4 | F2 | Commercial | Grocery | New | Miscellaneous | Natural Gas | Pool Heater | E4 | RVT - Cost of Operation | 0 | 0 | 0 | 0 | 0 | 0 | 0 | 0 | 0 | 0 | 0 | 0 | 0 | 0 | 0 | 0 | 0 | 0 | 0 | 0 | 0 | 0 | 0 | 0 | 0 | 0 | 0 | 0 | 0 | 0 | 0 | 0 | 0
F2_Commercial_Grocery_New_Miscellaneous_Natural Gas_Pool Heater_E5 | F2 | Commercial | Grocery | New | Miscellaneous | Natural Gas | Pool Heater | E5 | RVT - Cost of Operation | 0 | 0 | 0 | 0 | 0 | 0 | 0 | 0 | 0 | 0 | 0 | 0 | 0 | 0 | 0 | 0 | 0 | 0 | 0 | 0 | 0 | 0 | 0 | 0 | 0 | 0 | 0 | 0 | 0 | 0 | 0 | 0 | 0
F2_Commercial_Grocery_New_Miscellaneous_Natural Gas_Pool Heater_E6 | F2 | Commercial | Grocery | New | Miscellaneous | Natural Gas | Pool Heater | E6 | RVT - Cost of Operation | 0 | 0 | 0 | 0 | 0 | 0 | 0 | 0 | 0 | 0 | 0 | 0 | 0 | 0 | 0 | 0 | 0 | 0 | 0 | 0 | 0 | 0 | 0 | 0 | 0 | 0 | 0 | 0 | 0 | 0 | 0 | 0 | 0
F2_Commercial_Grocery_New_Miscellaneous_Natural Gas_Pool Heater_E7 | F2 | Commercial | Grocery | New | Miscellaneous | Natural Gas | Pool Heater | E7 | RVT - Cost of Operation | 0 | 0 | 0 | 0 | 0 | 0 | 0 | 0 | 0 | 0 | 0 | 0 | 0 | 0 | 0 | 0 | 0 | 0 | 0 | 0 | 0 | 0 | 0 | 0 | 0 | 0 | 0 | 0 | 0 | 0 | 0 | 0 | 0
F2_Commercial_Grocery_New_Miscellaneous_Natural Gas_Pool Heater_E8 | F2 | Commercial | Grocery | New | Miscellaneous | Natural Gas | Pool Heater | E8 | RVT - Cost of Operation | 0 | 0 | 0 | 0 | 0 | 0 | 0 | 0 | 0 | 0 | 0 | 0 | 0 | 0 | 0 | 0 | 0 | 0 | 0 | 0 | 0 | 0 | 0 | 0 | 0 | 0 | 0 | 0 | 0 | 0 | 0 | 0 | 0
F2_Commercial_Grocery_New_Miscellaneous_Natural Gas_Pool Heater_E9 | F2 | Commercial | Grocery | New | Miscellaneous | Natural Gas | Pool Heater | E9 | RVT - Cost of Operation | 0 | 0 | 0 | 0 | 0 | 0 | 0 | 0 | 0 | 0 | 0 | 0 | 0 | 0 | 0 | 0 | 0 | 0 | 0 | 0 | 0 | 0 | 0 | 0 | 0 | 0 | 0 | 0 | 0 | 0 | 0 | 0 | 0
F2_Commercial_Grocery_New_Miscellaneous_Natural Gas_Pool Heater_E10 | F2 | Commercial | Grocery | New | Miscellaneous | Natural Gas | Pool Heater | E10 | RVT - Cost of Operation | 0 | 0 | 0 | 0 | 0 | 0 | 0 | 0 | 0 | 0 | 0 | 0 | 0 | 0 | 0 | 0 | 0 | 0 | 0 | 0 | 0 | 0 | 0 | 0 | 0 | 0 | 0 | 0 | 0 | 0 | 0 | 0 | 0
F3_Commercial_Grocery_New_Miscellaneous_Natural Gas_Pool Heater_E1 | F3 | Commercial | Grocery | New | Miscellaneous | Natural Gas | Pool Heater | E1 | System - kBTUs of Consumption | 0.002528 | 0.002528 | 0.002528 | 0.002528 | 0.002528 | 0.002528 | 0.002528 | 0.002528 | 0.002528 | 0.002528 | 0.002528 | 0.002528 | 0.002528 | 0.002528 | 0.002528 | 0.002528 | 0.002528 | 0.002528 | 0.002528 | 0.002528 | 0.002528 | 0.002528 | 0.002528 | 0.002528 | 0.002528 | 0.002528 | 0.002528 | 0.002528 | 0.002528 | 0.002528 | 0.002528 | 0.002528 | 0.002528
F3_Commercial_Grocery_New_Miscellaneous_Natural Gas_Pool Heater_E2 | F3 | Commercial | Grocery | New | Miscellaneous | Natural Gas | Pool Heater | E2 | System - kBTUs of Consumption | 0.0041394 | 0.0041394 | 0.0041394 | 0.0041394 | 0.0041394 | 0.0041394 | 0.0041394 | 0.0041394 | 0.0041394 | 0.0041394 | 0.0041394 | 0.0041394 | 0.0041394 | 0.0041394 | 0.0041394 | 0.0041394 | 0.0041394 | 0.0041394 | 0.0041394 | 0.0041394 | 0.0041394 | 0.0041394 | 0.0041394 | 0.0041394 | 0.0041394 | 0.0041394 | 0.0041394 | 0.0041394 | 0.0041394 | 0.0041394 | 0.0041394 | 0.0041394 | 0.0041394
F3_Commercial_Grocery_New_Miscellaneous_Natural Gas_Pool Heater_E3 | F3 | Commercial | Grocery | New | Miscellaneous | Natural Gas | Pool Heater | E3 | System - kBTUs of Consumption | 0 | 0 | 0 | 0 | 0 | 0 | 0 | 0 | 0 | 0 | 0 | 0 | 0 | 0 | 0 | 0 | 0 | 0 | 0 | 0 | 0 | 0 | 0 | 0 | 0 | 0 | 0 | 0 | 0 | 0 | 0 | 0 | 0
F3_Commercial_Grocery_New_Miscellaneous_Natural Gas_Pool Heater_E4 | F3 | Commercial | Grocery | New | Miscellaneous | Natural Gas | Pool Heater | E4 | System - kBTUs of Consumption | 0 | 0 | 0 | 0 | 0 | 0 | 0 | 0 | 0 | 0 | 0 | 0 | 0 | 0 | 0 | 0 | 0 | 0 | 0 | 0 | 0 | 0 | 0 | 0 | 0 | 0 | 0 | 0 | 0 | 0 | 0 | 0 | 0
F3_Commercial_Grocery_New_Miscellaneous_Natural Gas_Pool Heater_E5 | F3 | Commercial | Grocery | New | Miscellaneous | Natural Gas | Pool Heater | E5 | System - kBTUs of Consumption | 0 | 0 | 0 | 0 | 0 | 0 | 0 | 0 | 0 | 0 | 0 | 0 | 0 | 0 | 0 | 0 | 0 | 0 | 0 | 0 | 0 | 0 | 0 | 0 | 0 | 0 | 0 | 0 | 0 | 0 | 0 | 0 | 0
F3_Commercial_Grocery_New_Miscellaneous_Natural Gas_Pool Heater_E6 | F3 | Commercial | Grocery | New | Miscellaneous | Natural Gas | Pool Heater | E6 | System - kBTUs of Consumption | 0 | 0 | 0 | 0 | 0 | 0 | 0 | 0 | 0 | 0 | 0 | 0 | 0 | 0 | 0 | 0 | 0 | 0 | 0 | 0 | 0 | 0 | 0 | 0 | 0 | 0 | 0 | 0 | 0 | 0 | 0 | 0 | 0
F3_Commercial_Grocery_New_Miscellaneous_Natural Gas_Pool Heater_E7 | F3 | Commercial | Grocery | New | Miscellaneous | Natural Gas | Pool Heater | E7 | System - kBTUs of Consumption | 0 | 0 | 0 | 0 | 0 | 0 | 0 | 0 | 0 | 0 | 0 | 0 | 0 | 0 | 0 | 0 | 0 | 0 | 0 | 0 | 0 | 0 | 0 | 0 | 0 | 0 | 0 | 0 | 0 | 0 | 0 | 0 | 0
F3_Commercial_Grocery_New_Miscellaneous_Natural Gas_Pool Heater_E8 | F3 | Commercial | Grocery | New | Miscellaneous | Natural Gas | Pool Heater | E8 | System - kBTUs of Consumption | 0 | 0 | 0 | 0 | 0 | 0 | 0 | 0 | 0 | 0 | 0 | 0 | 0 | 0 | 0 | 0 | 0 | 0 | 0 | 0 | 0 | 0 | 0 | 0 | 0 | 0 | 0 | 0 | 0 | 0 | 0 | 0 | 0
F3_Commercial_Grocery_New_Miscellaneous_Natural Gas_Pool Heater_E9 | F3 | Commercial | Grocery | New | Miscellaneous | Natural Gas | Pool Heater | E9 | System - kBTUs of Consumption | 0 | 0 | 0 | 0 | 0 | 0 | 0 | 0 | 0 | 0 | 0 | 0 | 0 | 0 | 0 | 0 | 0 | 0 | 0 | 0 | 0 | 0 | 0 | 0 | 0 | 0 | 0 | 0 | 0 | 0 | 0 | 0 | 0
F3_Commercial_Grocery_New_Miscellaneous_Natural Gas_Pool Heater_E10 | F3 | Commercial | Grocery | New | Miscellaneous | Natural Gas | Pool Heater | E10 | System - kBTUs of Consumption | 0 | 0 | 0 | 0 | 0 | 0 | 0 | 0 | 0 | 0 | 0 | 0 | 0 | 0 | 0 | 0 | 0 | 0 | 0 | 0 | 0 | 0 | 0 | 0 | 0 | 0 | 0 | 0 | 0 | 0 | 0 | 0 | 0
F4_Commercial_Grocery_New_Miscellaneous_Natural Gas_Pool Heater_E1 | F4 | Commercial | Grocery | New | Miscellaneous | Natural Gas | Pool Heater | E1 | Utility - Cost of Equipment | 0 | 0 | 0 | 0 | 0 | 0 | 0 | 0 | 0 | 0 | 0 | 0 | 0 | 0 | 0 | 0 | 0 | 0 | 0 | 0 | 0 | 0 | 0 | 0 | 0 | 0 | 0 | 0 | 0 | 0 | 0 | 0 | 0
F4_Commercial_Grocery_New_Miscellaneous_Natural Gas_Pool Heater_E2 | F4 | Commercial | Grocery | New | Miscellaneous | Natural Gas | Pool Heater | E2 | Utility - Cost of Equipment | 0 | 0 | 0 | 0 | 0 | 0 | 0 | 0 | 0 | 0 | 0 | 0 | 0 | 0 | 0 | 0 | 0 | 0 | 0 | 0 | 0 | 0 | 0 | 0 | 0 | 0 | 0 | 0 | 0 | 0 | 0 | 0 | 0
F4_Commercial_Grocery_New_Miscellaneous_Natural Gas_Pool Heater_E3 | F4 | Commercial | Grocery | New | Miscellaneous | Natural Gas | Pool Heater | E3 | Utility - Cost of Equipment | 0 | 0 | 0 | 0 | 0 | 0 | 0 | 0 | 0 | 0 | 0 | 0 | 0 | 0 | 0 | 0 | 0 | 0 | 0 | 0 | 0 | 0 | 0 | 0 | 0 | 0 | 0 | 0 | 0 | 0 | 0 | 0 | 0
F4_Commercial_Grocery_New_Miscellaneous_Natural Gas_Pool Heater_E4 | F4 | Commercial | Grocery | New | Miscellaneous | Natural Gas | Pool Heater | E4 | Utility - Cost of Equipment | 0 | 0 | 0 | 0 | 0 | 0 | 0 | 0 | 0 | 0 | 0 | 0 | 0 | 0 | 0 | 0 | 0 | 0 | 0 | 0 | 0 | 0 | 0 | 0 | 0 | 0 | 0 | 0 | 0 | 0 | 0 | 0 | 0
F4_Commercial_Grocery_New_Miscellaneous_Natural Gas_Pool Heater_E5 | F4 | Commercial | Grocery | New | Miscellaneous | Natural Gas | Pool Heater | E5 | Utility - Cost of Equipment | 0 | 0 | 0 | 0 | 0 | 0 | 0 | 0 | 0 | 0 | 0 | 0 | 0 | 0 | 0 | 0 | 0 | 0 | 0 | 0 | 0 | 0 | 0 | 0 | 0 | 0 | 0 | 0 | 0 | 0 | 0 | 0 | 0
F4_Commercial_Grocery_New_Miscellaneous_Natural Gas_Pool Heater_E6 | F4 | Commercial | Grocery | New | Miscellaneous | Natural Gas | Pool Heater | E6 | Utility - Cost of Equipment | 0 | 0 | 0 | 0 | 0 | 0 | 0 | 0 | 0 | 0 | 0 | 0 | 0 | 0 | 0 | 0 | 0 | 0 | 0 | 0 | 0 | 0 | 0 | 0 | 0 | 0 | 0 | 0 | 0 | 0 | 0 | 0 | 0
F4_Commercial_Grocery_New_Miscellaneous_Natural Gas_Pool Heater_E7 | F4 | Commercial | Grocery | New | Miscellaneous | Natural Gas | Pool Heater | E7 | Utility - Cost of Equipment | 0 | 0 | 0 | 0 | 0 | 0 | 0 | 0 | 0 | 0 | 0 | 0 | 0 | 0 | 0 | 0 | 0 | 0 | 0 | 0 | 0 | 0 | 0 | 0 | 0 | 0 | 0 | 0 | 0 | 0 | 0 | 0 | 0
F4_Commercial_Grocery_New_Miscellaneous_Natural Gas_Pool Heater_E8 | F4 | Commercial | Grocery | New | Miscellaneous | Natural Gas | Pool Heater | E8 | Utility - Cost of Equipment | 0 | 0 | 0 | 0 | 0 | 0 | 0 | 0 | 0 | 0 | 0 | 0 | 0 | 0 | 0 | 0 | 0 | 0 | 0 | 0 | 0 | 0 | 0 | 0 | 0 | 0 | 0 | 0 | 0 | 0 | 0 | 0 | 0
F4_Commercial_Grocery_New_Miscellaneous_Natural Gas_Pool Heater_E9 | F4 | Commercial | Grocery | New | Miscellaneous | Natural Gas | Pool Heater | E9 | Utility - Cost of Equipment | 0 | 0 | 0 | 0 | 0 | 0 | 0 | 0 | 0 | 0 | 0 | 0 | 0 | 0 | 0 | 0 | 0 | 0 | 0 | 0 | 0 | 0 | 0 | 0 | 0 | 0 | 0 | 0 | 0 | 0 | 0 | 0 | 0
F4_Commercial_Grocery_New_Miscellaneous_Natural Gas_Pool Heater_E10 | F4 | Commercial | Grocery | New | Miscellaneous | Natural Gas | Pool Heater | E10 | Utility - Cost of Equipment | 0 | 0 | 0 | 0 | 0 | 0 | 0 | 0 | 0 | 0 | 0 | 0 | 0 | 0 | 0 | 0 | 0 | 0 | 0 | 0 | 0 | 0 | 0 | 0 | 0 | 0 | 0 | 0 | 0 | 0 | 0 | 0 | 0
F5_Commercial_Grocery_New_Miscellaneous_Natural Gas_Pool Heater_E1 | F5 | Commercial | Grocery | New | Miscellaneous | Natural Gas | Pool Heater | E1 | Utility - Cost of Operation | 0.002528 | 0.002528 | 0.002528 | 0.002528 | 0.002528 | 0.002528 | 0.002528 | 0.002528 | 0.002528 | 0.002528 | 0.002528 | 0.002528 | 0.002528 | 0.002528 | 0.002528 | 0.002528 | 0.002528 | 0.002528 | 0.002528 | 0.002528 | 0.002528 | 0.002528 | 0.002528 | 0.002528 | 0.002528 | 0.002528 | 0.002528 | 0.002528 | 0.002528 | 0.002528 | 0.002528 | 0.002528 | 0.002528
F5_Commercial_Grocery_New_Miscellaneous_Natural Gas_Pool Heater_E2 | F5 | Commercial | Grocery | New | Miscellaneous | Natural Gas | Pool Heater | E2 | Utility - Cost of Operation | 0.0041394 | 0.0041394 | 0.0041394 | 0.0041394 | 0.0041394 | 0.0041394 | 0.0041394 | 0.0041394 | 0.0041394 | 0.0041394 | 0.0041394 | 0.0041394 | 0.0041394 | 0.0041394 | 0.0041394 | 0.0041394 | 0.0041394 | 0.0041394 | 0.0041394 | 0.0041394 | 0.0041394 | 0.0041394 | 0.0041394 | 0.0041394 | 0.0041394 | 0.0041394 | 0.0041394 | 0.0041394 | 0.0041394 | 0.0041394 | 0.0041394 | 0.0041394 | 0.0041394
F5_Commercial_Grocery_New_Miscellaneous_Natural Gas_Pool Heater_E3 | F5 | Commercial | Grocery | New | Miscellaneous | Natural Gas | Pool Heater | E3 | Utility - Cost of Operation | 0 | 0 | 0 | 0 | 0 | 0 | 0 | 0 | 0 | 0 | 0 | 0 | 0 | 0 | 0 | 0 | 0 | 0 | 0 | 0 | 0 | 0 | 0 | 0 | 0 | 0 | 0 | 0 | 0 | 0 | 0 | 0 | 0
F5_Commercial_Grocery_New_Miscellaneous_Natural Gas_Pool Heater_E4 | F5 | Commercial | Grocery | New | Miscellaneous | Natural Gas | Pool Heater | E4 | Utility - Cost of Operation | 0 | 0 | 0 | 0 | 0 | 0 | 0 | 0 | 0 | 0 | 0 | 0 | 0 | 0 | 0 | 0 | 0 | 0 | 0 | 0 | 0 | 0 | 0 | 0 | 0 | 0 | 0 | 0 | 0 | 0 | 0 | 0 | 0
F5_Commercial_Grocery_New_Miscellaneous_Natural Gas_Pool Heater_E5 | F5 | Commercial | Grocery | New | Miscellaneous | Natural Gas | Pool Heater | E5 | Utility - Cost of Operation | 0 | 0 | 0 | 0 | 0 | 0 | 0 | 0 | 0 | 0 | 0 | 0 | 0 | 0 | 0 | 0 | 0 | 0 | 0 | 0 | 0 | 0 | 0 | 0 | 0 | 0 | 0 | 0 | 0 | 0 | 0 | 0 | 0
F5_Commercial_Grocery_New_Miscellaneous_Natural Gas_Pool Heater_E6 | F5 | Commercial | Grocery | New | Miscellaneous | Natural Gas | Pool Heater | E6 | Utility - Cost of Operation | 0 | 0 | 0 | 0 | 0 | 0 | 0 | 0 | 0 | 0 | 0 | 0 | 0 | 0 | 0 | 0 | 0 | 0 | 0 | 0 | 0 | 0 | 0 | 0 | 0 | 0 | 0 | 0 | 0 | 0 | 0 | 0 | 0
F5_Commercial_Grocery_New_Miscellaneous_Natural Gas_Pool Heater_E7 | F5 | Commercial | Grocery | New | Miscellaneous | Natural Gas | Pool Heater | E7 | Utility - Cost of Operation | 0 | 0 | 0 | 0 | 0 | 0 | 0 | 0 | 0 | 0 | 0 | 0 | 0 | 0 | 0 | 0 | 0 | 0 | 0 | 0 | 0 | 0 | 0 | 0 | 0 | 0 | 0 | 0 | 0 | 0 | 0 | 0 | 0
F5_Commercial_Grocery_New_Miscellaneous_Natural Gas_Pool Heater_E8 | F5 | Commercial | Grocery | New | Miscellaneous | Natural Gas | Pool Heater | E8 | Utility - Cost of Operation | 0 | 0 | 0 | 0 | 0 | 0 | 0 | 0 | 0 | 0 | 0 | 0 | 0 | 0 | 0 | 0 | 0 | 0 | 0 | 0 | 0 | 0 | 0 | 0 | 0 | 0 | 0 | 0 | 0 | 0 | 0 | 0 | 0
F5_Commercial_Grocery_New_Miscellaneous_Natural Gas_Pool Heater_E9 | F5 | Commercial | Grocery | New | Miscellaneous | Natural Gas | Pool Heater | E9 | Utility - Cost of Operation | 0 | 0 | 0 | 0 | 0 | 0 | 0 | 0 | 0 | 0 | 0 | 0 | 0 | 0 | 0 | 0 | 0 | 0 | 0 | 0 | 0 | 0 | 0 | 0 | 0 | 0 | 0 | 0 | 0 | 0 | 0 | 0 | 0
F5_Commercial_Grocery_New_Miscellaneous_Natural Gas_Pool Heater_E10 | F5 | Commercial | Grocery | New | Miscellaneous | Natural Gas | Pool Heater | E10 | Utility - Cost of Operation | 0 | 0 | 0 | 0 | 0 | 0 | 0 | 0 | 0 | 0 | 0 | 0 | 0 | 0 | 0 | 0 | 0 | 0 | 0 | 0 | 0 | 0 | 0 | 0 | 0 | 0 | 0 | 0 | 0 | 0 | 0 | 0 | 0
F6_Commercial_Grocery_New_Miscellaneous_Natural Gas_Pool Heater_E1 | F6 | Commercial | Grocery | New | Miscellaneous | Natural Gas | Pool Heater | E1 | Utility - Value of Sales | 0.010508 | 0.010603 | 0.010756 | 0.010722 | 0.010722 | 0.010722 | 0.010722 | 0.010722 | 0.010722 | 0.010722 | 0.010722 | 0.010722 | 0.010722 | 0.010722 | 0.010722 | 0.010722 | 0.010722 | 0.010722 | 0.010722 | 0.010722 | 0.010722 | 0.010722 | 0.010722 | 0.010722 | 0.010722 | 0.010722 | 0.010722 | 0.010722 | 0.010722 | 0.010722 | 0.010722 | 0.010722 | 0.010722
F6_Commercial_Grocery_New_Miscellaneous_Natural Gas_Pool Heater_E2 | F6 | Commercial | Grocery | New | Miscellaneous | Natural Gas | Pool Heater | E2 | Utility - Value of Sales | 0.0089319 | 0.0090127 | 0.0091425 | 0.0091141 | 0.0091141 | 0.0091141 | 0.0091141 | 0.0091141 | 0.0091141 | 0.0091141 | 0.0091141 | 0.0091141 | 0.0091141 | 0.0091141 | 0.0091141 | 0.0091141 | 0.0091141 | 0.0091141 | 0.0091141 | 0.0091141 | 0.0091141 | 0.0091141 | 0.0091141 | 0.0091141 | 0.0091141 | 0.0091141 | 0.0091141 | 0.0091141 | 0.0091141 | 0.0091141 | 0.0091141 | 0.0091141 | 0.0091141
F6_Commercial_Grocery_New_Miscellaneous_Natural Gas_Pool Heater_E3 | F6 | Commercial | Grocery | New | Miscellaneous | Natural Gas | Pool Heater | E3 | Utility - Value of Sales | 0 | 0 | 0 | 0 | 0 | 0 | 0 | 0 | 0 | 0 | 0 | 0 | 0 | 0 | 0 | 0 | 0 | 0 | 0 | 0 | 0 | 0 | 0 | 0 | 0 | 0 | 0 | 0 | 0 | 0 | 0 | 0 | 0
F6_Commercial_Grocery_New_Miscellaneous_Natural Gas_Pool Heater_E4 | F6 | Commercial | Grocery | New | Miscellaneous | Natural Gas | Pool Heater | E4 | Utility - Value of Sales | 0 | 0 | 0 | 0 | 0 | 0 | 0 | 0 | 0 | 0 | 0 | 0 | 0 | 0 | 0 | 0 | 0 | 0 | 0 | 0 | 0 | 0 | 0 | 0 | 0 | 0 | 0 | 0 | 0 | 0 | 0 | 0 | 0
F6_Commercial_Grocery_New_Miscellaneous_Natural Gas_Pool Heater_E5 | F6 | Commercial | Grocery | New | Miscellaneous | Natural Gas | Pool Heater | E5 | Utility - Value of Sales | 0 | 0 | 0 | 0 | 0 | 0 | 0 | 0 | 0 | 0 | 0 | 0 | 0 | 0 | 0 | 0 | 0 | 0 | 0 | 0 | 0 | 0 | 0 | 0 | 0 | 0 | 0 | 0 | 0 | 0 | 0 | 0 | 0
F6_Commercial_Grocery_New_Miscellaneous_Natural Gas_Pool Heater_E6 | F6 | Commercial | Grocery | New | Miscellaneous | Natural Gas | Pool Heater | E6 | Utility - Value of Sales | 0 | 0 | 0 | 0 | 0 | 0 | 0 | 0 | 0 | 0 | 0 | 0 | 0 | 0 | 0 | 0 | 0 | 0 | 0 | 0 | 0 | 0 | 0 | 0 | 0 | 0 | 0 | 0 | 0 | 0 | 0 | 0 | 0
F6_Commercial_Grocery_New_Miscellaneous_Natural Gas_Pool Heater_E7 | F6 | Commercial | Grocery | New | Miscellaneous | Natural Gas | Pool Heater | E7 | Utility - Value of Sales | 0 | 0 | 0 | 0 | 0 | 0 | 0 | 0 | 0 | 0 | 0 | 0 | 0 | 0 | 0 | 0 | 0 | 0 | 0 | 0 | 0 | 0 | 0 | 0 | 0 | 0 | 0 | 0 | 0 | 0 | 0 | 0 | 0
F6_Commercial_Grocery_New_Miscellaneous_Natural Gas_Pool Heater_E8 | F6 | Commercial | Grocery | New | Miscellaneous | Natural Gas | Pool Heater | E8 | Utility - Value of Sales | 0 | 0 | 0 | 0 | 0 | 0 | 0 | 0 | 0 | 0 | 0 | 0 | 0 | 0 | 0 | 0 | 0 | 0 | 0 | 0 | 0 | 0 | 0 | 0 | 0 | 0 | 0 | 0 | 0 | 0 | 0 | 0 | 0
F6_Commercial_Grocery_New_Miscellaneous_Natural Gas_Pool Heater_E9 | F6 | Commercial | Grocery | New | Miscellaneous | Natural Gas | Pool Heater | E9 | Utility - Value of Sales | 0 | 0 | 0 | 0 | 0 | 0 | 0 | 0 | 0 | 0 | 0 | 0 | 0 | 0 | 0 | 0 | 0 | 0 | 0 | 0 | 0 | 0 | 0 | 0 | 0 | 0 | 0 | 0 | 0 | 0 | 0 | 0 | 0
F6_Commercial_Grocery_New_Miscellaneous_Natural Gas_Pool Heater_E10 | F6 | Commercial | Grocery | New | Miscellaneous | Natural Gas | Pool Heater | E10 | Utility - Value of Sales | 0 | 0 | 0 | 0 | 0 | 0 | 0 | 0 | 0 | 0 | 0 | 0 | 0 | 0 | 0 | 0 | 0 | 0 | 0 | 0 | 0 | 0 | 0 | 0 | 0 | 0 | 0 | 0 | 0 | 0 | 0 | 0 | 0
F1_Commercial_Grocery_New_Miscellaneous_Natural Gas_Miscellaneous_E1 | F1 | Commercial | Grocery | New | Miscellaneous | Natural Gas | Miscellaneous | E1 | RVT - Cost of Equipment | 0 | 0 | 0 | 0 | 0 | 0 | 0 | 0 | 0 | 0 | 0 | 0 | 0 | 0 | 0 | 0 | 0 | 0 | 0 | 0 | 0 | 0 | 0 | 0 | 0 | 0 | 0 | 0 | 0 | 0 | 0 | 0 | 0
F1_Commercial_Grocery_New_Miscellaneous_Natural Gas_Miscellaneous_E2 | F1 | Commercial | Grocery | New | Miscellaneous | Natural Gas | Miscellaneous | E2 | RVT - Cost of Equipment | 0 | 0 | 0 | 0 | 0 | 0 | 0 | 0 | 0 | 0 | 0 | 0 | 0 | 0 | 0 | 0 | 0 | 0 | 0 | 0 | 0 | 0 | 0 | 0 | 0 | 0 | 0 | 0 | 0 | 0 | 0 | 0 | 0
F1_Commercial_Grocery_New_Miscellaneous_Natural Gas_Miscellaneous_E3 | F1 | Commercial | Grocery | New | Miscellaneous | Natural Gas | Miscellaneous | E3 | RVT - Cost of Equipment | 0 | 0 | 0 | 0 | 0 | 0 | 0 | 0 | 0 | 0 | 0 | 0 | 0 | 0 | 0 | 0 | 0 | 0 | 0 | 0 | 0 | 0 | 0 | 0 | 0 | 0 | 0 | 0 | 0 | 0 | 0 | 0 | 0
F1_Commercial_Grocery_New_Miscellaneous_Natural Gas_Miscellaneous_E4 | F1 | Commercial | Grocery | New | Miscellaneous | Natural Gas | Miscellaneous | E4 | RVT - Cost of Equipment | 0 | 0 | 0 | 0 | 0 | 0 | 0 | 0 | 0 | 0 | 0 | 0 | 0 | 0 | 0 | 0 | 0 | 0 | 0 | 0 | 0 | 0 | 0 | 0 | 0 | 0 | 0 | 0 | 0 | 0 | 0 | 0 | 0
F1_Commercial_Grocery_New_Miscellaneous_Natural Gas_Miscellaneous_E5 | F1 | Commercial | Grocery | New | Miscellaneous | Natural Gas | Miscellaneous | E5 | RVT - Cost of Equipment | 0 | 0 | 0 | 0 | 0 | 0 | 0 | 0 | 0 | 0 | 0 | 0 | 0 | 0 | 0 | 0 | 0 | 0 | 0 | 0 | 0 | 0 | 0 | 0 | 0 | 0 | 0 | 0 | 0 | 0 | 0 | 0 | 0
F1_Commercial_Grocery_New_Miscellaneous_Natural Gas_Miscellaneous_E6 | F1 | Commercial | Grocery | New | Miscellaneous | Natural Gas | Miscellaneous | E6 | RVT - Cost of Equipment | 0 | 0 | 0 | 0 | 0 | 0 | 0 | 0 | 0 | 0 | 0 | 0 | 0 | 0 | 0 | 0 | 0 | 0 | 0 | 0 | 0 | 0 | 0 | 0 | 0 | 0 | 0 | 0 | 0 | 0 | 0 | 0 | 0
F1_Commercial_Grocery_New_Miscellaneous_Natural Gas_Miscellaneous_E7 | F1 | Commercial | Grocery | New | Miscellaneous | Natural Gas | Miscellaneous | E7 | RVT - Cost of Equipment | 0 | 0 | 0 | 0 | 0 | 0 | 0 | 0 | 0 | 0 | 0 | 0 | 0 | 0 | 0 | 0 | 0 | 0 | 0 | 0 | 0 | 0 | 0 | 0 | 0 | 0 | 0 | 0 | 0 | 0 | 0 | 0 | 0
F1_Commercial_Grocery_New_Miscellaneous_Natural Gas_Miscellaneous_E8 | F1 | Commercial | Grocery | New | Miscellaneous | Natural Gas | Miscellaneous | E8 | RVT - Cost of Equipment | 0 | 0 | 0 | 0 | 0 | 0 | 0 | 0 | 0 | 0 | 0 | 0 | 0 | 0 | 0 | 0 | 0 | 0 | 0 | 0 | 0 | 0 | 0 | 0 | 0 | 0 | 0 | 0 | 0 | 0 | 0 | 0 | 0
F1_Commercial_Grocery_New_Miscellaneous_Natural Gas_Miscellaneous_E9 | F1 | Commercial | Grocery | New | Miscellaneous | Natural Gas | Miscellaneous | E9 | RVT - Cost of Equipment | 0 | 0 | 0 | 0 | 0 | 0 | 0 | 0 | 0 | 0 | 0 | 0 | 0 | 0 | 0 | 0 | 0 | 0 | 0 | 0 | 0 | 0 | 0 | 0 | 0 | 0 | 0 | 0 | 0 | 0 | 0 | 0 | 0
F1_Commercial_Grocery_New_Miscellaneous_Natural Gas_Miscellaneous_E10 | F1 | Commercial | Grocery | New | Miscellaneous | Natural Gas | Miscellaneous | E10 | RVT - Cost of Equipment | 0 | 0 | 0 | 0 | 0 | 0 | 0 | 0 | 0 | 0 | 0 | 0 | 0 | 0 | 0 | 0 | 0 | 0 | 0 | 0 | 0 | 0 | 0 | 0 | 0 | 0 | 0 | 0 | 0 | 0 | 0 | 0 | 0
F2_Commercial_Grocery_New_Miscellaneous_Natural Gas_Miscellaneous_E1 | F2 | Commercial | Grocery | New | Miscellaneous | Natural Gas | Miscellaneous | E1 | RVT - Cost of Operation | 0 | 0 | 0 | 0 | 0 | 0 | 0 | 0 | 0 | 0 | 0 | 0 | 0 | 0 | 0 | 0 | 0 | 0 | 0 | 0 | 0 | 0 | 0 | 0 | 0 | 0 | 0 | 0 | 0 | 0 | 0 | 0 | 0
F2_Commercial_Grocery_New_Miscellaneous_Natural Gas_Miscellaneous_E2 | F2 | Commercial | Grocery | New | Miscellaneous | Natural Gas | Miscellaneous | E2 | RVT - Cost of Operation | 0 | 0 | 0 | 0 | 0 | 0 | 0 | 0 | 0 | 0 | 0 | 0 | 0 | 0 | 0 | 0 | 0 | 0 | 0 | 0 | 0 | 0 | 0 | 0 | 0 | 0 | 0 | 0 | 0 | 0 | 0 | 0 | 0
F2_Commercial_Grocery_New_Miscellaneous_Natural Gas_Miscellaneous_E3 | F2 | Commercial | Grocery | New | Miscellaneous | Natural Gas | Miscellaneous | E3 | RVT - Cost of Operation | 0 | 0 | 0 | 0 | 0 | 0 | 0 | 0 | 0 | 0 | 0 | 0 | 0 | 0 | 0 | 0 | 0 | 0 | 0 | 0 | 0 | 0 | 0 | 0 | 0 | 0 | 0 | 0 | 0 | 0 | 0 | 0 | 0
F2_Commercial_Grocery_New_Miscellaneous_Natural Gas_Miscellaneous_E4 | F2 | Commercial | Grocery | New | Miscellaneous | Natural Gas | Miscellaneous | E4 | RVT - Cost of Operation | 0 | 0 | 0 | 0 | 0 | 0 | 0 | 0 | 0 | 0 | 0 | 0 | 0 | 0 | 0 | 0 | 0 | 0 | 0 | 0 | 0 | 0 | 0 | 0 | 0 | 0 | 0 | 0 | 0 | 0 | 0 | 0 | 0
F2_Commercial_Grocery_New_Miscellaneous_Natural Gas_Miscellaneous_E5 | F2 | Commercial | Grocery | New | Miscellaneous | Natural Gas | Miscellaneous | E5 | RVT - Cost of Operation | 0 | 0 | 0 | 0 | 0 | 0 | 0 | 0 | 0 | 0 | 0 | 0 | 0 | 0 | 0 | 0 | 0 | 0 | 0 | 0 | 0 | 0 | 0 | 0 | 0 | 0 | 0 | 0 | 0 | 0 | 0 | 0 | 0
F2_Commercial_Grocery_New_Miscellaneous_Natural Gas_Miscellaneous_E6 | F2 | Commercial | Grocery | New | Miscellaneous | Natural Gas | Miscellaneous | E6 | RVT - Cost of Operation | 0 | 0 | 0 | 0 | 0 | 0 | 0 | 0 | 0 | 0 | 0 | 0 | 0 | 0 | 0 | 0 | 0 | 0 | 0 | 0 | 0 | 0 | 0 | 0 | 0 | 0 | 0 | 0 | 0 | 0 | 0 | 0 | 0
F2_Commercial_Grocery_New_Miscellaneous_Natural Gas_Miscellaneous_E7 | F2 | Commercial | Grocery | New | Miscellaneous | Natural Gas | Miscellaneous | E7 | RVT - Cost of Operation | 0 | 0 | 0 | 0 | 0 | 0 | 0 | 0 | 0 | 0 | 0 | 0 | 0 | 0 | 0 | 0 | 0 | 0 | 0 | 0 | 0 | 0 | 0 | 0 | 0 | 0 | 0 | 0 | 0 | 0 | 0 | 0 | 0
F2_Commercial_Grocery_New_Miscellaneous_Natural Gas_Miscellaneous_E8 | F2 | Commercial | Grocery | New | Miscellaneous | Natural Gas | Miscellaneous | E8 | RVT - Cost of Operation | 0 | 0 | 0 | 0 | 0 | 0 | 0 | 0 | 0 | 0 | 0 | 0 | 0 | 0 | 0 | 0 | 0 | 0 | 0 | 0 | 0 | 0 | 0 | 0 | 0 | 0 | 0 | 0 | 0 | 0 | 0 | 0 | 0
F2_Commercial_Grocery_New_Miscellaneous_Natural Gas_Miscellaneous_E9 | F2 | Commercial | Grocery | New | Miscellaneous | Natural Gas | Miscellaneous | E9 | RVT - Cost of Operation | 0 | 0 | 0 | 0 | 0 | 0 | 0 | 0 | 0 | 0 | 0 | 0 | 0 | 0 | 0 | 0 | 0 | 0 | 0 | 0 | 0 | 0 | 0 | 0 | 0 | 0 | 0 | 0 | 0 | 0 | 0 | 0 | 0
F2_Commercial_Grocery_New_Miscellaneous_Natural Gas_Miscellaneous_E10 | F2 | Commercial | Grocery | New | Miscellaneous | Natural Gas | Miscellaneous | E10 | RVT - Cost of Operation | 0 | 0 | 0 | 0 | 0 | 0 | 0 | 0 | 0 | 0 | 0 | 0 | 0 | 0 | 0 | 0 | 0 | 0 | 0 | 0 | 0 | 0 | 0 | 0 | 0 | 0 | 0 | 0 | 0 | 0 | 0 | 0 | 0
F3_Commercial_Grocery_New_Miscellaneous_Natural Gas_Miscellaneous_E1 | F3 | Commercial | Grocery | New | Miscellaneous | Natural Gas | Miscellaneous | E1 | System - kBTUs of Consumption | 0.23718 | 0.23718 | 0.23718 | 0.23718 | 0.23718 | 0.23718 | 0.23718 | 0.23718 | 0.23718 | 0.23718 | 0.23718 | 0.23718 | 0.23718 | 0.23718 | 0.23718 | 0.23718 | 0.23718 | 0.23718 | 0.23718 | 0.23718 | 0.23718 | 0.23718 | 0.23718 | 0.23718 | 0.23718 | 0.23718 | 0.23718 | 0.23718 | 0.23718 | 0.23718 | 0.23718 | 0.23718 | 0.23718
F3_Commercial_Grocery_New_Miscellaneous_Natural Gas_Miscellaneous_E2 | F3 | Commercial | Grocery | New | Miscellaneous | Natural Gas | Miscellaneous | E2 | System - kBTUs of Consumption | 0 | 0 | 0 | 0 | 0 | 0 | 0 | 0 | 0 | 0 | 0 | 0 | 0 | 0 | 0 | 0 | 0 | 0 | 0 | 0 | 0 | 0 | 0 | 0 | 0 | 0 | 0 | 0 | 0 | 0 | 0 | 0 | 0
F3_Commercial_Grocery_New_Miscellaneous_Natural Gas_Miscellaneous_E3 | F3 | Commercial | Grocery | New | Miscellaneous | Natural Gas | Miscellaneous | E3 | System - kBTUs of Consumption | 0 | 0 | 0 | 0 | 0 | 0 | 0 | 0 | 0 | 0 | 0 | 0 | 0 | 0 | 0 | 0 | 0 | 0 | 0 | 0 | 0 | 0 | 0 | 0 | 0 | 0 | 0 | 0 | 0 | 0 | 0 | 0 | 0
F3_Commercial_Grocery_New_Miscellaneous_Natural Gas_Miscellaneous_E4 | F3 | Commercial | Grocery | New | Miscellaneous | Natural Gas | Miscellaneous | E4 | System - kBTUs of Consumption | 0 | 0 | 0 | 0 | 0 | 0 | 0 | 0 | 0 | 0 | 0 | 0 | 0 | 0 | 0 | 0 | 0 | 0 | 0 | 0 | 0 | 0 | 0 | 0 | 0 | 0 | 0 | 0 | 0 | 0 | 0 | 0 | 0
F3_Commercial_Grocery_New_Miscellaneous_Natural Gas_Miscellaneous_E5 | F3 | Commercial | Grocery | New | Miscellaneous | Natural Gas | Miscellaneous | E5 | System - kBTUs of Consumption | 0 | 0 | 0 | 0 | 0 | 0 | 0 | 0 | 0 | 0 | 0 | 0 | 0 | 0 | 0 | 0 | 0 | 0 | 0 | 0 | 0 | 0 | 0 | 0 | 0 | 0 | 0 | 0 | 0 | 0 | 0 | 0 | 0
F3_Commercial_Grocery_New_Miscellaneous_Natural Gas_Miscellaneous_E6 | F3 | Commercial | Grocery | New | Miscellaneous | Natural Gas | Miscellaneous | E6 | System - kBTUs of Consumption | 0 | 0 | 0 | 0 | 0 | 0 | 0 | 0 | 0 | 0 | 0 | 0 | 0 | 0 | 0 | 0 | 0 | 0 | 0 | 0 | 0 | 0 | 0 | 0 | 0 | 0 | 0 | 0 | 0 | 0 | 0 | 0 | 0
F3_Commercial_Grocery_New_Miscellaneous_Natural Gas_Miscellaneous_E7 | F3 | Commercial | Grocery | New | Miscellaneous | Natural Gas | Miscellaneous | E7 | System - kBTUs of Consumption | 0 | 0 | 0 | 0 | 0 | 0 | 0 | 0 | 0 | 0 | 0 | 0 | 0 | 0 | 0 | 0 | 0 | 0 | 0 | 0 | 0 | 0 | 0 | 0 | 0 | 0 | 0 | 0 | 0 | 0 | 0 | 0 | 0
F3_Commercial_Grocery_New_Miscellaneous_Natural Gas_Miscellaneous_E8 | F3 | Commercial | Grocery | New | Miscellaneous | Natural Gas | Miscellaneous | E8 | System - kBTUs of Consumption | 0 | 0 | 0 | 0 | 0 | 0 | 0 | 0 | 0 | 0 | 0 | 0 | 0 | 0 | 0 | 0 | 0 | 0 | 0 | 0 | 0 | 0 | 0 | 0 | 0 | 0 | 0 | 0 | 0 | 0 | 0 | 0 | 0
F3_Commercial_Grocery_New_Miscellaneous_Natural Gas_Miscellaneous_E9 | F3 | Commercial | Grocery | New | Miscellaneous | Natural Gas | Miscellaneous | E9 | System - kBTUs of Consumption | 0 | 0 | 0 | 0 | 0 | 0 | 0 | 0 | 0 | 0 | 0 | 0 | 0 | 0 | 0 | 0 | 0 | 0 | 0 | 0 | 0 | 0 | 0 | 0 | 0 | 0 | 0 | 0 | 0 | 0 | 0 | 0 | 0
F3_Commercial_Grocery_New_Miscellaneous_Natural Gas_Miscellaneous_E10 | F3 | Commercial | Grocery | New | Miscellaneous | Natural Gas | Miscellaneous | E10 | System - kBTUs of Consumption | 0 | 0 | 0 | 0 | 0 | 0 | 0 | 0 | 0 | 0 | 0 | 0 | 0 | 0 | 0 | 0 | 0 | 0 | 0 | 0 | 0 | 0 | 0 | 0 | 0 | 0 | 0 | 0 | 0 | 0 | 0 | 0 | 0
F4_Commercial_Grocery_New_Miscellaneous_Natural Gas_Miscellaneous_E1 | F4 | Commercial | Grocery | New | Miscellaneous | Natural Gas | Miscellaneous | E1 | Utility - Cost of Equipment | 0 | 0 | 0 | 0 | 0 | 0 | 0 | 0 | 0 | 0 | 0 | 0 | 0 | 0 | 0 | 0 | 0 | 0 | 0 | 0 | 0 | 0 | 0 | 0 | 0 | 0 | 0 | 0 | 0 | 0 | 0 | 0 | 0
F4_Commercial_Grocery_New_Miscellaneous_Natural Gas_Miscellaneous_E2 | F4 | Commercial | Grocery | New | Miscellaneous | Natural Gas | Miscellaneous | E2 | Utility - Cost of Equipment | 0 | 0 | 0 | 0 | 0 | 0 | 0 | 0 | 0 | 0 | 0 | 0 | 0 | 0 | 0 | 0 | 0 | 0 | 0 | 0 | 0 | 0 | 0 | 0 | 0 | 0 | 0 | 0 | 0 | 0 | 0 | 0 | 0
F4_Commercial_Grocery_New_Miscellaneous_Natural Gas_Miscellaneous_E3 | F4 | Commercial | Grocery | New | Miscellaneous | Natural Gas | Miscellaneous | E3 | Utility - Cost of Equipment | 0 | 0 | 0 | 0 | 0 | 0 | 0 | 0 | 0 | 0 | 0 | 0 | 0 | 0 | 0 | 0 | 0 | 0 | 0 | 0 | 0 | 0 | 0 | 0 | 0 | 0 | 0 | 0 | 0 | 0 | 0 | 0 | 0
F4_Commercial_Grocery_New_Miscellaneous_Natural Gas_Miscellaneous_E4 | F4 | Commercial | Grocery | New | Miscellaneous | Natural Gas | Miscellaneous | E4 | Utility - Cost of Equipment | 0 | 0 | 0 | 0 | 0 | 0 | 0 | 0 | 0 | 0 | 0 | 0 | 0 | 0 | 0 | 0 | 0 | 0 | 0 | 0 | 0 | 0 | 0 | 0 | 0 | 0 | 0 | 0 | 0 | 0 | 0 | 0 | 0
F4_Commercial_Grocery_New_Miscellaneous_Natural Gas_Miscellaneous_E5 | F4 | Commercial | Grocery | New | Miscellaneous | Natural Gas | Miscellaneous | E5 | Utility - Cost of Equipment | 0 | 0 | 0 | 0 | 0 | 0 | 0 | 0 | 0 | 0 | 0 | 0 | 0 | 0 | 0 | 0 | 0 | 0 | 0 | 0 | 0 | 0 | 0 | 0 | 0 | 0 | 0 | 0 | 0 | 0 | 0 | 0 | 0
F4_Commercial_Grocery_New_Miscellaneous_Natural Gas_Miscellaneous_E6 | F4 | Commercial | Grocery | New | Miscellaneous | Natural Gas | Miscellaneous | E6 | Utility - Cost of Equipment | 0 | 0 | 0 | 0 | 0 | 0 | 0 | 0 | 0 | 0 | 0 | 0 | 0 | 0 | 0 | 0 | 0 | 0 | 0 | 0 | 0 | 0 | 0 | 0 | 0 | 0 | 0 | 0 | 0 | 0 | 0 | 0 | 0
F4_Commercial_Grocery_New_Miscellaneous_Natural Gas_Miscellaneous_E7 | F4 | Commercial | Grocery | New | Miscellaneous | Natural Gas | Miscellaneous | E7 | Utility - Cost of Equipment | 0 | 0 | 0 | 0 | 0 | 0 | 0 | 0 | 0 | 0 | 0 | 0 | 0 | 0 | 0 | 0 | 0 | 0 | 0 | 0 | 0 | 0 | 0 | 0 | 0 | 0 | 0 | 0 | 0 | 0 | 0 | 0 | 0
F4_Commercial_Grocery_New_Miscellaneous_Natural Gas_Miscellaneous_E8 | F4 | Commercial | Grocery | New | Miscellaneous | Natural Gas | Miscellaneous | E8 | Utility - Cost of Equipment | 0 | 0 | 0 | 0 | 0 | 0 | 0 | 0 | 0 | 0 | 0 | 0 | 0 | 0 | 0 | 0 | 0 | 0 | 0 | 0 | 0 | 0 | 0 | 0 | 0 | 0 | 0 | 0 | 0 | 0 | 0 | 0 | 0
F4_Commercial_Grocery_New_Miscellaneous_Natural Gas_Miscellaneous_E9 | F4 | Commercial | Grocery | New | Miscellaneous | Natural Gas | Miscellaneous | E9 | Utility - Cost of Equipment | 0 | 0 | 0 | 0 | 0 | 0 | 0 | 0 | 0 | 0 | 0 | 0 | 0 | 0 | 0 | 0 | 0 | 0 | 0 | 0 | 0 | 0 | 0 | 0 | 0 | 0 | 0 | 0 | 0 | 0 | 0 | 0 | 0
F4_Commercial_Grocery_New_Miscellaneous_Natural Gas_Miscellaneous_E10 | F4 | Commercial | Grocery | New | Miscellaneous | Natural Gas | Miscellaneous | E10 | Utility - Cost of Equipment | 0 | 0 | 0 | 0 | 0 | 0 | 0 | 0 | 0 | 0 | 0 | 0 | 0 | 0 | 0 | 0 | 0 | 0 | 0 | 0 | 0 | 0 | 0 | 0 | 0 | 0 | 0 | 0 | 0 | 0 | 0 | 0 | 0
F5_Commercial_Grocery_New_Miscellaneous_Natural Gas_Miscellaneous_E1 | F5 | Commercial | Grocery | New | Miscellaneous | Natural Gas | Miscellaneous | E1 | Utility - Cost of Operation | 0.23718 | 0.23718 | 0.23718 | 0.23718 | 0.23718 | 0.23718 | 0.23718 | 0.23718 | 0.23718 | 0.23718 | 0.23718 | 0.23718 | 0.23718 | 0.23718 | 0.23718 | 0.23718 | 0.23718 | 0.23718 | 0.23718 | 0.23718 | 0.23718 | 0.23718 | 0.23718 | 0.23718 | 0.23718 | 0.23718 | 0.23718 | 0.23718 | 0.23718 | 0.23718 | 0.23718 | 0.23718 | 0.23718
F5_Commercial_Grocery_New_Miscellaneous_Natural Gas_Miscellaneous_E2 | F5 | Commercial | Grocery | New | Miscellaneous | Natural Gas | Miscellaneous | E2 | Utility - Cost of Operation | 0 | 0 | 0 | 0 | 0 | 0 | 0 | 0 | 0 | 0 | 0 | 0 | 0 | 0 | 0 | 0 | 0 | 0 | 0 | 0 | 0 | 0 | 0 | 0 | 0 | 0 | 0 | 0 | 0 | 0 | 0 | 0 | 0
F5_Commercial_Grocery_New_Miscellaneous_Natural Gas_Miscellaneous_E3 | F5 | Commercial | Grocery | New | Miscellaneous | Natural Gas | Miscellaneous | E3 | Utility - Cost of Operation | 0 | 0 | 0 | 0 | 0 | 0 | 0 | 0 | 0 | 0 | 0 | 0 | 0 | 0 | 0 | 0 | 0 | 0 | 0 | 0 | 0 | 0 | 0 | 0 | 0 | 0 | 0 | 0 | 0 | 0 | 0 | 0 | 0
F5_Commercial_Grocery_New_Miscellaneous_Natural Gas_Miscellaneous_E4 | F5 | Commercial | Grocery | New | Miscellaneous | Natural Gas | Miscellaneous | E4 | Utility - Cost of Operation | 0 | 0 | 0 | 0 | 0 | 0 | 0 | 0 | 0 | 0 | 0 | 0 | 0 | 0 | 0 | 0 | 0 | 0 | 0 | 0 | 0 | 0 | 0 | 0 | 0 | 0 | 0 | 0 | 0 | 0 | 0 | 0 | 0
F5_Commercial_Grocery_New_Miscellaneous_Natural Gas_Miscellaneous_E5 | F5 | Commercial | Grocery | New | Miscellaneous | Natural Gas | Miscellaneous | E5 | Utility - Cost of Operation | 0 | 0 | 0 | 0 | 0 | 0 | 0 | 0 | 0 | 0 | 0 | 0 | 0 | 0 | 0 | 0 | 0 | 0 | 0 | 0 | 0 | 0 | 0 | 0 | 0 | 0 | 0 | 0 | 0 | 0 | 0 | 0 | 0
F5_Commercial_Grocery_New_Miscellaneous_Natural Gas_Miscellaneous_E6 | F5 | Commercial | Grocery | New | Miscellaneous | Natural Gas | Miscellaneous | E6 | Utility - Cost of Operation | 0 | 0 | 0 | 0 | 0 | 0 | 0 | 0 | 0 | 0 | 0 | 0 | 0 | 0 | 0 | 0 | 0 | 0 | 0 | 0 | 0 | 0 | 0 | 0 | 0 | 0 | 0 | 0 | 0 | 0 | 0 | 0 | 0
F5_Commercial_Grocery_New_Miscellaneous_Natural Gas_Miscellaneous_E7 | F5 | Commercial | Grocery | New | Miscellaneous | Natural Gas | Miscellaneous | E7 | Utility - Cost of Operation | 0 | 0 | 0 | 0 | 0 | 0 | 0 | 0 | 0 | 0 | 0 | 0 | 0 | 0 | 0 | 0 | 0 | 0 | 0 | 0 | 0 | 0 | 0 | 0 | 0 | 0 | 0 | 0 | 0 | 0 | 0 | 0 | 0
F5_Commercial_Grocery_New_Miscellaneous_Natural Gas_Miscellaneous_E8 | F5 | Commercial | Grocery | New | Miscellaneous | Natural Gas | Miscellaneous | E8 | Utility - Cost of Operation | 0 | 0 | 0 | 0 | 0 | 0 | 0 | 0 | 0 | 0 | 0 | 0 | 0 | 0 | 0 | 0 | 0 | 0 | 0 | 0 | 0 | 0 | 0 | 0 | 0 | 0 | 0 | 0 | 0 | 0 | 0 | 0 | 0
F5_Commercial_Grocery_New_Miscellaneous_Natural Gas_Miscellaneous_E9 | F5 | Commercial | Grocery | New | Miscellaneous | Natural Gas | Miscellaneous | E9 | Utility - Cost of Operation | 0 | 0 | 0 | 0 | 0 | 0 | 0 | 0 | 0 | 0 | 0 | 0 | 0 | 0 | 0 | 0 | 0 | 0 | 0 | 0 | 0 | 0 | 0 | 0 | 0 | 0 | 0 | 0 | 0 | 0 | 0 | 0 | 0
F5_Commercial_Grocery_New_Miscellaneous_Natural Gas_Miscellaneous_E10 | F5 | Commercial | Grocery | New | Miscellaneous | Natural Gas | Miscellaneous | E10 | Utility - Cost of Operation | 0 | 0 | 0 | 0 | 0 | 0 | 0 | 0 | 0 | 0 | 0 | 0 | 0 | 0 | 0 | 0 | 0 | 0 | 0 | 0 | 0 | 0 | 0 | 0 | 0 | 0 | 0 | 0 | 0 | 0 | 0 | 0 | 0
F6_Commercial_Grocery_New_Miscellaneous_Natural Gas_Miscellaneous_E1 | F6 | Commercial | Grocery | New | Miscellaneous | Natural Gas | Miscellaneous | E1 | Utility - Value of Sales | 0.0031393 | 0.0031753 | 0.0032303 | 0.0032182 | 0.0032182 | 0.0032182 | 0.0032182 | 0.0032182 | 0.0032182 | 0.0032182 | 0.0032182 | 0.0032182 | 0.0032182 | 0.0032182 | 0.0032182 | 0.0032182 | 0.0032182 | 0.0032182 | 0.0032182 | 0.0032182 | 0.0032182 | 0.0032182 | 0.0032182 | 0.0032182 | 0.0032182 | 0.0032182 | 0.0032182 | 0.0032182 | 0.0032182 | 0.0032182 | 0.0032182 | 0.0032182 | 0.0032182
F6_Commercial_Grocery_New_Miscellaneous_Natural Gas_Miscellaneous_E2 | F6 | Commercial | Grocery | New | Miscellaneous | Natural Gas | Miscellaneous | E2 | Utility - Value of Sales | 0 | 0 | 0 | 0 | 0 | 0 | 0 | 0 | 0 | 0 | 0 | 0 | 0 | 0 | 0 | 0 | 0 | 0 | 0 | 0 | 0 | 0 | 0 | 0 | 0 | 0 | 0 | 0 | 0 | 0 | 0 | 0 | 0
F6_Commercial_Grocery_New_Miscellaneous_Natural Gas_Miscellaneous_E3 | F6 | Commercial | Grocery | New | Miscellaneous | Natural Gas | Miscellaneous | E3 | Utility - Value of Sales | 0 | 0 | 0 | 0 | 0 | 0 | 0 | 0 | 0 | 0 | 0 | 0 | 0 | 0 | 0 | 0 | 0 | 0 | 0 | 0 | 0 | 0 | 0 | 0 | 0 | 0 | 0 | 0 | 0 | 0 | 0 | 0 | 0
F6_Commercial_Grocery_New_Miscellaneous_Natural Gas_Miscellaneous_E4 | F6 | Commercial | Grocery | New | Miscellaneous | Natural Gas | Miscellaneous | E4 | Utility - Value of Sales | 0 | 0 | 0 | 0 | 0 | 0 | 0 | 0 | 0 | 0 | 0 | 0 | 0 | 0 | 0 | 0 | 0 | 0 | 0 | 0 | 0 | 0 | 0 | 0 | 0 | 0 | 0 | 0 | 0 | 0 | 0 | 0 | 0
F6_Commercial_Grocery_New_Miscellaneous_Natural Gas_Miscellaneous_E5 | F6 | Commercial | Grocery | New | Miscellaneous | Natural Gas | Miscellaneous | E5 | Utility - Value of Sales | 0 | 0 | 0 | 0 | 0 | 0 | 0 | 0 | 0 | 0 | 0 | 0 | 0 | 0 | 0 | 0 | 0 | 0 | 0 | 0 | 0 | 0 | 0 | 0 | 0 | 0 | 0 | 0 | 0 | 0 | 0 | 0 | 0
F6_Commercial_Grocery_New_Miscellaneous_Natural Gas_Miscellaneous_E6 | F6 | Commercial | Grocery | New | Miscellaneous | Natural Gas | Miscellaneous | E6 | Utility - Value of Sales | 0 | 0 | 0 | 0 | 0 | 0 | 0 | 0 | 0 | 0 | 0 | 0 | 0 | 0 | 0 | 0 | 0 | 0 | 0 | 0 | 0 | 0 | 0 | 0 | 0 | 0 | 0 | 0 | 0 | 0 | 0 | 0 | 0
F6_Commercial_Grocery_New_Miscellaneous_Natural Gas_Miscellaneous_E7 | F6 | Commercial | Grocery | New | Miscellaneous | Natural Gas | Miscellaneous | E7 | Utility - Value of Sales | 0 | 0 | 0 | 0 | 0 | 0 | 0 | 0 | 0 | 0 | 0 | 0 | 0 | 0 | 0 | 0 | 0 | 0 | 0 | 0 | 0 | 0 | 0 | 0 | 0 | 0 | 0 | 0 | 0 | 0 | 0 | 0 | 0
F6_Commercial_Grocery_New_Miscellaneous_Natural Gas_Miscellaneous_E8 | F6 | Commercial | Grocery | New | Miscellaneous | Natural Gas | Miscellaneous | E8 | Utility - Value of Sales | 0 | 0 | 0 | 0 | 0 | 0 | 0 | 0 | 0 | 0 | 0 | 0 | 0 | 0 | 0 | 0 | 0 | 0 | 0 | 0 | 0 | 0 | 0 | 0 | 0 | 0 | 0 | 0 | 0 | 0 | 0 | 0 | 0
F6_Commercial_Grocery_New_Miscellaneous_Natural Gas_Miscellaneous_E9 | F6 | Commercial | Grocery | New | Miscellaneous | Natural Gas | Miscellaneous | E9 | Utility - Value of Sales | 0 | 0 | 0 | 0 | 0 | 0 | 0 | 0 | 0 | 0 | 0 | 0 | 0 | 0 | 0 | 0 | 0 | 0 | 0 | 0 | 0 | 0 | 0 | 0 | 0 | 0 | 0 | 0 | 0 | 0 | 0 | 0 | 0
F6_Commercial_Grocery_New_Miscellaneous_Natural Gas_Miscellaneous_E10 | F6 | Commercial | Grocery | New | Miscellaneous | Natural Gas | Miscellaneous | E10 | Utility - Value of Sales | 0 | 0 | 0 | 0 | 0 | 0 | 0 | 0 | 0 | 0 | 0 | 0 | 0 | 0 | 0 | 0 | 0 | 0 | 0 | 0 | 0 | 0 | 0 | 0 | 0 | 0 | 0 | 0 | 0 | 0 | 0 | 0 | 0
F1_Commercial_School_Existing_Space Heating_Natural Gas_Furnace_E1 | F1 | Commercial | School | Existing | Space Heating | Natural Gas | Furnace | E1 | RVT - Cost of Equipment | 0.64152 | 0.64127 | 0.64244 | 0.63939 | 0.6373 | 0 | 0 | 0 | 0 | 0 | 0 | 0 | 0 | 0 | 0 | 0 | 0 | 0 | 0 | 0 | 0 | 0 | 0 | 0 | 0 | 0 | 0 | 0 | 0 | 0 | 0 | 0 | 0
F1_Commercial_School_Existing_Space Heating_Natural Gas_Furnace_E2 | F1 | Commercial | School | Existing | Space Heating | Natural Gas | Furnace | E2 | RVT - Cost of Equipment | 0.58452 | 0.5843 | 0.58536 | 0.58258 | 0.58067 | 0 | 0 | 0 | 0 | 0 | 0 | 0 | 0 | 0 | 0 | 0 | 0 | 0 | 0 | 0 | 0 | 0 | 0 | 0 | 0 | 0 | 0 | 0 | 0 | 0 | 0 | 0 | 0
F1_Commercial_School_Existing_Space Heating_Natural Gas_Furnace_E3 | F1 | Commercial | School | Existing | Space Heating | Natural Gas | Furnace | E3 | RVT - Cost of Equipment | 0.57665 | 0.57643 | 0.57747 | 0.57473 | 0.57285 | 0.57226 | 0.57283 | 0.57313 | 0.5738 | 0.57435 | 0.57482 | 0.57518 | 0.57564 | 0.57615 | 0.57655 | 0.57697 | 0.57738 | 0.57791 | 0.57842 | 0.57906 | 0.57962 | 0.58022 | 0.58071 | 0.5813 | 0.58175 | 0.58217 | 0.58256 | 0.58299 | 0.58327 | 0.58358 | 0.58375 | 0.58398 | 0.58398
F1_Commercial_School_Existing_Space Heating_Natural Gas_Furnace_E4 | F1 | Commercial | School | Existing | Space Heating | Natural Gas | Furnace | E4 | RVT - Cost of Equipment | 0.5346 | 0.5344 | 0.53537 | 0.53282 | 0.53108 | 0.53053 | 0.53106 | 0.53133 | 0.53196 | 0.53247 | 0.5329 | 0.53324 | 0.53367 | 0.53414 | 0.53451 | 0.5349 | 0.53528 | 0.53577 | 0.53624 | 0.53684 | 0.53735 | 0.53791 | 0.53837 | 0.53891 | 0.53933 | 0.53972 | 0.54008 | 0.54048 | 0.54074 | 0.54102 | 0.54119 | 0.5414 | 0.5414
F1_Commercial_School_Existing_Space Heating_Natural Gas_Furnace_E5 | F1 | Commercial | School | Existing | Space Heating | Natural Gas | Furnace | E5 | RVT - Cost of Equipment | 0 | 0 | 0 | 0 | 0 | 0 | 0 | 0.39237 | 0.39283 | 0.39321 | 0.39353 | 0.39377 | 0.39409 | 0.39444 | 0.39472 | 0.395 | 0.39528 | 0.39565 | 0.39599 | 0.39644 | 0.39682 | 0.39723 | 0.39757 | 0.39797 | 0.39828 | 0.39856 | 0.39883 | 0.39912 | 0.39931 | 0.39952 | 0.39965 | 0.3998 | 0.3998
F1_Commercial_School_Existing_Space Heating_Natural Gas_Furnace_E6 | F1 | Commercial | School | Existing | Space Heating | Natural Gas | Furnace | E6 | RVT - Cost of Equipment | 0 | 0 | 0 | 0 | 0 | 0 | 0 | 0 | 0 | 0 | 0 | 0 | 0 | 0 | 0 | 0 | 0 | 0 | 0 | 0 | 0 | 0 | 0 | 0 | 0 | 0 | 0 | 0 | 0 | 0 | 0 | 0 | 0
F1_Commercial_School_Existing_Space Heating_Natural Gas_Furnace_E7 | F1 | Commercial | School | Existing | Space Heating | Natural Gas | Furnace | E7 | RVT - Cost of Equipment | 0 | 0 | 0 | 0 | 0 | 0 | 0 | 0 | 0 | 0 | 0 | 0 | 0 | 0 | 0 | 0 | 0 | 0 | 0 | 0 | 0 | 0 | 0 | 0 | 0 | 0 | 0 | 0 | 0 | 0 | 0 | 0 | 0
F1_Commercial_School_Existing_Space Heating_Natural Gas_Furnace_E8 | F1 | Commercial | School | Existing | Space Heating | Natural Gas | Furnace | E8 | RVT - Cost of Equipment | 0 | 0 | 0 | 0 | 0 | 0 | 0 | 0 | 0 | 0 | 0 | 0 | 0 | 0 | 0 | 0 | 0 | 0 | 0 | 0 | 0 | 0 | 0 | 0 | 0 | 0 | 0 | 0 | 0 | 0 | 0 | 0 | 0
F1_Commercial_School_Existing_Space Heating_Natural Gas_Furnace_E9 | F1 | Commercial | School | Existing | Space Heating | Natural Gas | Furnace | E9 | RVT - Cost of Equipment | 0 | 0 | 0 | 0 | 0 | 0 | 0 | 0 | 0 | 0 | 0 | 0 | 0 | 0 | 0 | 0 | 0 | 0 | 0 | 0 | 0 | 0 | 0 | 0 | 0 | 0 | 0 | 0 | 0 | 0 | 0 | 0 | 0
F1_Commercial_School_Existing_Space Heating_Natural Gas_Furnace_E10 | F1 | Commercial | School | Existing | Space Heating | Natural Gas | Furnace | E10 | RVT - Cost of Equipment | 0 | 0 | 0 | 0 | 0 | 0 | 0 | 0 | 0 | 0 | 0 | 0 | 0 | 0 | 0 | 0 | 0 | 0 | 0 | 0 | 0 | 0 | 0 | 0 | 0 | 0 | 0 | 0 | 0 | 0 | 0 | 0 | 0
F2_Commercial_School_Existing_Space Heating_Natural Gas_Furnace_E1 | F2 | Commercial | School | Existing | Space Heating | Natural Gas | Furnace | E1 | RVT - Cost of Operation | 0.76858 | 0.76829 | 0.76968 | 0.76603 | 0.76352 | 0 | 0 | 0 | 0 | 0 | 0 | 0 | 0 | 0 | 0 | 0 | 0 | 0 | 0 | 0 | 0 | 0 | 0 | 0 | 0 | 0 | 0 | 0 | 0 | 0 | 0 | 0 | 0
F2_Commercial_School_Existing_Space Heating_Natural Gas_Furnace_E2 | F2 | Commercial | School | Existing | Space Heating | Natural Gas | Furnace | E2 | RVT - Cost of Operation | 0.70029 | 0.70002 | 0.7013 | 0.69796 | 0.69568 | 0 | 0 | 0 | 0 | 0 | 0 | 0 | 0 | 0 | 0 | 0 | 0 | 0 | 0 | 0 | 0 | 0 | 0 | 0 | 0 | 0 | 0 | 0 | 0 | 0 | 0 | 0 | 0
F2_Commercial_School_Existing_Space Heating_Natural Gas_Furnace_E3 | F2 | Commercial | School | Existing | Space Heating | Natural Gas | Furnace | E3 | RVT - Cost of Operation | 0.69086 | 0.6906 | 0.69185 | 0.68856 | 0.68631 | 0.6856 | 0.68628 | 0.68664 | 0.68745 | 0.6881 | 0.68867 | 0.6891 | 0.68965 | 0.69027 | 0.69075 | 0.69125 | 0.69174 | 0.69238 | 0.69298 | 0.69375 | 0.69442 | 0.69514 | 0.69573 | 0.69644 | 0.69698 | 0.69748 | 0.69795 | 0.69846 | 0.69879 | 0.69916 | 0.69937 | 0.69965 | 0.69965
F2_Commercial_School_Existing_Space Heating_Natural Gas_Furnace_E4 | F2 | Commercial | School | Existing | Space Heating | Natural Gas | Furnace | E4 | RVT - Cost of Operation | 0.64049 | 0.64024 | 0.6414 | 0.63836 | 0.63627 | 0.63561 | 0.63624 | 0.63657 | 0.63732 | 0.63793 | 0.63845 | 0.63885 | 0.63937 | 0.63994 | 0.64038 | 0.64084 | 0.6413 | 0.64189 | 0.64245 | 0.64317 | 0.64379 | 0.64445 | 0.645 | 0.64565 | 0.64616 | 0.64662 | 0.64705 | 0.64753 | 0.64784 | 0.64818 | 0.64838 | 0.64863 | 0.64863
F2_Commercial_School_Existing_Space Heating_Natural Gas_Furnace_E5 | F2 | Commercial | School | Existing | Space Heating | Natural Gas | Furnace | E5 | RVT - Cost of Operation | 0 | 0 | 0 | 0 | 0 | 0 | 0 | 0.47009 | 0.47064 | 0.47109 | 0.47147 | 0.47177 | 0.47215 | 0.47257 | 0.47289 | 0.47324 | 0.47358 | 0.47401 | 0.47443 | 0.47496 | 0.47541 | 0.4759 | 0.47631 | 0.47679 | 0.47716 | 0.4775 | 0.47782 | 0.47817 | 0.4784 | 0.47866 | 0.4788 | 0.47899 | 0.47899
F2_Commercial_School_Existing_Space Heating_Natural Gas_Furnace_E6 | F2 | Commercial | School | Existing | Space Heating | Natural Gas | Furnace | E6 | RVT - Cost of Operation | 0 | 0 | 0 | 0 | 0 | 0 | 0 | 0 | 0 | 0 | 0 | 0 | 0 | 0 | 0 | 0 | 0 | 0 | 0 | 0 | 0 | 0 | 0 | 0 | 0 | 0 | 0 | 0 | 0 | 0 | 0 | 0 | 0
F2_Commercial_School_Existing_Space Heating_Natural Gas_Furnace_E7 | F2 | Commercial | School | Existing | Space Heating | Natural Gas | Furnace | E7 | RVT - Cost of Operation | 0 | 0 | 0 | 0 | 0 | 0 | 0 | 0 | 0 | 0 | 0 | 0 | 0 | 0 | 0 | 0 | 0 | 0 | 0 | 0 | 0 | 0 | 0 | 0 | 0 | 0 | 0 | 0 | 0 | 0 | 0 | 0 | 0
F2_Commercial_School_Existing_Space Heating_Natural Gas_Furnace_E8 | F2 | Commercial | School | Existing | Space Heating | Natural Gas | Furnace | E8 | RVT - Cost of Operation | 0 | 0 | 0 | 0 | 0 | 0 | 0 | 0 | 0 | 0 | 0 | 0 | 0 | 0 | 0 | 0 | 0 | 0 | 0 | 0 | 0 | 0 | 0 | 0 | 0 | 0 | 0 | 0 | 0 | 0 | 0 | 0 | 0
F2_Commercial_School_Existing_Space Heating_Natural Gas_Furnace_E9 | F2 | Commercial | School | Existing | Space Heating | Natural Gas | Furnace | E9 | RVT - Cost of Operation | 0 | 0 | 0 | 0 | 0 | 0 | 0 | 0 | 0 | 0 | 0 | 0 | 0 | 0 | 0 | 0 | 0 | 0 | 0 | 0 | 0 | 0 | 0 | 0 | 0 | 0 | 0 | 0 | 0 | 0 | 0 | 0 | 0
F2_Commercial_School_Existing_Space Heating_Natural Gas_Furnace_E10 | F2 | Commercial | School | Existing | Space Heating | Natural Gas | Furnace | E10 | RVT - Cost of Operation | 0 | 0 | 0 | 0 | 0 | 0 | 0 | 0 | 0 | 0 | 0 | 0 | 0 | 0 | 0 | 0 | 0 | 0 | 0 | 0 | 0 | 0 | 0 | 0 | 0 | 0 | 0 | 0 | 0 | 0 | 0 | 0 | 0
F3_Commercial_School_Existing_Space Heating_Natural Gas_Furnace_E1 | F3 | Commercial | School | Existing | Space Heating | Natural Gas | Furnace | E1 | System - kBTUs of Consumption | 0.065374 | 0.065374 | 0.065374 | 0.065374 | 0.065374 | 0 | 0 | 0 | 0 | 0 | 0 | 0 | 0 | 0 | 0 | 0 | 0 | 0 | 0 | 0 | 0 | 0 | 0 | 0 | 0 | 0 | 0 | 0 | 0 | 0 | 0 | 0 | 0
F3_Commercial_School_Existing_Space Heating_Natural Gas_Furnace_E2 | F3 | Commercial | School | Existing | Space Heating | Natural Gas | Furnace | E2 | System - kBTUs of Consumption | 0.065936 | 0.065936 | 0.065936 | 0.065936 | 0.065936 | 0 | 0 | 0 | 0 | 0 | 0 | 0 | 0 | 0 | 0 | 0 | 0 | 0 | 0 | 0 | 0 | 0 | 0 | 0 | 0 | 0 | 0 | 0 | 0 | 0 | 0 | 0 | 0
F3_Commercial_School_Existing_Space Heating_Natural Gas_Furnace_E3 | F3 | Commercial | School | Existing | Space Heating | Natural Gas | Furnace | E3 | System - kBTUs of Consumption | 0.0763 | 0.0763 | 0.0763 | 0.0763 | 0.0763 | 0.0763 | 0.0763 | 0.0763 | 0.0763 | 0.0763 | 0.0763 | 0.0763 | 0.0763 | 0.0763 | 0.0763 | 0.0763 | 0.0763 | 0.0763 | 0.0763 | 0.0763 | 0.0763 | 0.0763 | 0.0763 | 0.0763 | 0.0763 | 0.0763 | 0.0763 | 0.0763 | 0.0763 | 0.0763 | 0.0763 | 0.0763 | 0.0763
F3_Commercial_School_Existing_Space Heating_Natural Gas_Furnace_E4 | F3 | Commercial | School | Existing | Space Heating | Natural Gas | Furnace | E4 | System - kBTUs of Consumption | 0.093764 | 0.093764 | 0.093764 | 0.093764 | 0.093764 | 0.093764 | 0.093764 | 0.093764 | 0.093764 | 0.093764 | 0.093764 | 0.093764 | 0.093764 | 0.093764 | 0.093764 | 0.093764 | 0.093764 | 0.093764 | 0.093764 | 0.093764 | 0.093764 | 0.093764 | 0.093764 | 0.093764 | 0.093764 | 0.093764 | 0.093764 | 0.093764 | 0.093764 | 0.093764 | 0.093764 | 0.093764 | 0.093764
F3_Commercial_School_Existing_Space Heating_Natural Gas_Furnace_E5 | F3 | Commercial | School | Existing | Space Heating | Natural Gas | Furnace | E5 | System - kBTUs of Consumption | 0 | 0 | 0 | 0 | 0 | 0 | 0 | 0.74754 | 0.74754 | 0.74754 | 0.74754 | 0.74754 | 0.74754 | 0.74754 | 0.74754 | 0.74754 | 0.74754 | 0.74754 | 0.74754 | 0.74754 | 0.74754 | 0.74754 | 0.74754 | 0.74754 | 0.74754 | 0.74754 | 0.74754 | 0.74754 | 0.74754 | 0.74754 | 0.74754 | 0.74754 | 0.74754
F3_Commercial_School_Existing_Space Heating_Natural Gas_Furnace_E6 | F3 | Commercial | School | Existing | Space Heating | Natural Gas | Furnace | E6 | System - kBTUs of Consumption | 0 | 0 | 0 | 0 | 0 | 0 | 0 | 0 | 0 | 0 | 0 | 0 | 0 | 0 | 0 | 0 | 0 | 0 | 0 | 0 | 0 | 0 | 0 | 0 | 0 | 0 | 0 | 0 | 0 | 0 | 0 | 0 | 0
F3_Commercial_School_Existing_Space Heating_Natural Gas_Furnace_E7 | F3 | Commercial | School | Existing | Space Heating | Natural Gas | Furnace | E7 | System - kBTUs of Consumption | 0 | 0 | 0 | 0 | 0 | 0 | 0 | 0 | 0 | 0 | 0 | 0 | 0 | 0 | 0 | 0 | 0 | 0 | 0 | 0 | 0 | 0 | 0 | 0 | 0 | 0 | 0 | 0 | 0 | 0 | 0 | 0 | 0
F3_Commercial_School_Existing_Space Heating_Natural Gas_Furnace_E8 | F3 | Commercial | School | Existing | Space Heating | Natural Gas | Furnace | E8 | System - kBTUs of Consumption | 0 | 0 | 0 | 0 | 0 | 0 | 0 | 0 | 0 | 0 | 0 | 0 | 0 | 0 | 0 | 0 | 0 | 0 | 0 | 0 | 0 | 0 | 0 | 0 | 0 | 0 | 0 | 0 | 0 | 0 | 0 | 0 | 0
F3_Commercial_School_Existing_Space Heating_Natural Gas_Furnace_E9 | F3 | Commercial | School | Existing | Space Heating | Natural Gas | Furnace | E9 | System - kBTUs of Consumption | 0 | 0 | 0 | 0 | 0 | 0 | 0 | 0 | 0 | 0 | 0 | 0 | 0 | 0 | 0 | 0 | 0 | 0 | 0 | 0 | 0 | 0 | 0 | 0 | 0 | 0 | 0 | 0 | 0 | 0 | 0 | 0 | 0
F3_Commercial_School_Existing_Space Heating_Natural Gas_Furnace_E10 | F3 | Commercial | School | Existing | Space Heating | Natural Gas | Furnace | E10 | System - kBTUs of Consumption | 0 | 0 | 0 | 0 | 0 | 0 | 0 | 0 | 0 | 0 | 0 | 0 | 0 | 0 | 0 | 0 | 0 | 0 | 0 | 0 | 0 | 0 | 0 | 0 | 0 | 0 | 0 | 0 | 0 | 0 | 0 | 0 | 0
F4_Commercial_School_Existing_Space Heating_Natural Gas_Furnace_E1 | F4 | Commercial | School | Existing | Space Heating | Natural Gas | Furnace | E1 | Utility - Cost of Equipment | 0.76858 | 0.76829 | 0.76968 | 0.76603 | 0.76352 | 0 | 0 | 0 | 0 | 0 | 0 | 0 | 0 | 0 | 0 | 0 | 0 | 0 | 0 | 0 | 0 | 0 | 0 | 0 | 0 | 0 | 0 | 0 | 0 | 0 | 0 | 0 | 0
F4_Commercial_School_Existing_Space Heating_Natural Gas_Furnace_E2 | F4 | Commercial | School | Existing | Space Heating | Natural Gas | Furnace | E2 | Utility - Cost of Equipment | 0.70029 | 0.70002 | 0.7013 | 0.69796 | 0.69568 | 0 | 0 | 0 | 0 | 0 | 0 | 0 | 0 | 0 | 0 | 0 | 0 | 0 | 0 | 0 | 0 | 0 | 0 | 0 | 0 | 0 | 0 | 0 | 0 | 0 | 0 | 0 | 0
F4_Commercial_School_Existing_Space Heating_Natural Gas_Furnace_E3 | F4 | Commercial | School | Existing | Space Heating | Natural Gas | Furnace | E3 | Utility - Cost of Equipment | 0.69086 | 0.6906 | 0.69185 | 0.68856 | 0.68631 | 0.6856 | 0.68628 | 0.68664 | 0.68745 | 0.6881 | 0.68867 | 0.6891 | 0.68965 | 0.69027 | 0.69075 | 0.69125 | 0.69174 | 0.69238 | 0.69298 | 0.69375 | 0.69442 | 0.69514 | 0.69573 | 0.69644 | 0.69698 | 0.69748 | 0.69795 | 0.69846 | 0.69879 | 0.69916 | 0.69937 | 0.69965 | 0.69965
F4_Commercial_School_Existing_Space Heating_Natural Gas_Furnace_E4 | F4 | Commercial | School | Existing | Space Heating | Natural Gas | Furnace | E4 | Utility - Cost of Equipment | 0.64049 | 0.64024 | 0.6414 | 0.63836 | 0.63627 | 0.63561 | 0.63624 | 0.63657 | 0.63732 | 0.63793 | 0.63845 | 0.63885 | 0.63937 | 0.63994 | 0.64038 | 0.64084 | 0.6413 | 0.64189 | 0.64245 | 0.64317 | 0.64379 | 0.64445 | 0.645 | 0.64565 | 0.64616 | 0.64662 | 0.64705 | 0.64753 | 0.64784 | 0.64818 | 0.64838 | 0.64863 | 0.64863
F4_Commercial_School_Existing_Space Heating_Natural Gas_Furnace_E5 | F4 | Commercial | School | Existing | Space Heating | Natural Gas | Furnace | E5 | Utility - Cost of Equipment | 0 | 0 | 0 | 0 | 0 | 0 | 0 | 0.47009 | 0.47064 | 0.47109 | 0.47147 | 0.47177 | 0.47215 | 0.47257 | 0.47289 | 0.47324 | 0.47358 | 0.47401 | 0.47443 | 0.47496 | 0.47541 | 0.4759 | 0.47631 | 0.47679 | 0.47716 | 0.4775 | 0.47782 | 0.47817 | 0.4784 | 0.47866 | 0.4788 | 0.47899 | 0.47899
F4_Commercial_School_Existing_Space Heating_Natural Gas_Furnace_E6 | F4 | Commercial | School | Existing | Space Heating | Natural Gas | Furnace | E6 | Utility - Cost of Equipment | 0 | 0 | 0 | 0 | 0 | 0 | 0 | 0 | 0 | 0 | 0 | 0 | 0 | 0 | 0 | 0 | 0 | 0 | 0 | 0 | 0 | 0 | 0 | 0 | 0 | 0 | 0 | 0 | 0 | 0 | 0 | 0 | 0
F4_Commercial_School_Existing_Space Heating_Natural Gas_Furnace_E7 | F4 | Commercial | School | Existing | Space Heating | Natural Gas | Furnace | E7 | Utility - Cost of Equipment | 0 | 0 | 0 | 0 | 0 | 0 | 0 | 0 | 0 | 0 | 0 | 0 | 0 | 0 | 0 | 0 | 0 | 0 | 0 | 0 | 0 | 0 | 0 | 0 | 0 | 0 | 0 | 0 | 0 | 0 | 0 | 0 | 0
F4_Commercial_School_Existing_Space Heating_Natural Gas_Furnace_E8 | F4 | Commercial | School | Existing | Space Heating | Natural Gas | Furnace | E8 | Utility - Cost of Equipment | 0 | 0 | 0 | 0 | 0 | 0 | 0 | 0 | 0 | 0 | 0 | 0 | 0 | 0 | 0 | 0 | 0 | 0 | 0 | 0 | 0 | 0 | 0 | 0 | 0 | 0 | 0 | 0 | 0 | 0 | 0 | 0 | 0
F4_Commercial_School_Existing_Space Heating_Natural Gas_Furnace_E9 | F4 | Commercial | School | Existing | Space Heating | Natural Gas | Furnace | E9 | Utility - Cost of Equipment | 0 | 0 | 0 | 0 | 0 | 0 | 0 | 0 | 0 | 0 | 0 | 0 | 0 | 0 | 0 | 0 | 0 | 0 | 0 | 0 | 0 | 0 | 0 | 0 | 0 | 0 | 0 | 0 | 0 | 0 | 0 | 0 | 0
F4_Commercial_School_Existing_Space Heating_Natural Gas_Furnace_E10 | F4 | Commercial | School | Existing | Space Heating | Natural Gas | Furnace | E10 | Utility - Cost of Equipment | 0 | 0 | 0 | 0 | 0 | 0 | 0 | 0 | 0 | 0 | 0 | 0 | 0 | 0 | 0 | 0 | 0 | 0 | 0 | 0 | 0 | 0 | 0 | 0 | 0 | 0 | 0 | 0 | 0 | 0 | 0 | 0 | 0
F5_Commercial_School_Existing_Space Heating_Natural Gas_Furnace_E1 | F5 | Commercial | School | Existing | Space Heating | Natural Gas | Furnace | E1 | Utility - Cost of Operation | 0.065374 | 0.065374 | 0.065374 | 0.065374 | 0.065374 | 0 | 0 | 0 | 0 | 0 | 0 | 0 | 0 | 0 | 0 | 0 | 0 | 0 | 0 | 0 | 0 | 0 | 0 | 0 | 0 | 0 | 0 | 0 | 0 | 0 | 0 | 0 | 0
F5_Commercial_School_Existing_Space Heating_Natural Gas_Furnace_E2 | F5 | Commercial | School | Existing | Space Heating | Natural Gas | Furnace | E2 | Utility - Cost of Operation | 0.065936 | 0.065936 | 0.065936 | 0.065936 | 0.065936 | 0 | 0 | 0 | 0 | 0 | 0 | 0 | 0 | 0 | 0 | 0 | 0 | 0 | 0 | 0 | 0 | 0 | 0 | 0 | 0 | 0 | 0 | 0 | 0 | 0 | 0 | 0 | 0
F5_Commercial_School_Existing_Space Heating_Natural Gas_Furnace_E3 | F5 | Commercial | School | Existing | Space Heating | Natural Gas | Furnace | E3 | Utility - Cost of Operation | 0.0763 | 0.0763 | 0.0763 | 0.0763 | 0.0763 | 0.0763 | 0.0763 | 0.0763 | 0.0763 | 0.0763 | 0.0763 | 0.0763 | 0.0763 | 0.0763 | 0.0763 | 0.0763 | 0.0763 | 0.0763 | 0.0763 | 0.0763 | 0.0763 | 0.0763 | 0.0763 | 0.0763 | 0.0763 | 0.0763 | 0.0763 | 0.0763 | 0.0763 | 0.0763 | 0.0763 | 0.0763 | 0.0763
F5_Commercial_School_Existing_Space Heating_Natural Gas_Furnace_E4 | F5 | Commercial | School | Existing | Space Heating | Natural Gas | Furnace | E4 | Utility - Cost of Operation | 0.093764 | 0.093764 | 0.093764 | 0.093764 | 0.093764 | 0.093764 | 0.093764 | 0.093764 | 0.093764 | 0.093764 | 0.093764 | 0.093764 | 0.093764 | 0.093764 | 0.093764 | 0.093764 | 0.093764 | 0.093764 | 0.093764 | 0.093764 | 0.093764 | 0.093764 | 0.093764 | 0.093764 | 0.093764 | 0.093764 | 0.093764 | 0.093764 | 0.093764 | 0.093764 | 0.093764 | 0.093764 | 0.093764
F5_Commercial_School_Existing_Space Heating_Natural Gas_Furnace_E5 | F5 | Commercial | School | Existing | Space Heating | Natural Gas | Furnace | E5 | Utility - Cost of Operation | 0 | 0 | 0 | 0 | 0 | 0 | 0 | 0.74754 | 0.74754 | 0.74754 | 0.74754 | 0.74754 | 0.74754 | 0.74754 | 0.74754 | 0.74754 | 0.74754 | 0.74754 | 0.74754 | 0.74754 | 0.74754 | 0.74754 | 0.74754 | 0.74754 | 0.74754 | 0.74754 | 0.74754 | 0.74754 | 0.74754 | 0.74754 | 0.74754 | 0.74754 | 0.74754
F5_Commercial_School_Existing_Space Heating_Natural Gas_Furnace_E6 | F5 | Commercial | School | Existing | Space Heating | Natural Gas | Furnace | E6 | Utility - Cost of Operation | 0 | 0 | 0 | 0 | 0 | 0 | 0 | 0 | 0 | 0 | 0 | 0 | 0 | 0 | 0 | 0 | 0 | 0 | 0 | 0 | 0 | 0 | 0 | 0 | 0 | 0 | 0 | 0 | 0 | 0 | 0 | 0 | 0
F5_Commercial_School_Existing_Space Heating_Natural Gas_Furnace_E7 | F5 | Commercial | School | Existing | Space Heating | Natural Gas | Furnace | E7 | Utility - Cost of Operation | 0 | 0 | 0 | 0 | 0 | 0 | 0 | 0 | 0 | 0 | 0 | 0 | 0 | 0 | 0 | 0 | 0 | 0 | 0 | 0 | 0 | 0 | 0 | 0 | 0 | 0 | 0 | 0 | 0 | 0 | 0 | 0 | 0
F5_Commercial_School_Existing_Space Heating_Natural Gas_Furnace_E8 | F5 | Commercial | School | Existing | Space Heating | Natural Gas | Furnace | E8 | Utility - Cost of Operation | 0 | 0 | 0 | 0 | 0 | 0 | 0 | 0 | 0 | 0 | 0 | 0 | 0 | 0 | 0 | 0 | 0 | 0 | 0 | 0 | 0 | 0 | 0 | 0 | 0 | 0 | 0 | 0 | 0 | 0 | 0 | 0 | 0
F5_Commercial_School_Existing_Space Heating_Natural Gas_Furnace_E9 | F5 | Commercial | School | Existing | Space Heating | Natural Gas | Furnace | E9 | Utility - Cost of Operation | 0 | 0 | 0 | 0 | 0 | 0 | 0 | 0 | 0 | 0 | 0 | 0 | 0 | 0 | 0 | 0 | 0 | 0 | 0 | 0 | 0 | 0 | 0 | 0 | 0 | 0 | 0 | 0 | 0 | 0 | 0 | 0 | 0
F5_Commercial_School_Existing_Space Heating_Natural Gas_Furnace_E10 | F5 | Commercial | School | Existing | Space Heating | Natural Gas | Furnace | E10 | Utility - Cost of Operation | 0 | 0 | 0 | 0 | 0 | 0 | 0 | 0 | 0 | 0 | 0 | 0 | 0 | 0 | 0 | 0 | 0 | 0 | 0 | 0 | 0 | 0 | 0 | 0 | 0 | 0 | 0 | 0 | 0 | 0 | 0 | 0 | 0
F6_Commercial_School_Existing_Space Heating_Natural Gas_Furnace_E1 | F6 | Commercial | School | Existing | Space Heating | Natural Gas | Furnace | E1 | Utility - Value of Sales | 0.29258 | 0.29173 | 0.29124 | 0.28934 | 0.2877 | 0 | 0 | 0 | 0 | 0 | 0 | 0 | 0 | 0 | 0 | 0 | 0 | 0 | 0 | 0 | 0 | 0 | 0 | 0 | 0 | 0 | 0 | 0 | 0 | 0 | 0 | 0 | 0
F6_Commercial_School_Existing_Space Heating_Natural Gas_Furnace_E2 | F6 | Commercial | School | Existing | Space Heating | Natural Gas | Furnace | E2 | Utility - Value of Sales | 0.26659 | 0.26581 | 0.26536 | 0.26363 | 0.26213 | 0 | 0 | 0 | 0 | 0 | 0 | 0 | 0 | 0 | 0 | 0 | 0 | 0 | 0 | 0 | 0 | 0 | 0 | 0 | 0 | 0 | 0 | 0 | 0 | 0 | 0 | 0 | 0
F6_Commercial_School_Existing_Space Heating_Natural Gas_Furnace_E3 | F6 | Commercial | School | Existing | Space Heating | Natural Gas | Furnace | E3 | Utility - Value of Sales | 0.263 | 0.26223 | 0.26179 | 0.26008 | 0.2586 | 0.25714 | 0.25569 | 0.25426 | 0.25285 | 0.25147 | 0.25013 | 0.24883 | 0.24757 | 0.24637 | 0.24521 | 0.24412 | 0.24309 | 0.24213 | 0.24122 | 0.24039 | 0.23962 | 0.23891 | 0.23826 | 0.23769 | 0.23717 | 0.23672 | 0.23633 | 0.23601 | 0.23576 | 0.23556 | 0.23543 | 0.23537 | 0.23537
F6_Commercial_School_Existing_Space Heating_Natural Gas_Furnace_E4 | F6 | Commercial | School | Existing | Space Heating | Natural Gas | Furnace | E4 | Utility - Value of Sales | 0.24382 | 0.24311 | 0.2427 | 0.24111 | 0.23975 | 0.23839 | 0.23704 | 0.23572 | 0.23441 | 0.23314 | 0.23189 | 0.23069 | 0.22952 | 0.2284 | 0.22733 | 0.22632 | 0.22536 | 0.22447 | 0.22364 | 0.22286 | 0.22214 | 0.22149 | 0.22089 | 0.22035 | 0.21988 | 0.21946 | 0.2191 | 0.2188 | 0.21857 | 0.21839 | 0.21827 | 0.21821 | 0.21821
F6_Commercial_School_Existing_Space Heating_Natural Gas_Furnace_E5 | F6 | Commercial | School | Existing | Space Heating | Natural Gas | Furnace | E5 | Utility - Value of Sales | 0 | 0 | 0 | 0 | 0 | 0 | 0 | 0.17407 | 0.17311 | 0.17216 | 0.17125 | 0.17035 | 0.16949 | 0.16867 | 0.16788 | 0.16713 | 0.16642 | 0.16576 | 0.16515 | 0.16457 | 0.16404 | 0.16356 | 0.16312 | 0.16272 | 0.16237 | 0.16206 | 0.1618 | 0.16158 | 0.1614 | 0.16127 | 0.16118 | 0.16114 | 0.16114
F6_Commercial_School_Existing_Space Heating_Natural Gas_Furnace_E6 | F6 | Commercial | School | Existing | Space Heating | Natural Gas | Furnace | E6 | Utility - Value of Sales | 0 | 0 | 0 | 0 | 0 | 0 | 0 | 0 | 0 | 0 | 0 | 0 | 0 | 0 | 0 | 0 | 0 | 0 | 0 | 0 | 0 | 0 | 0 | 0 | 0 | 0 | 0 | 0 | 0 | 0 | 0 | 0 | 0
F6_Commercial_School_Existing_Space Heating_Natural Gas_Furnace_E7 | F6 | Commercial | School | Existing | Space Heating | Natural Gas | Furnace | E7 | Utility - Value of Sales | 0 | 0 | 0 | 0 | 0 | 0 | 0 | 0 | 0 | 0 | 0 | 0 | 0 | 0 | 0 | 0 | 0 | 0 | 0 | 0 | 0 | 0 | 0 | 0 | 0 | 0 | 0 | 0 | 0 | 0 | 0 | 0 | 0
F6_Commercial_School_Existing_Space Heating_Natural Gas_Furnace_E8 | F6 | Commercial | School | Existing | Space Heating | Natural Gas | Furnace | E8 | Utility - Value of Sales | 0 | 0 | 0 | 0 | 0 | 0 | 0 | 0 | 0 | 0 | 0 | 0 | 0 | 0 | 0 | 0 | 0 | 0 | 0 | 0 | 0 | 0 | 0 | 0 | 0 | 0 | 0 | 0 | 0 | 0 | 0 | 0 | 0
F6_Commercial_School_Existing_Space Heating_Natural Gas_Furnace_E9 | F6 | Commercial | School | Existing | Space Heating | Natural Gas | Furnace | E9 | Utility - Value of Sales | 0 | 0 | 0 | 0 | 0 | 0 | 0 | 0 | 0 | 0 | 0 | 0 | 0 | 0 | 0 | 0 | 0 | 0 | 0 | 0 | 0 | 0 | 0 | 0 | 0 | 0 | 0 | 0 | 0 | 0 | 0 | 0 | 0
F6_Commercial_School_Existing_Space Heating_Natural Gas_Furnace_E10 | F6 | Commercial | School | Existing | Space Heating | Natural Gas | Furnace | E10 | Utility - Value of Sales | 0 | 0 | 0 | 0 | 0 | 0 | 0 | 0 | 0 | 0 | 0 | 0 | 0 | 0 | 0 | 0 | 0 | 0 | 0 | 0 | 0 | 0 | 0 | 0 | 0 | 0 | 0 | 0 | 0 | 0 | 0 | 0 | 0
F1_Commercial_School_Existing_Space Heating_Natural Gas_Boiler_E1 | F1 | Commercial | School | Existing | Space Heating | Natural Gas | Boiler | E1 | RVT - Cost of Equipment | 2.0965 | 2.0959 | 2.0997 | 2.0904 | 2.0841 | 0 | 0 | 0 | 0 | 0 | 0 | 0 | 0 | 0 | 0 | 0 | 0 | 0 | 0 | 0 | 0 | 0 | 0 | 0 | 0 | 0 | 0 | 0 | 0 | 0 | 0 | 0 | 0
F1_Commercial_School_Existing_Space Heating_Natural Gas_Boiler_E2 | F1 | Commercial | School | Existing | Space Heating | Natural Gas | Boiler | E2 | RVT - Cost of Equipment | 1.9967 | 1.9961 | 1.9997 | 1.9909 | 1.9849 | 0 | 0 | 0 | 0 | 0 | 0 | 0 | 0 | 0 | 0 | 0 | 0 | 0 | 0 | 0 | 0 | 0 | 0 | 0 | 0 | 0 | 0 | 0 | 0 | 0 | 0 | 0 | 0
F1_Commercial_School_Existing_Space Heating_Natural Gas_Boiler_E3 | F1 | Commercial | School | Existing | Space Heating | Natural Gas | Boiler | E3 | RVT - Cost of Equipment | 1.7843 | 1.7837 | 1.787 | 1.7791 | 1.7737 | 1.7721 | 1.7739 | 1.7749 | 1.7769 | 1.7787 | 1.7801 | 1.7812 | 1.7827 | 1.7842 | 1.7854 | 1.7866 | 1.7878 | 1.7894 | 1.7909 | 1.7928 | 1.7944 | 1.7962 | 1.7976 | 1.7993 | 1.8006 | 1.8019 | 1.803 | 1.8043 | 1.8051 | 1.806 | 1.8065 | 1.8072 | 1.8072
F1_Commercial_School_Existing_Space Heating_Natural Gas_Boiler_E4 | F1 | Commercial | School | Existing | Space Heating | Natural Gas | Boiler | E4 | RVT - Cost of Equipment | 1.7114 | 1.7109 | 1.714 | 1.7064 | 1.7013 | 1.6998 | 1.7015 | 1.7024 | 1.7044 | 1.7061 | 1.7075 | 1.7085 | 1.7099 | 1.7114 | 1.7125 | 1.7137 | 1.7149 | 1.7164 | 1.7178 | 1.7196 | 1.7212 | 1.7228 | 1.7242 | 1.7259 | 1.7272 | 1.7283 | 1.7294 | 1.7306 | 1.7314 | 1.7323 | 1.7328 | 1.7334 | 1.7334
F1_Commercial_School_Existing_Space Heating_Natural Gas_Boiler_E5 | F1 | Commercial | School | Existing | Space Heating | Natural Gas | Boiler | E5 | RVT - Cost of Equipment | 1.2902 | 1.2898 | 1.2921 | 1.2864 | 1.2825 | 1.2814 | 1.2827 | 1.2834 | 1.2849 | 1.2861 | 1.2872 | 1.288 | 1.289 | 1.2901 | 1.291 | 1.2919 | 1.2928 | 1.2939 | 1.2949 | 1.2963 | 1.2975 | 1.2988 | 1.2998 | 1.3011 | 1.302 | 1.3029 | 1.3037 | 1.3046 | 1.3052 | 1.3059 | 1.3062 | 1.3067 | 1.3067
F1_Commercial_School_Existing_Space Heating_Natural Gas_Boiler_E6 | F1 | Commercial | School | Existing | Space Heating | Natural Gas | Boiler | E6 | RVT - Cost of Equipment | 0 | 0 | 0 | 0 | 0 | 0 | 0 | 0 | 0 | 0 | 0 | 0 | 0 | 0 | 0 | 0 | 0 | 0 | 0 | 0 | 0 | 0 | 0 | 0 | 0 | 0 | 0 | 0 | 0 | 0 | 0 | 0 | 0
F1_Commercial_School_Existing_Space Heating_Natural Gas_Boiler_E7 | F1 | Commercial | School | Existing | Space Heating | Natural Gas | Boiler | E7 | RVT - Cost of Equipment | 0 | 0 | 0 | 0 | 0 | 0 | 0 | 0 | 0 | 0 | 0 | 0 | 0 | 0 | 0 | 0 | 0 | 0 | 0 | 0 | 0 | 0 | 0 | 0 | 0 | 0 | 0 | 0 | 0 | 0 | 0 | 0 | 0
F1_Commercial_School_Existing_Space Heating_Natural Gas_Boiler_E8 | F1 | Commercial | School | Existing | Space Heating | Natural Gas | Boiler | E8 | RVT - Cost of Equipment | 0 | 0 | 0 | 0 | 0 | 0 | 0 | 0 | 0 | 0 | 0 | 0 | 0 | 0 | 0 | 0 | 0 | 0 | 0 | 0 | 0 | 0 | 0 | 0 | 0 | 0 | 0 | 0 | 0 | 0 | 0 | 0 | 0
F1_Commercial_School_Existing_Space Heating_Natural Gas_Boiler_E9 | F1 | Commercial | School | Existing | Space Heating | Natural Gas | Boiler | E9 | RVT - Cost of Equipment | 0 | 0 | 0 | 0 | 0 | 0 | 0 | 0 | 0 | 0 | 0 | 0 | 0 | 0 | 0 | 0 | 0 | 0 | 0 | 0 | 0 | 0 | 0 | 0 | 0 | 0 | 0 | 0 | 0 | 0 | 0 | 0 | 0
F1_Commercial_School_Existing_Space Heating_Natural Gas_Boiler_E10 | F1 | Commercial | School | Existing | Space Heating | Natural Gas | Boiler | E10 | RVT - Cost of Equipment | 0 | 0 | 0 | 0 | 0 | 0 | 0 | 0 | 0 | 0 | 0 | 0 | 0 | 0 | 0 | 0 | 0 | 0 | 0 | 0 | 0 | 0 | 0 | 0 | 0 | 0 | 0 | 0 | 0 | 0 | 0 | 0 | 0
F2_Commercial_School_Existing_Space Heating_Natural Gas_Boiler_E1 | F2 | Commercial | School | Existing | Space Heating | Natural Gas | Boiler | E1 | RVT - Cost of Operation | 2.5118 | 2.511 | 2.5155 | 2.5044 | 2.4969 | 0 | 0 | 0 | 0 | 0 | 0 | 0 | 0 | 0 | 0 | 0 | 0 | 0 | 0 | 0 | 0 | 0 | 0 | 0 | 0 | 0 | 0 | 0 | 0 | 0 | 0 | 0 | 0
F2_Commercial_School_Existing_Space Heating_Natural Gas_Boiler_E2 | F2 | Commercial | School | Existing | Space Heating | Natural Gas | Boiler | E2 | RVT - Cost of Operation | 2.3921 | 2.3914 | 2.3958 | 2.3852 | 2.378 | 0 | 0 | 0 | 0 | 0 | 0 | 0 | 0 | 0 | 0 | 0 | 0 | 0 | 0 | 0 | 0 | 0 | 0 | 0 | 0 | 0 | 0 | 0 | 0 | 0 | 0 | 0 | 0
F2_Commercial_School_Existing_Space Heating_Natural Gas_Boiler_E3 | F2 | Commercial | School | Existing | Space Heating | Natural Gas | Boiler | E3 | RVT - Cost of Operation | 2.1377 | 2.137 | 2.1409 | 2.1314 | 2.125 | 2.1231 | 2.1252 | 2.1264 | 2.1289 | 2.1309 | 2.1327 | 2.1341 | 2.1358 | 2.1376 | 2.139 | 2.1405 | 2.142 | 2.1438 | 2.1456 | 2.1479 | 2.1498 | 2.1519 | 2.1537 | 2.1557 | 2.1573 | 2.1588 | 2.1601 | 2.1616 | 2.1626 | 2.1637 | 2.1643 | 2.1651 | 2.1651
F2_Commercial_School_Existing_Space Heating_Natural Gas_Boiler_E4 | F2 | Commercial | School | Existing | Space Heating | Natural Gas | Boiler | E4 | RVT - Cost of Operation | 2.0504 | 2.0498 | 2.0535 | 2.0444 | 2.0383 | 2.0364 | 2.0385 | 2.0396 | 2.042 | 2.044 | 2.0457 | 2.0469 | 2.0486 | 2.0504 | 2.0517 | 2.0531 | 2.0545 | 2.0563 | 2.058 | 2.0602 | 2.0621 | 2.0641 | 2.0657 | 2.0677 | 2.0692 | 2.0706 | 2.072 | 2.0734 | 2.0743 | 2.0754 | 2.076 | 2.0768 | 2.0768
F2_Commercial_School_Existing_Space Heating_Natural Gas_Boiler_E5 | F2 | Commercial | School | Existing | Space Heating | Natural Gas | Boiler | E5 | RVT - Cost of Operation | 1.5457 | 1.5452 | 1.548 | 1.5412 | 1.5365 | 1.5352 | 1.5367 | 1.5376 | 1.5394 | 1.5408 | 1.5421 | 1.5431 | 1.5443 | 1.5457 | 1.5467 | 1.5478 | 1.5488 | 1.5502 | 1.5514 | 1.5531 | 1.5545 | 1.556 | 1.5573 | 1.5587 | 1.5599 | 1.5609 | 1.5619 | 1.563 | 1.5637 | 1.5645 | 1.565 | 1.5656 | 1.5656
F2_Commercial_School_Existing_Space Heating_Natural Gas_Boiler_E6 | F2 | Commercial | School | Existing | Space Heating | Natural Gas | Boiler | E6 | RVT - Cost of Operation | 0 | 0 | 0 | 0 | 0 | 0 | 0 | 0 | 0 | 0 | 0 | 0 | 0 | 0 | 0 | 0 | 0 | 0 | 0 | 0 | 0 | 0 | 0 | 0 | 0 | 0 | 0 | 0 | 0 | 0 | 0 | 0 | 0
F2_Commercial_School_Existing_Space Heating_Natural Gas_Boiler_E7 | F2 | Commercial | School | Existing | Space Heating | Natural Gas | Boiler | E7 | RVT - Cost of Operation | 0 | 0 | 0 | 0 | 0 | 0 | 0 | 0 | 0 | 0 | 0 | 0 | 0 | 0 | 0 | 0 | 0 | 0 | 0 | 0 | 0 | 0 | 0 | 0 | 0 | 0 | 0 | 0 | 0 | 0 | 0 | 0 | 0
F2_Commercial_School_Existing_Space Heating_Natural Gas_Boiler_E8 | F2 | Commercial | School | Existing | Space Heating | Natural Gas | Boiler | E8 | RVT - Cost of Operation | 0 | 0 | 0 | 0 | 0 | 0 | 0 | 0 | 0 | 0 | 0 | 0 | 0 | 0 | 0 | 0 | 0 | 0 | 0 | 0 | 0 | 0 | 0 | 0 | 0 | 0 | 0 | 0 | 0 | 0 | 0 | 0 | 0
F2_Commercial_School_Existing_Space Heating_Natural Gas_Boiler_E9 | F2 | Commercial | School | Existing | Space Heating | Natural Gas | Boiler | E9 | RVT - Cost of Operation | 0 | 0 | 0 | 0 | 0 | 0 | 0 | 0 | 0 | 0 | 0 | 0 | 0 | 0 | 0 | 0 | 0 | 0 | 0 | 0 | 0 | 0 | 0 | 0 | 0 | 0 | 0 | 0 | 0 | 0 | 0 | 0 | 0
F2_Commercial_School_Existing_Space Heating_Natural Gas_Boiler_E10 | F2 | Commercial | School | Existing | Space Heating | Natural Gas | Boiler | E10 | RVT - Cost of Operation | 0 | 0 | 0 | 0 | 0 | 0 | 0 | 0 | 0 | 0 | 0 | 0 | 0 | 0 | 0 | 0 | 0 | 0 | 0 | 0 | 0 | 0 | 0 | 0 | 0 | 0 | 0 | 0 | 0 | 0 | 0 | 0 | 0
F3_Commercial_School_Existing_Space Heating_Natural Gas_Boiler_E1 | F3 | Commercial | School | Existing | Space Heating | Natural Gas | Boiler | E1 | System - kBTUs of Consumption | 0.13784 | 0.13784 | 0.13784 | 0.13784 | 0.13784 | 0 | 0 | 0 | 0 | 0 | 0 | 0 | 0 | 0 | 0 | 0 | 0 | 0 | 0 | 0 | 0 | 0 | 0 | 0 | 0 | 0 | 0 | 0 | 0 | 0 | 0 | 0 | 0
F3_Commercial_School_Existing_Space Heating_Natural Gas_Boiler_E2 | F3 | Commercial | School | Existing | Space Heating | Natural Gas | Boiler | E2 | System - kBTUs of Consumption | 0.14249 | 0.14249 | 0.14249 | 0.14249 | 0.14249 | 0 | 0 | 0 | 0 | 0 | 0 | 0 | 0 | 0 | 0 | 0 | 0 | 0 | 0 | 0 | 0 | 0 | 0 | 0 | 0 | 0 | 0 | 0 | 0 | 0 | 0 | 0 | 0
F3_Commercial_School_Existing_Space Heating_Natural Gas_Boiler_E3 | F3 | Commercial | School | Existing | Space Heating | Natural Gas | Boiler | E3 | System - kBTUs of Consumption | 0.22397 | 0.22397 | 0.22397 | 0.22397 | 0.22397 | 0.22397 | 0.22397 | 0.22397 | 0.22397 | 0.22397 | 0.22397 | 0.22397 | 0.22397 | 0.22397 | 0.22397 | 0.22397 | 0.22397 | 0.22397 | 0.22397 | 0.22397 | 0.22397 | 0.22397 | 0.22397 | 0.22397 | 0.22397 | 0.22397 | 0.22397 | 0.22397 | 0.22397 | 0.22397 | 0.22397 | 0.22397 | 0.22397
F3_Commercial_School_Existing_Space Heating_Natural Gas_Boiler_E4 | F3 | Commercial | School | Existing | Space Heating | Natural Gas | Boiler | E4 | System - kBTUs of Consumption | 0.24494 | 0.24494 | 0.24494 | 0.24494 | 0.24494 | 0.24494 | 0.24494 | 0.24494 | 0.24494 | 0.24494 | 0.24494 | 0.24494 | 0.24494 | 0.24494 | 0.24494 | 0.24494 | 0.24494 | 0.24494 | 0.24494 | 0.24494 | 0.24494 | 0.24494 | 0.24494 | 0.24494 | 0.24494 | 0.24494 | 0.24494 | 0.24494 | 0.24494 | 0.24494 | 0.24494 | 0.24494 | 0.24494
F3_Commercial_School_Existing_Space Heating_Natural Gas_Boiler_E5 | F3 | Commercial | School | Existing | Space Heating | Natural Gas | Boiler | E5 | System - kBTUs of Consumption | 0.82867 | 0.82867 | 0.82867 | 0.82867 | 0.82867 | 0.82867 | 0.82867 | 0.82867 | 0.82867 | 0.82867 | 0.82867 | 0.82867 | 0.82867 | 0.82867 | 0.82867 | 0.82867 | 0.82867 | 0.82867 | 0.82867 | 0.82867 | 0.82867 | 0.82867 | 0.82867 | 0.82867 | 0.82867 | 0.82867 | 0.82867 | 0.82867 | 0.82867 | 0.82867 | 0.82867 | 0.82867 | 0.82867
F3_Commercial_School_Existing_Space Heating_Natural Gas_Boiler_E6 | F3 | Commercial | School | Existing | Space Heating | Natural Gas | Boiler | E6 | System - kBTUs of Consumption | 0 | 0 | 0 | 0 | 0 | 0 | 0 | 0 | 0 | 0 | 0 | 0 | 0 | 0 | 0 | 0 | 0 | 0 | 0 | 0 | 0 | 0 | 0 | 0 | 0 | 0 | 0 | 0 | 0 | 0 | 0 | 0 | 0
F3_Commercial_School_Existing_Space Heating_Natural Gas_Boiler_E7 | F3 | Commercial | School | Existing | Space Heating | Natural Gas | Boiler | E7 | System - kBTUs of Consumption | 0 | 0 | 0 | 0 | 0 | 0 | 0 | 0 | 0 | 0 | 0 | 0 | 0 | 0 | 0 | 0 | 0 | 0 | 0 | 0 | 0 | 0 | 0 | 0 | 0 | 0 | 0 | 0 | 0 | 0 | 0 | 0 | 0
F3_Commercial_School_Existing_Space Heating_Natural Gas_Boiler_E8 | F3 | Commercial | School | Existing | Space Heating | Natural Gas | Boiler | E8 | System - kBTUs of Consumption | 0 | 0 | 0 | 0 | 0 | 0 | 0 | 0 | 0 | 0 | 0 | 0 | 0 | 0 | 0 | 0 | 0 | 0 | 0 | 0 | 0 | 0 | 0 | 0 | 0 | 0 | 0 | 0 | 0 | 0 | 0 | 0 | 0
F3_Commercial_School_Existing_Space Heating_Natural Gas_Boiler_E9 | F3 | Commercial | School | Existing | Space Heating | Natural Gas | Boiler | E9 | System - kBTUs of Consumption | 0 | 0 | 0 | 0 | 0 | 0 | 0 | 0 | 0 | 0 | 0 | 0 | 0 | 0 | 0 | 0 | 0 | 0 | 0 | 0 | 0 | 0 | 0 | 0 | 0 | 0 | 0 | 0 | 0 | 0 | 0 | 0 | 0
F3_Commercial_School_Existing_Space Heating_Natural Gas_Boiler_E10 | F3 | Commercial | School | Existing | Space Heating | Natural Gas | Boiler | E10 | System - kBTUs of Consumption | 0 | 0 | 0 | 0 | 0 | 0 | 0 | 0 | 0 | 0 | 0 | 0 | 0 | 0 | 0 | 0 | 0 | 0 | 0 | 0 | 0 | 0 | 0 | 0 | 0 | 0 | 0 | 0 | 0 | 0 | 0 | 0 | 0
F4_Commercial_School_Existing_Space Heating_Natural Gas_Boiler_E1 | F4 | Commercial | School | Existing | Space Heating | Natural Gas | Boiler | E1 | Utility - Cost of Equipment | 2.5118 | 2.511 | 2.5155 | 2.5044 | 2.4969 | 0 | 0 | 0 | 0 | 0 | 0 | 0 | 0 | 0 | 0 | 0 | 0 | 0 | 0 | 0 | 0 | 0 | 0 | 0 | 0 | 0 | 0 | 0 | 0 | 0 | 0 | 0 | 0
F4_Commercial_School_Existing_Space Heating_Natural Gas_Boiler_E2 | F4 | Commercial | School | Existing | Space Heating | Natural Gas | Boiler | E2 | Utility - Cost of Equipment | 2.3921 | 2.3914 | 2.3958 | 2.3852 | 2.378 | 0 | 0 | 0 | 0 | 0 | 0 | 0 | 0 | 0 | 0 | 0 | 0 | 0 | 0 | 0 | 0 | 0 | 0 | 0 | 0 | 0 | 0 | 0 | 0 | 0 | 0 | 0 | 0
F4_Commercial_School_Existing_Space Heating_Natural Gas_Boiler_E3 | F4 | Commercial | School | Existing | Space Heating | Natural Gas | Boiler | E3 | Utility - Cost of Equipment | 2.1377 | 2.137 | 2.1409 | 2.1314 | 2.125 | 2.1231 | 2.1252 | 2.1264 | 2.1289 | 2.1309 | 2.1327 | 2.1341 | 2.1358 | 2.1376 | 2.139 | 2.1405 | 2.142 | 2.1438 | 2.1456 | 2.1479 | 2.1498 | 2.1519 | 2.1537 | 2.1557 | 2.1573 | 2.1588 | 2.1601 | 2.1616 | 2.1626 | 2.1637 | 2.1643 | 2.1651 | 2.1651
F4_Commercial_School_Existing_Space Heating_Natural Gas_Boiler_E4 | F4 | Commercial | School | Existing | Space Heating | Natural Gas | Boiler | E4 | Utility - Cost of Equipment | 2.0504 | 2.0498 | 2.0535 | 2.0444 | 2.0383 | 2.0364 | 2.0385 | 2.0396 | 2.042 | 2.044 | 2.0457 | 2.0469 | 2.0486 | 2.0504 | 2.0517 | 2.0531 | 2.0545 | 2.0563 | 2.058 | 2.0602 | 2.0621 | 2.0641 | 2.0657 | 2.0677 | 2.0692 | 2.0706 | 2.072 | 2.0734 | 2.0743 | 2.0754 | 2.076 | 2.0768 | 2.0768
F4_Commercial_School_Existing_Space Heating_Natural Gas_Boiler_E5 | F4 | Commercial | School | Existing | Space Heating | Natural Gas | Boiler | E5 | Utility - Cost of Equipment | 1.5457 | 1.5452 | 1.548 | 1.5412 | 1.5365 | 1.5352 | 1.5367 | 1.5376 | 1.5394 | 1.5408 | 1.5421 | 1.5431 | 1.5443 | 1.5457 | 1.5467 | 1.5478 | 1.5488 | 1.5502 | 1.5514 | 1.5531 | 1.5545 | 1.556 | 1.5573 | 1.5587 | 1.5599 | 1.5609 | 1.5619 | 1.563 | 1.5637 | 1.5645 | 1.565 | 1.5656 | 1.5656
F4_Commercial_School_Existing_Space Heating_Natural Gas_Boiler_E6 | F4 | Commercial | School | Existing | Space Heating | Natural Gas | Boiler | E6 | Utility - Cost of Equipment | 0 | 0 | 0 | 0 | 0 | 0 | 0 | 0 | 0 | 0 | 0 | 0 | 0 | 0 | 0 | 0 | 0 | 0 | 0 | 0 | 0 | 0 | 0 | 0 | 0 | 0 | 0 | 0 | 0 | 0 | 0 | 0 | 0
F4_Commercial_School_Existing_Space Heating_Natural Gas_Boiler_E7 | F4 | Commercial | School | Existing | Space Heating | Natural Gas | Boiler | E7 | Utility - Cost of Equipment | 0 | 0 | 0 | 0 | 0 | 0 | 0 | 0 | 0 | 0 | 0 | 0 | 0 | 0 | 0 | 0 | 0 | 0 | 0 | 0 | 0 | 0 | 0 | 0 | 0 | 0 | 0 | 0 | 0 | 0 | 0 | 0 | 0
F4_Commercial_School_Existing_Space Heating_Natural Gas_Boiler_E8 | F4 | Commercial | School | Existing | Space Heating | Natural Gas | Boiler | E8 | Utility - Cost of Equipment | 0 | 0 | 0 | 0 | 0 | 0 | 0 | 0 | 0 | 0 | 0 | 0 | 0 | 0 | 0 | 0 | 0 | 0 | 0 | 0 | 0 | 0 | 0 | 0 | 0 | 0 | 0 | 0 | 0 | 0 | 0 | 0 | 0
F4_Commercial_School_Existing_Space Heating_Natural Gas_Boiler_E9 | F4 | Commercial | School | Existing | Space Heating | Natural Gas | Boiler | E9 | Utility - Cost of Equipment | 0 | 0 | 0 | 0 | 0 | 0 | 0 | 0 | 0 | 0 | 0 | 0 | 0 | 0 | 0 | 0 | 0 | 0 | 0 | 0 | 0 | 0 | 0 | 0 | 0 | 0 | 0 | 0 | 0 | 0 | 0 | 0 | 0
F4_Commercial_School_Existing_Space Heating_Natural Gas_Boiler_E10 | F4 | Commercial | School | Existing | Space Heating | Natural Gas | Boiler | E10 | Utility - Cost of Equipment | 0 | 0 | 0 | 0 | 0 | 0 | 0 | 0 | 0 | 0 | 0 | 0 | 0 | 0 | 0 | 0 | 0 | 0 | 0 | 0 | 0 | 0 | 0 | 0 | 0 | 0 | 0 | 0 | 0 | 0 | 0 | 0 | 0
F5_Commercial_School_Existing_Space Heating_Natural Gas_Boiler_E1 | F5 | Commercial | School | Existing | Space Heating | Natural Gas | Boiler | E1 | Utility - Cost of Operation | 0.13784 | 0.13784 | 0.13784 | 0.13784 | 0.13784 | 0 | 0 | 0 | 0 | 0 | 0 | 0 | 0 | 0 | 0 | 0 | 0 | 0 | 0 | 0 | 0 | 0 | 0 | 0 | 0 | 0 | 0 | 0 | 0 | 0 | 0 | 0 | 0
F5_Commercial_School_Existing_Space Heating_Natural Gas_Boiler_E2 | F5 | Commercial | School | Existing | Space Heating | Natural Gas | Boiler | E2 | Utility - Cost of Operation | 0.14249 | 0.14249 | 0.14249 | 0.14249 | 0.14249 | 0 | 0 | 0 | 0 | 0 | 0 | 0 | 0 | 0 | 0 | 0 | 0 | 0 | 0 | 0 | 0 | 0 | 0 | 0 | 0 | 0 | 0 | 0 | 0 | 0 | 0 | 0 | 0
F5_Commercial_School_Existing_Space Heating_Natural Gas_Boiler_E3 | F5 | Commercial | School | Existing | Space Heating | Natural Gas | Boiler | E3 | Utility - Cost of Operation | 0.22397 | 0.22397 | 0.22397 | 0.22397 | 0.22397 | 0.22397 | 0.22397 | 0.22397 | 0.22397 | 0.22397 | 0.22397 | 0.22397 | 0.22397 | 0.22397 | 0.22397 | 0.22397 | 0.22397 | 0.22397 | 0.22397 | 0.22397 | 0.22397 | 0.22397 | 0.22397 | 0.22397 | 0.22397 | 0.22397 | 0.22397 | 0.22397 | 0.22397 | 0.22397 | 0.22397 | 0.22397 | 0.22397
F5_Commercial_School_Existing_Space Heating_Natural Gas_Boiler_E4 | F5 | Commercial | School | Existing | Space Heating | Natural Gas | Boiler | E4 | Utility - Cost of Operation | 0.24494 | 0.24494 | 0.24494 | 0.24494 | 0.24494 | 0.24494 | 0.24494 | 0.24494 | 0.24494 | 0.24494 | 0.24494 | 0.24494 | 0.24494 | 0.24494 | 0.24494 | 0.24494 | 0.24494 | 0.24494 | 0.24494 | 0.24494 | 0.24494 | 0.24494 | 0.24494 | 0.24494 | 0.24494 | 0.24494 | 0.24494 | 0.24494 | 0.24494 | 0.24494 | 0.24494 | 0.24494 | 0.24494
F5_Commercial_School_Existing_Space Heating_Natural Gas_Boiler_E5 | F5 | Commercial | School | Existing | Space Heating | Natural Gas | Boiler | E5 | Utility - Cost of Operation | 0.82867 | 0.82867 | 0.82867 | 0.82867 | 0.82867 | 0.82867 | 0.82867 | 0.82867 | 0.82867 | 0.82867 | 0.82867 | 0.82867 | 0.82867 | 0.82867 | 0.82867 | 0.82867 | 0.82867 | 0.82867 | 0.82867 | 0.82867 | 0.82867 | 0.82867 | 0.82867 | 0.82867 | 0.82867 | 0.82867 | 0.82867 | 0.82867 | 0.82867 | 0.82867 | 0.82867 | 0.82867 | 0.82867
F5_Commercial_School_Existing_Space Heating_Natural Gas_Boiler_E6 | F5 | Commercial | School | Existing | Space Heating | Natural Gas | Boiler | E6 | Utility - Cost of Operation | 0 | 0 | 0 | 0 | 0 | 0 | 0 | 0 | 0 | 0 | 0 | 0 | 0 | 0 | 0 | 0 | 0 | 0 | 0 | 0 | 0 | 0 | 0 | 0 | 0 | 0 | 0 | 0 | 0 | 0 | 0 | 0 | 0
F5_Commercial_School_Existing_Space Heating_Natural Gas_Boiler_E7 | F5 | Commercial | School | Existing | Space Heating | Natural Gas | Boiler | E7 | Utility - Cost of Operation | 0 | 0 | 0 | 0 | 0 | 0 | 0 | 0 | 0 | 0 | 0 | 0 | 0 | 0 | 0 | 0 | 0 | 0 | 0 | 0 | 0 | 0 | 0 | 0 | 0 | 0 | 0 | 0 | 0 | 0 | 0 | 0 | 0
F5_Commercial_School_Existing_Space Heating_Natural Gas_Boiler_E8 | F5 | Commercial | School | Existing | Space Heating | Natural Gas | Boiler | E8 | Utility - Cost of Operation | 0 | 0 | 0 | 0 | 0 | 0 | 0 | 0 | 0 | 0 | 0 | 0 | 0 | 0 | 0 | 0 | 0 | 0 | 0 | 0 | 0 | 0 | 0 | 0 | 0 | 0 | 0 | 0 | 0 | 0 | 0 | 0 | 0
F5_Commercial_School_Existing_Space Heating_Natural Gas_Boiler_E9 | F5 | Commercial | School | Existing | Space Heating | Natural Gas | Boiler | E9 | Utility - Cost of Operation | 0 | 0 | 0 | 0 | 0 | 0 | 0 | 0 | 0 | 0 | 0 | 0 | 0 | 0 | 0 | 0 | 0 | 0 | 0 | 0 | 0 | 0 | 0 | 0 | 0 | 0 | 0 | 0 | 0 | 0 | 0 | 0 | 0
F5_Commercial_School_Existing_Space Heating_Natural Gas_Boiler_E10 | F5 | Commercial | School | Existing | Space Heating | Natural Gas | Boiler | E10 | Utility - Cost of Operation | 0 | 0 | 0 | 0 | 0 | 0 | 0 | 0 | 0 | 0 | 0 | 0 | 0 | 0 | 0 | 0 | 0 | 0 | 0 | 0 | 0 | 0 | 0 | 0 | 0 | 0 | 0 | 0 | 0 | 0 | 0 | 0 | 0
F6_Commercial_School_Existing_Space Heating_Natural Gas_Boiler_E1 | F6 | Commercial | School | Existing | Space Heating | Natural Gas | Boiler | E1 | Utility - Value of Sales | 0.95074 | 0.94774 | 0.94585 | 0.93977 | 0.93449 | 0 | 0 | 0 | 0 | 0 | 0 | 0 | 0 | 0 | 0 | 0 | 0 | 0 | 0 | 0 | 0 | 0 | 0 | 0 | 0 | 0 | 0 | 0 | 0 | 0 | 0 | 0 | 0
F6_Commercial_School_Existing_Space Heating_Natural Gas_Boiler_E2 | F6 | Commercial | School | Existing | Space Heating | Natural Gas | Boiler | E2 | Utility - Value of Sales | 0.90547 | 0.90261 | 0.90081 | 0.89502 | 0.88999 | 0 | 0 | 0 | 0 | 0 | 0 | 0 | 0 | 0 | 0 | 0 | 0 | 0 | 0 | 0 | 0 | 0 | 0 | 0 | 0 | 0 | 0 | 0 | 0 | 0 | 0 | 0 | 0
F6_Commercial_School_Existing_Space Heating_Natural Gas_Boiler_E3 | F6 | Commercial | School | Existing | Space Heating | Natural Gas | Boiler | E3 | Utility - Value of Sales | 0.80914 | 0.80659 | 0.80498 | 0.7998 | 0.79531 | 0.79087 | 0.78651 | 0.78223 | 0.77804 | 0.77397 | 0.77003 | 0.76623 | 0.76258 | 0.7591 | 0.75581 | 0.7527 | 0.74977 | 0.74702 | 0.74446 | 0.74208 | 0.73989 | 0.73787 | 0.73604 | 0.73439 | 0.73293 | 0.73165 | 0.73055 | 0.72964 | 0.7289 | 0.72835 | 0.72799 | 0.72781 | 0.72781
F6_Commercial_School_Existing_Space Heating_Natural Gas_Boiler_E4 | F6 | Commercial | School | Existing | Space Heating | Natural Gas | Boiler | E4 | Utility - Value of Sales | 0.77612 | 0.77367 | 0.77213 | 0.76716 | 0.76285 | 0.75859 | 0.7544 | 0.7503 | 0.74629 | 0.74238 | 0.7386 | 0.73495 | 0.73146 | 0.72812 | 0.72496 | 0.72197 | 0.71917 | 0.71653 | 0.71407 | 0.71179 | 0.70969 | 0.70775 | 0.706 | 0.70442 | 0.70301 | 0.70179 | 0.70073 | 0.69985 | 0.69915 | 0.69863 | 0.69827 | 0.6981 | 0.6981
F6_Commercial_School_Existing_Space Heating_Natural Gas_Boiler_E5 | F6 | Commercial | School | Existing | Space Heating | Natural Gas | Boiler | E5 | Utility - Value of Sales | 0.58507 | 0.58322 | 0.58206 | 0.57832 | 0.57507 | 0.57186 | 0.56871 | 0.56561 | 0.56259 | 0.55964 | 0.55679 | 0.55404 | 0.55141 | 0.54889 | 0.54651 | 0.54426 | 0.54214 | 0.54016 | 0.5383 | 0.53658 | 0.53499 | 0.53354 | 0.53221 | 0.53102 | 0.52997 | 0.52904 | 0.52824 | 0.52758 | 0.52705 | 0.52666 | 0.52639 | 0.52626 | 0.52626
F6_Commercial_School_Existing_Space Heating_Natural Gas_Boiler_E6 | F6 | Commercial | School | Existing | Space Heating | Natural Gas | Boiler | E6 | Utility - Value of Sales | 0 | 0 | 0 | 0 | 0 | 0 | 0 | 0 | 0 | 0 | 0 | 0 | 0 | 0 | 0 | 0 | 0 | 0 | 0 | 0 | 0 | 0 | 0 | 0 | 0 | 0 | 0 | 0 | 0 | 0 | 0 | 0 | 0
F6_Commercial_School_Existing_Space Heating_Natural Gas_Boiler_E7 | F6 | Commercial | School | Existing | Space Heating | Natural Gas | Boiler | E7 | Utility - Value of Sales | 0 | 0 | 0 | 0 | 0 | 0 | 0 | 0 | 0 | 0 | 0 | 0 | 0 | 0 | 0 | 0 | 0 | 0 | 0 | 0 | 0 | 0 | 0 | 0 | 0 | 0 | 0 | 0 | 0 | 0 | 0 | 0 | 0
F6_Commercial_School_Existing_Space Heating_Natural Gas_Boiler_E8 | F6 | Commercial | School | Existing | Space Heating | Natural Gas | Boiler | E8 | Utility - Value of Sales | 0 | 0 | 0 | 0 | 0 | 0 | 0 | 0 | 0 | 0 | 0 | 0 | 0 | 0 | 0 | 0 | 0 | 0 | 0 | 0 | 0 | 0 | 0 | 0 | 0 | 0 | 0 | 0 | 0 | 0 | 0 | 0 | 0
F6_Commercial_School_Existing_Space Heating_Natural Gas_Boiler_E9 | F6 | Commercial | School | Existing | Space Heating | Natural Gas | Boiler | E9 | Utility - Value of Sales | 0 | 0 | 0 | 0 | 0 | 0 | 0 | 0 | 0 | 0 | 0 | 0 | 0 | 0 | 0 | 0 | 0 | 0 | 0 | 0 | 0 | 0 | 0 | 0 | 0 | 0 | 0 | 0 | 0 | 0 | 0 | 0 | 0
F6_Commercial_School_Existing_Space Heating_Natural Gas_Boiler_E10 | F6 | Commercial | School | Existing | Space Heating | Natural Gas | Boiler | E10 | Utility - Value of Sales | 0 | 0 | 0 | 0 | 0 | 0 | 0 | 0 | 0 | 0 | 0 | 0 | 0 | 0 | 0 | 0 | 0 | 0 | 0 | 0 | 0 | 0 | 0 | 0 | 0 | 0 | 0 | 0 | 0 | 0 | 0 | 0 | 0
F1_Commercial_School_Existing_Space Heating_Natural Gas_Unit Heater_E1 | F1 | Commercial | School | Existing | Space Heating | Natural Gas | Unit Heater | E1 | RVT - Cost of Equipment | 0.33079 | 0.3305 | 0.33138 | 0.32872 | 0.32683 | 0 | 0 | 0 | 0 | 0 | 0 | 0 | 0 | 0 | 0 | 0 | 0 | 0 | 0 | 0 | 0 | 0 | 0 | 0 | 0 | 0 | 0 | 0 | 0 | 0 | 0 | 0 | 0
F1_Commercial_School_Existing_Space Heating_Natural Gas_Unit Heater_E2 | F1 | Commercial | School | Existing | Space Heating | Natural Gas | Unit Heater | E2 | RVT - Cost of Equipment | 0.29767 | 0.29741 | 0.2982 | 0.29581 | 0.29411 | 0.29346 | 0.29375 | 0.29379 | 0.29411 | 0.29432 | 0.29446 | 0.29451 | 0.29465 | 0.29485 | 0.29496 | 0.29511 | 0.29527 | 0.29556 | 0.29586 | 0.29632 | 0.29672 | 0.29718 | 0.29757 | 0.29806 | 0.29844 | 0.29879 | 0.29911 | 0.29947 | 0.2997 | 0.29996 | 0.30011 | 0.3003 | 0.3003
F1_Commercial_School_Existing_Space Heating_Natural Gas_Unit Heater_E3 | F1 | Commercial | School | Existing | Space Heating | Natural Gas | Unit Heater | E3 | RVT - Cost of Equipment | 0.25708 | 0.25686 | 0.25754 | 0.25547 | 0.25401 | 0.25344 | 0.2537 | 0.25373 | 0.25401 | 0.25419 | 0.25431 | 0.25435 | 0.25447 | 0.25465 | 0.25474 | 0.25487 | 0.25501 | 0.25526 | 0.25552 | 0.25591 | 0.25626 | 0.25666 | 0.257 | 0.25742 | 0.25775 | 0.25805 | 0.25833 | 0.25864 | 0.25884 | 0.25906 | 0.25919 | 0.25935 | 0.25935
F1_Commercial_School_Existing_Space Heating_Natural Gas_Unit Heater_E4 | F1 | Commercial | School | Existing | Space Heating | Natural Gas | Unit Heater | E4 | RVT - Cost of Equipment | 0 | 0 | 0 | 0 | 0 | 0 | 0 | 0 | 0 | 0 | 0 | 0 | 0 | 0 | 0 | 0 | 0 | 0 | 0 | 0 | 0 | 0 | 0 | 0 | 0 | 0 | 0 | 0 | 0 | 0 | 0 | 0 | 0
F1_Commercial_School_Existing_Space Heating_Natural Gas_Unit Heater_E5 | F1 | Commercial | School | Existing | Space Heating | Natural Gas | Unit Heater | E5 | RVT - Cost of Equipment | 0 | 0 | 0 | 0 | 0 | 0 | 0 | 0 | 0 | 0 | 0 | 0 | 0 | 0 | 0 | 0 | 0 | 0 | 0 | 0 | 0 | 0 | 0 | 0 | 0 | 0 | 0 | 0 | 0 | 0 | 0 | 0 | 0
F1_Commercial_School_Existing_Space Heating_Natural Gas_Unit Heater_E6 | F1 | Commercial | School | Existing | Space Heating | Natural Gas | Unit Heater | E6 | RVT - Cost of Equipment | 0 | 0 | 0 | 0 | 0 | 0 | 0 | 0 | 0 | 0 | 0 | 0 | 0 | 0 | 0 | 0 | 0 | 0 | 0 | 0 | 0 | 0 | 0 | 0 | 0 | 0 | 0 | 0 | 0 | 0 | 0 | 0 | 0
F1_Commercial_School_Existing_Space Heating_Natural Gas_Unit Heater_E7 | F1 | Commercial | School | Existing | Space Heating | Natural Gas | Unit Heater | E7 | RVT - Cost of Equipment | 0 | 0 | 0 | 0 | 0 | 0 | 0 | 0 | 0 | 0 | 0 | 0 | 0 | 0 | 0 | 0 | 0 | 0 | 0 | 0 | 0 | 0 | 0 | 0 | 0 | 0 | 0 | 0 | 0 | 0 | 0 | 0 | 0
F1_Commercial_School_Existing_Space Heating_Natural Gas_Unit Heater_E8 | F1 | Commercial | School | Existing | Space Heating | Natural Gas | Unit Heater | E8 | RVT - Cost of Equipment | 0 | 0 | 0 | 0 | 0 | 0 | 0 | 0 | 0 | 0 | 0 | 0 | 0 | 0 | 0 | 0 | 0 | 0 | 0 | 0 | 0 | 0 | 0 | 0 | 0 | 0 | 0 | 0 | 0 | 0 | 0 | 0 | 0
F1_Commercial_School_Existing_Space Heating_Natural Gas_Unit Heater_E9 | F1 | Commercial | School | Existing | Space Heating | Natural Gas | Unit Heater | E9 | RVT - Cost of Equipment | 0 | 0 | 0 | 0 | 0 | 0 | 0 | 0 | 0 | 0 | 0 | 0 | 0 | 0 | 0 | 0 | 0 | 0 | 0 | 0 | 0 | 0 | 0 | 0 | 0 | 0 | 0 | 0 | 0 | 0 | 0 | 0 | 0
F1_Commercial_School_Existing_Space Heating_Natural Gas_Unit Heater_E10 | F1 | Commercial | School | Existing | Space Heating | Natural Gas | Unit Heater | E10 | RVT - Cost of Equipment | 0 | 0 | 0 | 0 | 0 | 0 | 0 | 0 | 0 | 0 | 0 | 0 | 0 | 0 | 0 | 0 | 0 | 0 | 0 | 0 | 0 | 0 | 0 | 0 | 0 | 0 | 0 | 0 | 0 | 0 | 0 | 0 | 0
F2_Commercial_School_Existing_Space Heating_Natural Gas_Unit Heater_E1 | F2 | Commercial | School | Existing | Space Heating | Natural Gas | Unit Heater | E1 | RVT - Cost of Operation | 0.39631 | 0.39596 | 0.39701 | 0.39382 | 0.39156 | 0 | 0 | 0 | 0 | 0 | 0 | 0 | 0 | 0 | 0 | 0 | 0 | 0 | 0 | 0 | 0 | 0 | 0 | 0 | 0 | 0 | 0 | 0 | 0 | 0 | 0 | 0 | 0
F2_Commercial_School_Existing_Space Heating_Natural Gas_Unit Heater_E2 | F2 | Commercial | School | Existing | Space Heating | Natural Gas | Unit Heater | E2 | RVT - Cost of Operation | 0.35663 | 0.35632 | 0.35727 | 0.3544 | 0.35236 | 0.35158 | 0.35193 | 0.35198 | 0.35236 | 0.35262 | 0.35278 | 0.35284 | 0.35301 | 0.35325 | 0.35338 | 0.35356 | 0.35375 | 0.3541 | 0.35446 | 0.35501 | 0.35549 | 0.35604 | 0.35651 | 0.3571 | 0.35755 | 0.35797 | 0.35836 | 0.35878 | 0.35906 | 0.35937 | 0.35955 | 0.35978 | 0.35978
F2_Commercial_School_Existing_Space Heating_Natural Gas_Unit Heater_E3 | F2 | Commercial | School | Existing | Space Heating | Natural Gas | Unit Heater | E3 | RVT - Cost of Operation | 0.308 | 0.30773 | 0.30855 | 0.30607 | 0.30432 | 0.30364 | 0.30395 | 0.30399 | 0.30432 | 0.30454 | 0.30468 | 0.30473 | 0.30488 | 0.30508 | 0.30519 | 0.30535 | 0.30551 | 0.30582 | 0.30613 | 0.3066 | 0.30702 | 0.3075 | 0.3079 | 0.30841 | 0.3088 | 0.30916 | 0.30949 | 0.30986 | 0.3101 | 0.31037 | 0.31052 | 0.31072 | 0.31072
F2_Commercial_School_Existing_Space Heating_Natural Gas_Unit Heater_E4 | F2 | Commercial | School | Existing | Space Heating | Natural Gas | Unit Heater | E4 | RVT - Cost of Operation | 0 | 0 | 0 | 0 | 0 | 0 | 0 | 0 | 0 | 0 | 0 | 0 | 0 | 0 | 0 | 0 | 0 | 0 | 0 | 0 | 0 | 0 | 0 | 0 | 0 | 0 | 0 | 0 | 0 | 0 | 0 | 0 | 0
F2_Commercial_School_Existing_Space Heating_Natural Gas_Unit Heater_E5 | F2 | Commercial | School | Existing | Space Heating | Natural Gas | Unit Heater | E5 | RVT - Cost of Operation | 0 | 0 | 0 | 0 | 0 | 0 | 0 | 0 | 0 | 0 | 0 | 0 | 0 | 0 | 0 | 0 | 0 | 0 | 0 | 0 | 0 | 0 | 0 | 0 | 0 | 0 | 0 | 0 | 0 | 0 | 0 | 0 | 0
F2_Commercial_School_Existing_Space Heating_Natural Gas_Unit Heater_E6 | F2 | Commercial | School | Existing | Space Heating | Natural Gas | Unit Heater | E6 | RVT - Cost of Operation | 0 | 0 | 0 | 0 | 0 | 0 | 0 | 0 | 0 | 0 | 0 | 0 | 0 | 0 | 0 | 0 | 0 | 0 | 0 | 0 | 0 | 0 | 0 | 0 | 0 | 0 | 0 | 0 | 0 | 0 | 0 | 0 | 0
F2_Commercial_School_Existing_Space Heating_Natural Gas_Unit Heater_E7 | F2 | Commercial | School | Existing | Space Heating | Natural Gas | Unit Heater | E7 | RVT - Cost of Operation | 0 | 0 | 0 | 0 | 0 | 0 | 0 | 0 | 0 | 0 | 0 | 0 | 0 | 0 | 0 | 0 | 0 | 0 | 0 | 0 | 0 | 0 | 0 | 0 | 0 | 0 | 0 | 0 | 0 | 0 | 0 | 0 | 0
F2_Commercial_School_Existing_Space Heating_Natural Gas_Unit Heater_E8 | F2 | Commercial | School | Existing | Space Heating | Natural Gas | Unit Heater | E8 | RVT - Cost of Operation | 0 | 0 | 0 | 0 | 0 | 0 | 0 | 0 | 0 | 0 | 0 | 0 | 0 | 0 | 0 | 0 | 0 | 0 | 0 | 0 | 0 | 0 | 0 | 0 | 0 | 0 | 0 | 0 | 0 | 0 | 0 | 0 | 0
F2_Commercial_School_Existing_Space Heating_Natural Gas_Unit Heater_E9 | F2 | Commercial | School | Existing | Space Heating | Natural Gas | Unit Heater | E9 | RVT - Cost of Operation | 0 | 0 | 0 | 0 | 0 | 0 | 0 | 0 | 0 | 0 | 0 | 0 | 0 | 0 | 0 | 0 | 0 | 0 | 0 | 0 | 0 | 0 | 0 | 0 | 0 | 0 | 0 | 0 | 0 | 0 | 0 | 0 | 0
F2_Commercial_School_Existing_Space Heating_Natural Gas_Unit Heater_E10 | F2 | Commercial | School | Existing | Space Heating | Natural Gas | Unit Heater | E10 | RVT - Cost of Operation | 0 | 0 | 0 | 0 | 0 | 0 | 0 | 0 | 0 | 0 | 0 | 0 | 0 | 0 | 0 | 0 | 0 | 0 | 0 | 0 | 0 | 0 | 0 | 0 | 0 | 0 | 0 | 0 | 0 | 0 | 0 | 0 | 0
F3_Commercial_School_Existing_Space Heating_Natural Gas_Unit Heater_E1 | F3 | Commercial | School | Existing | Space Heating | Natural Gas | Unit Heater | E1 | System - kBTUs of Consumption | 0.012932 | 0.012932 | 0.012932 | 0.012932 | 0.012932 | 0 | 0 | 0 | 0 | 0 | 0 | 0 | 0 | 0 | 0 | 0 | 0 | 0 | 0 | 0 | 0 | 0 | 0 | 0 | 0 | 0 | 0 | 0 | 0 | 0 | 0 | 0 | 0
F3_Commercial_School_Existing_Space Heating_Natural Gas_Unit Heater_E2 | F3 | Commercial | School | Existing | Space Heating | Natural Gas | Unit Heater | E2 | System - kBTUs of Consumption | 0.041352 | 0.041352 | 0.041352 | 0.041352 | 0.041352 | 0.041352 | 0.041352 | 0.041352 | 0.041352 | 0.041352 | 0.041352 | 0.041352 | 0.041352 | 0.041352 | 0.041352 | 0.041352 | 0.041352 | 0.041352 | 0.041352 | 0.041352 | 0.041352 | 0.041352 | 0.041352 | 0.041352 | 0.041352 | 0.041352 | 0.041352 | 0.041352 | 0.041352 | 0.041352 | 0.041352 | 0.041352 | 0.041352
F3_Commercial_School_Existing_Space Heating_Natural Gas_Unit Heater_E3 | F3 | Commercial | School | Existing | Space Heating | Natural Gas | Unit Heater | E3 | System - kBTUs of Consumption | 0.017863 | 0.017863 | 0.017863 | 0.017863 | 0.017863 | 0.017863 | 0.017863 | 0.017863 | 0.017863 | 0.017863 | 0.017863 | 0.017863 | 0.017863 | 0.017863 | 0.017863 | 0.017863 | 0.017863 | 0.017863 | 0.017863 | 0.017863 | 0.017863 | 0.017863 | 0.017863 | 0.017863 | 0.017863 | 0.017863 | 0.017863 | 0.017863 | 0.017863 | 0.017863 | 0.017863 | 0.017863 | 0.017863
F3_Commercial_School_Existing_Space Heating_Natural Gas_Unit Heater_E4 | F3 | Commercial | School | Existing | Space Heating | Natural Gas | Unit Heater | E4 | System - kBTUs of Consumption | 0 | 0 | 0 | 0 | 0 | 0 | 0 | 0 | 0 | 0 | 0 | 0 | 0 | 0 | 0 | 0 | 0 | 0 | 0 | 0 | 0 | 0 | 0 | 0 | 0 | 0 | 0 | 0 | 0 | 0 | 0 | 0 | 0
F3_Commercial_School_Existing_Space Heating_Natural Gas_Unit Heater_E5 | F3 | Commercial | School | Existing | Space Heating | Natural Gas | Unit Heater | E5 | System - kBTUs of Consumption | 0 | 0 | 0 | 0 | 0 | 0 | 0 | 0 | 0 | 0 | 0 | 0 | 0 | 0 | 0 | 0 | 0 | 0 | 0 | 0 | 0 | 0 | 0 | 0 | 0 | 0 | 0 | 0 | 0 | 0 | 0 | 0 | 0
F3_Commercial_School_Existing_Space Heating_Natural Gas_Unit Heater_E6 | F3 | Commercial | School | Existing | Space Heating | Natural Gas | Unit Heater | E6 | System - kBTUs of Consumption | 0 | 0 | 0 | 0 | 0 | 0 | 0 | 0 | 0 | 0 | 0 | 0 | 0 | 0 | 0 | 0 | 0 | 0 | 0 | 0 | 0 | 0 | 0 | 0 | 0 | 0 | 0 | 0 | 0 | 0 | 0 | 0 | 0
F3_Commercial_School_Existing_Space Heating_Natural Gas_Unit Heater_E7 | F3 | Commercial | School | Existing | Space Heating | Natural Gas | Unit Heater | E7 | System - kBTUs of Consumption | 0 | 0 | 0 | 0 | 0 | 0 | 0 | 0 | 0 | 0 | 0 | 0 | 0 | 0 | 0 | 0 | 0 | 0 | 0 | 0 | 0 | 0 | 0 | 0 | 0 | 0 | 0 | 0 | 0 | 0 | 0 | 0 | 0
F3_Commercial_School_Existing_Space Heating_Natural Gas_Unit Heater_E8 | F3 | Commercial | School | Existing | Space Heating | Natural Gas | Unit Heater | E8 | System - kBTUs of Consumption | 0 | 0 | 0 | 0 | 0 | 0 | 0 | 0 | 0 | 0 | 0 | 0 | 0 | 0 | 0 | 0 | 0 | 0 | 0 | 0 | 0 | 0 | 0 | 0 | 0 | 0 | 0 | 0 | 0 | 0 | 0 | 0 | 0
F3_Commercial_School_Existing_Space Heating_Natural Gas_Unit Heater_E9 | F3 | Commercial | School | Existing | Space Heating | Natural Gas | Unit Heater | E9 | System - kBTUs of Consumption | 0 | 0 | 0 | 0 | 0 | 0 | 0 | 0 | 0 | 0 | 0 | 0 | 0 | 0 | 0 | 0 | 0 | 0 | 0 | 0 | 0 | 0 | 0 | 0 | 0 | 0 | 0 | 0 | 0 | 0 | 0 | 0 | 0
F3_Commercial_School_Existing_Space Heating_Natural Gas_Unit Heater_E10 | F3 | Commercial | School | Existing | Space Heating | Natural Gas | Unit Heater | E10 | System - kBTUs of Consumption | 0 | 0 | 0 | 0 | 0 | 0 | 0 | 0 | 0 | 0 | 0 | 0 | 0 | 0 | 0 | 0 | 0 | 0 | 0 | 0 | 0 | 0 | 0 | 0 | 0 | 0 | 0 | 0 | 0 | 0 | 0 | 0 | 0
F4_Commercial_School_Existing_Space Heating_Natural Gas_Unit Heater_E1 | F4 | Commercial | School | Existing | Space Heating | Natural Gas | Unit Heater | E1 | Utility - Cost of Equipment | 0.39631 | 0.39596 | 0.39701 | 0.39382 | 0.39156 | 0 | 0 | 0 | 0 | 0 | 0 | 0 | 0 | 0 | 0 | 0 | 0 | 0 | 0 | 0 | 0 | 0 | 0 | 0 | 0 | 0 | 0 | 0 | 0 | 0 | 0 | 0 | 0
F4_Commercial_School_Existing_Space Heating_Natural Gas_Unit Heater_E2 | F4 | Commercial | School | Existing | Space Heating | Natural Gas | Unit Heater | E2 | Utility - Cost of Equipment | 0.35663 | 0.35632 | 0.35727 | 0.3544 | 0.35236 | 0.35158 | 0.35193 | 0.35198 | 0.35236 | 0.35262 | 0.35278 | 0.35284 | 0.35301 | 0.35325 | 0.35338 | 0.35356 | 0.35375 | 0.3541 | 0.35446 | 0.35501 | 0.35549 | 0.35604 | 0.35651 | 0.3571 | 0.35755 | 0.35797 | 0.35836 | 0.35878 | 0.35906 | 0.35937 | 0.35955 | 0.35978 | 0.35978
F4_Commercial_School_Existing_Space Heating_Natural Gas_Unit Heater_E3 | F4 | Commercial | School | Existing | Space Heating | Natural Gas | Unit Heater | E3 | Utility - Cost of Equipment | 0.308 | 0.30773 | 0.30855 | 0.30607 | 0.30432 | 0.30364 | 0.30395 | 0.30399 | 0.30432 | 0.30454 | 0.30468 | 0.30473 | 0.30488 | 0.30508 | 0.30519 | 0.30535 | 0.30551 | 0.30582 | 0.30613 | 0.3066 | 0.30702 | 0.3075 | 0.3079 | 0.30841 | 0.3088 | 0.30916 | 0.30949 | 0.30986 | 0.3101 | 0.31037 | 0.31052 | 0.31072 | 0.31072
F4_Commercial_School_Existing_Space Heating_Natural Gas_Unit Heater_E4 | F4 | Commercial | School | Existing | Space Heating | Natural Gas | Unit Heater | E4 | Utility - Cost of Equipment | 0 | 0 | 0 | 0 | 0 | 0 | 0 | 0 | 0 | 0 | 0 | 0 | 0 | 0 | 0 | 0 | 0 | 0 | 0 | 0 | 0 | 0 | 0 | 0 | 0 | 0 | 0 | 0 | 0 | 0 | 0 | 0 | 0
F4_Commercial_School_Existing_Space Heating_Natural Gas_Unit Heater_E5 | F4 | Commercial | School | Existing | Space Heating | Natural Gas | Unit Heater | E5 | Utility - Cost of Equipment | 0 | 0 | 0 | 0 | 0 | 0 | 0 | 0 | 0 | 0 | 0 | 0 | 0 | 0 | 0 | 0 | 0 | 0 | 0 | 0 | 0 | 0 | 0 | 0 | 0 | 0 | 0 | 0 | 0 | 0 | 0 | 0 | 0
F4_Commercial_School_Existing_Space Heating_Natural Gas_Unit Heater_E6 | F4 | Commercial | School | Existing | Space Heating | Natural Gas | Unit Heater | E6 | Utility - Cost of Equipment | 0 | 0 | 0 | 0 | 0 | 0 | 0 | 0 | 0 | 0 | 0 | 0 | 0 | 0 | 0 | 0 | 0 | 0 | 0 | 0 | 0 | 0 | 0 | 0 | 0 | 0 | 0 | 0 | 0 | 0 | 0 | 0 | 0
F4_Commercial_School_Existing_Space Heating_Natural Gas_Unit Heater_E7 | F4 | Commercial | School | Existing | Space Heating | Natural Gas | Unit Heater | E7 | Utility - Cost of Equipment | 0 | 0 | 0 | 0 | 0 | 0 | 0 | 0 | 0 | 0 | 0 | 0 | 0 | 0 | 0 | 0 | 0 | 0 | 0 | 0 | 0 | 0 | 0 | 0 | 0 | 0 | 0 | 0 | 0 | 0 | 0 | 0 | 0
F4_Commercial_School_Existing_Space Heating_Natural Gas_Unit Heater_E8 | F4 | Commercial | School | Existing | Space Heating | Natural Gas | Unit Heater | E8 | Utility - Cost of Equipment | 0 | 0 | 0 | 0 | 0 | 0 | 0 | 0 | 0 | 0 | 0 | 0 | 0 | 0 | 0 | 0 | 0 | 0 | 0 | 0 | 0 | 0 | 0 | 0 | 0 | 0 | 0 | 0 | 0 | 0 | 0 | 0 | 0
F4_Commercial_School_Existing_Space Heating_Natural Gas_Unit Heater_E9 | F4 | Commercial | School | Existing | Space Heating | Natural Gas | Unit Heater | E9 | Utility - Cost of Equipment | 0 | 0 | 0 | 0 | 0 | 0 | 0 | 0 | 0 | 0 | 0 | 0 | 0 | 0 | 0 | 0 | 0 | 0 | 0 | 0 | 0 | 0 | 0 | 0 | 0 | 0 | 0 | 0 | 0 | 0 | 0 | 0 | 0
F4_Commercial_School_Existing_Space Heating_Natural Gas_Unit Heater_E10 | F4 | Commercial | School | Existing | Space Heating | Natural Gas | Unit Heater | E10 | Utility - Cost of Equipment | 0 | 0 | 0 | 0 | 0 | 0 | 0 | 0 | 0 | 0 | 0 | 0 | 0 | 0 | 0 | 0 | 0 | 0 | 0 | 0 | 0 | 0 | 0 | 0 | 0 | 0 | 0 | 0 | 0 | 0 | 0 | 0 | 0
F5_Commercial_School_Existing_Space Heating_Natural Gas_Unit Heater_E1 | F5 | Commercial | School | Existing | Space Heating | Natural Gas | Unit Heater | E1 | Utility - Cost of Operation | 0.012932 | 0.012932 | 0.012932 | 0.012932 | 0.012932 | 0 | 0 | 0 | 0 | 0 | 0 | 0 | 0 | 0 | 0 | 0 | 0 | 0 | 0 | 0 | 0 | 0 | 0 | 0 | 0 | 0 | 0 | 0 | 0 | 0 | 0 | 0 | 0
F5_Commercial_School_Existing_Space Heating_Natural Gas_Unit Heater_E2 | F5 | Commercial | School | Existing | Space Heating | Natural Gas | Unit Heater | E2 | Utility - Cost of Operation | 0.041352 | 0.041352 | 0.041352 | 0.041352 | 0.041352 | 0.041352 | 0.041352 | 0.041352 | 0.041352 | 0.041352 | 0.041352 | 0.041352 | 0.041352 | 0.041352 | 0.041352 | 0.041352 | 0.041352 | 0.041352 | 0.041352 | 0.041352 | 0.041352 | 0.041352 | 0.041352 | 0.041352 | 0.041352 | 0.041352 | 0.041352 | 0.041352 | 0.041352 | 0.041352 | 0.041352 | 0.041352 | 0.041352
F5_Commercial_School_Existing_Space Heating_Natural Gas_Unit Heater_E3 | F5 | Commercial | School | Existing | Space Heating | Natural Gas | Unit Heater | E3 | Utility - Cost of Operation | 0.017863 | 0.017863 | 0.017863 | 0.017863 | 0.017863 | 0.017863 | 0.017863 | 0.017863 | 0.017863 | 0.017863 | 0.017863 | 0.017863 | 0.017863 | 0.017863 | 0.017863 | 0.017863 | 0.017863 | 0.017863 | 0.017863 | 0.017863 | 0.017863 | 0.017863 | 0.017863 | 0.017863 | 0.017863 | 0.017863 | 0.017863 | 0.017863 | 0.017863 | 0.017863 | 0.017863 | 0.017863 | 0.017863
F5_Commercial_School_Existing_Space Heating_Natural Gas_Unit Heater_E4 | F5 | Commercial | School | Existing | Space Heating | Natural Gas | Unit Heater | E4 | Utility - Cost of Operation | 0 | 0 | 0 | 0 | 0 | 0 | 0 | 0 | 0 | 0 | 0 | 0 | 0 | 0 | 0 | 0 | 0 | 0 | 0 | 0 | 0 | 0 | 0 | 0 | 0 | 0 | 0 | 0 | 0 | 0 | 0 | 0 | 0
F5_Commercial_School_Existing_Space Heating_Natural Gas_Unit Heater_E5 | F5 | Commercial | School | Existing | Space Heating | Natural Gas | Unit Heater | E5 | Utility - Cost of Operation | 0 | 0 | 0 | 0 | 0 | 0 | 0 | 0 | 0 | 0 | 0 | 0 | 0 | 0 | 0 | 0 | 0 | 0 | 0 | 0 | 0 | 0 | 0 | 0 | 0 | 0 | 0 | 0 | 0 | 0 | 0 | 0 | 0
F5_Commercial_School_Existing_Space Heating_Natural Gas_Unit Heater_E6 | F5 | Commercial | School | Existing | Space Heating | Natural Gas | Unit Heater | E6 | Utility - Cost of Operation | 0 | 0 | 0 | 0 | 0 | 0 | 0 | 0 | 0 | 0 | 0 | 0 | 0 | 0 | 0 | 0 | 0 | 0 | 0 | 0 | 0 | 0 | 0 | 0 | 0 | 0 | 0 | 0 | 0 | 0 | 0 | 0 | 0
F5_Commercial_School_Existing_Space Heating_Natural Gas_Unit Heater_E7 | F5 | Commercial | School | Existing | Space Heating | Natural Gas | Unit Heater | E7 | Utility - Cost of Operation | 0 | 0 | 0 | 0 | 0 | 0 | 0 | 0 | 0 | 0 | 0 | 0 | 0 | 0 | 0 | 0 | 0 | 0 | 0 | 0 | 0 | 0 | 0 | 0 | 0 | 0 | 0 | 0 | 0 | 0 | 0 | 0 | 0
F5_Commercial_School_Existing_Space Heating_Natural Gas_Unit Heater_E8 | F5 | Commercial | School | Existing | Space Heating | Natural Gas | Unit Heater | E8 | Utility - Cost of Operation | 0 | 0 | 0 | 0 | 0 | 0 | 0 | 0 | 0 | 0 | 0 | 0 | 0 | 0 | 0 | 0 | 0 | 0 | 0 | 0 | 0 | 0 | 0 | 0 | 0 | 0 | 0 | 0 | 0 | 0 | 0 | 0 | 0
F5_Commercial_School_Existing_Space Heating_Natural Gas_Unit Heater_E9 | F5 | Commercial | School | Existing | Space Heating | Natural Gas | Unit Heater | E9 | Utility - Cost of Operation | 0 | 0 | 0 | 0 | 0 | 0 | 0 | 0 | 0 | 0 | 0 | 0 | 0 | 0 | 0 | 0 | 0 | 0 | 0 | 0 | 0 | 0 | 0 | 0 | 0 | 0 | 0 | 0 | 0 | 0 | 0 | 0 | 0
F5_Commercial_School_Existing_Space Heating_Natural Gas_Unit Heater_E10 | F5 | Commercial | School | Existing | Space Heating | Natural Gas | Unit Heater | E10 | Utility - Cost of Operation | 0 | 0 | 0 | 0 | 0 | 0 | 0 | 0 | 0 | 0 | 0 | 0 | 0 | 0 | 0 | 0 | 0 | 0 | 0 | 0 | 0 | 0 | 0 | 0 | 0 | 0 | 0 | 0 | 0 | 0 | 0 | 0 | 0
F6_Commercial_School_Existing_Space Heating_Natural Gas_Unit Heater_E1 | F6 | Commercial | School | Existing | Space Heating | Natural Gas | Unit Heater | E1 | Utility - Value of Sales | 0.15391 | 0.15384 | 0.15413 | 0.15304 | 0.1522 | 0 | 0 | 0 | 0 | 0 | 0 | 0 | 0 | 0 | 0 | 0 | 0 | 0 | 0 | 0 | 0 | 0 | 0 | 0 | 0 | 0 | 0 | 0 | 0 | 0 | 0 | 0 | 0
F6_Commercial_School_Existing_Space Heating_Natural Gas_Unit Heater_E2 | F6 | Commercial | School | Existing | Space Heating | Natural Gas | Unit Heater | E2 | Utility - Value of Sales | 0.1385 | 0.13844 | 0.1387 | 0.13772 | 0.13696 | 0.1362 | 0.13544 | 0.13468 | 0.13392 | 0.13316 | 0.1324 | 0.13164 | 0.13088 | 0.13012 | 0.12936 | 0.12861 | 0.12785 | 0.12709 | 0.12634 | 0.1256 | 0.1249 | 0.12423 | 0.12361 | 0.12304 | 0.12253 | 0.12209 | 0.12171 | 0.12139 | 0.12114 | 0.12095 | 0.12082 | 0.12076 | 0.12076
F6_Commercial_School_Existing_Space Heating_Natural Gas_Unit Heater_E3 | F6 | Commercial | School | Existing | Space Heating | Natural Gas | Unit Heater | E3 | Utility - Value of Sales | 0.11962 | 0.11956 | 0.11979 | 0.11894 | 0.11829 | 0.11763 | 0.11697 | 0.11632 | 0.11566 | 0.11501 | 0.11435 | 0.11369 | 0.11304 | 0.11238 | 0.11173 | 0.11107 | 0.11041 | 0.10976 | 0.10911 | 0.10848 | 0.10787 | 0.10729 | 0.10675 | 0.10626 | 0.10582 | 0.10544 | 0.10511 | 0.10484 | 0.10462 | 0.10446 | 0.10435 | 0.10429 | 0.10429
F6_Commercial_School_Existing_Space Heating_Natural Gas_Unit Heater_E4 | F6 | Commercial | School | Existing | Space Heating | Natural Gas | Unit Heater | E4 | Utility - Value of Sales | 0 | 0 | 0 | 0 | 0 | 0 | 0 | 0 | 0 | 0 | 0 | 0 | 0 | 0 | 0 | 0 | 0 | 0 | 0 | 0 | 0 | 0 | 0 | 0 | 0 | 0 | 0 | 0 | 0 | 0 | 0 | 0 | 0
F6_Commercial_School_Existing_Space Heating_Natural Gas_Unit Heater_E5 | F6 | Commercial | School | Existing | Space Heating | Natural Gas | Unit Heater | E5 | Utility - Value of Sales | 0 | 0 | 0 | 0 | 0 | 0 | 0 | 0 | 0 | 0 | 0 | 0 | 0 | 0 | 0 | 0 | 0 | 0 | 0 | 0 | 0 | 0 | 0 | 0 | 0 | 0 | 0 | 0 | 0 | 0 | 0 | 0 | 0
F6_Commercial_School_Existing_Space Heating_Natural Gas_Unit Heater_E6 | F6 | Commercial | School | Existing | Space Heating | Natural Gas | Unit Heater | E6 | Utility - Value of Sales | 0 | 0 | 0 | 0 | 0 | 0 | 0 | 0 | 0 | 0 | 0 | 0 | 0 | 0 | 0 | 0 | 0 | 0 | 0 | 0 | 0 | 0 | 0 | 0 | 0 | 0 | 0 | 0 | 0 | 0 | 0 | 0 | 0
F6_Commercial_School_Existing_Space Heating_Natural Gas_Unit Heater_E7 | F6 | Commercial | School | Existing | Space Heating | Natural Gas | Unit Heater | E7 | Utility - Value of Sales | 0 | 0 | 0 | 0 | 0 | 0 | 0 | 0 | 0 | 0 | 0 | 0 | 0 | 0 | 0 | 0 | 0 | 0 | 0 | 0 | 0 | 0 | 0 | 0 | 0 | 0 | 0 | 0 | 0 | 0 | 0 | 0 | 0
F6_Commercial_School_Existing_Space Heating_Natural Gas_Unit Heater_E8 | F6 | Commercial | School | Existing | Space Heating | Natural Gas | Unit Heater | E8 | Utility - Value of Sales | 0 | 0 | 0 | 0 | 0 | 0 | 0 | 0 | 0 | 0 | 0 | 0 | 0 | 0 | 0 | 0 | 0 | 0 | 0 | 0 | 0 | 0 | 0 | 0 | 0 | 0 | 0 | 0 | 0 | 0 | 0 | 0 | 0
F6_Commercial_School_Existing_Space Heating_Natural Gas_Unit Heater_E9 | F6 | Commercial | School | Existing | Space Heating | Natural Gas | Unit Heater | E9 | Utility - Value of Sales | 0 | 0 | 0 | 0 | 0 | 0 | 0 | 0 | 0 | 0 | 0 | 0 | 0 | 0 | 0 | 0 | 0 | 0 | 0 | 0 | 0 | 0 | 0 | 0 | 0 | 0 | 0 | 0 | 0 | 0 | 0 | 0 | 0
F6_Commercial_School_Existing_Space Heating_Natural Gas_Unit Heater_E10 | F6 | Commercial | School | Existing | Space Heating | Natural Gas | Unit Heater | E10 | Utility - Value of Sales | 0 | 0 | 0 | 0 | 0 | 0 | 0 | 0 | 0 | 0 | 0 | 0 | 0 | 0 | 0 | 0 | 0 | 0 | 0 | 0 | 0 | 0 | 0 | 0 | 0 | 0 | 0 | 0 | 0 | 0 | 0 | 0 | 0
F1_Commercial_School_Existing_Water Heating_Natural Gas_Water Heater_E1 | F1 | Commercial | School | Existing | Water Heating | Natural Gas | Water Heater | E1 | RVT - Cost of Equipment | 0.183 | 0.18273 | 0.18341 | 0.18186 | 0.18088 | 0.18163 | 0.18391 | 0.18572 | 0.18796 | 0.19007 | 0.19218 | 0.19412 | 0.19621 | 0.19839 | 0.20048 | 0.2026 | 0.20476 | 0.20711 | 0.20955 | 0.21213 | 0.21468 | 0.21733 | 0.2198 | 0.22234 | 0.2246 | 0.22655 | 0.22833 | 0.22987 | 0.23107 | 0.23207 | 0.23262 | 0.23299 | 0.23299
F1_Commercial_School_Existing_Water Heating_Natural Gas_Water Heater_E2 | F1 | Commercial | School | Existing | Water Heating | Natural Gas | Water Heater | E2 | RVT - Cost of Equipment | 0.18074 | 0.18047 | 0.18114 | 0.17962 | 0.17865 | 0.17939 | 0.18164 | 0.18342 | 0.18564 | 0.18772 | 0.18981 | 0.19173 | 0.19379 | 0.19594 | 0.198 | 0.2001 | 0.20223 | 0.20455 | 0.20696 | 0.20951 | 0.21203 | 0.21465 | 0.21709 | 0.2196 | 0.22182 | 0.22376 | 0.22551 | 0.22703 | 0.22822 | 0.2292 | 0.22975 | 0.23012 | 0.23012
F1_Commercial_School_Existing_Water Heating_Natural Gas_Water Heater_E3 | F1 | Commercial | School | Existing | Water Heating | Natural Gas | Water Heater | E3 | RVT - Cost of Equipment | 0.16637 | 0.16612 | 0.16673 | 0.16533 | 0.16444 | 0.16512 | 0.16719 | 0.16883 | 0.17087 | 0.17279 | 0.17471 | 0.17648 | 0.17838 | 0.18036 | 0.18225 | 0.18418 | 0.18614 | 0.18828 | 0.1905 | 0.19285 | 0.19516 | 0.19758 | 0.19982 | 0.20213 | 0.20418 | 0.20596 | 0.20757 | 0.20897 | 0.21007 | 0.21097 | 0.21147 | 0.21181 | 0.21181
F1_Commercial_School_Existing_Water Heating_Natural Gas_Water Heater_E4 | F1 | Commercial | School | Existing | Water Heating | Natural Gas | Water Heater | E4 | RVT - Cost of Equipment | 0.15575 | 0.15551 | 0.15609 | 0.15477 | 0.15394 | 0.15458 | 0.15652 | 0.15806 | 0.15996 | 0.16176 | 0.16356 | 0.16521 | 0.16699 | 0.16884 | 0.17062 | 0.17243 | 0.17426 | 0.17626 | 0.17834 | 0.18054 | 0.18271 | 0.18497 | 0.18706 | 0.18923 | 0.19115 | 0.19281 | 0.19432 | 0.19564 | 0.19666 | 0.1975 | 0.19798 | 0.19829 | 0.19829
F1_Commercial_School_Existing_Water Heating_Natural Gas_Water Heater_E5 | F1 | Commercial | School | Existing | Water Heating | Natural Gas | Water Heater | E5 | RVT - Cost of Equipment | 0.1525 | 0.15227 | 0.15284 | 0.15155 | 0.15073 | 0.15136 | 0.15326 | 0.15476 | 0.15663 | 0.15839 | 0.16015 | 0.16177 | 0.16351 | 0.16533 | 0.16706 | 0.16883 | 0.17063 | 0.17259 | 0.17463 | 0.17678 | 0.1789 | 0.18111 | 0.18317 | 0.18529 | 0.18716 | 0.1888 | 0.19028 | 0.19156 | 0.19256 | 0.19339 | 0.19385 | 0.19416 | 0.19416
F1_Commercial_School_Existing_Water Heating_Natural Gas_Water Heater_E6 | F1 | Commercial | School | Existing | Water Heating | Natural Gas | Water Heater | E6 | RVT - Cost of Equipment | 0.14939 | 0.14917 | 0.14972 | 0.14846 | 0.14766 | 0.14827 | 0.15013 | 0.15161 | 0.15343 | 0.15516 | 0.15688 | 0.15847 | 0.16017 | 0.16195 | 0.16365 | 0.16539 | 0.16715 | 0.16907 | 0.17106 | 0.17317 | 0.17525 | 0.17742 | 0.17943 | 0.1815 | 0.18334 | 0.18494 | 0.18639 | 0.18765 | 0.18863 | 0.18944 | 0.18989 | 0.1902 | 0.1902
F1_Commercial_School_Existing_Water Heating_Natural Gas_Water Heater_E7 | F1 | Commercial | School | Existing | Water Heating | Natural Gas | Water Heater | E7 | RVT - Cost of Equipment | 0.097761 | 0.097874 | 0.098381 | 0.097919 | 0.097702 | 0.098225 | 0.099402 | 0.10038 | 0.10155 | 0.1027 | 0.10385 | 0.10495 | 0.10611 | 0.10731 | 0.10848 | 0.10968 | 0.11088 | 0.11217 | 0.11346 | 0.11478 | 0.11604 | 0.11729 | 0.11841 | 0.11952 | 0.12049 | 0.12133 | 0.1221 | 0.12276 | 0.12328 | 0.1237 | 0.12394 | 0.1241 | 0.1241
F1_Commercial_School_Existing_Water Heating_Natural Gas_Water Heater_E8 | F1 | Commercial | School | Existing | Water Heating | Natural Gas | Water Heater | E8 | RVT - Cost of Equipment | 0 | 0 | 0 | 0 | 0 | 0 | 0 | 0 | 0 | 0 | 0 | 0 | 0 | 0 | 0 | 0 | 0 | 0 | 0 | 0 | 0 | 0 | 0 | 0 | 0 | 0 | 0 | 0 | 0 | 0 | 0 | 0 | 0
F1_Commercial_School_Existing_Water Heating_Natural Gas_Water Heater_E9 | F1 | Commercial | School | Existing | Water Heating | Natural Gas | Water Heater | E9 | RVT - Cost of Equipment | 0 | 0 | 0 | 0 | 0 | 0 | 0 | 0 | 0 | 0 | 0 | 0 | 0 | 0 | 0 | 0 | 0 | 0 | 0 | 0 | 0 | 0 | 0 | 0 | 0 | 0 | 0 | 0 | 0 | 0 | 0 | 0 | 0
F1_Commercial_School_Existing_Water Heating_Natural Gas_Water Heater_E10 | F1 | Commercial | School | Existing | Water Heating | Natural Gas | Water Heater | E10 | RVT - Cost of Equipment | 0 | 0 | 0 | 0 | 0 | 0 | 0 | 0 | 0 | 0 | 0 | 0 | 0 | 0 | 0 | 0 | 0 | 0 | 0 | 0 | 0 | 0 | 0 | 0 | 0 | 0 | 0 | 0 | 0 | 0 | 0 | 0 | 0
F2_Commercial_School_Existing_Water Heating_Natural Gas_Water Heater_E1 | F2 | Commercial | School | Existing | Water Heating | Natural Gas | Water Heater | E1 | RVT - Cost of Operation | 0.21925 | 0.21892 | 0.21973 | 0.21788 | 0.21671 | 0.21761 | 0.22034 | 0.2225 | 0.22518 | 0.22771 | 0.23025 | 0.23257 | 0.23508 | 0.23769 | 0.24018 | 0.24273 | 0.24531 | 0.24813 | 0.25106 | 0.25415 | 0.2572 | 0.26038 | 0.26333 | 0.26638 | 0.26908 | 0.27143 | 0.27356 | 0.2754 | 0.27684 | 0.27803 | 0.27869 | 0.27914 | 0.27914
F2_Commercial_School_Existing_Water Heating_Natural Gas_Water Heater_E2 | F2 | Commercial | School | Existing | Water Heating | Natural Gas | Water Heater | E2 | RVT - Cost of Operation | 0.21654 | 0.21622 | 0.21702 | 0.21519 | 0.21403 | 0.21492 | 0.21762 | 0.21975 | 0.2224 | 0.2249 | 0.22741 | 0.2297 | 0.23217 | 0.23475 | 0.23722 | 0.23973 | 0.24228 | 0.24507 | 0.24796 | 0.25101 | 0.25403 | 0.25717 | 0.26008 | 0.26309 | 0.26576 | 0.26808 | 0.27018 | 0.272 | 0.27342 | 0.2746 | 0.27525 | 0.27569 | 0.27569
F2_Commercial_School_Existing_Water Heating_Natural Gas_Water Heater_E3 | F2 | Commercial | School | Existing | Water Heating | Natural Gas | Water Heater | E3 | RVT - Cost of Operation | 0.19932 | 0.19902 | 0.19976 | 0.19807 | 0.19701 | 0.19783 | 0.20031 | 0.20227 | 0.20471 | 0.20701 | 0.20932 | 0.21143 | 0.2137 | 0.21608 | 0.21835 | 0.22066 | 0.22301 | 0.22557 | 0.22823 | 0.23104 | 0.23382 | 0.23671 | 0.23939 | 0.24216 | 0.24462 | 0.24675 | 0.24869 | 0.25037 | 0.25168 | 0.25276 | 0.25336 | 0.25376 | 0.25376
F2_Commercial_School_Existing_Water Heating_Natural Gas_Water Heater_E4 | F2 | Commercial | School | Existing | Water Heating | Natural Gas | Water Heater | E4 | RVT - Cost of Operation | 0.1866 | 0.18632 | 0.18701 | 0.18543 | 0.18443 | 0.1852 | 0.18752 | 0.18936 | 0.19165 | 0.1938 | 0.19596 | 0.19794 | 0.20006 | 0.20229 | 0.20441 | 0.20658 | 0.20878 | 0.21117 | 0.21366 | 0.2163 | 0.21889 | 0.2216 | 0.22411 | 0.22671 | 0.229 | 0.231 | 0.23281 | 0.23438 | 0.23561 | 0.23662 | 0.23719 | 0.23757 | 0.23757
F2_Commercial_School_Existing_Water Heating_Natural Gas_Water Heater_E5 | F2 | Commercial | School | Existing | Water Heating | Natural Gas | Water Heater | E5 | RVT - Cost of Operation | 0.18271 | 0.18243 | 0.18311 | 0.18157 | 0.18059 | 0.18134 | 0.18362 | 0.18542 | 0.18765 | 0.18976 | 0.19187 | 0.19381 | 0.1959 | 0.19807 | 0.20015 | 0.20227 | 0.20443 | 0.20677 | 0.20921 | 0.21179 | 0.21433 | 0.21698 | 0.21944 | 0.22198 | 0.22423 | 0.22619 | 0.22796 | 0.2295 | 0.2307 | 0.23169 | 0.23225 | 0.23262 | 0.23262
F2_Commercial_School_Existing_Water Heating_Natural Gas_Water Heater_E6 | F2 | Commercial | School | Existing | Water Heating | Natural Gas | Water Heater | E6 | RVT - Cost of Operation | 0.17898 | 0.17871 | 0.17937 | 0.17786 | 0.1769 | 0.17764 | 0.17987 | 0.18163 | 0.18382 | 0.18589 | 0.18796 | 0.18986 | 0.1919 | 0.19403 | 0.19607 | 0.19815 | 0.20025 | 0.20255 | 0.20494 | 0.20747 | 0.20996 | 0.21256 | 0.21497 | 0.21745 | 0.21966 | 0.22157 | 0.22331 | 0.22482 | 0.22599 | 0.22696 | 0.22751 | 0.22787 | 0.22787
F2_Commercial_School_Existing_Water Heating_Natural Gas_Water Heater_E7 | F2 | Commercial | School | Existing | Water Heating | Natural Gas | Water Heater | E7 | RVT - Cost of Operation | 0.11712 | 0.11726 | 0.11787 | 0.11731 | 0.11705 | 0.11768 | 0.11909 | 0.12026 | 0.12167 | 0.12304 | 0.12442 | 0.12573 | 0.12713 | 0.12857 | 0.12997 | 0.13141 | 0.13285 | 0.13438 | 0.13594 | 0.13752 | 0.13902 | 0.14052 | 0.14186 | 0.1432 | 0.14436 | 0.14537 | 0.14628 | 0.14707 | 0.14769 | 0.14821 | 0.14849 | 0.14868 | 0.14868
F2_Commercial_School_Existing_Water Heating_Natural Gas_Water Heater_E8 | F2 | Commercial | School | Existing | Water Heating | Natural Gas | Water Heater | E8 | RVT - Cost of Operation | 0 | 0 | 0 | 0 | 0 | 0 | 0 | 0 | 0 | 0 | 0 | 0 | 0 | 0 | 0 | 0 | 0 | 0 | 0 | 0 | 0 | 0 | 0 | 0 | 0 | 0 | 0 | 0 | 0 | 0 | 0 | 0 | 0
F2_Commercial_School_Existing_Water Heating_Natural Gas_Water Heater_E9 | F2 | Commercial | School | Existing | Water Heating | Natural Gas | Water Heater | E9 | RVT - Cost of Operation | 0 | 0 | 0 | 0 | 0 | 0 | 0 | 0 | 0 | 0 | 0 | 0 | 0 | 0 | 0 | 0 | 0 | 0 | 0 | 0 | 0 | 0 | 0 | 0 | 0 | 0 | 0 | 0 | 0 | 0 | 0 | 0 | 0
F2_Commercial_School_Existing_Water Heating_Natural Gas_Water Heater_E10 | F2 | Commercial | School | Existing | Water Heating | Natural Gas | Water Heater | E10 | RVT - Cost of Operation | 0 | 0 | 0 | 0 | 0 | 0 | 0 | 0 | 0 | 0 | 0 | 0 | 0 | 0 | 0 | 0 | 0 | 0 | 0 | 0 | 0 | 0 | 0 | 0 | 0 | 0 | 0 | 0 | 0 | 0 | 0 | 0 | 0
F3_Commercial_School_Existing_Water Heating_Natural Gas_Water Heater_E1 | F3 | Commercial | School | Existing | Water Heating | Natural Gas | Water Heater | E1 | System - kBTUs of Consumption | 0.032787 | 0.032787 | 0.032787 | 0.032787 | 0.032787 | 0.032787 | 0.032787 | 0.032787 | 0.032787 | 0.032787 | 0.032787 | 0.032787 | 0.032787 | 0.032787 | 0.032787 | 0.032787 | 0.032787 | 0.032787 | 0.032787 | 0.032787 | 0.032787 | 0.032787 | 0.032787 | 0.032787 | 0.032787 | 0.032787 | 0.032787 | 0.032787 | 0.032787 | 0.032787 | 0.032787 | 0.032787 | 0.032787
F3_Commercial_School_Existing_Water Heating_Natural Gas_Water Heater_E2 | F3 | Commercial | School | Existing | Water Heating | Natural Gas | Water Heater | E2 | System - kBTUs of Consumption | 0.032778 | 0.032778 | 0.032778 | 0.032778 | 0.032778 | 0.032778 | 0.032778 | 0.032778 | 0.032778 | 0.032778 | 0.032778 | 0.032778 | 0.032778 | 0.032778 | 0.032778 | 0.032778 | 0.032778 | 0.032778 | 0.032778 | 0.032778 | 0.032778 | 0.032778 | 0.032778 | 0.032778 | 0.032778 | 0.032778 | 0.032778 | 0.032778 | 0.032778 | 0.032778 | 0.032778 | 0.032778 | 0.032778
F3_Commercial_School_Existing_Water Heating_Natural Gas_Water Heater_E3 | F3 | Commercial | School | Existing | Water Heating | Natural Gas | Water Heater | E3 | System - kBTUs of Consumption | 0.033256 | 0.033256 | 0.033256 | 0.033256 | 0.033256 | 0.033256 | 0.033256 | 0.033256 | 0.033256 | 0.033256 | 0.033256 | 0.033256 | 0.033256 | 0.033256 | 0.033256 | 0.033256 | 0.033256 | 0.033256 | 0.033256 | 0.033256 | 0.033256 | 0.033256 | 0.033256 | 0.033256 | 0.033256 | 0.033256 | 0.033256 | 0.033256 | 0.033256 | 0.033256 | 0.033256 | 0.033256 | 0.033256
F3_Commercial_School_Existing_Water Heating_Natural Gas_Water Heater_E4 | F3 | Commercial | School | Existing | Water Heating | Natural Gas | Water Heater | E4 | System - kBTUs of Consumption | 0.033733 | 0.033733 | 0.033733 | 0.033733 | 0.033733 | 0.033733 | 0.033733 | 0.033733 | 0.033733 | 0.033733 | 0.033733 | 0.033733 | 0.033733 | 0.033733 | 0.033733 | 0.033733 | 0.033733 | 0.033733 | 0.033733 | 0.033733 | 0.033733 | 0.033733 | 0.033733 | 0.033733 | 0.033733 | 0.033733 | 0.033733 | 0.033733 | 0.033733 | 0.033733 | 0.033733 | 0.033733 | 0.033733
F3_Commercial_School_Existing_Water Heating_Natural Gas_Water Heater_E5 | F3 | Commercial | School | Existing | Water Heating | Natural Gas | Water Heater | E5 | System - kBTUs of Consumption | 0.034451 | 0.034451 | 0.034451 | 0.034451 | 0.034451 | 0.034451 | 0.034451 | 0.034451 | 0.034451 | 0.034451 | 0.034451 | 0.034451 | 0.034451 | 0.034451 | 0.034451 | 0.034451 | 0.034451 | 0.034451 | 0.034451 | 0.034451 | 0.034451 | 0.034451 | 0.034451 | 0.034451 | 0.034451 | 0.034451 | 0.034451 | 0.034451 | 0.034451 | 0.034451 | 0.034451 | 0.034451 | 0.034451
F3_Commercial_School_Existing_Water Heating_Natural Gas_Water Heater_E6 | F3 | Commercial | School | Existing | Water Heating | Natural Gas | Water Heater | E6 | System - kBTUs of Consumption | 0.028679 | 0.028679 | 0.028679 | 0.028679 | 0.028679 | 0.028679 | 0.028679 | 0.028679 | 0.028679 | 0.028679 | 0.028679 | 0.028679 | 0.028679 | 0.028679 | 0.028679 | 0.028679 | 0.028679 | 0.028679 | 0.028679 | 0.028679 | 0.028679 | 0.028679 | 0.028679 | 0.028679 | 0.028679 | 0.028679 | 0.028679 | 0.028679 | 0.028679 | 0.028679 | 0.028679 | 0.028679 | 0.028679
F3_Commercial_School_Existing_Water Heating_Natural Gas_Water Heater_E7 | F3 | Commercial | School | Existing | Water Heating | Natural Gas | Water Heater | E7 | System - kBTUs of Consumption | 0.024981 | 0.024981 | 0.024981 | 0.024981 | 0.024981 | 0.024981 | 0.024981 | 0.024981 | 0.024981 | 0.024981 | 0.024981 | 0.024981 | 0.024981 | 0.024981 | 0.024981 | 0.024981 | 0.024981 | 0.024981 | 0.024981 | 0.024981 | 0.024981 | 0.024981 | 0.024981 | 0.024981 | 0.024981 | 0.024981 | 0.024981 | 0.024981 | 0.024981 | 0.024981 | 0.024981 | 0.024981 | 0.024981
F3_Commercial_School_Existing_Water Heating_Natural Gas_Water Heater_E8 | F3 | Commercial | School | Existing | Water Heating | Natural Gas | Water Heater | E8 | System - kBTUs of Consumption | 0 | 0 | 0 | 0 | 0 | 0 | 0 | 0 | 0 | 0 | 0 | 0 | 0 | 0 | 0 | 0 | 0 | 0 | 0 | 0 | 0 | 0 | 0 | 0 | 0 | 0 | 0 | 0 | 0 | 0 | 0 | 0 | 0
F3_Commercial_School_Existing_Water Heating_Natural Gas_Water Heater_E9 | F3 | Commercial | School | Existing | Water Heating | Natural Gas | Water Heater | E9 | System - kBTUs of Consumption | 0 | 0 | 0 | 0 | 0 | 0 | 0 | 0 | 0 | 0 | 0 | 0 | 0 | 0 | 0 | 0 | 0 | 0 | 0 | 0 | 0 | 0 | 0 | 0 | 0 | 0 | 0 | 0 | 0 | 0 | 0 | 0 | 0
F3_Commercial_School_Existing_Water Heating_Natural Gas_Water Heater_E10 | F3 | Commercial | School | Existing | Water Heating | Natural Gas | Water Heater | E10 | System - kBTUs of Consumption | 0 | 0 | 0 | 0 | 0 | 0 | 0 | 0 | 0 | 0 | 0 | 0 | 0 | 0 | 0 | 0 | 0 | 0 | 0 | 0 | 0 | 0 | 0 | 0 | 0 | 0 | 0 | 0 | 0 | 0 | 0 | 0 | 0
F4_Commercial_School_Existing_Water Heating_Natural Gas_Water Heater_E1 | F4 | Commercial | School | Existing | Water Heating | Natural Gas | Water Heater | E1 | Utility - Cost of Equipment | 0.21925 | 0.21892 | 0.21973 | 0.21788 | 0.21671 | 0.21761 | 0.22034 | 0.2225 | 0.22518 | 0.22771 | 0.23025 | 0.23257 | 0.23508 | 0.23769 | 0.24018 | 0.24273 | 0.24531 | 0.24813 | 0.25106 | 0.25415 | 0.2572 | 0.26038 | 0.26333 | 0.26638 | 0.26908 | 0.27143 | 0.27356 | 0.2754 | 0.27684 | 0.27803 | 0.27869 | 0.27914 | 0.27914
F4_Commercial_School_Existing_Water Heating_Natural Gas_Water Heater_E2 | F4 | Commercial | School | Existing | Water Heating | Natural Gas | Water Heater | E2 | Utility - Cost of Equipment | 0.21654 | 0.21622 | 0.21702 | 0.21519 | 0.21403 | 0.21492 | 0.21762 | 0.21975 | 0.2224 | 0.2249 | 0.22741 | 0.2297 | 0.23217 | 0.23475 | 0.23722 | 0.23973 | 0.24228 | 0.24507 | 0.24796 | 0.25101 | 0.25403 | 0.25717 | 0.26008 | 0.26309 | 0.26576 | 0.26808 | 0.27018 | 0.272 | 0.27342 | 0.2746 | 0.27525 | 0.27569 | 0.27569
F4_Commercial_School_Existing_Water Heating_Natural Gas_Water Heater_E3 | F4 | Commercial | School | Existing | Water Heating | Natural Gas | Water Heater | E3 | Utility - Cost of Equipment | 0.19932 | 0.19902 | 0.19976 | 0.19807 | 0.19701 | 0.19783 | 0.20031 | 0.20227 | 0.20471 | 0.20701 | 0.20932 | 0.21143 | 0.2137 | 0.21608 | 0.21835 | 0.22066 | 0.22301 | 0.22557 | 0.22823 | 0.23104 | 0.23382 | 0.23671 | 0.23939 | 0.24216 | 0.24462 | 0.24675 | 0.24869 | 0.25037 | 0.25168 | 0.25276 | 0.25336 | 0.25376 | 0.25376
F4_Commercial_School_Existing_Water Heating_Natural Gas_Water Heater_E4 | F4 | Commercial | School | Existing | Water Heating | Natural Gas | Water Heater | E4 | Utility - Cost of Equipment | 0.1866 | 0.18632 | 0.18701 | 0.18543 | 0.18443 | 0.1852 | 0.18752 | 0.18936 | 0.19165 | 0.1938 | 0.19596 | 0.19794 | 0.20006 | 0.20229 | 0.20441 | 0.20658 | 0.20878 | 0.21117 | 0.21366 | 0.2163 | 0.21889 | 0.2216 | 0.22411 | 0.22671 | 0.229 | 0.231 | 0.23281 | 0.23438 | 0.23561 | 0.23662 | 0.23719 | 0.23757 | 0.23757
F4_Commercial_School_Existing_Water Heating_Natural Gas_Water Heater_E5 | F4 | Commercial | School | Existing | Water Heating | Natural Gas | Water Heater | E5 | Utility - Cost of Equipment | 0.18271 | 0.18243 | 0.18311 | 0.18157 | 0.18059 | 0.18134 | 0.18362 | 0.18542 | 0.18765 | 0.18976 | 0.19187 | 0.19381 | 0.1959 | 0.19807 | 0.20015 | 0.20227 | 0.20443 | 0.20677 | 0.20921 | 0.21179 | 0.21433 | 0.21698 | 0.21944 | 0.22198 | 0.22423 | 0.22619 | 0.22796 | 0.2295 | 0.2307 | 0.23169 | 0.23225 | 0.23262 | 0.23262
F4_Commercial_School_Existing_Water Heating_Natural Gas_Water Heater_E6 | F4 | Commercial | School | Existing | Water Heating | Natural Gas | Water Heater | E6 | Utility - Cost of Equipment | 0.17898 | 0.17871 | 0.17937 | 0.17786 | 0.1769 | 0.17764 | 0.17987 | 0.18163 | 0.18382 | 0.18589 | 0.18796 | 0.18986 | 0.1919 | 0.19403 | 0.19607 | 0.19815 | 0.20025 | 0.20255 | 0.20494 | 0.20747 | 0.20996 | 0.21256 | 0.21497 | 0.21745 | 0.21966 | 0.22157 | 0.22331 | 0.22482 | 0.22599 | 0.22696 | 0.22751 | 0.22787 | 0.22787
F4_Commercial_School_Existing_Water Heating_Natural Gas_Water Heater_E7 | F4 | Commercial | School | Existing | Water Heating | Natural Gas | Water Heater | E7 | Utility - Cost of Equipment | 0.11712 | 0.11726 | 0.11787 | 0.11731 | 0.11705 | 0.11768 | 0.11909 | 0.12026 | 0.12167 | 0.12304 | 0.12442 | 0.12573 | 0.12713 | 0.12857 | 0.12997 | 0.13141 | 0.13285 | 0.13438 | 0.13594 | 0.13752 | 0.13902 | 0.14052 | 0.14186 | 0.1432 | 0.14436 | 0.14537 | 0.14628 | 0.14707 | 0.14769 | 0.14821 | 0.14849 | 0.14868 | 0.14868
F4_Commercial_School_Existing_Water Heating_Natural Gas_Water Heater_E8 | F4 | Commercial | School | Existing | Water Heating | Natural Gas | Water Heater | E8 | Utility - Cost of Equipment | 0 | 0 | 0 | 0 | 0 | 0 | 0 | 0 | 0 | 0 | 0 | 0 | 0 | 0 | 0 | 0 | 0 | 0 | 0 | 0 | 0 | 0 | 0 | 0 | 0 | 0 | 0 | 0 | 0 | 0 | 0 | 0 | 0
F4_Commercial_School_Existing_Water Heating_Natural Gas_Water Heater_E9 | F4 | Commercial | School | Existing | Water Heating | Natural Gas | Water Heater | E9 | Utility - Cost of Equipment | 0 | 0 | 0 | 0 | 0 | 0 | 0 | 0 | 0 | 0 | 0 | 0 | 0 | 0 | 0 | 0 | 0 | 0 | 0 | 0 | 0 | 0 | 0 | 0 | 0 | 0 | 0 | 0 | 0 | 0 | 0 | 0 | 0
F4_Commercial_School_Existing_Water Heating_Natural Gas_Water Heater_E10 | F4 | Commercial | School | Existing | Water Heating | Natural Gas | Water Heater | E10 | Utility - Cost of Equipment | 0 | 0 | 0 | 0 | 0 | 0 | 0 | 0 | 0 | 0 | 0 | 0 | 0 | 0 | 0 | 0 | 0 | 0 | 0 | 0 | 0 | 0 | 0 | 0 | 0 | 0 | 0 | 0 | 0 | 0 | 0 | 0 | 0
F5_Commercial_School_Existing_Water Heating_Natural Gas_Water Heater_E1 | F5 | Commercial | School | Existing | Water Heating | Natural Gas | Water Heater | E1 | Utility - Cost of Operation | 0.032787 | 0.032787 | 0.032787 | 0.032787 | 0.032787 | 0.032787 | 0.032787 | 0.032787 | 0.032787 | 0.032787 | 0.032787 | 0.032787 | 0.032787 | 0.032787 | 0.032787 | 0.032787 | 0.032787 | 0.032787 | 0.032787 | 0.032787 | 0.032787 | 0.032787 | 0.032787 | 0.032787 | 0.032787 | 0.032787 | 0.032787 | 0.032787 | 0.032787 | 0.032787 | 0.032787 | 0.032787 | 0.032787
F5_Commercial_School_Existing_Water Heating_Natural Gas_Water Heater_E2 | F5 | Commercial | School | Existing | Water Heating | Natural Gas | Water Heater | E2 | Utility - Cost of Operation | 0.032778 | 0.032778 | 0.032778 | 0.032778 | 0.032778 | 0.032778 | 0.032778 | 0.032778 | 0.032778 | 0.032778 | 0.032778 | 0.032778 | 0.032778 | 0.032778 | 0.032778 | 0.032778 | 0.032778 | 0.032778 | 0.032778 | 0.032778 | 0.032778 | 0.032778 | 0.032778 | 0.032778 | 0.032778 | 0.032778 | 0.032778 | 0.032778 | 0.032778 | 0.032778 | 0.032778 | 0.032778 | 0.032778
F5_Commercial_School_Existing_Water Heating_Natural Gas_Water Heater_E3 | F5 | Commercial | School | Existing | Water Heating | Natural Gas | Water Heater | E3 | Utility - Cost of Operation | 0.033256 | 0.033256 | 0.033256 | 0.033256 | 0.033256 | 0.033256 | 0.033256 | 0.033256 | 0.033256 | 0.033256 | 0.033256 | 0.033256 | 0.033256 | 0.033256 | 0.033256 | 0.033256 | 0.033256 | 0.033256 | 0.033256 | 0.033256 | 0.033256 | 0.033256 | 0.033256 | 0.033256 | 0.033256 | 0.033256 | 0.033256 | 0.033256 | 0.033256 | 0.033256 | 0.033256 | 0.033256 | 0.033256
F5_Commercial_School_Existing_Water Heating_Natural Gas_Water Heater_E4 | F5 | Commercial | School | Existing | Water Heating | Natural Gas | Water Heater | E4 | Utility - Cost of Operation | 0.033733 | 0.033733 | 0.033733 | 0.033733 | 0.033733 | 0.033733 | 0.033733 | 0.033733 | 0.033733 | 0.033733 | 0.033733 | 0.033733 | 0.033733 | 0.033733 | 0.033733 | 0.033733 | 0.033733 | 0.033733 | 0.033733 | 0.033733 | 0.033733 | 0.033733 | 0.033733 | 0.033733 | 0.033733 | 0.033733 | 0.033733 | 0.033733 | 0.033733 | 0.033733 | 0.033733 | 0.033733 | 0.033733
F5_Commercial_School_Existing_Water Heating_Natural Gas_Water Heater_E5 | F5 | Commercial | School | Existing | Water Heating | Natural Gas | Water Heater | E5 | Utility - Cost of Operation | 0.034451 | 0.034451 | 0.034451 | 0.034451 | 0.034451 | 0.034451 | 0.034451 | 0.034451 | 0.034451 | 0.034451 | 0.034451 | 0.034451 | 0.034451 | 0.034451 | 0.034451 | 0.034451 | 0.034451 | 0.034451 | 0.034451 | 0.034451 | 0.034451 | 0.034451 | 0.034451 | 0.034451 | 0.034451 | 0.034451 | 0.034451 | 0.034451 | 0.034451 | 0.034451 | 0.034451 | 0.034451 | 0.034451
F5_Commercial_School_Existing_Water Heating_Natural Gas_Water Heater_E6 | F5 | Commercial | School | Existing | Water Heating | Natural Gas | Water Heater | E6 | Utility - Cost of Operation | 0.028679 | 0.028679 | 0.028679 | 0.028679 | 0.028679 | 0.028679 | 0.028679 | 0.028679 | 0.028679 | 0.028679 | 0.028679 | 0.028679 | 0.028679 | 0.028679 | 0.028679 | 0.028679 | 0.028679 | 0.028679 | 0.028679 | 0.028679 | 0.028679 | 0.028679 | 0.028679 | 0.028679 | 0.028679 | 0.028679 | 0.028679 | 0.028679 | 0.028679 | 0.028679 | 0.028679 | 0.028679 | 0.028679
F5_Commercial_School_Existing_Water Heating_Natural Gas_Water Heater_E7 | F5 | Commercial | School | Existing | Water Heating | Natural Gas | Water Heater | E7 | Utility - Cost of Operation | 0.024981 | 0.024981 | 0.024981 | 0.024981 | 0.024981 | 0.024981 | 0.024981 | 0.024981 | 0.024981 | 0.024981 | 0.024981 | 0.024981 | 0.024981 | 0.024981 | 0.024981 | 0.024981 | 0.024981 | 0.024981 | 0.024981 | 0.024981 | 0.024981 | 0.024981 | 0.024981 | 0.024981 | 0.024981 | 0.024981 | 0.024981 | 0.024981 | 0.024981 | 0.024981 | 0.024981 | 0.024981 | 0.024981
F5_Commercial_School_Existing_Water Heating_Natural Gas_Water Heater_E8 | F5 | Commercial | School | Existing | Water Heating | Natural Gas | Water Heater | E8 | Utility - Cost of Operation | 0 | 0 | 0 | 0 | 0 | 0 | 0 | 0 | 0 | 0 | 0 | 0 | 0 | 0 | 0 | 0 | 0 | 0 | 0 | 0 | 0 | 0 | 0 | 0 | 0 | 0 | 0 | 0 | 0 | 0 | 0 | 0 | 0
F5_Commercial_School_Existing_Water Heating_Natural Gas_Water Heater_E9 | F5 | Commercial | School | Existing | Water Heating | Natural Gas | Water Heater | E9 | Utility - Cost of Operation | 0 | 0 | 0 | 0 | 0 | 0 | 0 | 0 | 0 | 0 | 0 | 0 | 0 | 0 | 0 | 0 | 0 | 0 | 0 | 0 | 0 | 0 | 0 | 0 | 0 | 0 | 0 | 0 | 0 | 0 | 0 | 0 | 0
F5_Commercial_School_Existing_Water Heating_Natural Gas_Water Heater_E10 | F5 | Commercial | School | Existing | Water Heating | Natural Gas | Water Heater | E10 | Utility - Cost of Operation | 0 | 0 | 0 | 0 | 0 | 0 | 0 | 0 | 0 | 0 | 0 | 0 | 0 | 0 | 0 | 0 | 0 | 0 | 0 | 0 | 0 | 0 | 0 | 0 | 0 | 0 | 0 | 0 | 0 | 0 | 0 | 0 | 0
F6_Commercial_School_Existing_Water Heating_Natural Gas_Water Heater_E1 | F6 | Commercial | School | Existing | Water Heating | Natural Gas | Water Heater | E1 | Utility - Value of Sales | 0.14744 | 0.14823 | 0.14951 | 0.14923 | 0.14923 | 0.14923 | 0.14923 | 0.14923 | 0.14923 | 0.14923 | 0.14923 | 0.14923 | 0.14923 | 0.14923 | 0.14923 | 0.14923 | 0.14923 | 0.14923 | 0.14923 | 0.14923 | 0.14923 | 0.14923 | 0.14923 | 0.14923 | 0.14923 | 0.14923 | 0.14923 | 0.14923 | 0.14923 | 0.14923 | 0.14923 | 0.14923 | 0.14923
F6_Commercial_School_Existing_Water Heating_Natural Gas_Water Heater_E2 | F6 | Commercial | School | Existing | Water Heating | Natural Gas | Water Heater | E2 | Utility - Value of Sales | 0.14562 | 0.1464 | 0.14766 | 0.14739 | 0.14739 | 0.14739 | 0.14739 | 0.14739 | 0.14739 | 0.14739 | 0.14739 | 0.14739 | 0.14739 | 0.14739 | 0.14739 | 0.14739 | 0.14739 | 0.14739 | 0.14739 | 0.14739 | 0.14739 | 0.14739 | 0.14739 | 0.14739 | 0.14739 | 0.14739 | 0.14739 | 0.14739 | 0.14739 | 0.14739 | 0.14739 | 0.14739 | 0.14739
F6_Commercial_School_Existing_Water Heating_Natural Gas_Water Heater_E3 | F6 | Commercial | School | Existing | Water Heating | Natural Gas | Water Heater | E3 | Utility - Value of Sales | 0.13404 | 0.13476 | 0.13592 | 0.13566 | 0.13566 | 0.13566 | 0.13566 | 0.13566 | 0.13566 | 0.13566 | 0.13566 | 0.13566 | 0.13566 | 0.13566 | 0.13566 | 0.13566 | 0.13566 | 0.13566 | 0.13566 | 0.13566 | 0.13566 | 0.13566 | 0.13566 | 0.13566 | 0.13566 | 0.13566 | 0.13566 | 0.13566 | 0.13566 | 0.13566 | 0.13566 | 0.13566 | 0.13566
F6_Commercial_School_Existing_Water Heating_Natural Gas_Water Heater_E4 | F6 | Commercial | School | Existing | Water Heating | Natural Gas | Water Heater | E4 | Utility - Value of Sales | 0.12548 | 0.12616 | 0.12724 | 0.127 | 0.127 | 0.127 | 0.127 | 0.127 | 0.127 | 0.127 | 0.127 | 0.127 | 0.127 | 0.127 | 0.127 | 0.127 | 0.127 | 0.127 | 0.127 | 0.127 | 0.127 | 0.127 | 0.127 | 0.127 | 0.127 | 0.127 | 0.127 | 0.127 | 0.127 | 0.127 | 0.127 | 0.127 | 0.127
F6_Commercial_School_Existing_Water Heating_Natural Gas_Water Heater_E5 | F6 | Commercial | School | Existing | Water Heating | Natural Gas | Water Heater | E5 | Utility - Value of Sales | 0.12287 | 0.12353 | 0.12459 | 0.12436 | 0.12436 | 0.12436 | 0.12436 | 0.12436 | 0.12436 | 0.12436 | 0.12436 | 0.12436 | 0.12436 | 0.12436 | 0.12436 | 0.12436 | 0.12436 | 0.12436 | 0.12436 | 0.12436 | 0.12436 | 0.12436 | 0.12436 | 0.12436 | 0.12436 | 0.12436 | 0.12436 | 0.12436 | 0.12436 | 0.12436 | 0.12436 | 0.12436 | 0.12436
F6_Commercial_School_Existing_Water Heating_Natural Gas_Water Heater_E6 | F6 | Commercial | School | Existing | Water Heating | Natural Gas | Water Heater | E6 | Utility - Value of Sales | 0.12036 | 0.12101 | 0.12205 | 0.12182 | 0.12182 | 0.12182 | 0.12182 | 0.12182 | 0.12182 | 0.12182 | 0.12182 | 0.12182 | 0.12182 | 0.12182 | 0.12182 | 0.12182 | 0.12182 | 0.12182 | 0.12182 | 0.12182 | 0.12182 | 0.12182 | 0.12182 | 0.12182 | 0.12182 | 0.12182 | 0.12182 | 0.12182 | 0.12182 | 0.12182 | 0.12182 | 0.12182 | 0.12182
F6_Commercial_School_Existing_Water Heating_Natural Gas_Water Heater_E7 | F6 | Commercial | School | Existing | Water Heating | Natural Gas | Water Heater | E7 | Utility - Value of Sales | 0.078855 | 0.079181 | 0.079704 | 0.07959 | 0.07959 | 0.07959 | 0.07959 | 0.07959 | 0.07959 | 0.07959 | 0.07959 | 0.07959 | 0.07959 | 0.07959 | 0.07959 | 0.07959 | 0.07959 | 0.07959 | 0.07959 | 0.07959 | 0.07959 | 0.07959 | 0.07959 | 0.07959 | 0.07959 | 0.07959 | 0.07959 | 0.07959 | 0.07959 | 0.07959 | 0.07959 | 0.07959 | 0.07959
F6_Commercial_School_Existing_Water Heating_Natural Gas_Water Heater_E8 | F6 | Commercial | School | Existing | Water Heating | Natural Gas | Water Heater | E8 | Utility - Value of Sales | 0 | 0 | 0 | 0 | 0 | 0 | 0 | 0 | 0 | 0 | 0 | 0 | 0 | 0 | 0 | 0 | 0 | 0 | 0 | 0 | 0 | 0 | 0 | 0 | 0 | 0 | 0 | 0 | 0 | 0 | 0 | 0 | 0
F6_Commercial_School_Existing_Water Heating_Natural Gas_Water Heater_E9 | F6 | Commercial | School | Existing | Water Heating | Natural Gas | Water Heater | E9 | Utility - Value of Sales | 0 | 0 | 0 | 0 | 0 | 0 | 0 | 0 | 0 | 0 | 0 | 0 | 0 | 0 | 0 | 0 | 0 | 0 | 0 | 0 | 0 | 0 | 0 | 0 | 0 | 0 | 0 | 0 | 0 | 0 | 0 | 0 | 0
F6_Commercial_School_Existing_Water Heating_Natural Gas_Water Heater_E10 | F6 | Commercial | School | Existing | Water Heating | Natural Gas | Water Heater | E10 | Utility - Value of Sales | 0 | 0 | 0 | 0 | 0 | 0 | 0 | 0 | 0 | 0 | 0 | 0 | 0 | 0 | 0 | 0 | 0 | 0 | 0 | 0 | 0 | 0 | 0 | 0 | 0 | 0 | 0 | 0 | 0 | 0 | 0 | 0 | 0
F1_Commercial_School_Existing_Food Preparation_Natural Gas_Oven_E1 | F1 | Commercial | School | Existing | Food Preparation | Natural Gas | Oven | E1 | RVT - Cost of Equipment | 0.042691 | 0.042701 | 0.042915 | 0.042628 | 0.042457 | 0.042604 | 0.04302 | 0.043353 | 0.043762 | 0.044153 | 0.044543 | 0.044906 | 0.045295 | 0.0457 | 0.046087 | 0.046483 | 0.046883 | 0.047319 | 0.047771 | 0.048247 | 0.048709 | 0.049186 | 0.049623 | 0.050072 | 0.050469 | 0.050811 | 0.051123 | 0.051392 | 0.051602 | 0.051775 | 0.051869 | 0.051932 | 0.051932
F1_Commercial_School_Existing_Food Preparation_Natural Gas_Oven_E2 | F1 | Commercial | School | Existing | Food Preparation | Natural Gas | Oven | E2 | RVT - Cost of Equipment | 0.024446 | 0.024452 | 0.024574 | 0.02441 | 0.024312 | 0.024396 | 0.024634 | 0.024825 | 0.025059 | 0.025283 | 0.025507 | 0.025714 | 0.025937 | 0.026169 | 0.026391 | 0.026617 | 0.026846 | 0.027096 | 0.027355 | 0.027627 | 0.027892 | 0.028165 | 0.028415 | 0.028673 | 0.0289 | 0.029096 | 0.029274 | 0.029428 | 0.029549 | 0.029648 | 0.029702 | 0.029738 | 0.029738
F1_Commercial_School_Existing_Food Preparation_Natural Gas_Oven_E3 | F1 | Commercial | School | Existing | Food Preparation | Natural Gas | Oven | E3 | RVT - Cost of Equipment | 0 | 0 | 0 | 0 | 0 | 0 | 0 | 0 | 0 | 0 | 0 | 0 | 0 | 0 | 0 | 0 | 0 | 0 | 0 | 0 | 0 | 0 | 0 | 0 | 0 | 0 | 0 | 0 | 0 | 0 | 0 | 0 | 0
F1_Commercial_School_Existing_Food Preparation_Natural Gas_Oven_E4 | F1 | Commercial | School | Existing | Food Preparation | Natural Gas | Oven | E4 | RVT - Cost of Equipment | 0 | 0 | 0 | 0 | 0 | 0 | 0 | 0 | 0 | 0 | 0 | 0 | 0 | 0 | 0 | 0 | 0 | 0 | 0 | 0 | 0 | 0 | 0 | 0 | 0 | 0 | 0 | 0 | 0 | 0 | 0 | 0 | 0
F1_Commercial_School_Existing_Food Preparation_Natural Gas_Oven_E5 | F1 | Commercial | School | Existing | Food Preparation | Natural Gas | Oven | E5 | RVT - Cost of Equipment | 0 | 0 | 0 | 0 | 0 | 0 | 0 | 0 | 0 | 0 | 0 | 0 | 0 | 0 | 0 | 0 | 0 | 0 | 0 | 0 | 0 | 0 | 0 | 0 | 0 | 0 | 0 | 0 | 0 | 0 | 0 | 0 | 0
F1_Commercial_School_Existing_Food Preparation_Natural Gas_Oven_E6 | F1 | Commercial | School | Existing | Food Preparation | Natural Gas | Oven | E6 | RVT - Cost of Equipment | 0 | 0 | 0 | 0 | 0 | 0 | 0 | 0 | 0 | 0 | 0 | 0 | 0 | 0 | 0 | 0 | 0 | 0 | 0 | 0 | 0 | 0 | 0 | 0 | 0 | 0 | 0 | 0 | 0 | 0 | 0 | 0 | 0
F1_Commercial_School_Existing_Food Preparation_Natural Gas_Oven_E7 | F1 | Commercial | School | Existing | Food Preparation | Natural Gas | Oven | E7 | RVT - Cost of Equipment | 0 | 0 | 0 | 0 | 0 | 0 | 0 | 0 | 0 | 0 | 0 | 0 | 0 | 0 | 0 | 0 | 0 | 0 | 0 | 0 | 0 | 0 | 0 | 0 | 0 | 0 | 0 | 0 | 0 | 0 | 0 | 0 | 0
F1_Commercial_School_Existing_Food Preparation_Natural Gas_Oven_E8 | F1 | Commercial | School | Existing | Food Preparation | Natural Gas | Oven | E8 | RVT - Cost of Equipment | 0 | 0 | 0 | 0 | 0 | 0 | 0 | 0 | 0 | 0 | 0 | 0 | 0 | 0 | 0 | 0 | 0 | 0 | 0 | 0 | 0 | 0 | 0 | 0 | 0 | 0 | 0 | 0 | 0 | 0 | 0 | 0 | 0
F1_Commercial_School_Existing_Food Preparation_Natural Gas_Oven_E9 | F1 | Commercial | School | Existing | Food Preparation | Natural Gas | Oven | E9 | RVT - Cost of Equipment | 0 | 0 | 0 | 0 | 0 | 0 | 0 | 0 | 0 | 0 | 0 | 0 | 0 | 0 | 0 | 0 | 0 | 0 | 0 | 0 | 0 | 0 | 0 | 0 | 0 | 0 | 0 | 0 | 0 | 0 | 0 | 0 | 0
F1_Commercial_School_Existing_Food Preparation_Natural Gas_Oven_E10 | F1 | Commercial | School | Existing | Food Preparation | Natural Gas | Oven | E10 | RVT - Cost of Equipment | 0 | 0 | 0 | 0 | 0 | 0 | 0 | 0 | 0 | 0 | 0 | 0 | 0 | 0 | 0 | 0 | 0 | 0 | 0 | 0 | 0 | 0 | 0 | 0 | 0 | 0 | 0 | 0 | 0 | 0 | 0 | 0 | 0
F2_Commercial_School_Existing_Food Preparation_Natural Gas_Oven_E1 | F2 | Commercial | School | Existing | Food Preparation | Natural Gas | Oven | E1 | RVT - Cost of Operation | 0.051146 | 0.051159 | 0.051414 | 0.051071 | 0.050866 | 0.051043 | 0.05154 | 0.05194 | 0.05243 | 0.052899 | 0.053366 | 0.0538 | 0.054267 | 0.054752 | 0.055215 | 0.05569 | 0.056169 | 0.056691 | 0.057233 | 0.057802 | 0.058356 | 0.058928 | 0.059451 | 0.05999 | 0.060465 | 0.060875 | 0.061249 | 0.061571 | 0.061823 | 0.06203 | 0.062143 | 0.062218 | 0.062218
F2_Commercial_School_Existing_Food Preparation_Natural Gas_Oven_E2 | F2 | Commercial | School | Existing | Food Preparation | Natural Gas | Oven | E2 | RVT - Cost of Operation | 0.029288 | 0.029295 | 0.029441 | 0.029245 | 0.029128 | 0.029229 | 0.029513 | 0.029742 | 0.030023 | 0.030291 | 0.030559 | 0.030808 | 0.031075 | 0.031352 | 0.031618 | 0.031889 | 0.032164 | 0.032463 | 0.032773 | 0.033099 | 0.033416 | 0.033744 | 0.034044 | 0.034352 | 0.034624 | 0.034859 | 0.035073 | 0.035257 | 0.035402 | 0.03552 | 0.035585 | 0.035628 | 0.035628
F2_Commercial_School_Existing_Food Preparation_Natural Gas_Oven_E3 | F2 | Commercial | School | Existing | Food Preparation | Natural Gas | Oven | E3 | RVT - Cost of Operation | 0 | 0 | 0 | 0 | 0 | 0 | 0 | 0 | 0 | 0 | 0 | 0 | 0 | 0 | 0 | 0 | 0 | 0 | 0 | 0 | 0 | 0 | 0 | 0 | 0 | 0 | 0 | 0 | 0 | 0 | 0 | 0 | 0
F2_Commercial_School_Existing_Food Preparation_Natural Gas_Oven_E4 | F2 | Commercial | School | Existing | Food Preparation | Natural Gas | Oven | E4 | RVT - Cost of Operation | 0 | 0 | 0 | 0 | 0 | 0 | 0 | 0 | 0 | 0 | 0 | 0 | 0 | 0 | 0 | 0 | 0 | 0 | 0 | 0 | 0 | 0 | 0 | 0 | 0 | 0 | 0 | 0 | 0 | 0 | 0 | 0 | 0
F2_Commercial_School_Existing_Food Preparation_Natural Gas_Oven_E5 | F2 | Commercial | School | Existing | Food Preparation | Natural Gas | Oven | E5 | RVT - Cost of Operation | 0 | 0 | 0 | 0 | 0 | 0 | 0 | 0 | 0 | 0 | 0 | 0 | 0 | 0 | 0 | 0 | 0 | 0 | 0 | 0 | 0 | 0 | 0 | 0 | 0 | 0 | 0 | 0 | 0 | 0 | 0 | 0 | 0
F2_Commercial_School_Existing_Food Preparation_Natural Gas_Oven_E6 | F2 | Commercial | School | Existing | Food Preparation | Natural Gas | Oven | E6 | RVT - Cost of Operation | 0 | 0 | 0 | 0 | 0 | 0 | 0 | 0 | 0 | 0 | 0 | 0 | 0 | 0 | 0 | 0 | 0 | 0 | 0 | 0 | 0 | 0 | 0 | 0 | 0 | 0 | 0 | 0 | 0 | 0 | 0 | 0 | 0
F2_Commercial_School_Existing_Food Preparation_Natural Gas_Oven_E7 | F2 | Commercial | School | Existing | Food Preparation | Natural Gas | Oven | E7 | RVT - Cost of Operation | 0 | 0 | 0 | 0 | 0 | 0 | 0 | 0 | 0 | 0 | 0 | 0 | 0 | 0 | 0 | 0 | 0 | 0 | 0 | 0 | 0 | 0 | 0 | 0 | 0 | 0 | 0 | 0 | 0 | 0 | 0 | 0 | 0
F2_Commercial_School_Existing_Food Preparation_Natural Gas_Oven_E8 | F2 | Commercial | School | Existing | Food Preparation | Natural Gas | Oven | E8 | RVT - Cost of Operation | 0 | 0 | 0 | 0 | 0 | 0 | 0 | 0 | 0 | 0 | 0 | 0 | 0 | 0 | 0 | 0 | 0 | 0 | 0 | 0 | 0 | 0 | 0 | 0 | 0 | 0 | 0 | 0 | 0 | 0 | 0 | 0 | 0
F2_Commercial_School_Existing_Food Preparation_Natural Gas_Oven_E9 | F2 | Commercial | School | Existing | Food Preparation | Natural Gas | Oven | E9 | RVT - Cost of Operation | 0 | 0 | 0 | 0 | 0 | 0 | 0 | 0 | 0 | 0 | 0 | 0 | 0 | 0 | 0 | 0 | 0 | 0 | 0 | 0 | 0 | 0 | 0 | 0 | 0 | 0 | 0 | 0 | 0 | 0 | 0 | 0 | 0
F2_Commercial_School_Existing_Food Preparation_Natural Gas_Oven_E10 | F2 | Commercial | School | Existing | Food Preparation | Natural Gas | Oven | E10 | RVT - Cost of Operation | 0 | 0 | 0 | 0 | 0 | 0 | 0 | 0 | 0 | 0 | 0 | 0 | 0 | 0 | 0 | 0 | 0 | 0 | 0 | 0 | 0 | 0 | 0 | 0 | 0 | 0 | 0 | 0 | 0 | 0 | 0 | 0 | 0
F3_Commercial_School_Existing_Food Preparation_Natural Gas_Oven_E1 | F3 | Commercial | School | Existing | Food Preparation | Natural Gas | Oven | E1 | System - kBTUs of Consumption | 0.071603 | 0.071603 | 0.071603 | 0.071603 | 0.071603 | 0.071603 | 0.071603 | 0.071603 | 0.071603 | 0.071603 | 0.071603 | 0.071603 | 0.071603 | 0.071603 | 0.071603 | 0.071603 | 0.071603 | 0.071603 | 0.071603 | 0.071603 | 0.071603 | 0.071603 | 0.071603 | 0.071603 | 0.071603 | 0.071603 | 0.071603 | 0.071603 | 0.071603 | 0.071603 | 0.071603 | 0.071603 | 0.071603
F3_Commercial_School_Existing_Food Preparation_Natural Gas_Oven_E2 | F3 | Commercial | School | Existing | Food Preparation | Natural Gas | Oven | E2 | System - kBTUs of Consumption | 0.074612 | 0.074612 | 0.074612 | 0.074612 | 0.074612 | 0.074612 | 0.074612 | 0.074612 | 0.074612 | 0.074612 | 0.074612 | 0.074612 | 0.074612 | 0.074612 | 0.074612 | 0.074612 | 0.074612 | 0.074612 | 0.074612 | 0.074612 | 0.074612 | 0.074612 | 0.074612 | 0.074612 | 0.074612 | 0.074612 | 0.074612 | 0.074612 | 0.074612 | 0.074612 | 0.074612 | 0.074612 | 0.074612
F3_Commercial_School_Existing_Food Preparation_Natural Gas_Oven_E3 | F3 | Commercial | School | Existing | Food Preparation | Natural Gas | Oven | E3 | System - kBTUs of Consumption | 0 | 0 | 0 | 0 | 0 | 0 | 0 | 0 | 0 | 0 | 0 | 0 | 0 | 0 | 0 | 0 | 0 | 0 | 0 | 0 | 0 | 0 | 0 | 0 | 0 | 0 | 0 | 0 | 0 | 0 | 0 | 0 | 0
F3_Commercial_School_Existing_Food Preparation_Natural Gas_Oven_E4 | F3 | Commercial | School | Existing | Food Preparation | Natural Gas | Oven | E4 | System - kBTUs of Consumption | 0 | 0 | 0 | 0 | 0 | 0 | 0 | 0 | 0 | 0 | 0 | 0 | 0 | 0 | 0 | 0 | 0 | 0 | 0 | 0 | 0 | 0 | 0 | 0 | 0 | 0 | 0 | 0 | 0 | 0 | 0 | 0 | 0
F3_Commercial_School_Existing_Food Preparation_Natural Gas_Oven_E5 | F3 | Commercial | School | Existing | Food Preparation | Natural Gas | Oven | E5 | System - kBTUs of Consumption | 0 | 0 | 0 | 0 | 0 | 0 | 0 | 0 | 0 | 0 | 0 | 0 | 0 | 0 | 0 | 0 | 0 | 0 | 0 | 0 | 0 | 0 | 0 | 0 | 0 | 0 | 0 | 0 | 0 | 0 | 0 | 0 | 0
F3_Commercial_School_Existing_Food Preparation_Natural Gas_Oven_E6 | F3 | Commercial | School | Existing | Food Preparation | Natural Gas | Oven | E6 | System - kBTUs of Consumption | 0 | 0 | 0 | 0 | 0 | 0 | 0 | 0 | 0 | 0 | 0 | 0 | 0 | 0 | 0 | 0 | 0 | 0 | 0 | 0 | 0 | 0 | 0 | 0 | 0 | 0 | 0 | 0 | 0 | 0 | 0 | 0 | 0
F3_Commercial_School_Existing_Food Preparation_Natural Gas_Oven_E7 | F3 | Commercial | School | Existing | Food Preparation | Natural Gas | Oven | E7 | System - kBTUs of Consumption | 0 | 0 | 0 | 0 | 0 | 0 | 0 | 0 | 0 | 0 | 0 | 0 | 0 | 0 | 0 | 0 | 0 | 0 | 0 | 0 | 0 | 0 | 0 | 0 | 0 | 0 | 0 | 0 | 0 | 0 | 0 | 0 | 0
F3_Commercial_School_Existing_Food Preparation_Natural Gas_Oven_E8 | F3 | Commercial | School | Existing | Food Preparation | Natural Gas | Oven | E8 | System - kBTUs of Consumption | 0 | 0 | 0 | 0 | 0 | 0 | 0 | 0 | 0 | 0 | 0 | 0 | 0 | 0 | 0 | 0 | 0 | 0 | 0 | 0 | 0 | 0 | 0 | 0 | 0 | 0 | 0 | 0 | 0 | 0 | 0 | 0 | 0
F3_Commercial_School_Existing_Food Preparation_Natural Gas_Oven_E9 | F3 | Commercial | School | Existing | Food Preparation | Natural Gas | Oven | E9 | System - kBTUs of Consumption | 0 | 0 | 0 | 0 | 0 | 0 | 0 | 0 | 0 | 0 | 0 | 0 | 0 | 0 | 0 | 0 | 0 | 0 | 0 | 0 | 0 | 0 | 0 | 0 | 0 | 0 | 0 | 0 | 0 | 0 | 0 | 0 | 0
F3_Commercial_School_Existing_Food Preparation_Natural Gas_Oven_E10 | F3 | Commercial | School | Existing | Food Preparation | Natural Gas | Oven | E10 | System - kBTUs of Consumption | 0 | 0 | 0 | 0 | 0 | 0 | 0 | 0 | 0 | 0 | 0 | 0 | 0 | 0 | 0 | 0 | 0 | 0 | 0 | 0 | 0 | 0 | 0 | 0 | 0 | 0 | 0 | 0 | 0 | 0 | 0 | 0 | 0
F4_Commercial_School_Existing_Food Preparation_Natural Gas_Oven_E1 | F4 | Commercial | School | Existing | Food Preparation | Natural Gas | Oven | E1 | Utility - Cost of Equipment | 0.051146 | 0.051159 | 0.051414 | 0.051071 | 0.050866 | 0.051043 | 0.05154 | 0.05194 | 0.05243 | 0.052899 | 0.053366 | 0.0538 | 0.054267 | 0.054752 | 0.055215 | 0.05569 | 0.056169 | 0.056691 | 0.057233 | 0.057802 | 0.058356 | 0.058928 | 0.059451 | 0.05999 | 0.060465 | 0.060875 | 0.061249 | 0.061571 | 0.061823 | 0.06203 | 0.062143 | 0.062218 | 0.062218
F4_Commercial_School_Existing_Food Preparation_Natural Gas_Oven_E2 | F4 | Commercial | School | Existing | Food Preparation | Natural Gas | Oven | E2 | Utility - Cost of Equipment | 0.029288 | 0.029295 | 0.029441 | 0.029245 | 0.029128 | 0.029229 | 0.029513 | 0.029742 | 0.030023 | 0.030291 | 0.030559 | 0.030808 | 0.031075 | 0.031352 | 0.031618 | 0.031889 | 0.032164 | 0.032463 | 0.032773 | 0.033099 | 0.033416 | 0.033744 | 0.034044 | 0.034352 | 0.034624 | 0.034859 | 0.035073 | 0.035257 | 0.035402 | 0.03552 | 0.035585 | 0.035628 | 0.035628
F4_Commercial_School_Existing_Food Preparation_Natural Gas_Oven_E3 | F4 | Commercial | School | Existing | Food Preparation | Natural Gas | Oven | E3 | Utility - Cost of Equipment | 0 | 0 | 0 | 0 | 0 | 0 | 0 | 0 | 0 | 0 | 0 | 0 | 0 | 0 | 0 | 0 | 0 | 0 | 0 | 0 | 0 | 0 | 0 | 0 | 0 | 0 | 0 | 0 | 0 | 0 | 0 | 0 | 0
F4_Commercial_School_Existing_Food Preparation_Natural Gas_Oven_E4 | F4 | Commercial | School | Existing | Food Preparation | Natural Gas | Oven | E4 | Utility - Cost of Equipment | 0 | 0 | 0 | 0 | 0 | 0 | 0 | 0 | 0 | 0 | 0 | 0 | 0 | 0 | 0 | 0 | 0 | 0 | 0 | 0 | 0 | 0 | 0 | 0 | 0 | 0 | 0 | 0 | 0 | 0 | 0 | 0 | 0
F4_Commercial_School_Existing_Food Preparation_Natural Gas_Oven_E5 | F4 | Commercial | School | Existing | Food Preparation | Natural Gas | Oven | E5 | Utility - Cost of Equipment | 0 | 0 | 0 | 0 | 0 | 0 | 0 | 0 | 0 | 0 | 0 | 0 | 0 | 0 | 0 | 0 | 0 | 0 | 0 | 0 | 0 | 0 | 0 | 0 | 0 | 0 | 0 | 0 | 0 | 0 | 0 | 0 | 0
F4_Commercial_School_Existing_Food Preparation_Natural Gas_Oven_E6 | F4 | Commercial | School | Existing | Food Preparation | Natural Gas | Oven | E6 | Utility - Cost of Equipment | 0 | 0 | 0 | 0 | 0 | 0 | 0 | 0 | 0 | 0 | 0 | 0 | 0 | 0 | 0 | 0 | 0 | 0 | 0 | 0 | 0 | 0 | 0 | 0 | 0 | 0 | 0 | 0 | 0 | 0 | 0 | 0 | 0
F4_Commercial_School_Existing_Food Preparation_Natural Gas_Oven_E7 | F4 | Commercial | School | Existing | Food Preparation | Natural Gas | Oven | E7 | Utility - Cost of Equipment | 0 | 0 | 0 | 0 | 0 | 0 | 0 | 0 | 0 | 0 | 0 | 0 | 0 | 0 | 0 | 0 | 0 | 0 | 0 | 0 | 0 | 0 | 0 | 0 | 0 | 0 | 0 | 0 | 0 | 0 | 0 | 0 | 0
F4_Commercial_School_Existing_Food Preparation_Natural Gas_Oven_E8 | F4 | Commercial | School | Existing | Food Preparation | Natural Gas | Oven | E8 | Utility - Cost of Equipment | 0 | 0 | 0 | 0 | 0 | 0 | 0 | 0 | 0 | 0 | 0 | 0 | 0 | 0 | 0 | 0 | 0 | 0 | 0 | 0 | 0 | 0 | 0 | 0 | 0 | 0 | 0 | 0 | 0 | 0 | 0 | 0 | 0
F4_Commercial_School_Existing_Food Preparation_Natural Gas_Oven_E9 | F4 | Commercial | School | Existing | Food Preparation | Natural Gas | Oven | E9 | Utility - Cost of Equipment | 0 | 0 | 0 | 0 | 0 | 0 | 0 | 0 | 0 | 0 | 0 | 0 | 0 | 0 | 0 | 0 | 0 | 0 | 0 | 0 | 0 | 0 | 0 | 0 | 0 | 0 | 0 | 0 | 0 | 0 | 0 | 0 | 0
F4_Commercial_School_Existing_Food Preparation_Natural Gas_Oven_E10 | F4 | Commercial | School | Existing | Food Preparation | Natural Gas | Oven | E10 | Utility - Cost of Equipment | 0 | 0 | 0 | 0 | 0 | 0 | 0 | 0 | 0 | 0 | 0 | 0 | 0 | 0 | 0 | 0 | 0 | 0 | 0 | 0 | 0 | 0 | 0 | 0 | 0 | 0 | 0 | 0 | 0 | 0 | 0 | 0 | 0
F5_Commercial_School_Existing_Food Preparation_Natural Gas_Oven_E1 | F5 | Commercial | School | Existing | Food Preparation | Natural Gas | Oven | E1 | Utility - Cost of Operation | 0.071603 | 0.071603 | 0.071603 | 0.071603 | 0.071603 | 0.071603 | 0.071603 | 0.071603 | 0.071603 | 0.071603 | 0.071603 | 0.071603 | 0.071603 | 0.071603 | 0.071603 | 0.071603 | 0.071603 | 0.071603 | 0.071603 | 0.071603 | 0.071603 | 0.071603 | 0.071603 | 0.071603 | 0.071603 | 0.071603 | 0.071603 | 0.071603 | 0.071603 | 0.071603 | 0.071603 | 0.071603 | 0.071603
F5_Commercial_School_Existing_Food Preparation_Natural Gas_Oven_E2 | F5 | Commercial | School | Existing | Food Preparation | Natural Gas | Oven | E2 | Utility - Cost of Operation | 0.074612 | 0.074612 | 0.074612 | 0.074612 | 0.074612 | 0.074612 | 0.074612 | 0.074612 | 0.074612 | 0.074612 | 0.074612 | 0.074612 | 0.074612 | 0.074612 | 0.074612 | 0.074612 | 0.074612 | 0.074612 | 0.074612 | 0.074612 | 0.074612 | 0.074612 | 0.074612 | 0.074612 | 0.074612 | 0.074612 | 0.074612 | 0.074612 | 0.074612 | 0.074612 | 0.074612 | 0.074612 | 0.074612
F5_Commercial_School_Existing_Food Preparation_Natural Gas_Oven_E3 | F5 | Commercial | School | Existing | Food Preparation | Natural Gas | Oven | E3 | Utility - Cost of Operation | 0 | 0 | 0 | 0 | 0 | 0 | 0 | 0 | 0 | 0 | 0 | 0 | 0 | 0 | 0 | 0 | 0 | 0 | 0 | 0 | 0 | 0 | 0 | 0 | 0 | 0 | 0 | 0 | 0 | 0 | 0 | 0 | 0
F5_Commercial_School_Existing_Food Preparation_Natural Gas_Oven_E4 | F5 | Commercial | School | Existing | Food Preparation | Natural Gas | Oven | E4 | Utility - Cost of Operation | 0 | 0 | 0 | 0 | 0 | 0 | 0 | 0 | 0 | 0 | 0 | 0 | 0 | 0 | 0 | 0 | 0 | 0 | 0 | 0 | 0 | 0 | 0 | 0 | 0 | 0 | 0 | 0 | 0 | 0 | 0 | 0 | 0
F5_Commercial_School_Existing_Food Preparation_Natural Gas_Oven_E5 | F5 | Commercial | School | Existing | Food Preparation | Natural Gas | Oven | E5 | Utility - Cost of Operation | 0 | 0 | 0 | 0 | 0 | 0 | 0 | 0 | 0 | 0 | 0 | 0 | 0 | 0 | 0 | 0 | 0 | 0 | 0 | 0 | 0 | 0 | 0 | 0 | 0 | 0 | 0 | 0 | 0 | 0 | 0 | 0 | 0
F5_Commercial_School_Existing_Food Preparation_Natural Gas_Oven_E6 | F5 | Commercial | School | Existing | Food Preparation | Natural Gas | Oven | E6 | Utility - Cost of Operation | 0 | 0 | 0 | 0 | 0 | 0 | 0 | 0 | 0 | 0 | 0 | 0 | 0 | 0 | 0 | 0 | 0 | 0 | 0 | 0 | 0 | 0 | 0 | 0 | 0 | 0 | 0 | 0 | 0 | 0 | 0 | 0 | 0
F5_Commercial_School_Existing_Food Preparation_Natural Gas_Oven_E7 | F5 | Commercial | School | Existing | Food Preparation | Natural Gas | Oven | E7 | Utility - Cost of Operation | 0 | 0 | 0 | 0 | 0 | 0 | 0 | 0 | 0 | 0 | 0 | 0 | 0 | 0 | 0 | 0 | 0 | 0 | 0 | 0 | 0 | 0 | 0 | 0 | 0 | 0 | 0 | 0 | 0 | 0 | 0 | 0 | 0
F5_Commercial_School_Existing_Food Preparation_Natural Gas_Oven_E8 | F5 | Commercial | School | Existing | Food Preparation | Natural Gas | Oven | E8 | Utility - Cost of Operation | 0 | 0 | 0 | 0 | 0 | 0 | 0 | 0 | 0 | 0 | 0 | 0 | 0 | 0 | 0 | 0 | 0 | 0 | 0 | 0 | 0 | 0 | 0 | 0 | 0 | 0 | 0 | 0 | 0 | 0 | 0 | 0 | 0
F5_Commercial_School_Existing_Food Preparation_Natural Gas_Oven_E9 | F5 | Commercial | School | Existing | Food Preparation | Natural Gas | Oven | E9 | Utility - Cost of Operation | 0 | 0 | 0 | 0 | 0 | 0 | 0 | 0 | 0 | 0 | 0 | 0 | 0 | 0 | 0 | 0 | 0 | 0 | 0 | 0 | 0 | 0 | 0 | 0 | 0 | 0 | 0 | 0 | 0 | 0 | 0 | 0 | 0
F5_Commercial_School_Existing_Food Preparation_Natural Gas_Oven_E10 | F5 | Commercial | School | Existing | Food Preparation | Natural Gas | Oven | E10 | Utility - Cost of Operation | 0 | 0 | 0 | 0 | 0 | 0 | 0 | 0 | 0 | 0 | 0 | 0 | 0 | 0 | 0 | 0 | 0 | 0 | 0 | 0 | 0 | 0 | 0 | 0 | 0 | 0 | 0 | 0 | 0 | 0 | 0 | 0 | 0
F6_Commercial_School_Existing_Food Preparation_Natural Gas_Oven_E1 | F6 | Commercial | School | Existing | Food Preparation | Natural Gas | Oven | E1 | Utility - Value of Sales | 0.027093 | 0.027232 | 0.027455 | 0.027406 | 0.027406 | 0.027406 | 0.027406 | 0.027406 | 0.027406 | 0.027406 | 0.027406 | 0.027406 | 0.027406 | 0.027406 | 0.027406 | 0.027406 | 0.027406 | 0.027406 | 0.027406 | 0.027406 | 0.027406 | 0.027406 | 0.027406 | 0.027406 | 0.027406 | 0.027406 | 0.027406 | 0.027406 | 0.027406 | 0.027406 | 0.027406 | 0.027406 | 0.027406
F6_Commercial_School_Existing_Food Preparation_Natural Gas_Oven_E2 | F6 | Commercial | School | Existing | Food Preparation | Natural Gas | Oven | E2 | Utility - Value of Sales | 0.015514 | 0.015594 | 0.015721 | 0.015693 | 0.015693 | 0.015693 | 0.015693 | 0.015693 | 0.015693 | 0.015693 | 0.015693 | 0.015693 | 0.015693 | 0.015693 | 0.015693 | 0.015693 | 0.015693 | 0.015693 | 0.015693 | 0.015693 | 0.015693 | 0.015693 | 0.015693 | 0.015693 | 0.015693 | 0.015693 | 0.015693 | 0.015693 | 0.015693 | 0.015693 | 0.015693 | 0.015693 | 0.015693
F6_Commercial_School_Existing_Food Preparation_Natural Gas_Oven_E3 | F6 | Commercial | School | Existing | Food Preparation | Natural Gas | Oven | E3 | Utility - Value of Sales | 0 | 0 | 0 | 0 | 0 | 0 | 0 | 0 | 0 | 0 | 0 | 0 | 0 | 0 | 0 | 0 | 0 | 0 | 0 | 0 | 0 | 0 | 0 | 0 | 0 | 0 | 0 | 0 | 0 | 0 | 0 | 0 | 0
F6_Commercial_School_Existing_Food Preparation_Natural Gas_Oven_E4 | F6 | Commercial | School | Existing | Food Preparation | Natural Gas | Oven | E4 | Utility - Value of Sales | 0 | 0 | 0 | 0 | 0 | 0 | 0 | 0 | 0 | 0 | 0 | 0 | 0 | 0 | 0 | 0 | 0 | 0 | 0 | 0 | 0 | 0 | 0 | 0 | 0 | 0 | 0 | 0 | 0 | 0 | 0 | 0 | 0
F6_Commercial_School_Existing_Food Preparation_Natural Gas_Oven_E5 | F6 | Commercial | School | Existing | Food Preparation | Natural Gas | Oven | E5 | Utility - Value of Sales | 0 | 0 | 0 | 0 | 0 | 0 | 0 | 0 | 0 | 0 | 0 | 0 | 0 | 0 | 0 | 0 | 0 | 0 | 0 | 0 | 0 | 0 | 0 | 0 | 0 | 0 | 0 | 0 | 0 | 0 | 0 | 0 | 0
F6_Commercial_School_Existing_Food Preparation_Natural Gas_Oven_E6 | F6 | Commercial | School | Existing | Food Preparation | Natural Gas | Oven | E6 | Utility - Value of Sales | 0 | 0 | 0 | 0 | 0 | 0 | 0 | 0 | 0 | 0 | 0 | 0 | 0 | 0 | 0 | 0 | 0 | 0 | 0 | 0 | 0 | 0 | 0 | 0 | 0 | 0 | 0 | 0 | 0 | 0 | 0 | 0 | 0
F6_Commercial_School_Existing_Food Preparation_Natural Gas_Oven_E7 | F6 | Commercial | School | Existing | Food Preparation | Natural Gas | Oven | E7 | Utility - Value of Sales | 0 | 0 | 0 | 0 | 0 | 0 | 0 | 0 | 0 | 0 | 0 | 0 | 0 | 0 | 0 | 0 | 0 | 0 | 0 | 0 | 0 | 0 | 0 | 0 | 0 | 0 | 0 | 0 | 0 | 0 | 0 | 0 | 0
F6_Commercial_School_Existing_Food Preparation_Natural Gas_Oven_E8 | F6 | Commercial | School | Existing | Food Preparation | Natural Gas | Oven | E8 | Utility - Value of Sales | 0 | 0 | 0 | 0 | 0 | 0 | 0 | 0 | 0 | 0 | 0 | 0 | 0 | 0 | 0 | 0 | 0 | 0 | 0 | 0 | 0 | 0 | 0 | 0 | 0 | 0 | 0 | 0 | 0 | 0 | 0 | 0 | 0
F6_Commercial_School_Existing_Food Preparation_Natural Gas_Oven_E9 | F6 | Commercial | School | Existing | Food Preparation | Natural Gas | Oven | E9 | Utility - Value of Sales | 0 | 0 | 0 | 0 | 0 | 0 | 0 | 0 | 0 | 0 | 0 | 0 | 0 | 0 | 0 | 0 | 0 | 0 | 0 | 0 | 0 | 0 | 0 | 0 | 0 | 0 | 0 | 0 | 0 | 0 | 0 | 0 | 0
F6_Commercial_School_Existing_Food Preparation_Natural Gas_Oven_E10 | F6 | Commercial | School | Existing | Food Preparation | Natural Gas | Oven | E10 | Utility - Value of Sales | 0 | 0 | 0 | 0 | 0 | 0 | 0 | 0 | 0 | 0 | 0 | 0 | 0 | 0 | 0 | 0 | 0 | 0 | 0 | 0 | 0 | 0 | 0 | 0 | 0 | 0 | 0 | 0 | 0 | 0 | 0 | 0 | 0
F1_Commercial_School_Existing_Food Preparation_Natural Gas_Conveyor Oven_E1 | F1 | Commercial | School | Existing | Food Preparation | Natural Gas | Conveyor Oven | E1 | RVT - Cost of Equipment | 0.064393 | 0.064585 | 0.064976 | 0.064856 | 0.064857 | 0.065187 | 0.065796 | 0.06633 | 0.066949 | 0.067562 | 0.068182 | 0.06878 | 0.069407 | 0.070054 | 0.070678 | 0.071303 | 0.071909 | 0.072524 | 0.073122 | 0.073706 | 0.074245 | 0.074772 | 0.075237 | 0.075702 | 0.076106 | 0.076454 | 0.076771 | 0.077045 | 0.077259 | 0.077435 | 0.077531 | 0.077595 | 0.077595
F1_Commercial_School_Existing_Food Preparation_Natural Gas_Conveyor Oven_E2 | F1 | Commercial | School | Existing | Food Preparation | Natural Gas | Conveyor Oven | E2 | RVT - Cost of Equipment | 0.048948 | 0.049095 | 0.049392 | 0.049301 | 0.049302 | 0.049552 | 0.050015 | 0.050421 | 0.050892 | 0.051358 | 0.051829 | 0.052284 | 0.05276 | 0.053252 | 0.053727 | 0.054201 | 0.054662 | 0.05513 | 0.055584 | 0.056028 | 0.056438 | 0.056839 | 0.057192 | 0.057546 | 0.057852 | 0.058117 | 0.058358 | 0.058566 | 0.058729 | 0.058863 | 0.058935 | 0.058984 | 0.058984
F1_Commercial_School_Existing_Food Preparation_Natural Gas_Conveyor Oven_E3 | F1 | Commercial | School | Existing | Food Preparation | Natural Gas | Conveyor Oven | E3 | RVT - Cost of Equipment | 0 | 0 | 0 | 0 | 0 | 0 | 0 | 0 | 0 | 0 | 0 | 0 | 0 | 0 | 0 | 0 | 0 | 0 | 0 | 0 | 0 | 0 | 0 | 0 | 0 | 0 | 0 | 0 | 0 | 0 | 0 | 0 | 0
F1_Commercial_School_Existing_Food Preparation_Natural Gas_Conveyor Oven_E4 | F1 | Commercial | School | Existing | Food Preparation | Natural Gas | Conveyor Oven | E4 | RVT - Cost of Equipment | 0 | 0 | 0 | 0 | 0 | 0 | 0 | 0 | 0 | 0 | 0 | 0 | 0 | 0 | 0 | 0 | 0 | 0 | 0 | 0 | 0 | 0 | 0 | 0 | 0 | 0 | 0 | 0 | 0 | 0 | 0 | 0 | 0
F1_Commercial_School_Existing_Food Preparation_Natural Gas_Conveyor Oven_E5 | F1 | Commercial | School | Existing | Food Preparation | Natural Gas | Conveyor Oven | E5 | RVT - Cost of Equipment | 0 | 0 | 0 | 0 | 0 | 0 | 0 | 0 | 0 | 0 | 0 | 0 | 0 | 0 | 0 | 0 | 0 | 0 | 0 | 0 | 0 | 0 | 0 | 0 | 0 | 0 | 0 | 0 | 0 | 0 | 0 | 0 | 0
F1_Commercial_School_Existing_Food Preparation_Natural Gas_Conveyor Oven_E6 | F1 | Commercial | School | Existing | Food Preparation | Natural Gas | Conveyor Oven | E6 | RVT - Cost of Equipment | 0 | 0 | 0 | 0 | 0 | 0 | 0 | 0 | 0 | 0 | 0 | 0 | 0 | 0 | 0 | 0 | 0 | 0 | 0 | 0 | 0 | 0 | 0 | 0 | 0 | 0 | 0 | 0 | 0 | 0 | 0 | 0 | 0
F1_Commercial_School_Existing_Food Preparation_Natural Gas_Conveyor Oven_E7 | F1 | Commercial | School | Existing | Food Preparation | Natural Gas | Conveyor Oven | E7 | RVT - Cost of Equipment | 0 | 0 | 0 | 0 | 0 | 0 | 0 | 0 | 0 | 0 | 0 | 0 | 0 | 0 | 0 | 0 | 0 | 0 | 0 | 0 | 0 | 0 | 0 | 0 | 0 | 0 | 0 | 0 | 0 | 0 | 0 | 0 | 0
F1_Commercial_School_Existing_Food Preparation_Natural Gas_Conveyor Oven_E8 | F1 | Commercial | School | Existing | Food Preparation | Natural Gas | Conveyor Oven | E8 | RVT - Cost of Equipment | 0 | 0 | 0 | 0 | 0 | 0 | 0 | 0 | 0 | 0 | 0 | 0 | 0 | 0 | 0 | 0 | 0 | 0 | 0 | 0 | 0 | 0 | 0 | 0 | 0 | 0 | 0 | 0 | 0 | 0 | 0 | 0 | 0
F1_Commercial_School_Existing_Food Preparation_Natural Gas_Conveyor Oven_E9 | F1 | Commercial | School | Existing | Food Preparation | Natural Gas | Conveyor Oven | E9 | RVT - Cost of Equipment | 0 | 0 | 0 | 0 | 0 | 0 | 0 | 0 | 0 | 0 | 0 | 0 | 0 | 0 | 0 | 0 | 0 | 0 | 0 | 0 | 0 | 0 | 0 | 0 | 0 | 0 | 0 | 0 | 0 | 0 | 0 | 0 | 0
F1_Commercial_School_Existing_Food Preparation_Natural Gas_Conveyor Oven_E10 | F1 | Commercial | School | Existing | Food Preparation | Natural Gas | Conveyor Oven | E10 | RVT - Cost of Equipment | 0 | 0 | 0 | 0 | 0 | 0 | 0 | 0 | 0 | 0 | 0 | 0 | 0 | 0 | 0 | 0 | 0 | 0 | 0 | 0 | 0 | 0 | 0 | 0 | 0 | 0 | 0 | 0 | 0 | 0 | 0 | 0 | 0
F2_Commercial_School_Existing_Food Preparation_Natural Gas_Conveyor Oven_E1 | F2 | Commercial | School | Existing | Food Preparation | Natural Gas | Conveyor Oven | E1 | RVT - Cost of Operation | 0.077147 | 0.077377 | 0.077846 | 0.077702 | 0.077703 | 0.078098 | 0.078827 | 0.079468 | 0.08021 | 0.080944 | 0.081687 | 0.082403 | 0.083154 | 0.083929 | 0.084677 | 0.085426 | 0.086152 | 0.086889 | 0.087605 | 0.088305 | 0.08895 | 0.089582 | 0.090139 | 0.090696 | 0.091179 | 0.091597 | 0.091977 | 0.092305 | 0.092562 | 0.092772 | 0.092887 | 0.092964 | 0.092964
F2_Commercial_School_Existing_Food Preparation_Natural Gas_Conveyor Oven_E2 | F2 | Commercial | School | Existing | Food Preparation | Natural Gas | Conveyor Oven | E2 | RVT - Cost of Operation | 0.058643 | 0.058819 | 0.059175 | 0.059066 | 0.059066 | 0.059367 | 0.059921 | 0.060408 | 0.060972 | 0.06153 | 0.062095 | 0.062639 | 0.06321 | 0.063799 | 0.064368 | 0.064937 | 0.065489 | 0.066049 | 0.066593 | 0.067126 | 0.067616 | 0.068096 | 0.068519 | 0.068943 | 0.069311 | 0.069628 | 0.069917 | 0.070166 | 0.070361 | 0.070521 | 0.070608 | 0.070667 | 0.070667
F2_Commercial_School_Existing_Food Preparation_Natural Gas_Conveyor Oven_E3 | F2 | Commercial | School | Existing | Food Preparation | Natural Gas | Conveyor Oven | E3 | RVT - Cost of Operation | 0 | 0 | 0 | 0 | 0 | 0 | 0 | 0 | 0 | 0 | 0 | 0 | 0 | 0 | 0 | 0 | 0 | 0 | 0 | 0 | 0 | 0 | 0 | 0 | 0 | 0 | 0 | 0 | 0 | 0 | 0 | 0 | 0
F2_Commercial_School_Existing_Food Preparation_Natural Gas_Conveyor Oven_E4 | F2 | Commercial | School | Existing | Food Preparation | Natural Gas | Conveyor Oven | E4 | RVT - Cost of Operation | 0 | 0 | 0 | 0 | 0 | 0 | 0 | 0 | 0 | 0 | 0 | 0 | 0 | 0 | 0 | 0 | 0 | 0 | 0 | 0 | 0 | 0 | 0 | 0 | 0 | 0 | 0 | 0 | 0 | 0 | 0 | 0 | 0
F2_Commercial_School_Existing_Food Preparation_Natural Gas_Conveyor Oven_E5 | F2 | Commercial | School | Existing | Food Preparation | Natural Gas | Conveyor Oven | E5 | RVT - Cost of Operation | 0 | 0 | 0 | 0 | 0 | 0 | 0 | 0 | 0 | 0 | 0 | 0 | 0 | 0 | 0 | 0 | 0 | 0 | 0 | 0 | 0 | 0 | 0 | 0 | 0 | 0 | 0 | 0 | 0 | 0 | 0 | 0 | 0
F2_Commercial_School_Existing_Food Preparation_Natural Gas_Conveyor Oven_E6 | F2 | Commercial | School | Existing | Food Preparation | Natural Gas | Conveyor Oven | E6 | RVT - Cost of Operation | 0 | 0 | 0 | 0 | 0 | 0 | 0 | 0 | 0 | 0 | 0 | 0 | 0 | 0 | 0 | 0 | 0 | 0 | 0 | 0 | 0 | 0 | 0 | 0 | 0 | 0 | 0 | 0 | 0 | 0 | 0 | 0 | 0
F2_Commercial_School_Existing_Food Preparation_Natural Gas_Conveyor Oven_E7 | F2 | Commercial | School | Existing | Food Preparation | Natural Gas | Conveyor Oven | E7 | RVT - Cost of Operation | 0 | 0 | 0 | 0 | 0 | 0 | 0 | 0 | 0 | 0 | 0 | 0 | 0 | 0 | 0 | 0 | 0 | 0 | 0 | 0 | 0 | 0 | 0 | 0 | 0 | 0 | 0 | 0 | 0 | 0 | 0 | 0 | 0
F2_Commercial_School_Existing_Food Preparation_Natural Gas_Conveyor Oven_E8 | F2 | Commercial | School | Existing | Food Preparation | Natural Gas | Conveyor Oven | E8 | RVT - Cost of Operation | 0 | 0 | 0 | 0 | 0 | 0 | 0 | 0 | 0 | 0 | 0 | 0 | 0 | 0 | 0 | 0 | 0 | 0 | 0 | 0 | 0 | 0 | 0 | 0 | 0 | 0 | 0 | 0 | 0 | 0 | 0 | 0 | 0
F2_Commercial_School_Existing_Food Preparation_Natural Gas_Conveyor Oven_E9 | F2 | Commercial | School | Existing | Food Preparation | Natural Gas | Conveyor Oven | E9 | RVT - Cost of Operation | 0 | 0 | 0 | 0 | 0 | 0 | 0 | 0 | 0 | 0 | 0 | 0 | 0 | 0 | 0 | 0 | 0 | 0 | 0 | 0 | 0 | 0 | 0 | 0 | 0 | 0 | 0 | 0 | 0 | 0 | 0 | 0 | 0
F2_Commercial_School_Existing_Food Preparation_Natural Gas_Conveyor Oven_E10 | F2 | Commercial | School | Existing | Food Preparation | Natural Gas | Conveyor Oven | E10 | RVT - Cost of Operation | 0 | 0 | 0 | 0 | 0 | 0 | 0 | 0 | 0 | 0 | 0 | 0 | 0 | 0 | 0 | 0 | 0 | 0 | 0 | 0 | 0 | 0 | 0 | 0 | 0 | 0 | 0 | 0 | 0 | 0 | 0 | 0 | 0
F3_Commercial_School_Existing_Food Preparation_Natural Gas_Conveyor Oven_E1 | F3 | Commercial | School | Existing | Food Preparation | Natural Gas | Conveyor Oven | E1 | System - kBTUs of Consumption | 0.011622 | 0.011622 | 0.011622 | 0.011622 | 0.011622 | 0.011622 | 0.011622 | 0.011622 | 0.011622 | 0.011622 | 0.011622 | 0.011622 | 0.011622 | 0.011622 | 0.011622 | 0.011622 | 0.011622 | 0.011622 | 0.011622 | 0.011622 | 0.011622 | 0.011622 | 0.011622 | 0.011622 | 0.011622 | 0.011622 | 0.011622 | 0.011622 | 0.011622 | 0.011622 | 0.011622 | 0.011622 | 0.011622
F3_Commercial_School_Existing_Food Preparation_Natural Gas_Conveyor Oven_E2 | F3 | Commercial | School | Existing | Food Preparation | Natural Gas | Conveyor Oven | E2 | System - kBTUs of Consumption | 0.014168 | 0.014168 | 0.014168 | 0.014168 | 0.014168 | 0.014168 | 0.014168 | 0.014168 | 0.014168 | 0.014168 | 0.014168 | 0.014168 | 0.014168 | 0.014168 | 0.014168 | 0.014168 | 0.014168 | 0.014168 | 0.014168 | 0.014168 | 0.014168 | 0.014168 | 0.014168 | 0.014168 | 0.014168 | 0.014168 | 0.014168 | 0.014168 | 0.014168 | 0.014168 | 0.014168 | 0.014168 | 0.014168
F3_Commercial_School_Existing_Food Preparation_Natural Gas_Conveyor Oven_E3 | F3 | Commercial | School | Existing | Food Preparation | Natural Gas | Conveyor Oven | E3 | System - kBTUs of Consumption | 0 | 0 | 0 | 0 | 0 | 0 | 0 | 0 | 0 | 0 | 0 | 0 | 0 | 0 | 0 | 0 | 0 | 0 | 0 | 0 | 0 | 0 | 0 | 0 | 0 | 0 | 0 | 0 | 0 | 0 | 0 | 0 | 0
F3_Commercial_School_Existing_Food Preparation_Natural Gas_Conveyor Oven_E4 | F3 | Commercial | School | Existing | Food Preparation | Natural Gas | Conveyor Oven | E4 | System - kBTUs of Consumption | 0 | 0 | 0 | 0 | 0 | 0 | 0 | 0 | 0 | 0 | 0 | 0 | 0 | 0 | 0 | 0 | 0 | 0 | 0 | 0 | 0 | 0 | 0 | 0 | 0 | 0 | 0 | 0 | 0 | 0 | 0 | 0 | 0
F3_Commercial_School_Existing_Food Preparation_Natural Gas_Conveyor Oven_E5 | F3 | Commercial | School | Existing | Food Preparation | Natural Gas | Conveyor Oven | E5 | System - kBTUs of Consumption | 0 | 0 | 0 | 0 | 0 | 0 | 0 | 0 | 0 | 0 | 0 | 0 | 0 | 0 | 0 | 0 | 0 | 0 | 0 | 0 | 0 | 0 | 0 | 0 | 0 | 0 | 0 | 0 | 0 | 0 | 0 | 0 | 0
F3_Commercial_School_Existing_Food Preparation_Natural Gas_Conveyor Oven_E6 | F3 | Commercial | School | Existing | Food Preparation | Natural Gas | Conveyor Oven | E6 | System - kBTUs of Consumption | 0 | 0 | 0 | 0 | 0 | 0 | 0 | 0 | 0 | 0 | 0 | 0 | 0 | 0 | 0 | 0 | 0 | 0 | 0 | 0 | 0 | 0 | 0 | 0 | 0 | 0 | 0 | 0 | 0 | 0 | 0 | 0 | 0
F3_Commercial_School_Existing_Food Preparation_Natural Gas_Conveyor Oven_E7 | F3 | Commercial | School | Existing | Food Preparation | Natural Gas | Conveyor Oven | E7 | System - kBTUs of Consumption | 0 | 0 | 0 | 0 | 0 | 0 | 0 | 0 | 0 | 0 | 0 | 0 | 0 | 0 | 0 | 0 | 0 | 0 | 0 | 0 | 0 | 0 | 0 | 0 | 0 | 0 | 0 | 0 | 0 | 0 | 0 | 0 | 0
F3_Commercial_School_Existing_Food Preparation_Natural Gas_Conveyor Oven_E8 | F3 | Commercial | School | Existing | Food Preparation | Natural Gas | Conveyor Oven | E8 | System - kBTUs of Consumption | 0 | 0 | 0 | 0 | 0 | 0 | 0 | 0 | 0 | 0 | 0 | 0 | 0 | 0 | 0 | 0 | 0 | 0 | 0 | 0 | 0 | 0 | 0 | 0 | 0 | 0 | 0 | 0 | 0 | 0 | 0 | 0 | 0
F3_Commercial_School_Existing_Food Preparation_Natural Gas_Conveyor Oven_E9 | F3 | Commercial | School | Existing | Food Preparation | Natural Gas | Conveyor Oven | E9 | System - kBTUs of Consumption | 0 | 0 | 0 | 0 | 0 | 0 | 0 | 0 | 0 | 0 | 0 | 0 | 0 | 0 | 0 | 0 | 0 | 0 | 0 | 0 | 0 | 0 | 0 | 0 | 0 | 0 | 0 | 0 | 0 | 0 | 0 | 0 | 0
F3_Commercial_School_Existing_Food Preparation_Natural Gas_Conveyor Oven_E10 | F3 | Commercial | School | Existing | Food Preparation | Natural Gas | Conveyor Oven | E10 | System - kBTUs of Consumption | 0 | 0 | 0 | 0 | 0 | 0 | 0 | 0 | 0 | 0 | 0 | 0 | 0 | 0 | 0 | 0 | 0 | 0 | 0 | 0 | 0 | 0 | 0 | 0 | 0 | 0 | 0 | 0 | 0 | 0 | 0 | 0 | 0
F4_Commercial_School_Existing_Food Preparation_Natural Gas_Conveyor Oven_E1 | F4 | Commercial | School | Existing | Food Preparation | Natural Gas | Conveyor Oven | E1 | Utility - Cost of Equipment | 0.077147 | 0.077377 | 0.077846 | 0.077702 | 0.077703 | 0.078098 | 0.078827 | 0.079468 | 0.08021 | 0.080944 | 0.081687 | 0.082403 | 0.083154 | 0.083929 | 0.084677 | 0.085426 | 0.086152 | 0.086889 | 0.087605 | 0.088305 | 0.08895 | 0.089582 | 0.090139 | 0.090696 | 0.091179 | 0.091597 | 0.091977 | 0.092305 | 0.092562 | 0.092772 | 0.092887 | 0.092964 | 0.092964
F4_Commercial_School_Existing_Food Preparation_Natural Gas_Conveyor Oven_E2 | F4 | Commercial | School | Existing | Food Preparation | Natural Gas | Conveyor Oven | E2 | Utility - Cost of Equipment | 0.058643 | 0.058819 | 0.059175 | 0.059066 | 0.059066 | 0.059367 | 0.059921 | 0.060408 | 0.060972 | 0.06153 | 0.062095 | 0.062639 | 0.06321 | 0.063799 | 0.064368 | 0.064937 | 0.065489 | 0.066049 | 0.066593 | 0.067126 | 0.067616 | 0.068096 | 0.068519 | 0.068943 | 0.069311 | 0.069628 | 0.069917 | 0.070166 | 0.070361 | 0.070521 | 0.070608 | 0.070667 | 0.070667
F4_Commercial_School_Existing_Food Preparation_Natural Gas_Conveyor Oven_E3 | F4 | Commercial | School | Existing | Food Preparation | Natural Gas | Conveyor Oven | E3 | Utility - Cost of Equipment | 0 | 0 | 0 | 0 | 0 | 0 | 0 | 0 | 0 | 0 | 0 | 0 | 0 | 0 | 0 | 0 | 0 | 0 | 0 | 0 | 0 | 0 | 0 | 0 | 0 | 0 | 0 | 0 | 0 | 0 | 0 | 0 | 0
F4_Commercial_School_Existing_Food Preparation_Natural Gas_Conveyor Oven_E4 | F4 | Commercial | School | Existing | Food Preparation | Natural Gas | Conveyor Oven | E4 | Utility - Cost of Equipment | 0 | 0 | 0 | 0 | 0 | 0 | 0 | 0 | 0 | 0 | 0 | 0 | 0 | 0 | 0 | 0 | 0 | 0 | 0 | 0 | 0 | 0 | 0 | 0 | 0 | 0 | 0 | 0 | 0 | 0 | 0 | 0 | 0
F4_Commercial_School_Existing_Food Preparation_Natural Gas_Conveyor Oven_E5 | F4 | Commercial | School | Existing | Food Preparation | Natural Gas | Conveyor Oven | E5 | Utility - Cost of Equipment | 0 | 0 | 0 | 0 | 0 | 0 | 0 | 0 | 0 | 0 | 0 | 0 | 0 | 0 | 0 | 0 | 0 | 0 | 0 | 0 | 0 | 0 | 0 | 0 | 0 | 0 | 0 | 0 | 0 | 0 | 0 | 0 | 0
F4_Commercial_School_Existing_Food Preparation_Natural Gas_Conveyor Oven_E6 | F4 | Commercial | School | Existing | Food Preparation | Natural Gas | Conveyor Oven | E6 | Utility - Cost of Equipment | 0 | 0 | 0 | 0 | 0 | 0 | 0 | 0 | 0 | 0 | 0 | 0 | 0 | 0 | 0 | 0 | 0 | 0 | 0 | 0 | 0 | 0 | 0 | 0 | 0 | 0 | 0 | 0 | 0 | 0 | 0 | 0 | 0
F4_Commercial_School_Existing_Food Preparation_Natural Gas_Conveyor Oven_E7 | F4 | Commercial | School | Existing | Food Preparation | Natural Gas | Conveyor Oven | E7 | Utility - Cost of Equipment | 0 | 0 | 0 | 0 | 0 | 0 | 0 | 0 | 0 | 0 | 0 | 0 | 0 | 0 | 0 | 0 | 0 | 0 | 0 | 0 | 0 | 0 | 0 | 0 | 0 | 0 | 0 | 0 | 0 | 0 | 0 | 0 | 0
F4_Commercial_School_Existing_Food Preparation_Natural Gas_Conveyor Oven_E8 | F4 | Commercial | School | Existing | Food Preparation | Natural Gas | Conveyor Oven | E8 | Utility - Cost of Equipment | 0 | 0 | 0 | 0 | 0 | 0 | 0 | 0 | 0 | 0 | 0 | 0 | 0 | 0 | 0 | 0 | 0 | 0 | 0 | 0 | 0 | 0 | 0 | 0 | 0 | 0 | 0 | 0 | 0 | 0 | 0 | 0 | 0
F4_Commercial_School_Existing_Food Preparation_Natural Gas_Conveyor Oven_E9 | F4 | Commercial | School | Existing | Food Preparation | Natural Gas | Conveyor Oven | E9 | Utility - Cost of Equipment | 0 | 0 | 0 | 0 | 0 | 0 | 0 | 0 | 0 | 0 | 0 | 0 | 0 | 0 | 0 | 0 | 0 | 0 | 0 | 0 | 0 | 0 | 0 | 0 | 0 | 0 | 0 | 0 | 0 | 0 | 0 | 0 | 0
F4_Commercial_School_Existing_Food Preparation_Natural Gas_Conveyor Oven_E10 | F4 | Commercial | School | Existing | Food Preparation | Natural Gas | Conveyor Oven | E10 | Utility - Cost of Equipment | 0 | 0 | 0 | 0 | 0 | 0 | 0 | 0 | 0 | 0 | 0 | 0 | 0 | 0 | 0 | 0 | 0 | 0 | 0 | 0 | 0 | 0 | 0 | 0 | 0 | 0 | 0 | 0 | 0 | 0 | 0 | 0 | 0
F5_Commercial_School_Existing_Food Preparation_Natural Gas_Conveyor Oven_E1 | F5 | Commercial | School | Existing | Food Preparation | Natural Gas | Conveyor Oven | E1 | Utility - Cost of Operation | 0.011622 | 0.011622 | 0.011622 | 0.011622 | 0.011622 | 0.011622 | 0.011622 | 0.011622 | 0.011622 | 0.011622 | 0.011622 | 0.011622 | 0.011622 | 0.011622 | 0.011622 | 0.011622 | 0.011622 | 0.011622 | 0.011622 | 0.011622 | 0.011622 | 0.011622 | 0.011622 | 0.011622 | 0.011622 | 0.011622 | 0.011622 | 0.011622 | 0.011622 | 0.011622 | 0.011622 | 0.011622 | 0.011622
F5_Commercial_School_Existing_Food Preparation_Natural Gas_Conveyor Oven_E2 | F5 | Commercial | School | Existing | Food Preparation | Natural Gas | Conveyor Oven | E2 | Utility - Cost of Operation | 0.014168 | 0.014168 | 0.014168 | 0.014168 | 0.014168 | 0.014168 | 0.014168 | 0.014168 | 0.014168 | 0.014168 | 0.014168 | 0.014168 | 0.014168 | 0.014168 | 0.014168 | 0.014168 | 0.014168 | 0.014168 | 0.014168 | 0.014168 | 0.014168 | 0.014168 | 0.014168 | 0.014168 | 0.014168 | 0.014168 | 0.014168 | 0.014168 | 0.014168 | 0.014168 | 0.014168 | 0.014168 | 0.014168
F5_Commercial_School_Existing_Food Preparation_Natural Gas_Conveyor Oven_E3 | F5 | Commercial | School | Existing | Food Preparation | Natural Gas | Conveyor Oven | E3 | Utility - Cost of Operation | 0 | 0 | 0 | 0 | 0 | 0 | 0 | 0 | 0 | 0 | 0 | 0 | 0 | 0 | 0 | 0 | 0 | 0 | 0 | 0 | 0 | 0 | 0 | 0 | 0 | 0 | 0 | 0 | 0 | 0 | 0 | 0 | 0
F5_Commercial_School_Existing_Food Preparation_Natural Gas_Conveyor Oven_E4 | F5 | Commercial | School | Existing | Food Preparation | Natural Gas | Conveyor Oven | E4 | Utility - Cost of Operation | 0 | 0 | 0 | 0 | 0 | 0 | 0 | 0 | 0 | 0 | 0 | 0 | 0 | 0 | 0 | 0 | 0 | 0 | 0 | 0 | 0 | 0 | 0 | 0 | 0 | 0 | 0 | 0 | 0 | 0 | 0 | 0 | 0
F5_Commercial_School_Existing_Food Preparation_Natural Gas_Conveyor Oven_E5 | F5 | Commercial | School | Existing | Food Preparation | Natural Gas | Conveyor Oven | E5 | Utility - Cost of Operation | 0 | 0 | 0 | 0 | 0 | 0 | 0 | 0 | 0 | 0 | 0 | 0 | 0 | 0 | 0 | 0 | 0 | 0 | 0 | 0 | 0 | 0 | 0 | 0 | 0 | 0 | 0 | 0 | 0 | 0 | 0 | 0 | 0
F5_Commercial_School_Existing_Food Preparation_Natural Gas_Conveyor Oven_E6 | F5 | Commercial | School | Existing | Food Preparation | Natural Gas | Conveyor Oven | E6 | Utility - Cost of Operation | 0 | 0 | 0 | 0 | 0 | 0 | 0 | 0 | 0 | 0 | 0 | 0 | 0 | 0 | 0 | 0 | 0 | 0 | 0 | 0 | 0 | 0 | 0 | 0 | 0 | 0 | 0 | 0 | 0 | 0 | 0 | 0 | 0
F5_Commercial_School_Existing_Food Preparation_Natural Gas_Conveyor Oven_E7 | F5 | Commercial | School | Existing | Food Preparation | Natural Gas | Conveyor Oven | E7 | Utility - Cost of Operation | 0 | 0 | 0 | 0 | 0 | 0 | 0 | 0 | 0 | 0 | 0 | 0 | 0 | 0 | 0 | 0 | 0 | 0 | 0 | 0 | 0 | 0 | 0 | 0 | 0 | 0 | 0 | 0 | 0 | 0 | 0 | 0 | 0
F5_Commercial_School_Existing_Food Preparation_Natural Gas_Conveyor Oven_E8 | F5 | Commercial | School | Existing | Food Preparation | Natural Gas | Conveyor Oven | E8 | Utility - Cost of Operation | 0 | 0 | 0 | 0 | 0 | 0 | 0 | 0 | 0 | 0 | 0 | 0 | 0 | 0 | 0 | 0 | 0 | 0 | 0 | 0 | 0 | 0 | 0 | 0 | 0 | 0 | 0 | 0 | 0 | 0 | 0 | 0 | 0
F5_Commercial_School_Existing_Food Preparation_Natural Gas_Conveyor Oven_E9 | F5 | Commercial | School | Existing | Food Preparation | Natural Gas | Conveyor Oven | E9 | Utility - Cost of Operation | 0 | 0 | 0 | 0 | 0 | 0 | 0 | 0 | 0 | 0 | 0 | 0 | 0 | 0 | 0 | 0 | 0 | 0 | 0 | 0 | 0 | 0 | 0 | 0 | 0 | 0 | 0 | 0 | 0 | 0 | 0 | 0 | 0
F5_Commercial_School_Existing_Food Preparation_Natural Gas_Conveyor Oven_E10 | F5 | Commercial | School | Existing | Food Preparation | Natural Gas | Conveyor Oven | E10 | Utility - Cost of Operation | 0 | 0 | 0 | 0 | 0 | 0 | 0 | 0 | 0 | 0 | 0 | 0 | 0 | 0 | 0 | 0 | 0 | 0 | 0 | 0 | 0 | 0 | 0 | 0 | 0 | 0 | 0 | 0 | 0 | 0 | 0 | 0 | 0
F6_Commercial_School_Existing_Food Preparation_Natural Gas_Conveyor Oven_E1 | F6 | Commercial | School | Existing | Food Preparation | Natural Gas | Conveyor Oven | E1 | Utility - Value of Sales | 0.040562 | 0.04069 | 0.040895 | 0.04085 | 0.04085 | 0.04085 | 0.04085 | 0.04085 | 0.04085 | 0.04085 | 0.04085 | 0.04085 | 0.04085 | 0.04085 | 0.04085 | 0.04085 | 0.04085 | 0.04085 | 0.04085 | 0.04085 | 0.04085 | 0.04085 | 0.04085 | 0.04085 | 0.04085 | 0.04085 | 0.04085 | 0.04085 | 0.04085 | 0.04085 | 0.04085 | 0.04085 | 0.04085
F6_Commercial_School_Existing_Food Preparation_Natural Gas_Conveyor Oven_E2 | F6 | Commercial | School | Existing | Food Preparation | Natural Gas | Conveyor Oven | E2 | Utility - Value of Sales | 0.030833 | 0.03093 | 0.031087 | 0.031052 | 0.031052 | 0.031052 | 0.031052 | 0.031052 | 0.031052 | 0.031052 | 0.031052 | 0.031052 | 0.031052 | 0.031052 | 0.031052 | 0.031052 | 0.031052 | 0.031052 | 0.031052 | 0.031052 | 0.031052 | 0.031052 | 0.031052 | 0.031052 | 0.031052 | 0.031052 | 0.031052 | 0.031052 | 0.031052 | 0.031052 | 0.031052 | 0.031052 | 0.031052
F6_Commercial_School_Existing_Food Preparation_Natural Gas_Conveyor Oven_E3 | F6 | Commercial | School | Existing | Food Preparation | Natural Gas | Conveyor Oven | E3 | Utility - Value of Sales | 0 | 0 | 0 | 0 | 0 | 0 | 0 | 0 | 0 | 0 | 0 | 0 | 0 | 0 | 0 | 0 | 0 | 0 | 0 | 0 | 0 | 0 | 0 | 0 | 0 | 0 | 0 | 0 | 0 | 0 | 0 | 0 | 0
F6_Commercial_School_Existing_Food Preparation_Natural Gas_Conveyor Oven_E4 | F6 | Commercial | School | Existing | Food Preparation | Natural Gas | Conveyor Oven | E4 | Utility - Value of Sales | 0 | 0 | 0 | 0 | 0 | 0 | 0 | 0 | 0 | 0 | 0 | 0 | 0 | 0 | 0 | 0 | 0 | 0 | 0 | 0 | 0 | 0 | 0 | 0 | 0 | 0 | 0 | 0 | 0 | 0 | 0 | 0 | 0
F6_Commercial_School_Existing_Food Preparation_Natural Gas_Conveyor Oven_E5 | F6 | Commercial | School | Existing | Food Preparation | Natural Gas | Conveyor Oven | E5 | Utility - Value of Sales | 0 | 0 | 0 | 0 | 0 | 0 | 0 | 0 | 0 | 0 | 0 | 0 | 0 | 0 | 0 | 0 | 0 | 0 | 0 | 0 | 0 | 0 | 0 | 0 | 0 | 0 | 0 | 0 | 0 | 0 | 0 | 0 | 0
F6_Commercial_School_Existing_Food Preparation_Natural Gas_Conveyor Oven_E6 | F6 | Commercial | School | Existing | Food Preparation | Natural Gas | Conveyor Oven | E6 | Utility - Value of Sales | 0 | 0 | 0 | 0 | 0 | 0 | 0 | 0 | 0 | 0 | 0 | 0 | 0 | 0 | 0 | 0 | 0 | 0 | 0 | 0 | 0 | 0 | 0 | 0 | 0 | 0 | 0 | 0 | 0 | 0 | 0 | 0 | 0
F6_Commercial_School_Existing_Food Preparation_Natural Gas_Conveyor Oven_E7 | F6 | Commercial | School | Existing | Food Preparation | Natural Gas | Conveyor Oven | E7 | Utility - Value of Sales | 0 | 0 | 0 | 0 | 0 | 0 | 0 | 0 | 0 | 0 | 0 | 0 | 0 | 0 | 0 | 0 | 0 | 0 | 0 | 0 | 0 | 0 | 0 | 0 | 0 | 0 | 0 | 0 | 0 | 0 | 0 | 0 | 0
F6_Commercial_School_Existing_Food Preparation_Natural Gas_Conveyor Oven_E8 | F6 | Commercial | School | Existing | Food Preparation | Natural Gas | Conveyor Oven | E8 | Utility - Value of Sales | 0 | 0 | 0 | 0 | 0 | 0 | 0 | 0 | 0 | 0 | 0 | 0 | 0 | 0 | 0 | 0 | 0 | 0 | 0 | 0 | 0 | 0 | 0 | 0 | 0 | 0 | 0 | 0 | 0 | 0 | 0 | 0 | 0
F6_Commercial_School_Existing_Food Preparation_Natural Gas_Conveyor Oven_E9 | F6 | Commercial | School | Existing | Food Preparation | Natural Gas | Conveyor Oven | E9 | Utility - Value of Sales | 0 | 0 | 0 | 0 | 0 | 0 | 0 | 0 | 0 | 0 | 0 | 0 | 0 | 0 | 0 | 0 | 0 | 0 | 0 | 0 | 0 | 0 | 0 | 0 | 0 | 0 | 0 | 0 | 0 | 0 | 0 | 0 | 0
F6_Commercial_School_Existing_Food Preparation_Natural Gas_Conveyor Oven_E10 | F6 | Commercial | School | Existing | Food Preparation | Natural Gas | Conveyor Oven | E10 | Utility - Value of Sales | 0 | 0 | 0 | 0 | 0 | 0 | 0 | 0 | 0 | 0 | 0 | 0 | 0 | 0 | 0 | 0 | 0 | 0 | 0 | 0 | 0 | 0 | 0 | 0 | 0 | 0 | 0 | 0 | 0 | 0 | 0 | 0 | 0
F1_Commercial_School_Existing_Food Preparation_Natural Gas_Double Rack Oven_E1 | F1 | Commercial | School | Existing | Food Preparation | Natural Gas | Double Rack Oven | E1 | RVT - Cost of Equipment | 0.11365 | 0.1138 | 0.11442 | 0.11384 | 0.11354 | 0.11399 | 0.11508 | 0.11596 | 0.11704 | 0.11808 | 0.11913 | 0.12012 | 0.12118 | 0.12227 | 0.12333 | 0.12441 | 0.12551 | 0.12668 | 0.1279 | 0.12916 | 0.13036 | 0.13157 | 0.13266 | 0.13375 | 0.13469 | 0.13551 | 0.13625 | 0.13689 | 0.13739 | 0.1378 | 0.13802 | 0.13817 | 0.13817
F1_Commercial_School_Existing_Food Preparation_Natural Gas_Double Rack Oven_E2 | F1 | Commercial | School | Existing | Food Preparation | Natural Gas | Double Rack Oven | E2 | RVT - Cost of Equipment | 0.061991 | 0.06207 | 0.062409 | 0.062093 | 0.061932 | 0.062178 | 0.062771 | 0.063253 | 0.063841 | 0.064407 | 0.06498 | 0.065521 | 0.066097 | 0.066693 | 0.067271 | 0.067862 | 0.068458 | 0.069098 | 0.069763 | 0.070448 | 0.071106 | 0.071767 | 0.07236 | 0.072954 | 0.073468 | 0.073913 | 0.074317 | 0.074666 | 0.07494 | 0.075164 | 0.075286 | 0.075368 | 0.075368
F1_Commercial_School_Existing_Food Preparation_Natural Gas_Double Rack Oven_E3 | F1 | Commercial | School | Existing | Food Preparation | Natural Gas | Double Rack Oven | E3 | RVT - Cost of Equipment | 0 | 0 | 0 | 0 | 0 | 0 | 0 | 0 | 0 | 0 | 0 | 0 | 0 | 0 | 0 | 0 | 0 | 0 | 0 | 0 | 0 | 0 | 0 | 0 | 0 | 0 | 0 | 0 | 0 | 0 | 0 | 0 | 0
F1_Commercial_School_Existing_Food Preparation_Natural Gas_Double Rack Oven_E4 | F1 | Commercial | School | Existing | Food Preparation | Natural Gas | Double Rack Oven | E4 | RVT - Cost of Equipment | 0 | 0 | 0 | 0 | 0 | 0 | 0 | 0 | 0 | 0 | 0 | 0 | 0 | 0 | 0 | 0 | 0 | 0 | 0 | 0 | 0 | 0 | 0 | 0 | 0 | 0 | 0 | 0 | 0 | 0 | 0 | 0 | 0
F1_Commercial_School_Existing_Food Preparation_Natural Gas_Double Rack Oven_E5 | F1 | Commercial | School | Existing | Food Preparation | Natural Gas | Double Rack Oven | E5 | RVT - Cost of Equipment | 0 | 0 | 0 | 0 | 0 | 0 | 0 | 0 | 0 | 0 | 0 | 0 | 0 | 0 | 0 | 0 | 0 | 0 | 0 | 0 | 0 | 0 | 0 | 0 | 0 | 0 | 0 | 0 | 0 | 0 | 0 | 0 | 0
F1_Commercial_School_Existing_Food Preparation_Natural Gas_Double Rack Oven_E6 | F1 | Commercial | School | Existing | Food Preparation | Natural Gas | Double Rack Oven | E6 | RVT - Cost of Equipment | 0 | 0 | 0 | 0 | 0 | 0 | 0 | 0 | 0 | 0 | 0 | 0 | 0 | 0 | 0 | 0 | 0 | 0 | 0 | 0 | 0 | 0 | 0 | 0 | 0 | 0 | 0 | 0 | 0 | 0 | 0 | 0 | 0
F1_Commercial_School_Existing_Food Preparation_Natural Gas_Double Rack Oven_E7 | F1 | Commercial | School | Existing | Food Preparation | Natural Gas | Double Rack Oven | E7 | RVT - Cost of Equipment | 0 | 0 | 0 | 0 | 0 | 0 | 0 | 0 | 0 | 0 | 0 | 0 | 0 | 0 | 0 | 0 | 0 | 0 | 0 | 0 | 0 | 0 | 0 | 0 | 0 | 0 | 0 | 0 | 0 | 0 | 0 | 0 | 0
F1_Commercial_School_Existing_Food Preparation_Natural Gas_Double Rack Oven_E8 | F1 | Commercial | School | Existing | Food Preparation | Natural Gas | Double Rack Oven | E8 | RVT - Cost of Equipment | 0 | 0 | 0 | 0 | 0 | 0 | 0 | 0 | 0 | 0 | 0 | 0 | 0 | 0 | 0 | 0 | 0 | 0 | 0 | 0 | 0 | 0 | 0 | 0 | 0 | 0 | 0 | 0 | 0 | 0 | 0 | 0 | 0
F1_Commercial_School_Existing_Food Preparation_Natural Gas_Double Rack Oven_E9 | F1 | Commercial | School | Existing | Food Preparation | Natural Gas | Double Rack Oven | E9 | RVT - Cost of Equipment | 0 | 0 | 0 | 0 | 0 | 0 | 0 | 0 | 0 | 0 | 0 | 0 | 0 | 0 | 0 | 0 | 0 | 0 | 0 | 0 | 0 | 0 | 0 | 0 | 0 | 0 | 0 | 0 | 0 | 0 | 0 | 0 | 0
F1_Commercial_School_Existing_Food Preparation_Natural Gas_Double Rack Oven_E10 | F1 | Commercial | School | Existing | Food Preparation | Natural Gas | Double Rack Oven | E10 | RVT - Cost of Equipment | 0 | 0 | 0 | 0 | 0 | 0 | 0 | 0 | 0 | 0 | 0 | 0 | 0 | 0 | 0 | 0 | 0 | 0 | 0 | 0 | 0 | 0 | 0 | 0 | 0 | 0 | 0 | 0 | 0 | 0 | 0 | 0 | 0
F2_Commercial_School_Existing_Food Preparation_Natural Gas_Double Rack Oven_E1 | F2 | Commercial | School | Existing | Food Preparation | Natural Gas | Double Rack Oven | E1 | RVT - Cost of Operation | 0.13616 | 0.13633 | 0.13708 | 0.13638 | 0.13603 | 0.13657 | 0.13787 | 0.13893 | 0.14022 | 0.14147 | 0.14273 | 0.14391 | 0.14518 | 0.14649 | 0.14776 | 0.14906 | 0.15036 | 0.15177 | 0.15323 | 0.15474 | 0.15618 | 0.15763 | 0.15894 | 0.16024 | 0.16137 | 0.16235 | 0.16323 | 0.164 | 0.1646 | 0.16509 | 0.16536 | 0.16554 | 0.16554
F2_Commercial_School_Existing_Food Preparation_Natural Gas_Double Rack Oven_E2 | F2 | Commercial | School | Existing | Food Preparation | Natural Gas | Double Rack Oven | E2 | RVT - Cost of Operation | 0.074269 | 0.074364 | 0.07477 | 0.074391 | 0.074199 | 0.074494 | 0.075204 | 0.075781 | 0.076485 | 0.077164 | 0.07785 | 0.078498 | 0.079188 | 0.079902 | 0.080595 | 0.081303 | 0.082017 | 0.082784 | 0.08358 | 0.084402 | 0.08519 | 0.085982 | 0.086692 | 0.087403 | 0.08802 | 0.088552 | 0.089037 | 0.089455 | 0.089783 | 0.090051 | 0.090197 | 0.090295 | 0.090295
F2_Commercial_School_Existing_Food Preparation_Natural Gas_Double Rack Oven_E3 | F2 | Commercial | School | Existing | Food Preparation | Natural Gas | Double Rack Oven | E3 | RVT - Cost of Operation | 0 | 0 | 0 | 0 | 0 | 0 | 0 | 0 | 0 | 0 | 0 | 0 | 0 | 0 | 0 | 0 | 0 | 0 | 0 | 0 | 0 | 0 | 0 | 0 | 0 | 0 | 0 | 0 | 0 | 0 | 0 | 0 | 0
F2_Commercial_School_Existing_Food Preparation_Natural Gas_Double Rack Oven_E4 | F2 | Commercial | School | Existing | Food Preparation | Natural Gas | Double Rack Oven | E4 | RVT - Cost of Operation | 0 | 0 | 0 | 0 | 0 | 0 | 0 | 0 | 0 | 0 | 0 | 0 | 0 | 0 | 0 | 0 | 0 | 0 | 0 | 0 | 0 | 0 | 0 | 0 | 0 | 0 | 0 | 0 | 0 | 0 | 0 | 0 | 0
F2_Commercial_School_Existing_Food Preparation_Natural Gas_Double Rack Oven_E5 | F2 | Commercial | School | Existing | Food Preparation | Natural Gas | Double Rack Oven | E5 | RVT - Cost of Operation | 0 | 0 | 0 | 0 | 0 | 0 | 0 | 0 | 0 | 0 | 0 | 0 | 0 | 0 | 0 | 0 | 0 | 0 | 0 | 0 | 0 | 0 | 0 | 0 | 0 | 0 | 0 | 0 | 0 | 0 | 0 | 0 | 0
F2_Commercial_School_Existing_Food Preparation_Natural Gas_Double Rack Oven_E6 | F2 | Commercial | School | Existing | Food Preparation | Natural Gas | Double Rack Oven | E6 | RVT - Cost of Operation | 0 | 0 | 0 | 0 | 0 | 0 | 0 | 0 | 0 | 0 | 0 | 0 | 0 | 0 | 0 | 0 | 0 | 0 | 0 | 0 | 0 | 0 | 0 | 0 | 0 | 0 | 0 | 0 | 0 | 0 | 0 | 0 | 0
F2_Commercial_School_Existing_Food Preparation_Natural Gas_Double Rack Oven_E7 | F2 | Commercial | School | Existing | Food Preparation | Natural Gas | Double Rack Oven | E7 | RVT - Cost of Operation | 0 | 0 | 0 | 0 | 0 | 0 | 0 | 0 | 0 | 0 | 0 | 0 | 0 | 0 | 0 | 0 | 0 | 0 | 0 | 0 | 0 | 0 | 0 | 0 | 0 | 0 | 0 | 0 | 0 | 0 | 0 | 0 | 0
F2_Commercial_School_Existing_Food Preparation_Natural Gas_Double Rack Oven_E8 | F2 | Commercial | School | Existing | Food Preparation | Natural Gas | Double Rack Oven | E8 | RVT - Cost of Operation | 0 | 0 | 0 | 0 | 0 | 0 | 0 | 0 | 0 | 0 | 0 | 0 | 0 | 0 | 0 | 0 | 0 | 0 | 0 | 0 | 0 | 0 | 0 | 0 | 0 | 0 | 0 | 0 | 0 | 0 | 0 | 0 | 0
F2_Commercial_School_Existing_Food Preparation_Natural Gas_Double Rack Oven_E9 | F2 | Commercial | School | Existing | Food Preparation | Natural Gas | Double Rack Oven | E9 | RVT - Cost of Operation | 0 | 0 | 0 | 0 | 0 | 0 | 0 | 0 | 0 | 0 | 0 | 0 | 0 | 0 | 0 | 0 | 0 | 0 | 0 | 0 | 0 | 0 | 0 | 0 | 0 | 0 | 0 | 0 | 0 | 0 | 0 | 0 | 0
F2_Commercial_School_Existing_Food Preparation_Natural Gas_Double Rack Oven_E10 | F2 | Commercial | School | Existing | Food Preparation | Natural Gas | Double Rack Oven | E10 | RVT - Cost of Operation | 0 | 0 | 0 | 0 | 0 | 0 | 0 | 0 | 0 | 0 | 0 | 0 | 0 | 0 | 0 | 0 | 0 | 0 | 0 | 0 | 0 | 0 | 0 | 0 | 0 | 0 | 0 | 0 | 0 | 0 | 0 | 0 | 0
F3_Commercial_School_Existing_Food Preparation_Natural Gas_Double Rack Oven_E1 | F3 | Commercial | School | Existing | Food Preparation | Natural Gas | Double Rack Oven | E1 | System - kBTUs of Consumption | 0.022429 | 0.022429 | 0.022429 | 0.022429 | 0.022429 | 0.022429 | 0.022429 | 0.022429 | 0.022429 | 0.022429 | 0.022429 | 0.022429 | 0.022429 | 0.022429 | 0.022429 | 0.022429 | 0.022429 | 0.022429 | 0.022429 | 0.022429 | 0.022429 | 0.022429 | 0.022429 | 0.022429 | 0.022429 | 0.022429 | 0.022429 | 0.022429 | 0.022429 | 0.022429 | 0.022429 | 0.022429 | 0.022429
F3_Commercial_School_Existing_Food Preparation_Natural Gas_Double Rack Oven_E2 | F3 | Commercial | School | Existing | Food Preparation | Natural Gas | Double Rack Oven | E2 | System - kBTUs of Consumption | 0.029829 | 0.029829 | 0.029829 | 0.029829 | 0.029829 | 0.029829 | 0.029829 | 0.029829 | 0.029829 | 0.029829 | 0.029829 | 0.029829 | 0.029829 | 0.029829 | 0.029829 | 0.029829 | 0.029829 | 0.029829 | 0.029829 | 0.029829 | 0.029829 | 0.029829 | 0.029829 | 0.029829 | 0.029829 | 0.029829 | 0.029829 | 0.029829 | 0.029829 | 0.029829 | 0.029829 | 0.029829 | 0.029829
F3_Commercial_School_Existing_Food Preparation_Natural Gas_Double Rack Oven_E3 | F3 | Commercial | School | Existing | Food Preparation | Natural Gas | Double Rack Oven | E3 | System - kBTUs of Consumption | 0 | 0 | 0 | 0 | 0 | 0 | 0 | 0 | 0 | 0 | 0 | 0 | 0 | 0 | 0 | 0 | 0 | 0 | 0 | 0 | 0 | 0 | 0 | 0 | 0 | 0 | 0 | 0 | 0 | 0 | 0 | 0 | 0
F3_Commercial_School_Existing_Food Preparation_Natural Gas_Double Rack Oven_E4 | F3 | Commercial | School | Existing | Food Preparation | Natural Gas | Double Rack Oven | E4 | System - kBTUs of Consumption | 0 | 0 | 0 | 0 | 0 | 0 | 0 | 0 | 0 | 0 | 0 | 0 | 0 | 0 | 0 | 0 | 0 | 0 | 0 | 0 | 0 | 0 | 0 | 0 | 0 | 0 | 0 | 0 | 0 | 0 | 0 | 0 | 0
F3_Commercial_School_Existing_Food Preparation_Natural Gas_Double Rack Oven_E5 | F3 | Commercial | School | Existing | Food Preparation | Natural Gas | Double Rack Oven | E5 | System - kBTUs of Consumption | 0 | 0 | 0 | 0 | 0 | 0 | 0 | 0 | 0 | 0 | 0 | 0 | 0 | 0 | 0 | 0 | 0 | 0 | 0 | 0 | 0 | 0 | 0 | 0 | 0 | 0 | 0 | 0 | 0 | 0 | 0 | 0 | 0
F3_Commercial_School_Existing_Food Preparation_Natural Gas_Double Rack Oven_E6 | F3 | Commercial | School | Existing | Food Preparation | Natural Gas | Double Rack Oven | E6 | System - kBTUs of Consumption | 0 | 0 | 0 | 0 | 0 | 0 | 0 | 0 | 0 | 0 | 0 | 0 | 0 | 0 | 0 | 0 | 0 | 0 | 0 | 0 | 0 | 0 | 0 | 0 | 0 | 0 | 0 | 0 | 0 | 0 | 0 | 0 | 0
F3_Commercial_School_Existing_Food Preparation_Natural Gas_Double Rack Oven_E7 | F3 | Commercial | School | Existing | Food Preparation | Natural Gas | Double Rack Oven | E7 | System - kBTUs of Consumption | 0 | 0 | 0 | 0 | 0 | 0 | 0 | 0 | 0 | 0 | 0 | 0 | 0 | 0 | 0 | 0 | 0 | 0 | 0 | 0 | 0 | 0 | 0 | 0 | 0 | 0 | 0 | 0 | 0 | 0 | 0 | 0 | 0
F3_Commercial_School_Existing_Food Preparation_Natural Gas_Double Rack Oven_E8 | F3 | Commercial | School | Existing | Food Preparation | Natural Gas | Double Rack Oven | E8 | System - kBTUs of Consumption | 0 | 0 | 0 | 0 | 0 | 0 | 0 | 0 | 0 | 0 | 0 | 0 | 0 | 0 | 0 | 0 | 0 | 0 | 0 | 0 | 0 | 0 | 0 | 0 | 0 | 0 | 0 | 0 | 0 | 0 | 0 | 0 | 0
F3_Commercial_School_Existing_Food Preparation_Natural Gas_Double Rack Oven_E9 | F3 | Commercial | School | Existing | Food Preparation | Natural Gas | Double Rack Oven | E9 | System - kBTUs of Consumption | 0 | 0 | 0 | 0 | 0 | 0 | 0 | 0 | 0 | 0 | 0 | 0 | 0 | 0 | 0 | 0 | 0 | 0 | 0 | 0 | 0 | 0 | 0 | 0 | 0 | 0 | 0 | 0 | 0 | 0 | 0 | 0 | 0
F3_Commercial_School_Existing_Food Preparation_Natural Gas_Double Rack Oven_E10 | F3 | Commercial | School | Existing | Food Preparation | Natural Gas | Double Rack Oven | E10 | System - kBTUs of Consumption | 0 | 0 | 0 | 0 | 0 | 0 | 0 | 0 | 0 | 0 | 0 | 0 | 0 | 0 | 0 | 0 | 0 | 0 | 0 | 0 | 0 | 0 | 0 | 0 | 0 | 0 | 0 | 0 | 0 | 0 | 0 | 0 | 0
F4_Commercial_School_Existing_Food Preparation_Natural Gas_Double Rack Oven_E1 | F4 | Commercial | School | Existing | Food Preparation | Natural Gas | Double Rack Oven | E1 | Utility - Cost of Equipment | 0.13616 | 0.13633 | 0.13708 | 0.13638 | 0.13603 | 0.13657 | 0.13787 | 0.13893 | 0.14022 | 0.14147 | 0.14273 | 0.14391 | 0.14518 | 0.14649 | 0.14776 | 0.14906 | 0.15036 | 0.15177 | 0.15323 | 0.15474 | 0.15618 | 0.15763 | 0.15894 | 0.16024 | 0.16137 | 0.16235 | 0.16323 | 0.164 | 0.1646 | 0.16509 | 0.16536 | 0.16554 | 0.16554
F4_Commercial_School_Existing_Food Preparation_Natural Gas_Double Rack Oven_E2 | F4 | Commercial | School | Existing | Food Preparation | Natural Gas | Double Rack Oven | E2 | Utility - Cost of Equipment | 0.074269 | 0.074364 | 0.07477 | 0.074391 | 0.074199 | 0.074494 | 0.075204 | 0.075781 | 0.076485 | 0.077164 | 0.07785 | 0.078498 | 0.079188 | 0.079902 | 0.080595 | 0.081303 | 0.082017 | 0.082784 | 0.08358 | 0.084402 | 0.08519 | 0.085982 | 0.086692 | 0.087403 | 0.08802 | 0.088552 | 0.089037 | 0.089455 | 0.089783 | 0.090051 | 0.090197 | 0.090295 | 0.090295
F4_Commercial_School_Existing_Food Preparation_Natural Gas_Double Rack Oven_E3 | F4 | Commercial | School | Existing | Food Preparation | Natural Gas | Double Rack Oven | E3 | Utility - Cost of Equipment | 0 | 0 | 0 | 0 | 0 | 0 | 0 | 0 | 0 | 0 | 0 | 0 | 0 | 0 | 0 | 0 | 0 | 0 | 0 | 0 | 0 | 0 | 0 | 0 | 0 | 0 | 0 | 0 | 0 | 0 | 0 | 0 | 0
F4_Commercial_School_Existing_Food Preparation_Natural Gas_Double Rack Oven_E4 | F4 | Commercial | School | Existing | Food Preparation | Natural Gas | Double Rack Oven | E4 | Utility - Cost of Equipment | 0 | 0 | 0 | 0 | 0 | 0 | 0 | 0 | 0 | 0 | 0 | 0 | 0 | 0 | 0 | 0 | 0 | 0 | 0 | 0 | 0 | 0 | 0 | 0 | 0 | 0 | 0 | 0 | 0 | 0 | 0 | 0 | 0
F4_Commercial_School_Existing_Food Preparation_Natural Gas_Double Rack Oven_E5 | F4 | Commercial | School | Existing | Food Preparation | Natural Gas | Double Rack Oven | E5 | Utility - Cost of Equipment | 0 | 0 | 0 | 0 | 0 | 0 | 0 | 0 | 0 | 0 | 0 | 0 | 0 | 0 | 0 | 0 | 0 | 0 | 0 | 0 | 0 | 0 | 0 | 0 | 0 | 0 | 0 | 0 | 0 | 0 | 0 | 0 | 0
F4_Commercial_School_Existing_Food Preparation_Natural Gas_Double Rack Oven_E6 | F4 | Commercial | School | Existing | Food Preparation | Natural Gas | Double Rack Oven | E6 | Utility - Cost of Equipment | 0 | 0 | 0 | 0 | 0 | 0 | 0 | 0 | 0 | 0 | 0 | 0 | 0 | 0 | 0 | 0 | 0 | 0 | 0 | 0 | 0 | 0 | 0 | 0 | 0 | 0 | 0 | 0 | 0 | 0 | 0 | 0 | 0
F4_Commercial_School_Existing_Food Preparation_Natural Gas_Double Rack Oven_E7 | F4 | Commercial | School | Existing | Food Preparation | Natural Gas | Double Rack Oven | E7 | Utility - Cost of Equipment | 0 | 0 | 0 | 0 | 0 | 0 | 0 | 0 | 0 | 0 | 0 | 0 | 0 | 0 | 0 | 0 | 0 | 0 | 0 | 0 | 0 | 0 | 0 | 0 | 0 | 0 | 0 | 0 | 0 | 0 | 0 | 0 | 0
F4_Commercial_School_Existing_Food Preparation_Natural Gas_Double Rack Oven_E8 | F4 | Commercial | School | Existing | Food Preparation | Natural Gas | Double Rack Oven | E8 | Utility - Cost of Equipment | 0 | 0 | 0 | 0 | 0 | 0 | 0 | 0 | 0 | 0 | 0 | 0 | 0 | 0 | 0 | 0 | 0 | 0 | 0 | 0 | 0 | 0 | 0 | 0 | 0 | 0 | 0 | 0 | 0 | 0 | 0 | 0 | 0
F4_Commercial_School_Existing_Food Preparation_Natural Gas_Double Rack Oven_E9 | F4 | Commercial | School | Existing | Food Preparation | Natural Gas | Double Rack Oven | E9 | Utility - Cost of Equipment | 0 | 0 | 0 | 0 | 0 | 0 | 0 | 0 | 0 | 0 | 0 | 0 | 0 | 0 | 0 | 0 | 0 | 0 | 0 | 0 | 0 | 0 | 0 | 0 | 0 | 0 | 0 | 0 | 0 | 0 | 0 | 0 | 0
F4_Commercial_School_Existing_Food Preparation_Natural Gas_Double Rack Oven_E10 | F4 | Commercial | School | Existing | Food Preparation | Natural Gas | Double Rack Oven | E10 | Utility - Cost of Equipment | 0 | 0 | 0 | 0 | 0 | 0 | 0 | 0 | 0 | 0 | 0 | 0 | 0 | 0 | 0 | 0 | 0 | 0 | 0 | 0 | 0 | 0 | 0 | 0 | 0 | 0 | 0 | 0 | 0 | 0 | 0 | 0 | 0
F5_Commercial_School_Existing_Food Preparation_Natural Gas_Double Rack Oven_E1 | F5 | Commercial | School | Existing | Food Preparation | Natural Gas | Double Rack Oven | E1 | Utility - Cost of Operation | 0.022429 | 0.022429 | 0.022429 | 0.022429 | 0.022429 | 0.022429 | 0.022429 | 0.022429 | 0.022429 | 0.022429 | 0.022429 | 0.022429 | 0.022429 | 0.022429 | 0.022429 | 0.022429 | 0.022429 | 0.022429 | 0.022429 | 0.022429 | 0.022429 | 0.022429 | 0.022429 | 0.022429 | 0.022429 | 0.022429 | 0.022429 | 0.022429 | 0.022429 | 0.022429 | 0.022429 | 0.022429 | 0.022429
F5_Commercial_School_Existing_Food Preparation_Natural Gas_Double Rack Oven_E2 | F5 | Commercial | School | Existing | Food Preparation | Natural Gas | Double Rack Oven | E2 | Utility - Cost of Operation | 0.029829 | 0.029829 | 0.029829 | 0.029829 | 0.029829 | 0.029829 | 0.029829 | 0.029829 | 0.029829 | 0.029829 | 0.029829 | 0.029829 | 0.029829 | 0.029829 | 0.029829 | 0.029829 | 0.029829 | 0.029829 | 0.029829 | 0.029829 | 0.029829 | 0.029829 | 0.029829 | 0.029829 | 0.029829 | 0.029829 | 0.029829 | 0.029829 | 0.029829 | 0.029829 | 0.029829 | 0.029829 | 0.029829
F5_Commercial_School_Existing_Food Preparation_Natural Gas_Double Rack Oven_E3 | F5 | Commercial | School | Existing | Food Preparation | Natural Gas | Double Rack Oven | E3 | Utility - Cost of Operation | 0 | 0 | 0 | 0 | 0 | 0 | 0 | 0 | 0 | 0 | 0 | 0 | 0 | 0 | 0 | 0 | 0 | 0 | 0 | 0 | 0 | 0 | 0 | 0 | 0 | 0 | 0 | 0 | 0 | 0 | 0 | 0 | 0
F5_Commercial_School_Existing_Food Preparation_Natural Gas_Double Rack Oven_E4 | F5 | Commercial | School | Existing | Food Preparation | Natural Gas | Double Rack Oven | E4 | Utility - Cost of Operation | 0 | 0 | 0 | 0 | 0 | 0 | 0 | 0 | 0 | 0 | 0 | 0 | 0 | 0 | 0 | 0 | 0 | 0 | 0 | 0 | 0 | 0 | 0 | 0 | 0 | 0 | 0 | 0 | 0 | 0 | 0 | 0 | 0
F5_Commercial_School_Existing_Food Preparation_Natural Gas_Double Rack Oven_E5 | F5 | Commercial | School | Existing | Food Preparation | Natural Gas | Double Rack Oven | E5 | Utility - Cost of Operation | 0 | 0 | 0 | 0 | 0 | 0 | 0 | 0 | 0 | 0 | 0 | 0 | 0 | 0 | 0 | 0 | 0 | 0 | 0 | 0 | 0 | 0 | 0 | 0 | 0 | 0 | 0 | 0 | 0 | 0 | 0 | 0 | 0
F5_Commercial_School_Existing_Food Preparation_Natural Gas_Double Rack Oven_E6 | F5 | Commercial | School | Existing | Food Preparation | Natural Gas | Double Rack Oven | E6 | Utility - Cost of Operation | 0 | 0 | 0 | 0 | 0 | 0 | 0 | 0 | 0 | 0 | 0 | 0 | 0 | 0 | 0 | 0 | 0 | 0 | 0 | 0 | 0 | 0 | 0 | 0 | 0 | 0 | 0 | 0 | 0 | 0 | 0 | 0 | 0
F5_Commercial_School_Existing_Food Preparation_Natural Gas_Double Rack Oven_E7 | F5 | Commercial | School | Existing | Food Preparation | Natural Gas | Double Rack Oven | E7 | Utility - Cost of Operation | 0 | 0 | 0 | 0 | 0 | 0 | 0 | 0 | 0 | 0 | 0 | 0 | 0 | 0 | 0 | 0 | 0 | 0 | 0 | 0 | 0 | 0 | 0 | 0 | 0 | 0 | 0 | 0 | 0 | 0 | 0 | 0 | 0
F5_Commercial_School_Existing_Food Preparation_Natural Gas_Double Rack Oven_E8 | F5 | Commercial | School | Existing | Food Preparation | Natural Gas | Double Rack Oven | E8 | Utility - Cost of Operation | 0 | 0 | 0 | 0 | 0 | 0 | 0 | 0 | 0 | 0 | 0 | 0 | 0 | 0 | 0 | 0 | 0 | 0 | 0 | 0 | 0 | 0 | 0 | 0 | 0 | 0 | 0 | 0 | 0 | 0 | 0 | 0 | 0
F5_Commercial_School_Existing_Food Preparation_Natural Gas_Double Rack Oven_E9 | F5 | Commercial | School | Existing | Food Preparation | Natural Gas | Double Rack Oven | E9 | Utility - Cost of Operation | 0 | 0 | 0 | 0 | 0 | 0 | 0 | 0 | 0 | 0 | 0 | 0 | 0 | 0 | 0 | 0 | 0 | 0 | 0 | 0 | 0 | 0 | 0 | 0 | 0 | 0 | 0 | 0 | 0 | 0 | 0 | 0 | 0
F5_Commercial_School_Existing_Food Preparation_Natural Gas_Double Rack Oven_E10 | F5 | Commercial | School | Existing | Food Preparation | Natural Gas | Double Rack Oven | E10 | Utility - Cost of Operation | 0 | 0 | 0 | 0 | 0 | 0 | 0 | 0 | 0 | 0 | 0 | 0 | 0 | 0 | 0 | 0 | 0 | 0 | 0 | 0 | 0 | 0 | 0 | 0 | 0 | 0 | 0 | 0 | 0 | 0 | 0 | 0 | 0
F6_Commercial_School_Existing_Food Preparation_Natural Gas_Double Rack Oven_E1 | F6 | Commercial | School | Existing | Food Preparation | Natural Gas | Double Rack Oven | E1 | Utility - Value of Sales | 0.072073 | 0.072395 | 0.072914 | 0.0728 | 0.0728 | 0.0728 | 0.0728 | 0.0728 | 0.0728 | 0.0728 | 0.0728 | 0.0728 | 0.0728 | 0.0728 | 0.0728 | 0.0728 | 0.0728 | 0.0728 | 0.0728 | 0.0728 | 0.0728 | 0.0728 | 0.0728 | 0.0728 | 0.0728 | 0.0728 | 0.0728 | 0.0728 | 0.0728 | 0.0728 | 0.0728 | 0.0728 | 0.0728
F6_Commercial_School_Existing_Food Preparation_Natural Gas_Double Rack Oven_E2 | F6 | Commercial | School | Existing | Food Preparation | Natural Gas | Double Rack Oven | E2 | Utility - Value of Sales | 0.039312 | 0.039488 | 0.039771 | 0.039709 | 0.039709 | 0.039709 | 0.039709 | 0.039709 | 0.039709 | 0.039709 | 0.039709 | 0.039709 | 0.039709 | 0.039709 | 0.039709 | 0.039709 | 0.039709 | 0.039709 | 0.039709 | 0.039709 | 0.039709 | 0.039709 | 0.039709 | 0.039709 | 0.039709 | 0.039709 | 0.039709 | 0.039709 | 0.039709 | 0.039709 | 0.039709 | 0.039709 | 0.039709
F6_Commercial_School_Existing_Food Preparation_Natural Gas_Double Rack Oven_E3 | F6 | Commercial | School | Existing | Food Preparation | Natural Gas | Double Rack Oven | E3 | Utility - Value of Sales | 0 | 0 | 0 | 0 | 0 | 0 | 0 | 0 | 0 | 0 | 0 | 0 | 0 | 0 | 0 | 0 | 0 | 0 | 0 | 0 | 0 | 0 | 0 | 0 | 0 | 0 | 0 | 0 | 0 | 0 | 0 | 0 | 0
F6_Commercial_School_Existing_Food Preparation_Natural Gas_Double Rack Oven_E4 | F6 | Commercial | School | Existing | Food Preparation | Natural Gas | Double Rack Oven | E4 | Utility - Value of Sales | 0 | 0 | 0 | 0 | 0 | 0 | 0 | 0 | 0 | 0 | 0 | 0 | 0 | 0 | 0 | 0 | 0 | 0 | 0 | 0 | 0 | 0 | 0 | 0 | 0 | 0 | 0 | 0 | 0 | 0 | 0 | 0 | 0
F6_Commercial_School_Existing_Food Preparation_Natural Gas_Double Rack Oven_E5 | F6 | Commercial | School | Existing | Food Preparation | Natural Gas | Double Rack Oven | E5 | Utility - Value of Sales | 0 | 0 | 0 | 0 | 0 | 0 | 0 | 0 | 0 | 0 | 0 | 0 | 0 | 0 | 0 | 0 | 0 | 0 | 0 | 0 | 0 | 0 | 0 | 0 | 0 | 0 | 0 | 0 | 0 | 0 | 0 | 0 | 0
F6_Commercial_School_Existing_Food Preparation_Natural Gas_Double Rack Oven_E6 | F6 | Commercial | School | Existing | Food Preparation | Natural Gas | Double Rack Oven | E6 | Utility - Value of Sales | 0 | 0 | 0 | 0 | 0 | 0 | 0 | 0 | 0 | 0 | 0 | 0 | 0 | 0 | 0 | 0 | 0 | 0 | 0 | 0 | 0 | 0 | 0 | 0 | 0 | 0 | 0 | 0 | 0 | 0 | 0 | 0 | 0
F6_Commercial_School_Existing_Food Preparation_Natural Gas_Double Rack Oven_E7 | F6 | Commercial | School | Existing | Food Preparation | Natural Gas | Double Rack Oven | E7 | Utility - Value of Sales | 0 | 0 | 0 | 0 | 0 | 0 | 0 | 0 | 0 | 0 | 0 | 0 | 0 | 0 | 0 | 0 | 0 | 0 | 0 | 0 | 0 | 0 | 0 | 0 | 0 | 0 | 0 | 0 | 0 | 0 | 0 | 0 | 0
F6_Commercial_School_Existing_Food Preparation_Natural Gas_Double Rack Oven_E8 | F6 | Commercial | School | Existing | Food Preparation | Natural Gas | Double Rack Oven | E8 | Utility - Value of Sales | 0 | 0 | 0 | 0 | 0 | 0 | 0 | 0 | 0 | 0 | 0 | 0 | 0 | 0 | 0 | 0 | 0 | 0 | 0 | 0 | 0 | 0 | 0 | 0 | 0 | 0 | 0 | 0 | 0 | 0 | 0 | 0 | 0
F6_Commercial_School_Existing_Food Preparation_Natural Gas_Double Rack Oven_E9 | F6 | Commercial | School | Existing | Food Preparation | Natural Gas | Double Rack Oven | E9 | Utility - Value of Sales | 0 | 0 | 0 | 0 | 0 | 0 | 0 | 0 | 0 | 0 | 0 | 0 | 0 | 0 | 0 | 0 | 0 | 0 | 0 | 0 | 0 | 0 | 0 | 0 | 0 | 0 | 0 | 0 | 0 | 0 | 0 | 0 | 0
F6_Commercial_School_Existing_Food Preparation_Natural Gas_Double Rack Oven_E10 | F6 | Commercial | School | Existing | Food Preparation | Natural Gas | Double Rack Oven | E10 | Utility - Value of Sales | 0 | 0 | 0 | 0 | 0 | 0 | 0 | 0 | 0 | 0 | 0 | 0 | 0 | 0 | 0 | 0 | 0 | 0 | 0 | 0 | 0 | 0 | 0 | 0 | 0 | 0 | 0 | 0 | 0 | 0 | 0 | 0 | 0
F1_Commercial_School_Existing_Food Preparation_Natural Gas_Fryer_E1 | F1 | Commercial | School | Existing | Food Preparation | Natural Gas | Fryer | E1 | RVT - Cost of Equipment | 0.056527 | 0.056465 | 0.056708 | 0 | 0 | 0 | 0 | 0 | 0 | 0 | 0 | 0 | 0 | 0 | 0 | 0 | 0 | 0 | 0 | 0 | 0 | 0 | 0 | 0 | 0 | 0 | 0 | 0 | 0 | 0 | 0 | 0 | 0
F1_Commercial_School_Existing_Food Preparation_Natural Gas_Fryer_E2 | F1 | Commercial | School | Existing | Food Preparation | Natural Gas | Fryer | E2 | RVT - Cost of Equipment | 0.037986 | 0.037944 | 0.038107 | 0.037765 | 0.037546 | 0.03765 | 0.038026 | 0.038322 | 0.038693 | 0.039045 | 0.03939 | 0.039707 | 0.040043 | 0.040395 | 0.040728 | 0.041072 | 0.041413 | 0.041793 | 0.04219 | 0.04261 | 0.043021 | 0.043462 | 0.043873 | 0.044311 | 0.044703 | 0.045049 | 0.045365 | 0.045637 | 0.045851 | 0.046026 | 0.046121 | 0.046185 | 0.046185
F1_Commercial_School_Existing_Food Preparation_Natural Gas_Fryer_E3 | F1 | Commercial | School | Existing | Food Preparation | Natural Gas | Fryer | E3 | RVT - Cost of Equipment | 0 | 0 | 0 | 0 | 0 | 0 | 0 | 0 | 0 | 0 | 0 | 0 | 0 | 0 | 0 | 0 | 0 | 0 | 0 | 0 | 0 | 0 | 0 | 0 | 0 | 0 | 0 | 0 | 0 | 0 | 0 | 0 | 0
F1_Commercial_School_Existing_Food Preparation_Natural Gas_Fryer_E4 | F1 | Commercial | School | Existing | Food Preparation | Natural Gas | Fryer | E4 | RVT - Cost of Equipment | 0 | 0 | 0 | 0 | 0 | 0 | 0 | 0 | 0 | 0 | 0 | 0 | 0 | 0 | 0 | 0 | 0 | 0 | 0 | 0 | 0 | 0 | 0 | 0 | 0 | 0 | 0 | 0 | 0 | 0 | 0 | 0 | 0
F1_Commercial_School_Existing_Food Preparation_Natural Gas_Fryer_E5 | F1 | Commercial | School | Existing | Food Preparation | Natural Gas | Fryer | E5 | RVT - Cost of Equipment | 0 | 0 | 0 | 0 | 0 | 0 | 0 | 0 | 0 | 0 | 0 | 0 | 0 | 0 | 0 | 0 | 0 | 0 | 0 | 0 | 0 | 0 | 0 | 0 | 0 | 0 | 0 | 0 | 0 | 0 | 0 | 0 | 0
F1_Commercial_School_Existing_Food Preparation_Natural Gas_Fryer_E6 | F1 | Commercial | School | Existing | Food Preparation | Natural Gas | Fryer | E6 | RVT - Cost of Equipment | 0 | 0 | 0 | 0 | 0 | 0 | 0 | 0 | 0 | 0 | 0 | 0 | 0 | 0 | 0 | 0 | 0 | 0 | 0 | 0 | 0 | 0 | 0 | 0 | 0 | 0 | 0 | 0 | 0 | 0 | 0 | 0 | 0
F1_Commercial_School_Existing_Food Preparation_Natural Gas_Fryer_E7 | F1 | Commercial | School | Existing | Food Preparation | Natural Gas | Fryer | E7 | RVT - Cost of Equipment | 0 | 0 | 0 | 0 | 0 | 0 | 0 | 0 | 0 | 0 | 0 | 0 | 0 | 0 | 0 | 0 | 0 | 0 | 0 | 0 | 0 | 0 | 0 | 0 | 0 | 0 | 0 | 0 | 0 | 0 | 0 | 0 | 0
F1_Commercial_School_Existing_Food Preparation_Natural Gas_Fryer_E8 | F1 | Commercial | School | Existing | Food Preparation | Natural Gas | Fryer | E8 | RVT - Cost of Equipment | 0 | 0 | 0 | 0 | 0 | 0 | 0 | 0 | 0 | 0 | 0 | 0 | 0 | 0 | 0 | 0 | 0 | 0 | 0 | 0 | 0 | 0 | 0 | 0 | 0 | 0 | 0 | 0 | 0 | 0 | 0 | 0 | 0
F1_Commercial_School_Existing_Food Preparation_Natural Gas_Fryer_E9 | F1 | Commercial | School | Existing | Food Preparation | Natural Gas | Fryer | E9 | RVT - Cost of Equipment | 0 | 0 | 0 | 0 | 0 | 0 | 0 | 0 | 0 | 0 | 0 | 0 | 0 | 0 | 0 | 0 | 0 | 0 | 0 | 0 | 0 | 0 | 0 | 0 | 0 | 0 | 0 | 0 | 0 | 0 | 0 | 0 | 0
F1_Commercial_School_Existing_Food Preparation_Natural Gas_Fryer_E10 | F1 | Commercial | School | Existing | Food Preparation | Natural Gas | Fryer | E10 | RVT - Cost of Equipment | 0 | 0 | 0 | 0 | 0 | 0 | 0 | 0 | 0 | 0 | 0 | 0 | 0 | 0 | 0 | 0 | 0 | 0 | 0 | 0 | 0 | 0 | 0 | 0 | 0 | 0 | 0 | 0 | 0 | 0 | 0 | 0 | 0
F2_Commercial_School_Existing_Food Preparation_Natural Gas_Fryer_E1 | F2 | Commercial | School | Existing | Food Preparation | Natural Gas | Fryer | E1 | RVT - Cost of Operation | 0.067723 | 0.067649 | 0.06794 | 0 | 0 | 0 | 0 | 0 | 0 | 0 | 0 | 0 | 0 | 0 | 0 | 0 | 0 | 0 | 0 | 0 | 0 | 0 | 0 | 0 | 0 | 0 | 0 | 0 | 0 | 0 | 0 | 0 | 0
F2_Commercial_School_Existing_Food Preparation_Natural Gas_Fryer_E2 | F2 | Commercial | School | Existing | Food Preparation | Natural Gas | Fryer | E2 | RVT - Cost of Operation | 0.045509 | 0.045459 | 0.045655 | 0.045244 | 0.044983 | 0.045107 | 0.045558 | 0.045912 | 0.046357 | 0.046778 | 0.047192 | 0.047571 | 0.047974 | 0.048396 | 0.048795 | 0.049207 | 0.049616 | 0.050071 | 0.050546 | 0.051049 | 0.051542 | 0.052071 | 0.052563 | 0.053088 | 0.053557 | 0.053972 | 0.05435 | 0.054677 | 0.054932 | 0.055142 | 0.055256 | 0.055332 | 0.055332
F2_Commercial_School_Existing_Food Preparation_Natural Gas_Fryer_E3 | F2 | Commercial | School | Existing | Food Preparation | Natural Gas | Fryer | E3 | RVT - Cost of Operation | 0 | 0 | 0 | 0 | 0 | 0 | 0 | 0 | 0 | 0 | 0 | 0 | 0 | 0 | 0 | 0 | 0 | 0 | 0 | 0 | 0 | 0 | 0 | 0 | 0 | 0 | 0 | 0 | 0 | 0 | 0 | 0 | 0
F2_Commercial_School_Existing_Food Preparation_Natural Gas_Fryer_E4 | F2 | Commercial | School | Existing | Food Preparation | Natural Gas | Fryer | E4 | RVT - Cost of Operation | 0 | 0 | 0 | 0 | 0 | 0 | 0 | 0 | 0 | 0 | 0 | 0 | 0 | 0 | 0 | 0 | 0 | 0 | 0 | 0 | 0 | 0 | 0 | 0 | 0 | 0 | 0 | 0 | 0 | 0 | 0 | 0 | 0
F2_Commercial_School_Existing_Food Preparation_Natural Gas_Fryer_E5 | F2 | Commercial | School | Existing | Food Preparation | Natural Gas | Fryer | E5 | RVT - Cost of Operation | 0 | 0 | 0 | 0 | 0 | 0 | 0 | 0 | 0 | 0 | 0 | 0 | 0 | 0 | 0 | 0 | 0 | 0 | 0 | 0 | 0 | 0 | 0 | 0 | 0 | 0 | 0 | 0 | 0 | 0 | 0 | 0 | 0
F2_Commercial_School_Existing_Food Preparation_Natural Gas_Fryer_E6 | F2 | Commercial | School | Existing | Food Preparation | Natural Gas | Fryer | E6 | RVT - Cost of Operation | 0 | 0 | 0 | 0 | 0 | 0 | 0 | 0 | 0 | 0 | 0 | 0 | 0 | 0 | 0 | 0 | 0 | 0 | 0 | 0 | 0 | 0 | 0 | 0 | 0 | 0 | 0 | 0 | 0 | 0 | 0 | 0 | 0
F2_Commercial_School_Existing_Food Preparation_Natural Gas_Fryer_E7 | F2 | Commercial | School | Existing | Food Preparation | Natural Gas | Fryer | E7 | RVT - Cost of Operation | 0 | 0 | 0 | 0 | 0 | 0 | 0 | 0 | 0 | 0 | 0 | 0 | 0 | 0 | 0 | 0 | 0 | 0 | 0 | 0 | 0 | 0 | 0 | 0 | 0 | 0 | 0 | 0 | 0 | 0 | 0 | 0 | 0
F2_Commercial_School_Existing_Food Preparation_Natural Gas_Fryer_E8 | F2 | Commercial | School | Existing | Food Preparation | Natural Gas | Fryer | E8 | RVT - Cost of Operation | 0 | 0 | 0 | 0 | 0 | 0 | 0 | 0 | 0 | 0 | 0 | 0 | 0 | 0 | 0 | 0 | 0 | 0 | 0 | 0 | 0 | 0 | 0 | 0 | 0 | 0 | 0 | 0 | 0 | 0 | 0 | 0 | 0
F2_Commercial_School_Existing_Food Preparation_Natural Gas_Fryer_E9 | F2 | Commercial | School | Existing | Food Preparation | Natural Gas | Fryer | E9 | RVT - Cost of Operation | 0 | 0 | 0 | 0 | 0 | 0 | 0 | 0 | 0 | 0 | 0 | 0 | 0 | 0 | 0 | 0 | 0 | 0 | 0 | 0 | 0 | 0 | 0 | 0 | 0 | 0 | 0 | 0 | 0 | 0 | 0 | 0 | 0
F2_Commercial_School_Existing_Food Preparation_Natural Gas_Fryer_E10 | F2 | Commercial | School | Existing | Food Preparation | Natural Gas | Fryer | E10 | RVT - Cost of Operation | 0 | 0 | 0 | 0 | 0 | 0 | 0 | 0 | 0 | 0 | 0 | 0 | 0 | 0 | 0 | 0 | 0 | 0 | 0 | 0 | 0 | 0 | 0 | 0 | 0 | 0 | 0 | 0 | 0 | 0 | 0 | 0 | 0
F3_Commercial_School_Existing_Food Preparation_Natural Gas_Fryer_E1 | F3 | Commercial | School | Existing | Food Preparation | Natural Gas | Fryer | E1 | System - kBTUs of Consumption | 0.018039 | 0.018039 | 0.018039 | 0 | 0 | 0 | 0 | 0 | 0 | 0 | 0 | 0 | 0 | 0 | 0 | 0 | 0 | 0 | 0 | 0 | 0 | 0 | 0 | 0 | 0 | 0 | 0 | 0 | 0 | 0 | 0 | 0 | 0
F3_Commercial_School_Existing_Food Preparation_Natural Gas_Fryer_E2 | F3 | Commercial | School | Existing | Food Preparation | Natural Gas | Fryer | E2 | System - kBTUs of Consumption | 0.021515 | 0.021515 | 0.021515 | 0.021515 | 0.021515 | 0.021515 | 0.021515 | 0.021515 | 0.021515 | 0.021515 | 0.021515 | 0.021515 | 0.021515 | 0.021515 | 0.021515 | 0.021515 | 0.021515 | 0.021515 | 0.021515 | 0.021515 | 0.021515 | 0.021515 | 0.021515 | 0.021515 | 0.021515 | 0.021515 | 0.021515 | 0.021515 | 0.021515 | 0.021515 | 0.021515 | 0.021515 | 0.021515
F3_Commercial_School_Existing_Food Preparation_Natural Gas_Fryer_E3 | F3 | Commercial | School | Existing | Food Preparation | Natural Gas | Fryer | E3 | System - kBTUs of Consumption | 0 | 0 | 0 | 0 | 0 | 0 | 0 | 0 | 0 | 0 | 0 | 0 | 0 | 0 | 0 | 0 | 0 | 0 | 0 | 0 | 0 | 0 | 0 | 0 | 0 | 0 | 0 | 0 | 0 | 0 | 0 | 0 | 0
F3_Commercial_School_Existing_Food Preparation_Natural Gas_Fryer_E4 | F3 | Commercial | School | Existing | Food Preparation | Natural Gas | Fryer | E4 | System - kBTUs of Consumption | 0 | 0 | 0 | 0 | 0 | 0 | 0 | 0 | 0 | 0 | 0 | 0 | 0 | 0 | 0 | 0 | 0 | 0 | 0 | 0 | 0 | 0 | 0 | 0 | 0 | 0 | 0 | 0 | 0 | 0 | 0 | 0 | 0
F3_Commercial_School_Existing_Food Preparation_Natural Gas_Fryer_E5 | F3 | Commercial | School | Existing | Food Preparation | Natural Gas | Fryer | E5 | System - kBTUs of Consumption | 0 | 0 | 0 | 0 | 0 | 0 | 0 | 0 | 0 | 0 | 0 | 0 | 0 | 0 | 0 | 0 | 0 | 0 | 0 | 0 | 0 | 0 | 0 | 0 | 0 | 0 | 0 | 0 | 0 | 0 | 0 | 0 | 0
F3_Commercial_School_Existing_Food Preparation_Natural Gas_Fryer_E6 | F3 | Commercial | School | Existing | Food Preparation | Natural Gas | Fryer | E6 | System - kBTUs of Consumption | 0 | 0 | 0 | 0 | 0 | 0 | 0 | 0 | 0 | 0 | 0 | 0 | 0 | 0 | 0 | 0 | 0 | 0 | 0 | 0 | 0 | 0 | 0 | 0 | 0 | 0 | 0 | 0 | 0 | 0 | 0 | 0 | 0
F3_Commercial_School_Existing_Food Preparation_Natural Gas_Fryer_E7 | F3 | Commercial | School | Existing | Food Preparation | Natural Gas | Fryer | E7 | System - kBTUs of Consumption | 0 | 0 | 0 | 0 | 0 | 0 | 0 | 0 | 0 | 0 | 0 | 0 | 0 | 0 | 0 | 0 | 0 | 0 | 0 | 0 | 0 | 0 | 0 | 0 | 0 | 0 | 0 | 0 | 0 | 0 | 0 | 0 | 0
F3_Commercial_School_Existing_Food Preparation_Natural Gas_Fryer_E8 | F3 | Commercial | School | Existing | Food Preparation | Natural Gas | Fryer | E8 | System - kBTUs of Consumption | 0 | 0 | 0 | 0 | 0 | 0 | 0 | 0 | 0 | 0 | 0 | 0 | 0 | 0 | 0 | 0 | 0 | 0 | 0 | 0 | 0 | 0 | 0 | 0 | 0 | 0 | 0 | 0 | 0 | 0 | 0 | 0 | 0
F3_Commercial_School_Existing_Food Preparation_Natural Gas_Fryer_E9 | F3 | Commercial | School | Existing | Food Preparation | Natural Gas | Fryer | E9 | System - kBTUs of Consumption | 0 | 0 | 0 | 0 | 0 | 0 | 0 | 0 | 0 | 0 | 0 | 0 | 0 | 0 | 0 | 0 | 0 | 0 | 0 | 0 | 0 | 0 | 0 | 0 | 0 | 0 | 0 | 0 | 0 | 0 | 0 | 0 | 0
F3_Commercial_School_Existing_Food Preparation_Natural Gas_Fryer_E10 | F3 | Commercial | School | Existing | Food Preparation | Natural Gas | Fryer | E10 | System - kBTUs of Consumption | 0 | 0 | 0 | 0 | 0 | 0 | 0 | 0 | 0 | 0 | 0 | 0 | 0 | 0 | 0 | 0 | 0 | 0 | 0 | 0 | 0 | 0 | 0 | 0 | 0 | 0 | 0 | 0 | 0 | 0 | 0 | 0 | 0
F4_Commercial_School_Existing_Food Preparation_Natural Gas_Fryer_E1 | F4 | Commercial | School | Existing | Food Preparation | Natural Gas | Fryer | E1 | Utility - Cost of Equipment | 0.067723 | 0.067649 | 0.06794 | 0 | 0 | 0 | 0 | 0 | 0 | 0 | 0 | 0 | 0 | 0 | 0 | 0 | 0 | 0 | 0 | 0 | 0 | 0 | 0 | 0 | 0 | 0 | 0 | 0 | 0 | 0 | 0 | 0 | 0
F4_Commercial_School_Existing_Food Preparation_Natural Gas_Fryer_E2 | F4 | Commercial | School | Existing | Food Preparation | Natural Gas | Fryer | E2 | Utility - Cost of Equipment | 0.045509 | 0.045459 | 0.045655 | 0.045244 | 0.044983 | 0.045107 | 0.045558 | 0.045912 | 0.046357 | 0.046778 | 0.047192 | 0.047571 | 0.047974 | 0.048396 | 0.048795 | 0.049207 | 0.049616 | 0.050071 | 0.050546 | 0.051049 | 0.051542 | 0.052071 | 0.052563 | 0.053088 | 0.053557 | 0.053972 | 0.05435 | 0.054677 | 0.054932 | 0.055142 | 0.055256 | 0.055332 | 0.055332
F4_Commercial_School_Existing_Food Preparation_Natural Gas_Fryer_E3 | F4 | Commercial | School | Existing | Food Preparation | Natural Gas | Fryer | E3 | Utility - Cost of Equipment | 0 | 0 | 0 | 0 | 0 | 0 | 0 | 0 | 0 | 0 | 0 | 0 | 0 | 0 | 0 | 0 | 0 | 0 | 0 | 0 | 0 | 0 | 0 | 0 | 0 | 0 | 0 | 0 | 0 | 0 | 0 | 0 | 0
F4_Commercial_School_Existing_Food Preparation_Natural Gas_Fryer_E4 | F4 | Commercial | School | Existing | Food Preparation | Natural Gas | Fryer | E4 | Utility - Cost of Equipment | 0 | 0 | 0 | 0 | 0 | 0 | 0 | 0 | 0 | 0 | 0 | 0 | 0 | 0 | 0 | 0 | 0 | 0 | 0 | 0 | 0 | 0 | 0 | 0 | 0 | 0 | 0 | 0 | 0 | 0 | 0 | 0 | 0
F4_Commercial_School_Existing_Food Preparation_Natural Gas_Fryer_E5 | F4 | Commercial | School | Existing | Food Preparation | Natural Gas | Fryer | E5 | Utility - Cost of Equipment | 0 | 0 | 0 | 0 | 0 | 0 | 0 | 0 | 0 | 0 | 0 | 0 | 0 | 0 | 0 | 0 | 0 | 0 | 0 | 0 | 0 | 0 | 0 | 0 | 0 | 0 | 0 | 0 | 0 | 0 | 0 | 0 | 0
F4_Commercial_School_Existing_Food Preparation_Natural Gas_Fryer_E6 | F4 | Commercial | School | Existing | Food Preparation | Natural Gas | Fryer | E6 | Utility - Cost of Equipment | 0 | 0 | 0 | 0 | 0 | 0 | 0 | 0 | 0 | 0 | 0 | 0 | 0 | 0 | 0 | 0 | 0 | 0 | 0 | 0 | 0 | 0 | 0 | 0 | 0 | 0 | 0 | 0 | 0 | 0 | 0 | 0 | 0
F4_Commercial_School_Existing_Food Preparation_Natural Gas_Fryer_E7 | F4 | Commercial | School | Existing | Food Preparation | Natural Gas | Fryer | E7 | Utility - Cost of Equipment | 0 | 0 | 0 | 0 | 0 | 0 | 0 | 0 | 0 | 0 | 0 | 0 | 0 | 0 | 0 | 0 | 0 | 0 | 0 | 0 | 0 | 0 | 0 | 0 | 0 | 0 | 0 | 0 | 0 | 0 | 0 | 0 | 0
F4_Commercial_School_Existing_Food Preparation_Natural Gas_Fryer_E8 | F4 | Commercial | School | Existing | Food Preparation | Natural Gas | Fryer | E8 | Utility - Cost of Equipment | 0 | 0 | 0 | 0 | 0 | 0 | 0 | 0 | 0 | 0 | 0 | 0 | 0 | 0 | 0 | 0 | 0 | 0 | 0 | 0 | 0 | 0 | 0 | 0 | 0 | 0 | 0 | 0 | 0 | 0 | 0 | 0 | 0
F4_Commercial_School_Existing_Food Preparation_Natural Gas_Fryer_E9 | F4 | Commercial | School | Existing | Food Preparation | Natural Gas | Fryer | E9 | Utility - Cost of Equipment | 0 | 0 | 0 | 0 | 0 | 0 | 0 | 0 | 0 | 0 | 0 | 0 | 0 | 0 | 0 | 0 | 0 | 0 | 0 | 0 | 0 | 0 | 0 | 0 | 0 | 0 | 0 | 0 | 0 | 0 | 0 | 0 | 0
F4_Commercial_School_Existing_Food Preparation_Natural Gas_Fryer_E10 | F4 | Commercial | School | Existing | Food Preparation | Natural Gas | Fryer | E10 | Utility - Cost of Equipment | 0 | 0 | 0 | 0 | 0 | 0 | 0 | 0 | 0 | 0 | 0 | 0 | 0 | 0 | 0 | 0 | 0 | 0 | 0 | 0 | 0 | 0 | 0 | 0 | 0 | 0 | 0 | 0 | 0 | 0 | 0 | 0 | 0
F5_Commercial_School_Existing_Food Preparation_Natural Gas_Fryer_E1 | F5 | Commercial | School | Existing | Food Preparation | Natural Gas | Fryer | E1 | Utility - Cost of Operation | 0.018039 | 0.018039 | 0.018039 | 0 | 0 | 0 | 0 | 0 | 0 | 0 | 0 | 0 | 0 | 0 | 0 | 0 | 0 | 0 | 0 | 0 | 0 | 0 | 0 | 0 | 0 | 0 | 0 | 0 | 0 | 0 | 0 | 0 | 0
F5_Commercial_School_Existing_Food Preparation_Natural Gas_Fryer_E2 | F5 | Commercial | School | Existing | Food Preparation | Natural Gas | Fryer | E2 | Utility - Cost of Operation | 0.021515 | 0.021515 | 0.021515 | 0.021515 | 0.021515 | 0.021515 | 0.021515 | 0.021515 | 0.021515 | 0.021515 | 0.021515 | 0.021515 | 0.021515 | 0.021515 | 0.021515 | 0.021515 | 0.021515 | 0.021515 | 0.021515 | 0.021515 | 0.021515 | 0.021515 | 0.021515 | 0.021515 | 0.021515 | 0.021515 | 0.021515 | 0.021515 | 0.021515 | 0.021515 | 0.021515 | 0.021515 | 0.021515
F5_Commercial_School_Existing_Food Preparation_Natural Gas_Fryer_E3 | F5 | Commercial | School | Existing | Food Preparation | Natural Gas | Fryer | E3 | Utility - Cost of Operation | 0 | 0 | 0 | 0 | 0 | 0 | 0 | 0 | 0 | 0 | 0 | 0 | 0 | 0 | 0 | 0 | 0 | 0 | 0 | 0 | 0 | 0 | 0 | 0 | 0 | 0 | 0 | 0 | 0 | 0 | 0 | 0 | 0
F5_Commercial_School_Existing_Food Preparation_Natural Gas_Fryer_E4 | F5 | Commercial | School | Existing | Food Preparation | Natural Gas | Fryer | E4 | Utility - Cost of Operation | 0 | 0 | 0 | 0 | 0 | 0 | 0 | 0 | 0 | 0 | 0 | 0 | 0 | 0 | 0 | 0 | 0 | 0 | 0 | 0 | 0 | 0 | 0 | 0 | 0 | 0 | 0 | 0 | 0 | 0 | 0 | 0 | 0
F5_Commercial_School_Existing_Food Preparation_Natural Gas_Fryer_E5 | F5 | Commercial | School | Existing | Food Preparation | Natural Gas | Fryer | E5 | Utility - Cost of Operation | 0 | 0 | 0 | 0 | 0 | 0 | 0 | 0 | 0 | 0 | 0 | 0 | 0 | 0 | 0 | 0 | 0 | 0 | 0 | 0 | 0 | 0 | 0 | 0 | 0 | 0 | 0 | 0 | 0 | 0 | 0 | 0 | 0
F5_Commercial_School_Existing_Food Preparation_Natural Gas_Fryer_E6 | F5 | Commercial | School | Existing | Food Preparation | Natural Gas | Fryer | E6 | Utility - Cost of Operation | 0 | 0 | 0 | 0 | 0 | 0 | 0 | 0 | 0 | 0 | 0 | 0 | 0 | 0 | 0 | 0 | 0 | 0 | 0 | 0 | 0 | 0 | 0 | 0 | 0 | 0 | 0 | 0 | 0 | 0 | 0 | 0 | 0
F5_Commercial_School_Existing_Food Preparation_Natural Gas_Fryer_E7 | F5 | Commercial | School | Existing | Food Preparation | Natural Gas | Fryer | E7 | Utility - Cost of Operation | 0 | 0 | 0 | 0 | 0 | 0 | 0 | 0 | 0 | 0 | 0 | 0 | 0 | 0 | 0 | 0 | 0 | 0 | 0 | 0 | 0 | 0 | 0 | 0 | 0 | 0 | 0 | 0 | 0 | 0 | 0 | 0 | 0
F5_Commercial_School_Existing_Food Preparation_Natural Gas_Fryer_E8 | F5 | Commercial | School | Existing | Food Preparation | Natural Gas | Fryer | E8 | Utility - Cost of Operation | 0 | 0 | 0 | 0 | 0 | 0 | 0 | 0 | 0 | 0 | 0 | 0 | 0 | 0 | 0 | 0 | 0 | 0 | 0 | 0 | 0 | 0 | 0 | 0 | 0 | 0 | 0 | 0 | 0 | 0 | 0 | 0 | 0
F5_Commercial_School_Existing_Food Preparation_Natural Gas_Fryer_E9 | F5 | Commercial | School | Existing | Food Preparation | Natural Gas | Fryer | E9 | Utility - Cost of Operation | 0 | 0 | 0 | 0 | 0 | 0 | 0 | 0 | 0 | 0 | 0 | 0 | 0 | 0 | 0 | 0 | 0 | 0 | 0 | 0 | 0 | 0 | 0 | 0 | 0 | 0 | 0 | 0 | 0 | 0 | 0 | 0 | 0
F5_Commercial_School_Existing_Food Preparation_Natural Gas_Fryer_E10 | F5 | Commercial | School | Existing | Food Preparation | Natural Gas | Fryer | E10 | Utility - Cost of Operation | 0 | 0 | 0 | 0 | 0 | 0 | 0 | 0 | 0 | 0 | 0 | 0 | 0 | 0 | 0 | 0 | 0 | 0 | 0 | 0 | 0 | 0 | 0 | 0 | 0 | 0 | 0 | 0 | 0 | 0 | 0 | 0 | 0
F6_Commercial_School_Existing_Food Preparation_Natural Gas_Fryer_E1 | F6 | Commercial | School | Existing | Food Preparation | Natural Gas | Fryer | E1 | Utility - Value of Sales | 0.035761 | 0.035976 | 0.03632 | 0 | 0 | 0 | 0 | 0 | 0 | 0 | 0 | 0 | 0 | 0 | 0 | 0 | 0 | 0 | 0 | 0 | 0 | 0 | 0 | 0 | 0 | 0 | 0 | 0 | 0 | 0 | 0 | 0 | 0
F6_Commercial_School_Existing_Food Preparation_Natural Gas_Fryer_E2 | F6 | Commercial | School | Existing | Food Preparation | Natural Gas | Fryer | E2 | Utility - Value of Sales | 0.024031 | 0.024175 | 0.024407 | 0.024356 | 0.024356 | 0.024356 | 0.024356 | 0.024356 | 0.024356 | 0.024356 | 0.024356 | 0.024356 | 0.024356 | 0.024356 | 0.024356 | 0.024356 | 0.024356 | 0.024356 | 0.024356 | 0.024356 | 0.024356 | 0.024356 | 0.024356 | 0.024356 | 0.024356 | 0.024356 | 0.024356 | 0.024356 | 0.024356 | 0.024356 | 0.024356 | 0.024356 | 0.024356
F6_Commercial_School_Existing_Food Preparation_Natural Gas_Fryer_E3 | F6 | Commercial | School | Existing | Food Preparation | Natural Gas | Fryer | E3 | Utility - Value of Sales | 0 | 0 | 0 | 0 | 0 | 0 | 0 | 0 | 0 | 0 | 0 | 0 | 0 | 0 | 0 | 0 | 0 | 0 | 0 | 0 | 0 | 0 | 0 | 0 | 0 | 0 | 0 | 0 | 0 | 0 | 0 | 0 | 0
F6_Commercial_School_Existing_Food Preparation_Natural Gas_Fryer_E4 | F6 | Commercial | School | Existing | Food Preparation | Natural Gas | Fryer | E4 | Utility - Value of Sales | 0 | 0 | 0 | 0 | 0 | 0 | 0 | 0 | 0 | 0 | 0 | 0 | 0 | 0 | 0 | 0 | 0 | 0 | 0 | 0 | 0 | 0 | 0 | 0 | 0 | 0 | 0 | 0 | 0 | 0 | 0 | 0 | 0
F6_Commercial_School_Existing_Food Preparation_Natural Gas_Fryer_E5 | F6 | Commercial | School | Existing | Food Preparation | Natural Gas | Fryer | E5 | Utility - Value of Sales | 0 | 0 | 0 | 0 | 0 | 0 | 0 | 0 | 0 | 0 | 0 | 0 | 0 | 0 | 0 | 0 | 0 | 0 | 0 | 0 | 0 | 0 | 0 | 0 | 0 | 0 | 0 | 0 | 0 | 0 | 0 | 0 | 0
F6_Commercial_School_Existing_Food Preparation_Natural Gas_Fryer_E6 | F6 | Commercial | School | Existing | Food Preparation | Natural Gas | Fryer | E6 | Utility - Value of Sales | 0 | 0 | 0 | 0 | 0 | 0 | 0 | 0 | 0 | 0 | 0 | 0 | 0 | 0 | 0 | 0 | 0 | 0 | 0 | 0 | 0 | 0 | 0 | 0 | 0 | 0 | 0 | 0 | 0 | 0 | 0 | 0 | 0
F6_Commercial_School_Existing_Food Preparation_Natural Gas_Fryer_E7 | F6 | Commercial | School | Existing | Food Preparation | Natural Gas | Fryer | E7 | Utility - Value of Sales | 0 | 0 | 0 | 0 | 0 | 0 | 0 | 0 | 0 | 0 | 0 | 0 | 0 | 0 | 0 | 0 | 0 | 0 | 0 | 0 | 0 | 0 | 0 | 0 | 0 | 0 | 0 | 0 | 0 | 0 | 0 | 0 | 0
F6_Commercial_School_Existing_Food Preparation_Natural Gas_Fryer_E8 | F6 | Commercial | School | Existing | Food Preparation | Natural Gas | Fryer | E8 | Utility - Value of Sales | 0 | 0 | 0 | 0 | 0 | 0 | 0 | 0 | 0 | 0 | 0 | 0 | 0 | 0 | 0 | 0 | 0 | 0 | 0 | 0 | 0 | 0 | 0 | 0 | 0 | 0 | 0 | 0 | 0 | 0 | 0 | 0 | 0
F6_Commercial_School_Existing_Food Preparation_Natural Gas_Fryer_E9 | F6 | Commercial | School | Existing | Food Preparation | Natural Gas | Fryer | E9 | Utility - Value of Sales | 0 | 0 | 0 | 0 | 0 | 0 | 0 | 0 | 0 | 0 | 0 | 0 | 0 | 0 | 0 | 0 | 0 | 0 | 0 | 0 | 0 | 0 | 0 | 0 | 0 | 0 | 0 | 0 | 0 | 0 | 0 | 0 | 0
F6_Commercial_School_Existing_Food Preparation_Natural Gas_Fryer_E10 | F6 | Commercial | School | Existing | Food Preparation | Natural Gas | Fryer | E10 | Utility - Value of Sales | 0 | 0 | 0 | 0 | 0 | 0 | 0 | 0 | 0 | 0 | 0 | 0 | 0 | 0 | 0 | 0 | 0 | 0 | 0 | 0 | 0 | 0 | 0 | 0 | 0 | 0 | 0 | 0 | 0 | 0 | 0 | 0 | 0
F1_Commercial_School_Existing_Food Preparation_Natural Gas_Broiler_E1 | F1 | Commercial | School | Existing | Food Preparation | Natural Gas | Broiler | E1 | RVT - Cost of Equipment | 0.062752 | 0.062832 | 0.063175 | 0.062856 | 0.062693 | 0.062942 | 0.063542 | 0.06403 | 0.064625 | 0.065198 | 0.065778 | 0.066326 | 0.066909 | 0.067512 | 0.068097 | 0.068695 | 0.069298 | 0.069947 | 0.07062 | 0.071314 | 0.07198 | 0.072649 | 0.073249 | 0.07385 | 0.074371 | 0.074821 | 0.07523 | 0.075583 | 0.07586 | 0.076087 | 0.076211 | 0.076294 | 0.076294
F1_Commercial_School_Existing_Food Preparation_Natural Gas_Broiler_E2 | F1 | Commercial | School | Existing | Food Preparation | Natural Gas | Broiler | E2 | RVT - Cost of Equipment | 0.040341 | 0.040392 | 0.040613 | 0.040407 | 0.040302 | 0.040463 | 0.040848 | 0.041162 | 0.041545 | 0.041913 | 0.042286 | 0.042638 | 0.043013 | 0.0434 | 0.043777 | 0.044161 | 0.044549 | 0.044966 | 0.045398 | 0.045845 | 0.046273 | 0.046703 | 0.047088 | 0.047475 | 0.04781 | 0.048099 | 0.048362 | 0.048589 | 0.048767 | 0.048913 | 0.048993 | 0.049046 | 0.049046
F1_Commercial_School_Existing_Food Preparation_Natural Gas_Broiler_E3 | F1 | Commercial | School | Existing | Food Preparation | Natural Gas | Broiler | E3 | RVT - Cost of Equipment | 0 | 0 | 0 | 0 | 0 | 0 | 0 | 0 | 0 | 0 | 0 | 0 | 0 | 0 | 0 | 0 | 0 | 0 | 0 | 0 | 0 | 0 | 0 | 0 | 0 | 0 | 0 | 0 | 0 | 0 | 0 | 0 | 0
F1_Commercial_School_Existing_Food Preparation_Natural Gas_Broiler_E4 | F1 | Commercial | School | Existing | Food Preparation | Natural Gas | Broiler | E4 | RVT - Cost of Equipment | 0 | 0 | 0 | 0 | 0 | 0 | 0 | 0 | 0 | 0 | 0 | 0 | 0 | 0 | 0 | 0 | 0 | 0 | 0 | 0 | 0 | 0 | 0 | 0 | 0 | 0 | 0 | 0 | 0 | 0 | 0 | 0 | 0
F1_Commercial_School_Existing_Food Preparation_Natural Gas_Broiler_E5 | F1 | Commercial | School | Existing | Food Preparation | Natural Gas | Broiler | E5 | RVT - Cost of Equipment | 0 | 0 | 0 | 0 | 0 | 0 | 0 | 0 | 0 | 0 | 0 | 0 | 0 | 0 | 0 | 0 | 0 | 0 | 0 | 0 | 0 | 0 | 0 | 0 | 0 | 0 | 0 | 0 | 0 | 0 | 0 | 0 | 0
F1_Commercial_School_Existing_Food Preparation_Natural Gas_Broiler_E6 | F1 | Commercial | School | Existing | Food Preparation | Natural Gas | Broiler | E6 | RVT - Cost of Equipment | 0 | 0 | 0 | 0 | 0 | 0 | 0 | 0 | 0 | 0 | 0 | 0 | 0 | 0 | 0 | 0 | 0 | 0 | 0 | 0 | 0 | 0 | 0 | 0 | 0 | 0 | 0 | 0 | 0 | 0 | 0 | 0 | 0
F1_Commercial_School_Existing_Food Preparation_Natural Gas_Broiler_E7 | F1 | Commercial | School | Existing | Food Preparation | Natural Gas | Broiler | E7 | RVT - Cost of Equipment | 0 | 0 | 0 | 0 | 0 | 0 | 0 | 0 | 0 | 0 | 0 | 0 | 0 | 0 | 0 | 0 | 0 | 0 | 0 | 0 | 0 | 0 | 0 | 0 | 0 | 0 | 0 | 0 | 0 | 0 | 0 | 0 | 0
F1_Commercial_School_Existing_Food Preparation_Natural Gas_Broiler_E8 | F1 | Commercial | School | Existing | Food Preparation | Natural Gas | Broiler | E8 | RVT - Cost of Equipment | 0 | 0 | 0 | 0 | 0 | 0 | 0 | 0 | 0 | 0 | 0 | 0 | 0 | 0 | 0 | 0 | 0 | 0 | 0 | 0 | 0 | 0 | 0 | 0 | 0 | 0 | 0 | 0 | 0 | 0 | 0 | 0 | 0
F1_Commercial_School_Existing_Food Preparation_Natural Gas_Broiler_E9 | F1 | Commercial | School | Existing | Food Preparation | Natural Gas | Broiler | E9 | RVT - Cost of Equipment | 0 | 0 | 0 | 0 | 0 | 0 | 0 | 0 | 0 | 0 | 0 | 0 | 0 | 0 | 0 | 0 | 0 | 0 | 0 | 0 | 0 | 0 | 0 | 0 | 0 | 0 | 0 | 0 | 0 | 0 | 0 | 0 | 0
F1_Commercial_School_Existing_Food Preparation_Natural Gas_Broiler_E10 | F1 | Commercial | School | Existing | Food Preparation | Natural Gas | Broiler | E10 | RVT - Cost of Equipment | 0 | 0 | 0 | 0 | 0 | 0 | 0 | 0 | 0 | 0 | 0 | 0 | 0 | 0 | 0 | 0 | 0 | 0 | 0 | 0 | 0 | 0 | 0 | 0 | 0 | 0 | 0 | 0 | 0 | 0 | 0 | 0 | 0
F2_Commercial_School_Existing_Food Preparation_Natural Gas_Broiler_E1 | F2 | Commercial | School | Existing | Food Preparation | Natural Gas | Broiler | E1 | RVT - Cost of Operation | 0.075181 | 0.075277 | 0.075688 | 0.075305 | 0.07511 | 0.075409 | 0.076127 | 0.076712 | 0.077425 | 0.078112 | 0.078806 | 0.079462 | 0.080161 | 0.080884 | 0.081585 | 0.082302 | 0.083024 | 0.083801 | 0.084607 | 0.085439 | 0.086236 | 0.087038 | 0.087757 | 0.088477 | 0.089101 | 0.08964 | 0.090131 | 0.090554 | 0.090885 | 0.091157 | 0.091305 | 0.091405 | 0.091405
F2_Commercial_School_Existing_Food Preparation_Natural Gas_Broiler_E2 | F2 | Commercial | School | Existing | Food Preparation | Natural Gas | Broiler | E2 | RVT - Cost of Operation | 0.048331 | 0.048393 | 0.048657 | 0.04841 | 0.048285 | 0.048477 | 0.048939 | 0.049315 | 0.049773 | 0.050215 | 0.050661 | 0.051083 | 0.051532 | 0.051997 | 0.052447 | 0.052908 | 0.053373 | 0.053872 | 0.05439 | 0.054925 | 0.055438 | 0.055953 | 0.056415 | 0.056878 | 0.057279 | 0.057626 | 0.057941 | 0.058213 | 0.058426 | 0.058601 | 0.058696 | 0.05876 | 0.05876
F2_Commercial_School_Existing_Food Preparation_Natural Gas_Broiler_E3 | F2 | Commercial | School | Existing | Food Preparation | Natural Gas | Broiler | E3 | RVT - Cost of Operation | 0 | 0 | 0 | 0 | 0 | 0 | 0 | 0 | 0 | 0 | 0 | 0 | 0 | 0 | 0 | 0 | 0 | 0 | 0 | 0 | 0 | 0 | 0 | 0 | 0 | 0 | 0 | 0 | 0 | 0 | 0 | 0 | 0
F2_Commercial_School_Existing_Food Preparation_Natural Gas_Broiler_E4 | F2 | Commercial | School | Existing | Food Preparation | Natural Gas | Broiler | E4 | RVT - Cost of Operation | 0 | 0 | 0 | 0 | 0 | 0 | 0 | 0 | 0 | 0 | 0 | 0 | 0 | 0 | 0 | 0 | 0 | 0 | 0 | 0 | 0 | 0 | 0 | 0 | 0 | 0 | 0 | 0 | 0 | 0 | 0 | 0 | 0
F2_Commercial_School_Existing_Food Preparation_Natural Gas_Broiler_E5 | F2 | Commercial | School | Existing | Food Preparation | Natural Gas | Broiler | E5 | RVT - Cost of Operation | 0 | 0 | 0 | 0 | 0 | 0 | 0 | 0 | 0 | 0 | 0 | 0 | 0 | 0 | 0 | 0 | 0 | 0 | 0 | 0 | 0 | 0 | 0 | 0 | 0 | 0 | 0 | 0 | 0 | 0 | 0 | 0 | 0
F2_Commercial_School_Existing_Food Preparation_Natural Gas_Broiler_E6 | F2 | Commercial | School | Existing | Food Preparation | Natural Gas | Broiler | E6 | RVT - Cost of Operation | 0 | 0 | 0 | 0 | 0 | 0 | 0 | 0 | 0 | 0 | 0 | 0 | 0 | 0 | 0 | 0 | 0 | 0 | 0 | 0 | 0 | 0 | 0 | 0 | 0 | 0 | 0 | 0 | 0 | 0 | 0 | 0 | 0
F2_Commercial_School_Existing_Food Preparation_Natural Gas_Broiler_E7 | F2 | Commercial | School | Existing | Food Preparation | Natural Gas | Broiler | E7 | RVT - Cost of Operation | 0 | 0 | 0 | 0 | 0 | 0 | 0 | 0 | 0 | 0 | 0 | 0 | 0 | 0 | 0 | 0 | 0 | 0 | 0 | 0 | 0 | 0 | 0 | 0 | 0 | 0 | 0 | 0 | 0 | 0 | 0 | 0 | 0
F2_Commercial_School_Existing_Food Preparation_Natural Gas_Broiler_E8 | F2 | Commercial | School | Existing | Food Preparation | Natural Gas | Broiler | E8 | RVT - Cost of Operation | 0 | 0 | 0 | 0 | 0 | 0 | 0 | 0 | 0 | 0 | 0 | 0 | 0 | 0 | 0 | 0 | 0 | 0 | 0 | 0 | 0 | 0 | 0 | 0 | 0 | 0 | 0 | 0 | 0 | 0 | 0 | 0 | 0
F2_Commercial_School_Existing_Food Preparation_Natural Gas_Broiler_E9 | F2 | Commercial | School | Existing | Food Preparation | Natural Gas | Broiler | E9 | RVT - Cost of Operation | 0 | 0 | 0 | 0 | 0 | 0 | 0 | 0 | 0 | 0 | 0 | 0 | 0 | 0 | 0 | 0 | 0 | 0 | 0 | 0 | 0 | 0 | 0 | 0 | 0 | 0 | 0 | 0 | 0 | 0 | 0 | 0 | 0
F2_Commercial_School_Existing_Food Preparation_Natural Gas_Broiler_E10 | F2 | Commercial | School | Existing | Food Preparation | Natural Gas | Broiler | E10 | RVT - Cost of Operation | 0 | 0 | 0 | 0 | 0 | 0 | 0 | 0 | 0 | 0 | 0 | 0 | 0 | 0 | 0 | 0 | 0 | 0 | 0 | 0 | 0 | 0 | 0 | 0 | 0 | 0 | 0 | 0 | 0 | 0 | 0 | 0 | 0
F3_Commercial_School_Existing_Food Preparation_Natural Gas_Broiler_E1 | F3 | Commercial | School | Existing | Food Preparation | Natural Gas | Broiler | E1 | System - kBTUs of Consumption | 0.016967 | 0.016967 | 0.016967 | 0.016967 | 0.016967 | 0.016967 | 0.016967 | 0.016967 | 0.016967 | 0.016967 | 0.016967 | 0.016967 | 0.016967 | 0.016967 | 0.016967 | 0.016967 | 0.016967 | 0.016967 | 0.016967 | 0.016967 | 0.016967 | 0.016967 | 0.016967 | 0.016967 | 0.016967 | 0.016967 | 0.016967 | 0.016967 | 0.016967 | 0.016967 | 0.016967 | 0.016967 | 0.016967
F3_Commercial_School_Existing_Food Preparation_Natural Gas_Broiler_E2 | F3 | Commercial | School | Existing | Food Preparation | Natural Gas | Broiler | E2 | System - kBTUs of Consumption | 0.023753 | 0.023753 | 0.023753 | 0.023753 | 0.023753 | 0.023753 | 0.023753 | 0.023753 | 0.023753 | 0.023753 | 0.023753 | 0.023753 | 0.023753 | 0.023753 | 0.023753 | 0.023753 | 0.023753 | 0.023753 | 0.023753 | 0.023753 | 0.023753 | 0.023753 | 0.023753 | 0.023753 | 0.023753 | 0.023753 | 0.023753 | 0.023753 | 0.023753 | 0.023753 | 0.023753 | 0.023753 | 0.023753
F3_Commercial_School_Existing_Food Preparation_Natural Gas_Broiler_E3 | F3 | Commercial | School | Existing | Food Preparation | Natural Gas | Broiler | E3 | System - kBTUs of Consumption | 0 | 0 | 0 | 0 | 0 | 0 | 0 | 0 | 0 | 0 | 0 | 0 | 0 | 0 | 0 | 0 | 0 | 0 | 0 | 0 | 0 | 0 | 0 | 0 | 0 | 0 | 0 | 0 | 0 | 0 | 0 | 0 | 0
F3_Commercial_School_Existing_Food Preparation_Natural Gas_Broiler_E4 | F3 | Commercial | School | Existing | Food Preparation | Natural Gas | Broiler | E4 | System - kBTUs of Consumption | 0 | 0 | 0 | 0 | 0 | 0 | 0 | 0 | 0 | 0 | 0 | 0 | 0 | 0 | 0 | 0 | 0 | 0 | 0 | 0 | 0 | 0 | 0 | 0 | 0 | 0 | 0 | 0 | 0 | 0 | 0 | 0 | 0
F3_Commercial_School_Existing_Food Preparation_Natural Gas_Broiler_E5 | F3 | Commercial | School | Existing | Food Preparation | Natural Gas | Broiler | E5 | System - kBTUs of Consumption | 0 | 0 | 0 | 0 | 0 | 0 | 0 | 0 | 0 | 0 | 0 | 0 | 0 | 0 | 0 | 0 | 0 | 0 | 0 | 0 | 0 | 0 | 0 | 0 | 0 | 0 | 0 | 0 | 0 | 0 | 0 | 0 | 0
F3_Commercial_School_Existing_Food Preparation_Natural Gas_Broiler_E6 | F3 | Commercial | School | Existing | Food Preparation | Natural Gas | Broiler | E6 | System - kBTUs of Consumption | 0 | 0 | 0 | 0 | 0 | 0 | 0 | 0 | 0 | 0 | 0 | 0 | 0 | 0 | 0 | 0 | 0 | 0 | 0 | 0 | 0 | 0 | 0 | 0 | 0 | 0 | 0 | 0 | 0 | 0 | 0 | 0 | 0
F3_Commercial_School_Existing_Food Preparation_Natural Gas_Broiler_E7 | F3 | Commercial | School | Existing | Food Preparation | Natural Gas | Broiler | E7 | System - kBTUs of Consumption | 0 | 0 | 0 | 0 | 0 | 0 | 0 | 0 | 0 | 0 | 0 | 0 | 0 | 0 | 0 | 0 | 0 | 0 | 0 | 0 | 0 | 0 | 0 | 0 | 0 | 0 | 0 | 0 | 0 | 0 | 0 | 0 | 0
F3_Commercial_School_Existing_Food Preparation_Natural Gas_Broiler_E8 | F3 | Commercial | School | Existing | Food Preparation | Natural Gas | Broiler | E8 | System - kBTUs of Consumption | 0 | 0 | 0 | 0 | 0 | 0 | 0 | 0 | 0 | 0 | 0 | 0 | 0 | 0 | 0 | 0 | 0 | 0 | 0 | 0 | 0 | 0 | 0 | 0 | 0 | 0 | 0 | 0 | 0 | 0 | 0 | 0 | 0
F3_Commercial_School_Existing_Food Preparation_Natural Gas_Broiler_E9 | F3 | Commercial | School | Existing | Food Preparation | Natural Gas | Broiler | E9 | System - kBTUs of Consumption | 0 | 0 | 0 | 0 | 0 | 0 | 0 | 0 | 0 | 0 | 0 | 0 | 0 | 0 | 0 | 0 | 0 | 0 | 0 | 0 | 0 | 0 | 0 | 0 | 0 | 0 | 0 | 0 | 0 | 0 | 0 | 0 | 0
F3_Commercial_School_Existing_Food Preparation_Natural Gas_Broiler_E10 | F3 | Commercial | School | Existing | Food Preparation | Natural Gas | Broiler | E10 | System - kBTUs of Consumption | 0 | 0 | 0 | 0 | 0 | 0 | 0 | 0 | 0 | 0 | 0 | 0 | 0 | 0 | 0 | 0 | 0 | 0 | 0 | 0 | 0 | 0 | 0 | 0 | 0 | 0 | 0 | 0 | 0 | 0 | 0 | 0 | 0
F4_Commercial_School_Existing_Food Preparation_Natural Gas_Broiler_E1 | F4 | Commercial | School | Existing | Food Preparation | Natural Gas | Broiler | E1 | Utility - Cost of Equipment | 0.075181 | 0.075277 | 0.075688 | 0.075305 | 0.07511 | 0.075409 | 0.076127 | 0.076712 | 0.077425 | 0.078112 | 0.078806 | 0.079462 | 0.080161 | 0.080884 | 0.081585 | 0.082302 | 0.083024 | 0.083801 | 0.084607 | 0.085439 | 0.086236 | 0.087038 | 0.087757 | 0.088477 | 0.089101 | 0.08964 | 0.090131 | 0.090554 | 0.090885 | 0.091157 | 0.091305 | 0.091405 | 0.091405
F4_Commercial_School_Existing_Food Preparation_Natural Gas_Broiler_E2 | F4 | Commercial | School | Existing | Food Preparation | Natural Gas | Broiler | E2 | Utility - Cost of Equipment | 0.048331 | 0.048393 | 0.048657 | 0.04841 | 0.048285 | 0.048477 | 0.048939 | 0.049315 | 0.049773 | 0.050215 | 0.050661 | 0.051083 | 0.051532 | 0.051997 | 0.052447 | 0.052908 | 0.053373 | 0.053872 | 0.05439 | 0.054925 | 0.055438 | 0.055953 | 0.056415 | 0.056878 | 0.057279 | 0.057626 | 0.057941 | 0.058213 | 0.058426 | 0.058601 | 0.058696 | 0.05876 | 0.05876
F4_Commercial_School_Existing_Food Preparation_Natural Gas_Broiler_E3 | F4 | Commercial | School | Existing | Food Preparation | Natural Gas | Broiler | E3 | Utility - Cost of Equipment | 0 | 0 | 0 | 0 | 0 | 0 | 0 | 0 | 0 | 0 | 0 | 0 | 0 | 0 | 0 | 0 | 0 | 0 | 0 | 0 | 0 | 0 | 0 | 0 | 0 | 0 | 0 | 0 | 0 | 0 | 0 | 0 | 0
F4_Commercial_School_Existing_Food Preparation_Natural Gas_Broiler_E4 | F4 | Commercial | School | Existing | Food Preparation | Natural Gas | Broiler | E4 | Utility - Cost of Equipment | 0 | 0 | 0 | 0 | 0 | 0 | 0 | 0 | 0 | 0 | 0 | 0 | 0 | 0 | 0 | 0 | 0 | 0 | 0 | 0 | 0 | 0 | 0 | 0 | 0 | 0 | 0 | 0 | 0 | 0 | 0 | 0 | 0
F4_Commercial_School_Existing_Food Preparation_Natural Gas_Broiler_E5 | F4 | Commercial | School | Existing | Food Preparation | Natural Gas | Broiler | E5 | Utility - Cost of Equipment | 0 | 0 | 0 | 0 | 0 | 0 | 0 | 0 | 0 | 0 | 0 | 0 | 0 | 0 | 0 | 0 | 0 | 0 | 0 | 0 | 0 | 0 | 0 | 0 | 0 | 0 | 0 | 0 | 0 | 0 | 0 | 0 | 0
F4_Commercial_School_Existing_Food Preparation_Natural Gas_Broiler_E6 | F4 | Commercial | School | Existing | Food Preparation | Natural Gas | Broiler | E6 | Utility - Cost of Equipment | 0 | 0 | 0 | 0 | 0 | 0 | 0 | 0 | 0 | 0 | 0 | 0 | 0 | 0 | 0 | 0 | 0 | 0 | 0 | 0 | 0 | 0 | 0 | 0 | 0 | 0 | 0 | 0 | 0 | 0 | 0 | 0 | 0
F4_Commercial_School_Existing_Food Preparation_Natural Gas_Broiler_E7 | F4 | Commercial | School | Existing | Food Preparation | Natural Gas | Broiler | E7 | Utility - Cost of Equipment | 0 | 0 | 0 | 0 | 0 | 0 | 0 | 0 | 0 | 0 | 0 | 0 | 0 | 0 | 0 | 0 | 0 | 0 | 0 | 0 | 0 | 0 | 0 | 0 | 0 | 0 | 0 | 0 | 0 | 0 | 0 | 0 | 0
F4_Commercial_School_Existing_Food Preparation_Natural Gas_Broiler_E8 | F4 | Commercial | School | Existing | Food Preparation | Natural Gas | Broiler | E8 | Utility - Cost of Equipment | 0 | 0 | 0 | 0 | 0 | 0 | 0 | 0 | 0 | 0 | 0 | 0 | 0 | 0 | 0 | 0 | 0 | 0 | 0 | 0 | 0 | 0 | 0 | 0 | 0 | 0 | 0 | 0 | 0 | 0 | 0 | 0 | 0
F4_Commercial_School_Existing_Food Preparation_Natural Gas_Broiler_E9 | F4 | Commercial | School | Existing | Food Preparation | Natural Gas | Broiler | E9 | Utility - Cost of Equipment | 0 | 0 | 0 | 0 | 0 | 0 | 0 | 0 | 0 | 0 | 0 | 0 | 0 | 0 | 0 | 0 | 0 | 0 | 0 | 0 | 0 | 0 | 0 | 0 | 0 | 0 | 0 | 0 | 0 | 0 | 0 | 0 | 0
F4_Commercial_School_Existing_Food Preparation_Natural Gas_Broiler_E10 | F4 | Commercial | School | Existing | Food Preparation | Natural Gas | Broiler | E10 | Utility - Cost of Equipment | 0 | 0 | 0 | 0 | 0 | 0 | 0 | 0 | 0 | 0 | 0 | 0 | 0 | 0 | 0 | 0 | 0 | 0 | 0 | 0 | 0 | 0 | 0 | 0 | 0 | 0 | 0 | 0 | 0 | 0 | 0 | 0 | 0
F5_Commercial_School_Existing_Food Preparation_Natural Gas_Broiler_E1 | F5 | Commercial | School | Existing | Food Preparation | Natural Gas | Broiler | E1 | Utility - Cost of Operation | 0.016967 | 0.016967 | 0.016967 | 0.016967 | 0.016967 | 0.016967 | 0.016967 | 0.016967 | 0.016967 | 0.016967 | 0.016967 | 0.016967 | 0.016967 | 0.016967 | 0.016967 | 0.016967 | 0.016967 | 0.016967 | 0.016967 | 0.016967 | 0.016967 | 0.016967 | 0.016967 | 0.016967 | 0.016967 | 0.016967 | 0.016967 | 0.016967 | 0.016967 | 0.016967 | 0.016967 | 0.016967 | 0.016967
F5_Commercial_School_Existing_Food Preparation_Natural Gas_Broiler_E2 | F5 | Commercial | School | Existing | Food Preparation | Natural Gas | Broiler | E2 | Utility - Cost of Operation | 0.023753 | 0.023753 | 0.023753 | 0.023753 | 0.023753 | 0.023753 | 0.023753 | 0.023753 | 0.023753 | 0.023753 | 0.023753 | 0.023753 | 0.023753 | 0.023753 | 0.023753 | 0.023753 | 0.023753 | 0.023753 | 0.023753 | 0.023753 | 0.023753 | 0.023753 | 0.023753 | 0.023753 | 0.023753 | 0.023753 | 0.023753 | 0.023753 | 0.023753 | 0.023753 | 0.023753 | 0.023753 | 0.023753
F5_Commercial_School_Existing_Food Preparation_Natural Gas_Broiler_E3 | F5 | Commercial | School | Existing | Food Preparation | Natural Gas | Broiler | E3 | Utility - Cost of Operation | 0 | 0 | 0 | 0 | 0 | 0 | 0 | 0 | 0 | 0 | 0 | 0 | 0 | 0 | 0 | 0 | 0 | 0 | 0 | 0 | 0 | 0 | 0 | 0 | 0 | 0 | 0 | 0 | 0 | 0 | 0 | 0 | 0
F5_Commercial_School_Existing_Food Preparation_Natural Gas_Broiler_E4 | F5 | Commercial | School | Existing | Food Preparation | Natural Gas | Broiler | E4 | Utility - Cost of Operation | 0 | 0 | 0 | 0 | 0 | 0 | 0 | 0 | 0 | 0 | 0 | 0 | 0 | 0 | 0 | 0 | 0 | 0 | 0 | 0 | 0 | 0 | 0 | 0 | 0 | 0 | 0 | 0 | 0 | 0 | 0 | 0 | 0
F5_Commercial_School_Existing_Food Preparation_Natural Gas_Broiler_E5 | F5 | Commercial | School | Existing | Food Preparation | Natural Gas | Broiler | E5 | Utility - Cost of Operation | 0 | 0 | 0 | 0 | 0 | 0 | 0 | 0 | 0 | 0 | 0 | 0 | 0 | 0 | 0 | 0 | 0 | 0 | 0 | 0 | 0 | 0 | 0 | 0 | 0 | 0 | 0 | 0 | 0 | 0 | 0 | 0 | 0
F5_Commercial_School_Existing_Food Preparation_Natural Gas_Broiler_E6 | F5 | Commercial | School | Existing | Food Preparation | Natural Gas | Broiler | E6 | Utility - Cost of Operation | 0 | 0 | 0 | 0 | 0 | 0 | 0 | 0 | 0 | 0 | 0 | 0 | 0 | 0 | 0 | 0 | 0 | 0 | 0 | 0 | 0 | 0 | 0 | 0 | 0 | 0 | 0 | 0 | 0 | 0 | 0 | 0 | 0
F5_Commercial_School_Existing_Food Preparation_Natural Gas_Broiler_E7 | F5 | Commercial | School | Existing | Food Preparation | Natural Gas | Broiler | E7 | Utility - Cost of Operation | 0 | 0 | 0 | 0 | 0 | 0 | 0 | 0 | 0 | 0 | 0 | 0 | 0 | 0 | 0 | 0 | 0 | 0 | 0 | 0 | 0 | 0 | 0 | 0 | 0 | 0 | 0 | 0 | 0 | 0 | 0 | 0 | 0
F5_Commercial_School_Existing_Food Preparation_Natural Gas_Broiler_E8 | F5 | Commercial | School | Existing | Food Preparation | Natural Gas | Broiler | E8 | Utility - Cost of Operation | 0 | 0 | 0 | 0 | 0 | 0 | 0 | 0 | 0 | 0 | 0 | 0 | 0 | 0 | 0 | 0 | 0 | 0 | 0 | 0 | 0 | 0 | 0 | 0 | 0 | 0 | 0 | 0 | 0 | 0 | 0 | 0 | 0
F5_Commercial_School_Existing_Food Preparation_Natural Gas_Broiler_E9 | F5 | Commercial | School | Existing | Food Preparation | Natural Gas | Broiler | E9 | Utility - Cost of Operation | 0 | 0 | 0 | 0 | 0 | 0 | 0 | 0 | 0 | 0 | 0 | 0 | 0 | 0 | 0 | 0 | 0 | 0 | 0 | 0 | 0 | 0 | 0 | 0 | 0 | 0 | 0 | 0 | 0 | 0 | 0 | 0 | 0
F5_Commercial_School_Existing_Food Preparation_Natural Gas_Broiler_E10 | F5 | Commercial | School | Existing | Food Preparation | Natural Gas | Broiler | E10 | Utility - Cost of Operation | 0 | 0 | 0 | 0 | 0 | 0 | 0 | 0 | 0 | 0 | 0 | 0 | 0 | 0 | 0 | 0 | 0 | 0 | 0 | 0 | 0 | 0 | 0 | 0 | 0 | 0 | 0 | 0 | 0 | 0 | 0 | 0 | 0
F6_Commercial_School_Existing_Food Preparation_Natural Gas_Broiler_E1 | F6 | Commercial | School | Existing | Food Preparation | Natural Gas | Broiler | E1 | Utility - Value of Sales | 0.039795 | 0.039973 | 0.04026 | 0.040197 | 0.040197 | 0.040197 | 0.040197 | 0.040197 | 0.040197 | 0.040197 | 0.040197 | 0.040197 | 0.040197 | 0.040197 | 0.040197 | 0.040197 | 0.040197 | 0.040197 | 0.040197 | 0.040197 | 0.040197 | 0.040197 | 0.040197 | 0.040197 | 0.040197 | 0.040197 | 0.040197 | 0.040197 | 0.040197 | 0.040197 | 0.040197 | 0.040197 | 0.040197
F6_Commercial_School_Existing_Food Preparation_Natural Gas_Broiler_E2 | F6 | Commercial | School | Existing | Food Preparation | Natural Gas | Broiler | E2 | Utility - Value of Sales | 0.025583 | 0.025697 | 0.025881 | 0.025841 | 0.025841 | 0.025841 | 0.025841 | 0.025841 | 0.025841 | 0.025841 | 0.025841 | 0.025841 | 0.025841 | 0.025841 | 0.025841 | 0.025841 | 0.025841 | 0.025841 | 0.025841 | 0.025841 | 0.025841 | 0.025841 | 0.025841 | 0.025841 | 0.025841 | 0.025841 | 0.025841 | 0.025841 | 0.025841 | 0.025841 | 0.025841 | 0.025841 | 0.025841
F6_Commercial_School_Existing_Food Preparation_Natural Gas_Broiler_E3 | F6 | Commercial | School | Existing | Food Preparation | Natural Gas | Broiler | E3 | Utility - Value of Sales | 0 | 0 | 0 | 0 | 0 | 0 | 0 | 0 | 0 | 0 | 0 | 0 | 0 | 0 | 0 | 0 | 0 | 0 | 0 | 0 | 0 | 0 | 0 | 0 | 0 | 0 | 0 | 0 | 0 | 0 | 0 | 0 | 0
F6_Commercial_School_Existing_Food Preparation_Natural Gas_Broiler_E4 | F6 | Commercial | School | Existing | Food Preparation | Natural Gas | Broiler | E4 | Utility - Value of Sales | 0 | 0 | 0 | 0 | 0 | 0 | 0 | 0 | 0 | 0 | 0 | 0 | 0 | 0 | 0 | 0 | 0 | 0 | 0 | 0 | 0 | 0 | 0 | 0 | 0 | 0 | 0 | 0 | 0 | 0 | 0 | 0 | 0
F6_Commercial_School_Existing_Food Preparation_Natural Gas_Broiler_E5 | F6 | Commercial | School | Existing | Food Preparation | Natural Gas | Broiler | E5 | Utility - Value of Sales | 0 | 0 | 0 | 0 | 0 | 0 | 0 | 0 | 0 | 0 | 0 | 0 | 0 | 0 | 0 | 0 | 0 | 0 | 0 | 0 | 0 | 0 | 0 | 0 | 0 | 0 | 0 | 0 | 0 | 0 | 0 | 0 | 0
F6_Commercial_School_Existing_Food Preparation_Natural Gas_Broiler_E6 | F6 | Commercial | School | Existing | Food Preparation | Natural Gas | Broiler | E6 | Utility - Value of Sales | 0 | 0 | 0 | 0 | 0 | 0 | 0 | 0 | 0 | 0 | 0 | 0 | 0 | 0 | 0 | 0 | 0 | 0 | 0 | 0 | 0 | 0 | 0 | 0 | 0 | 0 | 0 | 0 | 0 | 0 | 0 | 0 | 0
F6_Commercial_School_Existing_Food Preparation_Natural Gas_Broiler_E7 | F6 | Commercial | School | Existing | Food Preparation | Natural Gas | Broiler | E7 | Utility - Value of Sales | 0 | 0 | 0 | 0 | 0 | 0 | 0 | 0 | 0 | 0 | 0 | 0 | 0 | 0 | 0 | 0 | 0 | 0 | 0 | 0 | 0 | 0 | 0 | 0 | 0 | 0 | 0 | 0 | 0 | 0 | 0 | 0 | 0
F6_Commercial_School_Existing_Food Preparation_Natural Gas_Broiler_E8 | F6 | Commercial | School | Existing | Food Preparation | Natural Gas | Broiler | E8 | Utility - Value of Sales | 0 | 0 | 0 | 0 | 0 | 0 | 0 | 0 | 0 | 0 | 0 | 0 | 0 | 0 | 0 | 0 | 0 | 0 | 0 | 0 | 0 | 0 | 0 | 0 | 0 | 0 | 0 | 0 | 0 | 0 | 0 | 0 | 0
F6_Commercial_School_Existing_Food Preparation_Natural Gas_Broiler_E9 | F6 | Commercial | School | Existing | Food Preparation | Natural Gas | Broiler | E9 | Utility - Value of Sales | 0 | 0 | 0 | 0 | 0 | 0 | 0 | 0 | 0 | 0 | 0 | 0 | 0 | 0 | 0 | 0 | 0 | 0 | 0 | 0 | 0 | 0 | 0 | 0 | 0 | 0 | 0 | 0 | 0 | 0 | 0 | 0 | 0
F6_Commercial_School_Existing_Food Preparation_Natural Gas_Broiler_E10 | F6 | Commercial | School | Existing | Food Preparation | Natural Gas | Broiler | E10 | Utility - Value of Sales | 0 | 0 | 0 | 0 | 0 | 0 | 0 | 0 | 0 | 0 | 0 | 0 | 0 | 0 | 0 | 0 | 0 | 0 | 0 | 0 | 0 | 0 | 0 | 0 | 0 | 0 | 0 | 0 | 0 | 0 | 0 | 0 | 0
F1_Commercial_School_Existing_Food Preparation_Natural Gas_Griddle_E1 | F1 | Commercial | School | Existing | Food Preparation | Natural Gas | Griddle | E1 | RVT - Cost of Equipment | 0.039342 | 0.039392 | 0.039607 | 0 | 0 | 0 | 0 | 0 | 0 | 0 | 0 | 0 | 0 | 0 | 0 | 0 | 0 | 0 | 0 | 0 | 0 | 0 | 0 | 0 | 0 | 0 | 0 | 0 | 0 | 0 | 0 | 0 | 0
F1_Commercial_School_Existing_Food Preparation_Natural Gas_Griddle_E2 | F1 | Commercial | School | Existing | Food Preparation | Natural Gas | Griddle | E2 | RVT - Cost of Equipment | 0.033978 | 0.034022 | 0.034208 | 0.034034 | 0.033946 | 0.034081 | 0.034406 | 0.03467 | 0.034992 | 0.035303 | 0.035617 | 0.035913 | 0.036229 | 0.036556 | 0.036873 | 0.037196 | 0.037523 | 0.037874 | 0.038238 | 0.038614 | 0.038975 | 0.039337 | 0.039662 | 0.039987 | 0.040269 | 0.040513 | 0.040735 | 0.040926 | 0.041076 | 0.041199 | 0.041266 | 0.041311 | 0.041311
F1_Commercial_School_Existing_Food Preparation_Natural Gas_Griddle_E3 | F1 | Commercial | School | Existing | Food Preparation | Natural Gas | Griddle | E3 | RVT - Cost of Equipment | 0 | 0 | 0 | 0 | 0 | 0 | 0 | 0 | 0 | 0 | 0 | 0 | 0 | 0 | 0 | 0 | 0 | 0 | 0 | 0 | 0 | 0 | 0 | 0 | 0 | 0 | 0 | 0 | 0 | 0 | 0 | 0 | 0
F1_Commercial_School_Existing_Food Preparation_Natural Gas_Griddle_E4 | F1 | Commercial | School | Existing | Food Preparation | Natural Gas | Griddle | E4 | RVT - Cost of Equipment | 0 | 0 | 0 | 0 | 0 | 0 | 0 | 0 | 0 | 0 | 0 | 0 | 0 | 0 | 0 | 0 | 0 | 0 | 0 | 0 | 0 | 0 | 0 | 0 | 0 | 0 | 0 | 0 | 0 | 0 | 0 | 0 | 0
F1_Commercial_School_Existing_Food Preparation_Natural Gas_Griddle_E5 | F1 | Commercial | School | Existing | Food Preparation | Natural Gas | Griddle | E5 | RVT - Cost of Equipment | 0 | 0 | 0 | 0 | 0 | 0 | 0 | 0 | 0 | 0 | 0 | 0 | 0 | 0 | 0 | 0 | 0 | 0 | 0 | 0 | 0 | 0 | 0 | 0 | 0 | 0 | 0 | 0 | 0 | 0 | 0 | 0 | 0
F1_Commercial_School_Existing_Food Preparation_Natural Gas_Griddle_E6 | F1 | Commercial | School | Existing | Food Preparation | Natural Gas | Griddle | E6 | RVT - Cost of Equipment | 0 | 0 | 0 | 0 | 0 | 0 | 0 | 0 | 0 | 0 | 0 | 0 | 0 | 0 | 0 | 0 | 0 | 0 | 0 | 0 | 0 | 0 | 0 | 0 | 0 | 0 | 0 | 0 | 0 | 0 | 0 | 0 | 0
F1_Commercial_School_Existing_Food Preparation_Natural Gas_Griddle_E7 | F1 | Commercial | School | Existing | Food Preparation | Natural Gas | Griddle | E7 | RVT - Cost of Equipment | 0 | 0 | 0 | 0 | 0 | 0 | 0 | 0 | 0 | 0 | 0 | 0 | 0 | 0 | 0 | 0 | 0 | 0 | 0 | 0 | 0 | 0 | 0 | 0 | 0 | 0 | 0 | 0 | 0 | 0 | 0 | 0 | 0
F1_Commercial_School_Existing_Food Preparation_Natural Gas_Griddle_E8 | F1 | Commercial | School | Existing | Food Preparation | Natural Gas | Griddle | E8 | RVT - Cost of Equipment | 0 | 0 | 0 | 0 | 0 | 0 | 0 | 0 | 0 | 0 | 0 | 0 | 0 | 0 | 0 | 0 | 0 | 0 | 0 | 0 | 0 | 0 | 0 | 0 | 0 | 0 | 0 | 0 | 0 | 0 | 0 | 0 | 0
F1_Commercial_School_Existing_Food Preparation_Natural Gas_Griddle_E9 | F1 | Commercial | School | Existing | Food Preparation | Natural Gas | Griddle | E9 | RVT - Cost of Equipment | 0 | 0 | 0 | 0 | 0 | 0 | 0 | 0 | 0 | 0 | 0 | 0 | 0 | 0 | 0 | 0 | 0 | 0 | 0 | 0 | 0 | 0 | 0 | 0 | 0 | 0 | 0 | 0 | 0 | 0 | 0 | 0 | 0
F1_Commercial_School_Existing_Food Preparation_Natural Gas_Griddle_E10 | F1 | Commercial | School | Existing | Food Preparation | Natural Gas | Griddle | E10 | RVT - Cost of Equipment | 0 | 0 | 0 | 0 | 0 | 0 | 0 | 0 | 0 | 0 | 0 | 0 | 0 | 0 | 0 | 0 | 0 | 0 | 0 | 0 | 0 | 0 | 0 | 0 | 0 | 0 | 0 | 0 | 0 | 0 | 0 | 0 | 0
F2_Commercial_School_Existing_Food Preparation_Natural Gas_Griddle_E1 | F2 | Commercial | School | Existing | Food Preparation | Natural Gas | Griddle | E1 | RVT - Cost of Operation | 0.047134 | 0.047195 | 0.047452 | 0 | 0 | 0 | 0 | 0 | 0 | 0 | 0 | 0 | 0 | 0 | 0 | 0 | 0 | 0 | 0 | 0 | 0 | 0 | 0 | 0 | 0 | 0 | 0 | 0 | 0 | 0 | 0 | 0 | 0
F2_Commercial_School_Existing_Food Preparation_Natural Gas_Griddle_E2 | F2 | Commercial | School | Existing | Food Preparation | Natural Gas | Griddle | E2 | RVT - Cost of Operation | 0.040708 | 0.04076 | 0.040983 | 0.040775 | 0.04067 | 0.040832 | 0.041221 | 0.041537 | 0.041923 | 0.042295 | 0.042671 | 0.043026 | 0.043405 | 0.043796 | 0.044176 | 0.044564 | 0.044955 | 0.045375 | 0.045812 | 0.046262 | 0.046694 | 0.047129 | 0.047518 | 0.047908 | 0.048245 | 0.048537 | 0.048803 | 0.049032 | 0.049212 | 0.049359 | 0.049439 | 0.049493 | 0.049493
F2_Commercial_School_Existing_Food Preparation_Natural Gas_Griddle_E3 | F2 | Commercial | School | Existing | Food Preparation | Natural Gas | Griddle | E3 | RVT - Cost of Operation | 0 | 0 | 0 | 0 | 0 | 0 | 0 | 0 | 0 | 0 | 0 | 0 | 0 | 0 | 0 | 0 | 0 | 0 | 0 | 0 | 0 | 0 | 0 | 0 | 0 | 0 | 0 | 0 | 0 | 0 | 0 | 0 | 0
F2_Commercial_School_Existing_Food Preparation_Natural Gas_Griddle_E4 | F2 | Commercial | School | Existing | Food Preparation | Natural Gas | Griddle | E4 | RVT - Cost of Operation | 0 | 0 | 0 | 0 | 0 | 0 | 0 | 0 | 0 | 0 | 0 | 0 | 0 | 0 | 0 | 0 | 0 | 0 | 0 | 0 | 0 | 0 | 0 | 0 | 0 | 0 | 0 | 0 | 0 | 0 | 0 | 0 | 0
F2_Commercial_School_Existing_Food Preparation_Natural Gas_Griddle_E5 | F2 | Commercial | School | Existing | Food Preparation | Natural Gas | Griddle | E5 | RVT - Cost of Operation | 0 | 0 | 0 | 0 | 0 | 0 | 0 | 0 | 0 | 0 | 0 | 0 | 0 | 0 | 0 | 0 | 0 | 0 | 0 | 0 | 0 | 0 | 0 | 0 | 0 | 0 | 0 | 0 | 0 | 0 | 0 | 0 | 0
F2_Commercial_School_Existing_Food Preparation_Natural Gas_Griddle_E6 | F2 | Commercial | School | Existing | Food Preparation | Natural Gas | Griddle | E6 | RVT - Cost of Operation | 0 | 0 | 0 | 0 | 0 | 0 | 0 | 0 | 0 | 0 | 0 | 0 | 0 | 0 | 0 | 0 | 0 | 0 | 0 | 0 | 0 | 0 | 0 | 0 | 0 | 0 | 0 | 0 | 0 | 0 | 0 | 0 | 0
F2_Commercial_School_Existing_Food Preparation_Natural Gas_Griddle_E7 | F2 | Commercial | School | Existing | Food Preparation | Natural Gas | Griddle | E7 | RVT - Cost of Operation | 0 | 0 | 0 | 0 | 0 | 0 | 0 | 0 | 0 | 0 | 0 | 0 | 0 | 0 | 0 | 0 | 0 | 0 | 0 | 0 | 0 | 0 | 0 | 0 | 0 | 0 | 0 | 0 | 0 | 0 | 0 | 0 | 0
F2_Commercial_School_Existing_Food Preparation_Natural Gas_Griddle_E8 | F2 | Commercial | School | Existing | Food Preparation | Natural Gas | Griddle | E8 | RVT - Cost of Operation | 0 | 0 | 0 | 0 | 0 | 0 | 0 | 0 | 0 | 0 | 0 | 0 | 0 | 0 | 0 | 0 | 0 | 0 | 0 | 0 | 0 | 0 | 0 | 0 | 0 | 0 | 0 | 0 | 0 | 0 | 0 | 0 | 0
F2_Commercial_School_Existing_Food Preparation_Natural Gas_Griddle_E9 | F2 | Commercial | School | Existing | Food Preparation | Natural Gas | Griddle | E9 | RVT - Cost of Operation | 0 | 0 | 0 | 0 | 0 | 0 | 0 | 0 | 0 | 0 | 0 | 0 | 0 | 0 | 0 | 0 | 0 | 0 | 0 | 0 | 0 | 0 | 0 | 0 | 0 | 0 | 0 | 0 | 0 | 0 | 0 | 0 | 0
F2_Commercial_School_Existing_Food Preparation_Natural Gas_Griddle_E10 | F2 | Commercial | School | Existing | Food Preparation | Natural Gas | Griddle | E10 | RVT - Cost of Operation | 0 | 0 | 0 | 0 | 0 | 0 | 0 | 0 | 0 | 0 | 0 | 0 | 0 | 0 | 0 | 0 | 0 | 0 | 0 | 0 | 0 | 0 | 0 | 0 | 0 | 0 | 0 | 0 | 0 | 0 | 0 | 0 | 0
F3_Commercial_School_Existing_Food Preparation_Natural Gas_Griddle_E1 | F3 | Commercial | School | Existing | Food Preparation | Natural Gas | Griddle | E1 | System - kBTUs of Consumption | 0.011534 | 0.011534 | 0.011534 | 0 | 0 | 0 | 0 | 0 | 0 | 0 | 0 | 0 | 0 | 0 | 0 | 0 | 0 | 0 | 0 | 0 | 0 | 0 | 0 | 0 | 0 | 0 | 0 | 0 | 0 | 0 | 0 | 0 | 0
F3_Commercial_School_Existing_Food Preparation_Natural Gas_Griddle_E2 | F3 | Commercial | School | Existing | Food Preparation | Natural Gas | Griddle | E2 | System - kBTUs of Consumption | 0.01234 | 0.01234 | 0.01234 | 0.01234 | 0.01234 | 0.01234 | 0.01234 | 0.01234 | 0.01234 | 0.01234 | 0.01234 | 0.01234 | 0.01234 | 0.01234 | 0.01234 | 0.01234 | 0.01234 | 0.01234 | 0.01234 | 0.01234 | 0.01234 | 0.01234 | 0.01234 | 0.01234 | 0.01234 | 0.01234 | 0.01234 | 0.01234 | 0.01234 | 0.01234 | 0.01234 | 0.01234 | 0.01234
F3_Commercial_School_Existing_Food Preparation_Natural Gas_Griddle_E3 | F3 | Commercial | School | Existing | Food Preparation | Natural Gas | Griddle | E3 | System - kBTUs of Consumption | 0 | 0 | 0 | 0 | 0 | 0 | 0 | 0 | 0 | 0 | 0 | 0 | 0 | 0 | 0 | 0 | 0 | 0 | 0 | 0 | 0 | 0 | 0 | 0 | 0 | 0 | 0 | 0 | 0 | 0 | 0 | 0 | 0
F3_Commercial_School_Existing_Food Preparation_Natural Gas_Griddle_E4 | F3 | Commercial | School | Existing | Food Preparation | Natural Gas | Griddle | E4 | System - kBTUs of Consumption | 0 | 0 | 0 | 0 | 0 | 0 | 0 | 0 | 0 | 0 | 0 | 0 | 0 | 0 | 0 | 0 | 0 | 0 | 0 | 0 | 0 | 0 | 0 | 0 | 0 | 0 | 0 | 0 | 0 | 0 | 0 | 0 | 0
F3_Commercial_School_Existing_Food Preparation_Natural Gas_Griddle_E5 | F3 | Commercial | School | Existing | Food Preparation | Natural Gas | Griddle | E5 | System - kBTUs of Consumption | 0 | 0 | 0 | 0 | 0 | 0 | 0 | 0 | 0 | 0 | 0 | 0 | 0 | 0 | 0 | 0 | 0 | 0 | 0 | 0 | 0 | 0 | 0 | 0 | 0 | 0 | 0 | 0 | 0 | 0 | 0 | 0 | 0
F3_Commercial_School_Existing_Food Preparation_Natural Gas_Griddle_E6 | F3 | Commercial | School | Existing | Food Preparation | Natural Gas | Griddle | E6 | System - kBTUs of Consumption | 0 | 0 | 0 | 0 | 0 | 0 | 0 | 0 | 0 | 0 | 0 | 0 | 0 | 0 | 0 | 0 | 0 | 0 | 0 | 0 | 0 | 0 | 0 | 0 | 0 | 0 | 0 | 0 | 0 | 0 | 0 | 0 | 0
F3_Commercial_School_Existing_Food Preparation_Natural Gas_Griddle_E7 | F3 | Commercial | School | Existing | Food Preparation | Natural Gas | Griddle | E7 | System - kBTUs of Consumption | 0 | 0 | 0 | 0 | 0 | 0 | 0 | 0 | 0 | 0 | 0 | 0 | 0 | 0 | 0 | 0 | 0 | 0 | 0 | 0 | 0 | 0 | 0 | 0 | 0 | 0 | 0 | 0 | 0 | 0 | 0 | 0 | 0
F3_Commercial_School_Existing_Food Preparation_Natural Gas_Griddle_E8 | F3 | Commercial | School | Existing | Food Preparation | Natural Gas | Griddle | E8 | System - kBTUs of Consumption | 0 | 0 | 0 | 0 | 0 | 0 | 0 | 0 | 0 | 0 | 0 | 0 | 0 | 0 | 0 | 0 | 0 | 0 | 0 | 0 | 0 | 0 | 0 | 0 | 0 | 0 | 0 | 0 | 0 | 0 | 0 | 0 | 0
F3_Commercial_School_Existing_Food Preparation_Natural Gas_Griddle_E9 | F3 | Commercial | School | Existing | Food Preparation | Natural Gas | Griddle | E9 | System - kBTUs of Consumption | 0 | 0 | 0 | 0 | 0 | 0 | 0 | 0 | 0 | 0 | 0 | 0 | 0 | 0 | 0 | 0 | 0 | 0 | 0 | 0 | 0 | 0 | 0 | 0 | 0 | 0 | 0 | 0 | 0 | 0 | 0 | 0 | 0
F3_Commercial_School_Existing_Food Preparation_Natural Gas_Griddle_E10 | F3 | Commercial | School | Existing | Food Preparation | Natural Gas | Griddle | E10 | System - kBTUs of Consumption | 0 | 0 | 0 | 0 | 0 | 0 | 0 | 0 | 0 | 0 | 0 | 0 | 0 | 0 | 0 | 0 | 0 | 0 | 0 | 0 | 0 | 0 | 0 | 0 | 0 | 0 | 0 | 0 | 0 | 0 | 0 | 0 | 0
F4_Commercial_School_Existing_Food Preparation_Natural Gas_Griddle_E1 | F4 | Commercial | School | Existing | Food Preparation | Natural Gas | Griddle | E1 | Utility - Cost of Equipment | 0.047134 | 0.047195 | 0.047452 | 0 | 0 | 0 | 0 | 0 | 0 | 0 | 0 | 0 | 0 | 0 | 0 | 0 | 0 | 0 | 0 | 0 | 0 | 0 | 0 | 0 | 0 | 0 | 0 | 0 | 0 | 0 | 0 | 0 | 0
F4_Commercial_School_Existing_Food Preparation_Natural Gas_Griddle_E2 | F4 | Commercial | School | Existing | Food Preparation | Natural Gas | Griddle | E2 | Utility - Cost of Equipment | 0.040708 | 0.04076 | 0.040983 | 0.040775 | 0.04067 | 0.040832 | 0.041221 | 0.041537 | 0.041923 | 0.042295 | 0.042671 | 0.043026 | 0.043405 | 0.043796 | 0.044176 | 0.044564 | 0.044955 | 0.045375 | 0.045812 | 0.046262 | 0.046694 | 0.047129 | 0.047518 | 0.047908 | 0.048245 | 0.048537 | 0.048803 | 0.049032 | 0.049212 | 0.049359 | 0.049439 | 0.049493 | 0.049493
F4_Commercial_School_Existing_Food Preparation_Natural Gas_Griddle_E3 | F4 | Commercial | School | Existing | Food Preparation | Natural Gas | Griddle | E3 | Utility - Cost of Equipment | 0 | 0 | 0 | 0 | 0 | 0 | 0 | 0 | 0 | 0 | 0 | 0 | 0 | 0 | 0 | 0 | 0 | 0 | 0 | 0 | 0 | 0 | 0 | 0 | 0 | 0 | 0 | 0 | 0 | 0 | 0 | 0 | 0
F4_Commercial_School_Existing_Food Preparation_Natural Gas_Griddle_E4 | F4 | Commercial | School | Existing | Food Preparation | Natural Gas | Griddle | E4 | Utility - Cost of Equipment | 0 | 0 | 0 | 0 | 0 | 0 | 0 | 0 | 0 | 0 | 0 | 0 | 0 | 0 | 0 | 0 | 0 | 0 | 0 | 0 | 0 | 0 | 0 | 0 | 0 | 0 | 0 | 0 | 0 | 0 | 0 | 0 | 0
F4_Commercial_School_Existing_Food Preparation_Natural Gas_Griddle_E5 | F4 | Commercial | School | Existing | Food Preparation | Natural Gas | Griddle | E5 | Utility - Cost of Equipment | 0 | 0 | 0 | 0 | 0 | 0 | 0 | 0 | 0 | 0 | 0 | 0 | 0 | 0 | 0 | 0 | 0 | 0 | 0 | 0 | 0 | 0 | 0 | 0 | 0 | 0 | 0 | 0 | 0 | 0 | 0 | 0 | 0
F4_Commercial_School_Existing_Food Preparation_Natural Gas_Griddle_E6 | F4 | Commercial | School | Existing | Food Preparation | Natural Gas | Griddle | E6 | Utility - Cost of Equipment | 0 | 0 | 0 | 0 | 0 | 0 | 0 | 0 | 0 | 0 | 0 | 0 | 0 | 0 | 0 | 0 | 0 | 0 | 0 | 0 | 0 | 0 | 0 | 0 | 0 | 0 | 0 | 0 | 0 | 0 | 0 | 0 | 0
F4_Commercial_School_Existing_Food Preparation_Natural Gas_Griddle_E7 | F4 | Commercial | School | Existing | Food Preparation | Natural Gas | Griddle | E7 | Utility - Cost of Equipment | 0 | 0 | 0 | 0 | 0 | 0 | 0 | 0 | 0 | 0 | 0 | 0 | 0 | 0 | 0 | 0 | 0 | 0 | 0 | 0 | 0 | 0 | 0 | 0 | 0 | 0 | 0 | 0 | 0 | 0 | 0 | 0 | 0
F4_Commercial_School_Existing_Food Preparation_Natural Gas_Griddle_E8 | F4 | Commercial | School | Existing | Food Preparation | Natural Gas | Griddle | E8 | Utility - Cost of Equipment | 0 | 0 | 0 | 0 | 0 | 0 | 0 | 0 | 0 | 0 | 0 | 0 | 0 | 0 | 0 | 0 | 0 | 0 | 0 | 0 | 0 | 0 | 0 | 0 | 0 | 0 | 0 | 0 | 0 | 0 | 0 | 0 | 0
F4_Commercial_School_Existing_Food Preparation_Natural Gas_Griddle_E9 | F4 | Commercial | School | Existing | Food Preparation | Natural Gas | Griddle | E9 | Utility - Cost of Equipment | 0 | 0 | 0 | 0 | 0 | 0 | 0 | 0 | 0 | 0 | 0 | 0 | 0 | 0 | 0 | 0 | 0 | 0 | 0 | 0 | 0 | 0 | 0 | 0 | 0 | 0 | 0 | 0 | 0 | 0 | 0 | 0 | 0
F4_Commercial_School_Existing_Food Preparation_Natural Gas_Griddle_E10 | F4 | Commercial | School | Existing | Food Preparation | Natural Gas | Griddle | E10 | Utility - Cost of Equipment | 0 | 0 | 0 | 0 | 0 | 0 | 0 | 0 | 0 | 0 | 0 | 0 | 0 | 0 | 0 | 0 | 0 | 0 | 0 | 0 | 0 | 0 | 0 | 0 | 0 | 0 | 0 | 0 | 0 | 0 | 0 | 0 | 0
F5_Commercial_School_Existing_Food Preparation_Natural Gas_Griddle_E1 | F5 | Commercial | School | Existing | Food Preparation | Natural Gas | Griddle | E1 | Utility - Cost of Operation | 0.011534 | 0.011534 | 0.011534 | 0 | 0 | 0 | 0 | 0 | 0 | 0 | 0 | 0 | 0 | 0 | 0 | 0 | 0 | 0 | 0 | 0 | 0 | 0 | 0 | 0 | 0 | 0 | 0 | 0 | 0 | 0 | 0 | 0 | 0
F5_Commercial_School_Existing_Food Preparation_Natural Gas_Griddle_E2 | F5 | Commercial | School | Existing | Food Preparation | Natural Gas | Griddle | E2 | Utility - Cost of Operation | 0.01234 | 0.01234 | 0.01234 | 0.01234 | 0.01234 | 0.01234 | 0.01234 | 0.01234 | 0.01234 | 0.01234 | 0.01234 | 0.01234 | 0.01234 | 0.01234 | 0.01234 | 0.01234 | 0.01234 | 0.01234 | 0.01234 | 0.01234 | 0.01234 | 0.01234 | 0.01234 | 0.01234 | 0.01234 | 0.01234 | 0.01234 | 0.01234 | 0.01234 | 0.01234 | 0.01234 | 0.01234 | 0.01234
F5_Commercial_School_Existing_Food Preparation_Natural Gas_Griddle_E3 | F5 | Commercial | School | Existing | Food Preparation | Natural Gas | Griddle | E3 | Utility - Cost of Operation | 0 | 0 | 0 | 0 | 0 | 0 | 0 | 0 | 0 | 0 | 0 | 0 | 0 | 0 | 0 | 0 | 0 | 0 | 0 | 0 | 0 | 0 | 0 | 0 | 0 | 0 | 0 | 0 | 0 | 0 | 0 | 0 | 0
F5_Commercial_School_Existing_Food Preparation_Natural Gas_Griddle_E4 | F5 | Commercial | School | Existing | Food Preparation | Natural Gas | Griddle | E4 | Utility - Cost of Operation | 0 | 0 | 0 | 0 | 0 | 0 | 0 | 0 | 0 | 0 | 0 | 0 | 0 | 0 | 0 | 0 | 0 | 0 | 0 | 0 | 0 | 0 | 0 | 0 | 0 | 0 | 0 | 0 | 0 | 0 | 0 | 0 | 0
F5_Commercial_School_Existing_Food Preparation_Natural Gas_Griddle_E5 | F5 | Commercial | School | Existing | Food Preparation | Natural Gas | Griddle | E5 | Utility - Cost of Operation | 0 | 0 | 0 | 0 | 0 | 0 | 0 | 0 | 0 | 0 | 0 | 0 | 0 | 0 | 0 | 0 | 0 | 0 | 0 | 0 | 0 | 0 | 0 | 0 | 0 | 0 | 0 | 0 | 0 | 0 | 0 | 0 | 0
F5_Commercial_School_Existing_Food Preparation_Natural Gas_Griddle_E6 | F5 | Commercial | School | Existing | Food Preparation | Natural Gas | Griddle | E6 | Utility - Cost of Operation | 0 | 0 | 0 | 0 | 0 | 0 | 0 | 0 | 0 | 0 | 0 | 0 | 0 | 0 | 0 | 0 | 0 | 0 | 0 | 0 | 0 | 0 | 0 | 0 | 0 | 0 | 0 | 0 | 0 | 0 | 0 | 0 | 0
F5_Commercial_School_Existing_Food Preparation_Natural Gas_Griddle_E7 | F5 | Commercial | School | Existing | Food Preparation | Natural Gas | Griddle | E7 | Utility - Cost of Operation | 0 | 0 | 0 | 0 | 0 | 0 | 0 | 0 | 0 | 0 | 0 | 0 | 0 | 0 | 0 | 0 | 0 | 0 | 0 | 0 | 0 | 0 | 0 | 0 | 0 | 0 | 0 | 0 | 0 | 0 | 0 | 0 | 0
F5_Commercial_School_Existing_Food Preparation_Natural Gas_Griddle_E8 | F5 | Commercial | School | Existing | Food Preparation | Natural Gas | Griddle | E8 | Utility - Cost of Operation | 0 | 0 | 0 | 0 | 0 | 0 | 0 | 0 | 0 | 0 | 0 | 0 | 0 | 0 | 0 | 0 | 0 | 0 | 0 | 0 | 0 | 0 | 0 | 0 | 0 | 0 | 0 | 0 | 0 | 0 | 0 | 0 | 0
F5_Commercial_School_Existing_Food Preparation_Natural Gas_Griddle_E9 | F5 | Commercial | School | Existing | Food Preparation | Natural Gas | Griddle | E9 | Utility - Cost of Operation | 0 | 0 | 0 | 0 | 0 | 0 | 0 | 0 | 0 | 0 | 0 | 0 | 0 | 0 | 0 | 0 | 0 | 0 | 0 | 0 | 0 | 0 | 0 | 0 | 0 | 0 | 0 | 0 | 0 | 0 | 0 | 0 | 0
F5_Commercial_School_Existing_Food Preparation_Natural Gas_Griddle_E10 | F5 | Commercial | School | Existing | Food Preparation | Natural Gas | Griddle | E10 | Utility - Cost of Operation | 0 | 0 | 0 | 0 | 0 | 0 | 0 | 0 | 0 | 0 | 0 | 0 | 0 | 0 | 0 | 0 | 0 | 0 | 0 | 0 | 0 | 0 | 0 | 0 | 0 | 0 | 0 | 0 | 0 | 0 | 0 | 0 | 0
F6_Commercial_School_Existing_Food Preparation_Natural Gas_Griddle_E1 | F6 | Commercial | School | Existing | Food Preparation | Natural Gas | Griddle | E1 | Utility - Value of Sales | 0.024949 | 0.025061 | 0.025241 | 0 | 0 | 0 | 0 | 0 | 0 | 0 | 0 | 0 | 0 | 0 | 0 | 0 | 0 | 0 | 0 | 0 | 0 | 0 | 0 | 0 | 0 | 0 | 0 | 0 | 0 | 0 | 0 | 0 | 0
F6_Commercial_School_Existing_Food Preparation_Natural Gas_Griddle_E2 | F6 | Commercial | School | Existing | Food Preparation | Natural Gas | Griddle | E2 | Utility - Value of Sales | 0.021548 | 0.021644 | 0.021799 | 0.021765 | 0.021765 | 0.021765 | 0.021765 | 0.021765 | 0.021765 | 0.021765 | 0.021765 | 0.021765 | 0.021765 | 0.021765 | 0.021765 | 0.021765 | 0.021765 | 0.021765 | 0.021765 | 0.021765 | 0.021765 | 0.021765 | 0.021765 | 0.021765 | 0.021765 | 0.021765 | 0.021765 | 0.021765 | 0.021765 | 0.021765 | 0.021765 | 0.021765 | 0.021765
F6_Commercial_School_Existing_Food Preparation_Natural Gas_Griddle_E3 | F6 | Commercial | School | Existing | Food Preparation | Natural Gas | Griddle | E3 | Utility - Value of Sales | 0 | 0 | 0 | 0 | 0 | 0 | 0 | 0 | 0 | 0 | 0 | 0 | 0 | 0 | 0 | 0 | 0 | 0 | 0 | 0 | 0 | 0 | 0 | 0 | 0 | 0 | 0 | 0 | 0 | 0 | 0 | 0 | 0
F6_Commercial_School_Existing_Food Preparation_Natural Gas_Griddle_E4 | F6 | Commercial | School | Existing | Food Preparation | Natural Gas | Griddle | E4 | Utility - Value of Sales | 0 | 0 | 0 | 0 | 0 | 0 | 0 | 0 | 0 | 0 | 0 | 0 | 0 | 0 | 0 | 0 | 0 | 0 | 0 | 0 | 0 | 0 | 0 | 0 | 0 | 0 | 0 | 0 | 0 | 0 | 0 | 0 | 0
F6_Commercial_School_Existing_Food Preparation_Natural Gas_Griddle_E5 | F6 | Commercial | School | Existing | Food Preparation | Natural Gas | Griddle | E5 | Utility - Value of Sales | 0 | 0 | 0 | 0 | 0 | 0 | 0 | 0 | 0 | 0 | 0 | 0 | 0 | 0 | 0 | 0 | 0 | 0 | 0 | 0 | 0 | 0 | 0 | 0 | 0 | 0 | 0 | 0 | 0 | 0 | 0 | 0 | 0
F6_Commercial_School_Existing_Food Preparation_Natural Gas_Griddle_E6 | F6 | Commercial | School | Existing | Food Preparation | Natural Gas | Griddle | E6 | Utility - Value of Sales | 0 | 0 | 0 | 0 | 0 | 0 | 0 | 0 | 0 | 0 | 0 | 0 | 0 | 0 | 0 | 0 | 0 | 0 | 0 | 0 | 0 | 0 | 0 | 0 | 0 | 0 | 0 | 0 | 0 | 0 | 0 | 0 | 0
F6_Commercial_School_Existing_Food Preparation_Natural Gas_Griddle_E7 | F6 | Commercial | School | Existing | Food Preparation | Natural Gas | Griddle | E7 | Utility - Value of Sales | 0 | 0 | 0 | 0 | 0 | 0 | 0 | 0 | 0 | 0 | 0 | 0 | 0 | 0 | 0 | 0 | 0 | 0 | 0 | 0 | 0 | 0 | 0 | 0 | 0 | 0 | 0 | 0 | 0 | 0 | 0 | 0 | 0
F6_Commercial_School_Existing_Food Preparation_Natural Gas_Griddle_E8 | F6 | Commercial | School | Existing | Food Preparation | Natural Gas | Griddle | E8 | Utility - Value of Sales | 0 | 0 | 0 | 0 | 0 | 0 | 0 | 0 | 0 | 0 | 0 | 0 | 0 | 0 | 0 | 0 | 0 | 0 | 0 | 0 | 0 | 0 | 0 | 0 | 0 | 0 | 0 | 0 | 0 | 0 | 0 | 0 | 0
F6_Commercial_School_Existing_Food Preparation_Natural Gas_Griddle_E9 | F6 | Commercial | School | Existing | Food Preparation | Natural Gas | Griddle | E9 | Utility - Value of Sales | 0 | 0 | 0 | 0 | 0 | 0 | 0 | 0 | 0 | 0 | 0 | 0 | 0 | 0 | 0 | 0 | 0 | 0 | 0 | 0 | 0 | 0 | 0 | 0 | 0 | 0 | 0 | 0 | 0 | 0 | 0 | 0 | 0
F6_Commercial_School_Existing_Food Preparation_Natural Gas_Griddle_E10 | F6 | Commercial | School | Existing | Food Preparation | Natural Gas | Griddle | E10 | Utility - Value of Sales | 0 | 0 | 0 | 0 | 0 | 0 | 0 | 0 | 0 | 0 | 0 | 0 | 0 | 0 | 0 | 0 | 0 | 0 | 0 | 0 | 0 | 0 | 0 | 0 | 0 | 0 | 0 | 0 | 0 | 0 | 0 | 0 | 0
F1_Commercial_School_Existing_Food Preparation_Natural Gas_Range_E1 | F1 | Commercial | School | Existing | Food Preparation | Natural Gas | Range | E1 | RVT - Cost of Equipment | 0.045913 | 0.045905 | 0.046126 | 0.045787 | 0.04558 | 0.045731 | 0.046182 | 0.046539 | 0.046982 | 0.0474 | 0.04782 | 0.048206 | 0.04862 | 0.049052 | 0.049465 | 0.049886 | 0.050313 | 0.050777 | 0.051262 | 0.051772 | 0.052275 | 0.0528 | 0.053285 | 0.053786 | 0.05423 | 0.054613 | 0.054962 | 0.055263 | 0.055499 | 0.055693 | 0.055798 | 0.055868 | 0.055868
F1_Commercial_School_Existing_Food Preparation_Natural Gas_Range_E2 | F1 | Commercial | School | Existing | Food Preparation | Natural Gas | Range | E2 | RVT - Cost of Equipment | 0.034435 | 0.034429 | 0.034595 | 0.03434 | 0.034185 | 0.034298 | 0.034637 | 0.034904 | 0.035236 | 0.03555 | 0.035865 | 0.036155 | 0.036465 | 0.036789 | 0.037099 | 0.037414 | 0.037735 | 0.038083 | 0.038447 | 0.038829 | 0.039206 | 0.0396 | 0.039963 | 0.04034 | 0.040672 | 0.04096 | 0.041222 | 0.041447 | 0.041624 | 0.041769 | 0.041848 | 0.041901 | 0.041901
F1_Commercial_School_Existing_Food Preparation_Natural Gas_Range_E3 | F1 | Commercial | School | Existing | Food Preparation | Natural Gas | Range | E3 | RVT - Cost of Equipment | 0 | 0 | 0 | 0 | 0 | 0 | 0 | 0 | 0 | 0 | 0 | 0 | 0 | 0 | 0 | 0 | 0 | 0 | 0 | 0 | 0 | 0 | 0 | 0 | 0 | 0 | 0 | 0 | 0 | 0 | 0 | 0 | 0
F1_Commercial_School_Existing_Food Preparation_Natural Gas_Range_E4 | F1 | Commercial | School | Existing | Food Preparation | Natural Gas | Range | E4 | RVT - Cost of Equipment | 0 | 0 | 0 | 0 | 0 | 0 | 0 | 0 | 0 | 0 | 0 | 0 | 0 | 0 | 0 | 0 | 0 | 0 | 0 | 0 | 0 | 0 | 0 | 0 | 0 | 0 | 0 | 0 | 0 | 0 | 0 | 0 | 0
F1_Commercial_School_Existing_Food Preparation_Natural Gas_Range_E5 | F1 | Commercial | School | Existing | Food Preparation | Natural Gas | Range | E5 | RVT - Cost of Equipment | 0 | 0 | 0 | 0 | 0 | 0 | 0 | 0 | 0 | 0 | 0 | 0 | 0 | 0 | 0 | 0 | 0 | 0 | 0 | 0 | 0 | 0 | 0 | 0 | 0 | 0 | 0 | 0 | 0 | 0 | 0 | 0 | 0
F1_Commercial_School_Existing_Food Preparation_Natural Gas_Range_E6 | F1 | Commercial | School | Existing | Food Preparation | Natural Gas | Range | E6 | RVT - Cost of Equipment | 0 | 0 | 0 | 0 | 0 | 0 | 0 | 0 | 0 | 0 | 0 | 0 | 0 | 0 | 0 | 0 | 0 | 0 | 0 | 0 | 0 | 0 | 0 | 0 | 0 | 0 | 0 | 0 | 0 | 0 | 0 | 0 | 0
F1_Commercial_School_Existing_Food Preparation_Natural Gas_Range_E7 | F1 | Commercial | School | Existing | Food Preparation | Natural Gas | Range | E7 | RVT - Cost of Equipment | 0 | 0 | 0 | 0 | 0 | 0 | 0 | 0 | 0 | 0 | 0 | 0 | 0 | 0 | 0 | 0 | 0 | 0 | 0 | 0 | 0 | 0 | 0 | 0 | 0 | 0 | 0 | 0 | 0 | 0 | 0 | 0 | 0
F1_Commercial_School_Existing_Food Preparation_Natural Gas_Range_E8 | F1 | Commercial | School | Existing | Food Preparation | Natural Gas | Range | E8 | RVT - Cost of Equipment | 0 | 0 | 0 | 0 | 0 | 0 | 0 | 0 | 0 | 0 | 0 | 0 | 0 | 0 | 0 | 0 | 0 | 0 | 0 | 0 | 0 | 0 | 0 | 0 | 0 | 0 | 0 | 0 | 0 | 0 | 0 | 0 | 0
F1_Commercial_School_Existing_Food Preparation_Natural Gas_Range_E9 | F1 | Commercial | School | Existing | Food Preparation | Natural Gas | Range | E9 | RVT - Cost of Equipment | 0 | 0 | 0 | 0 | 0 | 0 | 0 | 0 | 0 | 0 | 0 | 0 | 0 | 0 | 0 | 0 | 0 | 0 | 0 | 0 | 0 | 0 | 0 | 0 | 0 | 0 | 0 | 0 | 0 | 0 | 0 | 0 | 0
F1_Commercial_School_Existing_Food Preparation_Natural Gas_Range_E10 | F1 | Commercial | School | Existing | Food Preparation | Natural Gas | Range | E10 | RVT - Cost of Equipment | 0 | 0 | 0 | 0 | 0 | 0 | 0 | 0 | 0 | 0 | 0 | 0 | 0 | 0 | 0 | 0 | 0 | 0 | 0 | 0 | 0 | 0 | 0 | 0 | 0 | 0 | 0 | 0 | 0 | 0 | 0 | 0 | 0
F2_Commercial_School_Existing_Food Preparation_Natural Gas_Range_E1 | F2 | Commercial | School | Existing | Food Preparation | Natural Gas | Range | E1 | RVT - Cost of Operation | 0.055006 | 0.054998 | 0.055262 | 0.054856 | 0.054608 | 0.054788 | 0.05533 | 0.055757 | 0.056287 | 0.056788 | 0.057292 | 0.057754 | 0.05825 | 0.058768 | 0.059262 | 0.059766 | 0.060278 | 0.060835 | 0.061415 | 0.062027 | 0.062629 | 0.063258 | 0.063838 | 0.064439 | 0.064971 | 0.06543 | 0.065848 | 0.066209 | 0.066492 | 0.066723 | 0.066849 | 0.066934 | 0.066934
F2_Commercial_School_Existing_Food Preparation_Natural Gas_Range_E2 | F2 | Commercial | School | Existing | Food Preparation | Natural Gas | Range | E2 | RVT - Cost of Operation | 0.041255 | 0.041248 | 0.041447 | 0.041142 | 0.040956 | 0.041091 | 0.041497 | 0.041818 | 0.042216 | 0.042591 | 0.042969 | 0.043315 | 0.043687 | 0.044076 | 0.044447 | 0.044825 | 0.045209 | 0.045626 | 0.046061 | 0.04652 | 0.046972 | 0.047444 | 0.047879 | 0.048329 | 0.048728 | 0.049073 | 0.049386 | 0.049657 | 0.049869 | 0.050042 | 0.050137 | 0.0502 | 0.0502
F2_Commercial_School_Existing_Food Preparation_Natural Gas_Range_E3 | F2 | Commercial | School | Existing | Food Preparation | Natural Gas | Range | E3 | RVT - Cost of Operation | 0 | 0 | 0 | 0 | 0 | 0 | 0 | 0 | 0 | 0 | 0 | 0 | 0 | 0 | 0 | 0 | 0 | 0 | 0 | 0 | 0 | 0 | 0 | 0 | 0 | 0 | 0 | 0 | 0 | 0 | 0 | 0 | 0
F2_Commercial_School_Existing_Food Preparation_Natural Gas_Range_E4 | F2 | Commercial | School | Existing | Food Preparation | Natural Gas | Range | E4 | RVT - Cost of Operation | 0 | 0 | 0 | 0 | 0 | 0 | 0 | 0 | 0 | 0 | 0 | 0 | 0 | 0 | 0 | 0 | 0 | 0 | 0 | 0 | 0 | 0 | 0 | 0 | 0 | 0 | 0 | 0 | 0 | 0 | 0 | 0 | 0
F2_Commercial_School_Existing_Food Preparation_Natural Gas_Range_E5 | F2 | Commercial | School | Existing | Food Preparation | Natural Gas | Range | E5 | RVT - Cost of Operation | 0 | 0 | 0 | 0 | 0 | 0 | 0 | 0 | 0 | 0 | 0 | 0 | 0 | 0 | 0 | 0 | 0 | 0 | 0 | 0 | 0 | 0 | 0 | 0 | 0 | 0 | 0 | 0 | 0 | 0 | 0 | 0 | 0
F2_Commercial_School_Existing_Food Preparation_Natural Gas_Range_E6 | F2 | Commercial | School | Existing | Food Preparation | Natural Gas | Range | E6 | RVT - Cost of Operation | 0 | 0 | 0 | 0 | 0 | 0 | 0 | 0 | 0 | 0 | 0 | 0 | 0 | 0 | 0 | 0 | 0 | 0 | 0 | 0 | 0 | 0 | 0 | 0 | 0 | 0 | 0 | 0 | 0 | 0 | 0 | 0 | 0
F2_Commercial_School_Existing_Food Preparation_Natural Gas_Range_E7 | F2 | Commercial | School | Existing | Food Preparation | Natural Gas | Range | E7 | RVT - Cost of Operation | 0 | 0 | 0 | 0 | 0 | 0 | 0 | 0 | 0 | 0 | 0 | 0 | 0 | 0 | 0 | 0 | 0 | 0 | 0 | 0 | 0 | 0 | 0 | 0 | 0 | 0 | 0 | 0 | 0 | 0 | 0 | 0 | 0
F2_Commercial_School_Existing_Food Preparation_Natural Gas_Range_E8 | F2 | Commercial | School | Existing | Food Preparation | Natural Gas | Range | E8 | RVT - Cost of Operation | 0 | 0 | 0 | 0 | 0 | 0 | 0 | 0 | 0 | 0 | 0 | 0 | 0 | 0 | 0 | 0 | 0 | 0 | 0 | 0 | 0 | 0 | 0 | 0 | 0 | 0 | 0 | 0 | 0 | 0 | 0 | 0 | 0
F2_Commercial_School_Existing_Food Preparation_Natural Gas_Range_E9 | F2 | Commercial | School | Existing | Food Preparation | Natural Gas | Range | E9 | RVT - Cost of Operation | 0 | 0 | 0 | 0 | 0 | 0 | 0 | 0 | 0 | 0 | 0 | 0 | 0 | 0 | 0 | 0 | 0 | 0 | 0 | 0 | 0 | 0 | 0 | 0 | 0 | 0 | 0 | 0 | 0 | 0 | 0 | 0 | 0
F2_Commercial_School_Existing_Food Preparation_Natural Gas_Range_E10 | F2 | Commercial | School | Existing | Food Preparation | Natural Gas | Range | E10 | RVT - Cost of Operation | 0 | 0 | 0 | 0 | 0 | 0 | 0 | 0 | 0 | 0 | 0 | 0 | 0 | 0 | 0 | 0 | 0 | 0 | 0 | 0 | 0 | 0 | 0 | 0 | 0 | 0 | 0 | 0 | 0 | 0 | 0 | 0 | 0
F3_Commercial_School_Existing_Food Preparation_Natural Gas_Range_E1 | F3 | Commercial | School | Existing | Food Preparation | Natural Gas | Range | E1 | System - kBTUs of Consumption | 0.022006 | 0.022006 | 0.022006 | 0.022006 | 0.022006 | 0.022006 | 0.022006 | 0.022006 | 0.022006 | 0.022006 | 0.022006 | 0.022006 | 0.022006 | 0.022006 | 0.022006 | 0.022006 | 0.022006 | 0.022006 | 0.022006 | 0.022006 | 0.022006 | 0.022006 | 0.022006 | 0.022006 | 0.022006 | 0.022006 | 0.022006 | 0.022006 | 0.022006 | 0.022006 | 0.022006 | 0.022006 | 0.022006
F3_Commercial_School_Existing_Food Preparation_Natural Gas_Range_E2 | F3 | Commercial | School | Existing | Food Preparation | Natural Gas | Range | E2 | System - kBTUs of Consumption | 0.022009 | 0.022009 | 0.022009 | 0.022009 | 0.022009 | 0.022009 | 0.022009 | 0.022009 | 0.022009 | 0.022009 | 0.022009 | 0.022009 | 0.022009 | 0.022009 | 0.022009 | 0.022009 | 0.022009 | 0.022009 | 0.022009 | 0.022009 | 0.022009 | 0.022009 | 0.022009 | 0.022009 | 0.022009 | 0.022009 | 0.022009 | 0.022009 | 0.022009 | 0.022009 | 0.022009 | 0.022009 | 0.022009
F3_Commercial_School_Existing_Food Preparation_Natural Gas_Range_E3 | F3 | Commercial | School | Existing | Food Preparation | Natural Gas | Range | E3 | System - kBTUs of Consumption | 0 | 0 | 0 | 0 | 0 | 0 | 0 | 0 | 0 | 0 | 0 | 0 | 0 | 0 | 0 | 0 | 0 | 0 | 0 | 0 | 0 | 0 | 0 | 0 | 0 | 0 | 0 | 0 | 0 | 0 | 0 | 0 | 0
F3_Commercial_School_Existing_Food Preparation_Natural Gas_Range_E4 | F3 | Commercial | School | Existing | Food Preparation | Natural Gas | Range | E4 | System - kBTUs of Consumption | 0 | 0 | 0 | 0 | 0 | 0 | 0 | 0 | 0 | 0 | 0 | 0 | 0 | 0 | 0 | 0 | 0 | 0 | 0 | 0 | 0 | 0 | 0 | 0 | 0 | 0 | 0 | 0 | 0 | 0 | 0 | 0 | 0
F3_Commercial_School_Existing_Food Preparation_Natural Gas_Range_E5 | F3 | Commercial | School | Existing | Food Preparation | Natural Gas | Range | E5 | System - kBTUs of Consumption | 0 | 0 | 0 | 0 | 0 | 0 | 0 | 0 | 0 | 0 | 0 | 0 | 0 | 0 | 0 | 0 | 0 | 0 | 0 | 0 | 0 | 0 | 0 | 0 | 0 | 0 | 0 | 0 | 0 | 0 | 0 | 0 | 0
F3_Commercial_School_Existing_Food Preparation_Natural Gas_Range_E6 | F3 | Commercial | School | Existing | Food Preparation | Natural Gas | Range | E6 | System - kBTUs of Consumption | 0 | 0 | 0 | 0 | 0 | 0 | 0 | 0 | 0 | 0 | 0 | 0 | 0 | 0 | 0 | 0 | 0 | 0 | 0 | 0 | 0 | 0 | 0 | 0 | 0 | 0 | 0 | 0 | 0 | 0 | 0 | 0 | 0
F3_Commercial_School_Existing_Food Preparation_Natural Gas_Range_E7 | F3 | Commercial | School | Existing | Food Preparation | Natural Gas | Range | E7 | System - kBTUs of Consumption | 0 | 0 | 0 | 0 | 0 | 0 | 0 | 0 | 0 | 0 | 0 | 0 | 0 | 0 | 0 | 0 | 0 | 0 | 0 | 0 | 0 | 0 | 0 | 0 | 0 | 0 | 0 | 0 | 0 | 0 | 0 | 0 | 0
F3_Commercial_School_Existing_Food Preparation_Natural Gas_Range_E8 | F3 | Commercial | School | Existing | Food Preparation | Natural Gas | Range | E8 | System - kBTUs of Consumption | 0 | 0 | 0 | 0 | 0 | 0 | 0 | 0 | 0 | 0 | 0 | 0 | 0 | 0 | 0 | 0 | 0 | 0 | 0 | 0 | 0 | 0 | 0 | 0 | 0 | 0 | 0 | 0 | 0 | 0 | 0 | 0 | 0
F3_Commercial_School_Existing_Food Preparation_Natural Gas_Range_E9 | F3 | Commercial | School | Existing | Food Preparation | Natural Gas | Range | E9 | System - kBTUs of Consumption | 0 | 0 | 0 | 0 | 0 | 0 | 0 | 0 | 0 | 0 | 0 | 0 | 0 | 0 | 0 | 0 | 0 | 0 | 0 | 0 | 0 | 0 | 0 | 0 | 0 | 0 | 0 | 0 | 0 | 0 | 0 | 0 | 0
F3_Commercial_School_Existing_Food Preparation_Natural Gas_Range_E10 | F3 | Commercial | School | Existing | Food Preparation | Natural Gas | Range | E10 | System - kBTUs of Consumption | 0 | 0 | 0 | 0 | 0 | 0 | 0 | 0 | 0 | 0 | 0 | 0 | 0 | 0 | 0 | 0 | 0 | 0 | 0 | 0 | 0 | 0 | 0 | 0 | 0 | 0 | 0 | 0 | 0 | 0 | 0 | 0 | 0
F4_Commercial_School_Existing_Food Preparation_Natural Gas_Range_E1 | F4 | Commercial | School | Existing | Food Preparation | Natural Gas | Range | E1 | Utility - Cost of Equipment | 0.055006 | 0.054998 | 0.055262 | 0.054856 | 0.054608 | 0.054788 | 0.05533 | 0.055757 | 0.056287 | 0.056788 | 0.057292 | 0.057754 | 0.05825 | 0.058768 | 0.059262 | 0.059766 | 0.060278 | 0.060835 | 0.061415 | 0.062027 | 0.062629 | 0.063258 | 0.063838 | 0.064439 | 0.064971 | 0.06543 | 0.065848 | 0.066209 | 0.066492 | 0.066723 | 0.066849 | 0.066934 | 0.066934
F4_Commercial_School_Existing_Food Preparation_Natural Gas_Range_E2 | F4 | Commercial | School | Existing | Food Preparation | Natural Gas | Range | E2 | Utility - Cost of Equipment | 0.041255 | 0.041248 | 0.041447 | 0.041142 | 0.040956 | 0.041091 | 0.041497 | 0.041818 | 0.042216 | 0.042591 | 0.042969 | 0.043315 | 0.043687 | 0.044076 | 0.044447 | 0.044825 | 0.045209 | 0.045626 | 0.046061 | 0.04652 | 0.046972 | 0.047444 | 0.047879 | 0.048329 | 0.048728 | 0.049073 | 0.049386 | 0.049657 | 0.049869 | 0.050042 | 0.050137 | 0.0502 | 0.0502
F4_Commercial_School_Existing_Food Preparation_Natural Gas_Range_E3 | F4 | Commercial | School | Existing | Food Preparation | Natural Gas | Range | E3 | Utility - Cost of Equipment | 0 | 0 | 0 | 0 | 0 | 0 | 0 | 0 | 0 | 0 | 0 | 0 | 0 | 0 | 0 | 0 | 0 | 0 | 0 | 0 | 0 | 0 | 0 | 0 | 0 | 0 | 0 | 0 | 0 | 0 | 0 | 0 | 0
F4_Commercial_School_Existing_Food Preparation_Natural Gas_Range_E4 | F4 | Commercial | School | Existing | Food Preparation | Natural Gas | Range | E4 | Utility - Cost of Equipment | 0 | 0 | 0 | 0 | 0 | 0 | 0 | 0 | 0 | 0 | 0 | 0 | 0 | 0 | 0 | 0 | 0 | 0 | 0 | 0 | 0 | 0 | 0 | 0 | 0 | 0 | 0 | 0 | 0 | 0 | 0 | 0 | 0
F4_Commercial_School_Existing_Food Preparation_Natural Gas_Range_E5 | F4 | Commercial | School | Existing | Food Preparation | Natural Gas | Range | E5 | Utility - Cost of Equipment | 0 | 0 | 0 | 0 | 0 | 0 | 0 | 0 | 0 | 0 | 0 | 0 | 0 | 0 | 0 | 0 | 0 | 0 | 0 | 0 | 0 | 0 | 0 | 0 | 0 | 0 | 0 | 0 | 0 | 0 | 0 | 0 | 0
F4_Commercial_School_Existing_Food Preparation_Natural Gas_Range_E6 | F4 | Commercial | School | Existing | Food Preparation | Natural Gas | Range | E6 | Utility - Cost of Equipment | 0 | 0 | 0 | 0 | 0 | 0 | 0 | 0 | 0 | 0 | 0 | 0 | 0 | 0 | 0 | 0 | 0 | 0 | 0 | 0 | 0 | 0 | 0 | 0 | 0 | 0 | 0 | 0 | 0 | 0 | 0 | 0 | 0
F4_Commercial_School_Existing_Food Preparation_Natural Gas_Range_E7 | F4 | Commercial | School | Existing | Food Preparation | Natural Gas | Range | E7 | Utility - Cost of Equipment | 0 | 0 | 0 | 0 | 0 | 0 | 0 | 0 | 0 | 0 | 0 | 0 | 0 | 0 | 0 | 0 | 0 | 0 | 0 | 0 | 0 | 0 | 0 | 0 | 0 | 0 | 0 | 0 | 0 | 0 | 0 | 0 | 0
F4_Commercial_School_Existing_Food Preparation_Natural Gas_Range_E8 | F4 | Commercial | School | Existing | Food Preparation | Natural Gas | Range | E8 | Utility - Cost of Equipment | 0 | 0 | 0 | 0 | 0 | 0 | 0 | 0 | 0 | 0 | 0 | 0 | 0 | 0 | 0 | 0 | 0 | 0 | 0 | 0 | 0 | 0 | 0 | 0 | 0 | 0 | 0 | 0 | 0 | 0 | 0 | 0 | 0
F4_Commercial_School_Existing_Food Preparation_Natural Gas_Range_E9 | F4 | Commercial | School | Existing | Food Preparation | Natural Gas | Range | E9 | Utility - Cost of Equipment | 0 | 0 | 0 | 0 | 0 | 0 | 0 | 0 | 0 | 0 | 0 | 0 | 0 | 0 | 0 | 0 | 0 | 0 | 0 | 0 | 0 | 0 | 0 | 0 | 0 | 0 | 0 | 0 | 0 | 0 | 0 | 0 | 0
F4_Commercial_School_Existing_Food Preparation_Natural Gas_Range_E10 | F4 | Commercial | School | Existing | Food Preparation | Natural Gas | Range | E10 | Utility - Cost of Equipment | 0 | 0 | 0 | 0 | 0 | 0 | 0 | 0 | 0 | 0 | 0 | 0 | 0 | 0 | 0 | 0 | 0 | 0 | 0 | 0 | 0 | 0 | 0 | 0 | 0 | 0 | 0 | 0 | 0 | 0 | 0 | 0 | 0
F5_Commercial_School_Existing_Food Preparation_Natural Gas_Range_E1 | F5 | Commercial | School | Existing | Food Preparation | Natural Gas | Range | E1 | Utility - Cost of Operation | 0.022006 | 0.022006 | 0.022006 | 0.022006 | 0.022006 | 0.022006 | 0.022006 | 0.022006 | 0.022006 | 0.022006 | 0.022006 | 0.022006 | 0.022006 | 0.022006 | 0.022006 | 0.022006 | 0.022006 | 0.022006 | 0.022006 | 0.022006 | 0.022006 | 0.022006 | 0.022006 | 0.022006 | 0.022006 | 0.022006 | 0.022006 | 0.022006 | 0.022006 | 0.022006 | 0.022006 | 0.022006 | 0.022006
F5_Commercial_School_Existing_Food Preparation_Natural Gas_Range_E2 | F5 | Commercial | School | Existing | Food Preparation | Natural Gas | Range | E2 | Utility - Cost of Operation | 0.022009 | 0.022009 | 0.022009 | 0.022009 | 0.022009 | 0.022009 | 0.022009 | 0.022009 | 0.022009 | 0.022009 | 0.022009 | 0.022009 | 0.022009 | 0.022009 | 0.022009 | 0.022009 | 0.022009 | 0.022009 | 0.022009 | 0.022009 | 0.022009 | 0.022009 | 0.022009 | 0.022009 | 0.022009 | 0.022009 | 0.022009 | 0.022009 | 0.022009 | 0.022009 | 0.022009 | 0.022009 | 0.022009
F5_Commercial_School_Existing_Food Preparation_Natural Gas_Range_E3 | F5 | Commercial | School | Existing | Food Preparation | Natural Gas | Range | E3 | Utility - Cost of Operation | 0 | 0 | 0 | 0 | 0 | 0 | 0 | 0 | 0 | 0 | 0 | 0 | 0 | 0 | 0 | 0 | 0 | 0 | 0 | 0 | 0 | 0 | 0 | 0 | 0 | 0 | 0 | 0 | 0 | 0 | 0 | 0 | 0
F5_Commercial_School_Existing_Food Preparation_Natural Gas_Range_E4 | F5 | Commercial | School | Existing | Food Preparation | Natural Gas | Range | E4 | Utility - Cost of Operation | 0 | 0 | 0 | 0 | 0 | 0 | 0 | 0 | 0 | 0 | 0 | 0 | 0 | 0 | 0 | 0 | 0 | 0 | 0 | 0 | 0 | 0 | 0 | 0 | 0 | 0 | 0 | 0 | 0 | 0 | 0 | 0 | 0
F5_Commercial_School_Existing_Food Preparation_Natural Gas_Range_E5 | F5 | Commercial | School | Existing | Food Preparation | Natural Gas | Range | E5 | Utility - Cost of Operation | 0 | 0 | 0 | 0 | 0 | 0 | 0 | 0 | 0 | 0 | 0 | 0 | 0 | 0 | 0 | 0 | 0 | 0 | 0 | 0 | 0 | 0 | 0 | 0 | 0 | 0 | 0 | 0 | 0 | 0 | 0 | 0 | 0
F5_Commercial_School_Existing_Food Preparation_Natural Gas_Range_E6 | F5 | Commercial | School | Existing | Food Preparation | Natural Gas | Range | E6 | Utility - Cost of Operation | 0 | 0 | 0 | 0 | 0 | 0 | 0 | 0 | 0 | 0 | 0 | 0 | 0 | 0 | 0 | 0 | 0 | 0 | 0 | 0 | 0 | 0 | 0 | 0 | 0 | 0 | 0 | 0 | 0 | 0 | 0 | 0 | 0
F5_Commercial_School_Existing_Food Preparation_Natural Gas_Range_E7 | F5 | Commercial | School | Existing | Food Preparation | Natural Gas | Range | E7 | Utility - Cost of Operation | 0 | 0 | 0 | 0 | 0 | 0 | 0 | 0 | 0 | 0 | 0 | 0 | 0 | 0 | 0 | 0 | 0 | 0 | 0 | 0 | 0 | 0 | 0 | 0 | 0 | 0 | 0 | 0 | 0 | 0 | 0 | 0 | 0
F5_Commercial_School_Existing_Food Preparation_Natural Gas_Range_E8 | F5 | Commercial | School | Existing | Food Preparation | Natural Gas | Range | E8 | Utility - Cost of Operation | 0 | 0 | 0 | 0 | 0 | 0 | 0 | 0 | 0 | 0 | 0 | 0 | 0 | 0 | 0 | 0 | 0 | 0 | 0 | 0 | 0 | 0 | 0 | 0 | 0 | 0 | 0 | 0 | 0 | 0 | 0 | 0 | 0
F5_Commercial_School_Existing_Food Preparation_Natural Gas_Range_E9 | F5 | Commercial | School | Existing | Food Preparation | Natural Gas | Range | E9 | Utility - Cost of Operation | 0 | 0 | 0 | 0 | 0 | 0 | 0 | 0 | 0 | 0 | 0 | 0 | 0 | 0 | 0 | 0 | 0 | 0 | 0 | 0 | 0 | 0 | 0 | 0 | 0 | 0 | 0 | 0 | 0 | 0 | 0 | 0 | 0
F5_Commercial_School_Existing_Food Preparation_Natural Gas_Range_E10 | F5 | Commercial | School | Existing | Food Preparation | Natural Gas | Range | E10 | Utility - Cost of Operation | 0 | 0 | 0 | 0 | 0 | 0 | 0 | 0 | 0 | 0 | 0 | 0 | 0 | 0 | 0 | 0 | 0 | 0 | 0 | 0 | 0 | 0 | 0 | 0 | 0 | 0 | 0 | 0 | 0 | 0 | 0 | 0 | 0
F6_Commercial_School_Existing_Food Preparation_Natural Gas_Range_E1 | F6 | Commercial | School | Existing | Food Preparation | Natural Gas | Range | E1 | Utility - Value of Sales | 0.029099 | 0.029255 | 0.029507 | 0.029452 | 0.029452 | 0.029452 | 0.029452 | 0.029452 | 0.029452 | 0.029452 | 0.029452 | 0.029452 | 0.029452 | 0.029452 | 0.029452 | 0.029452 | 0.029452 | 0.029452 | 0.029452 | 0.029452 | 0.029452 | 0.029452 | 0.029452 | 0.029452 | 0.029452 | 0.029452 | 0.029452 | 0.029452 | 0.029452 | 0.029452 | 0.029452 | 0.029452 | 0.029452
F6_Commercial_School_Existing_Food Preparation_Natural Gas_Range_E2 | F6 | Commercial | School | Existing | Food Preparation | Natural Gas | Range | E2 | Utility - Value of Sales | 0.021824 | 0.021941 | 0.02213 | 0.022089 | 0.022089 | 0.022089 | 0.022089 | 0.022089 | 0.022089 | 0.022089 | 0.022089 | 0.022089 | 0.022089 | 0.022089 | 0.022089 | 0.022089 | 0.022089 | 0.022089 | 0.022089 | 0.022089 | 0.022089 | 0.022089 | 0.022089 | 0.022089 | 0.022089 | 0.022089 | 0.022089 | 0.022089 | 0.022089 | 0.022089 | 0.022089 | 0.022089 | 0.022089
F6_Commercial_School_Existing_Food Preparation_Natural Gas_Range_E3 | F6 | Commercial | School | Existing | Food Preparation | Natural Gas | Range | E3 | Utility - Value of Sales | 0 | 0 | 0 | 0 | 0 | 0 | 0 | 0 | 0 | 0 | 0 | 0 | 0 | 0 | 0 | 0 | 0 | 0 | 0 | 0 | 0 | 0 | 0 | 0 | 0 | 0 | 0 | 0 | 0 | 0 | 0 | 0 | 0
F6_Commercial_School_Existing_Food Preparation_Natural Gas_Range_E4 | F6 | Commercial | School | Existing | Food Preparation | Natural Gas | Range | E4 | Utility - Value of Sales | 0 | 0 | 0 | 0 | 0 | 0 | 0 | 0 | 0 | 0 | 0 | 0 | 0 | 0 | 0 | 0 | 0 | 0 | 0 | 0 | 0 | 0 | 0 | 0 | 0 | 0 | 0 | 0 | 0 | 0 | 0 | 0 | 0
F6_Commercial_School_Existing_Food Preparation_Natural Gas_Range_E5 | F6 | Commercial | School | Existing | Food Preparation | Natural Gas | Range | E5 | Utility - Value of Sales | 0 | 0 | 0 | 0 | 0 | 0 | 0 | 0 | 0 | 0 | 0 | 0 | 0 | 0 | 0 | 0 | 0 | 0 | 0 | 0 | 0 | 0 | 0 | 0 | 0 | 0 | 0 | 0 | 0 | 0 | 0 | 0 | 0
F6_Commercial_School_Existing_Food Preparation_Natural Gas_Range_E6 | F6 | Commercial | School | Existing | Food Preparation | Natural Gas | Range | E6 | Utility - Value of Sales | 0 | 0 | 0 | 0 | 0 | 0 | 0 | 0 | 0 | 0 | 0 | 0 | 0 | 0 | 0 | 0 | 0 | 0 | 0 | 0 | 0 | 0 | 0 | 0 | 0 | 0 | 0 | 0 | 0 | 0 | 0 | 0 | 0
F6_Commercial_School_Existing_Food Preparation_Natural Gas_Range_E7 | F6 | Commercial | School | Existing | Food Preparation | Natural Gas | Range | E7 | Utility - Value of Sales | 0 | 0 | 0 | 0 | 0 | 0 | 0 | 0 | 0 | 0 | 0 | 0 | 0 | 0 | 0 | 0 | 0 | 0 | 0 | 0 | 0 | 0 | 0 | 0 | 0 | 0 | 0 | 0 | 0 | 0 | 0 | 0 | 0
F6_Commercial_School_Existing_Food Preparation_Natural Gas_Range_E8 | F6 | Commercial | School | Existing | Food Preparation | Natural Gas | Range | E8 | Utility - Value of Sales | 0 | 0 | 0 | 0 | 0 | 0 | 0 | 0 | 0 | 0 | 0 | 0 | 0 | 0 | 0 | 0 | 0 | 0 | 0 | 0 | 0 | 0 | 0 | 0 | 0 | 0 | 0 | 0 | 0 | 0 | 0 | 0 | 0
F6_Commercial_School_Existing_Food Preparation_Natural Gas_Range_E9 | F6 | Commercial | School | Existing | Food Preparation | Natural Gas | Range | E9 | Utility - Value of Sales | 0 | 0 | 0 | 0 | 0 | 0 | 0 | 0 | 0 | 0 | 0 | 0 | 0 | 0 | 0 | 0 | 0 | 0 | 0 | 0 | 0 | 0 | 0 | 0 | 0 | 0 | 0 | 0 | 0 | 0 | 0 | 0 | 0
F6_Commercial_School_Existing_Food Preparation_Natural Gas_Range_E10 | F6 | Commercial | School | Existing | Food Preparation | Natural Gas | Range | E10 | Utility - Value of Sales | 0 | 0 | 0 | 0 | 0 | 0 | 0 | 0 | 0 | 0 | 0 | 0 | 0 | 0 | 0 | 0 | 0 | 0 | 0 | 0 | 0 | 0 | 0 | 0 | 0 | 0 | 0 | 0 | 0 | 0 | 0 | 0 | 0
F1_Commercial_School_Existing_Food Preparation_Natural Gas_Steamer_E1 | F1 | Commercial | School | Existing | Food Preparation | Natural Gas | Steamer | E1 | RVT - Cost of Equipment | 0.10792 | 0.10804 | 0.10862 | 0 | 0 | 0 | 0 | 0 | 0 | 0 | 0 | 0 | 0 | 0 | 0 | 0 | 0 | 0 | 0 | 0 | 0 | 0 | 0 | 0 | 0 | 0 | 0 | 0 | 0 | 0 | 0 | 0 | 0
F1_Commercial_School_Existing_Food Preparation_Natural Gas_Steamer_E2 | F1 | Commercial | School | Existing | Food Preparation | Natural Gas | Steamer | E2 | RVT - Cost of Equipment | 0.02251 | 0.022537 | 0.022658 | 0.022541 | 0.022479 | 0.022567 | 0.022783 | 0.022961 | 0.023176 | 0.023384 | 0.023593 | 0.02379 | 0.023999 | 0.024216 | 0.024426 | 0.02464 | 0.024856 | 0.025087 | 0.025322 | 0.025563 | 0.025792 | 0.026024 | 0.026234 | 0.026448 | 0.026635 | 0.026797 | 0.026945 | 0.027072 | 0.027172 | 0.027253 | 0.027298 | 0.027328 | 0.027328
F1_Commercial_School_Existing_Food Preparation_Natural Gas_Steamer_E3 | F1 | Commercial | School | Existing | Food Preparation | Natural Gas | Steamer | E3 | RVT - Cost of Equipment | 0 | 0 | 0 | 0 | 0 | 0 | 0 | 0 | 0 | 0 | 0 | 0 | 0 | 0 | 0 | 0 | 0 | 0 | 0 | 0 | 0 | 0 | 0 | 0 | 0 | 0 | 0 | 0 | 0 | 0 | 0 | 0 | 0
F1_Commercial_School_Existing_Food Preparation_Natural Gas_Steamer_E4 | F1 | Commercial | School | Existing | Food Preparation | Natural Gas | Steamer | E4 | RVT - Cost of Equipment | 0 | 0 | 0 | 0 | 0 | 0 | 0 | 0 | 0 | 0 | 0 | 0 | 0 | 0 | 0 | 0 | 0 | 0 | 0 | 0 | 0 | 0 | 0 | 0 | 0 | 0 | 0 | 0 | 0 | 0 | 0 | 0 | 0
F1_Commercial_School_Existing_Food Preparation_Natural Gas_Steamer_E5 | F1 | Commercial | School | Existing | Food Preparation | Natural Gas | Steamer | E5 | RVT - Cost of Equipment | 0 | 0 | 0 | 0 | 0 | 0 | 0 | 0 | 0 | 0 | 0 | 0 | 0 | 0 | 0 | 0 | 0 | 0 | 0 | 0 | 0 | 0 | 0 | 0 | 0 | 0 | 0 | 0 | 0 | 0 | 0 | 0 | 0
F1_Commercial_School_Existing_Food Preparation_Natural Gas_Steamer_E6 | F1 | Commercial | School | Existing | Food Preparation | Natural Gas | Steamer | E6 | RVT - Cost of Equipment | 0 | 0 | 0 | 0 | 0 | 0 | 0 | 0 | 0 | 0 | 0 | 0 | 0 | 0 | 0 | 0 | 0 | 0 | 0 | 0 | 0 | 0 | 0 | 0 | 0 | 0 | 0 | 0 | 0 | 0 | 0 | 0 | 0
F1_Commercial_School_Existing_Food Preparation_Natural Gas_Steamer_E7 | F1 | Commercial | School | Existing | Food Preparation | Natural Gas | Steamer | E7 | RVT - Cost of Equipment | 0 | 0 | 0 | 0 | 0 | 0 | 0 | 0 | 0 | 0 | 0 | 0 | 0 | 0 | 0 | 0 | 0 | 0 | 0 | 0 | 0 | 0 | 0 | 0 | 0 | 0 | 0 | 0 | 0 | 0 | 0 | 0 | 0
F1_Commercial_School_Existing_Food Preparation_Natural Gas_Steamer_E8 | F1 | Commercial | School | Existing | Food Preparation | Natural Gas | Steamer | E8 | RVT - Cost of Equipment | 0 | 0 | 0 | 0 | 0 | 0 | 0 | 0 | 0 | 0 | 0 | 0 | 0 | 0 | 0 | 0 | 0 | 0 | 0 | 0 | 0 | 0 | 0 | 0 | 0 | 0 | 0 | 0 | 0 | 0 | 0 | 0 | 0
F1_Commercial_School_Existing_Food Preparation_Natural Gas_Steamer_E9 | F1 | Commercial | School | Existing | Food Preparation | Natural Gas | Steamer | E9 | RVT - Cost of Equipment | 0 | 0 | 0 | 0 | 0 | 0 | 0 | 0 | 0 | 0 | 0 | 0 | 0 | 0 | 0 | 0 | 0 | 0 | 0 | 0 | 0 | 0 | 0 | 0 | 0 | 0 | 0 | 0 | 0 | 0 | 0 | 0 | 0
F1_Commercial_School_Existing_Food Preparation_Natural Gas_Steamer_E10 | F1 | Commercial | School | Existing | Food Preparation | Natural Gas | Steamer | E10 | RVT - Cost of Equipment | 0 | 0 | 0 | 0 | 0 | 0 | 0 | 0 | 0 | 0 | 0 | 0 | 0 | 0 | 0 | 0 | 0 | 0 | 0 | 0 | 0 | 0 | 0 | 0 | 0 | 0 | 0 | 0 | 0 | 0 | 0 | 0 | 0
F2_Commercial_School_Existing_Food Preparation_Natural Gas_Steamer_E1 | F2 | Commercial | School | Existing | Food Preparation | Natural Gas | Steamer | E1 | RVT - Cost of Operation | 0.12929 | 0.12944 | 0.13014 | 0 | 0 | 0 | 0 | 0 | 0 | 0 | 0 | 0 | 0 | 0 | 0 | 0 | 0 | 0 | 0 | 0 | 0 | 0 | 0 | 0 | 0 | 0 | 0 | 0 | 0 | 0 | 0 | 0 | 0
F2_Commercial_School_Existing_Food Preparation_Natural Gas_Steamer_E2 | F2 | Commercial | School | Existing | Food Preparation | Natural Gas | Steamer | E2 | RVT - Cost of Operation | 0.026969 | 0.027001 | 0.027146 | 0.027005 | 0.026931 | 0.027036 | 0.027296 | 0.027508 | 0.027766 | 0.028015 | 0.028266 | 0.028502 | 0.028752 | 0.029013 | 0.029264 | 0.02952 | 0.029779 | 0.030056 | 0.030337 | 0.030626 | 0.0309 | 0.031179 | 0.03143 | 0.031686 | 0.031911 | 0.032105 | 0.032282 | 0.032434 | 0.032553 | 0.032651 | 0.032705 | 0.03274 | 0.03274
F2_Commercial_School_Existing_Food Preparation_Natural Gas_Steamer_E3 | F2 | Commercial | School | Existing | Food Preparation | Natural Gas | Steamer | E3 | RVT - Cost of Operation | 0 | 0 | 0 | 0 | 0 | 0 | 0 | 0 | 0 | 0 | 0 | 0 | 0 | 0 | 0 | 0 | 0 | 0 | 0 | 0 | 0 | 0 | 0 | 0 | 0 | 0 | 0 | 0 | 0 | 0 | 0 | 0 | 0
F2_Commercial_School_Existing_Food Preparation_Natural Gas_Steamer_E4 | F2 | Commercial | School | Existing | Food Preparation | Natural Gas | Steamer | E4 | RVT - Cost of Operation | 0 | 0 | 0 | 0 | 0 | 0 | 0 | 0 | 0 | 0 | 0 | 0 | 0 | 0 | 0 | 0 | 0 | 0 | 0 | 0 | 0 | 0 | 0 | 0 | 0 | 0 | 0 | 0 | 0 | 0 | 0 | 0 | 0
F2_Commercial_School_Existing_Food Preparation_Natural Gas_Steamer_E5 | F2 | Commercial | School | Existing | Food Preparation | Natural Gas | Steamer | E5 | RVT - Cost of Operation | 0 | 0 | 0 | 0 | 0 | 0 | 0 | 0 | 0 | 0 | 0 | 0 | 0 | 0 | 0 | 0 | 0 | 0 | 0 | 0 | 0 | 0 | 0 | 0 | 0 | 0 | 0 | 0 | 0 | 0 | 0 | 0 | 0
F2_Commercial_School_Existing_Food Preparation_Natural Gas_Steamer_E6 | F2 | Commercial | School | Existing | Food Preparation | Natural Gas | Steamer | E6 | RVT - Cost of Operation | 0 | 0 | 0 | 0 | 0 | 0 | 0 | 0 | 0 | 0 | 0 | 0 | 0 | 0 | 0 | 0 | 0 | 0 | 0 | 0 | 0 | 0 | 0 | 0 | 0 | 0 | 0 | 0 | 0 | 0 | 0 | 0 | 0
F2_Commercial_School_Existing_Food Preparation_Natural Gas_Steamer_E7 | F2 | Commercial | School | Existing | Food Preparation | Natural Gas | Steamer | E7 | RVT - Cost of Operation | 0 | 0 | 0 | 0 | 0 | 0 | 0 | 0 | 0 | 0 | 0 | 0 | 0 | 0 | 0 | 0 | 0 | 0 | 0 | 0 | 0 | 0 | 0 | 0 | 0 | 0 | 0 | 0 | 0 | 0 | 0 | 0 | 0
F2_Commercial_School_Existing_Food Preparation_Natural Gas_Steamer_E8 | F2 | Commercial | School | Existing | Food Preparation | Natural Gas | Steamer | E8 | RVT - Cost of Operation | 0 | 0 | 0 | 0 | 0 | 0 | 0 | 0 | 0 | 0 | 0 | 0 | 0 | 0 | 0 | 0 | 0 | 0 | 0 | 0 | 0 | 0 | 0 | 0 | 0 | 0 | 0 | 0 | 0 | 0 | 0 | 0 | 0
F2_Commercial_School_Existing_Food Preparation_Natural Gas_Steamer_E9 | F2 | Commercial | School | Existing | Food Preparation | Natural Gas | Steamer | E9 | RVT - Cost of Operation | 0 | 0 | 0 | 0 | 0 | 0 | 0 | 0 | 0 | 0 | 0 | 0 | 0 | 0 | 0 | 0 | 0 | 0 | 0 | 0 | 0 | 0 | 0 | 0 | 0 | 0 | 0 | 0 | 0 | 0 | 0 | 0 | 0
F2_Commercial_School_Existing_Food Preparation_Natural Gas_Steamer_E10 | F2 | Commercial | School | Existing | Food Preparation | Natural Gas | Steamer | E10 | RVT - Cost of Operation | 0 | 0 | 0 | 0 | 0 | 0 | 0 | 0 | 0 | 0 | 0 | 0 | 0 | 0 | 0 | 0 | 0 | 0 | 0 | 0 | 0 | 0 | 0 | 0 | 0 | 0 | 0 | 0 | 0 | 0 | 0 | 0 | 0
F3_Commercial_School_Existing_Food Preparation_Natural Gas_Steamer_E1 | F3 | Commercial | School | Existing | Food Preparation | Natural Gas | Steamer | E1 | System - kBTUs of Consumption | 0.06643 | 0.06643 | 0.06643 | 0 | 0 | 0 | 0 | 0 | 0 | 0 | 0 | 0 | 0 | 0 | 0 | 0 | 0 | 0 | 0 | 0 | 0 | 0 | 0 | 0 | 0 | 0 | 0 | 0 | 0 | 0 | 0 | 0 | 0
F3_Commercial_School_Existing_Food Preparation_Natural Gas_Steamer_E2 | F3 | Commercial | School | Existing | Food Preparation | Natural Gas | Steamer | E2 | System - kBTUs of Consumption | 0.071362 | 0.071362 | 0.071362 | 0.071362 | 0.071362 | 0.071362 | 0.071362 | 0.071362 | 0.071362 | 0.071362 | 0.071362 | 0.071362 | 0.071362 | 0.071362 | 0.071362 | 0.071362 | 0.071362 | 0.071362 | 0.071362 | 0.071362 | 0.071362 | 0.071362 | 0.071362 | 0.071362 | 0.071362 | 0.071362 | 0.071362 | 0.071362 | 0.071362 | 0.071362 | 0.071362 | 0.071362 | 0.071362
F3_Commercial_School_Existing_Food Preparation_Natural Gas_Steamer_E3 | F3 | Commercial | School | Existing | Food Preparation | Natural Gas | Steamer | E3 | System - kBTUs of Consumption | 0 | 0 | 0 | 0 | 0 | 0 | 0 | 0 | 0 | 0 | 0 | 0 | 0 | 0 | 0 | 0 | 0 | 0 | 0 | 0 | 0 | 0 | 0 | 0 | 0 | 0 | 0 | 0 | 0 | 0 | 0 | 0 | 0
F3_Commercial_School_Existing_Food Preparation_Natural Gas_Steamer_E4 | F3 | Commercial | School | Existing | Food Preparation | Natural Gas | Steamer | E4 | System - kBTUs of Consumption | 0 | 0 | 0 | 0 | 0 | 0 | 0 | 0 | 0 | 0 | 0 | 0 | 0 | 0 | 0 | 0 | 0 | 0 | 0 | 0 | 0 | 0 | 0 | 0 | 0 | 0 | 0 | 0 | 0 | 0 | 0 | 0 | 0
F3_Commercial_School_Existing_Food Preparation_Natural Gas_Steamer_E5 | F3 | Commercial | School | Existing | Food Preparation | Natural Gas | Steamer | E5 | System - kBTUs of Consumption | 0 | 0 | 0 | 0 | 0 | 0 | 0 | 0 | 0 | 0 | 0 | 0 | 0 | 0 | 0 | 0 | 0 | 0 | 0 | 0 | 0 | 0 | 0 | 0 | 0 | 0 | 0 | 0 | 0 | 0 | 0 | 0 | 0
F3_Commercial_School_Existing_Food Preparation_Natural Gas_Steamer_E6 | F3 | Commercial | School | Existing | Food Preparation | Natural Gas | Steamer | E6 | System - kBTUs of Consumption | 0 | 0 | 0 | 0 | 0 | 0 | 0 | 0 | 0 | 0 | 0 | 0 | 0 | 0 | 0 | 0 | 0 | 0 | 0 | 0 | 0 | 0 | 0 | 0 | 0 | 0 | 0 | 0 | 0 | 0 | 0 | 0 | 0
F3_Commercial_School_Existing_Food Preparation_Natural Gas_Steamer_E7 | F3 | Commercial | School | Existing | Food Preparation | Natural Gas | Steamer | E7 | System - kBTUs of Consumption | 0 | 0 | 0 | 0 | 0 | 0 | 0 | 0 | 0 | 0 | 0 | 0 | 0 | 0 | 0 | 0 | 0 | 0 | 0 | 0 | 0 | 0 | 0 | 0 | 0 | 0 | 0 | 0 | 0 | 0 | 0 | 0 | 0
F3_Commercial_School_Existing_Food Preparation_Natural Gas_Steamer_E8 | F3 | Commercial | School | Existing | Food Preparation | Natural Gas | Steamer | E8 | System - kBTUs of Consumption | 0 | 0 | 0 | 0 | 0 | 0 | 0 | 0 | 0 | 0 | 0 | 0 | 0 | 0 | 0 | 0 | 0 | 0 | 0 | 0 | 0 | 0 | 0 | 0 | 0 | 0 | 0 | 0 | 0 | 0 | 0 | 0 | 0
F3_Commercial_School_Existing_Food Preparation_Natural Gas_Steamer_E9 | F3 | Commercial | School | Existing | Food Preparation | Natural Gas | Steamer | E9 | System - kBTUs of Consumption | 0 | 0 | 0 | 0 | 0 | 0 | 0 | 0 | 0 | 0 | 0 | 0 | 0 | 0 | 0 | 0 | 0 | 0 | 0 | 0 | 0 | 0 | 0 | 0 | 0 | 0 | 0 | 0 | 0 | 0 | 0 | 0 | 0
F3_Commercial_School_Existing_Food Preparation_Natural Gas_Steamer_E10 | F3 | Commercial | School | Existing | Food Preparation | Natural Gas | Steamer | E10 | System - kBTUs of Consumption | 0 | 0 | 0 | 0 | 0 | 0 | 0 | 0 | 0 | 0 | 0 | 0 | 0 | 0 | 0 | 0 | 0 | 0 | 0 | 0 | 0 | 0 | 0 | 0 | 0 | 0 | 0 | 0 | 0 | 0 | 0 | 0 | 0
F4_Commercial_School_Existing_Food Preparation_Natural Gas_Steamer_E1 | F4 | Commercial | School | Existing | Food Preparation | Natural Gas | Steamer | E1 | Utility - Cost of Equipment | 0.12929 | 0.12944 | 0.13014 | 0 | 0 | 0 | 0 | 0 | 0 | 0 | 0 | 0 | 0 | 0 | 0 | 0 | 0 | 0 | 0 | 0 | 0 | 0 | 0 | 0 | 0 | 0 | 0 | 0 | 0 | 0 | 0 | 0 | 0
F4_Commercial_School_Existing_Food Preparation_Natural Gas_Steamer_E2 | F4 | Commercial | School | Existing | Food Preparation | Natural Gas | Steamer | E2 | Utility - Cost of Equipment | 0.026969 | 0.027001 | 0.027146 | 0.027005 | 0.026931 | 0.027036 | 0.027296 | 0.027508 | 0.027766 | 0.028015 | 0.028266 | 0.028502 | 0.028752 | 0.029013 | 0.029264 | 0.02952 | 0.029779 | 0.030056 | 0.030337 | 0.030626 | 0.0309 | 0.031179 | 0.03143 | 0.031686 | 0.031911 | 0.032105 | 0.032282 | 0.032434 | 0.032553 | 0.032651 | 0.032705 | 0.03274 | 0.03274
F4_Commercial_School_Existing_Food Preparation_Natural Gas_Steamer_E3 | F4 | Commercial | School | Existing | Food Preparation | Natural Gas | Steamer | E3 | Utility - Cost of Equipment | 0 | 0 | 0 | 0 | 0 | 0 | 0 | 0 | 0 | 0 | 0 | 0 | 0 | 0 | 0 | 0 | 0 | 0 | 0 | 0 | 0 | 0 | 0 | 0 | 0 | 0 | 0 | 0 | 0 | 0 | 0 | 0 | 0
F4_Commercial_School_Existing_Food Preparation_Natural Gas_Steamer_E4 | F4 | Commercial | School | Existing | Food Preparation | Natural Gas | Steamer | E4 | Utility - Cost of Equipment | 0 | 0 | 0 | 0 | 0 | 0 | 0 | 0 | 0 | 0 | 0 | 0 | 0 | 0 | 0 | 0 | 0 | 0 | 0 | 0 | 0 | 0 | 0 | 0 | 0 | 0 | 0 | 0 | 0 | 0 | 0 | 0 | 0
F4_Commercial_School_Existing_Food Preparation_Natural Gas_Steamer_E5 | F4 | Commercial | School | Existing | Food Preparation | Natural Gas | Steamer | E5 | Utility - Cost of Equipment | 0 | 0 | 0 | 0 | 0 | 0 | 0 | 0 | 0 | 0 | 0 | 0 | 0 | 0 | 0 | 0 | 0 | 0 | 0 | 0 | 0 | 0 | 0 | 0 | 0 | 0 | 0 | 0 | 0 | 0 | 0 | 0 | 0
F4_Commercial_School_Existing_Food Preparation_Natural Gas_Steamer_E6 | F4 | Commercial | School | Existing | Food Preparation | Natural Gas | Steamer | E6 | Utility - Cost of Equipment | 0 | 0 | 0 | 0 | 0 | 0 | 0 | 0 | 0 | 0 | 0 | 0 | 0 | 0 | 0 | 0 | 0 | 0 | 0 | 0 | 0 | 0 | 0 | 0 | 0 | 0 | 0 | 0 | 0 | 0 | 0 | 0 | 0
F4_Commercial_School_Existing_Food Preparation_Natural Gas_Steamer_E7 | F4 | Commercial | School | Existing | Food Preparation | Natural Gas | Steamer | E7 | Utility - Cost of Equipment | 0 | 0 | 0 | 0 | 0 | 0 | 0 | 0 | 0 | 0 | 0 | 0 | 0 | 0 | 0 | 0 | 0 | 0 | 0 | 0 | 0 | 0 | 0 | 0 | 0 | 0 | 0 | 0 | 0 | 0 | 0 | 0 | 0
F4_Commercial_School_Existing_Food Preparation_Natural Gas_Steamer_E8 | F4 | Commercial | School | Existing | Food Preparation | Natural Gas | Steamer | E8 | Utility - Cost of Equipment | 0 | 0 | 0 | 0 | 0 | 0 | 0 | 0 | 0 | 0 | 0 | 0 | 0 | 0 | 0 | 0 | 0 | 0 | 0 | 0 | 0 | 0 | 0 | 0 | 0 | 0 | 0 | 0 | 0 | 0 | 0 | 0 | 0
F4_Commercial_School_Existing_Food Preparation_Natural Gas_Steamer_E9 | F4 | Commercial | School | Existing | Food Preparation | Natural Gas | Steamer | E9 | Utility - Cost of Equipment | 0 | 0 | 0 | 0 | 0 | 0 | 0 | 0 | 0 | 0 | 0 | 0 | 0 | 0 | 0 | 0 | 0 | 0 | 0 | 0 | 0 | 0 | 0 | 0 | 0 | 0 | 0 | 0 | 0 | 0 | 0 | 0 | 0
F4_Commercial_School_Existing_Food Preparation_Natural Gas_Steamer_E10 | F4 | Commercial | School | Existing | Food Preparation | Natural Gas | Steamer | E10 | Utility - Cost of Equipment | 0 | 0 | 0 | 0 | 0 | 0 | 0 | 0 | 0 | 0 | 0 | 0 | 0 | 0 | 0 | 0 | 0 | 0 | 0 | 0 | 0 | 0 | 0 | 0 | 0 | 0 | 0 | 0 | 0 | 0 | 0 | 0 | 0
F5_Commercial_School_Existing_Food Preparation_Natural Gas_Steamer_E1 | F5 | Commercial | School | Existing | Food Preparation | Natural Gas | Steamer | E1 | Utility - Cost of Operation | 0.06643 | 0.06643 | 0.06643 | 0 | 0 | 0 | 0 | 0 | 0 | 0 | 0 | 0 | 0 | 0 | 0 | 0 | 0 | 0 | 0 | 0 | 0 | 0 | 0 | 0 | 0 | 0 | 0 | 0 | 0 | 0 | 0 | 0 | 0
F5_Commercial_School_Existing_Food Preparation_Natural Gas_Steamer_E2 | F5 | Commercial | School | Existing | Food Preparation | Natural Gas | Steamer | E2 | Utility - Cost of Operation | 0.071362 | 0.071362 | 0.071362 | 0.071362 | 0.071362 | 0.071362 | 0.071362 | 0.071362 | 0.071362 | 0.071362 | 0.071362 | 0.071362 | 0.071362 | 0.071362 | 0.071362 | 0.071362 | 0.071362 | 0.071362 | 0.071362 | 0.071362 | 0.071362 | 0.071362 | 0.071362 | 0.071362 | 0.071362 | 0.071362 | 0.071362 | 0.071362 | 0.071362 | 0.071362 | 0.071362 | 0.071362 | 0.071362
F5_Commercial_School_Existing_Food Preparation_Natural Gas_Steamer_E3 | F5 | Commercial | School | Existing | Food Preparation | Natural Gas | Steamer | E3 | Utility - Cost of Operation | 0 | 0 | 0 | 0 | 0 | 0 | 0 | 0 | 0 | 0 | 0 | 0 | 0 | 0 | 0 | 0 | 0 | 0 | 0 | 0 | 0 | 0 | 0 | 0 | 0 | 0 | 0 | 0 | 0 | 0 | 0 | 0 | 0
F5_Commercial_School_Existing_Food Preparation_Natural Gas_Steamer_E4 | F5 | Commercial | School | Existing | Food Preparation | Natural Gas | Steamer | E4 | Utility - Cost of Operation | 0 | 0 | 0 | 0 | 0 | 0 | 0 | 0 | 0 | 0 | 0 | 0 | 0 | 0 | 0 | 0 | 0 | 0 | 0 | 0 | 0 | 0 | 0 | 0 | 0 | 0 | 0 | 0 | 0 | 0 | 0 | 0 | 0
F5_Commercial_School_Existing_Food Preparation_Natural Gas_Steamer_E5 | F5 | Commercial | School | Existing | Food Preparation | Natural Gas | Steamer | E5 | Utility - Cost of Operation | 0 | 0 | 0 | 0 | 0 | 0 | 0 | 0 | 0 | 0 | 0 | 0 | 0 | 0 | 0 | 0 | 0 | 0 | 0 | 0 | 0 | 0 | 0 | 0 | 0 | 0 | 0 | 0 | 0 | 0 | 0 | 0 | 0
F5_Commercial_School_Existing_Food Preparation_Natural Gas_Steamer_E6 | F5 | Commercial | School | Existing | Food Preparation | Natural Gas | Steamer | E6 | Utility - Cost of Operation | 0 | 0 | 0 | 0 | 0 | 0 | 0 | 0 | 0 | 0 | 0 | 0 | 0 | 0 | 0 | 0 | 0 | 0 | 0 | 0 | 0 | 0 | 0 | 0 | 0 | 0 | 0 | 0 | 0 | 0 | 0 | 0 | 0
F5_Commercial_School_Existing_Food Preparation_Natural Gas_Steamer_E7 | F5 | Commercial | School | Existing | Food Preparation | Natural Gas | Steamer | E7 | Utility - Cost of Operation | 0 | 0 | 0 | 0 | 0 | 0 | 0 | 0 | 0 | 0 | 0 | 0 | 0 | 0 | 0 | 0 | 0 | 0 | 0 | 0 | 0 | 0 | 0 | 0 | 0 | 0 | 0 | 0 | 0 | 0 | 0 | 0 | 0
F5_Commercial_School_Existing_Food Preparation_Natural Gas_Steamer_E8 | F5 | Commercial | School | Existing | Food Preparation | Natural Gas | Steamer | E8 | Utility - Cost of Operation | 0 | 0 | 0 | 0 | 0 | 0 | 0 | 0 | 0 | 0 | 0 | 0 | 0 | 0 | 0 | 0 | 0 | 0 | 0 | 0 | 0 | 0 | 0 | 0 | 0 | 0 | 0 | 0 | 0 | 0 | 0 | 0 | 0
F5_Commercial_School_Existing_Food Preparation_Natural Gas_Steamer_E9 | F5 | Commercial | School | Existing | Food Preparation | Natural Gas | Steamer | E9 | Utility - Cost of Operation | 0 | 0 | 0 | 0 | 0 | 0 | 0 | 0 | 0 | 0 | 0 | 0 | 0 | 0 | 0 | 0 | 0 | 0 | 0 | 0 | 0 | 0 | 0 | 0 | 0 | 0 | 0 | 0 | 0 | 0 | 0 | 0 | 0
F5_Commercial_School_Existing_Food Preparation_Natural Gas_Steamer_E10 | F5 | Commercial | School | Existing | Food Preparation | Natural Gas | Steamer | E10 | Utility - Cost of Operation | 0 | 0 | 0 | 0 | 0 | 0 | 0 | 0 | 0 | 0 | 0 | 0 | 0 | 0 | 0 | 0 | 0 | 0 | 0 | 0 | 0 | 0 | 0 | 0 | 0 | 0 | 0 | 0 | 0 | 0 | 0 | 0 | 0
F6_Commercial_School_Existing_Food Preparation_Natural Gas_Steamer_E1 | F6 | Commercial | School | Existing | Food Preparation | Natural Gas | Steamer | E1 | Utility - Value of Sales | 0.0687 | 0.069007 | 0.069502 | 0 | 0 | 0 | 0 | 0 | 0 | 0 | 0 | 0 | 0 | 0 | 0 | 0 | 0 | 0 | 0 | 0 | 0 | 0 | 0 | 0 | 0 | 0 | 0 | 0 | 0 | 0 | 0 | 0 | 0
F6_Commercial_School_Existing_Food Preparation_Natural Gas_Steamer_E2 | F6 | Commercial | School | Existing | Food Preparation | Natural Gas | Steamer | E2 | Utility - Value of Sales | 0.01433 | 0.014394 | 0.014497 | 0.014475 | 0.014475 | 0.014475 | 0.014475 | 0.014475 | 0.014475 | 0.014475 | 0.014475 | 0.014475 | 0.014475 | 0.014475 | 0.014475 | 0.014475 | 0.014475 | 0.014475 | 0.014475 | 0.014475 | 0.014475 | 0.014475 | 0.014475 | 0.014475 | 0.014475 | 0.014475 | 0.014475 | 0.014475 | 0.014475 | 0.014475 | 0.014475 | 0.014475 | 0.014475
F6_Commercial_School_Existing_Food Preparation_Natural Gas_Steamer_E3 | F6 | Commercial | School | Existing | Food Preparation | Natural Gas | Steamer | E3 | Utility - Value of Sales | 0 | 0 | 0 | 0 | 0 | 0 | 0 | 0 | 0 | 0 | 0 | 0 | 0 | 0 | 0 | 0 | 0 | 0 | 0 | 0 | 0 | 0 | 0 | 0 | 0 | 0 | 0 | 0 | 0 | 0 | 0 | 0 | 0
F6_Commercial_School_Existing_Food Preparation_Natural Gas_Steamer_E4 | F6 | Commercial | School | Existing | Food Preparation | Natural Gas | Steamer | E4 | Utility - Value of Sales | 0 | 0 | 0 | 0 | 0 | 0 | 0 | 0 | 0 | 0 | 0 | 0 | 0 | 0 | 0 | 0 | 0 | 0 | 0 | 0 | 0 | 0 | 0 | 0 | 0 | 0 | 0 | 0 | 0 | 0 | 0 | 0 | 0
F6_Commercial_School_Existing_Food Preparation_Natural Gas_Steamer_E5 | F6 | Commercial | School | Existing | Food Preparation | Natural Gas | Steamer | E5 | Utility - Value of Sales | 0 | 0 | 0 | 0 | 0 | 0 | 0 | 0 | 0 | 0 | 0 | 0 | 0 | 0 | 0 | 0 | 0 | 0 | 0 | 0 | 0 | 0 | 0 | 0 | 0 | 0 | 0 | 0 | 0 | 0 | 0 | 0 | 0
F6_Commercial_School_Existing_Food Preparation_Natural Gas_Steamer_E6 | F6 | Commercial | School | Existing | Food Preparation | Natural Gas | Steamer | E6 | Utility - Value of Sales | 0 | 0 | 0 | 0 | 0 | 0 | 0 | 0 | 0 | 0 | 0 | 0 | 0 | 0 | 0 | 0 | 0 | 0 | 0 | 0 | 0 | 0 | 0 | 0 | 0 | 0 | 0 | 0 | 0 | 0 | 0 | 0 | 0
F6_Commercial_School_Existing_Food Preparation_Natural Gas_Steamer_E7 | F6 | Commercial | School | Existing | Food Preparation | Natural Gas | Steamer | E7 | Utility - Value of Sales | 0 | 0 | 0 | 0 | 0 | 0 | 0 | 0 | 0 | 0 | 0 | 0 | 0 | 0 | 0 | 0 | 0 | 0 | 0 | 0 | 0 | 0 | 0 | 0 | 0 | 0 | 0 | 0 | 0 | 0 | 0 | 0 | 0
F6_Commercial_School_Existing_Food Preparation_Natural Gas_Steamer_E8 | F6 | Commercial | School | Existing | Food Preparation | Natural Gas | Steamer | E8 | Utility - Value of Sales | 0 | 0 | 0 | 0 | 0 | 0 | 0 | 0 | 0 | 0 | 0 | 0 | 0 | 0 | 0 | 0 | 0 | 0 | 0 | 0 | 0 | 0 | 0 | 0 | 0 | 0 | 0 | 0 | 0 | 0 | 0 | 0 | 0
F6_Commercial_School_Existing_Food Preparation_Natural Gas_Steamer_E9 | F6 | Commercial | School | Existing | Food Preparation | Natural Gas | Steamer | E9 | Utility - Value of Sales | 0 | 0 | 0 | 0 | 0 | 0 | 0 | 0 | 0 | 0 | 0 | 0 | 0 | 0 | 0 | 0 | 0 | 0 | 0 | 0 | 0 | 0 | 0 | 0 | 0 | 0 | 0 | 0 | 0 | 0 | 0 | 0 | 0
F6_Commercial_School_Existing_Food Preparation_Natural Gas_Steamer_E10 | F6 | Commercial | School | Existing | Food Preparation | Natural Gas | Steamer | E10 | Utility - Value of Sales | 0 | 0 | 0 | 0 | 0 | 0 | 0 | 0 | 0 | 0 | 0 | 0 | 0 | 0 | 0 | 0 | 0 | 0 | 0 | 0 | 0 | 0 | 0 | 0 | 0 | 0 | 0 | 0 | 0 | 0 | 0 | 0 | 0
F1_Commercial_School_Existing_Food Preparation_Natural Gas_Food Prep Other_E1 | F1 | Commercial | School | Existing | Food Preparation | Natural Gas | Food Prep Other | E1 | RVT - Cost of Equipment | 0.016335 | 0.016332 | 0.016411 | 0.01629 | 0.016217 | 0.01627 | 0.016431 | 0.016558 | 0.016715 | 0.016864 | 0.017013 | 0.017151 | 0.017298 | 0.017452 | 0.017599 | 0.017748 | 0.0179 | 0.018065 | 0.018238 | 0.018419 | 0.018598 | 0.018785 | 0.018958 | 0.019136 | 0.019294 | 0.01943 | 0.019554 | 0.019661 | 0.019745 | 0.019814 | 0.019852 | 0.019877 | 0.019877
F1_Commercial_School_Existing_Food Preparation_Natural Gas_Food Prep Other_E2 | F1 | Commercial | School | Existing | Food Preparation | Natural Gas | Food Prep Other | E2 | RVT - Cost of Equipment | 0.016335 | 0.016332 | 0.016411 | 0.01629 | 0.016216 | 0.01627 | 0.016431 | 0.016557 | 0.016715 | 0.016864 | 0.017013 | 0.017151 | 0.017298 | 0.017452 | 0.017599 | 0.017748 | 0.0179 | 0.018065 | 0.018238 | 0.018419 | 0.018598 | 0.018785 | 0.018957 | 0.019136 | 0.019294 | 0.01943 | 0.019554 | 0.019661 | 0.019745 | 0.019814 | 0.019852 | 0.019877 | 0.019877
F1_Commercial_School_Existing_Food Preparation_Natural Gas_Food Prep Other_E3 | F1 | Commercial | School | Existing | Food Preparation | Natural Gas | Food Prep Other | E3 | RVT - Cost of Equipment | 0 | 0 | 0 | 0 | 0 | 0 | 0 | 0 | 0 | 0 | 0 | 0 | 0 | 0 | 0 | 0 | 0 | 0 | 0 | 0 | 0 | 0 | 0 | 0 | 0 | 0 | 0 | 0 | 0 | 0 | 0 | 0 | 0
F1_Commercial_School_Existing_Food Preparation_Natural Gas_Food Prep Other_E4 | F1 | Commercial | School | Existing | Food Preparation | Natural Gas | Food Prep Other | E4 | RVT - Cost of Equipment | 0 | 0 | 0 | 0 | 0 | 0 | 0 | 0 | 0 | 0 | 0 | 0 | 0 | 0 | 0 | 0 | 0 | 0 | 0 | 0 | 0 | 0 | 0 | 0 | 0 | 0 | 0 | 0 | 0 | 0 | 0 | 0 | 0
F1_Commercial_School_Existing_Food Preparation_Natural Gas_Food Prep Other_E5 | F1 | Commercial | School | Existing | Food Preparation | Natural Gas | Food Prep Other | E5 | RVT - Cost of Equipment | 0 | 0 | 0 | 0 | 0 | 0 | 0 | 0 | 0 | 0 | 0 | 0 | 0 | 0 | 0 | 0 | 0 | 0 | 0 | 0 | 0 | 0 | 0 | 0 | 0 | 0 | 0 | 0 | 0 | 0 | 0 | 0 | 0
F1_Commercial_School_Existing_Food Preparation_Natural Gas_Food Prep Other_E6 | F1 | Commercial | School | Existing | Food Preparation | Natural Gas | Food Prep Other | E6 | RVT - Cost of Equipment | 0 | 0 | 0 | 0 | 0 | 0 | 0 | 0 | 0 | 0 | 0 | 0 | 0 | 0 | 0 | 0 | 0 | 0 | 0 | 0 | 0 | 0 | 0 | 0 | 0 | 0 | 0 | 0 | 0 | 0 | 0 | 0 | 0
F1_Commercial_School_Existing_Food Preparation_Natural Gas_Food Prep Other_E7 | F1 | Commercial | School | Existing | Food Preparation | Natural Gas | Food Prep Other | E7 | RVT - Cost of Equipment | 0 | 0 | 0 | 0 | 0 | 0 | 0 | 0 | 0 | 0 | 0 | 0 | 0 | 0 | 0 | 0 | 0 | 0 | 0 | 0 | 0 | 0 | 0 | 0 | 0 | 0 | 0 | 0 | 0 | 0 | 0 | 0 | 0
F1_Commercial_School_Existing_Food Preparation_Natural Gas_Food Prep Other_E8 | F1 | Commercial | School | Existing | Food Preparation | Natural Gas | Food Prep Other | E8 | RVT - Cost of Equipment | 0 | 0 | 0 | 0 | 0 | 0 | 0 | 0 | 0 | 0 | 0 | 0 | 0 | 0 | 0 | 0 | 0 | 0 | 0 | 0 | 0 | 0 | 0 | 0 | 0 | 0 | 0 | 0 | 0 | 0 | 0 | 0 | 0
F1_Commercial_School_Existing_Food Preparation_Natural Gas_Food Prep Other_E9 | F1 | Commercial | School | Existing | Food Preparation | Natural Gas | Food Prep Other | E9 | RVT - Cost of Equipment | 0 | 0 | 0 | 0 | 0 | 0 | 0 | 0 | 0 | 0 | 0 | 0 | 0 | 0 | 0 | 0 | 0 | 0 | 0 | 0 | 0 | 0 | 0 | 0 | 0 | 0 | 0 | 0 | 0 | 0 | 0 | 0 | 0
F1_Commercial_School_Existing_Food Preparation_Natural Gas_Food Prep Other_E10 | F1 | Commercial | School | Existing | Food Preparation | Natural Gas | Food Prep Other | E10 | RVT - Cost of Equipment | 0 | 0 | 0 | 0 | 0 | 0 | 0 | 0 | 0 | 0 | 0 | 0 | 0 | 0 | 0 | 0 | 0 | 0 | 0 | 0 | 0 | 0 | 0 | 0 | 0 | 0 | 0 | 0 | 0 | 0 | 0 | 0 | 0
F2_Commercial_School_Existing_Food Preparation_Natural Gas_Food Prep Other_E1 | F2 | Commercial | School | Existing | Food Preparation | Natural Gas | Food Prep Other | E1 | RVT - Cost of Operation | 0.01957 | 0.019567 | 0.019661 | 0.019516 | 0.019428 | 0.019492 | 0.019685 | 0.019837 | 0.020026 | 0.020204 | 0.020383 | 0.020548 | 0.020724 | 0.020908 | 0.021084 | 0.021264 | 0.021446 | 0.021644 | 0.02185 | 0.022068 | 0.022282 | 0.022506 | 0.022712 | 0.022926 | 0.023115 | 0.023279 | 0.023427 | 0.023556 | 0.023656 | 0.023739 | 0.023784 | 0.023814 | 0.023814
F2_Commercial_School_Existing_Food Preparation_Natural Gas_Food Prep Other_E2 | F2 | Commercial | School | Existing | Food Preparation | Natural Gas | Food Prep Other | E2 | RVT - Cost of Operation | 0.01957 | 0.019567 | 0.019661 | 0.019516 | 0.019428 | 0.019492 | 0.019685 | 0.019837 | 0.020026 | 0.020204 | 0.020383 | 0.020547 | 0.020724 | 0.020908 | 0.021084 | 0.021263 | 0.021446 | 0.021643 | 0.02185 | 0.022068 | 0.022282 | 0.022506 | 0.022712 | 0.022926 | 0.023115 | 0.023278 | 0.023427 | 0.023556 | 0.023656 | 0.023739 | 0.023783 | 0.023813 | 0.023813
F2_Commercial_School_Existing_Food Preparation_Natural Gas_Food Prep Other_E3 | F2 | Commercial | School | Existing | Food Preparation | Natural Gas | Food Prep Other | E3 | RVT - Cost of Operation | 0 | 0 | 0 | 0 | 0 | 0 | 0 | 0 | 0 | 0 | 0 | 0 | 0 | 0 | 0 | 0 | 0 | 0 | 0 | 0 | 0 | 0 | 0 | 0 | 0 | 0 | 0 | 0 | 0 | 0 | 0 | 0 | 0
F2_Commercial_School_Existing_Food Preparation_Natural Gas_Food Prep Other_E4 | F2 | Commercial | School | Existing | Food Preparation | Natural Gas | Food Prep Other | E4 | RVT - Cost of Operation | 0 | 0 | 0 | 0 | 0 | 0 | 0 | 0 | 0 | 0 | 0 | 0 | 0 | 0 | 0 | 0 | 0 | 0 | 0 | 0 | 0 | 0 | 0 | 0 | 0 | 0 | 0 | 0 | 0 | 0 | 0 | 0 | 0
F2_Commercial_School_Existing_Food Preparation_Natural Gas_Food Prep Other_E5 | F2 | Commercial | School | Existing | Food Preparation | Natural Gas | Food Prep Other | E5 | RVT - Cost of Operation | 0 | 0 | 0 | 0 | 0 | 0 | 0 | 0 | 0 | 0 | 0 | 0 | 0 | 0 | 0 | 0 | 0 | 0 | 0 | 0 | 0 | 0 | 0 | 0 | 0 | 0 | 0 | 0 | 0 | 0 | 0 | 0 | 0
F2_Commercial_School_Existing_Food Preparation_Natural Gas_Food Prep Other_E6 | F2 | Commercial | School | Existing | Food Preparation | Natural Gas | Food Prep Other | E6 | RVT - Cost of Operation | 0 | 0 | 0 | 0 | 0 | 0 | 0 | 0 | 0 | 0 | 0 | 0 | 0 | 0 | 0 | 0 | 0 | 0 | 0 | 0 | 0 | 0 | 0 | 0 | 0 | 0 | 0 | 0 | 0 | 0 | 0 | 0 | 0
F2_Commercial_School_Existing_Food Preparation_Natural Gas_Food Prep Other_E7 | F2 | Commercial | School | Existing | Food Preparation | Natural Gas | Food Prep Other | E7 | RVT - Cost of Operation | 0 | 0 | 0 | 0 | 0 | 0 | 0 | 0 | 0 | 0 | 0 | 0 | 0 | 0 | 0 | 0 | 0 | 0 | 0 | 0 | 0 | 0 | 0 | 0 | 0 | 0 | 0 | 0 | 0 | 0 | 0 | 0 | 0
F2_Commercial_School_Existing_Food Preparation_Natural Gas_Food Prep Other_E8 | F2 | Commercial | School | Existing | Food Preparation | Natural Gas | Food Prep Other | E8 | RVT - Cost of Operation | 0 | 0 | 0 | 0 | 0 | 0 | 0 | 0 | 0 | 0 | 0 | 0 | 0 | 0 | 0 | 0 | 0 | 0 | 0 | 0 | 0 | 0 | 0 | 0 | 0 | 0 | 0 | 0 | 0 | 0 | 0 | 0 | 0
F2_Commercial_School_Existing_Food Preparation_Natural Gas_Food Prep Other_E9 | F2 | Commercial | School | Existing | Food Preparation | Natural Gas | Food Prep Other | E9 | RVT - Cost of Operation | 0 | 0 | 0 | 0 | 0 | 0 | 0 | 0 | 0 | 0 | 0 | 0 | 0 | 0 | 0 | 0 | 0 | 0 | 0 | 0 | 0 | 0 | 0 | 0 | 0 | 0 | 0 | 0 | 0 | 0 | 0 | 0 | 0
F2_Commercial_School_Existing_Food Preparation_Natural Gas_Food Prep Other_E10 | F2 | Commercial | School | Existing | Food Preparation | Natural Gas | Food Prep Other | E10 | RVT - Cost of Operation | 0 | 0 | 0 | 0 | 0 | 0 | 0 | 0 | 0 | 0 | 0 | 0 | 0 | 0 | 0 | 0 | 0 | 0 | 0 | 0 | 0 | 0 | 0 | 0 | 0 | 0 | 0 | 0 | 0 | 0 | 0 | 0 | 0
F3_Commercial_School_Existing_Food Preparation_Natural Gas_Food Prep Other_E1 | F3 | Commercial | School | Existing | Food Preparation | Natural Gas | Food Prep Other | E1 | System - kBTUs of Consumption | 0.00098831 | 0.00098831 | 0.00098831 | 0.00098831 | 0.00098831 | 0.00098831 | 0.00098831 | 0.00098831 | 0.00098831 | 0.00098831 | 0.00098831 | 0.00098831 | 0.00098831 | 0.00098831 | 0.00098831 | 0.00098831 | 0.00098831 | 0.00098831 | 0.00098831 | 0.00098831 | 0.00098831 | 0.00098831 | 0.00098831 | 0.00098831 | 0.00098831 | 0.00098831 | 0.00098831 | 0.00098831 | 0.00098831 | 0.00098831 | 0.00098831 | 0.00098831 | 0.00098831
F3_Commercial_School_Existing_Food Preparation_Natural Gas_Food Prep Other_E2 | F3 | Commercial | School | Existing | Food Preparation | Natural Gas | Food Prep Other | E2 | System - kBTUs of Consumption | 0.0009893 | 0.0009893 | 0.0009893 | 0.0009893 | 0.0009893 | 0.0009893 | 0.0009893 | 0.0009893 | 0.0009893 | 0.0009893 | 0.0009893 | 0.0009893 | 0.0009893 | 0.0009893 | 0.0009893 | 0.0009893 | 0.0009893 | 0.0009893 | 0.0009893 | 0.0009893 | 0.0009893 | 0.0009893 | 0.0009893 | 0.0009893 | 0.0009893 | 0.0009893 | 0.0009893 | 0.0009893 | 0.0009893 | 0.0009893 | 0.0009893 | 0.0009893 | 0.0009893
F3_Commercial_School_Existing_Food Preparation_Natural Gas_Food Prep Other_E3 | F3 | Commercial | School | Existing | Food Preparation | Natural Gas | Food Prep Other | E3 | System - kBTUs of Consumption | 0 | 0 | 0 | 0 | 0 | 0 | 0 | 0 | 0 | 0 | 0 | 0 | 0 | 0 | 0 | 0 | 0 | 0 | 0 | 0 | 0 | 0 | 0 | 0 | 0 | 0 | 0 | 0 | 0 | 0 | 0 | 0 | 0
F3_Commercial_School_Existing_Food Preparation_Natural Gas_Food Prep Other_E4 | F3 | Commercial | School | Existing | Food Preparation | Natural Gas | Food Prep Other | E4 | System - kBTUs of Consumption | 0 | 0 | 0 | 0 | 0 | 0 | 0 | 0 | 0 | 0 | 0 | 0 | 0 | 0 | 0 | 0 | 0 | 0 | 0 | 0 | 0 | 0 | 0 | 0 | 0 | 0 | 0 | 0 | 0 | 0 | 0 | 0 | 0
F3_Commercial_School_Existing_Food Preparation_Natural Gas_Food Prep Other_E5 | F3 | Commercial | School | Existing | Food Preparation | Natural Gas | Food Prep Other | E5 | System - kBTUs of Consumption | 0 | 0 | 0 | 0 | 0 | 0 | 0 | 0 | 0 | 0 | 0 | 0 | 0 | 0 | 0 | 0 | 0 | 0 | 0 | 0 | 0 | 0 | 0 | 0 | 0 | 0 | 0 | 0 | 0 | 0 | 0 | 0 | 0
F3_Commercial_School_Existing_Food Preparation_Natural Gas_Food Prep Other_E6 | F3 | Commercial | School | Existing | Food Preparation | Natural Gas | Food Prep Other | E6 | System - kBTUs of Consumption | 0 | 0 | 0 | 0 | 0 | 0 | 0 | 0 | 0 | 0 | 0 | 0 | 0 | 0 | 0 | 0 | 0 | 0 | 0 | 0 | 0 | 0 | 0 | 0 | 0 | 0 | 0 | 0 | 0 | 0 | 0 | 0 | 0
F3_Commercial_School_Existing_Food Preparation_Natural Gas_Food Prep Other_E7 | F3 | Commercial | School | Existing | Food Preparation | Natural Gas | Food Prep Other | E7 | System - kBTUs of Consumption | 0 | 0 | 0 | 0 | 0 | 0 | 0 | 0 | 0 | 0 | 0 | 0 | 0 | 0 | 0 | 0 | 0 | 0 | 0 | 0 | 0 | 0 | 0 | 0 | 0 | 0 | 0 | 0 | 0 | 0 | 0 | 0 | 0
F3_Commercial_School_Existing_Food Preparation_Natural Gas_Food Prep Other_E8 | F3 | Commercial | School | Existing | Food Preparation | Natural Gas | Food Prep Other | E8 | System - kBTUs of Consumption | 0 | 0 | 0 | 0 | 0 | 0 | 0 | 0 | 0 | 0 | 0 | 0 | 0 | 0 | 0 | 0 | 0 | 0 | 0 | 0 | 0 | 0 | 0 | 0 | 0 | 0 | 0 | 0 | 0 | 0 | 0 | 0 | 0
F3_Commercial_School_Existing_Food Preparation_Natural Gas_Food Prep Other_E9 | F3 | Commercial | School | Existing | Food Preparation | Natural Gas | Food Prep Other | E9 | System - kBTUs of Consumption | 0 | 0 | 0 | 0 | 0 | 0 | 0 | 0 | 0 | 0 | 0 | 0 | 0 | 0 | 0 | 0 | 0 | 0 | 0 | 0 | 0 | 0 | 0 | 0 | 0 | 0 | 0 | 0 | 0 | 0 | 0 | 0 | 0
F3_Commercial_School_Existing_Food Preparation_Natural Gas_Food Prep Other_E10 | F3 | Commercial | School | Existing | Food Preparation | Natural Gas | Food Prep Other | E10 | System - kBTUs of Consumption | 0 | 0 | 0 | 0 | 0 | 0 | 0 | 0 | 0 | 0 | 0 | 0 | 0 | 0 | 0 | 0 | 0 | 0 | 0 | 0 | 0 | 0 | 0 | 0 | 0 | 0 | 0 | 0 | 0 | 0 | 0 | 0 | 0
F4_Commercial_School_Existing_Food Preparation_Natural Gas_Food Prep Other_E1 | F4 | Commercial | School | Existing | Food Preparation | Natural Gas | Food Prep Other | E1 | Utility - Cost of Equipment | 0.01957 | 0.019567 | 0.019661 | 0.019516 | 0.019428 | 0.019492 | 0.019685 | 0.019837 | 0.020026 | 0.020204 | 0.020383 | 0.020548 | 0.020724 | 0.020908 | 0.021084 | 0.021264 | 0.021446 | 0.021644 | 0.02185 | 0.022068 | 0.022282 | 0.022506 | 0.022712 | 0.022926 | 0.023115 | 0.023279 | 0.023427 | 0.023556 | 0.023656 | 0.023739 | 0.023784 | 0.023814 | 0.023814
F4_Commercial_School_Existing_Food Preparation_Natural Gas_Food Prep Other_E2 | F4 | Commercial | School | Existing | Food Preparation | Natural Gas | Food Prep Other | E2 | Utility - Cost of Equipment | 0.01957 | 0.019567 | 0.019661 | 0.019516 | 0.019428 | 0.019492 | 0.019685 | 0.019837 | 0.020026 | 0.020204 | 0.020383 | 0.020547 | 0.020724 | 0.020908 | 0.021084 | 0.021263 | 0.021446 | 0.021643 | 0.02185 | 0.022068 | 0.022282 | 0.022506 | 0.022712 | 0.022926 | 0.023115 | 0.023278 | 0.023427 | 0.023556 | 0.023656 | 0.023739 | 0.023783 | 0.023813 | 0.023813
F4_Commercial_School_Existing_Food Preparation_Natural Gas_Food Prep Other_E3 | F4 | Commercial | School | Existing | Food Preparation | Natural Gas | Food Prep Other | E3 | Utility - Cost of Equipment | 0 | 0 | 0 | 0 | 0 | 0 | 0 | 0 | 0 | 0 | 0 | 0 | 0 | 0 | 0 | 0 | 0 | 0 | 0 | 0 | 0 | 0 | 0 | 0 | 0 | 0 | 0 | 0 | 0 | 0 | 0 | 0 | 0
F4_Commercial_School_Existing_Food Preparation_Natural Gas_Food Prep Other_E4 | F4 | Commercial | School | Existing | Food Preparation | Natural Gas | Food Prep Other | E4 | Utility - Cost of Equipment | 0 | 0 | 0 | 0 | 0 | 0 | 0 | 0 | 0 | 0 | 0 | 0 | 0 | 0 | 0 | 0 | 0 | 0 | 0 | 0 | 0 | 0 | 0 | 0 | 0 | 0 | 0 | 0 | 0 | 0 | 0 | 0 | 0
F4_Commercial_School_Existing_Food Preparation_Natural Gas_Food Prep Other_E5 | F4 | Commercial | School | Existing | Food Preparation | Natural Gas | Food Prep Other | E5 | Utility - Cost of Equipment | 0 | 0 | 0 | 0 | 0 | 0 | 0 | 0 | 0 | 0 | 0 | 0 | 0 | 0 | 0 | 0 | 0 | 0 | 0 | 0 | 0 | 0 | 0 | 0 | 0 | 0 | 0 | 0 | 0 | 0 | 0 | 0 | 0
F4_Commercial_School_Existing_Food Preparation_Natural Gas_Food Prep Other_E6 | F4 | Commercial | School | Existing | Food Preparation | Natural Gas | Food Prep Other | E6 | Utility - Cost of Equipment | 0 | 0 | 0 | 0 | 0 | 0 | 0 | 0 | 0 | 0 | 0 | 0 | 0 | 0 | 0 | 0 | 0 | 0 | 0 | 0 | 0 | 0 | 0 | 0 | 0 | 0 | 0 | 0 | 0 | 0 | 0 | 0 | 0
F4_Commercial_School_Existing_Food Preparation_Natural Gas_Food Prep Other_E7 | F4 | Commercial | School | Existing | Food Preparation | Natural Gas | Food Prep Other | E7 | Utility - Cost of Equipment | 0 | 0 | 0 | 0 | 0 | 0 | 0 | 0 | 0 | 0 | 0 | 0 | 0 | 0 | 0 | 0 | 0 | 0 | 0 | 0 | 0 | 0 | 0 | 0 | 0 | 0 | 0 | 0 | 0 | 0 | 0 | 0 | 0
F4_Commercial_School_Existing_Food Preparation_Natural Gas_Food Prep Other_E8 | F4 | Commercial | School | Existing | Food Preparation | Natural Gas | Food Prep Other | E8 | Utility - Cost of Equipment | 0 | 0 | 0 | 0 | 0 | 0 | 0 | 0 | 0 | 0 | 0 | 0 | 0 | 0 | 0 | 0 | 0 | 0 | 0 | 0 | 0 | 0 | 0 | 0 | 0 | 0 | 0 | 0 | 0 | 0 | 0 | 0 | 0
F4_Commercial_School_Existing_Food Preparation_Natural Gas_Food Prep Other_E9 | F4 | Commercial | School | Existing | Food Preparation | Natural Gas | Food Prep Other | E9 | Utility - Cost of Equipment | 0 | 0 | 0 | 0 | 0 | 0 | 0 | 0 | 0 | 0 | 0 | 0 | 0 | 0 | 0 | 0 | 0 | 0 | 0 | 0 | 0 | 0 | 0 | 0 | 0 | 0 | 0 | 0 | 0 | 0 | 0 | 0 | 0
F4_Commercial_School_Existing_Food Preparation_Natural Gas_Food Prep Other_E10 | F4 | Commercial | School | Existing | Food Preparation | Natural Gas | Food Prep Other | E10 | Utility - Cost of Equipment | 0 | 0 | 0 | 0 | 0 | 0 | 0 | 0 | 0 | 0 | 0 | 0 | 0 | 0 | 0 | 0 | 0 | 0 | 0 | 0 | 0 | 0 | 0 | 0 | 0 | 0 | 0 | 0 | 0 | 0 | 0 | 0 | 0
F5_Commercial_School_Existing_Food Preparation_Natural Gas_Food Prep Other_E1 | F5 | Commercial | School | Existing | Food Preparation | Natural Gas | Food Prep Other | E1 | Utility - Cost of Operation | 0.00098831 | 0.00098831 | 0.00098831 | 0.00098831 | 0.00098831 | 0.00098831 | 0.00098831 | 0.00098831 | 0.00098831 | 0.00098831 | 0.00098831 | 0.00098831 | 0.00098831 | 0.00098831 | 0.00098831 | 0.00098831 | 0.00098831 | 0.00098831 | 0.00098831 | 0.00098831 | 0.00098831 | 0.00098831 | 0.00098831 | 0.00098831 | 0.00098831 | 0.00098831 | 0.00098831 | 0.00098831 | 0.00098831 | 0.00098831 | 0.00098831 | 0.00098831 | 0.00098831
F5_Commercial_School_Existing_Food Preparation_Natural Gas_Food Prep Other_E2 | F5 | Commercial | School | Existing | Food Preparation | Natural Gas | Food Prep Other | E2 | Utility - Cost of Operation | 0.0009893 | 0.0009893 | 0.0009893 | 0.0009893 | 0.0009893 | 0.0009893 | 0.0009893 | 0.0009893 | 0.0009893 | 0.0009893 | 0.0009893 | 0.0009893 | 0.0009893 | 0.0009893 | 0.0009893 | 0.0009893 | 0.0009893 | 0.0009893 | 0.0009893 | 0.0009893 | 0.0009893 | 0.0009893 | 0.0009893 | 0.0009893 | 0.0009893 | 0.0009893 | 0.0009893 | 0.0009893 | 0.0009893 | 0.0009893 | 0.0009893 | 0.0009893 | 0.0009893
F5_Commercial_School_Existing_Food Preparation_Natural Gas_Food Prep Other_E3 | F5 | Commercial | School | Existing | Food Preparation | Natural Gas | Food Prep Other | E3 | Utility - Cost of Operation | 0 | 0 | 0 | 0 | 0 | 0 | 0 | 0 | 0 | 0 | 0 | 0 | 0 | 0 | 0 | 0 | 0 | 0 | 0 | 0 | 0 | 0 | 0 | 0 | 0 | 0 | 0 | 0 | 0 | 0 | 0 | 0 | 0
F5_Commercial_School_Existing_Food Preparation_Natural Gas_Food Prep Other_E4 | F5 | Commercial | School | Existing | Food Preparation | Natural Gas | Food Prep Other | E4 | Utility - Cost of Operation | 0 | 0 | 0 | 0 | 0 | 0 | 0 | 0 | 0 | 0 | 0 | 0 | 0 | 0 | 0 | 0 | 0 | 0 | 0 | 0 | 0 | 0 | 0 | 0 | 0 | 0 | 0 | 0 | 0 | 0 | 0 | 0 | 0
F5_Commercial_School_Existing_Food Preparation_Natural Gas_Food Prep Other_E5 | F5 | Commercial | School | Existing | Food Preparation | Natural Gas | Food Prep Other | E5 | Utility - Cost of Operation | 0 | 0 | 0 | 0 | 0 | 0 | 0 | 0 | 0 | 0 | 0 | 0 | 0 | 0 | 0 | 0 | 0 | 0 | 0 | 0 | 0 | 0 | 0 | 0 | 0 | 0 | 0 | 0 | 0 | 0 | 0 | 0 | 0
F5_Commercial_School_Existing_Food Preparation_Natural Gas_Food Prep Other_E6 | F5 | Commercial | School | Existing | Food Preparation | Natural Gas | Food Prep Other | E6 | Utility - Cost of Operation | 0 | 0 | 0 | 0 | 0 | 0 | 0 | 0 | 0 | 0 | 0 | 0 | 0 | 0 | 0 | 0 | 0 | 0 | 0 | 0 | 0 | 0 | 0 | 0 | 0 | 0 | 0 | 0 | 0 | 0 | 0 | 0 | 0
F5_Commercial_School_Existing_Food Preparation_Natural Gas_Food Prep Other_E7 | F5 | Commercial | School | Existing | Food Preparation | Natural Gas | Food Prep Other | E7 | Utility - Cost of Operation | 0 | 0 | 0 | 0 | 0 | 0 | 0 | 0 | 0 | 0 | 0 | 0 | 0 | 0 | 0 | 0 | 0 | 0 | 0 | 0 | 0 | 0 | 0 | 0 | 0 | 0 | 0 | 0 | 0 | 0 | 0 | 0 | 0
F5_Commercial_School_Existing_Food Preparation_Natural Gas_Food Prep Other_E8 | F5 | Commercial | School | Existing | Food Preparation | Natural Gas | Food Prep Other | E8 | Utility - Cost of Operation | 0 | 0 | 0 | 0 | 0 | 0 | 0 | 0 | 0 | 0 | 0 | 0 | 0 | 0 | 0 | 0 | 0 | 0 | 0 | 0 | 0 | 0 | 0 | 0 | 0 | 0 | 0 | 0 | 0 | 0 | 0 | 0 | 0
F5_Commercial_School_Existing_Food Preparation_Natural Gas_Food Prep Other_E9 | F5 | Commercial | School | Existing | Food Preparation | Natural Gas | Food Prep Other | E9 | Utility - Cost of Operation | 0 | 0 | 0 | 0 | 0 | 0 | 0 | 0 | 0 | 0 | 0 | 0 | 0 | 0 | 0 | 0 | 0 | 0 | 0 | 0 | 0 | 0 | 0 | 0 | 0 | 0 | 0 | 0 | 0 | 0 | 0 | 0 | 0
F5_Commercial_School_Existing_Food Preparation_Natural Gas_Food Prep Other_E10 | F5 | Commercial | School | Existing | Food Preparation | Natural Gas | Food Prep Other | E10 | Utility - Cost of Operation | 0 | 0 | 0 | 0 | 0 | 0 | 0 | 0 | 0 | 0 | 0 | 0 | 0 | 0 | 0 | 0 | 0 | 0 | 0 | 0 | 0 | 0 | 0 | 0 | 0 | 0 | 0 | 0 | 0 | 0 | 0 | 0 | 0
F6_Commercial_School_Existing_Food Preparation_Natural Gas_Food Prep Other_E1 | F6 | Commercial | School | Existing | Food Preparation | Natural Gas | Food Prep Other | E1 | Utility - Value of Sales | 0.010353 | 0.010408 | 0.010498 | 0.010478 | 0.010478 | 0.010478 | 0.010478 | 0.010478 | 0.010478 | 0.010478 | 0.010478 | 0.010478 | 0.010478 | 0.010478 | 0.010478 | 0.010478 | 0.010478 | 0.010478 | 0.010478 | 0.010478 | 0.010478 | 0.010478 | 0.010478 | 0.010478 | 0.010478 | 0.010478 | 0.010478 | 0.010478 | 0.010478 | 0.010478 | 0.010478 | 0.010478 | 0.010478
F6_Commercial_School_Existing_Food Preparation_Natural Gas_Food Prep Other_E2 | F6 | Commercial | School | Existing | Food Preparation | Natural Gas | Food Prep Other | E2 | Utility - Value of Sales | 0.010353 | 0.010408 | 0.010498 | 0.010478 | 0.010478 | 0.010478 | 0.010478 | 0.010478 | 0.010478 | 0.010478 | 0.010478 | 0.010478 | 0.010478 | 0.010478 | 0.010478 | 0.010478 | 0.010478 | 0.010478 | 0.010478 | 0.010478 | 0.010478 | 0.010478 | 0.010478 | 0.010478 | 0.010478 | 0.010478 | 0.010478 | 0.010478 | 0.010478 | 0.010478 | 0.010478 | 0.010478 | 0.010478
F6_Commercial_School_Existing_Food Preparation_Natural Gas_Food Prep Other_E3 | F6 | Commercial | School | Existing | Food Preparation | Natural Gas | Food Prep Other | E3 | Utility - Value of Sales | 0 | 0 | 0 | 0 | 0 | 0 | 0 | 0 | 0 | 0 | 0 | 0 | 0 | 0 | 0 | 0 | 0 | 0 | 0 | 0 | 0 | 0 | 0 | 0 | 0 | 0 | 0 | 0 | 0 | 0 | 0 | 0 | 0
F6_Commercial_School_Existing_Food Preparation_Natural Gas_Food Prep Other_E4 | F6 | Commercial | School | Existing | Food Preparation | Natural Gas | Food Prep Other | E4 | Utility - Value of Sales | 0 | 0 | 0 | 0 | 0 | 0 | 0 | 0 | 0 | 0 | 0 | 0 | 0 | 0 | 0 | 0 | 0 | 0 | 0 | 0 | 0 | 0 | 0 | 0 | 0 | 0 | 0 | 0 | 0 | 0 | 0 | 0 | 0
F6_Commercial_School_Existing_Food Preparation_Natural Gas_Food Prep Other_E5 | F6 | Commercial | School | Existing | Food Preparation | Natural Gas | Food Prep Other | E5 | Utility - Value of Sales | 0 | 0 | 0 | 0 | 0 | 0 | 0 | 0 | 0 | 0 | 0 | 0 | 0 | 0 | 0 | 0 | 0 | 0 | 0 | 0 | 0 | 0 | 0 | 0 | 0 | 0 | 0 | 0 | 0 | 0 | 0 | 0 | 0
F6_Commercial_School_Existing_Food Preparation_Natural Gas_Food Prep Other_E6 | F6 | Commercial | School | Existing | Food Preparation | Natural Gas | Food Prep Other | E6 | Utility - Value of Sales | 0 | 0 | 0 | 0 | 0 | 0 | 0 | 0 | 0 | 0 | 0 | 0 | 0 | 0 | 0 | 0 | 0 | 0 | 0 | 0 | 0 | 0 | 0 | 0 | 0 | 0 | 0 | 0 | 0 | 0 | 0 | 0 | 0
F6_Commercial_School_Existing_Food Preparation_Natural Gas_Food Prep Other_E7 | F6 | Commercial | School | Existing | Food Preparation | Natural Gas | Food Prep Other | E7 | Utility - Value of Sales | 0 | 0 | 0 | 0 | 0 | 0 | 0 | 0 | 0 | 0 | 0 | 0 | 0 | 0 | 0 | 0 | 0 | 0 | 0 | 0 | 0 | 0 | 0 | 0 | 0 | 0 | 0 | 0 | 0 | 0 | 0 | 0 | 0
F6_Commercial_School_Existing_Food Preparation_Natural Gas_Food Prep Other_E8 | F6 | Commercial | School | Existing | Food Preparation | Natural Gas | Food Prep Other | E8 | Utility - Value of Sales | 0 | 0 | 0 | 0 | 0 | 0 | 0 | 0 | 0 | 0 | 0 | 0 | 0 | 0 | 0 | 0 | 0 | 0 | 0 | 0 | 0 | 0 | 0 | 0 | 0 | 0 | 0 | 0 | 0 | 0 | 0 | 0 | 0
F6_Commercial_School_Existing_Food Preparation_Natural Gas_Food Prep Other_E9 | F6 | Commercial | School | Existing | Food Preparation | Natural Gas | Food Prep Other | E9 | Utility - Value of Sales | 0 | 0 | 0 | 0 | 0 | 0 | 0 | 0 | 0 | 0 | 0 | 0 | 0 | 0 | 0 | 0 | 0 | 0 | 0 | 0 | 0 | 0 | 0 | 0 | 0 | 0 | 0 | 0 | 0 | 0 | 0 | 0 | 0
F6_Commercial_School_Existing_Food Preparation_Natural Gas_Food Prep Other_E10 | F6 | Commercial | School | Existing | Food Preparation | Natural Gas | Food Prep Other | E10 | Utility - Value of Sales | 0 | 0 | 0 | 0 | 0 | 0 | 0 | 0 | 0 | 0 | 0 | 0 | 0 | 0 | 0 | 0 | 0 | 0 | 0 | 0 | 0 | 0 | 0 | 0 | 0 | 0 | 0 | 0 | 0 | 0 | 0 | 0 | 0
F1_Commercial_School_Existing_Miscellaneous_Natural Gas_Pool Heater_E1 | F1 | Commercial | School | Existing | Miscellaneous | Natural Gas | Pool Heater | E1 | RVT - Cost of Equipment | 0 | 0 | 0 | 0 | 0 | 0 | 0 | 0 | 0 | 0 | 0 | 0 | 0 | 0 | 0 | 0 | 0 | 0 | 0 | 0 | 0 | 0 | 0 | 0 | 0 | 0 | 0 | 0 | 0 | 0 | 0 | 0 | 0
F1_Commercial_School_Existing_Miscellaneous_Natural Gas_Pool Heater_E2 | F1 | Commercial | School | Existing | Miscellaneous | Natural Gas | Pool Heater | E2 | RVT - Cost of Equipment | 0 | 0 | 0 | 0 | 0 | 0 | 0 | 0 | 0 | 0 | 0 | 0 | 0 | 0 | 0 | 0 | 0 | 0 | 0 | 0 | 0 | 0 | 0 | 0 | 0 | 0 | 0 | 0 | 0 | 0 | 0 | 0 | 0
F1_Commercial_School_Existing_Miscellaneous_Natural Gas_Pool Heater_E3 | F1 | Commercial | School | Existing | Miscellaneous | Natural Gas | Pool Heater | E3 | RVT - Cost of Equipment | 0 | 0 | 0 | 0 | 0 | 0 | 0 | 0 | 0 | 0 | 0 | 0 | 0 | 0 | 0 | 0 | 0 | 0 | 0 | 0 | 0 | 0 | 0 | 0 | 0 | 0 | 0 | 0 | 0 | 0 | 0 | 0 | 0
F1_Commercial_School_Existing_Miscellaneous_Natural Gas_Pool Heater_E4 | F1 | Commercial | School | Existing | Miscellaneous | Natural Gas | Pool Heater | E4 | RVT - Cost of Equipment | 0 | 0 | 0 | 0 | 0 | 0 | 0 | 0 | 0 | 0 | 0 | 0 | 0 | 0 | 0 | 0 | 0 | 0 | 0 | 0 | 0 | 0 | 0 | 0 | 0 | 0 | 0 | 0 | 0 | 0 | 0 | 0 | 0
F1_Commercial_School_Existing_Miscellaneous_Natural Gas_Pool Heater_E5 | F1 | Commercial | School | Existing | Miscellaneous | Natural Gas | Pool Heater | E5 | RVT - Cost of Equipment | 0 | 0 | 0 | 0 | 0 | 0 | 0 | 0 | 0 | 0 | 0 | 0 | 0 | 0 | 0 | 0 | 0 | 0 | 0 | 0 | 0 | 0 | 0 | 0 | 0 | 0 | 0 | 0 | 0 | 0 | 0 | 0 | 0
F1_Commercial_School_Existing_Miscellaneous_Natural Gas_Pool Heater_E6 | F1 | Commercial | School | Existing | Miscellaneous | Natural Gas | Pool Heater | E6 | RVT - Cost of Equipment | 0 | 0 | 0 | 0 | 0 | 0 | 0 | 0 | 0 | 0 | 0 | 0 | 0 | 0 | 0 | 0 | 0 | 0 | 0 | 0 | 0 | 0 | 0 | 0 | 0 | 0 | 0 | 0 | 0 | 0 | 0 | 0 | 0
F1_Commercial_School_Existing_Miscellaneous_Natural Gas_Pool Heater_E7 | F1 | Commercial | School | Existing | Miscellaneous | Natural Gas | Pool Heater | E7 | RVT - Cost of Equipment | 0 | 0 | 0 | 0 | 0 | 0 | 0 | 0 | 0 | 0 | 0 | 0 | 0 | 0 | 0 | 0 | 0 | 0 | 0 | 0 | 0 | 0 | 0 | 0 | 0 | 0 | 0 | 0 | 0 | 0 | 0 | 0 | 0
F1_Commercial_School_Existing_Miscellaneous_Natural Gas_Pool Heater_E8 | F1 | Commercial | School | Existing | Miscellaneous | Natural Gas | Pool Heater | E8 | RVT - Cost of Equipment | 0 | 0 | 0 | 0 | 0 | 0 | 0 | 0 | 0 | 0 | 0 | 0 | 0 | 0 | 0 | 0 | 0 | 0 | 0 | 0 | 0 | 0 | 0 | 0 | 0 | 0 | 0 | 0 | 0 | 0 | 0 | 0 | 0
F1_Commercial_School_Existing_Miscellaneous_Natural Gas_Pool Heater_E9 | F1 | Commercial | School | Existing | Miscellaneous | Natural Gas | Pool Heater | E9 | RVT - Cost of Equipment | 0 | 0 | 0 | 0 | 0 | 0 | 0 | 0 | 0 | 0 | 0 | 0 | 0 | 0 | 0 | 0 | 0 | 0 | 0 | 0 | 0 | 0 | 0 | 0 | 0 | 0 | 0 | 0 | 0 | 0 | 0 | 0 | 0
F1_Commercial_School_Existing_Miscellaneous_Natural Gas_Pool Heater_E10 | F1 | Commercial | School | Existing | Miscellaneous | Natural Gas | Pool Heater | E10 | RVT - Cost of Equipment | 0 | 0 | 0 | 0 | 0 | 0 | 0 | 0 | 0 | 0 | 0 | 0 | 0 | 0 | 0 | 0 | 0 | 0 | 0 | 0 | 0 | 0 | 0 | 0 | 0 | 0 | 0 | 0 | 0 | 0 | 0 | 0 | 0
F2_Commercial_School_Existing_Miscellaneous_Natural Gas_Pool Heater_E1 | F2 | Commercial | School | Existing | Miscellaneous | Natural Gas | Pool Heater | E1 | RVT - Cost of Operation | 0 | 0 | 0 | 0 | 0 | 0 | 0 | 0 | 0 | 0 | 0 | 0 | 0 | 0 | 0 | 0 | 0 | 0 | 0 | 0 | 0 | 0 | 0 | 0 | 0 | 0 | 0 | 0 | 0 | 0 | 0 | 0 | 0
F2_Commercial_School_Existing_Miscellaneous_Natural Gas_Pool Heater_E2 | F2 | Commercial | School | Existing | Miscellaneous | Natural Gas | Pool Heater | E2 | RVT - Cost of Operation | 0 | 0 | 0 | 0 | 0 | 0 | 0 | 0 | 0 | 0 | 0 | 0 | 0 | 0 | 0 | 0 | 0 | 0 | 0 | 0 | 0 | 0 | 0 | 0 | 0 | 0 | 0 | 0 | 0 | 0 | 0 | 0 | 0
F2_Commercial_School_Existing_Miscellaneous_Natural Gas_Pool Heater_E3 | F2 | Commercial | School | Existing | Miscellaneous | Natural Gas | Pool Heater | E3 | RVT - Cost of Operation | 0 | 0 | 0 | 0 | 0 | 0 | 0 | 0 | 0 | 0 | 0 | 0 | 0 | 0 | 0 | 0 | 0 | 0 | 0 | 0 | 0 | 0 | 0 | 0 | 0 | 0 | 0 | 0 | 0 | 0 | 0 | 0 | 0
F2_Commercial_School_Existing_Miscellaneous_Natural Gas_Pool Heater_E4 | F2 | Commercial | School | Existing | Miscellaneous | Natural Gas | Pool Heater | E4 | RVT - Cost of Operation | 0 | 0 | 0 | 0 | 0 | 0 | 0 | 0 | 0 | 0 | 0 | 0 | 0 | 0 | 0 | 0 | 0 | 0 | 0 | 0 | 0 | 0 | 0 | 0 | 0 | 0 | 0 | 0 | 0 | 0 | 0 | 0 | 0
F2_Commercial_School_Existing_Miscellaneous_Natural Gas_Pool Heater_E5 | F2 | Commercial | School | Existing | Miscellaneous | Natural Gas | Pool Heater | E5 | RVT - Cost of Operation | 0 | 0 | 0 | 0 | 0 | 0 | 0 | 0 | 0 | 0 | 0 | 0 | 0 | 0 | 0 | 0 | 0 | 0 | 0 | 0 | 0 | 0 | 0 | 0 | 0 | 0 | 0 | 0 | 0 | 0 | 0 | 0 | 0
F2_Commercial_School_Existing_Miscellaneous_Natural Gas_Pool Heater_E6 | F2 | Commercial | School | Existing | Miscellaneous | Natural Gas | Pool Heater | E6 | RVT - Cost of Operation | 0 | 0 | 0 | 0 | 0 | 0 | 0 | 0 | 0 | 0 | 0 | 0 | 0 | 0 | 0 | 0 | 0 | 0 | 0 | 0 | 0 | 0 | 0 | 0 | 0 | 0 | 0 | 0 | 0 | 0 | 0 | 0 | 0
F2_Commercial_School_Existing_Miscellaneous_Natural Gas_Pool Heater_E7 | F2 | Commercial | School | Existing | Miscellaneous | Natural Gas | Pool Heater | E7 | RVT - Cost of Operation | 0 | 0 | 0 | 0 | 0 | 0 | 0 | 0 | 0 | 0 | 0 | 0 | 0 | 0 | 0 | 0 | 0 | 0 | 0 | 0 | 0 | 0 | 0 | 0 | 0 | 0 | 0 | 0 | 0 | 0 | 0 | 0 | 0
F2_Commercial_School_Existing_Miscellaneous_Natural Gas_Pool Heater_E8 | F2 | Commercial | School | Existing | Miscellaneous | Natural Gas | Pool Heater | E8 | RVT - Cost of Operation | 0 | 0 | 0 | 0 | 0 | 0 | 0 | 0 | 0 | 0 | 0 | 0 | 0 | 0 | 0 | 0 | 0 | 0 | 0 | 0 | 0 | 0 | 0 | 0 | 0 | 0 | 0 | 0 | 0 | 0 | 0 | 0 | 0
F2_Commercial_School_Existing_Miscellaneous_Natural Gas_Pool Heater_E9 | F2 | Commercial | School | Existing | Miscellaneous | Natural Gas | Pool Heater | E9 | RVT - Cost of Operation | 0 | 0 | 0 | 0 | 0 | 0 | 0 | 0 | 0 | 0 | 0 | 0 | 0 | 0 | 0 | 0 | 0 | 0 | 0 | 0 | 0 | 0 | 0 | 0 | 0 | 0 | 0 | 0 | 0 | 0 | 0 | 0 | 0
F2_Commercial_School_Existing_Miscellaneous_Natural Gas_Pool Heater_E10 | F2 | Commercial | School | Existing | Miscellaneous | Natural Gas | Pool Heater | E10 | RVT - Cost of Operation | 0 | 0 | 0 | 0 | 0 | 0 | 0 | 0 | 0 | 0 | 0 | 0 | 0 | 0 | 0 | 0 | 0 | 0 | 0 | 0 | 0 | 0 | 0 | 0 | 0 | 0 | 0 | 0 | 0 | 0 | 0 | 0 | 0
F3_Commercial_School_Existing_Miscellaneous_Natural Gas_Pool Heater_E1 | F3 | Commercial | School | Existing | Miscellaneous | Natural Gas | Pool Heater | E1 | System - kBTUs of Consumption | 0.00043265 | 0.00043265 | 0.00043265 | 0.00043265 | 0.00043265 | 0.00043265 | 0.00043265 | 0.00043265 | 0.00043265 | 0.00043265 | 0.00043265 | 0.00043265 | 0.00043265 | 0.00043265 | 0.00043265 | 0.00043265 | 0.00043265 | 0.00043265 | 0.00043265 | 0.00043265 | 0.00043265 | 0.00043265 | 0.00043265 | 0.00043265 | 0.00043265 | 0.00043265 | 0.00043265 | 0.00043265 | 0.00043265 | 0.00043265 | 0.00043265 | 0.00043265 | 0.00043265
F3_Commercial_School_Existing_Miscellaneous_Natural Gas_Pool Heater_E2 | F3 | Commercial | School | Existing | Miscellaneous | Natural Gas | Pool Heater | E2 | System - kBTUs of Consumption | 0.00070842 | 0.00070842 | 0.00070842 | 0.00070842 | 0.00070842 | 0.00070842 | 0.00070842 | 0.00070842 | 0.00070842 | 0.00070842 | 0.00070842 | 0.00070842 | 0.00070842 | 0.00070842 | 0.00070842 | 0.00070842 | 0.00070842 | 0.00070842 | 0.00070842 | 0.00070842 | 0.00070842 | 0.00070842 | 0.00070842 | 0.00070842 | 0.00070842 | 0.00070842 | 0.00070842 | 0.00070842 | 0.00070842 | 0.00070842 | 0.00070842 | 0.00070842 | 0.00070842
F3_Commercial_School_Existing_Miscellaneous_Natural Gas_Pool Heater_E3 | F3 | Commercial | School | Existing | Miscellaneous | Natural Gas | Pool Heater | E3 | System - kBTUs of Consumption | 0 | 0 | 0 | 0 | 0 | 0 | 0 | 0 | 0 | 0 | 0 | 0 | 0 | 0 | 0 | 0 | 0 | 0 | 0 | 0 | 0 | 0 | 0 | 0 | 0 | 0 | 0 | 0 | 0 | 0 | 0 | 0 | 0
F3_Commercial_School_Existing_Miscellaneous_Natural Gas_Pool Heater_E4 | F3 | Commercial | School | Existing | Miscellaneous | Natural Gas | Pool Heater | E4 | System - kBTUs of Consumption | 0 | 0 | 0 | 0 | 0 | 0 | 0 | 0 | 0 | 0 | 0 | 0 | 0 | 0 | 0 | 0 | 0 | 0 | 0 | 0 | 0 | 0 | 0 | 0 | 0 | 0 | 0 | 0 | 0 | 0 | 0 | 0 | 0
F3_Commercial_School_Existing_Miscellaneous_Natural Gas_Pool Heater_E5 | F3 | Commercial | School | Existing | Miscellaneous | Natural Gas | Pool Heater | E5 | System - kBTUs of Consumption | 0 | 0 | 0 | 0 | 0 | 0 | 0 | 0 | 0 | 0 | 0 | 0 | 0 | 0 | 0 | 0 | 0 | 0 | 0 | 0 | 0 | 0 | 0 | 0 | 0 | 0 | 0 | 0 | 0 | 0 | 0 | 0 | 0
F3_Commercial_School_Existing_Miscellaneous_Natural Gas_Pool Heater_E6 | F3 | Commercial | School | Existing | Miscellaneous | Natural Gas | Pool Heater | E6 | System - kBTUs of Consumption | 0 | 0 | 0 | 0 | 0 | 0 | 0 | 0 | 0 | 0 | 0 | 0 | 0 | 0 | 0 | 0 | 0 | 0 | 0 | 0 | 0 | 0 | 0 | 0 | 0 | 0 | 0 | 0 | 0 | 0 | 0 | 0 | 0
F3_Commercial_School_Existing_Miscellaneous_Natural Gas_Pool Heater_E7 | F3 | Commercial | School | Existing | Miscellaneous | Natural Gas | Pool Heater | E7 | System - kBTUs of Consumption | 0 | 0 | 0 | 0 | 0 | 0 | 0 | 0 | 0 | 0 | 0 | 0 | 0 | 0 | 0 | 0 | 0 | 0 | 0 | 0 | 0 | 0 | 0 | 0 | 0 | 0 | 0 | 0 | 0 | 0 | 0 | 0 | 0
F3_Commercial_School_Existing_Miscellaneous_Natural Gas_Pool Heater_E8 | F3 | Commercial | School | Existing | Miscellaneous | Natural Gas | Pool Heater | E8 | System - kBTUs of Consumption | 0 | 0 | 0 | 0 | 0 | 0 | 0 | 0 | 0 | 0 | 0 | 0 | 0 | 0 | 0 | 0 | 0 | 0 | 0 | 0 | 0 | 0 | 0 | 0 | 0 | 0 | 0 | 0 | 0 | 0 | 0 | 0 | 0
F3_Commercial_School_Existing_Miscellaneous_Natural Gas_Pool Heater_E9 | F3 | Commercial | School | Existing | Miscellaneous | Natural Gas | Pool Heater | E9 | System - kBTUs of Consumption | 0 | 0 | 0 | 0 | 0 | 0 | 0 | 0 | 0 | 0 | 0 | 0 | 0 | 0 | 0 | 0 | 0 | 0 | 0 | 0 | 0 | 0 | 0 | 0 | 0 | 0 | 0 | 0 | 0 | 0 | 0 | 0 | 0
F3_Commercial_School_Existing_Miscellaneous_Natural Gas_Pool Heater_E10 | F3 | Commercial | School | Existing | Miscellaneous | Natural Gas | Pool Heater | E10 | System - kBTUs of Consumption | 0 | 0 | 0 | 0 | 0 | 0 | 0 | 0 | 0 | 0 | 0 | 0 | 0 | 0 | 0 | 0 | 0 | 0 | 0 | 0 | 0 | 0 | 0 | 0 | 0 | 0 | 0 | 0 | 0 | 0 | 0 | 0 | 0
F4_Commercial_School_Existing_Miscellaneous_Natural Gas_Pool Heater_E1 | F4 | Commercial | School | Existing | Miscellaneous | Natural Gas | Pool Heater | E1 | Utility - Cost of Equipment | 0 | 0 | 0 | 0 | 0 | 0 | 0 | 0 | 0 | 0 | 0 | 0 | 0 | 0 | 0 | 0 | 0 | 0 | 0 | 0 | 0 | 0 | 0 | 0 | 0 | 0 | 0 | 0 | 0 | 0 | 0 | 0 | 0
F4_Commercial_School_Existing_Miscellaneous_Natural Gas_Pool Heater_E2 | F4 | Commercial | School | Existing | Miscellaneous | Natural Gas | Pool Heater | E2 | Utility - Cost of Equipment | 0 | 0 | 0 | 0 | 0 | 0 | 0 | 0 | 0 | 0 | 0 | 0 | 0 | 0 | 0 | 0 | 0 | 0 | 0 | 0 | 0 | 0 | 0 | 0 | 0 | 0 | 0 | 0 | 0 | 0 | 0 | 0 | 0
F4_Commercial_School_Existing_Miscellaneous_Natural Gas_Pool Heater_E3 | F4 | Commercial | School | Existing | Miscellaneous | Natural Gas | Pool Heater | E3 | Utility - Cost of Equipment | 0 | 0 | 0 | 0 | 0 | 0 | 0 | 0 | 0 | 0 | 0 | 0 | 0 | 0 | 0 | 0 | 0 | 0 | 0 | 0 | 0 | 0 | 0 | 0 | 0 | 0 | 0 | 0 | 0 | 0 | 0 | 0 | 0
F4_Commercial_School_Existing_Miscellaneous_Natural Gas_Pool Heater_E4 | F4 | Commercial | School | Existing | Miscellaneous | Natural Gas | Pool Heater | E4 | Utility - Cost of Equipment | 0 | 0 | 0 | 0 | 0 | 0 | 0 | 0 | 0 | 0 | 0 | 0 | 0 | 0 | 0 | 0 | 0 | 0 | 0 | 0 | 0 | 0 | 0 | 0 | 0 | 0 | 0 | 0 | 0 | 0 | 0 | 0 | 0
F4_Commercial_School_Existing_Miscellaneous_Natural Gas_Pool Heater_E5 | F4 | Commercial | School | Existing | Miscellaneous | Natural Gas | Pool Heater | E5 | Utility - Cost of Equipment | 0 | 0 | 0 | 0 | 0 | 0 | 0 | 0 | 0 | 0 | 0 | 0 | 0 | 0 | 0 | 0 | 0 | 0 | 0 | 0 | 0 | 0 | 0 | 0 | 0 | 0 | 0 | 0 | 0 | 0 | 0 | 0 | 0
F4_Commercial_School_Existing_Miscellaneous_Natural Gas_Pool Heater_E6 | F4 | Commercial | School | Existing | Miscellaneous | Natural Gas | Pool Heater | E6 | Utility - Cost of Equipment | 0 | 0 | 0 | 0 | 0 | 0 | 0 | 0 | 0 | 0 | 0 | 0 | 0 | 0 | 0 | 0 | 0 | 0 | 0 | 0 | 0 | 0 | 0 | 0 | 0 | 0 | 0 | 0 | 0 | 0 | 0 | 0 | 0
F4_Commercial_School_Existing_Miscellaneous_Natural Gas_Pool Heater_E7 | F4 | Commercial | School | Existing | Miscellaneous | Natural Gas | Pool Heater | E7 | Utility - Cost of Equipment | 0 | 0 | 0 | 0 | 0 | 0 | 0 | 0 | 0 | 0 | 0 | 0 | 0 | 0 | 0 | 0 | 0 | 0 | 0 | 0 | 0 | 0 | 0 | 0 | 0 | 0 | 0 | 0 | 0 | 0 | 0 | 0 | 0
F4_Commercial_School_Existing_Miscellaneous_Natural Gas_Pool Heater_E8 | F4 | Commercial | School | Existing | Miscellaneous | Natural Gas | Pool Heater | E8 | Utility - Cost of Equipment | 0 | 0 | 0 | 0 | 0 | 0 | 0 | 0 | 0 | 0 | 0 | 0 | 0 | 0 | 0 | 0 | 0 | 0 | 0 | 0 | 0 | 0 | 0 | 0 | 0 | 0 | 0 | 0 | 0 | 0 | 0 | 0 | 0
F4_Commercial_School_Existing_Miscellaneous_Natural Gas_Pool Heater_E9 | F4 | Commercial | School | Existing | Miscellaneous | Natural Gas | Pool Heater | E9 | Utility - Cost of Equipment | 0 | 0 | 0 | 0 | 0 | 0 | 0 | 0 | 0 | 0 | 0 | 0 | 0 | 0 | 0 | 0 | 0 | 0 | 0 | 0 | 0 | 0 | 0 | 0 | 0 | 0 | 0 | 0 | 0 | 0 | 0 | 0 | 0
F4_Commercial_School_Existing_Miscellaneous_Natural Gas_Pool Heater_E10 | F4 | Commercial | School | Existing | Miscellaneous | Natural Gas | Pool Heater | E10 | Utility - Cost of Equipment | 0 | 0 | 0 | 0 | 0 | 0 | 0 | 0 | 0 | 0 | 0 | 0 | 0 | 0 | 0 | 0 | 0 | 0 | 0 | 0 | 0 | 0 | 0 | 0 | 0 | 0 | 0 | 0 | 0 | 0 | 0 | 0 | 0
F5_Commercial_School_Existing_Miscellaneous_Natural Gas_Pool Heater_E1 | F5 | Commercial | School | Existing | Miscellaneous | Natural Gas | Pool Heater | E1 | Utility - Cost of Operation | 0.00043265 | 0.00043265 | 0.00043265 | 0.00043265 | 0.00043265 | 0.00043265 | 0.00043265 | 0.00043265 | 0.00043265 | 0.00043265 | 0.00043265 | 0.00043265 | 0.00043265 | 0.00043265 | 0.00043265 | 0.00043265 | 0.00043265 | 0.00043265 | 0.00043265 | 0.00043265 | 0.00043265 | 0.00043265 | 0.00043265 | 0.00043265 | 0.00043265 | 0.00043265 | 0.00043265 | 0.00043265 | 0.00043265 | 0.00043265 | 0.00043265 | 0.00043265 | 0.00043265
F5_Commercial_School_Existing_Miscellaneous_Natural Gas_Pool Heater_E2 | F5 | Commercial | School | Existing | Miscellaneous | Natural Gas | Pool Heater | E2 | Utility - Cost of Operation | 0.00070842 | 0.00070842 | 0.00070842 | 0.00070842 | 0.00070842 | 0.00070842 | 0.00070842 | 0.00070842 | 0.00070842 | 0.00070842 | 0.00070842 | 0.00070842 | 0.00070842 | 0.00070842 | 0.00070842 | 0.00070842 | 0.00070842 | 0.00070842 | 0.00070842 | 0.00070842 | 0.00070842 | 0.00070842 | 0.00070842 | 0.00070842 | 0.00070842 | 0.00070842 | 0.00070842 | 0.00070842 | 0.00070842 | 0.00070842 | 0.00070842 | 0.00070842 | 0.00070842
F5_Commercial_School_Existing_Miscellaneous_Natural Gas_Pool Heater_E3 | F5 | Commercial | School | Existing | Miscellaneous | Natural Gas | Pool Heater | E3 | Utility - Cost of Operation | 0 | 0 | 0 | 0 | 0 | 0 | 0 | 0 | 0 | 0 | 0 | 0 | 0 | 0 | 0 | 0 | 0 | 0 | 0 | 0 | 0 | 0 | 0 | 0 | 0 | 0 | 0 | 0 | 0 | 0 | 0 | 0 | 0
F5_Commercial_School_Existing_Miscellaneous_Natural Gas_Pool Heater_E4 | F5 | Commercial | School | Existing | Miscellaneous | Natural Gas | Pool Heater | E4 | Utility - Cost of Operation | 0 | 0 | 0 | 0 | 0 | 0 | 0 | 0 | 0 | 0 | 0 | 0 | 0 | 0 | 0 | 0 | 0 | 0 | 0 | 0 | 0 | 0 | 0 | 0 | 0 | 0 | 0 | 0 | 0 | 0 | 0 | 0 | 0
F5_Commercial_School_Existing_Miscellaneous_Natural Gas_Pool Heater_E5 | F5 | Commercial | School | Existing | Miscellaneous | Natural Gas | Pool Heater | E5 | Utility - Cost of Operation | 0 | 0 | 0 | 0 | 0 | 0 | 0 | 0 | 0 | 0 | 0 | 0 | 0 | 0 | 0 | 0 | 0 | 0 | 0 | 0 | 0 | 0 | 0 | 0 | 0 | 0 | 0 | 0 | 0 | 0 | 0 | 0 | 0
F5_Commercial_School_Existing_Miscellaneous_Natural Gas_Pool Heater_E6 | F5 | Commercial | School | Existing | Miscellaneous | Natural Gas | Pool Heater | E6 | Utility - Cost of Operation | 0 | 0 | 0 | 0 | 0 | 0 | 0 | 0 | 0 | 0 | 0 | 0 | 0 | 0 | 0 | 0 | 0 | 0 | 0 | 0 | 0 | 0 | 0 | 0 | 0 | 0 | 0 | 0 | 0 | 0 | 0 | 0 | 0
F5_Commercial_School_Existing_Miscellaneous_Natural Gas_Pool Heater_E7 | F5 | Commercial | School | Existing | Miscellaneous | Natural Gas | Pool Heater | E7 | Utility - Cost of Operation | 0 | 0 | 0 | 0 | 0 | 0 | 0 | 0 | 0 | 0 | 0 | 0 | 0 | 0 | 0 | 0 | 0 | 0 | 0 | 0 | 0 | 0 | 0 | 0 | 0 | 0 | 0 | 0 | 0 | 0 | 0 | 0 | 0
F5_Commercial_School_Existing_Miscellaneous_Natural Gas_Pool Heater_E8 | F5 | Commercial | School | Existing | Miscellaneous | Natural Gas | Pool Heater | E8 | Utility - Cost of Operation | 0 | 0 | 0 | 0 | 0 | 0 | 0 | 0 | 0 | 0 | 0 | 0 | 0 | 0 | 0 | 0 | 0 | 0 | 0 | 0 | 0 | 0 | 0 | 0 | 0 | 0 | 0 | 0 | 0 | 0 | 0 | 0 | 0
F5_Commercial_School_Existing_Miscellaneous_Natural Gas_Pool Heater_E9 | F5 | Commercial | School | Existing | Miscellaneous | Natural Gas | Pool Heater | E9 | Utility - Cost of Operation | 0 | 0 | 0 | 0 | 0 | 0 | 0 | 0 | 0 | 0 | 0 | 0 | 0 | 0 | 0 | 0 | 0 | 0 | 0 | 0 | 0 | 0 | 0 | 0 | 0 | 0 | 0 | 0 | 0 | 0 | 0 | 0 | 0
F5_Commercial_School_Existing_Miscellaneous_Natural Gas_Pool Heater_E10 | F5 | Commercial | School | Existing | Miscellaneous | Natural Gas | Pool Heater | E10 | Utility - Cost of Operation | 0 | 0 | 0 | 0 | 0 | 0 | 0 | 0 | 0 | 0 | 0 | 0 | 0 | 0 | 0 | 0 | 0 | 0 | 0 | 0 | 0 | 0 | 0 | 0 | 0 | 0 | 0 | 0 | 0 | 0 | 0 | 0 | 0
F6_Commercial_School_Existing_Miscellaneous_Natural Gas_Pool Heater_E1 | F6 | Commercial | School | Existing | Miscellaneous | Natural Gas | Pool Heater | E1 | Utility - Value of Sales | 0.0017984 | 0.0018146 | 0.0018408 | 0.001835 | 0.001835 | 0.001835 | 0.001835 | 0.001835 | 0.001835 | 0.001835 | 0.001835 | 0.001835 | 0.001835 | 0.001835 | 0.001835 | 0.001835 | 0.001835 | 0.001835 | 0.001835 | 0.001835 | 0.001835 | 0.001835 | 0.001835 | 0.001835 | 0.001835 | 0.001835 | 0.001835 | 0.001835 | 0.001835 | 0.001835 | 0.001835 | 0.001835 | 0.001835
F6_Commercial_School_Existing_Miscellaneous_Natural Gas_Pool Heater_E2 | F6 | Commercial | School | Existing | Miscellaneous | Natural Gas | Pool Heater | E2 | Utility - Value of Sales | 0.0015286 | 0.0015424 | 0.0015647 | 0.0015598 | 0.0015598 | 0.0015598 | 0.0015598 | 0.0015598 | 0.0015598 | 0.0015598 | 0.0015598 | 0.0015598 | 0.0015598 | 0.0015598 | 0.0015598 | 0.0015598 | 0.0015598 | 0.0015598 | 0.0015598 | 0.0015598 | 0.0015598 | 0.0015598 | 0.0015598 | 0.0015598 | 0.0015598 | 0.0015598 | 0.0015598 | 0.0015598 | 0.0015598 | 0.0015598 | 0.0015598 | 0.0015598 | 0.0015598
F6_Commercial_School_Existing_Miscellaneous_Natural Gas_Pool Heater_E3 | F6 | Commercial | School | Existing | Miscellaneous | Natural Gas | Pool Heater | E3 | Utility - Value of Sales | 0 | 0 | 0 | 0 | 0 | 0 | 0 | 0 | 0 | 0 | 0 | 0 | 0 | 0 | 0 | 0 | 0 | 0 | 0 | 0 | 0 | 0 | 0 | 0 | 0 | 0 | 0 | 0 | 0 | 0 | 0 | 0 | 0
F6_Commercial_School_Existing_Miscellaneous_Natural Gas_Pool Heater_E4 | F6 | Commercial | School | Existing | Miscellaneous | Natural Gas | Pool Heater | E4 | Utility - Value of Sales | 0 | 0 | 0 | 0 | 0 | 0 | 0 | 0 | 0 | 0 | 0 | 0 | 0 | 0 | 0 | 0 | 0 | 0 | 0 | 0 | 0 | 0 | 0 | 0 | 0 | 0 | 0 | 0 | 0 | 0 | 0 | 0 | 0
F6_Commercial_School_Existing_Miscellaneous_Natural Gas_Pool Heater_E5 | F6 | Commercial | School | Existing | Miscellaneous | Natural Gas | Pool Heater | E5 | Utility - Value of Sales | 0 | 0 | 0 | 0 | 0 | 0 | 0 | 0 | 0 | 0 | 0 | 0 | 0 | 0 | 0 | 0 | 0 | 0 | 0 | 0 | 0 | 0 | 0 | 0 | 0 | 0 | 0 | 0 | 0 | 0 | 0 | 0 | 0
F6_Commercial_School_Existing_Miscellaneous_Natural Gas_Pool Heater_E6 | F6 | Commercial | School | Existing | Miscellaneous | Natural Gas | Pool Heater | E6 | Utility - Value of Sales | 0 | 0 | 0 | 0 | 0 | 0 | 0 | 0 | 0 | 0 | 0 | 0 | 0 | 0 | 0 | 0 | 0 | 0 | 0 | 0 | 0 | 0 | 0 | 0 | 0 | 0 | 0 | 0 | 0 | 0 | 0 | 0 | 0
F6_Commercial_School_Existing_Miscellaneous_Natural Gas_Pool Heater_E7 | F6 | Commercial | School | Existing | Miscellaneous | Natural Gas | Pool Heater | E7 | Utility - Value of Sales | 0 | 0 | 0 | 0 | 0 | 0 | 0 | 0 | 0 | 0 | 0 | 0 | 0 | 0 | 0 | 0 | 0 | 0 | 0 | 0 | 0 | 0 | 0 | 0 | 0 | 0 | 0 | 0 | 0 | 0 | 0 | 0 | 0
F6_Commercial_School_Existing_Miscellaneous_Natural Gas_Pool Heater_E8 | F6 | Commercial | School | Existing | Miscellaneous | Natural Gas | Pool Heater | E8 | Utility - Value of Sales | 0 | 0 | 0 | 0 | 0 | 0 | 0 | 0 | 0 | 0 | 0 | 0 | 0 | 0 | 0 | 0 | 0 | 0 | 0 | 0 | 0 | 0 | 0 | 0 | 0 | 0 | 0 | 0 | 0 | 0 | 0 | 0 | 0
F6_Commercial_School_Existing_Miscellaneous_Natural Gas_Pool Heater_E9 | F6 | Commercial | School | Existing | Miscellaneous | Natural Gas | Pool Heater | E9 | Utility - Value of Sales | 0 | 0 | 0 | 0 | 0 | 0 | 0 | 0 | 0 | 0 | 0 | 0 | 0 | 0 | 0 | 0 | 0 | 0 | 0 | 0 | 0 | 0 | 0 | 0 | 0 | 0 | 0 | 0 | 0 | 0 | 0 | 0 | 0
F6_Commercial_School_Existing_Miscellaneous_Natural Gas_Pool Heater_E10 | F6 | Commercial | School | Existing | Miscellaneous | Natural Gas | Pool Heater | E10 | Utility - Value of Sales | 0 | 0 | 0 | 0 | 0 | 0 | 0 | 0 | 0 | 0 | 0 | 0 | 0 | 0 | 0 | 0 | 0 | 0 | 0 | 0 | 0 | 0 | 0 | 0 | 0 | 0 | 0 | 0 | 0 | 0 | 0 | 0 | 0
F1_Commercial_School_Existing_Miscellaneous_Natural Gas_Miscellaneous_E1 | F1 | Commercial | School | Existing | Miscellaneous | Natural Gas | Miscellaneous | E1 | RVT - Cost of Equipment | 0 | 0 | 0 | 0 | 0 | 0 | 0 | 0 | 0 | 0 | 0 | 0 | 0 | 0 | 0 | 0 | 0 | 0 | 0 | 0 | 0 | 0 | 0 | 0 | 0 | 0 | 0 | 0 | 0 | 0 | 0 | 0 | 0
F1_Commercial_School_Existing_Miscellaneous_Natural Gas_Miscellaneous_E2 | F1 | Commercial | School | Existing | Miscellaneous | Natural Gas | Miscellaneous | E2 | RVT - Cost of Equipment | 0 | 0 | 0 | 0 | 0 | 0 | 0 | 0 | 0 | 0 | 0 | 0 | 0 | 0 | 0 | 0 | 0 | 0 | 0 | 0 | 0 | 0 | 0 | 0 | 0 | 0 | 0 | 0 | 0 | 0 | 0 | 0 | 0
F1_Commercial_School_Existing_Miscellaneous_Natural Gas_Miscellaneous_E3 | F1 | Commercial | School | Existing | Miscellaneous | Natural Gas | Miscellaneous | E3 | RVT - Cost of Equipment | 0 | 0 | 0 | 0 | 0 | 0 | 0 | 0 | 0 | 0 | 0 | 0 | 0 | 0 | 0 | 0 | 0 | 0 | 0 | 0 | 0 | 0 | 0 | 0 | 0 | 0 | 0 | 0 | 0 | 0 | 0 | 0 | 0
F1_Commercial_School_Existing_Miscellaneous_Natural Gas_Miscellaneous_E4 | F1 | Commercial | School | Existing | Miscellaneous | Natural Gas | Miscellaneous | E4 | RVT - Cost of Equipment | 0 | 0 | 0 | 0 | 0 | 0 | 0 | 0 | 0 | 0 | 0 | 0 | 0 | 0 | 0 | 0 | 0 | 0 | 0 | 0 | 0 | 0 | 0 | 0 | 0 | 0 | 0 | 0 | 0 | 0 | 0 | 0 | 0
F1_Commercial_School_Existing_Miscellaneous_Natural Gas_Miscellaneous_E5 | F1 | Commercial | School | Existing | Miscellaneous | Natural Gas | Miscellaneous | E5 | RVT - Cost of Equipment | 0 | 0 | 0 | 0 | 0 | 0 | 0 | 0 | 0 | 0 | 0 | 0 | 0 | 0 | 0 | 0 | 0 | 0 | 0 | 0 | 0 | 0 | 0 | 0 | 0 | 0 | 0 | 0 | 0 | 0 | 0 | 0 | 0
F1_Commercial_School_Existing_Miscellaneous_Natural Gas_Miscellaneous_E6 | F1 | Commercial | School | Existing | Miscellaneous | Natural Gas | Miscellaneous | E6 | RVT - Cost of Equipment | 0 | 0 | 0 | 0 | 0 | 0 | 0 | 0 | 0 | 0 | 0 | 0 | 0 | 0 | 0 | 0 | 0 | 0 | 0 | 0 | 0 | 0 | 0 | 0 | 0 | 0 | 0 | 0 | 0 | 0 | 0 | 0 | 0
F1_Commercial_School_Existing_Miscellaneous_Natural Gas_Miscellaneous_E7 | F1 | Commercial | School | Existing | Miscellaneous | Natural Gas | Miscellaneous | E7 | RVT - Cost of Equipment | 0 | 0 | 0 | 0 | 0 | 0 | 0 | 0 | 0 | 0 | 0 | 0 | 0 | 0 | 0 | 0 | 0 | 0 | 0 | 0 | 0 | 0 | 0 | 0 | 0 | 0 | 0 | 0 | 0 | 0 | 0 | 0 | 0
F1_Commercial_School_Existing_Miscellaneous_Natural Gas_Miscellaneous_E8 | F1 | Commercial | School | Existing | Miscellaneous | Natural Gas | Miscellaneous | E8 | RVT - Cost of Equipment | 0 | 0 | 0 | 0 | 0 | 0 | 0 | 0 | 0 | 0 | 0 | 0 | 0 | 0 | 0 | 0 | 0 | 0 | 0 | 0 | 0 | 0 | 0 | 0 | 0 | 0 | 0 | 0 | 0 | 0 | 0 | 0 | 0
F1_Commercial_School_Existing_Miscellaneous_Natural Gas_Miscellaneous_E9 | F1 | Commercial | School | Existing | Miscellaneous | Natural Gas | Miscellaneous | E9 | RVT - Cost of Equipment | 0 | 0 | 0 | 0 | 0 | 0 | 0 | 0 | 0 | 0 | 0 | 0 | 0 | 0 | 0 | 0 | 0 | 0 | 0 | 0 | 0 | 0 | 0 | 0 | 0 | 0 | 0 | 0 | 0 | 0 | 0 | 0 | 0
F1_Commercial_School_Existing_Miscellaneous_Natural Gas_Miscellaneous_E10 | F1 | Commercial | School | Existing | Miscellaneous | Natural Gas | Miscellaneous | E10 | RVT - Cost of Equipment | 0 | 0 | 0 | 0 | 0 | 0 | 0 | 0 | 0 | 0 | 0 | 0 | 0 | 0 | 0 | 0 | 0 | 0 | 0 | 0 | 0 | 0 | 0 | 0 | 0 | 0 | 0 | 0 | 0 | 0 | 0 | 0 | 0
F2_Commercial_School_Existing_Miscellaneous_Natural Gas_Miscellaneous_E1 | F2 | Commercial | School | Existing | Miscellaneous | Natural Gas | Miscellaneous | E1 | RVT - Cost of Operation | 0 | 0 | 0 | 0 | 0 | 0 | 0 | 0 | 0 | 0 | 0 | 0 | 0 | 0 | 0 | 0 | 0 | 0 | 0 | 0 | 0 | 0 | 0 | 0 | 0 | 0 | 0 | 0 | 0 | 0 | 0 | 0 | 0
F2_Commercial_School_Existing_Miscellaneous_Natural Gas_Miscellaneous_E2 | F2 | Commercial | School | Existing | Miscellaneous | Natural Gas | Miscellaneous | E2 | RVT - Cost of Operation | 0 | 0 | 0 | 0 | 0 | 0 | 0 | 0 | 0 | 0 | 0 | 0 | 0 | 0 | 0 | 0 | 0 | 0 | 0 | 0 | 0 | 0 | 0 | 0 | 0 | 0 | 0 | 0 | 0 | 0 | 0 | 0 | 0
F2_Commercial_School_Existing_Miscellaneous_Natural Gas_Miscellaneous_E3 | F2 | Commercial | School | Existing | Miscellaneous | Natural Gas | Miscellaneous | E3 | RVT - Cost of Operation | 0 | 0 | 0 | 0 | 0 | 0 | 0 | 0 | 0 | 0 | 0 | 0 | 0 | 0 | 0 | 0 | 0 | 0 | 0 | 0 | 0 | 0 | 0 | 0 | 0 | 0 | 0 | 0 | 0 | 0 | 0 | 0 | 0
F2_Commercial_School_Existing_Miscellaneous_Natural Gas_Miscellaneous_E4 | F2 | Commercial | School | Existing | Miscellaneous | Natural Gas | Miscellaneous | E4 | RVT - Cost of Operation | 0 | 0 | 0 | 0 | 0 | 0 | 0 | 0 | 0 | 0 | 0 | 0 | 0 | 0 | 0 | 0 | 0 | 0 | 0 | 0 | 0 | 0 | 0 | 0 | 0 | 0 | 0 | 0 | 0 | 0 | 0 | 0 | 0
F2_Commercial_School_Existing_Miscellaneous_Natural Gas_Miscellaneous_E5 | F2 | Commercial | School | Existing | Miscellaneous | Natural Gas | Miscellaneous | E5 | RVT - Cost of Operation | 0 | 0 | 0 | 0 | 0 | 0 | 0 | 0 | 0 | 0 | 0 | 0 | 0 | 0 | 0 | 0 | 0 | 0 | 0 | 0 | 0 | 0 | 0 | 0 | 0 | 0 | 0 | 0 | 0 | 0 | 0 | 0 | 0
F2_Commercial_School_Existing_Miscellaneous_Natural Gas_Miscellaneous_E6 | F2 | Commercial | School | Existing | Miscellaneous | Natural Gas | Miscellaneous | E6 | RVT - Cost of Operation | 0 | 0 | 0 | 0 | 0 | 0 | 0 | 0 | 0 | 0 | 0 | 0 | 0 | 0 | 0 | 0 | 0 | 0 | 0 | 0 | 0 | 0 | 0 | 0 | 0 | 0 | 0 | 0 | 0 | 0 | 0 | 0 | 0
F2_Commercial_School_Existing_Miscellaneous_Natural Gas_Miscellaneous_E7 | F2 | Commercial | School | Existing | Miscellaneous | Natural Gas | Miscellaneous | E7 | RVT - Cost of Operation | 0 | 0 | 0 | 0 | 0 | 0 | 0 | 0 | 0 | 0 | 0 | 0 | 0 | 0 | 0 | 0 | 0 | 0 | 0 | 0 | 0 | 0 | 0 | 0 | 0 | 0 | 0 | 0 | 0 | 0 | 0 | 0 | 0
F2_Commercial_School_Existing_Miscellaneous_Natural Gas_Miscellaneous_E8 | F2 | Commercial | School | Existing | Miscellaneous | Natural Gas | Miscellaneous | E8 | RVT - Cost of Operation | 0 | 0 | 0 | 0 | 0 | 0 | 0 | 0 | 0 | 0 | 0 | 0 | 0 | 0 | 0 | 0 | 0 | 0 | 0 | 0 | 0 | 0 | 0 | 0 | 0 | 0 | 0 | 0 | 0 | 0 | 0 | 0 | 0
F2_Commercial_School_Existing_Miscellaneous_Natural Gas_Miscellaneous_E9 | F2 | Commercial | School | Existing | Miscellaneous | Natural Gas | Miscellaneous | E9 | RVT - Cost of Operation | 0 | 0 | 0 | 0 | 0 | 0 | 0 | 0 | 0 | 0 | 0 | 0 | 0 | 0 | 0 | 0 | 0 | 0 | 0 | 0 | 0 | 0 | 0 | 0 | 0 | 0 | 0 | 0 | 0 | 0 | 0 | 0 | 0
F2_Commercial_School_Existing_Miscellaneous_Natural Gas_Miscellaneous_E10 | F2 | Commercial | School | Existing | Miscellaneous | Natural Gas | Miscellaneous | E10 | RVT - Cost of Operation | 0 | 0 | 0 | 0 | 0 | 0 | 0 | 0 | 0 | 0 | 0 | 0 | 0 | 0 | 0 | 0 | 0 | 0 | 0 | 0 | 0 | 0 | 0 | 0 | 0 | 0 | 0 | 0 | 0 | 0 | 0 | 0 | 0
F3_Commercial_School_Existing_Miscellaneous_Natural Gas_Miscellaneous_E1 | F3 | Commercial | School | Existing | Miscellaneous | Natural Gas | Miscellaneous | E1 | System - kBTUs of Consumption | 0.0022164 | 0.0022164 | 0.0022164 | 0.0022164 | 0.0022164 | 0.0022164 | 0.0022164 | 0.0022164 | 0.0022164 | 0.0022164 | 0.0022164 | 0.0022164 | 0.0022164 | 0.0022164 | 0.0022164 | 0.0022164 | 0.0022164 | 0.0022164 | 0.0022164 | 0.0022164 | 0.0022164 | 0.0022164 | 0.0022164 | 0.0022164 | 0.0022164 | 0.0022164 | 0.0022164 | 0.0022164 | 0.0022164 | 0.0022164 | 0.0022164 | 0.0022164 | 0.0022164
F3_Commercial_School_Existing_Miscellaneous_Natural Gas_Miscellaneous_E2 | F3 | Commercial | School | Existing | Miscellaneous | Natural Gas | Miscellaneous | E2 | System - kBTUs of Consumption | 0 | 0 | 0 | 0 | 0 | 0 | 0 | 0 | 0 | 0 | 0 | 0 | 0 | 0 | 0 | 0 | 0 | 0 | 0 | 0 | 0 | 0 | 0 | 0 | 0 | 0 | 0 | 0 | 0 | 0 | 0 | 0 | 0
F3_Commercial_School_Existing_Miscellaneous_Natural Gas_Miscellaneous_E3 | F3 | Commercial | School | Existing | Miscellaneous | Natural Gas | Miscellaneous | E3 | System - kBTUs of Consumption | 0 | 0 | 0 | 0 | 0 | 0 | 0 | 0 | 0 | 0 | 0 | 0 | 0 | 0 | 0 | 0 | 0 | 0 | 0 | 0 | 0 | 0 | 0 | 0 | 0 | 0 | 0 | 0 | 0 | 0 | 0 | 0 | 0
F3_Commercial_School_Existing_Miscellaneous_Natural Gas_Miscellaneous_E4 | F3 | Commercial | School | Existing | Miscellaneous | Natural Gas | Miscellaneous | E4 | System - kBTUs of Consumption | 0 | 0 | 0 | 0 | 0 | 0 | 0 | 0 | 0 | 0 | 0 | 0 | 0 | 0 | 0 | 0 | 0 | 0 | 0 | 0 | 0 | 0 | 0 | 0 | 0 | 0 | 0 | 0 | 0 | 0 | 0 | 0 | 0
F3_Commercial_School_Existing_Miscellaneous_Natural Gas_Miscellaneous_E5 | F3 | Commercial | School | Existing | Miscellaneous | Natural Gas | Miscellaneous | E5 | System - kBTUs of Consumption | 0 | 0 | 0 | 0 | 0 | 0 | 0 | 0 | 0 | 0 | 0 | 0 | 0 | 0 | 0 | 0 | 0 | 0 | 0 | 0 | 0 | 0 | 0 | 0 | 0 | 0 | 0 | 0 | 0 | 0 | 0 | 0 | 0
F3_Commercial_School_Existing_Miscellaneous_Natural Gas_Miscellaneous_E6 | F3 | Commercial | School | Existing | Miscellaneous | Natural Gas | Miscellaneous | E6 | System - kBTUs of Consumption | 0 | 0 | 0 | 0 | 0 | 0 | 0 | 0 | 0 | 0 | 0 | 0 | 0 | 0 | 0 | 0 | 0 | 0 | 0 | 0 | 0 | 0 | 0 | 0 | 0 | 0 | 0 | 0 | 0 | 0 | 0 | 0 | 0
F3_Commercial_School_Existing_Miscellaneous_Natural Gas_Miscellaneous_E7 | F3 | Commercial | School | Existing | Miscellaneous | Natural Gas | Miscellaneous | E7 | System - kBTUs of Consumption | 0 | 0 | 0 | 0 | 0 | 0 | 0 | 0 | 0 | 0 | 0 | 0 | 0 | 0 | 0 | 0 | 0 | 0 | 0 | 0 | 0 | 0 | 0 | 0 | 0 | 0 | 0 | 0 | 0 | 0 | 0 | 0 | 0
F3_Commercial_School_Existing_Miscellaneous_Natural Gas_Miscellaneous_E8 | F3 | Commercial | School | Existing | Miscellaneous | Natural Gas | Miscellaneous | E8 | System - kBTUs of Consumption | 0 | 0 | 0 | 0 | 0 | 0 | 0 | 0 | 0 | 0 | 0 | 0 | 0 | 0 | 0 | 0 | 0 | 0 | 0 | 0 | 0 | 0 | 0 | 0 | 0 | 0 | 0 | 0 | 0 | 0 | 0 | 0 | 0
F3_Commercial_School_Existing_Miscellaneous_Natural Gas_Miscellaneous_E9 | F3 | Commercial | School | Existing | Miscellaneous | Natural Gas | Miscellaneous | E9 | System - kBTUs of Consumption | 0 | 0 | 0 | 0 | 0 | 0 | 0 | 0 | 0 | 0 | 0 | 0 | 0 | 0 | 0 | 0 | 0 | 0 | 0 | 0 | 0 | 0 | 0 | 0 | 0 | 0 | 0 | 0 | 0 | 0 | 0 | 0 | 0
F3_Commercial_School_Existing_Miscellaneous_Natural Gas_Miscellaneous_E10 | F3 | Commercial | School | Existing | Miscellaneous | Natural Gas | Miscellaneous | E10 | System - kBTUs of Consumption | 0 | 0 | 0 | 0 | 0 | 0 | 0 | 0 | 0 | 0 | 0 | 0 | 0 | 0 | 0 | 0 | 0 | 0 | 0 | 0 | 0 | 0 | 0 | 0 | 0 | 0 | 0 | 0 | 0 | 0 | 0 | 0 | 0
F4_Commercial_School_Existing_Miscellaneous_Natural Gas_Miscellaneous_E1 | F4 | Commercial | School | Existing | Miscellaneous | Natural Gas | Miscellaneous | E1 | Utility - Cost of Equipment | 0 | 0 | 0 | 0 | 0 | 0 | 0 | 0 | 0 | 0 | 0 | 0 | 0 | 0 | 0 | 0 | 0 | 0 | 0 | 0 | 0 | 0 | 0 | 0 | 0 | 0 | 0 | 0 | 0 | 0 | 0 | 0 | 0
F4_Commercial_School_Existing_Miscellaneous_Natural Gas_Miscellaneous_E2 | F4 | Commercial | School | Existing | Miscellaneous | Natural Gas | Miscellaneous | E2 | Utility - Cost of Equipment | 0 | 0 | 0 | 0 | 0 | 0 | 0 | 0 | 0 | 0 | 0 | 0 | 0 | 0 | 0 | 0 | 0 | 0 | 0 | 0 | 0 | 0 | 0 | 0 | 0 | 0 | 0 | 0 | 0 | 0 | 0 | 0 | 0
F4_Commercial_School_Existing_Miscellaneous_Natural Gas_Miscellaneous_E3 | F4 | Commercial | School | Existing | Miscellaneous | Natural Gas | Miscellaneous | E3 | Utility - Cost of Equipment | 0 | 0 | 0 | 0 | 0 | 0 | 0 | 0 | 0 | 0 | 0 | 0 | 0 | 0 | 0 | 0 | 0 | 0 | 0 | 0 | 0 | 0 | 0 | 0 | 0 | 0 | 0 | 0 | 0 | 0 | 0 | 0 | 0
F4_Commercial_School_Existing_Miscellaneous_Natural Gas_Miscellaneous_E4 | F4 | Commercial | School | Existing | Miscellaneous | Natural Gas | Miscellaneous | E4 | Utility - Cost of Equipment | 0 | 0 | 0 | 0 | 0 | 0 | 0 | 0 | 0 | 0 | 0 | 0 | 0 | 0 | 0 | 0 | 0 | 0 | 0 | 0 | 0 | 0 | 0 | 0 | 0 | 0 | 0 | 0 | 0 | 0 | 0 | 0 | 0
F4_Commercial_School_Existing_Miscellaneous_Natural Gas_Miscellaneous_E5 | F4 | Commercial | School | Existing | Miscellaneous | Natural Gas | Miscellaneous | E5 | Utility - Cost of Equipment | 0 | 0 | 0 | 0 | 0 | 0 | 0 | 0 | 0 | 0 | 0 | 0 | 0 | 0 | 0 | 0 | 0 | 0 | 0 | 0 | 0 | 0 | 0 | 0 | 0 | 0 | 0 | 0 | 0 | 0 | 0 | 0 | 0
F4_Commercial_School_Existing_Miscellaneous_Natural Gas_Miscellaneous_E6 | F4 | Commercial | School | Existing | Miscellaneous | Natural Gas | Miscellaneous | E6 | Utility - Cost of Equipment | 0 | 0 | 0 | 0 | 0 | 0 | 0 | 0 | 0 | 0 | 0 | 0 | 0 | 0 | 0 | 0 | 0 | 0 | 0 | 0 | 0 | 0 | 0 | 0 | 0 | 0 | 0 | 0 | 0 | 0 | 0 | 0 | 0
F4_Commercial_School_Existing_Miscellaneous_Natural Gas_Miscellaneous_E7 | F4 | Commercial | School | Existing | Miscellaneous | Natural Gas | Miscellaneous | E7 | Utility - Cost of Equipment | 0 | 0 | 0 | 0 | 0 | 0 | 0 | 0 | 0 | 0 | 0 | 0 | 0 | 0 | 0 | 0 | 0 | 0 | 0 | 0 | 0 | 0 | 0 | 0 | 0 | 0 | 0 | 0 | 0 | 0 | 0 | 0 | 0
F4_Commercial_School_Existing_Miscellaneous_Natural Gas_Miscellaneous_E8 | F4 | Commercial | School | Existing | Miscellaneous | Natural Gas | Miscellaneous | E8 | Utility - Cost of Equipment | 0 | 0 | 0 | 0 | 0 | 0 | 0 | 0 | 0 | 0 | 0 | 0 | 0 | 0 | 0 | 0 | 0 | 0 | 0 | 0 | 0 | 0 | 0 | 0 | 0 | 0 | 0 | 0 | 0 | 0 | 0 | 0 | 0
F4_Commercial_School_Existing_Miscellaneous_Natural Gas_Miscellaneous_E9 | F4 | Commercial | School | Existing | Miscellaneous | Natural Gas | Miscellaneous | E9 | Utility - Cost of Equipment | 0 | 0 | 0 | 0 | 0 | 0 | 0 | 0 | 0 | 0 | 0 | 0 | 0 | 0 | 0 | 0 | 0 | 0 | 0 | 0 | 0 | 0 | 0 | 0 | 0 | 0 | 0 | 0 | 0 | 0 | 0 | 0 | 0
F4_Commercial_School_Existing_Miscellaneous_Natural Gas_Miscellaneous_E10 | F4 | Commercial | School | Existing | Miscellaneous | Natural Gas | Miscellaneous | E10 | Utility - Cost of Equipment | 0 | 0 | 0 | 0 | 0 | 0 | 0 | 0 | 0 | 0 | 0 | 0 | 0 | 0 | 0 | 0 | 0 | 0 | 0 | 0 | 0 | 0 | 0 | 0 | 0 | 0 | 0 | 0 | 0 | 0 | 0 | 0 | 0
F5_Commercial_School_Existing_Miscellaneous_Natural Gas_Miscellaneous_E1 | F5 | Commercial | School | Existing | Miscellaneous | Natural Gas | Miscellaneous | E1 | Utility - Cost of Operation | 0.0022164 | 0.0022164 | 0.0022164 | 0.0022164 | 0.0022164 | 0.0022164 | 0.0022164 | 0.0022164 | 0.0022164 | 0.0022164 | 0.0022164 | 0.0022164 | 0.0022164 | 0.0022164 | 0.0022164 | 0.0022164 | 0.0022164 | 0.0022164 | 0.0022164 | 0.0022164 | 0.0022164 | 0.0022164 | 0.0022164 | 0.0022164 | 0.0022164 | 0.0022164 | 0.0022164 | 0.0022164 | 0.0022164 | 0.0022164 | 0.0022164 | 0.0022164 | 0.0022164
F5_Commercial_School_Existing_Miscellaneous_Natural Gas_Miscellaneous_E2 | F5 | Commercial | School | Existing | Miscellaneous | Natural Gas | Miscellaneous | E2 | Utility - Cost of Operation | 0 | 0 | 0 | 0 | 0 | 0 | 0 | 0 | 0 | 0 | 0 | 0 | 0 | 0 | 0 | 0 | 0 | 0 | 0 | 0 | 0 | 0 | 0 | 0 | 0 | 0 | 0 | 0 | 0 | 0 | 0 | 0 | 0
F5_Commercial_School_Existing_Miscellaneous_Natural Gas_Miscellaneous_E3 | F5 | Commercial | School | Existing | Miscellaneous | Natural Gas | Miscellaneous | E3 | Utility - Cost of Operation | 0 | 0 | 0 | 0 | 0 | 0 | 0 | 0 | 0 | 0 | 0 | 0 | 0 | 0 | 0 | 0 | 0 | 0 | 0 | 0 | 0 | 0 | 0 | 0 | 0 | 0 | 0 | 0 | 0 | 0 | 0 | 0 | 0
F5_Commercial_School_Existing_Miscellaneous_Natural Gas_Miscellaneous_E4 | F5 | Commercial | School | Existing | Miscellaneous | Natural Gas | Miscellaneous | E4 | Utility - Cost of Operation | 0 | 0 | 0 | 0 | 0 | 0 | 0 | 0 | 0 | 0 | 0 | 0 | 0 | 0 | 0 | 0 | 0 | 0 | 0 | 0 | 0 | 0 | 0 | 0 | 0 | 0 | 0 | 0 | 0 | 0 | 0 | 0 | 0
F5_Commercial_School_Existing_Miscellaneous_Natural Gas_Miscellaneous_E5 | F5 | Commercial | School | Existing | Miscellaneous | Natural Gas | Miscellaneous | E5 | Utility - Cost of Operation | 0 | 0 | 0 | 0 | 0 | 0 | 0 | 0 | 0 | 0 | 0 | 0 | 0 | 0 | 0 | 0 | 0 | 0 | 0 | 0 | 0 | 0 | 0 | 0 | 0 | 0 | 0 | 0 | 0 | 0 | 0 | 0 | 0
F5_Commercial_School_Existing_Miscellaneous_Natural Gas_Miscellaneous_E6 | F5 | Commercial | School | Existing | Miscellaneous | Natural Gas | Miscellaneous | E6 | Utility - Cost of Operation | 0 | 0 | 0 | 0 | 0 | 0 | 0 | 0 | 0 | 0 | 0 | 0 | 0 | 0 | 0 | 0 | 0 | 0 | 0 | 0 | 0 | 0 | 0 | 0 | 0 | 0 | 0 | 0 | 0 | 0 | 0 | 0 | 0
F5_Commercial_School_Existing_Miscellaneous_Natural Gas_Miscellaneous_E7 | F5 | Commercial | School | Existing | Miscellaneous | Natural Gas | Miscellaneous | E7 | Utility - Cost of Operation | 0 | 0 | 0 | 0 | 0 | 0 | 0 | 0 | 0 | 0 | 0 | 0 | 0 | 0 | 0 | 0 | 0 | 0 | 0 | 0 | 0 | 0 | 0 | 0 | 0 | 0 | 0 | 0 | 0 | 0 | 0 | 0 | 0
F5_Commercial_School_Existing_Miscellaneous_Natural Gas_Miscellaneous_E8 | F5 | Commercial | School | Existing | Miscellaneous | Natural Gas | Miscellaneous | E8 | Utility - Cost of Operation | 0 | 0 | 0 | 0 | 0 | 0 | 0 | 0 | 0 | 0 | 0 | 0 | 0 | 0 | 0 | 0 | 0 | 0 | 0 | 0 | 0 | 0 | 0 | 0 | 0 | 0 | 0 | 0 | 0 | 0 | 0 | 0 | 0
F5_Commercial_School_Existing_Miscellaneous_Natural Gas_Miscellaneous_E9 | F5 | Commercial | School | Existing | Miscellaneous | Natural Gas | Miscellaneous | E9 | Utility - Cost of Operation | 0 | 0 | 0 | 0 | 0 | 0 | 0 | 0 | 0 | 0 | 0 | 0 | 0 | 0 | 0 | 0 | 0 | 0 | 0 | 0 | 0 | 0 | 0 | 0 | 0 | 0 | 0 | 0 | 0 | 0 | 0 | 0 | 0
F5_Commercial_School_Existing_Miscellaneous_Natural Gas_Miscellaneous_E10 | F5 | Commercial | School | Existing | Miscellaneous | Natural Gas | Miscellaneous | E10 | Utility - Cost of Operation | 0 | 0 | 0 | 0 | 0 | 0 | 0 | 0 | 0 | 0 | 0 | 0 | 0 | 0 | 0 | 0 | 0 | 0 | 0 | 0 | 0 | 0 | 0 | 0 | 0 | 0 | 0 | 0 | 0 | 0 | 0 | 0 | 0
F6_Commercial_School_Existing_Miscellaneous_Natural Gas_Miscellaneous_E1 | F6 | Commercial | School | Existing | Miscellaneous | Natural Gas | Miscellaneous | E1 | Utility - Value of Sales | 0.0096274 | 0.0097376 | 0.0099063 | 0.0098693 | 0.0098693 | 0.0098693 | 0.0098693 | 0.0098693 | 0.0098693 | 0.0098693 | 0.0098693 | 0.0098693 | 0.0098693 | 0.0098693 | 0.0098693 | 0.0098693 | 0.0098693 | 0.0098693 | 0.0098693 | 0.0098693 | 0.0098693 | 0.0098693 | 0.0098693 | 0.0098693 | 0.0098693 | 0.0098693 | 0.0098693 | 0.0098693 | 0.0098693 | 0.0098693 | 0.0098693 | 0.0098693 | 0.0098693
F6_Commercial_School_Existing_Miscellaneous_Natural Gas_Miscellaneous_E2 | F6 | Commercial | School | Existing | Miscellaneous | Natural Gas | Miscellaneous | E2 | Utility - Value of Sales | 0 | 0 | 0 | 0 | 0 | 0 | 0 | 0 | 0 | 0 | 0 | 0 | 0 | 0 | 0 | 0 | 0 | 0 | 0 | 0 | 0 | 0 | 0 | 0 | 0 | 0 | 0 | 0 | 0 | 0 | 0 | 0 | 0
F6_Commercial_School_Existing_Miscellaneous_Natural Gas_Miscellaneous_E3 | F6 | Commercial | School | Existing | Miscellaneous | Natural Gas | Miscellaneous | E3 | Utility - Value of Sales | 0 | 0 | 0 | 0 | 0 | 0 | 0 | 0 | 0 | 0 | 0 | 0 | 0 | 0 | 0 | 0 | 0 | 0 | 0 | 0 | 0 | 0 | 0 | 0 | 0 | 0 | 0 | 0 | 0 | 0 | 0 | 0 | 0
F6_Commercial_School_Existing_Miscellaneous_Natural Gas_Miscellaneous_E4 | F6 | Commercial | School | Existing | Miscellaneous | Natural Gas | Miscellaneous | E4 | Utility - Value of Sales | 0 | 0 | 0 | 0 | 0 | 0 | 0 | 0 | 0 | 0 | 0 | 0 | 0 | 0 | 0 | 0 | 0 | 0 | 0 | 0 | 0 | 0 | 0 | 0 | 0 | 0 | 0 | 0 | 0 | 0 | 0 | 0 | 0
F6_Commercial_School_Existing_Miscellaneous_Natural Gas_Miscellaneous_E5 | F6 | Commercial | School | Existing | Miscellaneous | Natural Gas | Miscellaneous | E5 | Utility - Value of Sales | 0 | 0 | 0 | 0 | 0 | 0 | 0 | 0 | 0 | 0 | 0 | 0 | 0 | 0 | 0 | 0 | 0 | 0 | 0 | 0 | 0 | 0 | 0 | 0 | 0 | 0 | 0 | 0 | 0 | 0 | 0 | 0 | 0
F6_Commercial_School_Existing_Miscellaneous_Natural Gas_Miscellaneous_E6 | F6 | Commercial | School | Existing | Miscellaneous | Natural Gas | Miscellaneous | E6 | Utility - Value of Sales | 0 | 0 | 0 | 0 | 0 | 0 | 0 | 0 | 0 | 0 | 0 | 0 | 0 | 0 | 0 | 0 | 0 | 0 | 0 | 0 | 0 | 0 | 0 | 0 | 0 | 0 | 0 | 0 | 0 | 0 | 0 | 0 | 0
F6_Commercial_School_Existing_Miscellaneous_Natural Gas_Miscellaneous_E7 | F6 | Commercial | School | Existing | Miscellaneous | Natural Gas | Miscellaneous | E7 | Utility - Value of Sales | 0 | 0 | 0 | 0 | 0 | 0 | 0 | 0 | 0 | 0 | 0 | 0 | 0 | 0 | 0 | 0 | 0 | 0 | 0 | 0 | 0 | 0 | 0 | 0 | 0 | 0 | 0 | 0 | 0 | 0 | 0 | 0 | 0
F6_Commercial_School_Existing_Miscellaneous_Natural Gas_Miscellaneous_E8 | F6 | Commercial | School | Existing | Miscellaneous | Natural Gas | Miscellaneous | E8 | Utility - Value of Sales | 0 | 0 | 0 | 0 | 0 | 0 | 0 | 0 | 0 | 0 | 0 | 0 | 0 | 0 | 0 | 0 | 0 | 0 | 0 | 0 | 0 | 0 | 0 | 0 | 0 | 0 | 0 | 0 | 0 | 0 | 0 | 0 | 0
F6_Commercial_School_Existing_Miscellaneous_Natural Gas_Miscellaneous_E9 | F6 | Commercial | School | Existing | Miscellaneous | Natural Gas | Miscellaneous | E9 | Utility - Value of Sales | 0 | 0 | 0 | 0 | 0 | 0 | 0 | 0 | 0 | 0 | 0 | 0 | 0 | 0 | 0 | 0 | 0 | 0 | 0 | 0 | 0 | 0 | 0 | 0 | 0 | 0 | 0 | 0 | 0 | 0 | 0 | 0 | 0
F6_Commercial_School_Existing_Miscellaneous_Natural Gas_Miscellaneous_E10 | F6 | Commercial | School | Existing | Miscellaneous | Natural Gas | Miscellaneous | E10 | Utility - Value of Sales | 0 | 0 | 0 | 0 | 0 | 0 | 0 | 0 | 0 | 0 | 0 | 0 | 0 | 0 | 0 | 0 | 0 | 0 | 0 | 0 | 0 | 0 | 0 | 0 | 0 | 0 | 0 | 0 | 0 | 0 | 0 | 0 | 0
F1_Commercial_School_New_Space Heating_Natural Gas_Furnace_E1 | F1 | Commercial | School | New | Space Heating | Natural Gas | Furnace | E1 | RVT - Cost of Equipment | 0.6415 | 0.64125 | 0.64242 | 0.63937 | 0.63728 | 0 | 0 | 0 | 0 | 0 | 0 | 0 | 0 | 0 | 0 | 0 | 0 | 0 | 0 | 0 | 0 | 0 | 0 | 0 | 0 | 0 | 0 | 0 | 0 | 0 | 0 | 0 | 0
F1_Commercial_School_New_Space Heating_Natural Gas_Furnace_E2 | F1 | Commercial | School | New | Space Heating | Natural Gas | Furnace | E2 | RVT - Cost of Equipment | 0.63358 | 0.63334 | 0.63449 | 0.63147 | 0.62941 | 0 | 0 | 0 | 0 | 0 | 0 | 0 | 0 | 0 | 0 | 0 | 0 | 0 | 0 | 0 | 0 | 0 | 0 | 0 | 0 | 0 | 0 | 0 | 0 | 0 | 0 | 0 | 0
F1_Commercial_School_New_Space Heating_Natural Gas_Furnace_E3 | F1 | Commercial | School | New | Space Heating | Natural Gas | Furnace | E3 | RVT - Cost of Equipment | 0.57663 | 0.57641 | 0.57745 | 0.57471 | 0.57283 | 0.57224 | 0.57281 | 0.57311 | 0.57378 | 0.57433 | 0.5748 | 0.57516 | 0.57562 | 0.57614 | 0.57653 | 0.57695 | 0.57736 | 0.5779 | 0.5784 | 0.57904 | 0.5796 | 0.5802 | 0.58069 | 0.58128 | 0.58173 | 0.58215 | 0.58254 | 0.58297 | 0.58325 | 0.58356 | 0.58373 | 0.58397 | 0.58397
F1_Commercial_School_New_Space Heating_Natural Gas_Furnace_E4 | F1 | Commercial | School | New | Space Heating | Natural Gas | Furnace | E4 | RVT - Cost of Equipment | 0.53458 | 0.53438 | 0.53535 | 0.53281 | 0.53107 | 0.53051 | 0.53104 | 0.53132 | 0.53194 | 0.53245 | 0.53289 | 0.53322 | 0.53365 | 0.53413 | 0.53449 | 0.53488 | 0.53526 | 0.53576 | 0.53623 | 0.53682 | 0.53734 | 0.53789 | 0.53835 | 0.5389 | 0.53932 | 0.5397 | 0.54007 | 0.54046 | 0.54072 | 0.54101 | 0.54117 | 0.54138 | 0.54138
F1_Commercial_School_New_Space Heating_Natural Gas_Furnace_E5 | F1 | Commercial | School | New | Space Heating | Natural Gas | Furnace | E5 | RVT - Cost of Equipment | 0 | 0 | 0 | 0 | 0 | 0 | 0 | 0.39236 | 0.39282 | 0.39319 | 0.39352 | 0.39376 | 0.39408 | 0.39443 | 0.3947 | 0.39499 | 0.39527 | 0.39564 | 0.39598 | 0.39642 | 0.3968 | 0.39721 | 0.39755 | 0.39795 | 0.39826 | 0.39855 | 0.39882 | 0.39911 | 0.3993 | 0.39951 | 0.39963 | 0.39979 | 0.39979
F1_Commercial_School_New_Space Heating_Natural Gas_Furnace_E6 | F1 | Commercial | School | New | Space Heating | Natural Gas | Furnace | E6 | RVT - Cost of Equipment | 0 | 0 | 0 | 0 | 0 | 0 | 0 | 0 | 0 | 0 | 0 | 0 | 0 | 0 | 0 | 0 | 0 | 0 | 0 | 0 | 0 | 0 | 0 | 0 | 0 | 0 | 0 | 0 | 0 | 0 | 0 | 0 | 0
F1_Commercial_School_New_Space Heating_Natural Gas_Furnace_E7 | F1 | Commercial | School | New | Space Heating | Natural Gas | Furnace | E7 | RVT - Cost of Equipment | 0 | 0 | 0 | 0 | 0 | 0 | 0 | 0 | 0 | 0 | 0 | 0 | 0 | 0 | 0 | 0 | 0 | 0 | 0 | 0 | 0 | 0 | 0 | 0 | 0 | 0 | 0 | 0 | 0 | 0 | 0 | 0 | 0
F1_Commercial_School_New_Space Heating_Natural Gas_Furnace_E8 | F1 | Commercial | School | New | Space Heating | Natural Gas | Furnace | E8 | RVT - Cost of Equipment | 0 | 0 | 0 | 0 | 0 | 0 | 0 | 0 | 0 | 0 | 0 | 0 | 0 | 0 | 0 | 0 | 0 | 0 | 0 | 0 | 0 | 0 | 0 | 0 | 0 | 0 | 0 | 0 | 0 | 0 | 0 | 0 | 0
F1_Commercial_School_New_Space Heating_Natural Gas_Furnace_E9 | F1 | Commercial | School | New | Space Heating | Natural Gas | Furnace | E9 | RVT - Cost of Equipment | 0 | 0 | 0 | 0 | 0 | 0 | 0 | 0 | 0 | 0 | 0 | 0 | 0 | 0 | 0 | 0 | 0 | 0 | 0 | 0 | 0 | 0 | 0 | 0 | 0 | 0 | 0 | 0 | 0 | 0 | 0 | 0 | 0
F1_Commercial_School_New_Space Heating_Natural Gas_Furnace_E10 | F1 | Commercial | School | New | Space Heating | Natural Gas | Furnace | E10 | RVT - Cost of Equipment | 0 | 0 | 0 | 0 | 0 | 0 | 0 | 0 | 0 | 0 | 0 | 0 | 0 | 0 | 0 | 0 | 0 | 0 | 0 | 0 | 0 | 0 | 0 | 0 | 0 | 0 | 0 | 0 | 0 | 0 | 0 | 0 | 0
F2_Commercial_School_New_Space Heating_Natural Gas_Furnace_E1 | F2 | Commercial | School | New | Space Heating | Natural Gas | Furnace | E1 | RVT - Cost of Operation | 0.76856 | 0.76826 | 0.76966 | 0.766 | 0.7635 | 0 | 0 | 0 | 0 | 0 | 0 | 0 | 0 | 0 | 0 | 0 | 0 | 0 | 0 | 0 | 0 | 0 | 0 | 0 | 0 | 0 | 0 | 0 | 0 | 0 | 0 | 0 | 0
F2_Commercial_School_New_Space Heating_Natural Gas_Furnace_E2 | F2 | Commercial | School | New | Space Heating | Natural Gas | Furnace | E2 | RVT - Cost of Operation | 0.75907 | 0.75878 | 0.76016 | 0.75655 | 0.75407 | 0 | 0 | 0 | 0 | 0 | 0 | 0 | 0 | 0 | 0 | 0 | 0 | 0 | 0 | 0 | 0 | 0 | 0 | 0 | 0 | 0 | 0 | 0 | 0 | 0 | 0 | 0 | 0
F2_Commercial_School_New_Space Heating_Natural Gas_Furnace_E3 | F2 | Commercial | School | New | Space Heating | Natural Gas | Furnace | E3 | RVT - Cost of Operation | 0.69084 | 0.69057 | 0.69183 | 0.68854 | 0.68629 | 0.68558 | 0.68626 | 0.68662 | 0.68742 | 0.68808 | 0.68865 | 0.68908 | 0.68963 | 0.69025 | 0.69072 | 0.69122 | 0.69172 | 0.69236 | 0.69296 | 0.69373 | 0.6944 | 0.69512 | 0.69571 | 0.69641 | 0.69695 | 0.69745 | 0.69792 | 0.69844 | 0.69877 | 0.69914 | 0.69935 | 0.69963 | 0.69963
F2_Commercial_School_New_Space Heating_Natural Gas_Furnace_E4 | F2 | Commercial | School | New | Space Heating | Natural Gas | Furnace | E4 | RVT - Cost of Operation | 0.64047 | 0.64022 | 0.64138 | 0.63834 | 0.63625 | 0.63559 | 0.63622 | 0.63655 | 0.6373 | 0.63791 | 0.63843 | 0.63883 | 0.63935 | 0.63992 | 0.64036 | 0.64082 | 0.64128 | 0.64187 | 0.64243 | 0.64315 | 0.64377 | 0.64443 | 0.64498 | 0.64563 | 0.64614 | 0.6466 | 0.64703 | 0.64751 | 0.64782 | 0.64816 | 0.64836 | 0.64861 | 0.64861
F2_Commercial_School_New_Space Heating_Natural Gas_Furnace_E5 | F2 | Commercial | School | New | Space Heating | Natural Gas | Furnace | E5 | RVT - Cost of Operation | 0 | 0 | 0 | 0 | 0 | 0 | 0 | 0.47007 | 0.47062 | 0.47107 | 0.47146 | 0.47175 | 0.47213 | 0.47256 | 0.47288 | 0.47322 | 0.47356 | 0.474 | 0.47441 | 0.47494 | 0.4754 | 0.47589 | 0.47629 | 0.47678 | 0.47715 | 0.47749 | 0.47781 | 0.47816 | 0.47839 | 0.47864 | 0.47879 | 0.47898 | 0.47898
F2_Commercial_School_New_Space Heating_Natural Gas_Furnace_E6 | F2 | Commercial | School | New | Space Heating | Natural Gas | Furnace | E6 | RVT - Cost of Operation | 0 | 0 | 0 | 0 | 0 | 0 | 0 | 0 | 0 | 0 | 0 | 0 | 0 | 0 | 0 | 0 | 0 | 0 | 0 | 0 | 0 | 0 | 0 | 0 | 0 | 0 | 0 | 0 | 0 | 0 | 0 | 0 | 0
F2_Commercial_School_New_Space Heating_Natural Gas_Furnace_E7 | F2 | Commercial | School | New | Space Heating | Natural Gas | Furnace | E7 | RVT - Cost of Operation | 0 | 0 | 0 | 0 | 0 | 0 | 0 | 0 | 0 | 0 | 0 | 0 | 0 | 0 | 0 | 0 | 0 | 0 | 0 | 0 | 0 | 0 | 0 | 0 | 0 | 0 | 0 | 0 | 0 | 0 | 0 | 0 | 0
F2_Commercial_School_New_Space Heating_Natural Gas_Furnace_E8 | F2 | Commercial | School | New | Space Heating | Natural Gas | Furnace | E8 | RVT - Cost of Operation | 0 | 0 | 0 | 0 | 0 | 0 | 0 | 0 | 0 | 0 | 0 | 0 | 0 | 0 | 0 | 0 | 0 | 0 | 0 | 0 | 0 | 0 | 0 | 0 | 0 | 0 | 0 | 0 | 0 | 0 | 0 | 0 | 0
F2_Commercial_School_New_Space Heating_Natural Gas_Furnace_E9 | F2 | Commercial | School | New | Space Heating | Natural Gas | Furnace | E9 | RVT - Cost of Operation | 0 | 0 | 0 | 0 | 0 | 0 | 0 | 0 | 0 | 0 | 0 | 0 | 0 | 0 | 0 | 0 | 0 | 0 | 0 | 0 | 0 | 0 | 0 | 0 | 0 | 0 | 0 | 0 | 0 | 0 | 0 | 0 | 0
F2_Commercial_School_New_Space Heating_Natural Gas_Furnace_E10 | F2 | Commercial | School | New | Space Heating | Natural Gas | Furnace | E10 | RVT - Cost of Operation | 0 | 0 | 0 | 0 | 0 | 0 | 0 | 0 | 0 | 0 | 0 | 0 | 0 | 0 | 0 | 0 | 0 | 0 | 0 | 0 | 0 | 0 | 0 | 0 | 0 | 0 | 0 | 0 | 0 | 0 | 0 | 0 | 0
F3_Commercial_School_New_Space Heating_Natural Gas_Furnace_E1 | F3 | Commercial | School | New | Space Heating | Natural Gas | Furnace | E1 | System - kBTUs of Consumption | 0.065374 | 0.065374 | 0.065374 | 0.065374 | 0.065374 | 0 | 0 | 0 | 0 | 0 | 0 | 0 | 0 | 0 | 0 | 0 | 0 | 0 | 0 | 0 | 0 | 0 | 0 | 0 | 0 | 0 | 0 | 0 | 0 | 0 | 0 | 0 | 0
F3_Commercial_School_New_Space Heating_Natural Gas_Furnace_E2 | F3 | Commercial | School | New | Space Heating | Natural Gas | Furnace | E2 | System - kBTUs of Consumption | 0.065936 | 0.065936 | 0.065936 | 0.065936 | 0.065936 | 0 | 0 | 0 | 0 | 0 | 0 | 0 | 0 | 0 | 0 | 0 | 0 | 0 | 0 | 0 | 0 | 0 | 0 | 0 | 0 | 0 | 0 | 0 | 0 | 0 | 0 | 0 | 0
F3_Commercial_School_New_Space Heating_Natural Gas_Furnace_E3 | F3 | Commercial | School | New | Space Heating | Natural Gas | Furnace | E3 | System - kBTUs of Consumption | 0.0763 | 0.0763 | 0.0763 | 0.0763 | 0.0763 | 0.0763 | 0.0763 | 0.0763 | 0.0763 | 0.0763 | 0.0763 | 0.0763 | 0.0763 | 0.0763 | 0.0763 | 0.0763 | 0.0763 | 0.0763 | 0.0763 | 0.0763 | 0.0763 | 0.0763 | 0.0763 | 0.0763 | 0.0763 | 0.0763 | 0.0763 | 0.0763 | 0.0763 | 0.0763 | 0.0763 | 0.0763 | 0.0763
F3_Commercial_School_New_Space Heating_Natural Gas_Furnace_E4 | F3 | Commercial | School | New | Space Heating | Natural Gas | Furnace | E4 | System - kBTUs of Consumption | 0.093764 | 0.093764 | 0.093764 | 0.093764 | 0.093764 | 0.093764 | 0.093764 | 0.093764 | 0.093764 | 0.093764 | 0.093764 | 0.093764 | 0.093764 | 0.093764 | 0.093764 | 0.093764 | 0.093764 | 0.093764 | 0.093764 | 0.093764 | 0.093764 | 0.093764 | 0.093764 | 0.093764 | 0.093764 | 0.093764 | 0.093764 | 0.093764 | 0.093764 | 0.093764 | 0.093764 | 0.093764 | 0.093764
F3_Commercial_School_New_Space Heating_Natural Gas_Furnace_E5 | F3 | Commercial | School | New | Space Heating | Natural Gas | Furnace | E5 | System - kBTUs of Consumption | 0 | 0 | 0 | 0 | 0 | 0 | 0 | 0.74754 | 0.74754 | 0.74754 | 0.74754 | 0.74754 | 0.74754 | 0.74754 | 0.74754 | 0.74754 | 0.74754 | 0.74754 | 0.74754 | 0.74754 | 0.74754 | 0.74754 | 0.74754 | 0.74754 | 0.74754 | 0.74754 | 0.74754 | 0.74754 | 0.74754 | 0.74754 | 0.74754 | 0.74754 | 0.74754
F3_Commercial_School_New_Space Heating_Natural Gas_Furnace_E6 | F3 | Commercial | School | New | Space Heating | Natural Gas | Furnace | E6 | System - kBTUs of Consumption | 0 | 0 | 0 | 0 | 0 | 0 | 0 | 0 | 0 | 0 | 0 | 0 | 0 | 0 | 0 | 0 | 0 | 0 | 0 | 0 | 0 | 0 | 0 | 0 | 0 | 0 | 0 | 0 | 0 | 0 | 0 | 0 | 0
F3_Commercial_School_New_Space Heating_Natural Gas_Furnace_E7 | F3 | Commercial | School | New | Space Heating | Natural Gas | Furnace | E7 | System - kBTUs of Consumption | 0 | 0 | 0 | 0 | 0 | 0 | 0 | 0 | 0 | 0 | 0 | 0 | 0 | 0 | 0 | 0 | 0 | 0 | 0 | 0 | 0 | 0 | 0 | 0 | 0 | 0 | 0 | 0 | 0 | 0 | 0 | 0 | 0
F3_Commercial_School_New_Space Heating_Natural Gas_Furnace_E8 | F3 | Commercial | School | New | Space Heating | Natural Gas | Furnace | E8 | System - kBTUs of Consumption | 0 | 0 | 0 | 0 | 0 | 0 | 0 | 0 | 0 | 0 | 0 | 0 | 0 | 0 | 0 | 0 | 0 | 0 | 0 | 0 | 0 | 0 | 0 | 0 | 0 | 0 | 0 | 0 | 0 | 0 | 0 | 0 | 0
F3_Commercial_School_New_Space Heating_Natural Gas_Furnace_E9 | F3 | Commercial | School | New | Space Heating | Natural Gas | Furnace | E9 | System - kBTUs of Consumption | 0 | 0 | 0 | 0 | 0 | 0 | 0 | 0 | 0 | 0 | 0 | 0 | 0 | 0 | 0 | 0 | 0 | 0 | 0 | 0 | 0 | 0 | 0 | 0 | 0 | 0 | 0 | 0 | 0 | 0 | 0 | 0 | 0
F3_Commercial_School_New_Space Heating_Natural Gas_Furnace_E10 | F3 | Commercial | School | New | Space Heating | Natural Gas | Furnace | E10 | System - kBTUs of Consumption | 0 | 0 | 0 | 0 | 0 | 0 | 0 | 0 | 0 | 0 | 0 | 0 | 0 | 0 | 0 | 0 | 0 | 0 | 0 | 0 | 0 | 0 | 0 | 0 | 0 | 0 | 0 | 0 | 0 | 0 | 0 | 0 | 0
F4_Commercial_School_New_Space Heating_Natural Gas_Furnace_E1 | F4 | Commercial | School | New | Space Heating | Natural Gas | Furnace | E1 | Utility - Cost of Equipment | 0.76856 | 0.76826 | 0.76966 | 0.766 | 0.7635 | 0 | 0 | 0 | 0 | 0 | 0 | 0 | 0 | 0 | 0 | 0 | 0 | 0 | 0 | 0 | 0 | 0 | 0 | 0 | 0 | 0 | 0 | 0 | 0 | 0 | 0 | 0 | 0
F4_Commercial_School_New_Space Heating_Natural Gas_Furnace_E2 | F4 | Commercial | School | New | Space Heating | Natural Gas | Furnace | E2 | Utility - Cost of Equipment | 0.75907 | 0.75878 | 0.76016 | 0.75655 | 0.75407 | 0 | 0 | 0 | 0 | 0 | 0 | 0 | 0 | 0 | 0 | 0 | 0 | 0 | 0 | 0 | 0 | 0 | 0 | 0 | 0 | 0 | 0 | 0 | 0 | 0 | 0 | 0 | 0
F4_Commercial_School_New_Space Heating_Natural Gas_Furnace_E3 | F4 | Commercial | School | New | Space Heating | Natural Gas | Furnace | E3 | Utility - Cost of Equipment | 0.69084 | 0.69057 | 0.69183 | 0.68854 | 0.68629 | 0.68558 | 0.68626 | 0.68662 | 0.68742 | 0.68808 | 0.68865 | 0.68908 | 0.68963 | 0.69025 | 0.69072 | 0.69122 | 0.69172 | 0.69236 | 0.69296 | 0.69373 | 0.6944 | 0.69512 | 0.69571 | 0.69641 | 0.69695 | 0.69745 | 0.69792 | 0.69844 | 0.69877 | 0.69914 | 0.69935 | 0.69963 | 0.69963
F4_Commercial_School_New_Space Heating_Natural Gas_Furnace_E4 | F4 | Commercial | School | New | Space Heating | Natural Gas | Furnace | E4 | Utility - Cost of Equipment | 0.64047 | 0.64022 | 0.64138 | 0.63834 | 0.63625 | 0.63559 | 0.63622 | 0.63655 | 0.6373 | 0.63791 | 0.63843 | 0.63883 | 0.63935 | 0.63992 | 0.64036 | 0.64082 | 0.64128 | 0.64187 | 0.64243 | 0.64315 | 0.64377 | 0.64443 | 0.64498 | 0.64563 | 0.64614 | 0.6466 | 0.64703 | 0.64751 | 0.64782 | 0.64816 | 0.64836 | 0.64861 | 0.64861
F4_Commercial_School_New_Space Heating_Natural Gas_Furnace_E5 | F4 | Commercial | School | New | Space Heating | Natural Gas | Furnace | E5 | Utility - Cost of Equipment | 0 | 0 | 0 | 0 | 0 | 0 | 0 | 0.47007 | 0.47062 | 0.47107 | 0.47146 | 0.47175 | 0.47213 | 0.47256 | 0.47288 | 0.47322 | 0.47356 | 0.474 | 0.47441 | 0.47494 | 0.4754 | 0.47589 | 0.47629 | 0.47678 | 0.47715 | 0.47749 | 0.47781 | 0.47816 | 0.47839 | 0.47864 | 0.47879 | 0.47898 | 0.47898
F4_Commercial_School_New_Space Heating_Natural Gas_Furnace_E6 | F4 | Commercial | School | New | Space Heating | Natural Gas | Furnace | E6 | Utility - Cost of Equipment | 0 | 0 | 0 | 0 | 0 | 0 | 0 | 0 | 0 | 0 | 0 | 0 | 0 | 0 | 0 | 0 | 0 | 0 | 0 | 0 | 0 | 0 | 0 | 0 | 0 | 0 | 0 | 0 | 0 | 0 | 0 | 0 | 0
F4_Commercial_School_New_Space Heating_Natural Gas_Furnace_E7 | F4 | Commercial | School | New | Space Heating | Natural Gas | Furnace | E7 | Utility - Cost of Equipment | 0 | 0 | 0 | 0 | 0 | 0 | 0 | 0 | 0 | 0 | 0 | 0 | 0 | 0 | 0 | 0 | 0 | 0 | 0 | 0 | 0 | 0 | 0 | 0 | 0 | 0 | 0 | 0 | 0 | 0 | 0 | 0 | 0
F4_Commercial_School_New_Space Heating_Natural Gas_Furnace_E8 | F4 | Commercial | School | New | Space Heating | Natural Gas | Furnace | E8 | Utility - Cost of Equipment | 0 | 0 | 0 | 0 | 0 | 0 | 0 | 0 | 0 | 0 | 0 | 0 | 0 | 0 | 0 | 0 | 0 | 0 | 0 | 0 | 0 | 0 | 0 | 0 | 0 | 0 | 0 | 0 | 0 | 0 | 0 | 0 | 0
F4_Commercial_School_New_Space Heating_Natural Gas_Furnace_E9 | F4 | Commercial | School | New | Space Heating | Natural Gas | Furnace | E9 | Utility - Cost of Equipment | 0 | 0 | 0 | 0 | 0 | 0 | 0 | 0 | 0 | 0 | 0 | 0 | 0 | 0 | 0 | 0 | 0 | 0 | 0 | 0 | 0 | 0 | 0 | 0 | 0 | 0 | 0 | 0 | 0 | 0 | 0 | 0 | 0
F4_Commercial_School_New_Space Heating_Natural Gas_Furnace_E10 | F4 | Commercial | School | New | Space Heating | Natural Gas | Furnace | E10 | Utility - Cost of Equipment | 0 | 0 | 0 | 0 | 0 | 0 | 0 | 0 | 0 | 0 | 0 | 0 | 0 | 0 | 0 | 0 | 0 | 0 | 0 | 0 | 0 | 0 | 0 | 0 | 0 | 0 | 0 | 0 | 0 | 0 | 0 | 0 | 0
F5_Commercial_School_New_Space Heating_Natural Gas_Furnace_E1 | F5 | Commercial | School | New | Space Heating | Natural Gas | Furnace | E1 | Utility - Cost of Operation | 0.065374 | 0.065374 | 0.065374 | 0.065374 | 0.065374 | 0 | 0 | 0 | 0 | 0 | 0 | 0 | 0 | 0 | 0 | 0 | 0 | 0 | 0 | 0 | 0 | 0 | 0 | 0 | 0 | 0 | 0 | 0 | 0 | 0 | 0 | 0 | 0
F5_Commercial_School_New_Space Heating_Natural Gas_Furnace_E2 | F5 | Commercial | School | New | Space Heating | Natural Gas | Furnace | E2 | Utility - Cost of Operation | 0.065936 | 0.065936 | 0.065936 | 0.065936 | 0.065936 | 0 | 0 | 0 | 0 | 0 | 0 | 0 | 0 | 0 | 0 | 0 | 0 | 0 | 0 | 0 | 0 | 0 | 0 | 0 | 0 | 0 | 0 | 0 | 0 | 0 | 0 | 0 | 0
F5_Commercial_School_New_Space Heating_Natural Gas_Furnace_E3 | F5 | Commercial | School | New | Space Heating | Natural Gas | Furnace | E3 | Utility - Cost of Operation | 0.0763 | 0.0763 | 0.0763 | 0.0763 | 0.0763 | 0.0763 | 0.0763 | 0.0763 | 0.0763 | 0.0763 | 0.0763 | 0.0763 | 0.0763 | 0.0763 | 0.0763 | 0.0763 | 0.0763 | 0.0763 | 0.0763 | 0.0763 | 0.0763 | 0.0763 | 0.0763 | 0.0763 | 0.0763 | 0.0763 | 0.0763 | 0.0763 | 0.0763 | 0.0763 | 0.0763 | 0.0763 | 0.0763
F5_Commercial_School_New_Space Heating_Natural Gas_Furnace_E4 | F5 | Commercial | School | New | Space Heating | Natural Gas | Furnace | E4 | Utility - Cost of Operation | 0.093764 | 0.093764 | 0.093764 | 0.093764 | 0.093764 | 0.093764 | 0.093764 | 0.093764 | 0.093764 | 0.093764 | 0.093764 | 0.093764 | 0.093764 | 0.093764 | 0.093764 | 0.093764 | 0.093764 | 0.093764 | 0.093764 | 0.093764 | 0.093764 | 0.093764 | 0.093764 | 0.093764 | 0.093764 | 0.093764 | 0.093764 | 0.093764 | 0.093764 | 0.093764 | 0.093764 | 0.093764 | 0.093764
F5_Commercial_School_New_Space Heating_Natural Gas_Furnace_E5 | F5 | Commercial | School | New | Space Heating | Natural Gas | Furnace | E5 | Utility - Cost of Operation | 0 | 0 | 0 | 0 | 0 | 0 | 0 | 0.74754 | 0.74754 | 0.74754 | 0.74754 | 0.74754 | 0.74754 | 0.74754 | 0.74754 | 0.74754 | 0.74754 | 0.74754 | 0.74754 | 0.74754 | 0.74754 | 0.74754 | 0.74754 | 0.74754 | 0.74754 | 0.74754 | 0.74754 | 0.74754 | 0.74754 | 0.74754 | 0.74754 | 0.74754 | 0.74754
F5_Commercial_School_New_Space Heating_Natural Gas_Furnace_E6 | F5 | Commercial | School | New | Space Heating | Natural Gas | Furnace | E6 | Utility - Cost of Operation | 0 | 0 | 0 | 0 | 0 | 0 | 0 | 0 | 0 | 0 | 0 | 0 | 0 | 0 | 0 | 0 | 0 | 0 | 0 | 0 | 0 | 0 | 0 | 0 | 0 | 0 | 0 | 0 | 0 | 0 | 0 | 0 | 0
F5_Commercial_School_New_Space Heating_Natural Gas_Furnace_E7 | F5 | Commercial | School | New | Space Heating | Natural Gas | Furnace | E7 | Utility - Cost of Operation | 0 | 0 | 0 | 0 | 0 | 0 | 0 | 0 | 0 | 0 | 0 | 0 | 0 | 0 | 0 | 0 | 0 | 0 | 0 | 0 | 0 | 0 | 0 | 0 | 0 | 0 | 0 | 0 | 0 | 0 | 0 | 0 | 0
F5_Commercial_School_New_Space Heating_Natural Gas_Furnace_E8 | F5 | Commercial | School | New | Space Heating | Natural Gas | Furnace | E8 | Utility - Cost of Operation | 0 | 0 | 0 | 0 | 0 | 0 | 0 | 0 | 0 | 0 | 0 | 0 | 0 | 0 | 0 | 0 | 0 | 0 | 0 | 0 | 0 | 0 | 0 | 0 | 0 | 0 | 0 | 0 | 0 | 0 | 0 | 0 | 0
F5_Commercial_School_New_Space Heating_Natural Gas_Furnace_E9 | F5 | Commercial | School | New | Space Heating | Natural Gas | Furnace | E9 | Utility - Cost of Operation | 0 | 0 | 0 | 0 | 0 | 0 | 0 | 0 | 0 | 0 | 0 | 0 | 0 | 0 | 0 | 0 | 0 | 0 | 0 | 0 | 0 | 0 | 0 | 0 | 0 | 0 | 0 | 0 | 0 | 0 | 0 | 0 | 0
F5_Commercial_School_New_Space Heating_Natural Gas_Furnace_E10 | F5 | Commercial | School | New | Space Heating | Natural Gas | Furnace | E10 | Utility - Cost of Operation | 0 | 0 | 0 | 0 | 0 | 0 | 0 | 0 | 0 | 0 | 0 | 0 | 0 | 0 | 0 | 0 | 0 | 0 | 0 | 0 | 0 | 0 | 0 | 0 | 0 | 0 | 0 | 0 | 0 | 0 | 0 | 0 | 0
F6_Commercial_School_New_Space Heating_Natural Gas_Furnace_E1 | F6 | Commercial | School | New | Space Heating | Natural Gas | Furnace | E1 | Utility - Value of Sales | 0.29257 | 0.29172 | 0.29123 | 0.28933 | 0.28769 | 0 | 0 | 0 | 0 | 0 | 0 | 0 | 0 | 0 | 0 | 0 | 0 | 0 | 0 | 0 | 0 | 0 | 0 | 0 | 0 | 0 | 0 | 0 | 0 | 0 | 0 | 0 | 0
F6_Commercial_School_New_Space Heating_Natural Gas_Furnace_E2 | F6 | Commercial | School | New | Space Heating | Natural Gas | Furnace | E2 | Utility - Value of Sales | 0.28896 | 0.28812 | 0.28763 | 0.28576 | 0.28414 | 0 | 0 | 0 | 0 | 0 | 0 | 0 | 0 | 0 | 0 | 0 | 0 | 0 | 0 | 0 | 0 | 0 | 0 | 0 | 0 | 0 | 0 | 0 | 0 | 0 | 0 | 0 | 0
F6_Commercial_School_New_Space Heating_Natural Gas_Furnace_E3 | F6 | Commercial | School | New | Space Heating | Natural Gas | Furnace | E3 | Utility - Value of Sales | 0.26299 | 0.26222 | 0.26178 | 0.26007 | 0.2586 | 0.25713 | 0.25568 | 0.25425 | 0.25284 | 0.25147 | 0.25013 | 0.24882 | 0.24757 | 0.24636 | 0.24521 | 0.24411 | 0.24308 | 0.24212 | 0.24122 | 0.24038 | 0.23961 | 0.2389 | 0.23826 | 0.23768 | 0.23716 | 0.23671 | 0.23633 | 0.23601 | 0.23575 | 0.23556 | 0.23543 | 0.23536 | 0.23536
F6_Commercial_School_New_Space Heating_Natural Gas_Furnace_E4 | F6 | Commercial | School | New | Space Heating | Natural Gas | Furnace | E4 | Utility - Value of Sales | 0.24381 | 0.2431 | 0.24269 | 0.24111 | 0.23974 | 0.23838 | 0.23704 | 0.23571 | 0.23441 | 0.23313 | 0.23189 | 0.23068 | 0.22951 | 0.2284 | 0.22733 | 0.22631 | 0.22536 | 0.22446 | 0.22363 | 0.22285 | 0.22214 | 0.22148 | 0.22088 | 0.22035 | 0.21987 | 0.21945 | 0.2191 | 0.2188 | 0.21856 | 0.21838 | 0.21826 | 0.2182 | 0.2182
F6_Commercial_School_New_Space Heating_Natural Gas_Furnace_E5 | F6 | Commercial | School | New | Space Heating | Natural Gas | Furnace | E5 | Utility - Value of Sales | 0 | 0 | 0 | 0 | 0 | 0 | 0 | 0.17406 | 0.1731 | 0.17216 | 0.17124 | 0.17035 | 0.16949 | 0.16866 | 0.16787 | 0.16712 | 0.16642 | 0.16576 | 0.16514 | 0.16457 | 0.16404 | 0.16356 | 0.16311 | 0.16272 | 0.16237 | 0.16206 | 0.16179 | 0.16157 | 0.1614 | 0.16126 | 0.16118 | 0.16113 | 0.16113
F6_Commercial_School_New_Space Heating_Natural Gas_Furnace_E6 | F6 | Commercial | School | New | Space Heating | Natural Gas | Furnace | E6 | Utility - Value of Sales | 0 | 0 | 0 | 0 | 0 | 0 | 0 | 0 | 0 | 0 | 0 | 0 | 0 | 0 | 0 | 0 | 0 | 0 | 0 | 0 | 0 | 0 | 0 | 0 | 0 | 0 | 0 | 0 | 0 | 0 | 0 | 0 | 0
F6_Commercial_School_New_Space Heating_Natural Gas_Furnace_E7 | F6 | Commercial | School | New | Space Heating | Natural Gas | Furnace | E7 | Utility - Value of Sales | 0 | 0 | 0 | 0 | 0 | 0 | 0 | 0 | 0 | 0 | 0 | 0 | 0 | 0 | 0 | 0 | 0 | 0 | 0 | 0 | 0 | 0 | 0 | 0 | 0 | 0 | 0 | 0 | 0 | 0 | 0 | 0 | 0
F6_Commercial_School_New_Space Heating_Natural Gas_Furnace_E8 | F6 | Commercial | School | New | Space Heating | Natural Gas | Furnace | E8 | Utility - Value of Sales | 0 | 0 | 0 | 0 | 0 | 0 | 0 | 0 | 0 | 0 | 0 | 0 | 0 | 0 | 0 | 0 | 0 | 0 | 0 | 0 | 0 | 0 | 0 | 0 | 0 | 0 | 0 | 0 | 0 | 0 | 0 | 0 | 0
F6_Commercial_School_New_Space Heating_Natural Gas_Furnace_E9 | F6 | Commercial | School | New | Space Heating | Natural Gas | Furnace | E9 | Utility - Value of Sales | 0 | 0 | 0 | 0 | 0 | 0 | 0 | 0 | 0 | 0 | 0 | 0 | 0 | 0 | 0 | 0 | 0 | 0 | 0 | 0 | 0 | 0 | 0 | 0 | 0 | 0 | 0 | 0 | 0 | 0 | 0 | 0 | 0
F6_Commercial_School_New_Space Heating_Natural Gas_Furnace_E10 | F6 | Commercial | School | New | Space Heating | Natural Gas | Furnace | E10 | Utility - Value of Sales | 0 | 0 | 0 | 0 | 0 | 0 | 0 | 0 | 0 | 0 | 0 | 0 | 0 | 0 | 0 | 0 | 0 | 0 | 0 | 0 | 0 | 0 | 0 | 0 | 0 | 0 | 0 | 0 | 0 | 0 | 0 | 0 | 0
F1_Commercial_School_New_Space Heating_Natural Gas_Boiler_E1 | F1 | Commercial | School | New | Space Heating | Natural Gas | Boiler | E1 | RVT - Cost of Equipment | 2.0965 | 2.0959 | 2.0996 | 2.0904 | 2.0841 | 0 | 0 | 0 | 0 | 0 | 0 | 0 | 0 | 0 | 0 | 0 | 0 | 0 | 0 | 0 | 0 | 0 | 0 | 0 | 0 | 0 | 0 | 0 | 0 | 0 | 0 | 0 | 0
F1_Commercial_School_New_Space Heating_Natural Gas_Boiler_E2 | F1 | Commercial | School | New | Space Heating | Natural Gas | Boiler | E2 | RVT - Cost of Equipment | 1.9967 | 1.9961 | 1.9997 | 1.9908 | 1.9848 | 0 | 0 | 0 | 0 | 0 | 0 | 0 | 0 | 0 | 0 | 0 | 0 | 0 | 0 | 0 | 0 | 0 | 0 | 0 | 0 | 0 | 0 | 0 | 0 | 0 | 0 | 0 | 0
F1_Commercial_School_New_Space Heating_Natural Gas_Boiler_E3 | F1 | Commercial | School | New | Space Heating | Natural Gas | Boiler | E3 | RVT - Cost of Equipment | 1.7842 | 1.7837 | 1.7869 | 1.779 | 1.7737 | 1.7721 | 1.7739 | 1.7749 | 1.7769 | 1.7786 | 1.7801 | 1.7812 | 1.7827 | 1.7842 | 1.7854 | 1.7866 | 1.7878 | 1.7894 | 1.7909 | 1.7928 | 1.7944 | 1.7961 | 1.7976 | 1.7993 | 1.8006 | 1.8019 | 1.803 | 1.8043 | 1.8051 | 1.806 | 1.8065 | 1.8072 | 1.8072
F1_Commercial_School_New_Space Heating_Natural Gas_Boiler_E4 | F1 | Commercial | School | New | Space Heating | Natural Gas | Boiler | E4 | RVT - Cost of Equipment | 1.7114 | 1.7109 | 1.714 | 1.7064 | 1.7013 | 1.6997 | 1.7015 | 1.7024 | 1.7044 | 1.706 | 1.7075 | 1.7085 | 1.7099 | 1.7114 | 1.7125 | 1.7137 | 1.7149 | 1.7164 | 1.7178 | 1.7196 | 1.7211 | 1.7228 | 1.7242 | 1.7259 | 1.7271 | 1.7283 | 1.7294 | 1.7306 | 1.7314 | 1.7323 | 1.7328 | 1.7334 | 1.7334
F1_Commercial_School_New_Space Heating_Natural Gas_Boiler_E5 | F1 | Commercial | School | New | Space Heating | Natural Gas | Boiler | E5 | RVT - Cost of Equipment | 1.2901 | 1.2898 | 1.2921 | 1.2864 | 1.2825 | 1.2813 | 1.2827 | 1.2834 | 1.2849 | 1.2861 | 1.2872 | 1.288 | 1.289 | 1.2901 | 1.291 | 1.2919 | 1.2927 | 1.2939 | 1.2949 | 1.2963 | 1.2975 | 1.2987 | 1.2998 | 1.301 | 1.302 | 1.3029 | 1.3037 | 1.3046 | 1.3052 | 1.3059 | 1.3062 | 1.3067 | 1.3067
F1_Commercial_School_New_Space Heating_Natural Gas_Boiler_E6 | F1 | Commercial | School | New | Space Heating | Natural Gas | Boiler | E6 | RVT - Cost of Equipment | 0 | 0 | 0 | 0 | 0 | 0 | 0 | 0 | 0 | 0 | 0 | 0 | 0 | 0 | 0 | 0 | 0 | 0 | 0 | 0 | 0 | 0 | 0 | 0 | 0 | 0 | 0 | 0 | 0 | 0 | 0 | 0 | 0
F1_Commercial_School_New_Space Heating_Natural Gas_Boiler_E7 | F1 | Commercial | School | New | Space Heating | Natural Gas | Boiler | E7 | RVT - Cost of Equipment | 0 | 0 | 0 | 0 | 0 | 0 | 0 | 0 | 0 | 0 | 0 | 0 | 0 | 0 | 0 | 0 | 0 | 0 | 0 | 0 | 0 | 0 | 0 | 0 | 0 | 0 | 0 | 0 | 0 | 0 | 0 | 0 | 0
F1_Commercial_School_New_Space Heating_Natural Gas_Boiler_E8 | F1 | Commercial | School | New | Space Heating | Natural Gas | Boiler | E8 | RVT - Cost of Equipment | 0 | 0 | 0 | 0 | 0 | 0 | 0 | 0 | 0 | 0 | 0 | 0 | 0 | 0 | 0 | 0 | 0 | 0 | 0 | 0 | 0 | 0 | 0 | 0 | 0 | 0 | 0 | 0 | 0 | 0 | 0 | 0 | 0
F1_Commercial_School_New_Space Heating_Natural Gas_Boiler_E9 | F1 | Commercial | School | New | Space Heating | Natural Gas | Boiler | E9 | RVT - Cost of Equipment | 0 | 0 | 0 | 0 | 0 | 0 | 0 | 0 | 0 | 0 | 0 | 0 | 0 | 0 | 0 | 0 | 0 | 0 | 0 | 0 | 0 | 0 | 0 | 0 | 0 | 0 | 0 | 0 | 0 | 0 | 0 | 0 | 0
F1_Commercial_School_New_Space Heating_Natural Gas_Boiler_E10 | F1 | Commercial | School | New | Space Heating | Natural Gas | Boiler | E10 | RVT - Cost of Equipment | 0 | 0 | 0 | 0 | 0 | 0 | 0 | 0 | 0 | 0 | 0 | 0 | 0 | 0 | 0 | 0 | 0 | 0 | 0 | 0 | 0 | 0 | 0 | 0 | 0 | 0 | 0 | 0 | 0 | 0 | 0 | 0 | 0
F2_Commercial_School_New_Space Heating_Natural Gas_Boiler_E1 | F2 | Commercial | School | New | Space Heating | Natural Gas | Boiler | E1 | RVT - Cost of Operation | 2.5117 | 2.511 | 2.5155 | 2.5044 | 2.4969 | 0 | 0 | 0 | 0 | 0 | 0 | 0 | 0 | 0 | 0 | 0 | 0 | 0 | 0 | 0 | 0 | 0 | 0 | 0 | 0 | 0 | 0 | 0 | 0 | 0 | 0 | 0 | 0
F2_Commercial_School_New_Space Heating_Natural Gas_Boiler_E2 | F2 | Commercial | School | New | Space Heating | Natural Gas | Boiler | E2 | RVT - Cost of Operation | 2.3921 | 2.3914 | 2.3957 | 2.3852 | 2.378 | 0 | 0 | 0 | 0 | 0 | 0 | 0 | 0 | 0 | 0 | 0 | 0 | 0 | 0 | 0 | 0 | 0 | 0 | 0 | 0 | 0 | 0 | 0 | 0 | 0 | 0 | 0 | 0
F2_Commercial_School_New_Space Heating_Natural Gas_Boiler_E3 | F2 | Commercial | School | New | Space Heating | Natural Gas | Boiler | E3 | RVT - Cost of Operation | 2.1376 | 2.137 | 2.1409 | 2.1314 | 2.125 | 2.1231 | 2.1252 | 2.1264 | 2.1289 | 2.1309 | 2.1327 | 2.134 | 2.1357 | 2.1376 | 2.139 | 2.1405 | 2.1419 | 2.1438 | 2.1456 | 2.1478 | 2.1498 | 2.1519 | 2.1536 | 2.1557 | 2.1573 | 2.1587 | 2.1601 | 2.1616 | 2.1626 | 2.1637 | 2.1643 | 2.1651 | 2.1651
F2_Commercial_School_New_Space Heating_Natural Gas_Boiler_E4 | F2 | Commercial | School | New | Space Heating | Natural Gas | Boiler | E4 | RVT - Cost of Operation | 2.0504 | 2.0498 | 2.0535 | 2.0444 | 2.0383 | 2.0364 | 2.0385 | 2.0396 | 2.042 | 2.0439 | 2.0456 | 2.0469 | 2.0486 | 2.0504 | 2.0517 | 2.0531 | 2.0545 | 2.0563 | 2.058 | 2.0602 | 2.062 | 2.0641 | 2.0657 | 2.0677 | 2.0692 | 2.0706 | 2.0719 | 2.0734 | 2.0743 | 2.0754 | 2.076 | 2.0767 | 2.0767
F2_Commercial_School_New_Space Heating_Natural Gas_Boiler_E5 | F2 | Commercial | School | New | Space Heating | Natural Gas | Boiler | E5 | RVT - Cost of Operation | 1.5457 | 1.5452 | 1.548 | 1.5412 | 1.5365 | 1.5351 | 1.5367 | 1.5376 | 1.5393 | 1.5408 | 1.5421 | 1.5431 | 1.5443 | 1.5457 | 1.5467 | 1.5477 | 1.5488 | 1.5501 | 1.5514 | 1.5531 | 1.5545 | 1.556 | 1.5572 | 1.5587 | 1.5599 | 1.5609 | 1.5619 | 1.563 | 1.5637 | 1.5645 | 1.5649 | 1.5655 | 1.5655
F2_Commercial_School_New_Space Heating_Natural Gas_Boiler_E6 | F2 | Commercial | School | New | Space Heating | Natural Gas | Boiler | E6 | RVT - Cost of Operation | 0 | 0 | 0 | 0 | 0 | 0 | 0 | 0 | 0 | 0 | 0 | 0 | 0 | 0 | 0 | 0 | 0 | 0 | 0 | 0 | 0 | 0 | 0 | 0 | 0 | 0 | 0 | 0 | 0 | 0 | 0 | 0 | 0
F2_Commercial_School_New_Space Heating_Natural Gas_Boiler_E7 | F2 | Commercial | School | New | Space Heating | Natural Gas | Boiler | E7 | RVT - Cost of Operation | 0 | 0 | 0 | 0 | 0 | 0 | 0 | 0 | 0 | 0 | 0 | 0 | 0 | 0 | 0 | 0 | 0 | 0 | 0 | 0 | 0 | 0 | 0 | 0 | 0 | 0 | 0 | 0 | 0 | 0 | 0 | 0 | 0
F2_Commercial_School_New_Space Heating_Natural Gas_Boiler_E8 | F2 | Commercial | School | New | Space Heating | Natural Gas | Boiler | E8 | RVT - Cost of Operation | 0 | 0 | 0 | 0 | 0 | 0 | 0 | 0 | 0 | 0 | 0 | 0 | 0 | 0 | 0 | 0 | 0 | 0 | 0 | 0 | 0 | 0 | 0 | 0 | 0 | 0 | 0 | 0 | 0 | 0 | 0 | 0 | 0
F2_Commercial_School_New_Space Heating_Natural Gas_Boiler_E9 | F2 | Commercial | School | New | Space Heating | Natural Gas | Boiler | E9 | RVT - Cost of Operation | 0 | 0 | 0 | 0 | 0 | 0 | 0 | 0 | 0 | 0 | 0 | 0 | 0 | 0 | 0 | 0 | 0 | 0 | 0 | 0 | 0 | 0 | 0 | 0 | 0 | 0 | 0 | 0 | 0 | 0 | 0 | 0 | 0
F2_Commercial_School_New_Space Heating_Natural Gas_Boiler_E10 | F2 | Commercial | School | New | Space Heating | Natural Gas | Boiler | E10 | RVT - Cost of Operation | 0 | 0 | 0 | 0 | 0 | 0 | 0 | 0 | 0 | 0 | 0 | 0 | 0 | 0 | 0 | 0 | 0 | 0 | 0 | 0 | 0 | 0 | 0 | 0 | 0 | 0 | 0 | 0 | 0 | 0 | 0 | 0 | 0
F3_Commercial_School_New_Space Heating_Natural Gas_Boiler_E1 | F3 | Commercial | School | New | Space Heating | Natural Gas | Boiler | E1 | System - kBTUs of Consumption | 0.13784 | 0.13784 | 0.13784 | 0.13784 | 0.13784 | 0 | 0 | 0 | 0 | 0 | 0 | 0 | 0 | 0 | 0 | 0 | 0 | 0 | 0 | 0 | 0 | 0 | 0 | 0 | 0 | 0 | 0 | 0 | 0 | 0 | 0 | 0 | 0
F3_Commercial_School_New_Space Heating_Natural Gas_Boiler_E2 | F3 | Commercial | School | New | Space Heating | Natural Gas | Boiler | E2 | System - kBTUs of Consumption | 0.14249 | 0.14249 | 0.14249 | 0.14249 | 0.14249 | 0 | 0 | 0 | 0 | 0 | 0 | 0 | 0 | 0 | 0 | 0 | 0 | 0 | 0 | 0 | 0 | 0 | 0 | 0 | 0 | 0 | 0 | 0 | 0 | 0 | 0 | 0 | 0
F3_Commercial_School_New_Space Heating_Natural Gas_Boiler_E3 | F3 | Commercial | School | New | Space Heating | Natural Gas | Boiler | E3 | System - kBTUs of Consumption | 0.22397 | 0.22397 | 0.22397 | 0.22397 | 0.22397 | 0.22397 | 0.22397 | 0.22397 | 0.22397 | 0.22397 | 0.22397 | 0.22397 | 0.22397 | 0.22397 | 0.22397 | 0.22397 | 0.22397 | 0.22397 | 0.22397 | 0.22397 | 0.22397 | 0.22397 | 0.22397 | 0.22397 | 0.22397 | 0.22397 | 0.22397 | 0.22397 | 0.22397 | 0.22397 | 0.22397 | 0.22397 | 0.22397
F3_Commercial_School_New_Space Heating_Natural Gas_Boiler_E4 | F3 | Commercial | School | New | Space Heating | Natural Gas | Boiler | E4 | System - kBTUs of Consumption | 0.24494 | 0.24494 | 0.24494 | 0.24494 | 0.24494 | 0.24494 | 0.24494 | 0.24494 | 0.24494 | 0.24494 | 0.24494 | 0.24494 | 0.24494 | 0.24494 | 0.24494 | 0.24494 | 0.24494 | 0.24494 | 0.24494 | 0.24494 | 0.24494 | 0.24494 | 0.24494 | 0.24494 | 0.24494 | 0.24494 | 0.24494 | 0.24494 | 0.24494 | 0.24494 | 0.24494 | 0.24494 | 0.24494
F3_Commercial_School_New_Space Heating_Natural Gas_Boiler_E5 | F3 | Commercial | School | New | Space Heating | Natural Gas | Boiler | E5 | System - kBTUs of Consumption | 0.82867 | 0.82867 | 0.82867 | 0.82867 | 0.82867 | 0.82867 | 0.82867 | 0.82867 | 0.82867 | 0.82867 | 0.82867 | 0.82867 | 0.82867 | 0.82867 | 0.82867 | 0.82867 | 0.82867 | 0.82867 | 0.82867 | 0.82867 | 0.82867 | 0.82867 | 0.82867 | 0.82867 | 0.82867 | 0.82867 | 0.82867 | 0.82867 | 0.82867 | 0.82867 | 0.82867 | 0.82867 | 0.82867
F3_Commercial_School_New_Space Heating_Natural Gas_Boiler_E6 | F3 | Commercial | School | New | Space Heating | Natural Gas | Boiler | E6 | System - kBTUs of Consumption | 0 | 0 | 0 | 0 | 0 | 0 | 0 | 0 | 0 | 0 | 0 | 0 | 0 | 0 | 0 | 0 | 0 | 0 | 0 | 0 | 0 | 0 | 0 | 0 | 0 | 0 | 0 | 0 | 0 | 0 | 0 | 0 | 0
F3_Commercial_School_New_Space Heating_Natural Gas_Boiler_E7 | F3 | Commercial | School | New | Space Heating | Natural Gas | Boiler | E7 | System - kBTUs of Consumption | 0 | 0 | 0 | 0 | 0 | 0 | 0 | 0 | 0 | 0 | 0 | 0 | 0 | 0 | 0 | 0 | 0 | 0 | 0 | 0 | 0 | 0 | 0 | 0 | 0 | 0 | 0 | 0 | 0 | 0 | 0 | 0 | 0
F3_Commercial_School_New_Space Heating_Natural Gas_Boiler_E8 | F3 | Commercial | School | New | Space Heating | Natural Gas | Boiler | E8 | System - kBTUs of Consumption | 0 | 0 | 0 | 0 | 0 | 0 | 0 | 0 | 0 | 0 | 0 | 0 | 0 | 0 | 0 | 0 | 0 | 0 | 0 | 0 | 0 | 0 | 0 | 0 | 0 | 0 | 0 | 0 | 0 | 0 | 0 | 0 | 0
F3_Commercial_School_New_Space Heating_Natural Gas_Boiler_E9 | F3 | Commercial | School | New | Space Heating | Natural Gas | Boiler | E9 | System - kBTUs of Consumption | 0 | 0 | 0 | 0 | 0 | 0 | 0 | 0 | 0 | 0 | 0 | 0 | 0 | 0 | 0 | 0 | 0 | 0 | 0 | 0 | 0 | 0 | 0 | 0 | 0 | 0 | 0 | 0 | 0 | 0 | 0 | 0 | 0
F3_Commercial_School_New_Space Heating_Natural Gas_Boiler_E10 | F3 | Commercial | School | New | Space Heating | Natural Gas | Boiler | E10 | System - kBTUs of Consumption | 0 | 0 | 0 | 0 | 0 | 0 | 0 | 0 | 0 | 0 | 0 | 0 | 0 | 0 | 0 | 0 | 0 | 0 | 0 | 0 | 0 | 0 | 0 | 0 | 0 | 0 | 0 | 0 | 0 | 0 | 0 | 0 | 0
F4_Commercial_School_New_Space Heating_Natural Gas_Boiler_E1 | F4 | Commercial | School | New | Space Heating | Natural Gas | Boiler | E1 | Utility - Cost of Equipment | 2.5117 | 2.511 | 2.5155 | 2.5044 | 2.4969 | 0 | 0 | 0 | 0 | 0 | 0 | 0 | 0 | 0 | 0 | 0 | 0 | 0 | 0 | 0 | 0 | 0 | 0 | 0 | 0 | 0 | 0 | 0 | 0 | 0 | 0 | 0 | 0
F4_Commercial_School_New_Space Heating_Natural Gas_Boiler_E2 | F4 | Commercial | School | New | Space Heating | Natural Gas | Boiler | E2 | Utility - Cost of Equipment | 2.3921 | 2.3914 | 2.3957 | 2.3852 | 2.378 | 0 | 0 | 0 | 0 | 0 | 0 | 0 | 0 | 0 | 0 | 0 | 0 | 0 | 0 | 0 | 0 | 0 | 0 | 0 | 0 | 0 | 0 | 0 | 0 | 0 | 0 | 0 | 0
F4_Commercial_School_New_Space Heating_Natural Gas_Boiler_E3 | F4 | Commercial | School | New | Space Heating | Natural Gas | Boiler | E3 | Utility - Cost of Equipment | 2.1376 | 2.137 | 2.1409 | 2.1314 | 2.125 | 2.1231 | 2.1252 | 2.1264 | 2.1289 | 2.1309 | 2.1327 | 2.134 | 2.1357 | 2.1376 | 2.139 | 2.1405 | 2.1419 | 2.1438 | 2.1456 | 2.1478 | 2.1498 | 2.1519 | 2.1536 | 2.1557 | 2.1573 | 2.1587 | 2.1601 | 2.1616 | 2.1626 | 2.1637 | 2.1643 | 2.1651 | 2.1651
F4_Commercial_School_New_Space Heating_Natural Gas_Boiler_E4 | F4 | Commercial | School | New | Space Heating | Natural Gas | Boiler | E4 | Utility - Cost of Equipment | 2.0504 | 2.0498 | 2.0535 | 2.0444 | 2.0383 | 2.0364 | 2.0385 | 2.0396 | 2.042 | 2.0439 | 2.0456 | 2.0469 | 2.0486 | 2.0504 | 2.0517 | 2.0531 | 2.0545 | 2.0563 | 2.058 | 2.0602 | 2.062 | 2.0641 | 2.0657 | 2.0677 | 2.0692 | 2.0706 | 2.0719 | 2.0734 | 2.0743 | 2.0754 | 2.076 | 2.0767 | 2.0767
F4_Commercial_School_New_Space Heating_Natural Gas_Boiler_E5 | F4 | Commercial | School | New | Space Heating | Natural Gas | Boiler | E5 | Utility - Cost of Equipment | 1.5457 | 1.5452 | 1.548 | 1.5412 | 1.5365 | 1.5351 | 1.5367 | 1.5376 | 1.5393 | 1.5408 | 1.5421 | 1.5431 | 1.5443 | 1.5457 | 1.5467 | 1.5477 | 1.5488 | 1.5501 | 1.5514 | 1.5531 | 1.5545 | 1.556 | 1.5572 | 1.5587 | 1.5599 | 1.5609 | 1.5619 | 1.563 | 1.5637 | 1.5645 | 1.5649 | 1.5655 | 1.5655
F4_Commercial_School_New_Space Heating_Natural Gas_Boiler_E6 | F4 | Commercial | School | New | Space Heating | Natural Gas | Boiler | E6 | Utility - Cost of Equipment | 0 | 0 | 0 | 0 | 0 | 0 | 0 | 0 | 0 | 0 | 0 | 0 | 0 | 0 | 0 | 0 | 0 | 0 | 0 | 0 | 0 | 0 | 0 | 0 | 0 | 0 | 0 | 0 | 0 | 0 | 0 | 0 | 0
F4_Commercial_School_New_Space Heating_Natural Gas_Boiler_E7 | F4 | Commercial | School | New | Space Heating | Natural Gas | Boiler | E7 | Utility - Cost of Equipment | 0 | 0 | 0 | 0 | 0 | 0 | 0 | 0 | 0 | 0 | 0 | 0 | 0 | 0 | 0 | 0 | 0 | 0 | 0 | 0 | 0 | 0 | 0 | 0 | 0 | 0 | 0 | 0 | 0 | 0 | 0 | 0 | 0
F4_Commercial_School_New_Space Heating_Natural Gas_Boiler_E8 | F4 | Commercial | School | New | Space Heating | Natural Gas | Boiler | E8 | Utility - Cost of Equipment | 0 | 0 | 0 | 0 | 0 | 0 | 0 | 0 | 0 | 0 | 0 | 0 | 0 | 0 | 0 | 0 | 0 | 0 | 0 | 0 | 0 | 0 | 0 | 0 | 0 | 0 | 0 | 0 | 0 | 0 | 0 | 0 | 0
F4_Commercial_School_New_Space Heating_Natural Gas_Boiler_E9 | F4 | Commercial | School | New | Space Heating | Natural Gas | Boiler | E9 | Utility - Cost of Equipment | 0 | 0 | 0 | 0 | 0 | 0 | 0 | 0 | 0 | 0 | 0 | 0 | 0 | 0 | 0 | 0 | 0 | 0 | 0 | 0 | 0 | 0 | 0 | 0 | 0 | 0 | 0 | 0 | 0 | 0 | 0 | 0 | 0
F4_Commercial_School_New_Space Heating_Natural Gas_Boiler_E10 | F4 | Commercial | School | New | Space Heating | Natural Gas | Boiler | E10 | Utility - Cost of Equipment | 0 | 0 | 0 | 0 | 0 | 0 | 0 | 0 | 0 | 0 | 0 | 0 | 0 | 0 | 0 | 0 | 0 | 0 | 0 | 0 | 0 | 0 | 0 | 0 | 0 | 0 | 0 | 0 | 0 | 0 | 0 | 0 | 0
F5_Commercial_School_New_Space Heating_Natural Gas_Boiler_E1 | F5 | Commercial | School | New | Space Heating | Natural Gas | Boiler | E1 | Utility - Cost of Operation | 0.13784 | 0.13784 | 0.13784 | 0.13784 | 0.13784 | 0 | 0 | 0 | 0 | 0 | 0 | 0 | 0 | 0 | 0 | 0 | 0 | 0 | 0 | 0 | 0 | 0 | 0 | 0 | 0 | 0 | 0 | 0 | 0 | 0 | 0 | 0 | 0
F5_Commercial_School_New_Space Heating_Natural Gas_Boiler_E2 | F5 | Commercial | School | New | Space Heating | Natural Gas | Boiler | E2 | Utility - Cost of Operation | 0.14249 | 0.14249 | 0.14249 | 0.14249 | 0.14249 | 0 | 0 | 0 | 0 | 0 | 0 | 0 | 0 | 0 | 0 | 0 | 0 | 0 | 0 | 0 | 0 | 0 | 0 | 0 | 0 | 0 | 0 | 0 | 0 | 0 | 0 | 0 | 0
F5_Commercial_School_New_Space Heating_Natural Gas_Boiler_E3 | F5 | Commercial | School | New | Space Heating | Natural Gas | Boiler | E3 | Utility - Cost of Operation | 0.22397 | 0.22397 | 0.22397 | 0.22397 | 0.22397 | 0.22397 | 0.22397 | 0.22397 | 0.22397 | 0.22397 | 0.22397 | 0.22397 | 0.22397 | 0.22397 | 0.22397 | 0.22397 | 0.22397 | 0.22397 | 0.22397 | 0.22397 | 0.22397 | 0.22397 | 0.22397 | 0.22397 | 0.22397 | 0.22397 | 0.22397 | 0.22397 | 0.22397 | 0.22397 | 0.22397 | 0.22397 | 0.22397
F5_Commercial_School_New_Space Heating_Natural Gas_Boiler_E4 | F5 | Commercial | School | New | Space Heating | Natural Gas | Boiler | E4 | Utility - Cost of Operation | 0.24494 | 0.24494 | 0.24494 | 0.24494 | 0.24494 | 0.24494 | 0.24494 | 0.24494 | 0.24494 | 0.24494 | 0.24494 | 0.24494 | 0.24494 | 0.24494 | 0.24494 | 0.24494 | 0.24494 | 0.24494 | 0.24494 | 0.24494 | 0.24494 | 0.24494 | 0.24494 | 0.24494 | 0.24494 | 0.24494 | 0.24494 | 0.24494 | 0.24494 | 0.24494 | 0.24494 | 0.24494 | 0.24494
F5_Commercial_School_New_Space Heating_Natural Gas_Boiler_E5 | F5 | Commercial | School | New | Space Heating | Natural Gas | Boiler | E5 | Utility - Cost of Operation | 0.82867 | 0.82867 | 0.82867 | 0.82867 | 0.82867 | 0.82867 | 0.82867 | 0.82867 | 0.82867 | 0.82867 | 0.82867 | 0.82867 | 0.82867 | 0.82867 | 0.82867 | 0.82867 | 0.82867 | 0.82867 | 0.82867 | 0.82867 | 0.82867 | 0.82867 | 0.82867 | 0.82867 | 0.82867 | 0.82867 | 0.82867 | 0.82867 | 0.82867 | 0.82867 | 0.82867 | 0.82867 | 0.82867
F5_Commercial_School_New_Space Heating_Natural Gas_Boiler_E6 | F5 | Commercial | School | New | Space Heating | Natural Gas | Boiler | E6 | Utility - Cost of Operation | 0 | 0 | 0 | 0 | 0 | 0 | 0 | 0 | 0 | 0 | 0 | 0 | 0 | 0 | 0 | 0 | 0 | 0 | 0 | 0 | 0 | 0 | 0 | 0 | 0 | 0 | 0 | 0 | 0 | 0 | 0 | 0 | 0
F5_Commercial_School_New_Space Heating_Natural Gas_Boiler_E7 | F5 | Commercial | School | New | Space Heating | Natural Gas | Boiler | E7 | Utility - Cost of Operation | 0 | 0 | 0 | 0 | 0 | 0 | 0 | 0 | 0 | 0 | 0 | 0 | 0 | 0 | 0 | 0 | 0 | 0 | 0 | 0 | 0 | 0 | 0 | 0 | 0 | 0 | 0 | 0 | 0 | 0 | 0 | 0 | 0
F5_Commercial_School_New_Space Heating_Natural Gas_Boiler_E8 | F5 | Commercial | School | New | Space Heating | Natural Gas | Boiler | E8 | Utility - Cost of Operation | 0 | 0 | 0 | 0 | 0 | 0 | 0 | 0 | 0 | 0 | 0 | 0 | 0 | 0 | 0 | 0 | 0 | 0 | 0 | 0 | 0 | 0 | 0 | 0 | 0 | 0 | 0 | 0 | 0 | 0 | 0 | 0 | 0
F5_Commercial_School_New_Space Heating_Natural Gas_Boiler_E9 | F5 | Commercial | School | New | Space Heating | Natural Gas | Boiler | E9 | Utility - Cost of Operation | 0 | 0 | 0 | 0 | 0 | 0 | 0 | 0 | 0 | 0 | 0 | 0 | 0 | 0 | 0 | 0 | 0 | 0 | 0 | 0 | 0 | 0 | 0 | 0 | 0 | 0 | 0 | 0 | 0 | 0 | 0 | 0 | 0
F5_Commercial_School_New_Space Heating_Natural Gas_Boiler_E10 | F5 | Commercial | School | New | Space Heating | Natural Gas | Boiler | E10 | Utility - Cost of Operation | 0 | 0 | 0 | 0 | 0 | 0 | 0 | 0 | 0 | 0 | 0 | 0 | 0 | 0 | 0 | 0 | 0 | 0 | 0 | 0 | 0 | 0 | 0 | 0 | 0 | 0 | 0 | 0 | 0 | 0 | 0 | 0 | 0
F6_Commercial_School_New_Space Heating_Natural Gas_Boiler_E1 | F6 | Commercial | School | New | Space Heating | Natural Gas | Boiler | E1 | Utility - Value of Sales | 0.95073 | 0.94773 | 0.94585 | 0.93976 | 0.93448 | 0 | 0 | 0 | 0 | 0 | 0 | 0 | 0 | 0 | 0 | 0 | 0 | 0 | 0 | 0 | 0 | 0 | 0 | 0 | 0 | 0 | 0 | 0 | 0 | 0 | 0 | 0 | 0
F6_Commercial_School_New_Space Heating_Natural Gas_Boiler_E2 | F6 | Commercial | School | New | Space Heating | Natural Gas | Boiler | E2 | Utility - Value of Sales | 0.90546 | 0.9026 | 0.90081 | 0.89501 | 0.88998 | 0 | 0 | 0 | 0 | 0 | 0 | 0 | 0 | 0 | 0 | 0 | 0 | 0 | 0 | 0 | 0 | 0 | 0 | 0 | 0 | 0 | 0 | 0 | 0 | 0 | 0 | 0 | 0
F6_Commercial_School_New_Space Heating_Natural Gas_Boiler_E3 | F6 | Commercial | School | New | Space Heating | Natural Gas | Boiler | E3 | Utility - Value of Sales | 0.80913 | 0.80658 | 0.80497 | 0.79979 | 0.7953 | 0.79087 | 0.7865 | 0.78222 | 0.77804 | 0.77397 | 0.77002 | 0.76622 | 0.76257 | 0.7591 | 0.7558 | 0.75269 | 0.74976 | 0.74702 | 0.74445 | 0.74207 | 0.73988 | 0.73787 | 0.73603 | 0.73439 | 0.73292 | 0.73164 | 0.73054 | 0.72963 | 0.7289 | 0.72835 | 0.72798 | 0.7278 | 0.7278
F6_Commercial_School_New_Space Heating_Natural Gas_Boiler_E4 | F6 | Commercial | School | New | Space Heating | Natural Gas | Boiler | E4 | Utility - Value of Sales | 0.77611 | 0.77366 | 0.77212 | 0.76715 | 0.76284 | 0.75859 | 0.7544 | 0.75029 | 0.74628 | 0.74238 | 0.73859 | 0.73495 | 0.73145 | 0.72811 | 0.72495 | 0.72197 | 0.71916 | 0.71653 | 0.71407 | 0.71179 | 0.70968 | 0.70775 | 0.70599 | 0.70441 | 0.70301 | 0.70178 | 0.70073 | 0.69985 | 0.69915 | 0.69862 | 0.69827 | 0.69809 | 0.69809
F6_Commercial_School_New_Space Heating_Natural Gas_Boiler_E5 | F6 | Commercial | School | New | Space Heating | Natural Gas | Boiler | E5 | Utility - Value of Sales | 0.58507 | 0.58322 | 0.58206 | 0.57831 | 0.57506 | 0.57186 | 0.5687 | 0.5656 | 0.56258 | 0.55964 | 0.55679 | 0.55404 | 0.5514 | 0.54889 | 0.5465 | 0.54425 | 0.54214 | 0.54015 | 0.5383 | 0.53658 | 0.53499 | 0.53353 | 0.53221 | 0.53102 | 0.52996 | 0.52903 | 0.52824 | 0.52758 | 0.52705 | 0.52665 | 0.52639 | 0.52625 | 0.52625
F6_Commercial_School_New_Space Heating_Natural Gas_Boiler_E6 | F6 | Commercial | School | New | Space Heating | Natural Gas | Boiler | E6 | Utility - Value of Sales | 0 | 0 | 0 | 0 | 0 | 0 | 0 | 0 | 0 | 0 | 0 | 0 | 0 | 0 | 0 | 0 | 0 | 0 | 0 | 0 | 0 | 0 | 0 | 0 | 0 | 0 | 0 | 0 | 0 | 0 | 0 | 0 | 0
F6_Commercial_School_New_Space Heating_Natural Gas_Boiler_E7 | F6 | Commercial | School | New | Space Heating | Natural Gas | Boiler | E7 | Utility - Value of Sales | 0 | 0 | 0 | 0 | 0 | 0 | 0 | 0 | 0 | 0 | 0 | 0 | 0 | 0 | 0 | 0 | 0 | 0 | 0 | 0 | 0 | 0 | 0 | 0 | 0 | 0 | 0 | 0 | 0 | 0 | 0 | 0 | 0
F6_Commercial_School_New_Space Heating_Natural Gas_Boiler_E8 | F6 | Commercial | School | New | Space Heating | Natural Gas | Boiler | E8 | Utility - Value of Sales | 0 | 0 | 0 | 0 | 0 | 0 | 0 | 0 | 0 | 0 | 0 | 0 | 0 | 0 | 0 | 0 | 0 | 0 | 0 | 0 | 0 | 0 | 0 | 0 | 0 | 0 | 0 | 0 | 0 | 0 | 0 | 0 | 0
F6_Commercial_School_New_Space Heating_Natural Gas_Boiler_E9 | F6 | Commercial | School | New | Space Heating | Natural Gas | Boiler | E9 | Utility - Value of Sales | 0 | 0 | 0 | 0 | 0 | 0 | 0 | 0 | 0 | 0 | 0 | 0 | 0 | 0 | 0 | 0 | 0 | 0 | 0 | 0 | 0 | 0 | 0 | 0 | 0 | 0 | 0 | 0 | 0 | 0 | 0 | 0 | 0
F6_Commercial_School_New_Space Heating_Natural Gas_Boiler_E10 | F6 | Commercial | School | New | Space Heating | Natural Gas | Boiler | E10 | Utility - Value of Sales | 0 | 0 | 0 | 0 | 0 | 0 | 0 | 0 | 0 | 0 | 0 | 0 | 0 | 0 | 0 | 0 | 0 | 0 | 0 | 0 | 0 | 0 | 0 | 0 | 0 | 0 | 0 | 0 | 0 | 0 | 0 | 0 | 0
F1_Commercial_School_New_Space Heating_Natural Gas_Unit Heater_E1 | F1 | Commercial | School | New | Space Heating | Natural Gas | Unit Heater | E1 | RVT - Cost of Equipment | 0.33079 | 0.3305 | 0.33138 | 0.32872 | 0.32683 | 0 | 0 | 0 | 0 | 0 | 0 | 0 | 0 | 0 | 0 | 0 | 0 | 0 | 0 | 0 | 0 | 0 | 0 | 0 | 0 | 0 | 0 | 0 | 0 | 0 | 0 | 0 | 0
F1_Commercial_School_New_Space Heating_Natural Gas_Unit Heater_E2 | F1 | Commercial | School | New | Space Heating | Natural Gas | Unit Heater | E2 | RVT - Cost of Equipment | 0.29767 | 0.29741 | 0.2982 | 0.29581 | 0.29411 | 0.29346 | 0.29375 | 0.29379 | 0.29411 | 0.29432 | 0.29446 | 0.29451 | 0.29465 | 0.29485 | 0.29496 | 0.29511 | 0.29527 | 0.29556 | 0.29586 | 0.29632 | 0.29672 | 0.29718 | 0.29757 | 0.29806 | 0.29844 | 0.29879 | 0.29911 | 0.29947 | 0.2997 | 0.29996 | 0.30011 | 0.3003 | 0.3003
F1_Commercial_School_New_Space Heating_Natural Gas_Unit Heater_E3 | F1 | Commercial | School | New | Space Heating | Natural Gas | Unit Heater | E3 | RVT - Cost of Equipment | 0.25708 | 0.25686 | 0.25754 | 0.25547 | 0.25401 | 0.25344 | 0.2537 | 0.25373 | 0.25401 | 0.25419 | 0.25431 | 0.25435 | 0.25447 | 0.25465 | 0.25474 | 0.25487 | 0.25501 | 0.25526 | 0.25552 | 0.25591 | 0.25626 | 0.25666 | 0.257 | 0.25742 | 0.25775 | 0.25805 | 0.25833 | 0.25864 | 0.25884 | 0.25906 | 0.25919 | 0.25935 | 0.25935
F1_Commercial_School_New_Space Heating_Natural Gas_Unit Heater_E4 | F1 | Commercial | School | New | Space Heating | Natural Gas | Unit Heater | E4 | RVT - Cost of Equipment | 0 | 0 | 0 | 0 | 0 | 0 | 0 | 0 | 0 | 0 | 0 | 0 | 0 | 0 | 0 | 0 | 0 | 0 | 0 | 0 | 0 | 0 | 0 | 0 | 0 | 0 | 0 | 0 | 0 | 0 | 0 | 0 | 0
F1_Commercial_School_New_Space Heating_Natural Gas_Unit Heater_E5 | F1 | Commercial | School | New | Space Heating | Natural Gas | Unit Heater | E5 | RVT - Cost of Equipment | 0 | 0 | 0 | 0 | 0 | 0 | 0 | 0 | 0 | 0 | 0 | 0 | 0 | 0 | 0 | 0 | 0 | 0 | 0 | 0 | 0 | 0 | 0 | 0 | 0 | 0 | 0 | 0 | 0 | 0 | 0 | 0 | 0
F1_Commercial_School_New_Space Heating_Natural Gas_Unit Heater_E6 | F1 | Commercial | School | New | Space Heating | Natural Gas | Unit Heater | E6 | RVT - Cost of Equipment | 0 | 0 | 0 | 0 | 0 | 0 | 0 | 0 | 0 | 0 | 0 | 0 | 0 | 0 | 0 | 0 | 0 | 0 | 0 | 0 | 0 | 0 | 0 | 0 | 0 | 0 | 0 | 0 | 0 | 0 | 0 | 0 | 0
F1_Commercial_School_New_Space Heating_Natural Gas_Unit Heater_E7 | F1 | Commercial | School | New | Space Heating | Natural Gas | Unit Heater | E7 | RVT - Cost of Equipment | 0 | 0 | 0 | 0 | 0 | 0 | 0 | 0 | 0 | 0 | 0 | 0 | 0 | 0 | 0 | 0 | 0 | 0 | 0 | 0 | 0 | 0 | 0 | 0 | 0 | 0 | 0 | 0 | 0 | 0 | 0 | 0 | 0
F1_Commercial_School_New_Space Heating_Natural Gas_Unit Heater_E8 | F1 | Commercial | School | New | Space Heating | Natural Gas | Unit Heater | E8 | RVT - Cost of Equipment | 0 | 0 | 0 | 0 | 0 | 0 | 0 | 0 | 0 | 0 | 0 | 0 | 0 | 0 | 0 | 0 | 0 | 0 | 0 | 0 | 0 | 0 | 0 | 0 | 0 | 0 | 0 | 0 | 0 | 0 | 0 | 0 | 0
F1_Commercial_School_New_Space Heating_Natural Gas_Unit Heater_E9 | F1 | Commercial | School | New | Space Heating | Natural Gas | Unit Heater | E9 | RVT - Cost of Equipment | 0 | 0 | 0 | 0 | 0 | 0 | 0 | 0 | 0 | 0 | 0 | 0 | 0 | 0 | 0 | 0 | 0 | 0 | 0 | 0 | 0 | 0 | 0 | 0 | 0 | 0 | 0 | 0 | 0 | 0 | 0 | 0 | 0
F1_Commercial_School_New_Space Heating_Natural Gas_Unit Heater_E10 | F1 | Commercial | School | New | Space Heating | Natural Gas | Unit Heater | E10 | RVT - Cost of Equipment | 0 | 0 | 0 | 0 | 0 | 0 | 0 | 0 | 0 | 0 | 0 | 0 | 0 | 0 | 0 | 0 | 0 | 0 | 0 | 0 | 0 | 0 | 0 | 0 | 0 | 0 | 0 | 0 | 0 | 0 | 0 | 0 | 0
F2_Commercial_School_New_Space Heating_Natural Gas_Unit Heater_E1 | F2 | Commercial | School | New | Space Heating | Natural Gas | Unit Heater | E1 | RVT - Cost of Operation | 0.39631 | 0.39596 | 0.39701 | 0.39382 | 0.39156 | 0 | 0 | 0 | 0 | 0 | 0 | 0 | 0 | 0 | 0 | 0 | 0 | 0 | 0 | 0 | 0 | 0 | 0 | 0 | 0 | 0 | 0 | 0 | 0 | 0 | 0 | 0 | 0
F2_Commercial_School_New_Space Heating_Natural Gas_Unit Heater_E2 | F2 | Commercial | School | New | Space Heating | Natural Gas | Unit Heater | E2 | RVT - Cost of Operation | 0.35663 | 0.35632 | 0.35727 | 0.3544 | 0.35236 | 0.35158 | 0.35193 | 0.35198 | 0.35236 | 0.35262 | 0.35278 | 0.35284 | 0.35301 | 0.35325 | 0.35338 | 0.35356 | 0.35375 | 0.3541 | 0.35446 | 0.35501 | 0.35549 | 0.35604 | 0.35651 | 0.3571 | 0.35755 | 0.35797 | 0.35836 | 0.35878 | 0.35906 | 0.35937 | 0.35955 | 0.35978 | 0.35978
F2_Commercial_School_New_Space Heating_Natural Gas_Unit Heater_E3 | F2 | Commercial | School | New | Space Heating | Natural Gas | Unit Heater | E3 | RVT - Cost of Operation | 0.308 | 0.30773 | 0.30855 | 0.30607 | 0.30432 | 0.30364 | 0.30395 | 0.30399 | 0.30432 | 0.30454 | 0.30468 | 0.30473 | 0.30488 | 0.30508 | 0.30519 | 0.30535 | 0.30551 | 0.30582 | 0.30613 | 0.3066 | 0.30702 | 0.3075 | 0.3079 | 0.30841 | 0.3088 | 0.30916 | 0.30949 | 0.30986 | 0.3101 | 0.31037 | 0.31052 | 0.31072 | 0.31072
F2_Commercial_School_New_Space Heating_Natural Gas_Unit Heater_E4 | F2 | Commercial | School | New | Space Heating | Natural Gas | Unit Heater | E4 | RVT - Cost of Operation | 0 | 0 | 0 | 0 | 0 | 0 | 0 | 0 | 0 | 0 | 0 | 0 | 0 | 0 | 0 | 0 | 0 | 0 | 0 | 0 | 0 | 0 | 0 | 0 | 0 | 0 | 0 | 0 | 0 | 0 | 0 | 0 | 0
F2_Commercial_School_New_Space Heating_Natural Gas_Unit Heater_E5 | F2 | Commercial | School | New | Space Heating | Natural Gas | Unit Heater | E5 | RVT - Cost of Operation | 0 | 0 | 0 | 0 | 0 | 0 | 0 | 0 | 0 | 0 | 0 | 0 | 0 | 0 | 0 | 0 | 0 | 0 | 0 | 0 | 0 | 0 | 0 | 0 | 0 | 0 | 0 | 0 | 0 | 0 | 0 | 0 | 0
F2_Commercial_School_New_Space Heating_Natural Gas_Unit Heater_E6 | F2 | Commercial | School | New | Space Heating | Natural Gas | Unit Heater | E6 | RVT - Cost of Operation | 0 | 0 | 0 | 0 | 0 | 0 | 0 | 0 | 0 | 0 | 0 | 0 | 0 | 0 | 0 | 0 | 0 | 0 | 0 | 0 | 0 | 0 | 0 | 0 | 0 | 0 | 0 | 0 | 0 | 0 | 0 | 0 | 0
F2_Commercial_School_New_Space Heating_Natural Gas_Unit Heater_E7 | F2 | Commercial | School | New | Space Heating | Natural Gas | Unit Heater | E7 | RVT - Cost of Operation | 0 | 0 | 0 | 0 | 0 | 0 | 0 | 0 | 0 | 0 | 0 | 0 | 0 | 0 | 0 | 0 | 0 | 0 | 0 | 0 | 0 | 0 | 0 | 0 | 0 | 0 | 0 | 0 | 0 | 0 | 0 | 0 | 0
F2_Commercial_School_New_Space Heating_Natural Gas_Unit Heater_E8 | F2 | Commercial | School | New | Space Heating | Natural Gas | Unit Heater | E8 | RVT - Cost of Operation | 0 | 0 | 0 | 0 | 0 | 0 | 0 | 0 | 0 | 0 | 0 | 0 | 0 | 0 | 0 | 0 | 0 | 0 | 0 | 0 | 0 | 0 | 0 | 0 | 0 | 0 | 0 | 0 | 0 | 0 | 0 | 0 | 0
F2_Commercial_School_New_Space Heating_Natural Gas_Unit Heater_E9 | F2 | Commercial | School | New | Space Heating | Natural Gas | Unit Heater | E9 | RVT - Cost of Operation | 0 | 0 | 0 | 0 | 0 | 0 | 0 | 0 | 0 | 0 | 0 | 0 | 0 | 0 | 0 | 0 | 0 | 0 | 0 | 0 | 0 | 0 | 0 | 0 | 0 | 0 | 0 | 0 | 0 | 0 | 0 | 0 | 0
F2_Commercial_School_New_Space Heating_Natural Gas_Unit Heater_E10 | F2 | Commercial | School | New | Space Heating | Natural Gas | Unit Heater | E10 | RVT - Cost of Operation | 0 | 0 | 0 | 0 | 0 | 0 | 0 | 0 | 0 | 0 | 0 | 0 | 0 | 0 | 0 | 0 | 0 | 0 | 0 | 0 | 0 | 0 | 0 | 0 | 0 | 0 | 0 | 0 | 0 | 0 | 0 | 0 | 0
F3_Commercial_School_New_Space Heating_Natural Gas_Unit Heater_E1 | F3 | Commercial | School | New | Space Heating | Natural Gas | Unit Heater | E1 | System - kBTUs of Consumption | 0.012932 | 0.012932 | 0.012932 | 0.012932 | 0.012932 | 0 | 0 | 0 | 0 | 0 | 0 | 0 | 0 | 0 | 0 | 0 | 0 | 0 | 0 | 0 | 0 | 0 | 0 | 0 | 0 | 0 | 0 | 0 | 0 | 0 | 0 | 0 | 0
F3_Commercial_School_New_Space Heating_Natural Gas_Unit Heater_E2 | F3 | Commercial | School | New | Space Heating | Natural Gas | Unit Heater | E2 | System - kBTUs of Consumption | 0.041352 | 0.041352 | 0.041352 | 0.041352 | 0.041352 | 0.041352 | 0.041352 | 0.041352 | 0.041352 | 0.041352 | 0.041352 | 0.041352 | 0.041352 | 0.041352 | 0.041352 | 0.041352 | 0.041352 | 0.041352 | 0.041352 | 0.041352 | 0.041352 | 0.041352 | 0.041352 | 0.041352 | 0.041352 | 0.041352 | 0.041352 | 0.041352 | 0.041352 | 0.041352 | 0.041352 | 0.041352 | 0.041352
F3_Commercial_School_New_Space Heating_Natural Gas_Unit Heater_E3 | F3 | Commercial | School | New | Space Heating | Natural Gas | Unit Heater | E3 | System - kBTUs of Consumption | 0.017863 | 0.017863 | 0.017863 | 0.017863 | 0.017863 | 0.017863 | 0.017863 | 0.017863 | 0.017863 | 0.017863 | 0.017863 | 0.017863 | 0.017863 | 0.017863 | 0.017863 | 0.017863 | 0.017863 | 0.017863 | 0.017863 | 0.017863 | 0.017863 | 0.017863 | 0.017863 | 0.017863 | 0.017863 | 0.017863 | 0.017863 | 0.017863 | 0.017863 | 0.017863 | 0.017863 | 0.017863 | 0.017863
F3_Commercial_School_New_Space Heating_Natural Gas_Unit Heater_E4 | F3 | Commercial | School | New | Space Heating | Natural Gas | Unit Heater | E4 | System - kBTUs of Consumption | 0 | 0 | 0 | 0 | 0 | 0 | 0 | 0 | 0 | 0 | 0 | 0 | 0 | 0 | 0 | 0 | 0 | 0 | 0 | 0 | 0 | 0 | 0 | 0 | 0 | 0 | 0 | 0 | 0 | 0 | 0 | 0 | 0
F3_Commercial_School_New_Space Heating_Natural Gas_Unit Heater_E5 | F3 | Commercial | School | New | Space Heating | Natural Gas | Unit Heater | E5 | System - kBTUs of Consumption | 0 | 0 | 0 | 0 | 0 | 0 | 0 | 0 | 0 | 0 | 0 | 0 | 0 | 0 | 0 | 0 | 0 | 0 | 0 | 0 | 0 | 0 | 0 | 0 | 0 | 0 | 0 | 0 | 0 | 0 | 0 | 0 | 0
F3_Commercial_School_New_Space Heating_Natural Gas_Unit Heater_E6 | F3 | Commercial | School | New | Space Heating | Natural Gas | Unit Heater | E6 | System - kBTUs of Consumption | 0 | 0 | 0 | 0 | 0 | 0 | 0 | 0 | 0 | 0 | 0 | 0 | 0 | 0 | 0 | 0 | 0 | 0 | 0 | 0 | 0 | 0 | 0 | 0 | 0 | 0 | 0 | 0 | 0 | 0 | 0 | 0 | 0
F3_Commercial_School_New_Space Heating_Natural Gas_Unit Heater_E7 | F3 | Commercial | School | New | Space Heating | Natural Gas | Unit Heater | E7 | System - kBTUs of Consumption | 0 | 0 | 0 | 0 | 0 | 0 | 0 | 0 | 0 | 0 | 0 | 0 | 0 | 0 | 0 | 0 | 0 | 0 | 0 | 0 | 0 | 0 | 0 | 0 | 0 | 0 | 0 | 0 | 0 | 0 | 0 | 0 | 0
F3_Commercial_School_New_Space Heating_Natural Gas_Unit Heater_E8 | F3 | Commercial | School | New | Space Heating | Natural Gas | Unit Heater | E8 | System - kBTUs of Consumption | 0 | 0 | 0 | 0 | 0 | 0 | 0 | 0 | 0 | 0 | 0 | 0 | 0 | 0 | 0 | 0 | 0 | 0 | 0 | 0 | 0 | 0 | 0 | 0 | 0 | 0 | 0 | 0 | 0 | 0 | 0 | 0 | 0
F3_Commercial_School_New_Space Heating_Natural Gas_Unit Heater_E9 | F3 | Commercial | School | New | Space Heating | Natural Gas | Unit Heater | E9 | System - kBTUs of Consumption | 0 | 0 | 0 | 0 | 0 | 0 | 0 | 0 | 0 | 0 | 0 | 0 | 0 | 0 | 0 | 0 | 0 | 0 | 0 | 0 | 0 | 0 | 0 | 0 | 0 | 0 | 0 | 0 | 0 | 0 | 0 | 0 | 0
F3_Commercial_School_New_Space Heating_Natural Gas_Unit Heater_E10 | F3 | Commercial | School | New | Space Heating | Natural Gas | Unit Heater | E10 | System - kBTUs of Consumption | 0 | 0 | 0 | 0 | 0 | 0 | 0 | 0 | 0 | 0 | 0 | 0 | 0 | 0 | 0 | 0 | 0 | 0 | 0 | 0 | 0 | 0 | 0 | 0 | 0 | 0 | 0 | 0 | 0 | 0 | 0 | 0 | 0
F4_Commercial_School_New_Space Heating_Natural Gas_Unit Heater_E1 | F4 | Commercial | School | New | Space Heating | Natural Gas | Unit Heater | E1 | Utility - Cost of Equipment | 0.39631 | 0.39596 | 0.39701 | 0.39382 | 0.39156 | 0 | 0 | 0 | 0 | 0 | 0 | 0 | 0 | 0 | 0 | 0 | 0 | 0 | 0 | 0 | 0 | 0 | 0 | 0 | 0 | 0 | 0 | 0 | 0 | 0 | 0 | 0 | 0
F4_Commercial_School_New_Space Heating_Natural Gas_Unit Heater_E2 | F4 | Commercial | School | New | Space Heating | Natural Gas | Unit Heater | E2 | Utility - Cost of Equipment | 0.35663 | 0.35632 | 0.35727 | 0.3544 | 0.35236 | 0.35158 | 0.35193 | 0.35198 | 0.35236 | 0.35262 | 0.35278 | 0.35284 | 0.35301 | 0.35325 | 0.35338 | 0.35356 | 0.35375 | 0.3541 | 0.35446 | 0.35501 | 0.35549 | 0.35604 | 0.35651 | 0.3571 | 0.35755 | 0.35797 | 0.35836 | 0.35878 | 0.35906 | 0.35937 | 0.35955 | 0.35978 | 0.35978
F4_Commercial_School_New_Space Heating_Natural Gas_Unit Heater_E3 | F4 | Commercial | School | New | Space Heating | Natural Gas | Unit Heater | E3 | Utility - Cost of Equipment | 0.308 | 0.30773 | 0.30855 | 0.30607 | 0.30432 | 0.30364 | 0.30395 | 0.30399 | 0.30432 | 0.30454 | 0.30468 | 0.30473 | 0.30488 | 0.30508 | 0.30519 | 0.30535 | 0.30551 | 0.30582 | 0.30613 | 0.3066 | 0.30702 | 0.3075 | 0.3079 | 0.30841 | 0.3088 | 0.30916 | 0.30949 | 0.30986 | 0.3101 | 0.31037 | 0.31052 | 0.31072 | 0.31072
F4_Commercial_School_New_Space Heating_Natural Gas_Unit Heater_E4 | F4 | Commercial | School | New | Space Heating | Natural Gas | Unit Heater | E4 | Utility - Cost of Equipment | 0 | 0 | 0 | 0 | 0 | 0 | 0 | 0 | 0 | 0 | 0 | 0 | 0 | 0 | 0 | 0 | 0 | 0 | 0 | 0 | 0 | 0 | 0 | 0 | 0 | 0 | 0 | 0 | 0 | 0 | 0 | 0 | 0
F4_Commercial_School_New_Space Heating_Natural Gas_Unit Heater_E5 | F4 | Commercial | School | New | Space Heating | Natural Gas | Unit Heater | E5 | Utility - Cost of Equipment | 0 | 0 | 0 | 0 | 0 | 0 | 0 | 0 | 0 | 0 | 0 | 0 | 0 | 0 | 0 | 0 | 0 | 0 | 0 | 0 | 0 | 0 | 0 | 0 | 0 | 0 | 0 | 0 | 0 | 0 | 0 | 0 | 0
F4_Commercial_School_New_Space Heating_Natural Gas_Unit Heater_E6 | F4 | Commercial | School | New | Space Heating | Natural Gas | Unit Heater | E6 | Utility - Cost of Equipment | 0 | 0 | 0 | 0 | 0 | 0 | 0 | 0 | 0 | 0 | 0 | 0 | 0 | 0 | 0 | 0 | 0 | 0 | 0 | 0 | 0 | 0 | 0 | 0 | 0 | 0 | 0 | 0 | 0 | 0 | 0 | 0 | 0
F4_Commercial_School_New_Space Heating_Natural Gas_Unit Heater_E7 | F4 | Commercial | School | New | Space Heating | Natural Gas | Unit Heater | E7 | Utility - Cost of Equipment | 0 | 0 | 0 | 0 | 0 | 0 | 0 | 0 | 0 | 0 | 0 | 0 | 0 | 0 | 0 | 0 | 0 | 0 | 0 | 0 | 0 | 0 | 0 | 0 | 0 | 0 | 0 | 0 | 0 | 0 | 0 | 0 | 0
F4_Commercial_School_New_Space Heating_Natural Gas_Unit Heater_E8 | F4 | Commercial | School | New | Space Heating | Natural Gas | Unit Heater | E8 | Utility - Cost of Equipment | 0 | 0 | 0 | 0 | 0 | 0 | 0 | 0 | 0 | 0 | 0 | 0 | 0 | 0 | 0 | 0 | 0 | 0 | 0 | 0 | 0 | 0 | 0 | 0 | 0 | 0 | 0 | 0 | 0 | 0 | 0 | 0 | 0
F4_Commercial_School_New_Space Heating_Natural Gas_Unit Heater_E9 | F4 | Commercial | School | New | Space Heating | Natural Gas | Unit Heater | E9 | Utility - Cost of Equipment | 0 | 0 | 0 | 0 | 0 | 0 | 0 | 0 | 0 | 0 | 0 | 0 | 0 | 0 | 0 | 0 | 0 | 0 | 0 | 0 | 0 | 0 | 0 | 0 | 0 | 0 | 0 | 0 | 0 | 0 | 0 | 0 | 0
F4_Commercial_School_New_Space Heating_Natural Gas_Unit Heater_E10 | F4 | Commercial | School | New | Space Heating | Natural Gas | Unit Heater | E10 | Utility - Cost of Equipment | 0 | 0 | 0 | 0 | 0 | 0 | 0 | 0 | 0 | 0 | 0 | 0 | 0 | 0 | 0 | 0 | 0 | 0 | 0 | 0 | 0 | 0 | 0 | 0 | 0 | 0 | 0 | 0 | 0 | 0 | 0 | 0 | 0
F5_Commercial_School_New_Space Heating_Natural Gas_Unit Heater_E1 | F5 | Commercial | School | New | Space Heating | Natural Gas | Unit Heater | E1 | Utility - Cost of Operation | 0.012932 | 0.012932 | 0.012932 | 0.012932 | 0.012932 | 0 | 0 | 0 | 0 | 0 | 0 | 0 | 0 | 0 | 0 | 0 | 0 | 0 | 0 | 0 | 0 | 0 | 0 | 0 | 0 | 0 | 0 | 0 | 0 | 0 | 0 | 0 | 0
F5_Commercial_School_New_Space Heating_Natural Gas_Unit Heater_E2 | F5 | Commercial | School | New | Space Heating | Natural Gas | Unit Heater | E2 | Utility - Cost of Operation | 0.041352 | 0.041352 | 0.041352 | 0.041352 | 0.041352 | 0.041352 | 0.041352 | 0.041352 | 0.041352 | 0.041352 | 0.041352 | 0.041352 | 0.041352 | 0.041352 | 0.041352 | 0.041352 | 0.041352 | 0.041352 | 0.041352 | 0.041352 | 0.041352 | 0.041352 | 0.041352 | 0.041352 | 0.041352 | 0.041352 | 0.041352 | 0.041352 | 0.041352 | 0.041352 | 0.041352 | 0.041352 | 0.041352
F5_Commercial_School_New_Space Heating_Natural Gas_Unit Heater_E3 | F5 | Commercial | School | New | Space Heating | Natural Gas | Unit Heater | E3 | Utility - Cost of Operation | 0.017863 | 0.017863 | 0.017863 | 0.017863 | 0.017863 | 0.017863 | 0.017863 | 0.017863 | 0.017863 | 0.017863 | 0.017863 | 0.017863 | 0.017863 | 0.017863 | 0.017863 | 0.017863 | 0.017863 | 0.017863 | 0.017863 | 0.017863 | 0.017863 | 0.017863 | 0.017863 | 0.017863 | 0.017863 | 0.017863 | 0.017863 | 0.017863 | 0.017863 | 0.017863 | 0.017863 | 0.017863 | 0.017863
F5_Commercial_School_New_Space Heating_Natural Gas_Unit Heater_E4 | F5 | Commercial | School | New | Space Heating | Natural Gas | Unit Heater | E4 | Utility - Cost of Operation | 0 | 0 | 0 | 0 | 0 | 0 | 0 | 0 | 0 | 0 | 0 | 0 | 0 | 0 | 0 | 0 | 0 | 0 | 0 | 0 | 0 | 0 | 0 | 0 | 0 | 0 | 0 | 0 | 0 | 0 | 0 | 0 | 0
F5_Commercial_School_New_Space Heating_Natural Gas_Unit Heater_E5 | F5 | Commercial | School | New | Space Heating | Natural Gas | Unit Heater | E5 | Utility - Cost of Operation | 0 | 0 | 0 | 0 | 0 | 0 | 0 | 0 | 0 | 0 | 0 | 0 | 0 | 0 | 0 | 0 | 0 | 0 | 0 | 0 | 0 | 0 | 0 | 0 | 0 | 0 | 0 | 0 | 0 | 0 | 0 | 0 | 0
F5_Commercial_School_New_Space Heating_Natural Gas_Unit Heater_E6 | F5 | Commercial | School | New | Space Heating | Natural Gas | Unit Heater | E6 | Utility - Cost of Operation | 0 | 0 | 0 | 0 | 0 | 0 | 0 | 0 | 0 | 0 | 0 | 0 | 0 | 0 | 0 | 0 | 0 | 0 | 0 | 0 | 0 | 0 | 0 | 0 | 0 | 0 | 0 | 0 | 0 | 0 | 0 | 0 | 0
F5_Commercial_School_New_Space Heating_Natural Gas_Unit Heater_E7 | F5 | Commercial | School | New | Space Heating | Natural Gas | Unit Heater | E7 | Utility - Cost of Operation | 0 | 0 | 0 | 0 | 0 | 0 | 0 | 0 | 0 | 0 | 0 | 0 | 0 | 0 | 0 | 0 | 0 | 0 | 0 | 0 | 0 | 0 | 0 | 0 | 0 | 0 | 0 | 0 | 0 | 0 | 0 | 0 | 0
F5_Commercial_School_New_Space Heating_Natural Gas_Unit Heater_E8 | F5 | Commercial | School | New | Space Heating | Natural Gas | Unit Heater | E8 | Utility - Cost of Operation | 0 | 0 | 0 | 0 | 0 | 0 | 0 | 0 | 0 | 0 | 0 | 0 | 0 | 0 | 0 | 0 | 0 | 0 | 0 | 0 | 0 | 0 | 0 | 0 | 0 | 0 | 0 | 0 | 0 | 0 | 0 | 0 | 0
F5_Commercial_School_New_Space Heating_Natural Gas_Unit Heater_E9 | F5 | Commercial | School | New | Space Heating | Natural Gas | Unit Heater | E9 | Utility - Cost of Operation | 0 | 0 | 0 | 0 | 0 | 0 | 0 | 0 | 0 | 0 | 0 | 0 | 0 | 0 | 0 | 0 | 0 | 0 | 0 | 0 | 0 | 0 | 0 | 0 | 0 | 0 | 0 | 0 | 0 | 0 | 0 | 0 | 0
F5_Commercial_School_New_Space Heating_Natural Gas_Unit Heater_E10 | F5 | Commercial | School | New | Space Heating | Natural Gas | Unit Heater | E10 | Utility - Cost of Operation | 0 | 0 | 0 | 0 | 0 | 0 | 0 | 0 | 0 | 0 | 0 | 0 | 0 | 0 | 0 | 0 | 0 | 0 | 0 | 0 | 0 | 0 | 0 | 0 | 0 | 0 | 0 | 0 | 0 | 0 | 0 | 0 | 0
F6_Commercial_School_New_Space Heating_Natural Gas_Unit Heater_E1 | F6 | Commercial | School | New | Space Heating | Natural Gas | Unit Heater | E1 | Utility - Value of Sales | 0.15391 | 0.15384 | 0.15413 | 0.15304 | 0.1522 | 0 | 0 | 0 | 0 | 0 | 0 | 0 | 0 | 0 | 0 | 0 | 0 | 0 | 0 | 0 | 0 | 0 | 0 | 0 | 0 | 0 | 0 | 0 | 0 | 0 | 0 | 0 | 0
F6_Commercial_School_New_Space Heating_Natural Gas_Unit Heater_E2 | F6 | Commercial | School | New | Space Heating | Natural Gas | Unit Heater | E2 | Utility - Value of Sales | 0.1385 | 0.13844 | 0.1387 | 0.13772 | 0.13696 | 0.1362 | 0.13544 | 0.13468 | 0.13392 | 0.13316 | 0.1324 | 0.13164 | 0.13088 | 0.13012 | 0.12936 | 0.12861 | 0.12785 | 0.12709 | 0.12634 | 0.1256 | 0.1249 | 0.12423 | 0.12361 | 0.12304 | 0.12253 | 0.12209 | 0.12171 | 0.12139 | 0.12114 | 0.12095 | 0.12082 | 0.12076 | 0.12076
F6_Commercial_School_New_Space Heating_Natural Gas_Unit Heater_E3 | F6 | Commercial | School | New | Space Heating | Natural Gas | Unit Heater | E3 | Utility - Value of Sales | 0.11962 | 0.11956 | 0.11979 | 0.11894 | 0.11829 | 0.11763 | 0.11697 | 0.11632 | 0.11566 | 0.11501 | 0.11435 | 0.11369 | 0.11304 | 0.11238 | 0.11173 | 0.11107 | 0.11041 | 0.10976 | 0.10911 | 0.10848 | 0.10787 | 0.10729 | 0.10675 | 0.10626 | 0.10582 | 0.10544 | 0.10511 | 0.10484 | 0.10462 | 0.10446 | 0.10435 | 0.10429 | 0.10429
F6_Commercial_School_New_Space Heating_Natural Gas_Unit Heater_E4 | F6 | Commercial | School | New | Space Heating | Natural Gas | Unit Heater | E4 | Utility - Value of Sales | 0 | 0 | 0 | 0 | 0 | 0 | 0 | 0 | 0 | 0 | 0 | 0 | 0 | 0 | 0 | 0 | 0 | 0 | 0 | 0 | 0 | 0 | 0 | 0 | 0 | 0 | 0 | 0 | 0 | 0 | 0 | 0 | 0
F6_Commercial_School_New_Space Heating_Natural Gas_Unit Heater_E5 | F6 | Commercial | School | New | Space Heating | Natural Gas | Unit Heater | E5 | Utility - Value of Sales | 0 | 0 | 0 | 0 | 0 | 0 | 0 | 0 | 0 | 0 | 0 | 0 | 0 | 0 | 0 | 0 | 0 | 0 | 0 | 0 | 0 | 0 | 0 | 0 | 0 | 0 | 0 | 0 | 0 | 0 | 0 | 0 | 0
F6_Commercial_School_New_Space Heating_Natural Gas_Unit Heater_E6 | F6 | Commercial | School | New | Space Heating | Natural Gas | Unit Heater | E6 | Utility - Value of Sales | 0 | 0 | 0 | 0 | 0 | 0 | 0 | 0 | 0 | 0 | 0 | 0 | 0 | 0 | 0 | 0 | 0 | 0 | 0 | 0 | 0 | 0 | 0 | 0 | 0 | 0 | 0 | 0 | 0 | 0 | 0 | 0 | 0
F6_Commercial_School_New_Space Heating_Natural Gas_Unit Heater_E7 | F6 | Commercial | School | New | Space Heating | Natural Gas | Unit Heater | E7 | Utility - Value of Sales | 0 | 0 | 0 | 0 | 0 | 0 | 0 | 0 | 0 | 0 | 0 | 0 | 0 | 0 | 0 | 0 | 0 | 0 | 0 | 0 | 0 | 0 | 0 | 0 | 0 | 0 | 0 | 0 | 0 | 0 | 0 | 0 | 0
F6_Commercial_School_New_Space Heating_Natural Gas_Unit Heater_E8 | F6 | Commercial | School | New | Space Heating | Natural Gas | Unit Heater | E8 | Utility - Value of Sales | 0 | 0 | 0 | 0 | 0 | 0 | 0 | 0 | 0 | 0 | 0 | 0 | 0 | 0 | 0 | 0 | 0 | 0 | 0 | 0 | 0 | 0 | 0 | 0 | 0 | 0 | 0 | 0 | 0 | 0 | 0 | 0 | 0
F6_Commercial_School_New_Space Heating_Natural Gas_Unit Heater_E9 | F6 | Commercial | School | New | Space Heating | Natural Gas | Unit Heater | E9 | Utility - Value of Sales | 0 | 0 | 0 | 0 | 0 | 0 | 0 | 0 | 0 | 0 | 0 | 0 | 0 | 0 | 0 | 0 | 0 | 0 | 0 | 0 | 0 | 0 | 0 | 0 | 0 | 0 | 0 | 0 | 0 | 0 | 0 | 0 | 0
F6_Commercial_School_New_Space Heating_Natural Gas_Unit Heater_E10 | F6 | Commercial | School | New | Space Heating | Natural Gas | Unit Heater | E10 | Utility - Value of Sales | 0 | 0 | 0 | 0 | 0 | 0 | 0 | 0 | 0 | 0 | 0 | 0 | 0 | 0 | 0 | 0 | 0 | 0 | 0 | 0 | 0 | 0 | 0 | 0 | 0 | 0 | 0 | 0 | 0 | 0 | 0 | 0 | 0
F1_Commercial_School_New_Water Heating_Natural Gas_Water Heater_E1 | F1 | Commercial | School | New | Water Heating | Natural Gas | Water Heater | E1 | RVT - Cost of Equipment | 0.183 | 0.18273 | 0.18341 | 0.18186 | 0.18088 | 0.18164 | 0.18392 | 0.18572 | 0.18796 | 0.19007 | 0.19218 | 0.19413 | 0.19621 | 0.19839 | 0.20048 | 0.2026 | 0.20476 | 0.20711 | 0.20955 | 0.21213 | 0.21468 | 0.21734 | 0.2198 | 0.22234 | 0.2246 | 0.22656 | 0.22833 | 0.22987 | 0.23108 | 0.23207 | 0.23262 | 0.23299 | 0.23299
F1_Commercial_School_New_Water Heating_Natural Gas_Water Heater_E2 | F1 | Commercial | School | New | Water Heating | Natural Gas | Water Heater | E2 | RVT - Cost of Equipment | 0.18075 | 0.18047 | 0.18114 | 0.17962 | 0.17865 | 0.17939 | 0.18164 | 0.18343 | 0.18564 | 0.18772 | 0.18981 | 0.19173 | 0.19379 | 0.19594 | 0.198 | 0.2001 | 0.20223 | 0.20455 | 0.20697 | 0.20952 | 0.21203 | 0.21465 | 0.21709 | 0.2196 | 0.22182 | 0.22376 | 0.22551 | 0.22704 | 0.22822 | 0.2292 | 0.22975 | 0.23012 | 0.23012
F1_Commercial_School_New_Water Heating_Natural Gas_Water Heater_E3 | F1 | Commercial | School | New | Water Heating | Natural Gas | Water Heater | E3 | RVT - Cost of Equipment | 0.16637 | 0.16612 | 0.16673 | 0.16533 | 0.16444 | 0.16512 | 0.1672 | 0.16884 | 0.17087 | 0.17279 | 0.17471 | 0.17648 | 0.17838 | 0.18036 | 0.18225 | 0.18418 | 0.18614 | 0.18828 | 0.1905 | 0.19285 | 0.19516 | 0.19758 | 0.19982 | 0.20213 | 0.20418 | 0.20596 | 0.20758 | 0.20898 | 0.21007 | 0.21097 | 0.21147 | 0.21181 | 0.21181
F1_Commercial_School_New_Water Heating_Natural Gas_Water Heater_E4 | F1 | Commercial | School | New | Water Heating | Natural Gas | Water Heater | E4 | RVT - Cost of Equipment | 0.15575 | 0.15552 | 0.15609 | 0.15478 | 0.15394 | 0.15458 | 0.15652 | 0.15806 | 0.15996 | 0.16176 | 0.16356 | 0.16521 | 0.16699 | 0.16884 | 0.17062 | 0.17243 | 0.17426 | 0.17626 | 0.17834 | 0.18054 | 0.18271 | 0.18497 | 0.18706 | 0.18923 | 0.19115 | 0.19281 | 0.19433 | 0.19564 | 0.19666 | 0.19751 | 0.19798 | 0.19829 | 0.19829
F1_Commercial_School_New_Water Heating_Natural Gas_Water Heater_E5 | F1 | Commercial | School | New | Water Heating | Natural Gas | Water Heater | E5 | RVT - Cost of Equipment | 0.1525 | 0.15228 | 0.15284 | 0.15155 | 0.15073 | 0.15136 | 0.15326 | 0.15477 | 0.15663 | 0.15839 | 0.16015 | 0.16177 | 0.16351 | 0.16533 | 0.16706 | 0.16883 | 0.17063 | 0.17259 | 0.17463 | 0.17678 | 0.1789 | 0.18111 | 0.18317 | 0.18529 | 0.18716 | 0.1888 | 0.19028 | 0.19156 | 0.19256 | 0.19339 | 0.19385 | 0.19416 | 0.19416
F1_Commercial_School_New_Water Heating_Natural Gas_Water Heater_E6 | F1 | Commercial | School | New | Water Heating | Natural Gas | Water Heater | E6 | RVT - Cost of Equipment | 0.14939 | 0.14917 | 0.14972 | 0.14846 | 0.14766 | 0.14827 | 0.15013 | 0.15161 | 0.15343 | 0.15516 | 0.15689 | 0.15847 | 0.16017 | 0.16195 | 0.16366 | 0.16539 | 0.16715 | 0.16907 | 0.17106 | 0.17317 | 0.17525 | 0.17742 | 0.17943 | 0.18151 | 0.18334 | 0.18494 | 0.18639 | 0.18765 | 0.18863 | 0.18944 | 0.1899 | 0.1902 | 0.1902
F1_Commercial_School_New_Water Heating_Natural Gas_Water Heater_E7 | F1 | Commercial | School | New | Water Heating | Natural Gas | Water Heater | E7 | RVT - Cost of Equipment | 0.097761 | 0.097875 | 0.098382 | 0.09792 | 0.097703 | 0.098226 | 0.099403 | 0.10038 | 0.10155 | 0.1027 | 0.10385 | 0.10495 | 0.10611 | 0.10731 | 0.10848 | 0.10968 | 0.11089 | 0.11217 | 0.11346 | 0.11478 | 0.11604 | 0.11729 | 0.11841 | 0.11952 | 0.12049 | 0.12133 | 0.1221 | 0.12276 | 0.12328 | 0.1237 | 0.12394 | 0.1241 | 0.1241
F1_Commercial_School_New_Water Heating_Natural Gas_Water Heater_E8 | F1 | Commercial | School | New | Water Heating | Natural Gas | Water Heater | E8 | RVT - Cost of Equipment | 0 | 0 | 0 | 0 | 0 | 0 | 0 | 0 | 0 | 0 | 0 | 0 | 0 | 0 | 0 | 0 | 0 | 0 | 0 | 0 | 0 | 0 | 0 | 0 | 0 | 0 | 0 | 0 | 0 | 0 | 0 | 0 | 0
F1_Commercial_School_New_Water Heating_Natural Gas_Water Heater_E9 | F1 | Commercial | School | New | Water Heating | Natural Gas | Water Heater | E9 | RVT - Cost of Equipment | 0 | 0 | 0 | 0 | 0 | 0 | 0 | 0 | 0 | 0 | 0 | 0 | 0 | 0 | 0 | 0 | 0 | 0 | 0 | 0 | 0 | 0 | 0 | 0 | 0 | 0 | 0 | 0 | 0 | 0 | 0 | 0 | 0
F1_Commercial_School_New_Water Heating_Natural Gas_Water Heater_E10 | F1 | Commercial | School | New | Water Heating | Natural Gas | Water Heater | E10 | RVT - Cost of Equipment | 0 | 0 | 0 | 0 | 0 | 0 | 0 | 0 | 0 | 0 | 0 | 0 | 0 | 0 | 0 | 0 | 0 | 0 | 0 | 0 | 0 | 0 | 0 | 0 | 0 | 0 | 0 | 0 | 0 | 0 | 0 | 0 | 0
F2_Commercial_School_New_Water Heating_Natural Gas_Water Heater_E1 | F2 | Commercial | School | New | Water Heating | Natural Gas | Water Heater | E1 | RVT - Cost of Operation | 0.21925 | 0.21892 | 0.21973 | 0.21788 | 0.21671 | 0.21761 | 0.22034 | 0.2225 | 0.22518 | 0.22772 | 0.23025 | 0.23258 | 0.23508 | 0.23769 | 0.24019 | 0.24273 | 0.24531 | 0.24813 | 0.25106 | 0.25415 | 0.2572 | 0.26038 | 0.26333 | 0.26638 | 0.26908 | 0.27143 | 0.27356 | 0.2754 | 0.27684 | 0.27803 | 0.2787 | 0.27914 | 0.27914
F2_Commercial_School_New_Water Heating_Natural Gas_Water Heater_E2 | F2 | Commercial | School | New | Water Heating | Natural Gas | Water Heater | E2 | RVT - Cost of Operation | 0.21654 | 0.21622 | 0.21702 | 0.21519 | 0.21403 | 0.21492 | 0.21762 | 0.21976 | 0.2224 | 0.22491 | 0.22741 | 0.2297 | 0.23217 | 0.23475 | 0.23722 | 0.23973 | 0.24229 | 0.24507 | 0.24796 | 0.25101 | 0.25403 | 0.25717 | 0.26008 | 0.26309 | 0.26576 | 0.26808 | 0.27018 | 0.272 | 0.27343 | 0.2746 | 0.27526 | 0.27569 | 0.27569
F2_Commercial_School_New_Water Heating_Natural Gas_Water Heater_E3 | F2 | Commercial | School | New | Water Heating | Natural Gas | Water Heater | E3 | RVT - Cost of Operation | 0.19932 | 0.19902 | 0.19976 | 0.19807 | 0.19701 | 0.19783 | 0.20031 | 0.20228 | 0.20471 | 0.20701 | 0.20932 | 0.21143 | 0.21371 | 0.21608 | 0.21835 | 0.22066 | 0.22301 | 0.22557 | 0.22823 | 0.23105 | 0.23382 | 0.23671 | 0.2394 | 0.24217 | 0.24462 | 0.24675 | 0.24869 | 0.25037 | 0.25168 | 0.25276 | 0.25336 | 0.25376 | 0.25376
F2_Commercial_School_New_Water Heating_Natural Gas_Water Heater_E4 | F2 | Commercial | School | New | Water Heating | Natural Gas | Water Heater | E4 | RVT - Cost of Operation | 0.1866 | 0.18632 | 0.18701 | 0.18543 | 0.18443 | 0.1852 | 0.18753 | 0.18936 | 0.19165 | 0.1938 | 0.19596 | 0.19794 | 0.20007 | 0.20229 | 0.20441 | 0.20658 | 0.20878 | 0.21118 | 0.21367 | 0.2163 | 0.2189 | 0.2216 | 0.22411 | 0.22671 | 0.22901 | 0.231 | 0.23281 | 0.23439 | 0.23561 | 0.23662 | 0.23719 | 0.23757 | 0.23757
F2_Commercial_School_New_Water Heating_Natural Gas_Water Heater_E5 | F2 | Commercial | School | New | Water Heating | Natural Gas | Water Heater | E5 | RVT - Cost of Operation | 0.18271 | 0.18244 | 0.18311 | 0.18157 | 0.18059 | 0.18134 | 0.18362 | 0.18542 | 0.18765 | 0.18976 | 0.19187 | 0.19381 | 0.1959 | 0.19807 | 0.20015 | 0.20227 | 0.20443 | 0.20678 | 0.20921 | 0.21179 | 0.21434 | 0.21699 | 0.21945 | 0.22199 | 0.22424 | 0.22619 | 0.22796 | 0.2295 | 0.2307 | 0.23169 | 0.23225 | 0.23262 | 0.23262
F2_Commercial_School_New_Water Heating_Natural Gas_Water Heater_E6 | F2 | Commercial | School | New | Water Heating | Natural Gas | Water Heater | E6 | RVT - Cost of Operation | 0.17898 | 0.17871 | 0.17937 | 0.17786 | 0.1769 | 0.17764 | 0.17987 | 0.18164 | 0.18382 | 0.18589 | 0.18796 | 0.18986 | 0.1919 | 0.19403 | 0.19607 | 0.19815 | 0.20026 | 0.20256 | 0.20495 | 0.20747 | 0.20996 | 0.21256 | 0.21497 | 0.21746 | 0.21966 | 0.22157 | 0.22331 | 0.22482 | 0.226 | 0.22697 | 0.22751 | 0.22787 | 0.22787
F2_Commercial_School_New_Water Heating_Natural Gas_Water Heater_E7 | F2 | Commercial | School | New | Water Heating | Natural Gas | Water Heater | E7 | RVT - Cost of Operation | 0.11712 | 0.11726 | 0.11787 | 0.11731 | 0.11705 | 0.11768 | 0.11909 | 0.12026 | 0.12167 | 0.12304 | 0.12442 | 0.12573 | 0.12713 | 0.12857 | 0.12997 | 0.13141 | 0.13285 | 0.13438 | 0.13594 | 0.13752 | 0.13902 | 0.14052 | 0.14186 | 0.1432 | 0.14436 | 0.14537 | 0.14628 | 0.14708 | 0.1477 | 0.14821 | 0.14849 | 0.14868 | 0.14868
F2_Commercial_School_New_Water Heating_Natural Gas_Water Heater_E8 | F2 | Commercial | School | New | Water Heating | Natural Gas | Water Heater | E8 | RVT - Cost of Operation | 0 | 0 | 0 | 0 | 0 | 0 | 0 | 0 | 0 | 0 | 0 | 0 | 0 | 0 | 0 | 0 | 0 | 0 | 0 | 0 | 0 | 0 | 0 | 0 | 0 | 0 | 0 | 0 | 0 | 0 | 0 | 0 | 0
F2_Commercial_School_New_Water Heating_Natural Gas_Water Heater_E9 | F2 | Commercial | School | New | Water Heating | Natural Gas | Water Heater | E9 | RVT - Cost of Operation | 0 | 0 | 0 | 0 | 0 | 0 | 0 | 0 | 0 | 0 | 0 | 0 | 0 | 0 | 0 | 0 | 0 | 0 | 0 | 0 | 0 | 0 | 0 | 0 | 0 | 0 | 0 | 0 | 0 | 0 | 0 | 0 | 0
F2_Commercial_School_New_Water Heating_Natural Gas_Water Heater_E10 | F2 | Commercial | School | New | Water Heating | Natural Gas | Water Heater | E10 | RVT - Cost of Operation | 0 | 0 | 0 | 0 | 0 | 0 | 0 | 0 | 0 | 0 | 0 | 0 | 0 | 0 | 0 | 0 | 0 | 0 | 0 | 0 | 0 | 0 | 0 | 0 | 0 | 0 | 0 | 0 | 0 | 0 | 0 | 0 | 0
F3_Commercial_School_New_Water Heating_Natural Gas_Water Heater_E1 | F3 | Commercial | School | New | Water Heating | Natural Gas | Water Heater | E1 | System - kBTUs of Consumption | 0.02713 | 0.02713 | 0.02713 | 0.02713 | 0.02713 | 0.02713 | 0.02713 | 0.02713 | 0.02713 | 0.02713 | 0.02713 | 0.02713 | 0.02713 | 0.02713 | 0.02713 | 0.02713 | 0.02713 | 0.02713 | 0.02713 | 0.02713 | 0.02713 | 0.02713 | 0.02713 | 0.02713 | 0.02713 | 0.02713 | 0.02713 | 0.02713 | 0.02713 | 0.02713 | 0.02713 | 0.02713 | 0.02713
F3_Commercial_School_New_Water Heating_Natural Gas_Water Heater_E2 | F3 | Commercial | School | New | Water Heating | Natural Gas | Water Heater | E2 | System - kBTUs of Consumption | 0.027123 | 0.027123 | 0.027123 | 0.027123 | 0.027123 | 0.027123 | 0.027123 | 0.027123 | 0.027123 | 0.027123 | 0.027123 | 0.027123 | 0.027123 | 0.027123 | 0.027123 | 0.027123 | 0.027123 | 0.027123 | 0.027123 | 0.027123 | 0.027123 | 0.027123 | 0.027123 | 0.027123 | 0.027123 | 0.027123 | 0.027123 | 0.027123 | 0.027123 | 0.027123 | 0.027123 | 0.027123 | 0.027123
F3_Commercial_School_New_Water Heating_Natural Gas_Water Heater_E3 | F3 | Commercial | School | New | Water Heating | Natural Gas | Water Heater | E3 | System - kBTUs of Consumption | 0.027518 | 0.027518 | 0.027518 | 0.027518 | 0.027518 | 0.027518 | 0.027518 | 0.027518 | 0.027518 | 0.027518 | 0.027518 | 0.027518 | 0.027518 | 0.027518 | 0.027518 | 0.027518 | 0.027518 | 0.027518 | 0.027518 | 0.027518 | 0.027518 | 0.027518 | 0.027518 | 0.027518 | 0.027518 | 0.027518 | 0.027518 | 0.027518 | 0.027518 | 0.027518 | 0.027518 | 0.027518 | 0.027518
F3_Commercial_School_New_Water Heating_Natural Gas_Water Heater_E4 | F3 | Commercial | School | New | Water Heating | Natural Gas | Water Heater | E4 | System - kBTUs of Consumption | 0.027913 | 0.027913 | 0.027913 | 0.027913 | 0.027913 | 0.027913 | 0.027913 | 0.027913 | 0.027913 | 0.027913 | 0.027913 | 0.027913 | 0.027913 | 0.027913 | 0.027913 | 0.027913 | 0.027913 | 0.027913 | 0.027913 | 0.027913 | 0.027913 | 0.027913 | 0.027913 | 0.027913 | 0.027913 | 0.027913 | 0.027913 | 0.027913 | 0.027913 | 0.027913 | 0.027913 | 0.027913 | 0.027913
F3_Commercial_School_New_Water Heating_Natural Gas_Water Heater_E5 | F3 | Commercial | School | New | Water Heating | Natural Gas | Water Heater | E5 | System - kBTUs of Consumption | 0.028507 | 0.028507 | 0.028507 | 0.028507 | 0.028507 | 0.028507 | 0.028507 | 0.028507 | 0.028507 | 0.028507 | 0.028507 | 0.028507 | 0.028507 | 0.028507 | 0.028507 | 0.028507 | 0.028507 | 0.028507 | 0.028507 | 0.028507 | 0.028507 | 0.028507 | 0.028507 | 0.028507 | 0.028507 | 0.028507 | 0.028507 | 0.028507 | 0.028507 | 0.028507 | 0.028507 | 0.028507 | 0.028507
F3_Commercial_School_New_Water Heating_Natural Gas_Water Heater_E6 | F3 | Commercial | School | New | Water Heating | Natural Gas | Water Heater | E6 | System - kBTUs of Consumption | 0.023731 | 0.023731 | 0.023731 | 0.023731 | 0.023731 | 0.023731 | 0.023731 | 0.023731 | 0.023731 | 0.023731 | 0.023731 | 0.023731 | 0.023731 | 0.023731 | 0.023731 | 0.023731 | 0.023731 | 0.023731 | 0.023731 | 0.023731 | 0.023731 | 0.023731 | 0.023731 | 0.023731 | 0.023731 | 0.023731 | 0.023731 | 0.023731 | 0.023731 | 0.023731 | 0.023731 | 0.023731 | 0.023731
F3_Commercial_School_New_Water Heating_Natural Gas_Water Heater_E7 | F3 | Commercial | School | New | Water Heating | Natural Gas | Water Heater | E7 | System - kBTUs of Consumption | 0.020671 | 0.020671 | 0.020671 | 0.020671 | 0.020671 | 0.020671 | 0.020671 | 0.020671 | 0.020671 | 0.020671 | 0.020671 | 0.020671 | 0.020671 | 0.020671 | 0.020671 | 0.020671 | 0.020671 | 0.020671 | 0.020671 | 0.020671 | 0.020671 | 0.020671 | 0.020671 | 0.020671 | 0.020671 | 0.020671 | 0.020671 | 0.020671 | 0.020671 | 0.020671 | 0.020671 | 0.020671 | 0.020671
F3_Commercial_School_New_Water Heating_Natural Gas_Water Heater_E8 | F3 | Commercial | School | New | Water Heating | Natural Gas | Water Heater | E8 | System - kBTUs of Consumption | 0 | 0 | 0 | 0 | 0 | 0 | 0 | 0 | 0 | 0 | 0 | 0 | 0 | 0 | 0 | 0 | 0 | 0 | 0 | 0 | 0 | 0 | 0 | 0 | 0 | 0 | 0 | 0 | 0 | 0 | 0 | 0 | 0
F3_Commercial_School_New_Water Heating_Natural Gas_Water Heater_E9 | F3 | Commercial | School | New | Water Heating | Natural Gas | Water Heater | E9 | System - kBTUs of Consumption | 0 | 0 | 0 | 0 | 0 | 0 | 0 | 0 | 0 | 0 | 0 | 0 | 0 | 0 | 0 | 0 | 0 | 0 | 0 | 0 | 0 | 0 | 0 | 0 | 0 | 0 | 0 | 0 | 0 | 0 | 0 | 0 | 0
F3_Commercial_School_New_Water Heating_Natural Gas_Water Heater_E10 | F3 | Commercial | School | New | Water Heating | Natural Gas | Water Heater | E10 | System - kBTUs of Consumption | 0 | 0 | 0 | 0 | 0 | 0 | 0 | 0 | 0 | 0 | 0 | 0 | 0 | 0 | 0 | 0 | 0 | 0 | 0 | 0 | 0 | 0 | 0 | 0 | 0 | 0 | 0 | 0 | 0 | 0 | 0 | 0 | 0
F4_Commercial_School_New_Water Heating_Natural Gas_Water Heater_E1 | F4 | Commercial | School | New | Water Heating | Natural Gas | Water Heater | E1 | Utility - Cost of Equipment | 0.21925 | 0.21892 | 0.21973 | 0.21788 | 0.21671 | 0.21761 | 0.22034 | 0.2225 | 0.22518 | 0.22772 | 0.23025 | 0.23258 | 0.23508 | 0.23769 | 0.24019 | 0.24273 | 0.24531 | 0.24813 | 0.25106 | 0.25415 | 0.2572 | 0.26038 | 0.26333 | 0.26638 | 0.26908 | 0.27143 | 0.27356 | 0.2754 | 0.27684 | 0.27803 | 0.2787 | 0.27914 | 0.27914
F4_Commercial_School_New_Water Heating_Natural Gas_Water Heater_E2 | F4 | Commercial | School | New | Water Heating | Natural Gas | Water Heater | E2 | Utility - Cost of Equipment | 0.21654 | 0.21622 | 0.21702 | 0.21519 | 0.21403 | 0.21492 | 0.21762 | 0.21976 | 0.2224 | 0.22491 | 0.22741 | 0.2297 | 0.23217 | 0.23475 | 0.23722 | 0.23973 | 0.24229 | 0.24507 | 0.24796 | 0.25101 | 0.25403 | 0.25717 | 0.26008 | 0.26309 | 0.26576 | 0.26808 | 0.27018 | 0.272 | 0.27343 | 0.2746 | 0.27526 | 0.27569 | 0.27569
F4_Commercial_School_New_Water Heating_Natural Gas_Water Heater_E3 | F4 | Commercial | School | New | Water Heating | Natural Gas | Water Heater | E3 | Utility - Cost of Equipment | 0.19932 | 0.19902 | 0.19976 | 0.19807 | 0.19701 | 0.19783 | 0.20031 | 0.20228 | 0.20471 | 0.20701 | 0.20932 | 0.21143 | 0.21371 | 0.21608 | 0.21835 | 0.22066 | 0.22301 | 0.22557 | 0.22823 | 0.23105 | 0.23382 | 0.23671 | 0.2394 | 0.24217 | 0.24462 | 0.24675 | 0.24869 | 0.25037 | 0.25168 | 0.25276 | 0.25336 | 0.25376 | 0.25376
F4_Commercial_School_New_Water Heating_Natural Gas_Water Heater_E4 | F4 | Commercial | School | New | Water Heating | Natural Gas | Water Heater | E4 | Utility - Cost of Equipment | 0.1866 | 0.18632 | 0.18701 | 0.18543 | 0.18443 | 0.1852 | 0.18753 | 0.18936 | 0.19165 | 0.1938 | 0.19596 | 0.19794 | 0.20007 | 0.20229 | 0.20441 | 0.20658 | 0.20878 | 0.21118 | 0.21367 | 0.2163 | 0.2189 | 0.2216 | 0.22411 | 0.22671 | 0.22901 | 0.231 | 0.23281 | 0.23439 | 0.23561 | 0.23662 | 0.23719 | 0.23757 | 0.23757
F4_Commercial_School_New_Water Heating_Natural Gas_Water Heater_E5 | F4 | Commercial | School | New | Water Heating | Natural Gas | Water Heater | E5 | Utility - Cost of Equipment | 0.18271 | 0.18244 | 0.18311 | 0.18157 | 0.18059 | 0.18134 | 0.18362 | 0.18542 | 0.18765 | 0.18976 | 0.19187 | 0.19381 | 0.1959 | 0.19807 | 0.20015 | 0.20227 | 0.20443 | 0.20678 | 0.20921 | 0.21179 | 0.21434 | 0.21699 | 0.21945 | 0.22199 | 0.22424 | 0.22619 | 0.22796 | 0.2295 | 0.2307 | 0.23169 | 0.23225 | 0.23262 | 0.23262
F4_Commercial_School_New_Water Heating_Natural Gas_Water Heater_E6 | F4 | Commercial | School | New | Water Heating | Natural Gas | Water Heater | E6 | Utility - Cost of Equipment | 0.17898 | 0.17871 | 0.17937 | 0.17786 | 0.1769 | 0.17764 | 0.17987 | 0.18164 | 0.18382 | 0.18589 | 0.18796 | 0.18986 | 0.1919 | 0.19403 | 0.19607 | 0.19815 | 0.20026 | 0.20256 | 0.20495 | 0.20747 | 0.20996 | 0.21256 | 0.21497 | 0.21746 | 0.21966 | 0.22157 | 0.22331 | 0.22482 | 0.226 | 0.22697 | 0.22751 | 0.22787 | 0.22787
F4_Commercial_School_New_Water Heating_Natural Gas_Water Heater_E7 | F4 | Commercial | School | New | Water Heating | Natural Gas | Water Heater | E7 | Utility - Cost of Equipment | 0.11712 | 0.11726 | 0.11787 | 0.11731 | 0.11705 | 0.11768 | 0.11909 | 0.12026 | 0.12167 | 0.12304 | 0.12442 | 0.12573 | 0.12713 | 0.12857 | 0.12997 | 0.13141 | 0.13285 | 0.13438 | 0.13594 | 0.13752 | 0.13902 | 0.14052 | 0.14186 | 0.1432 | 0.14436 | 0.14537 | 0.14628 | 0.14708 | 0.1477 | 0.14821 | 0.14849 | 0.14868 | 0.14868
F4_Commercial_School_New_Water Heating_Natural Gas_Water Heater_E8 | F4 | Commercial | School | New | Water Heating | Natural Gas | Water Heater | E8 | Utility - Cost of Equipment | 0 | 0 | 0 | 0 | 0 | 0 | 0 | 0 | 0 | 0 | 0 | 0 | 0 | 0 | 0 | 0 | 0 | 0 | 0 | 0 | 0 | 0 | 0 | 0 | 0 | 0 | 0 | 0 | 0 | 0 | 0 | 0 | 0
F4_Commercial_School_New_Water Heating_Natural Gas_Water Heater_E9 | F4 | Commercial | School | New | Water Heating | Natural Gas | Water Heater | E9 | Utility - Cost of Equipment | 0 | 0 | 0 | 0 | 0 | 0 | 0 | 0 | 0 | 0 | 0 | 0 | 0 | 0 | 0 | 0 | 0 | 0 | 0 | 0 | 0 | 0 | 0 | 0 | 0 | 0 | 0 | 0 | 0 | 0 | 0 | 0 | 0
F4_Commercial_School_New_Water Heating_Natural Gas_Water Heater_E10 | F4 | Commercial | School | New | Water Heating | Natural Gas | Water Heater | E10 | Utility - Cost of Equipment | 0 | 0 | 0 | 0 | 0 | 0 | 0 | 0 | 0 | 0 | 0 | 0 | 0 | 0 | 0 | 0 | 0 | 0 | 0 | 0 | 0 | 0 | 0 | 0 | 0 | 0 | 0 | 0 | 0 | 0 | 0 | 0 | 0
F5_Commercial_School_New_Water Heating_Natural Gas_Water Heater_E1 | F5 | Commercial | School | New | Water Heating | Natural Gas | Water Heater | E1 | Utility - Cost of Operation | 0.02713 | 0.02713 | 0.02713 | 0.02713 | 0.02713 | 0.02713 | 0.02713 | 0.02713 | 0.02713 | 0.02713 | 0.02713 | 0.02713 | 0.02713 | 0.02713 | 0.02713 | 0.02713 | 0.02713 | 0.02713 | 0.02713 | 0.02713 | 0.02713 | 0.02713 | 0.02713 | 0.02713 | 0.02713 | 0.02713 | 0.02713 | 0.02713 | 0.02713 | 0.02713 | 0.02713 | 0.02713 | 0.02713
F5_Commercial_School_New_Water Heating_Natural Gas_Water Heater_E2 | F5 | Commercial | School | New | Water Heating | Natural Gas | Water Heater | E2 | Utility - Cost of Operation | 0.027123 | 0.027123 | 0.027123 | 0.027123 | 0.027123 | 0.027123 | 0.027123 | 0.027123 | 0.027123 | 0.027123 | 0.027123 | 0.027123 | 0.027123 | 0.027123 | 0.027123 | 0.027123 | 0.027123 | 0.027123 | 0.027123 | 0.027123 | 0.027123 | 0.027123 | 0.027123 | 0.027123 | 0.027123 | 0.027123 | 0.027123 | 0.027123 | 0.027123 | 0.027123 | 0.027123 | 0.027123 | 0.027123
F5_Commercial_School_New_Water Heating_Natural Gas_Water Heater_E3 | F5 | Commercial | School | New | Water Heating | Natural Gas | Water Heater | E3 | Utility - Cost of Operation | 0.027518 | 0.027518 | 0.027518 | 0.027518 | 0.027518 | 0.027518 | 0.027518 | 0.027518 | 0.027518 | 0.027518 | 0.027518 | 0.027518 | 0.027518 | 0.027518 | 0.027518 | 0.027518 | 0.027518 | 0.027518 | 0.027518 | 0.027518 | 0.027518 | 0.027518 | 0.027518 | 0.027518 | 0.027518 | 0.027518 | 0.027518 | 0.027518 | 0.027518 | 0.027518 | 0.027518 | 0.027518 | 0.027518
F5_Commercial_School_New_Water Heating_Natural Gas_Water Heater_E4 | F5 | Commercial | School | New | Water Heating | Natural Gas | Water Heater | E4 | Utility - Cost of Operation | 0.027913 | 0.027913 | 0.027913 | 0.027913 | 0.027913 | 0.027913 | 0.027913 | 0.027913 | 0.027913 | 0.027913 | 0.027913 | 0.027913 | 0.027913 | 0.027913 | 0.027913 | 0.027913 | 0.027913 | 0.027913 | 0.027913 | 0.027913 | 0.027913 | 0.027913 | 0.027913 | 0.027913 | 0.027913 | 0.027913 | 0.027913 | 0.027913 | 0.027913 | 0.027913 | 0.027913 | 0.027913 | 0.027913
F5_Commercial_School_New_Water Heating_Natural Gas_Water Heater_E5 | F5 | Commercial | School | New | Water Heating | Natural Gas | Water Heater | E5 | Utility - Cost of Operation | 0.028507 | 0.028507 | 0.028507 | 0.028507 | 0.028507 | 0.028507 | 0.028507 | 0.028507 | 0.028507 | 0.028507 | 0.028507 | 0.028507 | 0.028507 | 0.028507 | 0.028507 | 0.028507 | 0.028507 | 0.028507 | 0.028507 | 0.028507 | 0.028507 | 0.028507 | 0.028507 | 0.028507 | 0.028507 | 0.028507 | 0.028507 | 0.028507 | 0.028507 | 0.028507 | 0.028507 | 0.028507 | 0.028507
F5_Commercial_School_New_Water Heating_Natural Gas_Water Heater_E6 | F5 | Commercial | School | New | Water Heating | Natural Gas | Water Heater | E6 | Utility - Cost of Operation | 0.023731 | 0.023731 | 0.023731 | 0.023731 | 0.023731 | 0.023731 | 0.023731 | 0.023731 | 0.023731 | 0.023731 | 0.023731 | 0.023731 | 0.023731 | 0.023731 | 0.023731 | 0.023731 | 0.023731 | 0.023731 | 0.023731 | 0.023731 | 0.023731 | 0.023731 | 0.023731 | 0.023731 | 0.023731 | 0.023731 | 0.023731 | 0.023731 | 0.023731 | 0.023731 | 0.023731 | 0.023731 | 0.023731
F5_Commercial_School_New_Water Heating_Natural Gas_Water Heater_E7 | F5 | Commercial | School | New | Water Heating | Natural Gas | Water Heater | E7 | Utility - Cost of Operation | 0.020671 | 0.020671 | 0.020671 | 0.020671 | 0.020671 | 0.020671 | 0.020671 | 0.020671 | 0.020671 | 0.020671 | 0.020671 | 0.020671 | 0.020671 | 0.020671 | 0.020671 | 0.020671 | 0.020671 | 0.020671 | 0.020671 | 0.020671 | 0.020671 | 0.020671 | 0.020671 | 0.020671 | 0.020671 | 0.020671 | 0.020671 | 0.020671 | 0.020671 | 0.020671 | 0.020671 | 0.020671 | 0.020671
F5_Commercial_School_New_Water Heating_Natural Gas_Water Heater_E8 | F5 | Commercial | School | New | Water Heating | Natural Gas | Water Heater | E8 | Utility - Cost of Operation | 0 | 0 | 0 | 0 | 0 | 0 | 0 | 0 | 0 | 0 | 0 | 0 | 0 | 0 | 0 | 0 | 0 | 0 | 0 | 0 | 0 | 0 | 0 | 0 | 0 | 0 | 0 | 0 | 0 | 0 | 0 | 0 | 0
F5_Commercial_School_New_Water Heating_Natural Gas_Water Heater_E9 | F5 | Commercial | School | New | Water Heating | Natural Gas | Water Heater | E9 | Utility - Cost of Operation | 0 | 0 | 0 | 0 | 0 | 0 | 0 | 0 | 0 | 0 | 0 | 0 | 0 | 0 | 0 | 0 | 0 | 0 | 0 | 0 | 0 | 0 | 0 | 0 | 0 | 0 | 0 | 0 | 0 | 0 | 0 | 0 | 0
F5_Commercial_School_New_Water Heating_Natural Gas_Water Heater_E10 | F5 | Commercial | School | New | Water Heating | Natural Gas | Water Heater | E10 | Utility - Cost of Operation | 0 | 0 | 0 | 0 | 0 | 0 | 0 | 0 | 0 | 0 | 0 | 0 | 0 | 0 | 0 | 0 | 0 | 0 | 0 | 0 | 0 | 0 | 0 | 0 | 0 | 0 | 0 | 0 | 0 | 0 | 0 | 0 | 0
F6_Commercial_School_New_Water Heating_Natural Gas_Water Heater_E1 | F6 | Commercial | School | New | Water Heating | Natural Gas | Water Heater | E1 | Utility - Value of Sales | 0.14744 | 0.14824 | 0.14951 | 0.14923 | 0.14923 | 0.14923 | 0.14923 | 0.14923 | 0.14923 | 0.14923 | 0.14923 | 0.14923 | 0.14923 | 0.14923 | 0.14923 | 0.14923 | 0.14923 | 0.14923 | 0.14923 | 0.14923 | 0.14923 | 0.14923 | 0.14923 | 0.14923 | 0.14923 | 0.14923 | 0.14923 | 0.14923 | 0.14923 | 0.14923 | 0.14923 | 0.14923 | 0.14923
F6_Commercial_School_New_Water Heating_Natural Gas_Water Heater_E2 | F6 | Commercial | School | New | Water Heating | Natural Gas | Water Heater | E2 | Utility - Value of Sales | 0.14562 | 0.14641 | 0.14767 | 0.14739 | 0.14739 | 0.14739 | 0.14739 | 0.14739 | 0.14739 | 0.14739 | 0.14739 | 0.14739 | 0.14739 | 0.14739 | 0.14739 | 0.14739 | 0.14739 | 0.14739 | 0.14739 | 0.14739 | 0.14739 | 0.14739 | 0.14739 | 0.14739 | 0.14739 | 0.14739 | 0.14739 | 0.14739 | 0.14739 | 0.14739 | 0.14739 | 0.14739 | 0.14739
F6_Commercial_School_New_Water Heating_Natural Gas_Water Heater_E3 | F6 | Commercial | School | New | Water Heating | Natural Gas | Water Heater | E3 | Utility - Value of Sales | 0.13404 | 0.13476 | 0.13592 | 0.13566 | 0.13566 | 0.13566 | 0.13566 | 0.13566 | 0.13566 | 0.13566 | 0.13566 | 0.13566 | 0.13566 | 0.13566 | 0.13566 | 0.13566 | 0.13566 | 0.13566 | 0.13566 | 0.13566 | 0.13566 | 0.13566 | 0.13566 | 0.13566 | 0.13566 | 0.13566 | 0.13566 | 0.13566 | 0.13566 | 0.13566 | 0.13566 | 0.13566 | 0.13566
F6_Commercial_School_New_Water Heating_Natural Gas_Water Heater_E4 | F6 | Commercial | School | New | Water Heating | Natural Gas | Water Heater | E4 | Utility - Value of Sales | 0.12548 | 0.12616 | 0.12724 | 0.12701 | 0.12701 | 0.12701 | 0.12701 | 0.12701 | 0.12701 | 0.12701 | 0.12701 | 0.12701 | 0.12701 | 0.12701 | 0.12701 | 0.12701 | 0.12701 | 0.12701 | 0.12701 | 0.12701 | 0.12701 | 0.12701 | 0.12701 | 0.12701 | 0.12701 | 0.12701 | 0.12701 | 0.12701 | 0.12701 | 0.12701 | 0.12701 | 0.12701 | 0.12701
F6_Commercial_School_New_Water Heating_Natural Gas_Water Heater_E5 | F6 | Commercial | School | New | Water Heating | Natural Gas | Water Heater | E5 | Utility - Value of Sales | 0.12287 | 0.12353 | 0.12459 | 0.12436 | 0.12436 | 0.12436 | 0.12436 | 0.12436 | 0.12436 | 0.12436 | 0.12436 | 0.12436 | 0.12436 | 0.12436 | 0.12436 | 0.12436 | 0.12436 | 0.12436 | 0.12436 | 0.12436 | 0.12436 | 0.12436 | 0.12436 | 0.12436 | 0.12436 | 0.12436 | 0.12436 | 0.12436 | 0.12436 | 0.12436 | 0.12436 | 0.12436 | 0.12436
F6_Commercial_School_New_Water Heating_Natural Gas_Water Heater_E6 | F6 | Commercial | School | New | Water Heating | Natural Gas | Water Heater | E6 | Utility - Value of Sales | 0.12036 | 0.12101 | 0.12205 | 0.12182 | 0.12182 | 0.12182 | 0.12182 | 0.12182 | 0.12182 | 0.12182 | 0.12182 | 0.12182 | 0.12182 | 0.12182 | 0.12182 | 0.12182 | 0.12182 | 0.12182 | 0.12182 | 0.12182 | 0.12182 | 0.12182 | 0.12182 | 0.12182 | 0.12182 | 0.12182 | 0.12182 | 0.12182 | 0.12182 | 0.12182 | 0.12182 | 0.12182 | 0.12182
F6_Commercial_School_New_Water Heating_Natural Gas_Water Heater_E7 | F6 | Commercial | School | New | Water Heating | Natural Gas | Water Heater | E7 | Utility - Value of Sales | 0.078856 | 0.079181 | 0.079705 | 0.07959 | 0.07959 | 0.07959 | 0.07959 | 0.07959 | 0.07959 | 0.07959 | 0.07959 | 0.07959 | 0.07959 | 0.07959 | 0.07959 | 0.07959 | 0.07959 | 0.07959 | 0.07959 | 0.07959 | 0.07959 | 0.07959 | 0.07959 | 0.07959 | 0.07959 | 0.07959 | 0.07959 | 0.07959 | 0.07959 | 0.07959 | 0.07959 | 0.07959 | 0.07959
F6_Commercial_School_New_Water Heating_Natural Gas_Water Heater_E8 | F6 | Commercial | School | New | Water Heating | Natural Gas | Water Heater | E8 | Utility - Value of Sales | 0 | 0 | 0 | 0 | 0 | 0 | 0 | 0 | 0 | 0 | 0 | 0 | 0 | 0 | 0 | 0 | 0 | 0 | 0 | 0 | 0 | 0 | 0 | 0 | 0 | 0 | 0 | 0 | 0 | 0 | 0 | 0 | 0
F6_Commercial_School_New_Water Heating_Natural Gas_Water Heater_E9 | F6 | Commercial | School | New | Water Heating | Natural Gas | Water Heater | E9 | Utility - Value of Sales | 0 | 0 | 0 | 0 | 0 | 0 | 0 | 0 | 0 | 0 | 0 | 0 | 0 | 0 | 0 | 0 | 0 | 0 | 0 | 0 | 0 | 0 | 0 | 0 | 0 | 0 | 0 | 0 | 0 | 0 | 0 | 0 | 0
F6_Commercial_School_New_Water Heating_Natural Gas_Water Heater_E10 | F6 | Commercial | School | New | Water Heating | Natural Gas | Water Heater | E10 | Utility - Value of Sales | 0 | 0 | 0 | 0 | 0 | 0 | 0 | 0 | 0 | 0 | 0 | 0 | 0 | 0 | 0 | 0 | 0 | 0 | 0 | 0 | 0 | 0 | 0 | 0 | 0 | 0 | 0 | 0 | 0 | 0 | 0 | 0 | 0
F1_Commercial_School_New_Food Preparation_Natural Gas_Oven_E1 | F1 | Commercial | School | New | Food Preparation | Natural Gas | Oven | E1 | RVT - Cost of Equipment | 0.042691 | 0.042701 | 0.042915 | 0.042628 | 0.042457 | 0.042604 | 0.04302 | 0.043353 | 0.043762 | 0.044153 | 0.044543 | 0.044906 | 0.045295 | 0.0457 | 0.046087 | 0.046483 | 0.046883 | 0.047319 | 0.047771 | 0.048247 | 0.048709 | 0.049186 | 0.049623 | 0.050072 | 0.050469 | 0.050811 | 0.051123 | 0.051392 | 0.051602 | 0.051775 | 0.051869 | 0.051932 | 0.051932
F1_Commercial_School_New_Food Preparation_Natural Gas_Oven_E2 | F1 | Commercial | School | New | Food Preparation | Natural Gas | Oven | E2 | RVT - Cost of Equipment | 0.024446 | 0.024452 | 0.024574 | 0.02441 | 0.024312 | 0.024396 | 0.024634 | 0.024825 | 0.025059 | 0.025283 | 0.025507 | 0.025714 | 0.025937 | 0.026169 | 0.026391 | 0.026617 | 0.026846 | 0.027096 | 0.027355 | 0.027627 | 0.027892 | 0.028165 | 0.028415 | 0.028673 | 0.0289 | 0.029096 | 0.029274 | 0.029428 | 0.029549 | 0.029648 | 0.029702 | 0.029738 | 0.029738
F1_Commercial_School_New_Food Preparation_Natural Gas_Oven_E3 | F1 | Commercial | School | New | Food Preparation | Natural Gas | Oven | E3 | RVT - Cost of Equipment | 0 | 0 | 0 | 0 | 0 | 0 | 0 | 0 | 0 | 0 | 0 | 0 | 0 | 0 | 0 | 0 | 0 | 0 | 0 | 0 | 0 | 0 | 0 | 0 | 0 | 0 | 0 | 0 | 0 | 0 | 0 | 0 | 0
F1_Commercial_School_New_Food Preparation_Natural Gas_Oven_E4 | F1 | Commercial | School | New | Food Preparation | Natural Gas | Oven | E4 | RVT - Cost of Equipment | 0 | 0 | 0 | 0 | 0 | 0 | 0 | 0 | 0 | 0 | 0 | 0 | 0 | 0 | 0 | 0 | 0 | 0 | 0 | 0 | 0 | 0 | 0 | 0 | 0 | 0 | 0 | 0 | 0 | 0 | 0 | 0 | 0
F1_Commercial_School_New_Food Preparation_Natural Gas_Oven_E5 | F1 | Commercial | School | New | Food Preparation | Natural Gas | Oven | E5 | RVT - Cost of Equipment | 0 | 0 | 0 | 0 | 0 | 0 | 0 | 0 | 0 | 0 | 0 | 0 | 0 | 0 | 0 | 0 | 0 | 0 | 0 | 0 | 0 | 0 | 0 | 0 | 0 | 0 | 0 | 0 | 0 | 0 | 0 | 0 | 0
F1_Commercial_School_New_Food Preparation_Natural Gas_Oven_E6 | F1 | Commercial | School | New | Food Preparation | Natural Gas | Oven | E6 | RVT - Cost of Equipment | 0 | 0 | 0 | 0 | 0 | 0 | 0 | 0 | 0 | 0 | 0 | 0 | 0 | 0 | 0 | 0 | 0 | 0 | 0 | 0 | 0 | 0 | 0 | 0 | 0 | 0 | 0 | 0 | 0 | 0 | 0 | 0 | 0
F1_Commercial_School_New_Food Preparation_Natural Gas_Oven_E7 | F1 | Commercial | School | New | Food Preparation | Natural Gas | Oven | E7 | RVT - Cost of Equipment | 0 | 0 | 0 | 0 | 0 | 0 | 0 | 0 | 0 | 0 | 0 | 0 | 0 | 0 | 0 | 0 | 0 | 0 | 0 | 0 | 0 | 0 | 0 | 0 | 0 | 0 | 0 | 0 | 0 | 0 | 0 | 0 | 0
F1_Commercial_School_New_Food Preparation_Natural Gas_Oven_E8 | F1 | Commercial | School | New | Food Preparation | Natural Gas | Oven | E8 | RVT - Cost of Equipment | 0 | 0 | 0 | 0 | 0 | 0 | 0 | 0 | 0 | 0 | 0 | 0 | 0 | 0 | 0 | 0 | 0 | 0 | 0 | 0 | 0 | 0 | 0 | 0 | 0 | 0 | 0 | 0 | 0 | 0 | 0 | 0 | 0
F1_Commercial_School_New_Food Preparation_Natural Gas_Oven_E9 | F1 | Commercial | School | New | Food Preparation | Natural Gas | Oven | E9 | RVT - Cost of Equipment | 0 | 0 | 0 | 0 | 0 | 0 | 0 | 0 | 0 | 0 | 0 | 0 | 0 | 0 | 0 | 0 | 0 | 0 | 0 | 0 | 0 | 0 | 0 | 0 | 0 | 0 | 0 | 0 | 0 | 0 | 0 | 0 | 0
F1_Commercial_School_New_Food Preparation_Natural Gas_Oven_E10 | F1 | Commercial | School | New | Food Preparation | Natural Gas | Oven | E10 | RVT - Cost of Equipment | 0 | 0 | 0 | 0 | 0 | 0 | 0 | 0 | 0 | 0 | 0 | 0 | 0 | 0 | 0 | 0 | 0 | 0 | 0 | 0 | 0 | 0 | 0 | 0 | 0 | 0 | 0 | 0 | 0 | 0 | 0 | 0 | 0
F2_Commercial_School_New_Food Preparation_Natural Gas_Oven_E1 | F2 | Commercial | School | New | Food Preparation | Natural Gas | Oven | E1 | RVT - Cost of Operation | 0.051146 | 0.051159 | 0.051414 | 0.051071 | 0.050866 | 0.051043 | 0.05154 | 0.05194 | 0.05243 | 0.052899 | 0.053366 | 0.0538 | 0.054267 | 0.054752 | 0.055215 | 0.05569 | 0.056169 | 0.056691 | 0.057233 | 0.057802 | 0.058356 | 0.058928 | 0.059451 | 0.05999 | 0.060465 | 0.060875 | 0.061249 | 0.061571 | 0.061823 | 0.06203 | 0.062143 | 0.062218 | 0.062218
F2_Commercial_School_New_Food Preparation_Natural Gas_Oven_E2 | F2 | Commercial | School | New | Food Preparation | Natural Gas | Oven | E2 | RVT - Cost of Operation | 0.029288 | 0.029295 | 0.029441 | 0.029245 | 0.029128 | 0.029229 | 0.029513 | 0.029742 | 0.030023 | 0.030291 | 0.030559 | 0.030808 | 0.031075 | 0.031352 | 0.031618 | 0.031889 | 0.032164 | 0.032463 | 0.032773 | 0.033099 | 0.033416 | 0.033744 | 0.034044 | 0.034352 | 0.034624 | 0.034859 | 0.035073 | 0.035257 | 0.035402 | 0.03552 | 0.035585 | 0.035628 | 0.035628
F2_Commercial_School_New_Food Preparation_Natural Gas_Oven_E3 | F2 | Commercial | School | New | Food Preparation | Natural Gas | Oven | E3 | RVT - Cost of Operation | 0 | 0 | 0 | 0 | 0 | 0 | 0 | 0 | 0 | 0 | 0 | 0 | 0 | 0 | 0 | 0 | 0 | 0 | 0 | 0 | 0 | 0 | 0 | 0 | 0 | 0 | 0 | 0 | 0 | 0 | 0 | 0 | 0
F2_Commercial_School_New_Food Preparation_Natural Gas_Oven_E4 | F2 | Commercial | School | New | Food Preparation | Natural Gas | Oven | E4 | RVT - Cost of Operation | 0 | 0 | 0 | 0 | 0 | 0 | 0 | 0 | 0 | 0 | 0 | 0 | 0 | 0 | 0 | 0 | 0 | 0 | 0 | 0 | 0 | 0 | 0 | 0 | 0 | 0 | 0 | 0 | 0 | 0 | 0 | 0 | 0
F2_Commercial_School_New_Food Preparation_Natural Gas_Oven_E5 | F2 | Commercial | School | New | Food Preparation | Natural Gas | Oven | E5 | RVT - Cost of Operation | 0 | 0 | 0 | 0 | 0 | 0 | 0 | 0 | 0 | 0 | 0 | 0 | 0 | 0 | 0 | 0 | 0 | 0 | 0 | 0 | 0 | 0 | 0 | 0 | 0 | 0 | 0 | 0 | 0 | 0 | 0 | 0 | 0
F2_Commercial_School_New_Food Preparation_Natural Gas_Oven_E6 | F2 | Commercial | School | New | Food Preparation | Natural Gas | Oven | E6 | RVT - Cost of Operation | 0 | 0 | 0 | 0 | 0 | 0 | 0 | 0 | 0 | 0 | 0 | 0 | 0 | 0 | 0 | 0 | 0 | 0 | 0 | 0 | 0 | 0 | 0 | 0 | 0 | 0 | 0 | 0 | 0 | 0 | 0 | 0 | 0
F2_Commercial_School_New_Food Preparation_Natural Gas_Oven_E7 | F2 | Commercial | School | New | Food Preparation | Natural Gas | Oven | E7 | RVT - Cost of Operation | 0 | 0 | 0 | 0 | 0 | 0 | 0 | 0 | 0 | 0 | 0 | 0 | 0 | 0 | 0 | 0 | 0 | 0 | 0 | 0 | 0 | 0 | 0 | 0 | 0 | 0 | 0 | 0 | 0 | 0 | 0 | 0 | 0
F2_Commercial_School_New_Food Preparation_Natural Gas_Oven_E8 | F2 | Commercial | School | New | Food Preparation | Natural Gas | Oven | E8 | RVT - Cost of Operation | 0 | 0 | 0 | 0 | 0 | 0 | 0 | 0 | 0 | 0 | 0 | 0 | 0 | 0 | 0 | 0 | 0 | 0 | 0 | 0 | 0 | 0 | 0 | 0 | 0 | 0 | 0 | 0 | 0 | 0 | 0 | 0 | 0
F2_Commercial_School_New_Food Preparation_Natural Gas_Oven_E9 | F2 | Commercial | School | New | Food Preparation | Natural Gas | Oven | E9 | RVT - Cost of Operation | 0 | 0 | 0 | 0 | 0 | 0 | 0 | 0 | 0 | 0 | 0 | 0 | 0 | 0 | 0 | 0 | 0 | 0 | 0 | 0 | 0 | 0 | 0 | 0 | 0 | 0 | 0 | 0 | 0 | 0 | 0 | 0 | 0
F2_Commercial_School_New_Food Preparation_Natural Gas_Oven_E10 | F2 | Commercial | School | New | Food Preparation | Natural Gas | Oven | E10 | RVT - Cost of Operation | 0 | 0 | 0 | 0 | 0 | 0 | 0 | 0 | 0 | 0 | 0 | 0 | 0 | 0 | 0 | 0 | 0 | 0 | 0 | 0 | 0 | 0 | 0 | 0 | 0 | 0 | 0 | 0 | 0 | 0 | 0 | 0 | 0
F3_Commercial_School_New_Food Preparation_Natural Gas_Oven_E1 | F3 | Commercial | School | New | Food Preparation | Natural Gas | Oven | E1 | System - kBTUs of Consumption | 0.071603 | 0.071603 | 0.071603 | 0.071603 | 0.071603 | 0.071603 | 0.071603 | 0.071603 | 0.071603 | 0.071603 | 0.071603 | 0.071603 | 0.071603 | 0.071603 | 0.071603 | 0.071603 | 0.071603 | 0.071603 | 0.071603 | 0.071603 | 0.071603 | 0.071603 | 0.071603 | 0.071603 | 0.071603 | 0.071603 | 0.071603 | 0.071603 | 0.071603 | 0.071603 | 0.071603 | 0.071603 | 0.071603
F3_Commercial_School_New_Food Preparation_Natural Gas_Oven_E2 | F3 | Commercial | School | New | Food Preparation | Natural Gas | Oven | E2 | System - kBTUs of Consumption | 0.074612 | 0.074612 | 0.074612 | 0.074612 | 0.074612 | 0.074612 | 0.074612 | 0.074612 | 0.074612 | 0.074612 | 0.074612 | 0.074612 | 0.074612 | 0.074612 | 0.074612 | 0.074612 | 0.074612 | 0.074612 | 0.074612 | 0.074612 | 0.074612 | 0.074612 | 0.074612 | 0.074612 | 0.074612 | 0.074612 | 0.074612 | 0.074612 | 0.074612 | 0.074612 | 0.074612 | 0.074612 | 0.074612
F3_Commercial_School_New_Food Preparation_Natural Gas_Oven_E3 | F3 | Commercial | School | New | Food Preparation | Natural Gas | Oven | E3 | System - kBTUs of Consumption | 0 | 0 | 0 | 0 | 0 | 0 | 0 | 0 | 0 | 0 | 0 | 0 | 0 | 0 | 0 | 0 | 0 | 0 | 0 | 0 | 0 | 0 | 0 | 0 | 0 | 0 | 0 | 0 | 0 | 0 | 0 | 0 | 0
F3_Commercial_School_New_Food Preparation_Natural Gas_Oven_E4 | F3 | Commercial | School | New | Food Preparation | Natural Gas | Oven | E4 | System - kBTUs of Consumption | 0 | 0 | 0 | 0 | 0 | 0 | 0 | 0 | 0 | 0 | 0 | 0 | 0 | 0 | 0 | 0 | 0 | 0 | 0 | 0 | 0 | 0 | 0 | 0 | 0 | 0 | 0 | 0 | 0 | 0 | 0 | 0 | 0
F3_Commercial_School_New_Food Preparation_Natural Gas_Oven_E5 | F3 | Commercial | School | New | Food Preparation | Natural Gas | Oven | E5 | System - kBTUs of Consumption | 0 | 0 | 0 | 0 | 0 | 0 | 0 | 0 | 0 | 0 | 0 | 0 | 0 | 0 | 0 | 0 | 0 | 0 | 0 | 0 | 0 | 0 | 0 | 0 | 0 | 0 | 0 | 0 | 0 | 0 | 0 | 0 | 0
F3_Commercial_School_New_Food Preparation_Natural Gas_Oven_E6 | F3 | Commercial | School | New | Food Preparation | Natural Gas | Oven | E6 | System - kBTUs of Consumption | 0 | 0 | 0 | 0 | 0 | 0 | 0 | 0 | 0 | 0 | 0 | 0 | 0 | 0 | 0 | 0 | 0 | 0 | 0 | 0 | 0 | 0 | 0 | 0 | 0 | 0 | 0 | 0 | 0 | 0 | 0 | 0 | 0
F3_Commercial_School_New_Food Preparation_Natural Gas_Oven_E7 | F3 | Commercial | School | New | Food Preparation | Natural Gas | Oven | E7 | System - kBTUs of Consumption | 0 | 0 | 0 | 0 | 0 | 0 | 0 | 0 | 0 | 0 | 0 | 0 | 0 | 0 | 0 | 0 | 0 | 0 | 0 | 0 | 0 | 0 | 0 | 0 | 0 | 0 | 0 | 0 | 0 | 0 | 0 | 0 | 0
F3_Commercial_School_New_Food Preparation_Natural Gas_Oven_E8 | F3 | Commercial | School | New | Food Preparation | Natural Gas | Oven | E8 | System - kBTUs of Consumption | 0 | 0 | 0 | 0 | 0 | 0 | 0 | 0 | 0 | 0 | 0 | 0 | 0 | 0 | 0 | 0 | 0 | 0 | 0 | 0 | 0 | 0 | 0 | 0 | 0 | 0 | 0 | 0 | 0 | 0 | 0 | 0 | 0
F3_Commercial_School_New_Food Preparation_Natural Gas_Oven_E9 | F3 | Commercial | School | New | Food Preparation | Natural Gas | Oven | E9 | System - kBTUs of Consumption | 0 | 0 | 0 | 0 | 0 | 0 | 0 | 0 | 0 | 0 | 0 | 0 | 0 | 0 | 0 | 0 | 0 | 0 | 0 | 0 | 0 | 0 | 0 | 0 | 0 | 0 | 0 | 0 | 0 | 0 | 0 | 0 | 0
F3_Commercial_School_New_Food Preparation_Natural Gas_Oven_E10 | F3 | Commercial | School | New | Food Preparation | Natural Gas | Oven | E10 | System - kBTUs of Consumption | 0 | 0 | 0 | 0 | 0 | 0 | 0 | 0 | 0 | 0 | 0 | 0 | 0 | 0 | 0 | 0 | 0 | 0 | 0 | 0 | 0 | 0 | 0 | 0 | 0 | 0 | 0 | 0 | 0 | 0 | 0 | 0 | 0
F4_Commercial_School_New_Food Preparation_Natural Gas_Oven_E1 | F4 | Commercial | School | New | Food Preparation | Natural Gas | Oven | E1 | Utility - Cost of Equipment | 0.051146 | 0.051159 | 0.051414 | 0.051071 | 0.050866 | 0.051043 | 0.05154 | 0.05194 | 0.05243 | 0.052899 | 0.053366 | 0.0538 | 0.054267 | 0.054752 | 0.055215 | 0.05569 | 0.056169 | 0.056691 | 0.057233 | 0.057802 | 0.058356 | 0.058928 | 0.059451 | 0.05999 | 0.060465 | 0.060875 | 0.061249 | 0.061571 | 0.061823 | 0.06203 | 0.062143 | 0.062218 | 0.062218
F4_Commercial_School_New_Food Preparation_Natural Gas_Oven_E2 | F4 | Commercial | School | New | Food Preparation | Natural Gas | Oven | E2 | Utility - Cost of Equipment | 0.029288 | 0.029295 | 0.029441 | 0.029245 | 0.029128 | 0.029229 | 0.029513 | 0.029742 | 0.030023 | 0.030291 | 0.030559 | 0.030808 | 0.031075 | 0.031352 | 0.031618 | 0.031889 | 0.032164 | 0.032463 | 0.032773 | 0.033099 | 0.033416 | 0.033744 | 0.034044 | 0.034352 | 0.034624 | 0.034859 | 0.035073 | 0.035257 | 0.035402 | 0.03552 | 0.035585 | 0.035628 | 0.035628
F4_Commercial_School_New_Food Preparation_Natural Gas_Oven_E3 | F4 | Commercial | School | New | Food Preparation | Natural Gas | Oven | E3 | Utility - Cost of Equipment | 0 | 0 | 0 | 0 | 0 | 0 | 0 | 0 | 0 | 0 | 0 | 0 | 0 | 0 | 0 | 0 | 0 | 0 | 0 | 0 | 0 | 0 | 0 | 0 | 0 | 0 | 0 | 0 | 0 | 0 | 0 | 0 | 0
F4_Commercial_School_New_Food Preparation_Natural Gas_Oven_E4 | F4 | Commercial | School | New | Food Preparation | Natural Gas | Oven | E4 | Utility - Cost of Equipment | 0 | 0 | 0 | 0 | 0 | 0 | 0 | 0 | 0 | 0 | 0 | 0 | 0 | 0 | 0 | 0 | 0 | 0 | 0 | 0 | 0 | 0 | 0 | 0 | 0 | 0 | 0 | 0 | 0 | 0 | 0 | 0 | 0
F4_Commercial_School_New_Food Preparation_Natural Gas_Oven_E5 | F4 | Commercial | School | New | Food Preparation | Natural Gas | Oven | E5 | Utility - Cost of Equipment | 0 | 0 | 0 | 0 | 0 | 0 | 0 | 0 | 0 | 0 | 0 | 0 | 0 | 0 | 0 | 0 | 0 | 0 | 0 | 0 | 0 | 0 | 0 | 0 | 0 | 0 | 0 | 0 | 0 | 0 | 0 | 0 | 0
F4_Commercial_School_New_Food Preparation_Natural Gas_Oven_E6 | F4 | Commercial | School | New | Food Preparation | Natural Gas | Oven | E6 | Utility - Cost of Equipment | 0 | 0 | 0 | 0 | 0 | 0 | 0 | 0 | 0 | 0 | 0 | 0 | 0 | 0 | 0 | 0 | 0 | 0 | 0 | 0 | 0 | 0 | 0 | 0 | 0 | 0 | 0 | 0 | 0 | 0 | 0 | 0 | 0
F4_Commercial_School_New_Food Preparation_Natural Gas_Oven_E7 | F4 | Commercial | School | New | Food Preparation | Natural Gas | Oven | E7 | Utility - Cost of Equipment | 0 | 0 | 0 | 0 | 0 | 0 | 0 | 0 | 0 | 0 | 0 | 0 | 0 | 0 | 0 | 0 | 0 | 0 | 0 | 0 | 0 | 0 | 0 | 0 | 0 | 0 | 0 | 0 | 0 | 0 | 0 | 0 | 0
F4_Commercial_School_New_Food Preparation_Natural Gas_Oven_E8 | F4 | Commercial | School | New | Food Preparation | Natural Gas | Oven | E8 | Utility - Cost of Equipment | 0 | 0 | 0 | 0 | 0 | 0 | 0 | 0 | 0 | 0 | 0 | 0 | 0 | 0 | 0 | 0 | 0 | 0 | 0 | 0 | 0 | 0 | 0 | 0 | 0 | 0 | 0 | 0 | 0 | 0 | 0 | 0 | 0
F4_Commercial_School_New_Food Preparation_Natural Gas_Oven_E9 | F4 | Commercial | School | New | Food Preparation | Natural Gas | Oven | E9 | Utility - Cost of Equipment | 0 | 0 | 0 | 0 | 0 | 0 | 0 | 0 | 0 | 0 | 0 | 0 | 0 | 0 | 0 | 0 | 0 | 0 | 0 | 0 | 0 | 0 | 0 | 0 | 0 | 0 | 0 | 0 | 0 | 0 | 0 | 0 | 0
F4_Commercial_School_New_Food Preparation_Natural Gas_Oven_E10 | F4 | Commercial | School | New | Food Preparation | Natural Gas | Oven | E10 | Utility - Cost of Equipment | 0 | 0 | 0 | 0 | 0 | 0 | 0 | 0 | 0 | 0 | 0 | 0 | 0 | 0 | 0 | 0 | 0 | 0 | 0 | 0 | 0 | 0 | 0 | 0 | 0 | 0 | 0 | 0 | 0 | 0 | 0 | 0 | 0
F5_Commercial_School_New_Food Preparation_Natural Gas_Oven_E1 | F5 | Commercial | School | New | Food Preparation | Natural Gas | Oven | E1 | Utility - Cost of Operation | 0.071603 | 0.071603 | 0.071603 | 0.071603 | 0.071603 | 0.071603 | 0.071603 | 0.071603 | 0.071603 | 0.071603 | 0.071603 | 0.071603 | 0.071603 | 0.071603 | 0.071603 | 0.071603 | 0.071603 | 0.071603 | 0.071603 | 0.071603 | 0.071603 | 0.071603 | 0.071603 | 0.071603 | 0.071603 | 0.071603 | 0.071603 | 0.071603 | 0.071603 | 0.071603 | 0.071603 | 0.071603 | 0.071603
F5_Commercial_School_New_Food Preparation_Natural Gas_Oven_E2 | F5 | Commercial | School | New | Food Preparation | Natural Gas | Oven | E2 | Utility - Cost of Operation | 0.074612 | 0.074612 | 0.074612 | 0.074612 | 0.074612 | 0.074612 | 0.074612 | 0.074612 | 0.074612 | 0.074612 | 0.074612 | 0.074612 | 0.074612 | 0.074612 | 0.074612 | 0.074612 | 0.074612 | 0.074612 | 0.074612 | 0.074612 | 0.074612 | 0.074612 | 0.074612 | 0.074612 | 0.074612 | 0.074612 | 0.074612 | 0.074612 | 0.074612 | 0.074612 | 0.074612 | 0.074612 | 0.074612
F5_Commercial_School_New_Food Preparation_Natural Gas_Oven_E3 | F5 | Commercial | School | New | Food Preparation | Natural Gas | Oven | E3 | Utility - Cost of Operation | 0 | 0 | 0 | 0 | 0 | 0 | 0 | 0 | 0 | 0 | 0 | 0 | 0 | 0 | 0 | 0 | 0 | 0 | 0 | 0 | 0 | 0 | 0 | 0 | 0 | 0 | 0 | 0 | 0 | 0 | 0 | 0 | 0
F5_Commercial_School_New_Food Preparation_Natural Gas_Oven_E4 | F5 | Commercial | School | New | Food Preparation | Natural Gas | Oven | E4 | Utility - Cost of Operation | 0 | 0 | 0 | 0 | 0 | 0 | 0 | 0 | 0 | 0 | 0 | 0 | 0 | 0 | 0 | 0 | 0 | 0 | 0 | 0 | 0 | 0 | 0 | 0 | 0 | 0 | 0 | 0 | 0 | 0 | 0 | 0 | 0
F5_Commercial_School_New_Food Preparation_Natural Gas_Oven_E5 | F5 | Commercial | School | New | Food Preparation | Natural Gas | Oven | E5 | Utility - Cost of Operation | 0 | 0 | 0 | 0 | 0 | 0 | 0 | 0 | 0 | 0 | 0 | 0 | 0 | 0 | 0 | 0 | 0 | 0 | 0 | 0 | 0 | 0 | 0 | 0 | 0 | 0 | 0 | 0 | 0 | 0 | 0 | 0 | 0
F5_Commercial_School_New_Food Preparation_Natural Gas_Oven_E6 | F5 | Commercial | School | New | Food Preparation | Natural Gas | Oven | E6 | Utility - Cost of Operation | 0 | 0 | 0 | 0 | 0 | 0 | 0 | 0 | 0 | 0 | 0 | 0 | 0 | 0 | 0 | 0 | 0 | 0 | 0 | 0 | 0 | 0 | 0 | 0 | 0 | 0 | 0 | 0 | 0 | 0 | 0 | 0 | 0
F5_Commercial_School_New_Food Preparation_Natural Gas_Oven_E7 | F5 | Commercial | School | New | Food Preparation | Natural Gas | Oven | E7 | Utility - Cost of Operation | 0 | 0 | 0 | 0 | 0 | 0 | 0 | 0 | 0 | 0 | 0 | 0 | 0 | 0 | 0 | 0 | 0 | 0 | 0 | 0 | 0 | 0 | 0 | 0 | 0 | 0 | 0 | 0 | 0 | 0 | 0 | 0 | 0
F5_Commercial_School_New_Food Preparation_Natural Gas_Oven_E8 | F5 | Commercial | School | New | Food Preparation | Natural Gas | Oven | E8 | Utility - Cost of Operation | 0 | 0 | 0 | 0 | 0 | 0 | 0 | 0 | 0 | 0 | 0 | 0 | 0 | 0 | 0 | 0 | 0 | 0 | 0 | 0 | 0 | 0 | 0 | 0 | 0 | 0 | 0 | 0 | 0 | 0 | 0 | 0 | 0
F5_Commercial_School_New_Food Preparation_Natural Gas_Oven_E9 | F5 | Commercial | School | New | Food Preparation | Natural Gas | Oven | E9 | Utility - Cost of Operation | 0 | 0 | 0 | 0 | 0 | 0 | 0 | 0 | 0 | 0 | 0 | 0 | 0 | 0 | 0 | 0 | 0 | 0 | 0 | 0 | 0 | 0 | 0 | 0 | 0 | 0 | 0 | 0 | 0 | 0 | 0 | 0 | 0
F5_Commercial_School_New_Food Preparation_Natural Gas_Oven_E10 | F5 | Commercial | School | New | Food Preparation | Natural Gas | Oven | E10 | Utility - Cost of Operation | 0 | 0 | 0 | 0 | 0 | 0 | 0 | 0 | 0 | 0 | 0 | 0 | 0 | 0 | 0 | 0 | 0 | 0 | 0 | 0 | 0 | 0 | 0 | 0 | 0 | 0 | 0 | 0 | 0 | 0 | 0 | 0 | 0
F6_Commercial_School_New_Food Preparation_Natural Gas_Oven_E1 | F6 | Commercial | School | New | Food Preparation | Natural Gas | Oven | E1 | Utility - Value of Sales | 0.027093 | 0.027232 | 0.027455 | 0.027406 | 0.027406 | 0.027406 | 0.027406 | 0.027406 | 0.027406 | 0.027406 | 0.027406 | 0.027406 | 0.027406 | 0.027406 | 0.027406 | 0.027406 | 0.027406 | 0.027406 | 0.027406 | 0.027406 | 0.027406 | 0.027406 | 0.027406 | 0.027406 | 0.027406 | 0.027406 | 0.027406 | 0.027406 | 0.027406 | 0.027406 | 0.027406 | 0.027406 | 0.027406
F6_Commercial_School_New_Food Preparation_Natural Gas_Oven_E2 | F6 | Commercial | School | New | Food Preparation | Natural Gas | Oven | E2 | Utility - Value of Sales | 0.015514 | 0.015594 | 0.015721 | 0.015693 | 0.015693 | 0.015693 | 0.015693 | 0.015693 | 0.015693 | 0.015693 | 0.015693 | 0.015693 | 0.015693 | 0.015693 | 0.015693 | 0.015693 | 0.015693 | 0.015693 | 0.015693 | 0.015693 | 0.015693 | 0.015693 | 0.015693 | 0.015693 | 0.015693 | 0.015693 | 0.015693 | 0.015693 | 0.015693 | 0.015693 | 0.015693 | 0.015693 | 0.015693
F6_Commercial_School_New_Food Preparation_Natural Gas_Oven_E3 | F6 | Commercial | School | New | Food Preparation | Natural Gas | Oven | E3 | Utility - Value of Sales | 0 | 0 | 0 | 0 | 0 | 0 | 0 | 0 | 0 | 0 | 0 | 0 | 0 | 0 | 0 | 0 | 0 | 0 | 0 | 0 | 0 | 0 | 0 | 0 | 0 | 0 | 0 | 0 | 0 | 0 | 0 | 0 | 0
F6_Commercial_School_New_Food Preparation_Natural Gas_Oven_E4 | F6 | Commercial | School | New | Food Preparation | Natural Gas | Oven | E4 | Utility - Value of Sales | 0 | 0 | 0 | 0 | 0 | 0 | 0 | 0 | 0 | 0 | 0 | 0 | 0 | 0 | 0 | 0 | 0 | 0 | 0 | 0 | 0 | 0 | 0 | 0 | 0 | 0 | 0 | 0 | 0 | 0 | 0 | 0 | 0
F6_Commercial_School_New_Food Preparation_Natural Gas_Oven_E5 | F6 | Commercial | School | New | Food Preparation | Natural Gas | Oven | E5 | Utility - Value of Sales | 0 | 0 | 0 | 0 | 0 | 0 | 0 | 0 | 0 | 0 | 0 | 0 | 0 | 0 | 0 | 0 | 0 | 0 | 0 | 0 | 0 | 0 | 0 | 0 | 0 | 0 | 0 | 0 | 0 | 0 | 0 | 0 | 0
F6_Commercial_School_New_Food Preparation_Natural Gas_Oven_E6 | F6 | Commercial | School | New | Food Preparation | Natural Gas | Oven | E6 | Utility - Value of Sales | 0 | 0 | 0 | 0 | 0 | 0 | 0 | 0 | 0 | 0 | 0 | 0 | 0 | 0 | 0 | 0 | 0 | 0 | 0 | 0 | 0 | 0 | 0 | 0 | 0 | 0 | 0 | 0 | 0 | 0 | 0 | 0 | 0
F6_Commercial_School_New_Food Preparation_Natural Gas_Oven_E7 | F6 | Commercial | School | New | Food Preparation | Natural Gas | Oven | E7 | Utility - Value of Sales | 0 | 0 | 0 | 0 | 0 | 0 | 0 | 0 | 0 | 0 | 0 | 0 | 0 | 0 | 0 | 0 | 0 | 0 | 0 | 0 | 0 | 0 | 0 | 0 | 0 | 0 | 0 | 0 | 0 | 0 | 0 | 0 | 0
F6_Commercial_School_New_Food Preparation_Natural Gas_Oven_E8 | F6 | Commercial | School | New | Food Preparation | Natural Gas | Oven | E8 | Utility - Value of Sales | 0 | 0 | 0 | 0 | 0 | 0 | 0 | 0 | 0 | 0 | 0 | 0 | 0 | 0 | 0 | 0 | 0 | 0 | 0 | 0 | 0 | 0 | 0 | 0 | 0 | 0 | 0 | 0 | 0 | 0 | 0 | 0 | 0
F6_Commercial_School_New_Food Preparation_Natural Gas_Oven_E9 | F6 | Commercial | School | New | Food Preparation | Natural Gas | Oven | E9 | Utility - Value of Sales | 0 | 0 | 0 | 0 | 0 | 0 | 0 | 0 | 0 | 0 | 0 | 0 | 0 | 0 | 0 | 0 | 0 | 0 | 0 | 0 | 0 | 0 | 0 | 0 | 0 | 0 | 0 | 0 | 0 | 0 | 0 | 0 | 0
F6_Commercial_School_New_Food Preparation_Natural Gas_Oven_E10 | F6 | Commercial | School | New | Food Preparation | Natural Gas | Oven | E10 | Utility - Value of Sales | 0 | 0 | 0 | 0 | 0 | 0 | 0 | 0 | 0 | 0 | 0 | 0 | 0 | 0 | 0 | 0 | 0 | 0 | 0 | 0 | 0 | 0 | 0 | 0 | 0 | 0 | 0 | 0 | 0 | 0 | 0 | 0 | 0
F1_Commercial_School_New_Food Preparation_Natural Gas_Conveyor Oven_E1 | F1 | Commercial | School | New | Food Preparation | Natural Gas | Conveyor Oven | E1 | RVT - Cost of Equipment | 0.064393 | 0.064585 | 0.064976 | 0.064856 | 0.064857 | 0.065187 | 0.065796 | 0.06633 | 0.066949 | 0.067562 | 0.068182 | 0.06878 | 0.069407 | 0.070054 | 0.070678 | 0.071303 | 0.071909 | 0.072524 | 0.073122 | 0.073706 | 0.074245 | 0.074772 | 0.075237 | 0.075702 | 0.076106 | 0.076454 | 0.076771 | 0.077045 | 0.077259 | 0.077435 | 0.077531 | 0.077595 | 0.077595
F1_Commercial_School_New_Food Preparation_Natural Gas_Conveyor Oven_E2 | F1 | Commercial | School | New | Food Preparation | Natural Gas | Conveyor Oven | E2 | RVT - Cost of Equipment | 0.048948 | 0.049095 | 0.049392 | 0.049301 | 0.049302 | 0.049552 | 0.050015 | 0.050421 | 0.050892 | 0.051358 | 0.051829 | 0.052284 | 0.05276 | 0.053252 | 0.053727 | 0.054201 | 0.054662 | 0.05513 | 0.055584 | 0.056028 | 0.056438 | 0.056839 | 0.057192 | 0.057546 | 0.057852 | 0.058117 | 0.058358 | 0.058566 | 0.058729 | 0.058863 | 0.058935 | 0.058984 | 0.058984
F1_Commercial_School_New_Food Preparation_Natural Gas_Conveyor Oven_E3 | F1 | Commercial | School | New | Food Preparation | Natural Gas | Conveyor Oven | E3 | RVT - Cost of Equipment | 0 | 0 | 0 | 0 | 0 | 0 | 0 | 0 | 0 | 0 | 0 | 0 | 0 | 0 | 0 | 0 | 0 | 0 | 0 | 0 | 0 | 0 | 0 | 0 | 0 | 0 | 0 | 0 | 0 | 0 | 0 | 0 | 0
F1_Commercial_School_New_Food Preparation_Natural Gas_Conveyor Oven_E4 | F1 | Commercial | School | New | Food Preparation | Natural Gas | Conveyor Oven | E4 | RVT - Cost of Equipment | 0 | 0 | 0 | 0 | 0 | 0 | 0 | 0 | 0 | 0 | 0 | 0 | 0 | 0 | 0 | 0 | 0 | 0 | 0 | 0 | 0 | 0 | 0 | 0 | 0 | 0 | 0 | 0 | 0 | 0 | 0 | 0 | 0
F1_Commercial_School_New_Food Preparation_Natural Gas_Conveyor Oven_E5 | F1 | Commercial | School | New | Food Preparation | Natural Gas | Conveyor Oven | E5 | RVT - Cost of Equipment | 0 | 0 | 0 | 0 | 0 | 0 | 0 | 0 | 0 | 0 | 0 | 0 | 0 | 0 | 0 | 0 | 0 | 0 | 0 | 0 | 0 | 0 | 0 | 0 | 0 | 0 | 0 | 0 | 0 | 0 | 0 | 0 | 0
F1_Commercial_School_New_Food Preparation_Natural Gas_Conveyor Oven_E6 | F1 | Commercial | School | New | Food Preparation | Natural Gas | Conveyor Oven | E6 | RVT - Cost of Equipment | 0 | 0 | 0 | 0 | 0 | 0 | 0 | 0 | 0 | 0 | 0 | 0 | 0 | 0 | 0 | 0 | 0 | 0 | 0 | 0 | 0 | 0 | 0 | 0 | 0 | 0 | 0 | 0 | 0 | 0 | 0 | 0 | 0
F1_Commercial_School_New_Food Preparation_Natural Gas_Conveyor Oven_E7 | F1 | Commercial | School | New | Food Preparation | Natural Gas | Conveyor Oven | E7 | RVT - Cost of Equipment | 0 | 0 | 0 | 0 | 0 | 0 | 0 | 0 | 0 | 0 | 0 | 0 | 0 | 0 | 0 | 0 | 0 | 0 | 0 | 0 | 0 | 0 | 0 | 0 | 0 | 0 | 0 | 0 | 0 | 0 | 0 | 0 | 0
F1_Commercial_School_New_Food Preparation_Natural Gas_Conveyor Oven_E8 | F1 | Commercial | School | New | Food Preparation | Natural Gas | Conveyor Oven | E8 | RVT - Cost of Equipment | 0 | 0 | 0 | 0 | 0 | 0 | 0 | 0 | 0 | 0 | 0 | 0 | 0 | 0 | 0 | 0 | 0 | 0 | 0 | 0 | 0 | 0 | 0 | 0 | 0 | 0 | 0 | 0 | 0 | 0 | 0 | 0 | 0
F1_Commercial_School_New_Food Preparation_Natural Gas_Conveyor Oven_E9 | F1 | Commercial | School | New | Food Preparation | Natural Gas | Conveyor Oven | E9 | RVT - Cost of Equipment | 0 | 0 | 0 | 0 | 0 | 0 | 0 | 0 | 0 | 0 | 0 | 0 | 0 | 0 | 0 | 0 | 0 | 0 | 0 | 0 | 0 | 0 | 0 | 0 | 0 | 0 | 0 | 0 | 0 | 0 | 0 | 0 | 0
F1_Commercial_School_New_Food Preparation_Natural Gas_Conveyor Oven_E10 | F1 | Commercial | School | New | Food Preparation | Natural Gas | Conveyor Oven | E10 | RVT - Cost of Equipment | 0 | 0 | 0 | 0 | 0 | 0 | 0 | 0 | 0 | 0 | 0 | 0 | 0 | 0 | 0 | 0 | 0 | 0 | 0 | 0 | 0 | 0 | 0 | 0 | 0 | 0 | 0 | 0 | 0 | 0 | 0 | 0 | 0
F2_Commercial_School_New_Food Preparation_Natural Gas_Conveyor Oven_E1 | F2 | Commercial | School | New | Food Preparation | Natural Gas | Conveyor Oven | E1 | RVT - Cost of Operation | 0.077147 | 0.077377 | 0.077846 | 0.077702 | 0.077703 | 0.078098 | 0.078827 | 0.079468 | 0.08021 | 0.080944 | 0.081687 | 0.082403 | 0.083154 | 0.083929 | 0.084677 | 0.085426 | 0.086152 | 0.086889 | 0.087605 | 0.088305 | 0.08895 | 0.089582 | 0.090139 | 0.090696 | 0.091179 | 0.091597 | 0.091977 | 0.092305 | 0.092562 | 0.092772 | 0.092887 | 0.092964 | 0.092964
F2_Commercial_School_New_Food Preparation_Natural Gas_Conveyor Oven_E2 | F2 | Commercial | School | New | Food Preparation | Natural Gas | Conveyor Oven | E2 | RVT - Cost of Operation | 0.058643 | 0.058819 | 0.059175 | 0.059066 | 0.059066 | 0.059367 | 0.059921 | 0.060408 | 0.060972 | 0.06153 | 0.062095 | 0.062639 | 0.06321 | 0.063799 | 0.064368 | 0.064937 | 0.065489 | 0.066049 | 0.066593 | 0.067126 | 0.067616 | 0.068096 | 0.068519 | 0.068943 | 0.069311 | 0.069628 | 0.069917 | 0.070166 | 0.070361 | 0.070521 | 0.070608 | 0.070667 | 0.070667
F2_Commercial_School_New_Food Preparation_Natural Gas_Conveyor Oven_E3 | F2 | Commercial | School | New | Food Preparation | Natural Gas | Conveyor Oven | E3 | RVT - Cost of Operation | 0 | 0 | 0 | 0 | 0 | 0 | 0 | 0 | 0 | 0 | 0 | 0 | 0 | 0 | 0 | 0 | 0 | 0 | 0 | 0 | 0 | 0 | 0 | 0 | 0 | 0 | 0 | 0 | 0 | 0 | 0 | 0 | 0
F2_Commercial_School_New_Food Preparation_Natural Gas_Conveyor Oven_E4 | F2 | Commercial | School | New | Food Preparation | Natural Gas | Conveyor Oven | E4 | RVT - Cost of Operation | 0 | 0 | 0 | 0 | 0 | 0 | 0 | 0 | 0 | 0 | 0 | 0 | 0 | 0 | 0 | 0 | 0 | 0 | 0 | 0 | 0 | 0 | 0 | 0 | 0 | 0 | 0 | 0 | 0 | 0 | 0 | 0 | 0
F2_Commercial_School_New_Food Preparation_Natural Gas_Conveyor Oven_E5 | F2 | Commercial | School | New | Food Preparation | Natural Gas | Conveyor Oven | E5 | RVT - Cost of Operation | 0 | 0 | 0 | 0 | 0 | 0 | 0 | 0 | 0 | 0 | 0 | 0 | 0 | 0 | 0 | 0 | 0 | 0 | 0 | 0 | 0 | 0 | 0 | 0 | 0 | 0 | 0 | 0 | 0 | 0 | 0 | 0 | 0
F2_Commercial_School_New_Food Preparation_Natural Gas_Conveyor Oven_E6 | F2 | Commercial | School | New | Food Preparation | Natural Gas | Conveyor Oven | E6 | RVT - Cost of Operation | 0 | 0 | 0 | 0 | 0 | 0 | 0 | 0 | 0 | 0 | 0 | 0 | 0 | 0 | 0 | 0 | 0 | 0 | 0 | 0 | 0 | 0 | 0 | 0 | 0 | 0 | 0 | 0 | 0 | 0 | 0 | 0 | 0
F2_Commercial_School_New_Food Preparation_Natural Gas_Conveyor Oven_E7 | F2 | Commercial | School | New | Food Preparation | Natural Gas | Conveyor Oven | E7 | RVT - Cost of Operation | 0 | 0 | 0 | 0 | 0 | 0 | 0 | 0 | 0 | 0 | 0 | 0 | 0 | 0 | 0 | 0 | 0 | 0 | 0 | 0 | 0 | 0 | 0 | 0 | 0 | 0 | 0 | 0 | 0 | 0 | 0 | 0 | 0
F2_Commercial_School_New_Food Preparation_Natural Gas_Conveyor Oven_E8 | F2 | Commercial | School | New | Food Preparation | Natural Gas | Conveyor Oven | E8 | RVT - Cost of Operation | 0 | 0 | 0 | 0 | 0 | 0 | 0 | 0 | 0 | 0 | 0 | 0 | 0 | 0 | 0 | 0 | 0 | 0 | 0 | 0 | 0 | 0 | 0 | 0 | 0 | 0 | 0 | 0 | 0 | 0 | 0 | 0 | 0
F2_Commercial_School_New_Food Preparation_Natural Gas_Conveyor Oven_E9 | F2 | Commercial | School | New | Food Preparation | Natural Gas | Conveyor Oven | E9 | RVT - Cost of Operation | 0 | 0 | 0 | 0 | 0 | 0 | 0 | 0 | 0 | 0 | 0 | 0 | 0 | 0 | 0 | 0 | 0 | 0 | 0 | 0 | 0 | 0 | 0 | 0 | 0 | 0 | 0 | 0 | 0 | 0 | 0 | 0 | 0
F2_Commercial_School_New_Food Preparation_Natural Gas_Conveyor Oven_E10 | F2 | Commercial | School | New | Food Preparation | Natural Gas | Conveyor Oven | E10 | RVT - Cost of Operation | 0 | 0 | 0 | 0 | 0 | 0 | 0 | 0 | 0 | 0 | 0 | 0 | 0 | 0 | 0 | 0 | 0 | 0 | 0 | 0 | 0 | 0 | 0 | 0 | 0 | 0 | 0 | 0 | 0 | 0 | 0 | 0 | 0
F3_Commercial_School_New_Food Preparation_Natural Gas_Conveyor Oven_E1 | F3 | Commercial | School | New | Food Preparation | Natural Gas | Conveyor Oven | E1 | System - kBTUs of Consumption | 0.011622 | 0.011622 | 0.011622 | 0.011622 | 0.011622 | 0.011622 | 0.011622 | 0.011622 | 0.011622 | 0.011622 | 0.011622 | 0.011622 | 0.011622 | 0.011622 | 0.011622 | 0.011622 | 0.011622 | 0.011622 | 0.011622 | 0.011622 | 0.011622 | 0.011622 | 0.011622 | 0.011622 | 0.011622 | 0.011622 | 0.011622 | 0.011622 | 0.011622 | 0.011622 | 0.011622 | 0.011622 | 0.011622
F3_Commercial_School_New_Food Preparation_Natural Gas_Conveyor Oven_E2 | F3 | Commercial | School | New | Food Preparation | Natural Gas | Conveyor Oven | E2 | System - kBTUs of Consumption | 0.014168 | 0.014168 | 0.014168 | 0.014168 | 0.014168 | 0.014168 | 0.014168 | 0.014168 | 0.014168 | 0.014168 | 0.014168 | 0.014168 | 0.014168 | 0.014168 | 0.014168 | 0.014168 | 0.014168 | 0.014168 | 0.014168 | 0.014168 | 0.014168 | 0.014168 | 0.014168 | 0.014168 | 0.014168 | 0.014168 | 0.014168 | 0.014168 | 0.014168 | 0.014168 | 0.014168 | 0.014168 | 0.014168
F3_Commercial_School_New_Food Preparation_Natural Gas_Conveyor Oven_E3 | F3 | Commercial | School | New | Food Preparation | Natural Gas | Conveyor Oven | E3 | System - kBTUs of Consumption | 0 | 0 | 0 | 0 | 0 | 0 | 0 | 0 | 0 | 0 | 0 | 0 | 0 | 0 | 0 | 0 | 0 | 0 | 0 | 0 | 0 | 0 | 0 | 0 | 0 | 0 | 0 | 0 | 0 | 0 | 0 | 0 | 0
F3_Commercial_School_New_Food Preparation_Natural Gas_Conveyor Oven_E4 | F3 | Commercial | School | New | Food Preparation | Natural Gas | Conveyor Oven | E4 | System - kBTUs of Consumption | 0 | 0 | 0 | 0 | 0 | 0 | 0 | 0 | 0 | 0 | 0 | 0 | 0 | 0 | 0 | 0 | 0 | 0 | 0 | 0 | 0 | 0 | 0 | 0 | 0 | 0 | 0 | 0 | 0 | 0 | 0 | 0 | 0
F3_Commercial_School_New_Food Preparation_Natural Gas_Conveyor Oven_E5 | F3 | Commercial | School | New | Food Preparation | Natural Gas | Conveyor Oven | E5 | System - kBTUs of Consumption | 0 | 0 | 0 | 0 | 0 | 0 | 0 | 0 | 0 | 0 | 0 | 0 | 0 | 0 | 0 | 0 | 0 | 0 | 0 | 0 | 0 | 0 | 0 | 0 | 0 | 0 | 0 | 0 | 0 | 0 | 0 | 0 | 0
F3_Commercial_School_New_Food Preparation_Natural Gas_Conveyor Oven_E6 | F3 | Commercial | School | New | Food Preparation | Natural Gas | Conveyor Oven | E6 | System - kBTUs of Consumption | 0 | 0 | 0 | 0 | 0 | 0 | 0 | 0 | 0 | 0 | 0 | 0 | 0 | 0 | 0 | 0 | 0 | 0 | 0 | 0 | 0 | 0 | 0 | 0 | 0 | 0 | 0 | 0 | 0 | 0 | 0 | 0 | 0
F3_Commercial_School_New_Food Preparation_Natural Gas_Conveyor Oven_E7 | F3 | Commercial | School | New | Food Preparation | Natural Gas | Conveyor Oven | E7 | System - kBTUs of Consumption | 0 | 0 | 0 | 0 | 0 | 0 | 0 | 0 | 0 | 0 | 0 | 0 | 0 | 0 | 0 | 0 | 0 | 0 | 0 | 0 | 0 | 0 | 0 | 0 | 0 | 0 | 0 | 0 | 0 | 0 | 0 | 0 | 0
F3_Commercial_School_New_Food Preparation_Natural Gas_Conveyor Oven_E8 | F3 | Commercial | School | New | Food Preparation | Natural Gas | Conveyor Oven | E8 | System - kBTUs of Consumption | 0 | 0 | 0 | 0 | 0 | 0 | 0 | 0 | 0 | 0 | 0 | 0 | 0 | 0 | 0 | 0 | 0 | 0 | 0 | 0 | 0 | 0 | 0 | 0 | 0 | 0 | 0 | 0 | 0 | 0 | 0 | 0 | 0
F3_Commercial_School_New_Food Preparation_Natural Gas_Conveyor Oven_E9 | F3 | Commercial | School | New | Food Preparation | Natural Gas | Conveyor Oven | E9 | System - kBTUs of Consumption | 0 | 0 | 0 | 0 | 0 | 0 | 0 | 0 | 0 | 0 | 0 | 0 | 0 | 0 | 0 | 0 | 0 | 0 | 0 | 0 | 0 | 0 | 0 | 0 | 0 | 0 | 0 | 0 | 0 | 0 | 0 | 0 | 0
F3_Commercial_School_New_Food Preparation_Natural Gas_Conveyor Oven_E10 | F3 | Commercial | School | New | Food Preparation | Natural Gas | Conveyor Oven | E10 | System - kBTUs of Consumption | 0 | 0 | 0 | 0 | 0 | 0 | 0 | 0 | 0 | 0 | 0 | 0 | 0 | 0 | 0 | 0 | 0 | 0 | 0 | 0 | 0 | 0 | 0 | 0 | 0 | 0 | 0 | 0 | 0 | 0 | 0 | 0 | 0
F4_Commercial_School_New_Food Preparation_Natural Gas_Conveyor Oven_E1 | F4 | Commercial | School | New | Food Preparation | Natural Gas | Conveyor Oven | E1 | Utility - Cost of Equipment | 0.077147 | 0.077377 | 0.077846 | 0.077702 | 0.077703 | 0.078098 | 0.078827 | 0.079468 | 0.08021 | 0.080944 | 0.081687 | 0.082403 | 0.083154 | 0.083929 | 0.084677 | 0.085426 | 0.086152 | 0.086889 | 0.087605 | 0.088305 | 0.08895 | 0.089582 | 0.090139 | 0.090696 | 0.091179 | 0.091597 | 0.091977 | 0.092305 | 0.092562 | 0.092772 | 0.092887 | 0.092964 | 0.092964
F4_Commercial_School_New_Food Preparation_Natural Gas_Conveyor Oven_E2 | F4 | Commercial | School | New | Food Preparation | Natural Gas | Conveyor Oven | E2 | Utility - Cost of Equipment | 0.058643 | 0.058819 | 0.059175 | 0.059066 | 0.059066 | 0.059367 | 0.059921 | 0.060408 | 0.060972 | 0.06153 | 0.062095 | 0.062639 | 0.06321 | 0.063799 | 0.064368 | 0.064937 | 0.065489 | 0.066049 | 0.066593 | 0.067126 | 0.067616 | 0.068096 | 0.068519 | 0.068943 | 0.069311 | 0.069628 | 0.069917 | 0.070166 | 0.070361 | 0.070521 | 0.070608 | 0.070667 | 0.070667
F4_Commercial_School_New_Food Preparation_Natural Gas_Conveyor Oven_E3 | F4 | Commercial | School | New | Food Preparation | Natural Gas | Conveyor Oven | E3 | Utility - Cost of Equipment | 0 | 0 | 0 | 0 | 0 | 0 | 0 | 0 | 0 | 0 | 0 | 0 | 0 | 0 | 0 | 0 | 0 | 0 | 0 | 0 | 0 | 0 | 0 | 0 | 0 | 0 | 0 | 0 | 0 | 0 | 0 | 0 | 0
F4_Commercial_School_New_Food Preparation_Natural Gas_Conveyor Oven_E4 | F4 | Commercial | School | New | Food Preparation | Natural Gas | Conveyor Oven | E4 | Utility - Cost of Equipment | 0 | 0 | 0 | 0 | 0 | 0 | 0 | 0 | 0 | 0 | 0 | 0 | 0 | 0 | 0 | 0 | 0 | 0 | 0 | 0 | 0 | 0 | 0 | 0 | 0 | 0 | 0 | 0 | 0 | 0 | 0 | 0 | 0
F4_Commercial_School_New_Food Preparation_Natural Gas_Conveyor Oven_E5 | F4 | Commercial | School | New | Food Preparation | Natural Gas | Conveyor Oven | E5 | Utility - Cost of Equipment | 0 | 0 | 0 | 0 | 0 | 0 | 0 | 0 | 0 | 0 | 0 | 0 | 0 | 0 | 0 | 0 | 0 | 0 | 0 | 0 | 0 | 0 | 0 | 0 | 0 | 0 | 0 | 0 | 0 | 0 | 0 | 0 | 0
F4_Commercial_School_New_Food Preparation_Natural Gas_Conveyor Oven_E6 | F4 | Commercial | School | New | Food Preparation | Natural Gas | Conveyor Oven | E6 | Utility - Cost of Equipment | 0 | 0 | 0 | 0 | 0 | 0 | 0 | 0 | 0 | 0 | 0 | 0 | 0 | 0 | 0 | 0 | 0 | 0 | 0 | 0 | 0 | 0 | 0 | 0 | 0 | 0 | 0 | 0 | 0 | 0 | 0 | 0 | 0
F4_Commercial_School_New_Food Preparation_Natural Gas_Conveyor Oven_E7 | F4 | Commercial | School | New | Food Preparation | Natural Gas | Conveyor Oven | E7 | Utility - Cost of Equipment | 0 | 0 | 0 | 0 | 0 | 0 | 0 | 0 | 0 | 0 | 0 | 0 | 0 | 0 | 0 | 0 | 0 | 0 | 0 | 0 | 0 | 0 | 0 | 0 | 0 | 0 | 0 | 0 | 0 | 0 | 0 | 0 | 0
F4_Commercial_School_New_Food Preparation_Natural Gas_Conveyor Oven_E8 | F4 | Commercial | School | New | Food Preparation | Natural Gas | Conveyor Oven | E8 | Utility - Cost of Equipment | 0 | 0 | 0 | 0 | 0 | 0 | 0 | 0 | 0 | 0 | 0 | 0 | 0 | 0 | 0 | 0 | 0 | 0 | 0 | 0 | 0 | 0 | 0 | 0 | 0 | 0 | 0 | 0 | 0 | 0 | 0 | 0 | 0
F4_Commercial_School_New_Food Preparation_Natural Gas_Conveyor Oven_E9 | F4 | Commercial | School | New | Food Preparation | Natural Gas | Conveyor Oven | E9 | Utility - Cost of Equipment | 0 | 0 | 0 | 0 | 0 | 0 | 0 | 0 | 0 | 0 | 0 | 0 | 0 | 0 | 0 | 0 | 0 | 0 | 0 | 0 | 0 | 0 | 0 | 0 | 0 | 0 | 0 | 0 | 0 | 0 | 0 | 0 | 0
F4_Commercial_School_New_Food Preparation_Natural Gas_Conveyor Oven_E10 | F4 | Commercial | School | New | Food Preparation | Natural Gas | Conveyor Oven | E10 | Utility - Cost of Equipment | 0 | 0 | 0 | 0 | 0 | 0 | 0 | 0 | 0 | 0 | 0 | 0 | 0 | 0 | 0 | 0 | 0 | 0 | 0 | 0 | 0 | 0 | 0 | 0 | 0 | 0 | 0 | 0 | 0 | 0 | 0 | 0 | 0
F5_Commercial_School_New_Food Preparation_Natural Gas_Conveyor Oven_E1 | F5 | Commercial | School | New | Food Preparation | Natural Gas | Conveyor Oven | E1 | Utility - Cost of Operation | 0.011622 | 0.011622 | 0.011622 | 0.011622 | 0.011622 | 0.011622 | 0.011622 | 0.011622 | 0.011622 | 0.011622 | 0.011622 | 0.011622 | 0.011622 | 0.011622 | 0.011622 | 0.011622 | 0.011622 | 0.011622 | 0.011622 | 0.011622 | 0.011622 | 0.011622 | 0.011622 | 0.011622 | 0.011622 | 0.011622 | 0.011622 | 0.011622 | 0.011622 | 0.011622 | 0.011622 | 0.011622 | 0.011622
F5_Commercial_School_New_Food Preparation_Natural Gas_Conveyor Oven_E2 | F5 | Commercial | School | New | Food Preparation | Natural Gas | Conveyor Oven | E2 | Utility - Cost of Operation | 0.014168 | 0.014168 | 0.014168 | 0.014168 | 0.014168 | 0.014168 | 0.014168 | 0.014168 | 0.014168 | 0.014168 | 0.014168 | 0.014168 | 0.014168 | 0.014168 | 0.014168 | 0.014168 | 0.014168 | 0.014168 | 0.014168 | 0.014168 | 0.014168 | 0.014168 | 0.014168 | 0.014168 | 0.014168 | 0.014168 | 0.014168 | 0.014168 | 0.014168 | 0.014168 | 0.014168 | 0.014168 | 0.014168
F5_Commercial_School_New_Food Preparation_Natural Gas_Conveyor Oven_E3 | F5 | Commercial | School | New | Food Preparation | Natural Gas | Conveyor Oven | E3 | Utility - Cost of Operation | 0 | 0 | 0 | 0 | 0 | 0 | 0 | 0 | 0 | 0 | 0 | 0 | 0 | 0 | 0 | 0 | 0 | 0 | 0 | 0 | 0 | 0 | 0 | 0 | 0 | 0 | 0 | 0 | 0 | 0 | 0 | 0 | 0
F5_Commercial_School_New_Food Preparation_Natural Gas_Conveyor Oven_E4 | F5 | Commercial | School | New | Food Preparation | Natural Gas | Conveyor Oven | E4 | Utility - Cost of Operation | 0 | 0 | 0 | 0 | 0 | 0 | 0 | 0 | 0 | 0 | 0 | 0 | 0 | 0 | 0 | 0 | 0 | 0 | 0 | 0 | 0 | 0 | 0 | 0 | 0 | 0 | 0 | 0 | 0 | 0 | 0 | 0 | 0
F5_Commercial_School_New_Food Preparation_Natural Gas_Conveyor Oven_E5 | F5 | Commercial | School | New | Food Preparation | Natural Gas | Conveyor Oven | E5 | Utility - Cost of Operation | 0 | 0 | 0 | 0 | 0 | 0 | 0 | 0 | 0 | 0 | 0 | 0 | 0 | 0 | 0 | 0 | 0 | 0 | 0 | 0 | 0 | 0 | 0 | 0 | 0 | 0 | 0 | 0 | 0 | 0 | 0 | 0 | 0
F5_Commercial_School_New_Food Preparation_Natural Gas_Conveyor Oven_E6 | F5 | Commercial | School | New | Food Preparation | Natural Gas | Conveyor Oven | E6 | Utility - Cost of Operation | 0 | 0 | 0 | 0 | 0 | 0 | 0 | 0 | 0 | 0 | 0 | 0 | 0 | 0 | 0 | 0 | 0 | 0 | 0 | 0 | 0 | 0 | 0 | 0 | 0 | 0 | 0 | 0 | 0 | 0 | 0 | 0 | 0
F5_Commercial_School_New_Food Preparation_Natural Gas_Conveyor Oven_E7 | F5 | Commercial | School | New | Food Preparation | Natural Gas | Conveyor Oven | E7 | Utility - Cost of Operation | 0 | 0 | 0 | 0 | 0 | 0 | 0 | 0 | 0 | 0 | 0 | 0 | 0 | 0 | 0 | 0 | 0 | 0 | 0 | 0 | 0 | 0 | 0 | 0 | 0 | 0 | 0 | 0 | 0 | 0 | 0 | 0 | 0
F5_Commercial_School_New_Food Preparation_Natural Gas_Conveyor Oven_E8 | F5 | Commercial | School | New | Food Preparation | Natural Gas | Conveyor Oven | E8 | Utility - Cost of Operation | 0 | 0 | 0 | 0 | 0 | 0 | 0 | 0 | 0 | 0 | 0 | 0 | 0 | 0 | 0 | 0 | 0 | 0 | 0 | 0 | 0 | 0 | 0 | 0 | 0 | 0 | 0 | 0 | 0 | 0 | 0 | 0 | 0
F5_Commercial_School_New_Food Preparation_Natural Gas_Conveyor Oven_E9 | F5 | Commercial | School | New | Food Preparation | Natural Gas | Conveyor Oven | E9 | Utility - Cost of Operation | 0 | 0 | 0 | 0 | 0 | 0 | 0 | 0 | 0 | 0 | 0 | 0 | 0 | 0 | 0 | 0 | 0 | 0 | 0 | 0 | 0 | 0 | 0 | 0 | 0 | 0 | 0 | 0 | 0 | 0 | 0 | 0 | 0
F5_Commercial_School_New_Food Preparation_Natural Gas_Conveyor Oven_E10 | F5 | Commercial | School | New | Food Preparation | Natural Gas | Conveyor Oven | E10 | Utility - Cost of Operation | 0 | 0 | 0 | 0 | 0 | 0 | 0 | 0 | 0 | 0 | 0 | 0 | 0 | 0 | 0 | 0 | 0 | 0 | 0 | 0 | 0 | 0 | 0 | 0 | 0 | 0 | 0 | 0 | 0 | 0 | 0 | 0 | 0
F6_Commercial_School_New_Food Preparation_Natural Gas_Conveyor Oven_E1 | F6 | Commercial | School | New | Food Preparation | Natural Gas | Conveyor Oven | E1 | Utility - Value of Sales | 0.040562 | 0.04069 | 0.040895 | 0.04085 | 0.04085 | 0.04085 | 0.04085 | 0.04085 | 0.04085 | 0.04085 | 0.04085 | 0.04085 | 0.04085 | 0.04085 | 0.04085 | 0.04085 | 0.04085 | 0.04085 | 0.04085 | 0.04085 | 0.04085 | 0.04085 | 0.04085 | 0.04085 | 0.04085 | 0.04085 | 0.04085 | 0.04085 | 0.04085 | 0.04085 | 0.04085 | 0.04085 | 0.04085
F6_Commercial_School_New_Food Preparation_Natural Gas_Conveyor Oven_E2 | F6 | Commercial | School | New | Food Preparation | Natural Gas | Conveyor Oven | E2 | Utility - Value of Sales | 0.030833 | 0.03093 | 0.031087 | 0.031052 | 0.031052 | 0.031052 | 0.031052 | 0.031052 | 0.031052 | 0.031052 | 0.031052 | 0.031052 | 0.031052 | 0.031052 | 0.031052 | 0.031052 | 0.031052 | 0.031052 | 0.031052 | 0.031052 | 0.031052 | 0.031052 | 0.031052 | 0.031052 | 0.031052 | 0.031052 | 0.031052 | 0.031052 | 0.031052 | 0.031052 | 0.031052 | 0.031052 | 0.031052
F6_Commercial_School_New_Food Preparation_Natural Gas_Conveyor Oven_E3 | F6 | Commercial | School | New | Food Preparation | Natural Gas | Conveyor Oven | E3 | Utility - Value of Sales | 0 | 0 | 0 | 0 | 0 | 0 | 0 | 0 | 0 | 0 | 0 | 0 | 0 | 0 | 0 | 0 | 0 | 0 | 0 | 0 | 0 | 0 | 0 | 0 | 0 | 0 | 0 | 0 | 0 | 0 | 0 | 0 | 0
F6_Commercial_School_New_Food Preparation_Natural Gas_Conveyor Oven_E4 | F6 | Commercial | School | New | Food Preparation | Natural Gas | Conveyor Oven | E4 | Utility - Value of Sales | 0 | 0 | 0 | 0 | 0 | 0 | 0 | 0 | 0 | 0 | 0 | 0 | 0 | 0 | 0 | 0 | 0 | 0 | 0 | 0 | 0 | 0 | 0 | 0 | 0 | 0 | 0 | 0 | 0 | 0 | 0 | 0 | 0
F6_Commercial_School_New_Food Preparation_Natural Gas_Conveyor Oven_E5 | F6 | Commercial | School | New | Food Preparation | Natural Gas | Conveyor Oven | E5 | Utility - Value of Sales | 0 | 0 | 0 | 0 | 0 | 0 | 0 | 0 | 0 | 0 | 0 | 0 | 0 | 0 | 0 | 0 | 0 | 0 | 0 | 0 | 0 | 0 | 0 | 0 | 0 | 0 | 0 | 0 | 0 | 0 | 0 | 0 | 0
F6_Commercial_School_New_Food Preparation_Natural Gas_Conveyor Oven_E6 | F6 | Commercial | School | New | Food Preparation | Natural Gas | Conveyor Oven | E6 | Utility - Value of Sales | 0 | 0 | 0 | 0 | 0 | 0 | 0 | 0 | 0 | 0 | 0 | 0 | 0 | 0 | 0 | 0 | 0 | 0 | 0 | 0 | 0 | 0 | 0 | 0 | 0 | 0 | 0 | 0 | 0 | 0 | 0 | 0 | 0
F6_Commercial_School_New_Food Preparation_Natural Gas_Conveyor Oven_E7 | F6 | Commercial | School | New | Food Preparation | Natural Gas | Conveyor Oven | E7 | Utility - Value of Sales | 0 | 0 | 0 | 0 | 0 | 0 | 0 | 0 | 0 | 0 | 0 | 0 | 0 | 0 | 0 | 0 | 0 | 0 | 0 | 0 | 0 | 0 | 0 | 0 | 0 | 0 | 0 | 0 | 0 | 0 | 0 | 0 | 0
F6_Commercial_School_New_Food Preparation_Natural Gas_Conveyor Oven_E8 | F6 | Commercial | School | New | Food Preparation | Natural Gas | Conveyor Oven | E8 | Utility - Value of Sales | 0 | 0 | 0 | 0 | 0 | 0 | 0 | 0 | 0 | 0 | 0 | 0 | 0 | 0 | 0 | 0 | 0 | 0 | 0 | 0 | 0 | 0 | 0 | 0 | 0 | 0 | 0 | 0 | 0 | 0 | 0 | 0 | 0
F6_Commercial_School_New_Food Preparation_Natural Gas_Conveyor Oven_E9 | F6 | Commercial | School | New | Food Preparation | Natural Gas | Conveyor Oven | E9 | Utility - Value of Sales | 0 | 0 | 0 | 0 | 0 | 0 | 0 | 0 | 0 | 0 | 0 | 0 | 0 | 0 | 0 | 0 | 0 | 0 | 0 | 0 | 0 | 0 | 0 | 0 | 0 | 0 | 0 | 0 | 0 | 0 | 0 | 0 | 0
F6_Commercial_School_New_Food Preparation_Natural Gas_Conveyor Oven_E10 | F6 | Commercial | School | New | Food Preparation | Natural Gas | Conveyor Oven | E10 | Utility - Value of Sales | 0 | 0 | 0 | 0 | 0 | 0 | 0 | 0 | 0 | 0 | 0 | 0 | 0 | 0 | 0 | 0 | 0 | 0 | 0 | 0 | 0 | 0 | 0 | 0 | 0 | 0 | 0 | 0 | 0 | 0 | 0 | 0 | 0
F1_Commercial_School_New_Food Preparation_Natural Gas_Double Rack Oven_E1 | F1 | Commercial | School | New | Food Preparation | Natural Gas | Double Rack Oven | E1 | RVT - Cost of Equipment | 0.11365 | 0.1138 | 0.11442 | 0.11384 | 0.11354 | 0.11399 | 0.11508 | 0.11596 | 0.11704 | 0.11808 | 0.11913 | 0.12012 | 0.12118 | 0.12227 | 0.12333 | 0.12441 | 0.12551 | 0.12668 | 0.1279 | 0.12916 | 0.13036 | 0.13157 | 0.13266 | 0.13375 | 0.13469 | 0.13551 | 0.13625 | 0.13689 | 0.13739 | 0.1378 | 0.13802 | 0.13817 | 0.13817
F1_Commercial_School_New_Food Preparation_Natural Gas_Double Rack Oven_E2 | F1 | Commercial | School | New | Food Preparation | Natural Gas | Double Rack Oven | E2 | RVT - Cost of Equipment | 0.061991 | 0.06207 | 0.062409 | 0.062093 | 0.061932 | 0.062178 | 0.062771 | 0.063253 | 0.063841 | 0.064407 | 0.06498 | 0.065521 | 0.066097 | 0.066693 | 0.067271 | 0.067862 | 0.068458 | 0.069098 | 0.069763 | 0.070448 | 0.071106 | 0.071767 | 0.07236 | 0.072954 | 0.073468 | 0.073913 | 0.074317 | 0.074666 | 0.07494 | 0.075164 | 0.075286 | 0.075368 | 0.075368
F1_Commercial_School_New_Food Preparation_Natural Gas_Double Rack Oven_E3 | F1 | Commercial | School | New | Food Preparation | Natural Gas | Double Rack Oven | E3 | RVT - Cost of Equipment | 0 | 0 | 0 | 0 | 0 | 0 | 0 | 0 | 0 | 0 | 0 | 0 | 0 | 0 | 0 | 0 | 0 | 0 | 0 | 0 | 0 | 0 | 0 | 0 | 0 | 0 | 0 | 0 | 0 | 0 | 0 | 0 | 0
F1_Commercial_School_New_Food Preparation_Natural Gas_Double Rack Oven_E4 | F1 | Commercial | School | New | Food Preparation | Natural Gas | Double Rack Oven | E4 | RVT - Cost of Equipment | 0 | 0 | 0 | 0 | 0 | 0 | 0 | 0 | 0 | 0 | 0 | 0 | 0 | 0 | 0 | 0 | 0 | 0 | 0 | 0 | 0 | 0 | 0 | 0 | 0 | 0 | 0 | 0 | 0 | 0 | 0 | 0 | 0
F1_Commercial_School_New_Food Preparation_Natural Gas_Double Rack Oven_E5 | F1 | Commercial | School | New | Food Preparation | Natural Gas | Double Rack Oven | E5 | RVT - Cost of Equipment | 0 | 0 | 0 | 0 | 0 | 0 | 0 | 0 | 0 | 0 | 0 | 0 | 0 | 0 | 0 | 0 | 0 | 0 | 0 | 0 | 0 | 0 | 0 | 0 | 0 | 0 | 0 | 0 | 0 | 0 | 0 | 0 | 0
F1_Commercial_School_New_Food Preparation_Natural Gas_Double Rack Oven_E6 | F1 | Commercial | School | New | Food Preparation | Natural Gas | Double Rack Oven | E6 | RVT - Cost of Equipment | 0 | 0 | 0 | 0 | 0 | 0 | 0 | 0 | 0 | 0 | 0 | 0 | 0 | 0 | 0 | 0 | 0 | 0 | 0 | 0 | 0 | 0 | 0 | 0 | 0 | 0 | 0 | 0 | 0 | 0 | 0 | 0 | 0
F1_Commercial_School_New_Food Preparation_Natural Gas_Double Rack Oven_E7 | F1 | Commercial | School | New | Food Preparation | Natural Gas | Double Rack Oven | E7 | RVT - Cost of Equipment | 0 | 0 | 0 | 0 | 0 | 0 | 0 | 0 | 0 | 0 | 0 | 0 | 0 | 0 | 0 | 0 | 0 | 0 | 0 | 0 | 0 | 0 | 0 | 0 | 0 | 0 | 0 | 0 | 0 | 0 | 0 | 0 | 0
F1_Commercial_School_New_Food Preparation_Natural Gas_Double Rack Oven_E8 | F1 | Commercial | School | New | Food Preparation | Natural Gas | Double Rack Oven | E8 | RVT - Cost of Equipment | 0 | 0 | 0 | 0 | 0 | 0 | 0 | 0 | 0 | 0 | 0 | 0 | 0 | 0 | 0 | 0 | 0 | 0 | 0 | 0 | 0 | 0 | 0 | 0 | 0 | 0 | 0 | 0 | 0 | 0 | 0 | 0 | 0
F1_Commercial_School_New_Food Preparation_Natural Gas_Double Rack Oven_E9 | F1 | Commercial | School | New | Food Preparation | Natural Gas | Double Rack Oven | E9 | RVT - Cost of Equipment | 0 | 0 | 0 | 0 | 0 | 0 | 0 | 0 | 0 | 0 | 0 | 0 | 0 | 0 | 0 | 0 | 0 | 0 | 0 | 0 | 0 | 0 | 0 | 0 | 0 | 0 | 0 | 0 | 0 | 0 | 0 | 0 | 0
F1_Commercial_School_New_Food Preparation_Natural Gas_Double Rack Oven_E10 | F1 | Commercial | School | New | Food Preparation | Natural Gas | Double Rack Oven | E10 | RVT - Cost of Equipment | 0 | 0 | 0 | 0 | 0 | 0 | 0 | 0 | 0 | 0 | 0 | 0 | 0 | 0 | 0 | 0 | 0 | 0 | 0 | 0 | 0 | 0 | 0 | 0 | 0 | 0 | 0 | 0 | 0 | 0 | 0 | 0 | 0
F2_Commercial_School_New_Food Preparation_Natural Gas_Double Rack Oven_E1 | F2 | Commercial | School | New | Food Preparation | Natural Gas | Double Rack Oven | E1 | RVT - Cost of Operation | 0.13616 | 0.13633 | 0.13708 | 0.13638 | 0.13603 | 0.13657 | 0.13787 | 0.13893 | 0.14022 | 0.14147 | 0.14273 | 0.14391 | 0.14518 | 0.14649 | 0.14776 | 0.14906 | 0.15036 | 0.15177 | 0.15323 | 0.15474 | 0.15618 | 0.15763 | 0.15894 | 0.16024 | 0.16137 | 0.16235 | 0.16323 | 0.164 | 0.1646 | 0.16509 | 0.16536 | 0.16554 | 0.16554
F2_Commercial_School_New_Food Preparation_Natural Gas_Double Rack Oven_E2 | F2 | Commercial | School | New | Food Preparation | Natural Gas | Double Rack Oven | E2 | RVT - Cost of Operation | 0.074269 | 0.074364 | 0.07477 | 0.074391 | 0.074199 | 0.074494 | 0.075204 | 0.075781 | 0.076485 | 0.077164 | 0.07785 | 0.078498 | 0.079188 | 0.079902 | 0.080595 | 0.081303 | 0.082017 | 0.082784 | 0.08358 | 0.084402 | 0.08519 | 0.085982 | 0.086692 | 0.087403 | 0.08802 | 0.088552 | 0.089037 | 0.089455 | 0.089783 | 0.090051 | 0.090197 | 0.090295 | 0.090295
F2_Commercial_School_New_Food Preparation_Natural Gas_Double Rack Oven_E3 | F2 | Commercial | School | New | Food Preparation | Natural Gas | Double Rack Oven | E3 | RVT - Cost of Operation | 0 | 0 | 0 | 0 | 0 | 0 | 0 | 0 | 0 | 0 | 0 | 0 | 0 | 0 | 0 | 0 | 0 | 0 | 0 | 0 | 0 | 0 | 0 | 0 | 0 | 0 | 0 | 0 | 0 | 0 | 0 | 0 | 0
F2_Commercial_School_New_Food Preparation_Natural Gas_Double Rack Oven_E4 | F2 | Commercial | School | New | Food Preparation | Natural Gas | Double Rack Oven | E4 | RVT - Cost of Operation | 0 | 0 | 0 | 0 | 0 | 0 | 0 | 0 | 0 | 0 | 0 | 0 | 0 | 0 | 0 | 0 | 0 | 0 | 0 | 0 | 0 | 0 | 0 | 0 | 0 | 0 | 0 | 0 | 0 | 0 | 0 | 0 | 0
F2_Commercial_School_New_Food Preparation_Natural Gas_Double Rack Oven_E5 | F2 | Commercial | School | New | Food Preparation | Natural Gas | Double Rack Oven | E5 | RVT - Cost of Operation | 0 | 0 | 0 | 0 | 0 | 0 | 0 | 0 | 0 | 0 | 0 | 0 | 0 | 0 | 0 | 0 | 0 | 0 | 0 | 0 | 0 | 0 | 0 | 0 | 0 | 0 | 0 | 0 | 0 | 0 | 0 | 0 | 0
F2_Commercial_School_New_Food Preparation_Natural Gas_Double Rack Oven_E6 | F2 | Commercial | School | New | Food Preparation | Natural Gas | Double Rack Oven | E6 | RVT - Cost of Operation | 0 | 0 | 0 | 0 | 0 | 0 | 0 | 0 | 0 | 0 | 0 | 0 | 0 | 0 | 0 | 0 | 0 | 0 | 0 | 0 | 0 | 0 | 0 | 0 | 0 | 0 | 0 | 0 | 0 | 0 | 0 | 0 | 0
F2_Commercial_School_New_Food Preparation_Natural Gas_Double Rack Oven_E7 | F2 | Commercial | School | New | Food Preparation | Natural Gas | Double Rack Oven | E7 | RVT - Cost of Operation | 0 | 0 | 0 | 0 | 0 | 0 | 0 | 0 | 0 | 0 | 0 | 0 | 0 | 0 | 0 | 0 | 0 | 0 | 0 | 0 | 0 | 0 | 0 | 0 | 0 | 0 | 0 | 0 | 0 | 0 | 0 | 0 | 0
F2_Commercial_School_New_Food Preparation_Natural Gas_Double Rack Oven_E8 | F2 | Commercial | School | New | Food Preparation | Natural Gas | Double Rack Oven | E8 | RVT - Cost of Operation | 0 | 0 | 0 | 0 | 0 | 0 | 0 | 0 | 0 | 0 | 0 | 0 | 0 | 0 | 0 | 0 | 0 | 0 | 0 | 0 | 0 | 0 | 0 | 0 | 0 | 0 | 0 | 0 | 0 | 0 | 0 | 0 | 0
F2_Commercial_School_New_Food Preparation_Natural Gas_Double Rack Oven_E9 | F2 | Commercial | School | New | Food Preparation | Natural Gas | Double Rack Oven | E9 | RVT - Cost of Operation | 0 | 0 | 0 | 0 | 0 | 0 | 0 | 0 | 0 | 0 | 0 | 0 | 0 | 0 | 0 | 0 | 0 | 0 | 0 | 0 | 0 | 0 | 0 | 0 | 0 | 0 | 0 | 0 | 0 | 0 | 0 | 0 | 0
F2_Commercial_School_New_Food Preparation_Natural Gas_Double Rack Oven_E10 | F2 | Commercial | School | New | Food Preparation | Natural Gas | Double Rack Oven | E10 | RVT - Cost of Operation | 0 | 0 | 0 | 0 | 0 | 0 | 0 | 0 | 0 | 0 | 0 | 0 | 0 | 0 | 0 | 0 | 0 | 0 | 0 | 0 | 0 | 0 | 0 | 0 | 0 | 0 | 0 | 0 | 0 | 0 | 0 | 0 | 0
F3_Commercial_School_New_Food Preparation_Natural Gas_Double Rack Oven_E1 | F3 | Commercial | School | New | Food Preparation | Natural Gas | Double Rack Oven | E1 | System - kBTUs of Consumption | 0.022429 | 0.022429 | 0.022429 | 0.022429 | 0.022429 | 0.022429 | 0.022429 | 0.022429 | 0.022429 | 0.022429 | 0.022429 | 0.022429 | 0.022429 | 0.022429 | 0.022429 | 0.022429 | 0.022429 | 0.022429 | 0.022429 | 0.022429 | 0.022429 | 0.022429 | 0.022429 | 0.022429 | 0.022429 | 0.022429 | 0.022429 | 0.022429 | 0.022429 | 0.022429 | 0.022429 | 0.022429 | 0.022429
F3_Commercial_School_New_Food Preparation_Natural Gas_Double Rack Oven_E2 | F3 | Commercial | School | New | Food Preparation | Natural Gas | Double Rack Oven | E2 | System - kBTUs of Consumption | 0.029829 | 0.029829 | 0.029829 | 0.029829 | 0.029829 | 0.029829 | 0.029829 | 0.029829 | 0.029829 | 0.029829 | 0.029829 | 0.029829 | 0.029829 | 0.029829 | 0.029829 | 0.029829 | 0.029829 | 0.029829 | 0.029829 | 0.029829 | 0.029829 | 0.029829 | 0.029829 | 0.029829 | 0.029829 | 0.029829 | 0.029829 | 0.029829 | 0.029829 | 0.029829 | 0.029829 | 0.029829 | 0.029829
F3_Commercial_School_New_Food Preparation_Natural Gas_Double Rack Oven_E3 | F3 | Commercial | School | New | Food Preparation | Natural Gas | Double Rack Oven | E3 | System - kBTUs of Consumption | 0 | 0 | 0 | 0 | 0 | 0 | 0 | 0 | 0 | 0 | 0 | 0 | 0 | 0 | 0 | 0 | 0 | 0 | 0 | 0 | 0 | 0 | 0 | 0 | 0 | 0 | 0 | 0 | 0 | 0 | 0 | 0 | 0
F3_Commercial_School_New_Food Preparation_Natural Gas_Double Rack Oven_E4 | F3 | Commercial | School | New | Food Preparation | Natural Gas | Double Rack Oven | E4 | System - kBTUs of Consumption | 0 | 0 | 0 | 0 | 0 | 0 | 0 | 0 | 0 | 0 | 0 | 0 | 0 | 0 | 0 | 0 | 0 | 0 | 0 | 0 | 0 | 0 | 0 | 0 | 0 | 0 | 0 | 0 | 0 | 0 | 0 | 0 | 0
F3_Commercial_School_New_Food Preparation_Natural Gas_Double Rack Oven_E5 | F3 | Commercial | School | New | Food Preparation | Natural Gas | Double Rack Oven | E5 | System - kBTUs of Consumption | 0 | 0 | 0 | 0 | 0 | 0 | 0 | 0 | 0 | 0 | 0 | 0 | 0 | 0 | 0 | 0 | 0 | 0 | 0 | 0 | 0 | 0 | 0 | 0 | 0 | 0 | 0 | 0 | 0 | 0 | 0 | 0 | 0
F3_Commercial_School_New_Food Preparation_Natural Gas_Double Rack Oven_E6 | F3 | Commercial | School | New | Food Preparation | Natural Gas | Double Rack Oven | E6 | System - kBTUs of Consumption | 0 | 0 | 0 | 0 | 0 | 0 | 0 | 0 | 0 | 0 | 0 | 0 | 0 | 0 | 0 | 0 | 0 | 0 | 0 | 0 | 0 | 0 | 0 | 0 | 0 | 0 | 0 | 0 | 0 | 0 | 0 | 0 | 0
F3_Commercial_School_New_Food Preparation_Natural Gas_Double Rack Oven_E7 | F3 | Commercial | School | New | Food Preparation | Natural Gas | Double Rack Oven | E7 | System - kBTUs of Consumption | 0 | 0 | 0 | 0 | 0 | 0 | 0 | 0 | 0 | 0 | 0 | 0 | 0 | 0 | 0 | 0 | 0 | 0 | 0 | 0 | 0 | 0 | 0 | 0 | 0 | 0 | 0 | 0 | 0 | 0 | 0 | 0 | 0
F3_Commercial_School_New_Food Preparation_Natural Gas_Double Rack Oven_E8 | F3 | Commercial | School | New | Food Preparation | Natural Gas | Double Rack Oven | E8 | System - kBTUs of Consumption | 0 | 0 | 0 | 0 | 0 | 0 | 0 | 0 | 0 | 0 | 0 | 0 | 0 | 0 | 0 | 0 | 0 | 0 | 0 | 0 | 0 | 0 | 0 | 0 | 0 | 0 | 0 | 0 | 0 | 0 | 0 | 0 | 0
F3_Commercial_School_New_Food Preparation_Natural Gas_Double Rack Oven_E9 | F3 | Commercial | School | New | Food Preparation | Natural Gas | Double Rack Oven | E9 | System - kBTUs of Consumption | 0 | 0 | 0 | 0 | 0 | 0 | 0 | 0 | 0 | 0 | 0 | 0 | 0 | 0 | 0 | 0 | 0 | 0 | 0 | 0 | 0 | 0 | 0 | 0 | 0 | 0 | 0 | 0 | 0 | 0 | 0 | 0 | 0
F3_Commercial_School_New_Food Preparation_Natural Gas_Double Rack Oven_E10 | F3 | Commercial | School | New | Food Preparation | Natural Gas | Double Rack Oven | E10 | System - kBTUs of Consumption | 0 | 0 | 0 | 0 | 0 | 0 | 0 | 0 | 0 | 0 | 0 | 0 | 0 | 0 | 0 | 0 | 0 | 0 | 0 | 0 | 0 | 0 | 0 | 0 | 0 | 0 | 0 | 0 | 0 | 0 | 0 | 0 | 0
F4_Commercial_School_New_Food Preparation_Natural Gas_Double Rack Oven_E1 | F4 | Commercial | School | New | Food Preparation | Natural Gas | Double Rack Oven | E1 | Utility - Cost of Equipment | 0.13616 | 0.13633 | 0.13708 | 0.13638 | 0.13603 | 0.13657 | 0.13787 | 0.13893 | 0.14022 | 0.14147 | 0.14273 | 0.14391 | 0.14518 | 0.14649 | 0.14776 | 0.14906 | 0.15036 | 0.15177 | 0.15323 | 0.15474 | 0.15618 | 0.15763 | 0.15894 | 0.16024 | 0.16137 | 0.16235 | 0.16323 | 0.164 | 0.1646 | 0.16509 | 0.16536 | 0.16554 | 0.16554
F4_Commercial_School_New_Food Preparation_Natural Gas_Double Rack Oven_E2 | F4 | Commercial | School | New | Food Preparation | Natural Gas | Double Rack Oven | E2 | Utility - Cost of Equipment | 0.074269 | 0.074364 | 0.07477 | 0.074391 | 0.074199 | 0.074494 | 0.075204 | 0.075781 | 0.076485 | 0.077164 | 0.07785 | 0.078498 | 0.079188 | 0.079902 | 0.080595 | 0.081303 | 0.082017 | 0.082784 | 0.08358 | 0.084402 | 0.08519 | 0.085982 | 0.086692 | 0.087403 | 0.08802 | 0.088552 | 0.089037 | 0.089455 | 0.089783 | 0.090051 | 0.090197 | 0.090295 | 0.090295
F4_Commercial_School_New_Food Preparation_Natural Gas_Double Rack Oven_E3 | F4 | Commercial | School | New | Food Preparation | Natural Gas | Double Rack Oven | E3 | Utility - Cost of Equipment | 0 | 0 | 0 | 0 | 0 | 0 | 0 | 0 | 0 | 0 | 0 | 0 | 0 | 0 | 0 | 0 | 0 | 0 | 0 | 0 | 0 | 0 | 0 | 0 | 0 | 0 | 0 | 0 | 0 | 0 | 0 | 0 | 0
F4_Commercial_School_New_Food Preparation_Natural Gas_Double Rack Oven_E4 | F4 | Commercial | School | New | Food Preparation | Natural Gas | Double Rack Oven | E4 | Utility - Cost of Equipment | 0 | 0 | 0 | 0 | 0 | 0 | 0 | 0 | 0 | 0 | 0 | 0 | 0 | 0 | 0 | 0 | 0 | 0 | 0 | 0 | 0 | 0 | 0 | 0 | 0 | 0 | 0 | 0 | 0 | 0 | 0 | 0 | 0
F4_Commercial_School_New_Food Preparation_Natural Gas_Double Rack Oven_E5 | F4 | Commercial | School | New | Food Preparation | Natural Gas | Double Rack Oven | E5 | Utility - Cost of Equipment | 0 | 0 | 0 | 0 | 0 | 0 | 0 | 0 | 0 | 0 | 0 | 0 | 0 | 0 | 0 | 0 | 0 | 0 | 0 | 0 | 0 | 0 | 0 | 0 | 0 | 0 | 0 | 0 | 0 | 0 | 0 | 0 | 0
F4_Commercial_School_New_Food Preparation_Natural Gas_Double Rack Oven_E6 | F4 | Commercial | School | New | Food Preparation | Natural Gas | Double Rack Oven | E6 | Utility - Cost of Equipment | 0 | 0 | 0 | 0 | 0 | 0 | 0 | 0 | 0 | 0 | 0 | 0 | 0 | 0 | 0 | 0 | 0 | 0 | 0 | 0 | 0 | 0 | 0 | 0 | 0 | 0 | 0 | 0 | 0 | 0 | 0 | 0 | 0
F4_Commercial_School_New_Food Preparation_Natural Gas_Double Rack Oven_E7 | F4 | Commercial | School | New | Food Preparation | Natural Gas | Double Rack Oven | E7 | Utility - Cost of Equipment | 0 | 0 | 0 | 0 | 0 | 0 | 0 | 0 | 0 | 0 | 0 | 0 | 0 | 0 | 0 | 0 | 0 | 0 | 0 | 0 | 0 | 0 | 0 | 0 | 0 | 0 | 0 | 0 | 0 | 0 | 0 | 0 | 0
F4_Commercial_School_New_Food Preparation_Natural Gas_Double Rack Oven_E8 | F4 | Commercial | School | New | Food Preparation | Natural Gas | Double Rack Oven | E8 | Utility - Cost of Equipment | 0 | 0 | 0 | 0 | 0 | 0 | 0 | 0 | 0 | 0 | 0 | 0 | 0 | 0 | 0 | 0 | 0 | 0 | 0 | 0 | 0 | 0 | 0 | 0 | 0 | 0 | 0 | 0 | 0 | 0 | 0 | 0 | 0
F4_Commercial_School_New_Food Preparation_Natural Gas_Double Rack Oven_E9 | F4 | Commercial | School | New | Food Preparation | Natural Gas | Double Rack Oven | E9 | Utility - Cost of Equipment | 0 | 0 | 0 | 0 | 0 | 0 | 0 | 0 | 0 | 0 | 0 | 0 | 0 | 0 | 0 | 0 | 0 | 0 | 0 | 0 | 0 | 0 | 0 | 0 | 0 | 0 | 0 | 0 | 0 | 0 | 0 | 0 | 0
F4_Commercial_School_New_Food Preparation_Natural Gas_Double Rack Oven_E10 | F4 | Commercial | School | New | Food Preparation | Natural Gas | Double Rack Oven | E10 | Utility - Cost of Equipment | 0 | 0 | 0 | 0 | 0 | 0 | 0 | 0 | 0 | 0 | 0 | 0 | 0 | 0 | 0 | 0 | 0 | 0 | 0 | 0 | 0 | 0 | 0 | 0 | 0 | 0 | 0 | 0 | 0 | 0 | 0 | 0 | 0
F5_Commercial_School_New_Food Preparation_Natural Gas_Double Rack Oven_E1 | F5 | Commercial | School | New | Food Preparation | Natural Gas | Double Rack Oven | E1 | Utility - Cost of Operation | 0.022429 | 0.022429 | 0.022429 | 0.022429 | 0.022429 | 0.022429 | 0.022429 | 0.022429 | 0.022429 | 0.022429 | 0.022429 | 0.022429 | 0.022429 | 0.022429 | 0.022429 | 0.022429 | 0.022429 | 0.022429 | 0.022429 | 0.022429 | 0.022429 | 0.022429 | 0.022429 | 0.022429 | 0.022429 | 0.022429 | 0.022429 | 0.022429 | 0.022429 | 0.022429 | 0.022429 | 0.022429 | 0.022429
F5_Commercial_School_New_Food Preparation_Natural Gas_Double Rack Oven_E2 | F5 | Commercial | School | New | Food Preparation | Natural Gas | Double Rack Oven | E2 | Utility - Cost of Operation | 0.029829 | 0.029829 | 0.029829 | 0.029829 | 0.029829 | 0.029829 | 0.029829 | 0.029829 | 0.029829 | 0.029829 | 0.029829 | 0.029829 | 0.029829 | 0.029829 | 0.029829 | 0.029829 | 0.029829 | 0.029829 | 0.029829 | 0.029829 | 0.029829 | 0.029829 | 0.029829 | 0.029829 | 0.029829 | 0.029829 | 0.029829 | 0.029829 | 0.029829 | 0.029829 | 0.029829 | 0.029829 | 0.029829
F5_Commercial_School_New_Food Preparation_Natural Gas_Double Rack Oven_E3 | F5 | Commercial | School | New | Food Preparation | Natural Gas | Double Rack Oven | E3 | Utility - Cost of Operation | 0 | 0 | 0 | 0 | 0 | 0 | 0 | 0 | 0 | 0 | 0 | 0 | 0 | 0 | 0 | 0 | 0 | 0 | 0 | 0 | 0 | 0 | 0 | 0 | 0 | 0 | 0 | 0 | 0 | 0 | 0 | 0 | 0
F5_Commercial_School_New_Food Preparation_Natural Gas_Double Rack Oven_E4 | F5 | Commercial | School | New | Food Preparation | Natural Gas | Double Rack Oven | E4 | Utility - Cost of Operation | 0 | 0 | 0 | 0 | 0 | 0 | 0 | 0 | 0 | 0 | 0 | 0 | 0 | 0 | 0 | 0 | 0 | 0 | 0 | 0 | 0 | 0 | 0 | 0 | 0 | 0 | 0 | 0 | 0 | 0 | 0 | 0 | 0
F5_Commercial_School_New_Food Preparation_Natural Gas_Double Rack Oven_E5 | F5 | Commercial | School | New | Food Preparation | Natural Gas | Double Rack Oven | E5 | Utility - Cost of Operation | 0 | 0 | 0 | 0 | 0 | 0 | 0 | 0 | 0 | 0 | 0 | 0 | 0 | 0 | 0 | 0 | 0 | 0 | 0 | 0 | 0 | 0 | 0 | 0 | 0 | 0 | 0 | 0 | 0 | 0 | 0 | 0 | 0
F5_Commercial_School_New_Food Preparation_Natural Gas_Double Rack Oven_E6 | F5 | Commercial | School | New | Food Preparation | Natural Gas | Double Rack Oven | E6 | Utility - Cost of Operation | 0 | 0 | 0 | 0 | 0 | 0 | 0 | 0 | 0 | 0 | 0 | 0 | 0 | 0 | 0 | 0 | 0 | 0 | 0 | 0 | 0 | 0 | 0 | 0 | 0 | 0 | 0 | 0 | 0 | 0 | 0 | 0 | 0
F5_Commercial_School_New_Food Preparation_Natural Gas_Double Rack Oven_E7 | F5 | Commercial | School | New | Food Preparation | Natural Gas | Double Rack Oven | E7 | Utility - Cost of Operation | 0 | 0 | 0 | 0 | 0 | 0 | 0 | 0 | 0 | 0 | 0 | 0 | 0 | 0 | 0 | 0 | 0 | 0 | 0 | 0 | 0 | 0 | 0 | 0 | 0 | 0 | 0 | 0 | 0 | 0 | 0 | 0 | 0
F5_Commercial_School_New_Food Preparation_Natural Gas_Double Rack Oven_E8 | F5 | Commercial | School | New | Food Preparation | Natural Gas | Double Rack Oven | E8 | Utility - Cost of Operation | 0 | 0 | 0 | 0 | 0 | 0 | 0 | 0 | 0 | 0 | 0 | 0 | 0 | 0 | 0 | 0 | 0 | 0 | 0 | 0 | 0 | 0 | 0 | 0 | 0 | 0 | 0 | 0 | 0 | 0 | 0 | 0 | 0
F5_Commercial_School_New_Food Preparation_Natural Gas_Double Rack Oven_E9 | F5 | Commercial | School | New | Food Preparation | Natural Gas | Double Rack Oven | E9 | Utility - Cost of Operation | 0 | 0 | 0 | 0 | 0 | 0 | 0 | 0 | 0 | 0 | 0 | 0 | 0 | 0 | 0 | 0 | 0 | 0 | 0 | 0 | 0 | 0 | 0 | 0 | 0 | 0 | 0 | 0 | 0 | 0 | 0 | 0 | 0
F5_Commercial_School_New_Food Preparation_Natural Gas_Double Rack Oven_E10 | F5 | Commercial | School | New | Food Preparation | Natural Gas | Double Rack Oven | E10 | Utility - Cost of Operation | 0 | 0 | 0 | 0 | 0 | 0 | 0 | 0 | 0 | 0 | 0 | 0 | 0 | 0 | 0 | 0 | 0 | 0 | 0 | 0 | 0 | 0 | 0 | 0 | 0 | 0 | 0 | 0 | 0 | 0 | 0 | 0 | 0
F6_Commercial_School_New_Food Preparation_Natural Gas_Double Rack Oven_E1 | F6 | Commercial | School | New | Food Preparation | Natural Gas | Double Rack Oven | E1 | Utility - Value of Sales | 0.072073 | 0.072395 | 0.072914 | 0.0728 | 0.0728 | 0.0728 | 0.0728 | 0.0728 | 0.0728 | 0.0728 | 0.0728 | 0.0728 | 0.0728 | 0.0728 | 0.0728 | 0.0728 | 0.0728 | 0.0728 | 0.0728 | 0.0728 | 0.0728 | 0.0728 | 0.0728 | 0.0728 | 0.0728 | 0.0728 | 0.0728 | 0.0728 | 0.0728 | 0.0728 | 0.0728 | 0.0728 | 0.0728
F6_Commercial_School_New_Food Preparation_Natural Gas_Double Rack Oven_E2 | F6 | Commercial | School | New | Food Preparation | Natural Gas | Double Rack Oven | E2 | Utility - Value of Sales | 0.039312 | 0.039488 | 0.039771 | 0.039709 | 0.039709 | 0.039709 | 0.039709 | 0.039709 | 0.039709 | 0.039709 | 0.039709 | 0.039709 | 0.039709 | 0.039709 | 0.039709 | 0.039709 | 0.039709 | 0.039709 | 0.039709 | 0.039709 | 0.039709 | 0.039709 | 0.039709 | 0.039709 | 0.039709 | 0.039709 | 0.039709 | 0.039709 | 0.039709 | 0.039709 | 0.039709 | 0.039709 | 0.039709
F6_Commercial_School_New_Food Preparation_Natural Gas_Double Rack Oven_E3 | F6 | Commercial | School | New | Food Preparation | Natural Gas | Double Rack Oven | E3 | Utility - Value of Sales | 0 | 0 | 0 | 0 | 0 | 0 | 0 | 0 | 0 | 0 | 0 | 0 | 0 | 0 | 0 | 0 | 0 | 0 | 0 | 0 | 0 | 0 | 0 | 0 | 0 | 0 | 0 | 0 | 0 | 0 | 0 | 0 | 0
F6_Commercial_School_New_Food Preparation_Natural Gas_Double Rack Oven_E4 | F6 | Commercial | School | New | Food Preparation | Natural Gas | Double Rack Oven | E4 | Utility - Value of Sales | 0 | 0 | 0 | 0 | 0 | 0 | 0 | 0 | 0 | 0 | 0 | 0 | 0 | 0 | 0 | 0 | 0 | 0 | 0 | 0 | 0 | 0 | 0 | 0 | 0 | 0 | 0 | 0 | 0 | 0 | 0 | 0 | 0
F6_Commercial_School_New_Food Preparation_Natural Gas_Double Rack Oven_E5 | F6 | Commercial | School | New | Food Preparation | Natural Gas | Double Rack Oven | E5 | Utility - Value of Sales | 0 | 0 | 0 | 0 | 0 | 0 | 0 | 0 | 0 | 0 | 0 | 0 | 0 | 0 | 0 | 0 | 0 | 0 | 0 | 0 | 0 | 0 | 0 | 0 | 0 | 0 | 0 | 0 | 0 | 0 | 0 | 0 | 0
F6_Commercial_School_New_Food Preparation_Natural Gas_Double Rack Oven_E6 | F6 | Commercial | School | New | Food Preparation | Natural Gas | Double Rack Oven | E6 | Utility - Value of Sales | 0 | 0 | 0 | 0 | 0 | 0 | 0 | 0 | 0 | 0 | 0 | 0 | 0 | 0 | 0 | 0 | 0 | 0 | 0 | 0 | 0 | 0 | 0 | 0 | 0 | 0 | 0 | 0 | 0 | 0 | 0 | 0 | 0
F6_Commercial_School_New_Food Preparation_Natural Gas_Double Rack Oven_E7 | F6 | Commercial | School | New | Food Preparation | Natural Gas | Double Rack Oven | E7 | Utility - Value of Sales | 0 | 0 | 0 | 0 | 0 | 0 | 0 | 0 | 0 | 0 | 0 | 0 | 0 | 0 | 0 | 0 | 0 | 0 | 0 | 0 | 0 | 0 | 0 | 0 | 0 | 0 | 0 | 0 | 0 | 0 | 0 | 0 | 0
F6_Commercial_School_New_Food Preparation_Natural Gas_Double Rack Oven_E8 | F6 | Commercial | School | New | Food Preparation | Natural Gas | Double Rack Oven | E8 | Utility - Value of Sales | 0 | 0 | 0 | 0 | 0 | 0 | 0 | 0 | 0 | 0 | 0 | 0 | 0 | 0 | 0 | 0 | 0 | 0 | 0 | 0 | 0 | 0 | 0 | 0 | 0 | 0 | 0 | 0 | 0 | 0 | 0 | 0 | 0
F6_Commercial_School_New_Food Preparation_Natural Gas_Double Rack Oven_E9 | F6 | Commercial | School | New | Food Preparation | Natural Gas | Double Rack Oven | E9 | Utility - Value of Sales | 0 | 0 | 0 | 0 | 0 | 0 | 0 | 0 | 0 | 0 | 0 | 0 | 0 | 0 | 0 | 0 | 0 | 0 | 0 | 0 | 0 | 0 | 0 | 0 | 0 | 0 | 0 | 0 | 0 | 0 | 0 | 0 | 0
F6_Commercial_School_New_Food Preparation_Natural Gas_Double Rack Oven_E10 | F6 | Commercial | School | New | Food Preparation | Natural Gas | Double Rack Oven | E10 | Utility - Value of Sales | 0 | 0 | 0 | 0 | 0 | 0 | 0 | 0 | 0 | 0 | 0 | 0 | 0 | 0 | 0 | 0 | 0 | 0 | 0 | 0 | 0 | 0 | 0 | 0 | 0 | 0 | 0 | 0 | 0 | 0 | 0 | 0 | 0
F1_Commercial_School_New_Food Preparation_Natural Gas_Fryer_E1 | F1 | Commercial | School | New | Food Preparation | Natural Gas | Fryer | E1 | RVT - Cost of Equipment | 0.056527 | 0.056465 | 0.056708 | 0 | 0 | 0 | 0 | 0 | 0 | 0 | 0 | 0 | 0 | 0 | 0 | 0 | 0 | 0 | 0 | 0 | 0 | 0 | 0 | 0 | 0 | 0 | 0 | 0 | 0 | 0 | 0 | 0 | 0
F1_Commercial_School_New_Food Preparation_Natural Gas_Fryer_E2 | F1 | Commercial | School | New | Food Preparation | Natural Gas | Fryer | E2 | RVT - Cost of Equipment | 0.037986 | 0.037944 | 0.038107 | 0.037765 | 0.037546 | 0.03765 | 0.038026 | 0.038322 | 0.038693 | 0.039045 | 0.03939 | 0.039707 | 0.040043 | 0.040395 | 0.040728 | 0.041072 | 0.041413 | 0.041793 | 0.04219 | 0.04261 | 0.043021 | 0.043462 | 0.043873 | 0.044311 | 0.044703 | 0.045049 | 0.045365 | 0.045637 | 0.045851 | 0.046026 | 0.046121 | 0.046185 | 0.046185
F1_Commercial_School_New_Food Preparation_Natural Gas_Fryer_E3 | F1 | Commercial | School | New | Food Preparation | Natural Gas | Fryer | E3 | RVT - Cost of Equipment | 0 | 0 | 0 | 0 | 0 | 0 | 0 | 0 | 0 | 0 | 0 | 0 | 0 | 0 | 0 | 0 | 0 | 0 | 0 | 0 | 0 | 0 | 0 | 0 | 0 | 0 | 0 | 0 | 0 | 0 | 0 | 0 | 0
F1_Commercial_School_New_Food Preparation_Natural Gas_Fryer_E4 | F1 | Commercial | School | New | Food Preparation | Natural Gas | Fryer | E4 | RVT - Cost of Equipment | 0 | 0 | 0 | 0 | 0 | 0 | 0 | 0 | 0 | 0 | 0 | 0 | 0 | 0 | 0 | 0 | 0 | 0 | 0 | 0 | 0 | 0 | 0 | 0 | 0 | 0 | 0 | 0 | 0 | 0 | 0 | 0 | 0
F1_Commercial_School_New_Food Preparation_Natural Gas_Fryer_E5 | F1 | Commercial | School | New | Food Preparation | Natural Gas | Fryer | E5 | RVT - Cost of Equipment | 0 | 0 | 0 | 0 | 0 | 0 | 0 | 0 | 0 | 0 | 0 | 0 | 0 | 0 | 0 | 0 | 0 | 0 | 0 | 0 | 0 | 0 | 0 | 0 | 0 | 0 | 0 | 0 | 0 | 0 | 0 | 0 | 0
F1_Commercial_School_New_Food Preparation_Natural Gas_Fryer_E6 | F1 | Commercial | School | New | Food Preparation | Natural Gas | Fryer | E6 | RVT - Cost of Equipment | 0 | 0 | 0 | 0 | 0 | 0 | 0 | 0 | 0 | 0 | 0 | 0 | 0 | 0 | 0 | 0 | 0 | 0 | 0 | 0 | 0 | 0 | 0 | 0 | 0 | 0 | 0 | 0 | 0 | 0 | 0 | 0 | 0
F1_Commercial_School_New_Food Preparation_Natural Gas_Fryer_E7 | F1 | Commercial | School | New | Food Preparation | Natural Gas | Fryer | E7 | RVT - Cost of Equipment | 0 | 0 | 0 | 0 | 0 | 0 | 0 | 0 | 0 | 0 | 0 | 0 | 0 | 0 | 0 | 0 | 0 | 0 | 0 | 0 | 0 | 0 | 0 | 0 | 0 | 0 | 0 | 0 | 0 | 0 | 0 | 0 | 0
F1_Commercial_School_New_Food Preparation_Natural Gas_Fryer_E8 | F1 | Commercial | School | New | Food Preparation | Natural Gas | Fryer | E8 | RVT - Cost of Equipment | 0 | 0 | 0 | 0 | 0 | 0 | 0 | 0 | 0 | 0 | 0 | 0 | 0 | 0 | 0 | 0 | 0 | 0 | 0 | 0 | 0 | 0 | 0 | 0 | 0 | 0 | 0 | 0 | 0 | 0 | 0 | 0 | 0
F1_Commercial_School_New_Food Preparation_Natural Gas_Fryer_E9 | F1 | Commercial | School | New | Food Preparation | Natural Gas | Fryer | E9 | RVT - Cost of Equipment | 0 | 0 | 0 | 0 | 0 | 0 | 0 | 0 | 0 | 0 | 0 | 0 | 0 | 0 | 0 | 0 | 0 | 0 | 0 | 0 | 0 | 0 | 0 | 0 | 0 | 0 | 0 | 0 | 0 | 0 | 0 | 0 | 0
F1_Commercial_School_New_Food Preparation_Natural Gas_Fryer_E10 | F1 | Commercial | School | New | Food Preparation | Natural Gas | Fryer | E10 | RVT - Cost of Equipment | 0 | 0 | 0 | 0 | 0 | 0 | 0 | 0 | 0 | 0 | 0 | 0 | 0 | 0 | 0 | 0 | 0 | 0 | 0 | 0 | 0 | 0 | 0 | 0 | 0 | 0 | 0 | 0 | 0 | 0 | 0 | 0 | 0
F2_Commercial_School_New_Food Preparation_Natural Gas_Fryer_E1 | F2 | Commercial | School | New | Food Preparation | Natural Gas | Fryer | E1 | RVT - Cost of Operation | 0.067723 | 0.067649 | 0.06794 | 0 | 0 | 0 | 0 | 0 | 0 | 0 | 0 | 0 | 0 | 0 | 0 | 0 | 0 | 0 | 0 | 0 | 0 | 0 | 0 | 0 | 0 | 0 | 0 | 0 | 0 | 0 | 0 | 0 | 0
F2_Commercial_School_New_Food Preparation_Natural Gas_Fryer_E2 | F2 | Commercial | School | New | Food Preparation | Natural Gas | Fryer | E2 | RVT - Cost of Operation | 0.045509 | 0.045459 | 0.045655 | 0.045244 | 0.044983 | 0.045107 | 0.045558 | 0.045912 | 0.046357 | 0.046778 | 0.047192 | 0.047571 | 0.047974 | 0.048396 | 0.048795 | 0.049207 | 0.049616 | 0.050071 | 0.050546 | 0.051049 | 0.051542 | 0.052071 | 0.052563 | 0.053088 | 0.053557 | 0.053972 | 0.05435 | 0.054677 | 0.054932 | 0.055142 | 0.055256 | 0.055332 | 0.055332
F2_Commercial_School_New_Food Preparation_Natural Gas_Fryer_E3 | F2 | Commercial | School | New | Food Preparation | Natural Gas | Fryer | E3 | RVT - Cost of Operation | 0 | 0 | 0 | 0 | 0 | 0 | 0 | 0 | 0 | 0 | 0 | 0 | 0 | 0 | 0 | 0 | 0 | 0 | 0 | 0 | 0 | 0 | 0 | 0 | 0 | 0 | 0 | 0 | 0 | 0 | 0 | 0 | 0
F2_Commercial_School_New_Food Preparation_Natural Gas_Fryer_E4 | F2 | Commercial | School | New | Food Preparation | Natural Gas | Fryer | E4 | RVT - Cost of Operation | 0 | 0 | 0 | 0 | 0 | 0 | 0 | 0 | 0 | 0 | 0 | 0 | 0 | 0 | 0 | 0 | 0 | 0 | 0 | 0 | 0 | 0 | 0 | 0 | 0 | 0 | 0 | 0 | 0 | 0 | 0 | 0 | 0
F2_Commercial_School_New_Food Preparation_Natural Gas_Fryer_E5 | F2 | Commercial | School | New | Food Preparation | Natural Gas | Fryer | E5 | RVT - Cost of Operation | 0 | 0 | 0 | 0 | 0 | 0 | 0 | 0 | 0 | 0 | 0 | 0 | 0 | 0 | 0 | 0 | 0 | 0 | 0 | 0 | 0 | 0 | 0 | 0 | 0 | 0 | 0 | 0 | 0 | 0 | 0 | 0 | 0
F2_Commercial_School_New_Food Preparation_Natural Gas_Fryer_E6 | F2 | Commercial | School | New | Food Preparation | Natural Gas | Fryer | E6 | RVT - Cost of Operation | 0 | 0 | 0 | 0 | 0 | 0 | 0 | 0 | 0 | 0 | 0 | 0 | 0 | 0 | 0 | 0 | 0 | 0 | 0 | 0 | 0 | 0 | 0 | 0 | 0 | 0 | 0 | 0 | 0 | 0 | 0 | 0 | 0
F2_Commercial_School_New_Food Preparation_Natural Gas_Fryer_E7 | F2 | Commercial | School | New | Food Preparation | Natural Gas | Fryer | E7 | RVT - Cost of Operation | 0 | 0 | 0 | 0 | 0 | 0 | 0 | 0 | 0 | 0 | 0 | 0 | 0 | 0 | 0 | 0 | 0 | 0 | 0 | 0 | 0 | 0 | 0 | 0 | 0 | 0 | 0 | 0 | 0 | 0 | 0 | 0 | 0
F2_Commercial_School_New_Food Preparation_Natural Gas_Fryer_E8 | F2 | Commercial | School | New | Food Preparation | Natural Gas | Fryer | E8 | RVT - Cost of Operation | 0 | 0 | 0 | 0 | 0 | 0 | 0 | 0 | 0 | 0 | 0 | 0 | 0 | 0 | 0 | 0 | 0 | 0 | 0 | 0 | 0 | 0 | 0 | 0 | 0 | 0 | 0 | 0 | 0 | 0 | 0 | 0 | 0
F2_Commercial_School_New_Food Preparation_Natural Gas_Fryer_E9 | F2 | Commercial | School | New | Food Preparation | Natural Gas | Fryer | E9 | RVT - Cost of Operation | 0 | 0 | 0 | 0 | 0 | 0 | 0 | 0 | 0 | 0 | 0 | 0 | 0 | 0 | 0 | 0 | 0 | 0 | 0 | 0 | 0 | 0 | 0 | 0 | 0 | 0 | 0 | 0 | 0 | 0 | 0 | 0 | 0
F2_Commercial_School_New_Food Preparation_Natural Gas_Fryer_E10 | F2 | Commercial | School | New | Food Preparation | Natural Gas | Fryer | E10 | RVT - Cost of Operation | 0 | 0 | 0 | 0 | 0 | 0 | 0 | 0 | 0 | 0 | 0 | 0 | 0 | 0 | 0 | 0 | 0 | 0 | 0 | 0 | 0 | 0 | 0 | 0 | 0 | 0 | 0 | 0 | 0 | 0 | 0 | 0 | 0
F3_Commercial_School_New_Food Preparation_Natural Gas_Fryer_E1 | F3 | Commercial | School | New | Food Preparation | Natural Gas | Fryer | E1 | System - kBTUs of Consumption | 0.018039 | 0.018039 | 0.018039 | 0 | 0 | 0 | 0 | 0 | 0 | 0 | 0 | 0 | 0 | 0 | 0 | 0 | 0 | 0 | 0 | 0 | 0 | 0 | 0 | 0 | 0 | 0 | 0 | 0 | 0 | 0 | 0 | 0 | 0
F3_Commercial_School_New_Food Preparation_Natural Gas_Fryer_E2 | F3 | Commercial | School | New | Food Preparation | Natural Gas | Fryer | E2 | System - kBTUs of Consumption | 0.021515 | 0.021515 | 0.021515 | 0.021515 | 0.021515 | 0.021515 | 0.021515 | 0.021515 | 0.021515 | 0.021515 | 0.021515 | 0.021515 | 0.021515 | 0.021515 | 0.021515 | 0.021515 | 0.021515 | 0.021515 | 0.021515 | 0.021515 | 0.021515 | 0.021515 | 0.021515 | 0.021515 | 0.021515 | 0.021515 | 0.021515 | 0.021515 | 0.021515 | 0.021515 | 0.021515 | 0.021515 | 0.021515
F3_Commercial_School_New_Food Preparation_Natural Gas_Fryer_E3 | F3 | Commercial | School | New | Food Preparation | Natural Gas | Fryer | E3 | System - kBTUs of Consumption | 0 | 0 | 0 | 0 | 0 | 0 | 0 | 0 | 0 | 0 | 0 | 0 | 0 | 0 | 0 | 0 | 0 | 0 | 0 | 0 | 0 | 0 | 0 | 0 | 0 | 0 | 0 | 0 | 0 | 0 | 0 | 0 | 0
F3_Commercial_School_New_Food Preparation_Natural Gas_Fryer_E4 | F3 | Commercial | School | New | Food Preparation | Natural Gas | Fryer | E4 | System - kBTUs of Consumption | 0 | 0 | 0 | 0 | 0 | 0 | 0 | 0 | 0 | 0 | 0 | 0 | 0 | 0 | 0 | 0 | 0 | 0 | 0 | 0 | 0 | 0 | 0 | 0 | 0 | 0 | 0 | 0 | 0 | 0 | 0 | 0 | 0
F3_Commercial_School_New_Food Preparation_Natural Gas_Fryer_E5 | F3 | Commercial | School | New | Food Preparation | Natural Gas | Fryer | E5 | System - kBTUs of Consumption | 0 | 0 | 0 | 0 | 0 | 0 | 0 | 0 | 0 | 0 | 0 | 0 | 0 | 0 | 0 | 0 | 0 | 0 | 0 | 0 | 0 | 0 | 0 | 0 | 0 | 0 | 0 | 0 | 0 | 0 | 0 | 0 | 0
F3_Commercial_School_New_Food Preparation_Natural Gas_Fryer_E6 | F3 | Commercial | School | New | Food Preparation | Natural Gas | Fryer | E6 | System - kBTUs of Consumption | 0 | 0 | 0 | 0 | 0 | 0 | 0 | 0 | 0 | 0 | 0 | 0 | 0 | 0 | 0 | 0 | 0 | 0 | 0 | 0 | 0 | 0 | 0 | 0 | 0 | 0 | 0 | 0 | 0 | 0 | 0 | 0 | 0
F3_Commercial_School_New_Food Preparation_Natural Gas_Fryer_E7 | F3 | Commercial | School | New | Food Preparation | Natural Gas | Fryer | E7 | System - kBTUs of Consumption | 0 | 0 | 0 | 0 | 0 | 0 | 0 | 0 | 0 | 0 | 0 | 0 | 0 | 0 | 0 | 0 | 0 | 0 | 0 | 0 | 0 | 0 | 0 | 0 | 0 | 0 | 0 | 0 | 0 | 0 | 0 | 0 | 0
F3_Commercial_School_New_Food Preparation_Natural Gas_Fryer_E8 | F3 | Commercial | School | New | Food Preparation | Natural Gas | Fryer | E8 | System - kBTUs of Consumption | 0 | 0 | 0 | 0 | 0 | 0 | 0 | 0 | 0 | 0 | 0 | 0 | 0 | 0 | 0 | 0 | 0 | 0 | 0 | 0 | 0 | 0 | 0 | 0 | 0 | 0 | 0 | 0 | 0 | 0 | 0 | 0 | 0
F3_Commercial_School_New_Food Preparation_Natural Gas_Fryer_E9 | F3 | Commercial | School | New | Food Preparation | Natural Gas | Fryer | E9 | System - kBTUs of Consumption | 0 | 0 | 0 | 0 | 0 | 0 | 0 | 0 | 0 | 0 | 0 | 0 | 0 | 0 | 0 | 0 | 0 | 0 | 0 | 0 | 0 | 0 | 0 | 0 | 0 | 0 | 0 | 0 | 0 | 0 | 0 | 0 | 0
F3_Commercial_School_New_Food Preparation_Natural Gas_Fryer_E10 | F3 | Commercial | School | New | Food Preparation | Natural Gas | Fryer | E10 | System - kBTUs of Consumption | 0 | 0 | 0 | 0 | 0 | 0 | 0 | 0 | 0 | 0 | 0 | 0 | 0 | 0 | 0 | 0 | 0 | 0 | 0 | 0 | 0 | 0 | 0 | 0 | 0 | 0 | 0 | 0 | 0 | 0 | 0 | 0 | 0
F4_Commercial_School_New_Food Preparation_Natural Gas_Fryer_E1 | F4 | Commercial | School | New | Food Preparation | Natural Gas | Fryer | E1 | Utility - Cost of Equipment | 0.067723 | 0.067649 | 0.06794 | 0 | 0 | 0 | 0 | 0 | 0 | 0 | 0 | 0 | 0 | 0 | 0 | 0 | 0 | 0 | 0 | 0 | 0 | 0 | 0 | 0 | 0 | 0 | 0 | 0 | 0 | 0 | 0 | 0 | 0
F4_Commercial_School_New_Food Preparation_Natural Gas_Fryer_E2 | F4 | Commercial | School | New | Food Preparation | Natural Gas | Fryer | E2 | Utility - Cost of Equipment | 0.045509 | 0.045459 | 0.045655 | 0.045244 | 0.044983 | 0.045107 | 0.045558 | 0.045912 | 0.046357 | 0.046778 | 0.047192 | 0.047571 | 0.047974 | 0.048396 | 0.048795 | 0.049207 | 0.049616 | 0.050071 | 0.050546 | 0.051049 | 0.051542 | 0.052071 | 0.052563 | 0.053088 | 0.053557 | 0.053972 | 0.05435 | 0.054677 | 0.054932 | 0.055142 | 0.055256 | 0.055332 | 0.055332
F4_Commercial_School_New_Food Preparation_Natural Gas_Fryer_E3 | F4 | Commercial | School | New | Food Preparation | Natural Gas | Fryer | E3 | Utility - Cost of Equipment | 0 | 0 | 0 | 0 | 0 | 0 | 0 | 0 | 0 | 0 | 0 | 0 | 0 | 0 | 0 | 0 | 0 | 0 | 0 | 0 | 0 | 0 | 0 | 0 | 0 | 0 | 0 | 0 | 0 | 0 | 0 | 0 | 0
F4_Commercial_School_New_Food Preparation_Natural Gas_Fryer_E4 | F4 | Commercial | School | New | Food Preparation | Natural Gas | Fryer | E4 | Utility - Cost of Equipment | 0 | 0 | 0 | 0 | 0 | 0 | 0 | 0 | 0 | 0 | 0 | 0 | 0 | 0 | 0 | 0 | 0 | 0 | 0 | 0 | 0 | 0 | 0 | 0 | 0 | 0 | 0 | 0 | 0 | 0 | 0 | 0 | 0
F4_Commercial_School_New_Food Preparation_Natural Gas_Fryer_E5 | F4 | Commercial | School | New | Food Preparation | Natural Gas | Fryer | E5 | Utility - Cost of Equipment | 0 | 0 | 0 | 0 | 0 | 0 | 0 | 0 | 0 | 0 | 0 | 0 | 0 | 0 | 0 | 0 | 0 | 0 | 0 | 0 | 0 | 0 | 0 | 0 | 0 | 0 | 0 | 0 | 0 | 0 | 0 | 0 | 0
F4_Commercial_School_New_Food Preparation_Natural Gas_Fryer_E6 | F4 | Commercial | School | New | Food Preparation | Natural Gas | Fryer | E6 | Utility - Cost of Equipment | 0 | 0 | 0 | 0 | 0 | 0 | 0 | 0 | 0 | 0 | 0 | 0 | 0 | 0 | 0 | 0 | 0 | 0 | 0 | 0 | 0 | 0 | 0 | 0 | 0 | 0 | 0 | 0 | 0 | 0 | 0 | 0 | 0
F4_Commercial_School_New_Food Preparation_Natural Gas_Fryer_E7 | F4 | Commercial | School | New | Food Preparation | Natural Gas | Fryer | E7 | Utility - Cost of Equipment | 0 | 0 | 0 | 0 | 0 | 0 | 0 | 0 | 0 | 0 | 0 | 0 | 0 | 0 | 0 | 0 | 0 | 0 | 0 | 0 | 0 | 0 | 0 | 0 | 0 | 0 | 0 | 0 | 0 | 0 | 0 | 0 | 0
F4_Commercial_School_New_Food Preparation_Natural Gas_Fryer_E8 | F4 | Commercial | School | New | Food Preparation | Natural Gas | Fryer | E8 | Utility - Cost of Equipment | 0 | 0 | 0 | 0 | 0 | 0 | 0 | 0 | 0 | 0 | 0 | 0 | 0 | 0 | 0 | 0 | 0 | 0 | 0 | 0 | 0 | 0 | 0 | 0 | 0 | 0 | 0 | 0 | 0 | 0 | 0 | 0 | 0
F4_Commercial_School_New_Food Preparation_Natural Gas_Fryer_E9 | F4 | Commercial | School | New | Food Preparation | Natural Gas | Fryer | E9 | Utility - Cost of Equipment | 0 | 0 | 0 | 0 | 0 | 0 | 0 | 0 | 0 | 0 | 0 | 0 | 0 | 0 | 0 | 0 | 0 | 0 | 0 | 0 | 0 | 0 | 0 | 0 | 0 | 0 | 0 | 0 | 0 | 0 | 0 | 0 | 0
F4_Commercial_School_New_Food Preparation_Natural Gas_Fryer_E10 | F4 | Commercial | School | New | Food Preparation | Natural Gas | Fryer | E10 | Utility - Cost of Equipment | 0 | 0 | 0 | 0 | 0 | 0 | 0 | 0 | 0 | 0 | 0 | 0 | 0 | 0 | 0 | 0 | 0 | 0 | 0 | 0 | 0 | 0 | 0 | 0 | 0 | 0 | 0 | 0 | 0 | 0 | 0 | 0 | 0
F5_Commercial_School_New_Food Preparation_Natural Gas_Fryer_E1 | F5 | Commercial | School | New | Food Preparation | Natural Gas | Fryer | E1 | Utility - Cost of Operation | 0.018039 | 0.018039 | 0.018039 | 0 | 0 | 0 | 0 | 0 | 0 | 0 | 0 | 0 | 0 | 0 | 0 | 0 | 0 | 0 | 0 | 0 | 0 | 0 | 0 | 0 | 0 | 0 | 0 | 0 | 0 | 0 | 0 | 0 | 0
F5_Commercial_School_New_Food Preparation_Natural Gas_Fryer_E2 | F5 | Commercial | School | New | Food Preparation | Natural Gas | Fryer | E2 | Utility - Cost of Operation | 0.021515 | 0.021515 | 0.021515 | 0.021515 | 0.021515 | 0.021515 | 0.021515 | 0.021515 | 0.021515 | 0.021515 | 0.021515 | 0.021515 | 0.021515 | 0.021515 | 0.021515 | 0.021515 | 0.021515 | 0.021515 | 0.021515 | 0.021515 | 0.021515 | 0.021515 | 0.021515 | 0.021515 | 0.021515 | 0.021515 | 0.021515 | 0.021515 | 0.021515 | 0.021515 | 0.021515 | 0.021515 | 0.021515
F5_Commercial_School_New_Food Preparation_Natural Gas_Fryer_E3 | F5 | Commercial | School | New | Food Preparation | Natural Gas | Fryer | E3 | Utility - Cost of Operation | 0 | 0 | 0 | 0 | 0 | 0 | 0 | 0 | 0 | 0 | 0 | 0 | 0 | 0 | 0 | 0 | 0 | 0 | 0 | 0 | 0 | 0 | 0 | 0 | 0 | 0 | 0 | 0 | 0 | 0 | 0 | 0 | 0
F5_Commercial_School_New_Food Preparation_Natural Gas_Fryer_E4 | F5 | Commercial | School | New | Food Preparation | Natural Gas | Fryer | E4 | Utility - Cost of Operation | 0 | 0 | 0 | 0 | 0 | 0 | 0 | 0 | 0 | 0 | 0 | 0 | 0 | 0 | 0 | 0 | 0 | 0 | 0 | 0 | 0 | 0 | 0 | 0 | 0 | 0 | 0 | 0 | 0 | 0 | 0 | 0 | 0
F5_Commercial_School_New_Food Preparation_Natural Gas_Fryer_E5 | F5 | Commercial | School | New | Food Preparation | Natural Gas | Fryer | E5 | Utility - Cost of Operation | 0 | 0 | 0 | 0 | 0 | 0 | 0 | 0 | 0 | 0 | 0 | 0 | 0 | 0 | 0 | 0 | 0 | 0 | 0 | 0 | 0 | 0 | 0 | 0 | 0 | 0 | 0 | 0 | 0 | 0 | 0 | 0 | 0
F5_Commercial_School_New_Food Preparation_Natural Gas_Fryer_E6 | F5 | Commercial | School | New | Food Preparation | Natural Gas | Fryer | E6 | Utility - Cost of Operation | 0 | 0 | 0 | 0 | 0 | 0 | 0 | 0 | 0 | 0 | 0 | 0 | 0 | 0 | 0 | 0 | 0 | 0 | 0 | 0 | 0 | 0 | 0 | 0 | 0 | 0 | 0 | 0 | 0 | 0 | 0 | 0 | 0
F5_Commercial_School_New_Food Preparation_Natural Gas_Fryer_E7 | F5 | Commercial | School | New | Food Preparation | Natural Gas | Fryer | E7 | Utility - Cost of Operation | 0 | 0 | 0 | 0 | 0 | 0 | 0 | 0 | 0 | 0 | 0 | 0 | 0 | 0 | 0 | 0 | 0 | 0 | 0 | 0 | 0 | 0 | 0 | 0 | 0 | 0 | 0 | 0 | 0 | 0 | 0 | 0 | 0
F5_Commercial_School_New_Food Preparation_Natural Gas_Fryer_E8 | F5 | Commercial | School | New | Food Preparation | Natural Gas | Fryer | E8 | Utility - Cost of Operation | 0 | 0 | 0 | 0 | 0 | 0 | 0 | 0 | 0 | 0 | 0 | 0 | 0 | 0 | 0 | 0 | 0 | 0 | 0 | 0 | 0 | 0 | 0 | 0 | 0 | 0 | 0 | 0 | 0 | 0 | 0 | 0 | 0
F5_Commercial_School_New_Food Preparation_Natural Gas_Fryer_E9 | F5 | Commercial | School | New | Food Preparation | Natural Gas | Fryer | E9 | Utility - Cost of Operation | 0 | 0 | 0 | 0 | 0 | 0 | 0 | 0 | 0 | 0 | 0 | 0 | 0 | 0 | 0 | 0 | 0 | 0 | 0 | 0 | 0 | 0 | 0 | 0 | 0 | 0 | 0 | 0 | 0 | 0 | 0 | 0 | 0
F5_Commercial_School_New_Food Preparation_Natural Gas_Fryer_E10 | F5 | Commercial | School | New | Food Preparation | Natural Gas | Fryer | E10 | Utility - Cost of Operation | 0 | 0 | 0 | 0 | 0 | 0 | 0 | 0 | 0 | 0 | 0 | 0 | 0 | 0 | 0 | 0 | 0 | 0 | 0 | 0 | 0 | 0 | 0 | 0 | 0 | 0 | 0 | 0 | 0 | 0 | 0 | 0 | 0
F6_Commercial_School_New_Food Preparation_Natural Gas_Fryer_E1 | F6 | Commercial | School | New | Food Preparation | Natural Gas | Fryer | E1 | Utility - Value of Sales | 0.035761 | 0.035976 | 0.03632 | 0 | 0 | 0 | 0 | 0 | 0 | 0 | 0 | 0 | 0 | 0 | 0 | 0 | 0 | 0 | 0 | 0 | 0 | 0 | 0 | 0 | 0 | 0 | 0 | 0 | 0 | 0 | 0 | 0 | 0
F6_Commercial_School_New_Food Preparation_Natural Gas_Fryer_E2 | F6 | Commercial | School | New | Food Preparation | Natural Gas | Fryer | E2 | Utility - Value of Sales | 0.024031 | 0.024175 | 0.024407 | 0.024356 | 0.024356 | 0.024356 | 0.024356 | 0.024356 | 0.024356 | 0.024356 | 0.024356 | 0.024356 | 0.024356 | 0.024356 | 0.024356 | 0.024356 | 0.024356 | 0.024356 | 0.024356 | 0.024356 | 0.024356 | 0.024356 | 0.024356 | 0.024356 | 0.024356 | 0.024356 | 0.024356 | 0.024356 | 0.024356 | 0.024356 | 0.024356 | 0.024356 | 0.024356
F6_Commercial_School_New_Food Preparation_Natural Gas_Fryer_E3 | F6 | Commercial | School | New | Food Preparation | Natural Gas | Fryer | E3 | Utility - Value of Sales | 0 | 0 | 0 | 0 | 0 | 0 | 0 | 0 | 0 | 0 | 0 | 0 | 0 | 0 | 0 | 0 | 0 | 0 | 0 | 0 | 0 | 0 | 0 | 0 | 0 | 0 | 0 | 0 | 0 | 0 | 0 | 0 | 0
F6_Commercial_School_New_Food Preparation_Natural Gas_Fryer_E4 | F6 | Commercial | School | New | Food Preparation | Natural Gas | Fryer | E4 | Utility - Value of Sales | 0 | 0 | 0 | 0 | 0 | 0 | 0 | 0 | 0 | 0 | 0 | 0 | 0 | 0 | 0 | 0 | 0 | 0 | 0 | 0 | 0 | 0 | 0 | 0 | 0 | 0 | 0 | 0 | 0 | 0 | 0 | 0 | 0
F6_Commercial_School_New_Food Preparation_Natural Gas_Fryer_E5 | F6 | Commercial | School | New | Food Preparation | Natural Gas | Fryer | E5 | Utility - Value of Sales | 0 | 0 | 0 | 0 | 0 | 0 | 0 | 0 | 0 | 0 | 0 | 0 | 0 | 0 | 0 | 0 | 0 | 0 | 0 | 0 | 0 | 0 | 0 | 0 | 0 | 0 | 0 | 0 | 0 | 0 | 0 | 0 | 0
F6_Commercial_School_New_Food Preparation_Natural Gas_Fryer_E6 | F6 | Commercial | School | New | Food Preparation | Natural Gas | Fryer | E6 | Utility - Value of Sales | 0 | 0 | 0 | 0 | 0 | 0 | 0 | 0 | 0 | 0 | 0 | 0 | 0 | 0 | 0 | 0 | 0 | 0 | 0 | 0 | 0 | 0 | 0 | 0 | 0 | 0 | 0 | 0 | 0 | 0 | 0 | 0 | 0
F6_Commercial_School_New_Food Preparation_Natural Gas_Fryer_E7 | F6 | Commercial | School | New | Food Preparation | Natural Gas | Fryer | E7 | Utility - Value of Sales | 0 | 0 | 0 | 0 | 0 | 0 | 0 | 0 | 0 | 0 | 0 | 0 | 0 | 0 | 0 | 0 | 0 | 0 | 0 | 0 | 0 | 0 | 0 | 0 | 0 | 0 | 0 | 0 | 0 | 0 | 0 | 0 | 0
F6_Commercial_School_New_Food Preparation_Natural Gas_Fryer_E8 | F6 | Commercial | School | New | Food Preparation | Natural Gas | Fryer | E8 | Utility - Value of Sales | 0 | 0 | 0 | 0 | 0 | 0 | 0 | 0 | 0 | 0 | 0 | 0 | 0 | 0 | 0 | 0 | 0 | 0 | 0 | 0 | 0 | 0 | 0 | 0 | 0 | 0 | 0 | 0 | 0 | 0 | 0 | 0 | 0
F6_Commercial_School_New_Food Preparation_Natural Gas_Fryer_E9 | F6 | Commercial | School | New | Food Preparation | Natural Gas | Fryer | E9 | Utility - Value of Sales | 0 | 0 | 0 | 0 | 0 | 0 | 0 | 0 | 0 | 0 | 0 | 0 | 0 | 0 | 0 | 0 | 0 | 0 | 0 | 0 | 0 | 0 | 0 | 0 | 0 | 0 | 0 | 0 | 0 | 0 | 0 | 0 | 0
F6_Commercial_School_New_Food Preparation_Natural Gas_Fryer_E10 | F6 | Commercial | School | New | Food Preparation | Natural Gas | Fryer | E10 | Utility - Value of Sales | 0 | 0 | 0 | 0 | 0 | 0 | 0 | 0 | 0 | 0 | 0 | 0 | 0 | 0 | 0 | 0 | 0 | 0 | 0 | 0 | 0 | 0 | 0 | 0 | 0 | 0 | 0 | 0 | 0 | 0 | 0 | 0 | 0
F1_Commercial_School_New_Food Preparation_Natural Gas_Broiler_E1 | F1 | Commercial | School | New | Food Preparation | Natural Gas | Broiler | E1 | RVT - Cost of Equipment | 0.062752 | 0.062832 | 0.063175 | 0.062856 | 0.062693 | 0.062942 | 0.063542 | 0.06403 | 0.064625 | 0.065198 | 0.065778 | 0.066326 | 0.066909 | 0.067512 | 0.068097 | 0.068695 | 0.069298 | 0.069947 | 0.07062 | 0.071314 | 0.07198 | 0.072649 | 0.073249 | 0.07385 | 0.074371 | 0.074821 | 0.07523 | 0.075583 | 0.07586 | 0.076087 | 0.076211 | 0.076294 | 0.076294
F1_Commercial_School_New_Food Preparation_Natural Gas_Broiler_E2 | F1 | Commercial | School | New | Food Preparation | Natural Gas | Broiler | E2 | RVT - Cost of Equipment | 0.040341 | 0.040392 | 0.040613 | 0.040407 | 0.040302 | 0.040463 | 0.040848 | 0.041162 | 0.041545 | 0.041913 | 0.042286 | 0.042638 | 0.043013 | 0.0434 | 0.043777 | 0.044161 | 0.044549 | 0.044966 | 0.045398 | 0.045845 | 0.046273 | 0.046703 | 0.047088 | 0.047475 | 0.04781 | 0.048099 | 0.048362 | 0.048589 | 0.048767 | 0.048913 | 0.048993 | 0.049046 | 0.049046
F1_Commercial_School_New_Food Preparation_Natural Gas_Broiler_E3 | F1 | Commercial | School | New | Food Preparation | Natural Gas | Broiler | E3 | RVT - Cost of Equipment | 0 | 0 | 0 | 0 | 0 | 0 | 0 | 0 | 0 | 0 | 0 | 0 | 0 | 0 | 0 | 0 | 0 | 0 | 0 | 0 | 0 | 0 | 0 | 0 | 0 | 0 | 0 | 0 | 0 | 0 | 0 | 0 | 0
F1_Commercial_School_New_Food Preparation_Natural Gas_Broiler_E4 | F1 | Commercial | School | New | Food Preparation | Natural Gas | Broiler | E4 | RVT - Cost of Equipment | 0 | 0 | 0 | 0 | 0 | 0 | 0 | 0 | 0 | 0 | 0 | 0 | 0 | 0 | 0 | 0 | 0 | 0 | 0 | 0 | 0 | 0 | 0 | 0 | 0 | 0 | 0 | 0 | 0 | 0 | 0 | 0 | 0
F1_Commercial_School_New_Food Preparation_Natural Gas_Broiler_E5 | F1 | Commercial | School | New | Food Preparation | Natural Gas | Broiler | E5 | RVT - Cost of Equipment | 0 | 0 | 0 | 0 | 0 | 0 | 0 | 0 | 0 | 0 | 0 | 0 | 0 | 0 | 0 | 0 | 0 | 0 | 0 | 0 | 0 | 0 | 0 | 0 | 0 | 0 | 0 | 0 | 0 | 0 | 0 | 0 | 0
F1_Commercial_School_New_Food Preparation_Natural Gas_Broiler_E6 | F1 | Commercial | School | New | Food Preparation | Natural Gas | Broiler | E6 | RVT - Cost of Equipment | 0 | 0 | 0 | 0 | 0 | 0 | 0 | 0 | 0 | 0 | 0 | 0 | 0 | 0 | 0 | 0 | 0 | 0 | 0 | 0 | 0 | 0 | 0 | 0 | 0 | 0 | 0 | 0 | 0 | 0 | 0 | 0 | 0
F1_Commercial_School_New_Food Preparation_Natural Gas_Broiler_E7 | F1 | Commercial | School | New | Food Preparation | Natural Gas | Broiler | E7 | RVT - Cost of Equipment | 0 | 0 | 0 | 0 | 0 | 0 | 0 | 0 | 0 | 0 | 0 | 0 | 0 | 0 | 0 | 0 | 0 | 0 | 0 | 0 | 0 | 0 | 0 | 0 | 0 | 0 | 0 | 0 | 0 | 0 | 0 | 0 | 0
F1_Commercial_School_New_Food Preparation_Natural Gas_Broiler_E8 | F1 | Commercial | School | New | Food Preparation | Natural Gas | Broiler | E8 | RVT - Cost of Equipment | 0 | 0 | 0 | 0 | 0 | 0 | 0 | 0 | 0 | 0 | 0 | 0 | 0 | 0 | 0 | 0 | 0 | 0 | 0 | 0 | 0 | 0 | 0 | 0 | 0 | 0 | 0 | 0 | 0 | 0 | 0 | 0 | 0
F1_Commercial_School_New_Food Preparation_Natural Gas_Broiler_E9 | F1 | Commercial | School | New | Food Preparation | Natural Gas | Broiler | E9 | RVT - Cost of Equipment | 0 | 0 | 0 | 0 | 0 | 0 | 0 | 0 | 0 | 0 | 0 | 0 | 0 | 0 | 0 | 0 | 0 | 0 | 0 | 0 | 0 | 0 | 0 | 0 | 0 | 0 | 0 | 0 | 0 | 0 | 0 | 0 | 0
F1_Commercial_School_New_Food Preparation_Natural Gas_Broiler_E10 | F1 | Commercial | School | New | Food Preparation | Natural Gas | Broiler | E10 | RVT - Cost of Equipment | 0 | 0 | 0 | 0 | 0 | 0 | 0 | 0 | 0 | 0 | 0 | 0 | 0 | 0 | 0 | 0 | 0 | 0 | 0 | 0 | 0 | 0 | 0 | 0 | 0 | 0 | 0 | 0 | 0 | 0 | 0 | 0 | 0
F2_Commercial_School_New_Food Preparation_Natural Gas_Broiler_E1 | F2 | Commercial | School | New | Food Preparation | Natural Gas | Broiler | E1 | RVT - Cost of Operation | 0.075181 | 0.075277 | 0.075688 | 0.075305 | 0.07511 | 0.075409 | 0.076127 | 0.076712 | 0.077425 | 0.078112 | 0.078806 | 0.079462 | 0.080161 | 0.080884 | 0.081585 | 0.082302 | 0.083024 | 0.083801 | 0.084607 | 0.085439 | 0.086236 | 0.087038 | 0.087757 | 0.088477 | 0.089101 | 0.08964 | 0.090131 | 0.090554 | 0.090885 | 0.091157 | 0.091305 | 0.091405 | 0.091405
F2_Commercial_School_New_Food Preparation_Natural Gas_Broiler_E2 | F2 | Commercial | School | New | Food Preparation | Natural Gas | Broiler | E2 | RVT - Cost of Operation | 0.048331 | 0.048393 | 0.048657 | 0.04841 | 0.048285 | 0.048477 | 0.048939 | 0.049315 | 0.049773 | 0.050215 | 0.050661 | 0.051083 | 0.051532 | 0.051997 | 0.052447 | 0.052908 | 0.053373 | 0.053872 | 0.05439 | 0.054925 | 0.055438 | 0.055953 | 0.056415 | 0.056878 | 0.057279 | 0.057626 | 0.057941 | 0.058213 | 0.058426 | 0.058601 | 0.058696 | 0.05876 | 0.05876
F2_Commercial_School_New_Food Preparation_Natural Gas_Broiler_E3 | F2 | Commercial | School | New | Food Preparation | Natural Gas | Broiler | E3 | RVT - Cost of Operation | 0 | 0 | 0 | 0 | 0 | 0 | 0 | 0 | 0 | 0 | 0 | 0 | 0 | 0 | 0 | 0 | 0 | 0 | 0 | 0 | 0 | 0 | 0 | 0 | 0 | 0 | 0 | 0 | 0 | 0 | 0 | 0 | 0
F2_Commercial_School_New_Food Preparation_Natural Gas_Broiler_E4 | F2 | Commercial | School | New | Food Preparation | Natural Gas | Broiler | E4 | RVT - Cost of Operation | 0 | 0 | 0 | 0 | 0 | 0 | 0 | 0 | 0 | 0 | 0 | 0 | 0 | 0 | 0 | 0 | 0 | 0 | 0 | 0 | 0 | 0 | 0 | 0 | 0 | 0 | 0 | 0 | 0 | 0 | 0 | 0 | 0
F2_Commercial_School_New_Food Preparation_Natural Gas_Broiler_E5 | F2 | Commercial | School | New | Food Preparation | Natural Gas | Broiler | E5 | RVT - Cost of Operation | 0 | 0 | 0 | 0 | 0 | 0 | 0 | 0 | 0 | 0 | 0 | 0 | 0 | 0 | 0 | 0 | 0 | 0 | 0 | 0 | 0 | 0 | 0 | 0 | 0 | 0 | 0 | 0 | 0 | 0 | 0 | 0 | 0
F2_Commercial_School_New_Food Preparation_Natural Gas_Broiler_E6 | F2 | Commercial | School | New | Food Preparation | Natural Gas | Broiler | E6 | RVT - Cost of Operation | 0 | 0 | 0 | 0 | 0 | 0 | 0 | 0 | 0 | 0 | 0 | 0 | 0 | 0 | 0 | 0 | 0 | 0 | 0 | 0 | 0 | 0 | 0 | 0 | 0 | 0 | 0 | 0 | 0 | 0 | 0 | 0 | 0
F2_Commercial_School_New_Food Preparation_Natural Gas_Broiler_E7 | F2 | Commercial | School | New | Food Preparation | Natural Gas | Broiler | E7 | RVT - Cost of Operation | 0 | 0 | 0 | 0 | 0 | 0 | 0 | 0 | 0 | 0 | 0 | 0 | 0 | 0 | 0 | 0 | 0 | 0 | 0 | 0 | 0 | 0 | 0 | 0 | 0 | 0 | 0 | 0 | 0 | 0 | 0 | 0 | 0
F2_Commercial_School_New_Food Preparation_Natural Gas_Broiler_E8 | F2 | Commercial | School | New | Food Preparation | Natural Gas | Broiler | E8 | RVT - Cost of Operation | 0 | 0 | 0 | 0 | 0 | 0 | 0 | 0 | 0 | 0 | 0 | 0 | 0 | 0 | 0 | 0 | 0 | 0 | 0 | 0 | 0 | 0 | 0 | 0 | 0 | 0 | 0 | 0 | 0 | 0 | 0 | 0 | 0
F2_Commercial_School_New_Food Preparation_Natural Gas_Broiler_E9 | F2 | Commercial | School | New | Food Preparation | Natural Gas | Broiler | E9 | RVT - Cost of Operation | 0 | 0 | 0 | 0 | 0 | 0 | 0 | 0 | 0 | 0 | 0 | 0 | 0 | 0 | 0 | 0 | 0 | 0 | 0 | 0 | 0 | 0 | 0 | 0 | 0 | 0 | 0 | 0 | 0 | 0 | 0 | 0 | 0
F2_Commercial_School_New_Food Preparation_Natural Gas_Broiler_E10 | F2 | Commercial | School | New | Food Preparation | Natural Gas | Broiler | E10 | RVT - Cost of Operation | 0 | 0 | 0 | 0 | 0 | 0 | 0 | 0 | 0 | 0 | 0 | 0 | 0 | 0 | 0 | 0 | 0 | 0 | 0 | 0 | 0 | 0 | 0 | 0 | 0 | 0 | 0 | 0 | 0 | 0 | 0 | 0 | 0
F3_Commercial_School_New_Food Preparation_Natural Gas_Broiler_E1 | F3 | Commercial | School | New | Food Preparation | Natural Gas | Broiler | E1 | System - kBTUs of Consumption | 0.016967 | 0.016967 | 0.016967 | 0.016967 | 0.016967 | 0.016967 | 0.016967 | 0.016967 | 0.016967 | 0.016967 | 0.016967 | 0.016967 | 0.016967 | 0.016967 | 0.016967 | 0.016967 | 0.016967 | 0.016967 | 0.016967 | 0.016967 | 0.016967 | 0.016967 | 0.016967 | 0.016967 | 0.016967 | 0.016967 | 0.016967 | 0.016967 | 0.016967 | 0.016967 | 0.016967 | 0.016967 | 0.016967
F3_Commercial_School_New_Food Preparation_Natural Gas_Broiler_E2 | F3 | Commercial | School | New | Food Preparation | Natural Gas | Broiler | E2 | System - kBTUs of Consumption | 0.023753 | 0.023753 | 0.023753 | 0.023753 | 0.023753 | 0.023753 | 0.023753 | 0.023753 | 0.023753 | 0.023753 | 0.023753 | 0.023753 | 0.023753 | 0.023753 | 0.023753 | 0.023753 | 0.023753 | 0.023753 | 0.023753 | 0.023753 | 0.023753 | 0.023753 | 0.023753 | 0.023753 | 0.023753 | 0.023753 | 0.023753 | 0.023753 | 0.023753 | 0.023753 | 0.023753 | 0.023753 | 0.023753
F3_Commercial_School_New_Food Preparation_Natural Gas_Broiler_E3 | F3 | Commercial | School | New | Food Preparation | Natural Gas | Broiler | E3 | System - kBTUs of Consumption | 0 | 0 | 0 | 0 | 0 | 0 | 0 | 0 | 0 | 0 | 0 | 0 | 0 | 0 | 0 | 0 | 0 | 0 | 0 | 0 | 0 | 0 | 0 | 0 | 0 | 0 | 0 | 0 | 0 | 0 | 0 | 0 | 0
F3_Commercial_School_New_Food Preparation_Natural Gas_Broiler_E4 | F3 | Commercial | School | New | Food Preparation | Natural Gas | Broiler | E4 | System - kBTUs of Consumption | 0 | 0 | 0 | 0 | 0 | 0 | 0 | 0 | 0 | 0 | 0 | 0 | 0 | 0 | 0 | 0 | 0 | 0 | 0 | 0 | 0 | 0 | 0 | 0 | 0 | 0 | 0 | 0 | 0 | 0 | 0 | 0 | 0
F3_Commercial_School_New_Food Preparation_Natural Gas_Broiler_E5 | F3 | Commercial | School | New | Food Preparation | Natural Gas | Broiler | E5 | System - kBTUs of Consumption | 0 | 0 | 0 | 0 | 0 | 0 | 0 | 0 | 0 | 0 | 0 | 0 | 0 | 0 | 0 | 0 | 0 | 0 | 0 | 0 | 0 | 0 | 0 | 0 | 0 | 0 | 0 | 0 | 0 | 0 | 0 | 0 | 0
F3_Commercial_School_New_Food Preparation_Natural Gas_Broiler_E6 | F3 | Commercial | School | New | Food Preparation | Natural Gas | Broiler | E6 | System - kBTUs of Consumption | 0 | 0 | 0 | 0 | 0 | 0 | 0 | 0 | 0 | 0 | 0 | 0 | 0 | 0 | 0 | 0 | 0 | 0 | 0 | 0 | 0 | 0 | 0 | 0 | 0 | 0 | 0 | 0 | 0 | 0 | 0 | 0 | 0
F3_Commercial_School_New_Food Preparation_Natural Gas_Broiler_E7 | F3 | Commercial | School | New | Food Preparation | Natural Gas | Broiler | E7 | System - kBTUs of Consumption | 0 | 0 | 0 | 0 | 0 | 0 | 0 | 0 | 0 | 0 | 0 | 0 | 0 | 0 | 0 | 0 | 0 | 0 | 0 | 0 | 0 | 0 | 0 | 0 | 0 | 0 | 0 | 0 | 0 | 0 | 0 | 0 | 0
F3_Commercial_School_New_Food Preparation_Natural Gas_Broiler_E8 | F3 | Commercial | School | New | Food Preparation | Natural Gas | Broiler | E8 | System - kBTUs of Consumption | 0 | 0 | 0 | 0 | 0 | 0 | 0 | 0 | 0 | 0 | 0 | 0 | 0 | 0 | 0 | 0 | 0 | 0 | 0 | 0 | 0 | 0 | 0 | 0 | 0 | 0 | 0 | 0 | 0 | 0 | 0 | 0 | 0
F3_Commercial_School_New_Food Preparation_Natural Gas_Broiler_E9 | F3 | Commercial | School | New | Food Preparation | Natural Gas | Broiler | E9 | System - kBTUs of Consumption | 0 | 0 | 0 | 0 | 0 | 0 | 0 | 0 | 0 | 0 | 0 | 0 | 0 | 0 | 0 | 0 | 0 | 0 | 0 | 0 | 0 | 0 | 0 | 0 | 0 | 0 | 0 | 0 | 0 | 0 | 0 | 0 | 0
F3_Commercial_School_New_Food Preparation_Natural Gas_Broiler_E10 | F3 | Commercial | School | New | Food Preparation | Natural Gas | Broiler | E10 | System - kBTUs of Consumption | 0 | 0 | 0 | 0 | 0 | 0 | 0 | 0 | 0 | 0 | 0 | 0 | 0 | 0 | 0 | 0 | 0 | 0 | 0 | 0 | 0 | 0 | 0 | 0 | 0 | 0 | 0 | 0 | 0 | 0 | 0 | 0 | 0
F4_Commercial_School_New_Food Preparation_Natural Gas_Broiler_E1 | F4 | Commercial | School | New | Food Preparation | Natural Gas | Broiler | E1 | Utility - Cost of Equipment | 0.075181 | 0.075277 | 0.075688 | 0.075305 | 0.07511 | 0.075409 | 0.076127 | 0.076712 | 0.077425 | 0.078112 | 0.078806 | 0.079462 | 0.080161 | 0.080884 | 0.081585 | 0.082302 | 0.083024 | 0.083801 | 0.084607 | 0.085439 | 0.086236 | 0.087038 | 0.087757 | 0.088477 | 0.089101 | 0.08964 | 0.090131 | 0.090554 | 0.090885 | 0.091157 | 0.091305 | 0.091405 | 0.091405
F4_Commercial_School_New_Food Preparation_Natural Gas_Broiler_E2 | F4 | Commercial | School | New | Food Preparation | Natural Gas | Broiler | E2 | Utility - Cost of Equipment | 0.048331 | 0.048393 | 0.048657 | 0.04841 | 0.048285 | 0.048477 | 0.048939 | 0.049315 | 0.049773 | 0.050215 | 0.050661 | 0.051083 | 0.051532 | 0.051997 | 0.052447 | 0.052908 | 0.053373 | 0.053872 | 0.05439 | 0.054925 | 0.055438 | 0.055953 | 0.056415 | 0.056878 | 0.057279 | 0.057626 | 0.057941 | 0.058213 | 0.058426 | 0.058601 | 0.058696 | 0.05876 | 0.05876
F4_Commercial_School_New_Food Preparation_Natural Gas_Broiler_E3 | F4 | Commercial | School | New | Food Preparation | Natural Gas | Broiler | E3 | Utility - Cost of Equipment | 0 | 0 | 0 | 0 | 0 | 0 | 0 | 0 | 0 | 0 | 0 | 0 | 0 | 0 | 0 | 0 | 0 | 0 | 0 | 0 | 0 | 0 | 0 | 0 | 0 | 0 | 0 | 0 | 0 | 0 | 0 | 0 | 0
F4_Commercial_School_New_Food Preparation_Natural Gas_Broiler_E4 | F4 | Commercial | School | New | Food Preparation | Natural Gas | Broiler | E4 | Utility - Cost of Equipment | 0 | 0 | 0 | 0 | 0 | 0 | 0 | 0 | 0 | 0 | 0 | 0 | 0 | 0 | 0 | 0 | 0 | 0 | 0 | 0 | 0 | 0 | 0 | 0 | 0 | 0 | 0 | 0 | 0 | 0 | 0 | 0 | 0
F4_Commercial_School_New_Food Preparation_Natural Gas_Broiler_E5 | F4 | Commercial | School | New | Food Preparation | Natural Gas | Broiler | E5 | Utility - Cost of Equipment | 0 | 0 | 0 | 0 | 0 | 0 | 0 | 0 | 0 | 0 | 0 | 0 | 0 | 0 | 0 | 0 | 0 | 0 | 0 | 0 | 0 | 0 | 0 | 0 | 0 | 0 | 0 | 0 | 0 | 0 | 0 | 0 | 0
F4_Commercial_School_New_Food Preparation_Natural Gas_Broiler_E6 | F4 | Commercial | School | New | Food Preparation | Natural Gas | Broiler | E6 | Utility - Cost of Equipment | 0 | 0 | 0 | 0 | 0 | 0 | 0 | 0 | 0 | 0 | 0 | 0 | 0 | 0 | 0 | 0 | 0 | 0 | 0 | 0 | 0 | 0 | 0 | 0 | 0 | 0 | 0 | 0 | 0 | 0 | 0 | 0 | 0
F4_Commercial_School_New_Food Preparation_Natural Gas_Broiler_E7 | F4 | Commercial | School | New | Food Preparation | Natural Gas | Broiler | E7 | Utility - Cost of Equipment | 0 | 0 | 0 | 0 | 0 | 0 | 0 | 0 | 0 | 0 | 0 | 0 | 0 | 0 | 0 | 0 | 0 | 0 | 0 | 0 | 0 | 0 | 0 | 0 | 0 | 0 | 0 | 0 | 0 | 0 | 0 | 0 | 0
F4_Commercial_School_New_Food Preparation_Natural Gas_Broiler_E8 | F4 | Commercial | School | New | Food Preparation | Natural Gas | Broiler | E8 | Utility - Cost of Equipment | 0 | 0 | 0 | 0 | 0 | 0 | 0 | 0 | 0 | 0 | 0 | 0 | 0 | 0 | 0 | 0 | 0 | 0 | 0 | 0 | 0 | 0 | 0 | 0 | 0 | 0 | 0 | 0 | 0 | 0 | 0 | 0 | 0
F4_Commercial_School_New_Food Preparation_Natural Gas_Broiler_E9 | F4 | Commercial | School | New | Food Preparation | Natural Gas | Broiler | E9 | Utility - Cost of Equipment | 0 | 0 | 0 | 0 | 0 | 0 | 0 | 0 | 0 | 0 | 0 | 0 | 0 | 0 | 0 | 0 | 0 | 0 | 0 | 0 | 0 | 0 | 0 | 0 | 0 | 0 | 0 | 0 | 0 | 0 | 0 | 0 | 0
F4_Commercial_School_New_Food Preparation_Natural Gas_Broiler_E10 | F4 | Commercial | School | New | Food Preparation | Natural Gas | Broiler | E10 | Utility - Cost of Equipment | 0 | 0 | 0 | 0 | 0 | 0 | 0 | 0 | 0 | 0 | 0 | 0 | 0 | 0 | 0 | 0 | 0 | 0 | 0 | 0 | 0 | 0 | 0 | 0 | 0 | 0 | 0 | 0 | 0 | 0 | 0 | 0 | 0
F5_Commercial_School_New_Food Preparation_Natural Gas_Broiler_E1 | F5 | Commercial | School | New | Food Preparation | Natural Gas | Broiler | E1 | Utility - Cost of Operation | 0.016967 | 0.016967 | 0.016967 | 0.016967 | 0.016967 | 0.016967 | 0.016967 | 0.016967 | 0.016967 | 0.016967 | 0.016967 | 0.016967 | 0.016967 | 0.016967 | 0.016967 | 0.016967 | 0.016967 | 0.016967 | 0.016967 | 0.016967 | 0.016967 | 0.016967 | 0.016967 | 0.016967 | 0.016967 | 0.016967 | 0.016967 | 0.016967 | 0.016967 | 0.016967 | 0.016967 | 0.016967 | 0.016967
F5_Commercial_School_New_Food Preparation_Natural Gas_Broiler_E2 | F5 | Commercial | School | New | Food Preparation | Natural Gas | Broiler | E2 | Utility - Cost of Operation | 0.023753 | 0.023753 | 0.023753 | 0.023753 | 0.023753 | 0.023753 | 0.023753 | 0.023753 | 0.023753 | 0.023753 | 0.023753 | 0.023753 | 0.023753 | 0.023753 | 0.023753 | 0.023753 | 0.023753 | 0.023753 | 0.023753 | 0.023753 | 0.023753 | 0.023753 | 0.023753 | 0.023753 | 0.023753 | 0.023753 | 0.023753 | 0.023753 | 0.023753 | 0.023753 | 0.023753 | 0.023753 | 0.023753
F5_Commercial_School_New_Food Preparation_Natural Gas_Broiler_E3 | F5 | Commercial | School | New | Food Preparation | Natural Gas | Broiler | E3 | Utility - Cost of Operation | 0 | 0 | 0 | 0 | 0 | 0 | 0 | 0 | 0 | 0 | 0 | 0 | 0 | 0 | 0 | 0 | 0 | 0 | 0 | 0 | 0 | 0 | 0 | 0 | 0 | 0 | 0 | 0 | 0 | 0 | 0 | 0 | 0
F5_Commercial_School_New_Food Preparation_Natural Gas_Broiler_E4 | F5 | Commercial | School | New | Food Preparation | Natural Gas | Broiler | E4 | Utility - Cost of Operation | 0 | 0 | 0 | 0 | 0 | 0 | 0 | 0 | 0 | 0 | 0 | 0 | 0 | 0 | 0 | 0 | 0 | 0 | 0 | 0 | 0 | 0 | 0 | 0 | 0 | 0 | 0 | 0 | 0 | 0 | 0 | 0 | 0
F5_Commercial_School_New_Food Preparation_Natural Gas_Broiler_E5 | F5 | Commercial | School | New | Food Preparation | Natural Gas | Broiler | E5 | Utility - Cost of Operation | 0 | 0 | 0 | 0 | 0 | 0 | 0 | 0 | 0 | 0 | 0 | 0 | 0 | 0 | 0 | 0 | 0 | 0 | 0 | 0 | 0 | 0 | 0 | 0 | 0 | 0 | 0 | 0 | 0 | 0 | 0 | 0 | 0
F5_Commercial_School_New_Food Preparation_Natural Gas_Broiler_E6 | F5 | Commercial | School | New | Food Preparation | Natural Gas | Broiler | E6 | Utility - Cost of Operation | 0 | 0 | 0 | 0 | 0 | 0 | 0 | 0 | 0 | 0 | 0 | 0 | 0 | 0 | 0 | 0 | 0 | 0 | 0 | 0 | 0 | 0 | 0 | 0 | 0 | 0 | 0 | 0 | 0 | 0 | 0 | 0 | 0
F5_Commercial_School_New_Food Preparation_Natural Gas_Broiler_E7 | F5 | Commercial | School | New | Food Preparation | Natural Gas | Broiler | E7 | Utility - Cost of Operation | 0 | 0 | 0 | 0 | 0 | 0 | 0 | 0 | 0 | 0 | 0 | 0 | 0 | 0 | 0 | 0 | 0 | 0 | 0 | 0 | 0 | 0 | 0 | 0 | 0 | 0 | 0 | 0 | 0 | 0 | 0 | 0 | 0
F5_Commercial_School_New_Food Preparation_Natural Gas_Broiler_E8 | F5 | Commercial | School | New | Food Preparation | Natural Gas | Broiler | E8 | Utility - Cost of Operation | 0 | 0 | 0 | 0 | 0 | 0 | 0 | 0 | 0 | 0 | 0 | 0 | 0 | 0 | 0 | 0 | 0 | 0 | 0 | 0 | 0 | 0 | 0 | 0 | 0 | 0 | 0 | 0 | 0 | 0 | 0 | 0 | 0
F5_Commercial_School_New_Food Preparation_Natural Gas_Broiler_E9 | F5 | Commercial | School | New | Food Preparation | Natural Gas | Broiler | E9 | Utility - Cost of Operation | 0 | 0 | 0 | 0 | 0 | 0 | 0 | 0 | 0 | 0 | 0 | 0 | 0 | 0 | 0 | 0 | 0 | 0 | 0 | 0 | 0 | 0 | 0 | 0 | 0 | 0 | 0 | 0 | 0 | 0 | 0 | 0 | 0
F5_Commercial_School_New_Food Preparation_Natural Gas_Broiler_E10 | F5 | Commercial | School | New | Food Preparation | Natural Gas | Broiler | E10 | Utility - Cost of Operation | 0 | 0 | 0 | 0 | 0 | 0 | 0 | 0 | 0 | 0 | 0 | 0 | 0 | 0 | 0 | 0 | 0 | 0 | 0 | 0 | 0 | 0 | 0 | 0 | 0 | 0 | 0 | 0 | 0 | 0 | 0 | 0 | 0
F6_Commercial_School_New_Food Preparation_Natural Gas_Broiler_E1 | F6 | Commercial | School | New | Food Preparation | Natural Gas | Broiler | E1 | Utility - Value of Sales | 0.039795 | 0.039973 | 0.04026 | 0.040197 | 0.040197 | 0.040197 | 0.040197 | 0.040197 | 0.040197 | 0.040197 | 0.040197 | 0.040197 | 0.040197 | 0.040197 | 0.040197 | 0.040197 | 0.040197 | 0.040197 | 0.040197 | 0.040197 | 0.040197 | 0.040197 | 0.040197 | 0.040197 | 0.040197 | 0.040197 | 0.040197 | 0.040197 | 0.040197 | 0.040197 | 0.040197 | 0.040197 | 0.040197
F6_Commercial_School_New_Food Preparation_Natural Gas_Broiler_E2 | F6 | Commercial | School | New | Food Preparation | Natural Gas | Broiler | E2 | Utility - Value of Sales | 0.025583 | 0.025697 | 0.025881 | 0.025841 | 0.025841 | 0.025841 | 0.025841 | 0.025841 | 0.025841 | 0.025841 | 0.025841 | 0.025841 | 0.025841 | 0.025841 | 0.025841 | 0.025841 | 0.025841 | 0.025841 | 0.025841 | 0.025841 | 0.025841 | 0.025841 | 0.025841 | 0.025841 | 0.025841 | 0.025841 | 0.025841 | 0.025841 | 0.025841 | 0.025841 | 0.025841 | 0.025841 | 0.025841
F6_Commercial_School_New_Food Preparation_Natural Gas_Broiler_E3 | F6 | Commercial | School | New | Food Preparation | Natural Gas | Broiler | E3 | Utility - Value of Sales | 0 | 0 | 0 | 0 | 0 | 0 | 0 | 0 | 0 | 0 | 0 | 0 | 0 | 0 | 0 | 0 | 0 | 0 | 0 | 0 | 0 | 0 | 0 | 0 | 0 | 0 | 0 | 0 | 0 | 0 | 0 | 0 | 0
F6_Commercial_School_New_Food Preparation_Natural Gas_Broiler_E4 | F6 | Commercial | School | New | Food Preparation | Natural Gas | Broiler | E4 | Utility - Value of Sales | 0 | 0 | 0 | 0 | 0 | 0 | 0 | 0 | 0 | 0 | 0 | 0 | 0 | 0 | 0 | 0 | 0 | 0 | 0 | 0 | 0 | 0 | 0 | 0 | 0 | 0 | 0 | 0 | 0 | 0 | 0 | 0 | 0
F6_Commercial_School_New_Food Preparation_Natural Gas_Broiler_E5 | F6 | Commercial | School | New | Food Preparation | Natural Gas | Broiler | E5 | Utility - Value of Sales | 0 | 0 | 0 | 0 | 0 | 0 | 0 | 0 | 0 | 0 | 0 | 0 | 0 | 0 | 0 | 0 | 0 | 0 | 0 | 0 | 0 | 0 | 0 | 0 | 0 | 0 | 0 | 0 | 0 | 0 | 0 | 0 | 0
F6_Commercial_School_New_Food Preparation_Natural Gas_Broiler_E6 | F6 | Commercial | School | New | Food Preparation | Natural Gas | Broiler | E6 | Utility - Value of Sales | 0 | 0 | 0 | 0 | 0 | 0 | 0 | 0 | 0 | 0 | 0 | 0 | 0 | 0 | 0 | 0 | 0 | 0 | 0 | 0 | 0 | 0 | 0 | 0 | 0 | 0 | 0 | 0 | 0 | 0 | 0 | 0 | 0
F6_Commercial_School_New_Food Preparation_Natural Gas_Broiler_E7 | F6 | Commercial | School | New | Food Preparation | Natural Gas | Broiler | E7 | Utility - Value of Sales | 0 | 0 | 0 | 0 | 0 | 0 | 0 | 0 | 0 | 0 | 0 | 0 | 0 | 0 | 0 | 0 | 0 | 0 | 0 | 0 | 0 | 0 | 0 | 0 | 0 | 0 | 0 | 0 | 0 | 0 | 0 | 0 | 0
F6_Commercial_School_New_Food Preparation_Natural Gas_Broiler_E8 | F6 | Commercial | School | New | Food Preparation | Natural Gas | Broiler | E8 | Utility - Value of Sales | 0 | 0 | 0 | 0 | 0 | 0 | 0 | 0 | 0 | 0 | 0 | 0 | 0 | 0 | 0 | 0 | 0 | 0 | 0 | 0 | 0 | 0 | 0 | 0 | 0 | 0 | 0 | 0 | 0 | 0 | 0 | 0 | 0
F6_Commercial_School_New_Food Preparation_Natural Gas_Broiler_E9 | F6 | Commercial | School | New | Food Preparation | Natural Gas | Broiler | E9 | Utility - Value of Sales | 0 | 0 | 0 | 0 | 0 | 0 | 0 | 0 | 0 | 0 | 0 | 0 | 0 | 0 | 0 | 0 | 0 | 0 | 0 | 0 | 0 | 0 | 0 | 0 | 0 | 0 | 0 | 0 | 0 | 0 | 0 | 0 | 0
F6_Commercial_School_New_Food Preparation_Natural Gas_Broiler_E10 | F6 | Commercial | School | New | Food Preparation | Natural Gas | Broiler | E10 | Utility - Value of Sales | 0 | 0 | 0 | 0 | 0 | 0 | 0 | 0 | 0 | 0 | 0 | 0 | 0 | 0 | 0 | 0 | 0 | 0 | 0 | 0 | 0 | 0 | 0 | 0 | 0 | 0 | 0 | 0 | 0 | 0 | 0 | 0 | 0
F1_Commercial_School_New_Food Preparation_Natural Gas_Griddle_E1 | F1 | Commercial | School | New | Food Preparation | Natural Gas | Griddle | E1 | RVT - Cost of Equipment | 0.039342 | 0.039392 | 0.039607 | 0 | 0 | 0 | 0 | 0 | 0 | 0 | 0 | 0 | 0 | 0 | 0 | 0 | 0 | 0 | 0 | 0 | 0 | 0 | 0 | 0 | 0 | 0 | 0 | 0 | 0 | 0 | 0 | 0 | 0
F1_Commercial_School_New_Food Preparation_Natural Gas_Griddle_E2 | F1 | Commercial | School | New | Food Preparation | Natural Gas | Griddle | E2 | RVT - Cost of Equipment | 0.033978 | 0.034022 | 0.034208 | 0.034034 | 0.033946 | 0.034081 | 0.034406 | 0.03467 | 0.034992 | 0.035303 | 0.035617 | 0.035913 | 0.036229 | 0.036556 | 0.036873 | 0.037196 | 0.037523 | 0.037874 | 0.038238 | 0.038614 | 0.038975 | 0.039337 | 0.039662 | 0.039987 | 0.040269 | 0.040513 | 0.040735 | 0.040926 | 0.041076 | 0.041199 | 0.041266 | 0.041311 | 0.041311
F1_Commercial_School_New_Food Preparation_Natural Gas_Griddle_E3 | F1 | Commercial | School | New | Food Preparation | Natural Gas | Griddle | E3 | RVT - Cost of Equipment | 0 | 0 | 0 | 0 | 0 | 0 | 0 | 0 | 0 | 0 | 0 | 0 | 0 | 0 | 0 | 0 | 0 | 0 | 0 | 0 | 0 | 0 | 0 | 0 | 0 | 0 | 0 | 0 | 0 | 0 | 0 | 0 | 0
F1_Commercial_School_New_Food Preparation_Natural Gas_Griddle_E4 | F1 | Commercial | School | New | Food Preparation | Natural Gas | Griddle | E4 | RVT - Cost of Equipment | 0 | 0 | 0 | 0 | 0 | 0 | 0 | 0 | 0 | 0 | 0 | 0 | 0 | 0 | 0 | 0 | 0 | 0 | 0 | 0 | 0 | 0 | 0 | 0 | 0 | 0 | 0 | 0 | 0 | 0 | 0 | 0 | 0
F1_Commercial_School_New_Food Preparation_Natural Gas_Griddle_E5 | F1 | Commercial | School | New | Food Preparation | Natural Gas | Griddle | E5 | RVT - Cost of Equipment | 0 | 0 | 0 | 0 | 0 | 0 | 0 | 0 | 0 | 0 | 0 | 0 | 0 | 0 | 0 | 0 | 0 | 0 | 0 | 0 | 0 | 0 | 0 | 0 | 0 | 0 | 0 | 0 | 0 | 0 | 0 | 0 | 0
F1_Commercial_School_New_Food Preparation_Natural Gas_Griddle_E6 | F1 | Commercial | School | New | Food Preparation | Natural Gas | Griddle | E6 | RVT - Cost of Equipment | 0 | 0 | 0 | 0 | 0 | 0 | 0 | 0 | 0 | 0 | 0 | 0 | 0 | 0 | 0 | 0 | 0 | 0 | 0 | 0 | 0 | 0 | 0 | 0 | 0 | 0 | 0 | 0 | 0 | 0 | 0 | 0 | 0
F1_Commercial_School_New_Food Preparation_Natural Gas_Griddle_E7 | F1 | Commercial | School | New | Food Preparation | Natural Gas | Griddle | E7 | RVT - Cost of Equipment | 0 | 0 | 0 | 0 | 0 | 0 | 0 | 0 | 0 | 0 | 0 | 0 | 0 | 0 | 0 | 0 | 0 | 0 | 0 | 0 | 0 | 0 | 0 | 0 | 0 | 0 | 0 | 0 | 0 | 0 | 0 | 0 | 0
F1_Commercial_School_New_Food Preparation_Natural Gas_Griddle_E8 | F1 | Commercial | School | New | Food Preparation | Natural Gas | Griddle | E8 | RVT - Cost of Equipment | 0 | 0 | 0 | 0 | 0 | 0 | 0 | 0 | 0 | 0 | 0 | 0 | 0 | 0 | 0 | 0 | 0 | 0 | 0 | 0 | 0 | 0 | 0 | 0 | 0 | 0 | 0 | 0 | 0 | 0 | 0 | 0 | 0
F1_Commercial_School_New_Food Preparation_Natural Gas_Griddle_E9 | F1 | Commercial | School | New | Food Preparation | Natural Gas | Griddle | E9 | RVT - Cost of Equipment | 0 | 0 | 0 | 0 | 0 | 0 | 0 | 0 | 0 | 0 | 0 | 0 | 0 | 0 | 0 | 0 | 0 | 0 | 0 | 0 | 0 | 0 | 0 | 0 | 0 | 0 | 0 | 0 | 0 | 0 | 0 | 0 | 0
F1_Commercial_School_New_Food Preparation_Natural Gas_Griddle_E10 | F1 | Commercial | School | New | Food Preparation | Natural Gas | Griddle | E10 | RVT - Cost of Equipment | 0 | 0 | 0 | 0 | 0 | 0 | 0 | 0 | 0 | 0 | 0 | 0 | 0 | 0 | 0 | 0 | 0 | 0 | 0 | 0 | 0 | 0 | 0 | 0 | 0 | 0 | 0 | 0 | 0 | 0 | 0 | 0 | 0
F2_Commercial_School_New_Food Preparation_Natural Gas_Griddle_E1 | F2 | Commercial | School | New | Food Preparation | Natural Gas | Griddle | E1 | RVT - Cost of Operation | 0.047134 | 0.047195 | 0.047452 | 0 | 0 | 0 | 0 | 0 | 0 | 0 | 0 | 0 | 0 | 0 | 0 | 0 | 0 | 0 | 0 | 0 | 0 | 0 | 0 | 0 | 0 | 0 | 0 | 0 | 0 | 0 | 0 | 0 | 0
F2_Commercial_School_New_Food Preparation_Natural Gas_Griddle_E2 | F2 | Commercial | School | New | Food Preparation | Natural Gas | Griddle | E2 | RVT - Cost of Operation | 0.040708 | 0.04076 | 0.040983 | 0.040775 | 0.04067 | 0.040832 | 0.041221 | 0.041537 | 0.041923 | 0.042295 | 0.042671 | 0.043026 | 0.043405 | 0.043796 | 0.044176 | 0.044564 | 0.044955 | 0.045375 | 0.045812 | 0.046262 | 0.046694 | 0.047129 | 0.047518 | 0.047908 | 0.048245 | 0.048537 | 0.048803 | 0.049032 | 0.049212 | 0.049359 | 0.049439 | 0.049493 | 0.049493
F2_Commercial_School_New_Food Preparation_Natural Gas_Griddle_E3 | F2 | Commercial | School | New | Food Preparation | Natural Gas | Griddle | E3 | RVT - Cost of Operation | 0 | 0 | 0 | 0 | 0 | 0 | 0 | 0 | 0 | 0 | 0 | 0 | 0 | 0 | 0 | 0 | 0 | 0 | 0 | 0 | 0 | 0 | 0 | 0 | 0 | 0 | 0 | 0 | 0 | 0 | 0 | 0 | 0
F2_Commercial_School_New_Food Preparation_Natural Gas_Griddle_E4 | F2 | Commercial | School | New | Food Preparation | Natural Gas | Griddle | E4 | RVT - Cost of Operation | 0 | 0 | 0 | 0 | 0 | 0 | 0 | 0 | 0 | 0 | 0 | 0 | 0 | 0 | 0 | 0 | 0 | 0 | 0 | 0 | 0 | 0 | 0 | 0 | 0 | 0 | 0 | 0 | 0 | 0 | 0 | 0 | 0
F2_Commercial_School_New_Food Preparation_Natural Gas_Griddle_E5 | F2 | Commercial | School | New | Food Preparation | Natural Gas | Griddle | E5 | RVT - Cost of Operation | 0 | 0 | 0 | 0 | 0 | 0 | 0 | 0 | 0 | 0 | 0 | 0 | 0 | 0 | 0 | 0 | 0 | 0 | 0 | 0 | 0 | 0 | 0 | 0 | 0 | 0 | 0 | 0 | 0 | 0 | 0 | 0 | 0
F2_Commercial_School_New_Food Preparation_Natural Gas_Griddle_E6 | F2 | Commercial | School | New | Food Preparation | Natural Gas | Griddle | E6 | RVT - Cost of Operation | 0 | 0 | 0 | 0 | 0 | 0 | 0 | 0 | 0 | 0 | 0 | 0 | 0 | 0 | 0 | 0 | 0 | 0 | 0 | 0 | 0 | 0 | 0 | 0 | 0 | 0 | 0 | 0 | 0 | 0 | 0 | 0 | 0
F2_Commercial_School_New_Food Preparation_Natural Gas_Griddle_E7 | F2 | Commercial | School | New | Food Preparation | Natural Gas | Griddle | E7 | RVT - Cost of Operation | 0 | 0 | 0 | 0 | 0 | 0 | 0 | 0 | 0 | 0 | 0 | 0 | 0 | 0 | 0 | 0 | 0 | 0 | 0 | 0 | 0 | 0 | 0 | 0 | 0 | 0 | 0 | 0 | 0 | 0 | 0 | 0 | 0
F2_Commercial_School_New_Food Preparation_Natural Gas_Griddle_E8 | F2 | Commercial | School | New | Food Preparation | Natural Gas | Griddle | E8 | RVT - Cost of Operation | 0 | 0 | 0 | 0 | 0 | 0 | 0 | 0 | 0 | 0 | 0 | 0 | 0 | 0 | 0 | 0 | 0 | 0 | 0 | 0 | 0 | 0 | 0 | 0 | 0 | 0 | 0 | 0 | 0 | 0 | 0 | 0 | 0
F2_Commercial_School_New_Food Preparation_Natural Gas_Griddle_E9 | F2 | Commercial | School | New | Food Preparation | Natural Gas | Griddle | E9 | RVT - Cost of Operation | 0 | 0 | 0 | 0 | 0 | 0 | 0 | 0 | 0 | 0 | 0 | 0 | 0 | 0 | 0 | 0 | 0 | 0 | 0 | 0 | 0 | 0 | 0 | 0 | 0 | 0 | 0 | 0 | 0 | 0 | 0 | 0 | 0
F2_Commercial_School_New_Food Preparation_Natural Gas_Griddle_E10 | F2 | Commercial | School | New | Food Preparation | Natural Gas | Griddle | E10 | RVT - Cost of Operation | 0 | 0 | 0 | 0 | 0 | 0 | 0 | 0 | 0 | 0 | 0 | 0 | 0 | 0 | 0 | 0 | 0 | 0 | 0 | 0 | 0 | 0 | 0 | 0 | 0 | 0 | 0 | 0 | 0 | 0 | 0 | 0 | 0
F3_Commercial_School_New_Food Preparation_Natural Gas_Griddle_E1 | F3 | Commercial | School | New | Food Preparation | Natural Gas | Griddle | E1 | System - kBTUs of Consumption | 0.011534 | 0.011534 | 0.011534 | 0 | 0 | 0 | 0 | 0 | 0 | 0 | 0 | 0 | 0 | 0 | 0 | 0 | 0 | 0 | 0 | 0 | 0 | 0 | 0 | 0 | 0 | 0 | 0 | 0 | 0 | 0 | 0 | 0 | 0
F3_Commercial_School_New_Food Preparation_Natural Gas_Griddle_E2 | F3 | Commercial | School | New | Food Preparation | Natural Gas | Griddle | E2 | System - kBTUs of Consumption | 0.01234 | 0.01234 | 0.01234 | 0.01234 | 0.01234 | 0.01234 | 0.01234 | 0.01234 | 0.01234 | 0.01234 | 0.01234 | 0.01234 | 0.01234 | 0.01234 | 0.01234 | 0.01234 | 0.01234 | 0.01234 | 0.01234 | 0.01234 | 0.01234 | 0.01234 | 0.01234 | 0.01234 | 0.01234 | 0.01234 | 0.01234 | 0.01234 | 0.01234 | 0.01234 | 0.01234 | 0.01234 | 0.01234
F3_Commercial_School_New_Food Preparation_Natural Gas_Griddle_E3 | F3 | Commercial | School | New | Food Preparation | Natural Gas | Griddle | E3 | System - kBTUs of Consumption | 0 | 0 | 0 | 0 | 0 | 0 | 0 | 0 | 0 | 0 | 0 | 0 | 0 | 0 | 0 | 0 | 0 | 0 | 0 | 0 | 0 | 0 | 0 | 0 | 0 | 0 | 0 | 0 | 0 | 0 | 0 | 0 | 0
F3_Commercial_School_New_Food Preparation_Natural Gas_Griddle_E4 | F3 | Commercial | School | New | Food Preparation | Natural Gas | Griddle | E4 | System - kBTUs of Consumption | 0 | 0 | 0 | 0 | 0 | 0 | 0 | 0 | 0 | 0 | 0 | 0 | 0 | 0 | 0 | 0 | 0 | 0 | 0 | 0 | 0 | 0 | 0 | 0 | 0 | 0 | 0 | 0 | 0 | 0 | 0 | 0 | 0
F3_Commercial_School_New_Food Preparation_Natural Gas_Griddle_E5 | F3 | Commercial | School | New | Food Preparation | Natural Gas | Griddle | E5 | System - kBTUs of Consumption | 0 | 0 | 0 | 0 | 0 | 0 | 0 | 0 | 0 | 0 | 0 | 0 | 0 | 0 | 0 | 0 | 0 | 0 | 0 | 0 | 0 | 0 | 0 | 0 | 0 | 0 | 0 | 0 | 0 | 0 | 0 | 0 | 0
F3_Commercial_School_New_Food Preparation_Natural Gas_Griddle_E6 | F3 | Commercial | School | New | Food Preparation | Natural Gas | Griddle | E6 | System - kBTUs of Consumption | 0 | 0 | 0 | 0 | 0 | 0 | 0 | 0 | 0 | 0 | 0 | 0 | 0 | 0 | 0 | 0 | 0 | 0 | 0 | 0 | 0 | 0 | 0 | 0 | 0 | 0 | 0 | 0 | 0 | 0 | 0 | 0 | 0
F3_Commercial_School_New_Food Preparation_Natural Gas_Griddle_E7 | F3 | Commercial | School | New | Food Preparation | Natural Gas | Griddle | E7 | System - kBTUs of Consumption | 0 | 0 | 0 | 0 | 0 | 0 | 0 | 0 | 0 | 0 | 0 | 0 | 0 | 0 | 0 | 0 | 0 | 0 | 0 | 0 | 0 | 0 | 0 | 0 | 0 | 0 | 0 | 0 | 0 | 0 | 0 | 0 | 0
F3_Commercial_School_New_Food Preparation_Natural Gas_Griddle_E8 | F3 | Commercial | School | New | Food Preparation | Natural Gas | Griddle | E8 | System - kBTUs of Consumption | 0 | 0 | 0 | 0 | 0 | 0 | 0 | 0 | 0 | 0 | 0 | 0 | 0 | 0 | 0 | 0 | 0 | 0 | 0 | 0 | 0 | 0 | 0 | 0 | 0 | 0 | 0 | 0 | 0 | 0 | 0 | 0 | 0
F3_Commercial_School_New_Food Preparation_Natural Gas_Griddle_E9 | F3 | Commercial | School | New | Food Preparation | Natural Gas | Griddle | E9 | System - kBTUs of Consumption | 0 | 0 | 0 | 0 | 0 | 0 | 0 | 0 | 0 | 0 | 0 | 0 | 0 | 0 | 0 | 0 | 0 | 0 | 0 | 0 | 0 | 0 | 0 | 0 | 0 | 0 | 0 | 0 | 0 | 0 | 0 | 0 | 0
F3_Commercial_School_New_Food Preparation_Natural Gas_Griddle_E10 | F3 | Commercial | School | New | Food Preparation | Natural Gas | Griddle | E10 | System - kBTUs of Consumption | 0 | 0 | 0 | 0 | 0 | 0 | 0 | 0 | 0 | 0 | 0 | 0 | 0 | 0 | 0 | 0 | 0 | 0 | 0 | 0 | 0 | 0 | 0 | 0 | 0 | 0 | 0 | 0 | 0 | 0 | 0 | 0 | 0
F4_Commercial_School_New_Food Preparation_Natural Gas_Griddle_E1 | F4 | Commercial | School | New | Food Preparation | Natural Gas | Griddle | E1 | Utility - Cost of Equipment | 0.047134 | 0.047195 | 0.047452 | 0 | 0 | 0 | 0 | 0 | 0 | 0 | 0 | 0 | 0 | 0 | 0 | 0 | 0 | 0 | 0 | 0 | 0 | 0 | 0 | 0 | 0 | 0 | 0 | 0 | 0 | 0 | 0 | 0 | 0
F4_Commercial_School_New_Food Preparation_Natural Gas_Griddle_E2 | F4 | Commercial | School | New | Food Preparation | Natural Gas | Griddle | E2 | Utility - Cost of Equipment | 0.040708 | 0.04076 | 0.040983 | 0.040775 | 0.04067 | 0.040832 | 0.041221 | 0.041537 | 0.041923 | 0.042295 | 0.042671 | 0.043026 | 0.043405 | 0.043796 | 0.044176 | 0.044564 | 0.044955 | 0.045375 | 0.045812 | 0.046262 | 0.046694 | 0.047129 | 0.047518 | 0.047908 | 0.048245 | 0.048537 | 0.048803 | 0.049032 | 0.049212 | 0.049359 | 0.049439 | 0.049493 | 0.049493
F4_Commercial_School_New_Food Preparation_Natural Gas_Griddle_E3 | F4 | Commercial | School | New | Food Preparation | Natural Gas | Griddle | E3 | Utility - Cost of Equipment | 0 | 0 | 0 | 0 | 0 | 0 | 0 | 0 | 0 | 0 | 0 | 0 | 0 | 0 | 0 | 0 | 0 | 0 | 0 | 0 | 0 | 0 | 0 | 0 | 0 | 0 | 0 | 0 | 0 | 0 | 0 | 0 | 0
F4_Commercial_School_New_Food Preparation_Natural Gas_Griddle_E4 | F4 | Commercial | School | New | Food Preparation | Natural Gas | Griddle | E4 | Utility - Cost of Equipment | 0 | 0 | 0 | 0 | 0 | 0 | 0 | 0 | 0 | 0 | 0 | 0 | 0 | 0 | 0 | 0 | 0 | 0 | 0 | 0 | 0 | 0 | 0 | 0 | 0 | 0 | 0 | 0 | 0 | 0 | 0 | 0 | 0
F4_Commercial_School_New_Food Preparation_Natural Gas_Griddle_E5 | F4 | Commercial | School | New | Food Preparation | Natural Gas | Griddle | E5 | Utility - Cost of Equipment | 0 | 0 | 0 | 0 | 0 | 0 | 0 | 0 | 0 | 0 | 0 | 0 | 0 | 0 | 0 | 0 | 0 | 0 | 0 | 0 | 0 | 0 | 0 | 0 | 0 | 0 | 0 | 0 | 0 | 0 | 0 | 0 | 0
F4_Commercial_School_New_Food Preparation_Natural Gas_Griddle_E6 | F4 | Commercial | School | New | Food Preparation | Natural Gas | Griddle | E6 | Utility - Cost of Equipment | 0 | 0 | 0 | 0 | 0 | 0 | 0 | 0 | 0 | 0 | 0 | 0 | 0 | 0 | 0 | 0 | 0 | 0 | 0 | 0 | 0 | 0 | 0 | 0 | 0 | 0 | 0 | 0 | 0 | 0 | 0 | 0 | 0
F4_Commercial_School_New_Food Preparation_Natural Gas_Griddle_E7 | F4 | Commercial | School | New | Food Preparation | Natural Gas | Griddle | E7 | Utility - Cost of Equipment | 0 | 0 | 0 | 0 | 0 | 0 | 0 | 0 | 0 | 0 | 0 | 0 | 0 | 0 | 0 | 0 | 0 | 0 | 0 | 0 | 0 | 0 | 0 | 0 | 0 | 0 | 0 | 0 | 0 | 0 | 0 | 0 | 0
F4_Commercial_School_New_Food Preparation_Natural Gas_Griddle_E8 | F4 | Commercial | School | New | Food Preparation | Natural Gas | Griddle | E8 | Utility - Cost of Equipment | 0 | 0 | 0 | 0 | 0 | 0 | 0 | 0 | 0 | 0 | 0 | 0 | 0 | 0 | 0 | 0 | 0 | 0 | 0 | 0 | 0 | 0 | 0 | 0 | 0 | 0 | 0 | 0 | 0 | 0 | 0 | 0 | 0
F4_Commercial_School_New_Food Preparation_Natural Gas_Griddle_E9 | F4 | Commercial | School | New | Food Preparation | Natural Gas | Griddle | E9 | Utility - Cost of Equipment | 0 | 0 | 0 | 0 | 0 | 0 | 0 | 0 | 0 | 0 | 0 | 0 | 0 | 0 | 0 | 0 | 0 | 0 | 0 | 0 | 0 | 0 | 0 | 0 | 0 | 0 | 0 | 0 | 0 | 0 | 0 | 0 | 0
F4_Commercial_School_New_Food Preparation_Natural Gas_Griddle_E10 | F4 | Commercial | School | New | Food Preparation | Natural Gas | Griddle | E10 | Utility - Cost of Equipment | 0 | 0 | 0 | 0 | 0 | 0 | 0 | 0 | 0 | 0 | 0 | 0 | 0 | 0 | 0 | 0 | 0 | 0 | 0 | 0 | 0 | 0 | 0 | 0 | 0 | 0 | 0 | 0 | 0 | 0 | 0 | 0 | 0
F5_Commercial_School_New_Food Preparation_Natural Gas_Griddle_E1 | F5 | Commercial | School | New | Food Preparation | Natural Gas | Griddle | E1 | Utility - Cost of Operation | 0.011534 | 0.011534 | 0.011534 | 0 | 0 | 0 | 0 | 0 | 0 | 0 | 0 | 0 | 0 | 0 | 0 | 0 | 0 | 0 | 0 | 0 | 0 | 0 | 0 | 0 | 0 | 0 | 0 | 0 | 0 | 0 | 0 | 0 | 0
F5_Commercial_School_New_Food Preparation_Natural Gas_Griddle_E2 | F5 | Commercial | School | New | Food Preparation | Natural Gas | Griddle | E2 | Utility - Cost of Operation | 0.01234 | 0.01234 | 0.01234 | 0.01234 | 0.01234 | 0.01234 | 0.01234 | 0.01234 | 0.01234 | 0.01234 | 0.01234 | 0.01234 | 0.01234 | 0.01234 | 0.01234 | 0.01234 | 0.01234 | 0.01234 | 0.01234 | 0.01234 | 0.01234 | 0.01234 | 0.01234 | 0.01234 | 0.01234 | 0.01234 | 0.01234 | 0.01234 | 0.01234 | 0.01234 | 0.01234 | 0.01234 | 0.01234
F5_Commercial_School_New_Food Preparation_Natural Gas_Griddle_E3 | F5 | Commercial | School | New | Food Preparation | Natural Gas | Griddle | E3 | Utility - Cost of Operation | 0 | 0 | 0 | 0 | 0 | 0 | 0 | 0 | 0 | 0 | 0 | 0 | 0 | 0 | 0 | 0 | 0 | 0 | 0 | 0 | 0 | 0 | 0 | 0 | 0 | 0 | 0 | 0 | 0 | 0 | 0 | 0 | 0
F5_Commercial_School_New_Food Preparation_Natural Gas_Griddle_E4 | F5 | Commercial | School | New | Food Preparation | Natural Gas | Griddle | E4 | Utility - Cost of Operation | 0 | 0 | 0 | 0 | 0 | 0 | 0 | 0 | 0 | 0 | 0 | 0 | 0 | 0 | 0 | 0 | 0 | 0 | 0 | 0 | 0 | 0 | 0 | 0 | 0 | 0 | 0 | 0 | 0 | 0 | 0 | 0 | 0
F5_Commercial_School_New_Food Preparation_Natural Gas_Griddle_E5 | F5 | Commercial | School | New | Food Preparation | Natural Gas | Griddle | E5 | Utility - Cost of Operation | 0 | 0 | 0 | 0 | 0 | 0 | 0 | 0 | 0 | 0 | 0 | 0 | 0 | 0 | 0 | 0 | 0 | 0 | 0 | 0 | 0 | 0 | 0 | 0 | 0 | 0 | 0 | 0 | 0 | 0 | 0 | 0 | 0
F5_Commercial_School_New_Food Preparation_Natural Gas_Griddle_E6 | F5 | Commercial | School | New | Food Preparation | Natural Gas | Griddle | E6 | Utility - Cost of Operation | 0 | 0 | 0 | 0 | 0 | 0 | 0 | 0 | 0 | 0 | 0 | 0 | 0 | 0 | 0 | 0 | 0 | 0 | 0 | 0 | 0 | 0 | 0 | 0 | 0 | 0 | 0 | 0 | 0 | 0 | 0 | 0 | 0
F5_Commercial_School_New_Food Preparation_Natural Gas_Griddle_E7 | F5 | Commercial | School | New | Food Preparation | Natural Gas | Griddle | E7 | Utility - Cost of Operation | 0 | 0 | 0 | 0 | 0 | 0 | 0 | 0 | 0 | 0 | 0 | 0 | 0 | 0 | 0 | 0 | 0 | 0 | 0 | 0 | 0 | 0 | 0 | 0 | 0 | 0 | 0 | 0 | 0 | 0 | 0 | 0 | 0
F5_Commercial_School_New_Food Preparation_Natural Gas_Griddle_E8 | F5 | Commercial | School | New | Food Preparation | Natural Gas | Griddle | E8 | Utility - Cost of Operation | 0 | 0 | 0 | 0 | 0 | 0 | 0 | 0 | 0 | 0 | 0 | 0 | 0 | 0 | 0 | 0 | 0 | 0 | 0 | 0 | 0 | 0 | 0 | 0 | 0 | 0 | 0 | 0 | 0 | 0 | 0 | 0 | 0
F5_Commercial_School_New_Food Preparation_Natural Gas_Griddle_E9 | F5 | Commercial | School | New | Food Preparation | Natural Gas | Griddle | E9 | Utility - Cost of Operation | 0 | 0 | 0 | 0 | 0 | 0 | 0 | 0 | 0 | 0 | 0 | 0 | 0 | 0 | 0 | 0 | 0 | 0 | 0 | 0 | 0 | 0 | 0 | 0 | 0 | 0 | 0 | 0 | 0 | 0 | 0 | 0 | 0
F5_Commercial_School_New_Food Preparation_Natural Gas_Griddle_E10 | F5 | Commercial | School | New | Food Preparation | Natural Gas | Griddle | E10 | Utility - Cost of Operation | 0 | 0 | 0 | 0 | 0 | 0 | 0 | 0 | 0 | 0 | 0 | 0 | 0 | 0 | 0 | 0 | 0 | 0 | 0 | 0 | 0 | 0 | 0 | 0 | 0 | 0 | 0 | 0 | 0 | 0 | 0 | 0 | 0
F6_Commercial_School_New_Food Preparation_Natural Gas_Griddle_E1 | F6 | Commercial | School | New | Food Preparation | Natural Gas | Griddle | E1 | Utility - Value of Sales | 0.024949 | 0.025061 | 0.025241 | 0 | 0 | 0 | 0 | 0 | 0 | 0 | 0 | 0 | 0 | 0 | 0 | 0 | 0 | 0 | 0 | 0 | 0 | 0 | 0 | 0 | 0 | 0 | 0 | 0 | 0 | 0 | 0 | 0 | 0
F6_Commercial_School_New_Food Preparation_Natural Gas_Griddle_E2 | F6 | Commercial | School | New | Food Preparation | Natural Gas | Griddle | E2 | Utility - Value of Sales | 0.021548 | 0.021644 | 0.021799 | 0.021765 | 0.021765 | 0.021765 | 0.021765 | 0.021765 | 0.021765 | 0.021765 | 0.021765 | 0.021765 | 0.021765 | 0.021765 | 0.021765 | 0.021765 | 0.021765 | 0.021765 | 0.021765 | 0.021765 | 0.021765 | 0.021765 | 0.021765 | 0.021765 | 0.021765 | 0.021765 | 0.021765 | 0.021765 | 0.021765 | 0.021765 | 0.021765 | 0.021765 | 0.021765
F6_Commercial_School_New_Food Preparation_Natural Gas_Griddle_E3 | F6 | Commercial | School | New | Food Preparation | Natural Gas | Griddle | E3 | Utility - Value of Sales | 0 | 0 | 0 | 0 | 0 | 0 | 0 | 0 | 0 | 0 | 0 | 0 | 0 | 0 | 0 | 0 | 0 | 0 | 0 | 0 | 0 | 0 | 0 | 0 | 0 | 0 | 0 | 0 | 0 | 0 | 0 | 0 | 0
F6_Commercial_School_New_Food Preparation_Natural Gas_Griddle_E4 | F6 | Commercial | School | New | Food Preparation | Natural Gas | Griddle | E4 | Utility - Value of Sales | 0 | 0 | 0 | 0 | 0 | 0 | 0 | 0 | 0 | 0 | 0 | 0 | 0 | 0 | 0 | 0 | 0 | 0 | 0 | 0 | 0 | 0 | 0 | 0 | 0 | 0 | 0 | 0 | 0 | 0 | 0 | 0 | 0
F6_Commercial_School_New_Food Preparation_Natural Gas_Griddle_E5 | F6 | Commercial | School | New | Food Preparation | Natural Gas | Griddle | E5 | Utility - Value of Sales | 0 | 0 | 0 | 0 | 0 | 0 | 0 | 0 | 0 | 0 | 0 | 0 | 0 | 0 | 0 | 0 | 0 | 0 | 0 | 0 | 0 | 0 | 0 | 0 | 0 | 0 | 0 | 0 | 0 | 0 | 0 | 0 | 0
F6_Commercial_School_New_Food Preparation_Natural Gas_Griddle_E6 | F6 | Commercial | School | New | Food Preparation | Natural Gas | Griddle | E6 | Utility - Value of Sales | 0 | 0 | 0 | 0 | 0 | 0 | 0 | 0 | 0 | 0 | 0 | 0 | 0 | 0 | 0 | 0 | 0 | 0 | 0 | 0 | 0 | 0 | 0 | 0 | 0 | 0 | 0 | 0 | 0 | 0 | 0 | 0 | 0
F6_Commercial_School_New_Food Preparation_Natural Gas_Griddle_E7 | F6 | Commercial | School | New | Food Preparation | Natural Gas | Griddle | E7 | Utility - Value of Sales | 0 | 0 | 0 | 0 | 0 | 0 | 0 | 0 | 0 | 0 | 0 | 0 | 0 | 0 | 0 | 0 | 0 | 0 | 0 | 0 | 0 | 0 | 0 | 0 | 0 | 0 | 0 | 0 | 0 | 0 | 0 | 0 | 0
F6_Commercial_School_New_Food Preparation_Natural Gas_Griddle_E8 | F6 | Commercial | School | New | Food Preparation | Natural Gas | Griddle | E8 | Utility - Value of Sales | 0 | 0 | 0 | 0 | 0 | 0 | 0 | 0 | 0 | 0 | 0 | 0 | 0 | 0 | 0 | 0 | 0 | 0 | 0 | 0 | 0 | 0 | 0 | 0 | 0 | 0 | 0 | 0 | 0 | 0 | 0 | 0 | 0
F6_Commercial_School_New_Food Preparation_Natural Gas_Griddle_E9 | F6 | Commercial | School | New | Food Preparation | Natural Gas | Griddle | E9 | Utility - Value of Sales | 0 | 0 | 0 | 0 | 0 | 0 | 0 | 0 | 0 | 0 | 0 | 0 | 0 | 0 | 0 | 0 | 0 | 0 | 0 | 0 | 0 | 0 | 0 | 0 | 0 | 0 | 0 | 0 | 0 | 0 | 0 | 0 | 0
F6_Commercial_School_New_Food Preparation_Natural Gas_Griddle_E10 | F6 | Commercial | School | New | Food Preparation | Natural Gas | Griddle | E10 | Utility - Value of Sales | 0 | 0 | 0 | 0 | 0 | 0 | 0 | 0 | 0 | 0 | 0 | 0 | 0 | 0 | 0 | 0 | 0 | 0 | 0 | 0 | 0 | 0 | 0 | 0 | 0 | 0 | 0 | 0 | 0 | 0 | 0 | 0 | 0
F1_Commercial_School_New_Food Preparation_Natural Gas_Range_E1 | F1 | Commercial | School | New | Food Preparation | Natural Gas | Range | E1 | RVT - Cost of Equipment | 0.045913 | 0.045905 | 0.046126 | 0.045787 | 0.04558 | 0.045731 | 0.046182 | 0.046539 | 0.046982 | 0.0474 | 0.04782 | 0.048206 | 0.04862 | 0.049052 | 0.049465 | 0.049886 | 0.050313 | 0.050777 | 0.051262 | 0.051772 | 0.052275 | 0.0528 | 0.053285 | 0.053786 | 0.05423 | 0.054613 | 0.054962 | 0.055263 | 0.055499 | 0.055693 | 0.055798 | 0.055868 | 0.055868
F1_Commercial_School_New_Food Preparation_Natural Gas_Range_E2 | F1 | Commercial | School | New | Food Preparation | Natural Gas | Range | E2 | RVT - Cost of Equipment | 0.034435 | 0.034429 | 0.034595 | 0.03434 | 0.034185 | 0.034298 | 0.034637 | 0.034904 | 0.035236 | 0.03555 | 0.035865 | 0.036155 | 0.036465 | 0.036789 | 0.037099 | 0.037414 | 0.037735 | 0.038083 | 0.038447 | 0.038829 | 0.039206 | 0.0396 | 0.039963 | 0.04034 | 0.040672 | 0.04096 | 0.041222 | 0.041447 | 0.041624 | 0.041769 | 0.041848 | 0.041901 | 0.041901
F1_Commercial_School_New_Food Preparation_Natural Gas_Range_E3 | F1 | Commercial | School | New | Food Preparation | Natural Gas | Range | E3 | RVT - Cost of Equipment | 0 | 0 | 0 | 0 | 0 | 0 | 0 | 0 | 0 | 0 | 0 | 0 | 0 | 0 | 0 | 0 | 0 | 0 | 0 | 0 | 0 | 0 | 0 | 0 | 0 | 0 | 0 | 0 | 0 | 0 | 0 | 0 | 0
F1_Commercial_School_New_Food Preparation_Natural Gas_Range_E4 | F1 | Commercial | School | New | Food Preparation | Natural Gas | Range | E4 | RVT - Cost of Equipment | 0 | 0 | 0 | 0 | 0 | 0 | 0 | 0 | 0 | 0 | 0 | 0 | 0 | 0 | 0 | 0 | 0 | 0 | 0 | 0 | 0 | 0 | 0 | 0 | 0 | 0 | 0 | 0 | 0 | 0 | 0 | 0 | 0
F1_Commercial_School_New_Food Preparation_Natural Gas_Range_E5 | F1 | Commercial | School | New | Food Preparation | Natural Gas | Range | E5 | RVT - Cost of Equipment | 0 | 0 | 0 | 0 | 0 | 0 | 0 | 0 | 0 | 0 | 0 | 0 | 0 | 0 | 0 | 0 | 0 | 0 | 0 | 0 | 0 | 0 | 0 | 0 | 0 | 0 | 0 | 0 | 0 | 0 | 0 | 0 | 0
F1_Commercial_School_New_Food Preparation_Natural Gas_Range_E6 | F1 | Commercial | School | New | Food Preparation | Natural Gas | Range | E6 | RVT - Cost of Equipment | 0 | 0 | 0 | 0 | 0 | 0 | 0 | 0 | 0 | 0 | 0 | 0 | 0 | 0 | 0 | 0 | 0 | 0 | 0 | 0 | 0 | 0 | 0 | 0 | 0 | 0 | 0 | 0 | 0 | 0 | 0 | 0 | 0
F1_Commercial_School_New_Food Preparation_Natural Gas_Range_E7 | F1 | Commercial | School | New | Food Preparation | Natural Gas | Range | E7 | RVT - Cost of Equipment | 0 | 0 | 0 | 0 | 0 | 0 | 0 | 0 | 0 | 0 | 0 | 0 | 0 | 0 | 0 | 0 | 0 | 0 | 0 | 0 | 0 | 0 | 0 | 0 | 0 | 0 | 0 | 0 | 0 | 0 | 0 | 0 | 0
F1_Commercial_School_New_Food Preparation_Natural Gas_Range_E8 | F1 | Commercial | School | New | Food Preparation | Natural Gas | Range | E8 | RVT - Cost of Equipment | 0 | 0 | 0 | 0 | 0 | 0 | 0 | 0 | 0 | 0 | 0 | 0 | 0 | 0 | 0 | 0 | 0 | 0 | 0 | 0 | 0 | 0 | 0 | 0 | 0 | 0 | 0 | 0 | 0 | 0 | 0 | 0 | 0
F1_Commercial_School_New_Food Preparation_Natural Gas_Range_E9 | F1 | Commercial | School | New | Food Preparation | Natural Gas | Range | E9 | RVT - Cost of Equipment | 0 | 0 | 0 | 0 | 0 | 0 | 0 | 0 | 0 | 0 | 0 | 0 | 0 | 0 | 0 | 0 | 0 | 0 | 0 | 0 | 0 | 0 | 0 | 0 | 0 | 0 | 0 | 0 | 0 | 0 | 0 | 0 | 0
F1_Commercial_School_New_Food Preparation_Natural Gas_Range_E10 | F1 | Commercial | School | New | Food Preparation | Natural Gas | Range | E10 | RVT - Cost of Equipment | 0 | 0 | 0 | 0 | 0 | 0 | 0 | 0 | 0 | 0 | 0 | 0 | 0 | 0 | 0 | 0 | 0 | 0 | 0 | 0 | 0 | 0 | 0 | 0 | 0 | 0 | 0 | 0 | 0 | 0 | 0 | 0 | 0
F2_Commercial_School_New_Food Preparation_Natural Gas_Range_E1 | F2 | Commercial | School | New | Food Preparation | Natural Gas | Range | E1 | RVT - Cost of Operation | 0.055006 | 0.054998 | 0.055262 | 0.054856 | 0.054608 | 0.054788 | 0.05533 | 0.055757 | 0.056287 | 0.056788 | 0.057292 | 0.057754 | 0.05825 | 0.058768 | 0.059262 | 0.059766 | 0.060278 | 0.060835 | 0.061415 | 0.062027 | 0.062629 | 0.063258 | 0.063838 | 0.064439 | 0.064971 | 0.06543 | 0.065848 | 0.066209 | 0.066492 | 0.066723 | 0.066849 | 0.066934 | 0.066934
F2_Commercial_School_New_Food Preparation_Natural Gas_Range_E2 | F2 | Commercial | School | New | Food Preparation | Natural Gas | Range | E2 | RVT - Cost of Operation | 0.041255 | 0.041248 | 0.041447 | 0.041142 | 0.040956 | 0.041091 | 0.041497 | 0.041818 | 0.042216 | 0.042591 | 0.042969 | 0.043315 | 0.043687 | 0.044076 | 0.044447 | 0.044825 | 0.045209 | 0.045626 | 0.046061 | 0.04652 | 0.046972 | 0.047444 | 0.047879 | 0.048329 | 0.048728 | 0.049073 | 0.049386 | 0.049657 | 0.049869 | 0.050042 | 0.050137 | 0.0502 | 0.0502
F2_Commercial_School_New_Food Preparation_Natural Gas_Range_E3 | F2 | Commercial | School | New | Food Preparation | Natural Gas | Range | E3 | RVT - Cost of Operation | 0 | 0 | 0 | 0 | 0 | 0 | 0 | 0 | 0 | 0 | 0 | 0 | 0 | 0 | 0 | 0 | 0 | 0 | 0 | 0 | 0 | 0 | 0 | 0 | 0 | 0 | 0 | 0 | 0 | 0 | 0 | 0 | 0
F2_Commercial_School_New_Food Preparation_Natural Gas_Range_E4 | F2 | Commercial | School | New | Food Preparation | Natural Gas | Range | E4 | RVT - Cost of Operation | 0 | 0 | 0 | 0 | 0 | 0 | 0 | 0 | 0 | 0 | 0 | 0 | 0 | 0 | 0 | 0 | 0 | 0 | 0 | 0 | 0 | 0 | 0 | 0 | 0 | 0 | 0 | 0 | 0 | 0 | 0 | 0 | 0
F2_Commercial_School_New_Food Preparation_Natural Gas_Range_E5 | F2 | Commercial | School | New | Food Preparation | Natural Gas | Range | E5 | RVT - Cost of Operation | 0 | 0 | 0 | 0 | 0 | 0 | 0 | 0 | 0 | 0 | 0 | 0 | 0 | 0 | 0 | 0 | 0 | 0 | 0 | 0 | 0 | 0 | 0 | 0 | 0 | 0 | 0 | 0 | 0 | 0 | 0 | 0 | 0
F2_Commercial_School_New_Food Preparation_Natural Gas_Range_E6 | F2 | Commercial | School | New | Food Preparation | Natural Gas | Range | E6 | RVT - Cost of Operation | 0 | 0 | 0 | 0 | 0 | 0 | 0 | 0 | 0 | 0 | 0 | 0 | 0 | 0 | 0 | 0 | 0 | 0 | 0 | 0 | 0 | 0 | 0 | 0 | 0 | 0 | 0 | 0 | 0 | 0 | 0 | 0 | 0
F2_Commercial_School_New_Food Preparation_Natural Gas_Range_E7 | F2 | Commercial | School | New | Food Preparation | Natural Gas | Range | E7 | RVT - Cost of Operation | 0 | 0 | 0 | 0 | 0 | 0 | 0 | 0 | 0 | 0 | 0 | 0 | 0 | 0 | 0 | 0 | 0 | 0 | 0 | 0 | 0 | 0 | 0 | 0 | 0 | 0 | 0 | 0 | 0 | 0 | 0 | 0 | 0
F2_Commercial_School_New_Food Preparation_Natural Gas_Range_E8 | F2 | Commercial | School | New | Food Preparation | Natural Gas | Range | E8 | RVT - Cost of Operation | 0 | 0 | 0 | 0 | 0 | 0 | 0 | 0 | 0 | 0 | 0 | 0 | 0 | 0 | 0 | 0 | 0 | 0 | 0 | 0 | 0 | 0 | 0 | 0 | 0 | 0 | 0 | 0 | 0 | 0 | 0 | 0 | 0
F2_Commercial_School_New_Food Preparation_Natural Gas_Range_E9 | F2 | Commercial | School | New | Food Preparation | Natural Gas | Range | E9 | RVT - Cost of Operation | 0 | 0 | 0 | 0 | 0 | 0 | 0 | 0 | 0 | 0 | 0 | 0 | 0 | 0 | 0 | 0 | 0 | 0 | 0 | 0 | 0 | 0 | 0 | 0 | 0 | 0 | 0 | 0 | 0 | 0 | 0 | 0 | 0
F2_Commercial_School_New_Food Preparation_Natural Gas_Range_E10 | F2 | Commercial | School | New | Food Preparation | Natural Gas | Range | E10 | RVT - Cost of Operation | 0 | 0 | 0 | 0 | 0 | 0 | 0 | 0 | 0 | 0 | 0 | 0 | 0 | 0 | 0 | 0 | 0 | 0 | 0 | 0 | 0 | 0 | 0 | 0 | 0 | 0 | 0 | 0 | 0 | 0 | 0 | 0 | 0
F3_Commercial_School_New_Food Preparation_Natural Gas_Range_E1 | F3 | Commercial | School | New | Food Preparation | Natural Gas | Range | E1 | System - kBTUs of Consumption | 0.022006 | 0.022006 | 0.022006 | 0.022006 | 0.022006 | 0.022006 | 0.022006 | 0.022006 | 0.022006 | 0.022006 | 0.022006 | 0.022006 | 0.022006 | 0.022006 | 0.022006 | 0.022006 | 0.022006 | 0.022006 | 0.022006 | 0.022006 | 0.022006 | 0.022006 | 0.022006 | 0.022006 | 0.022006 | 0.022006 | 0.022006 | 0.022006 | 0.022006 | 0.022006 | 0.022006 | 0.022006 | 0.022006
F3_Commercial_School_New_Food Preparation_Natural Gas_Range_E2 | F3 | Commercial | School | New | Food Preparation | Natural Gas | Range | E2 | System - kBTUs of Consumption | 0.022009 | 0.022009 | 0.022009 | 0.022009 | 0.022009 | 0.022009 | 0.022009 | 0.022009 | 0.022009 | 0.022009 | 0.022009 | 0.022009 | 0.022009 | 0.022009 | 0.022009 | 0.022009 | 0.022009 | 0.022009 | 0.022009 | 0.022009 | 0.022009 | 0.022009 | 0.022009 | 0.022009 | 0.022009 | 0.022009 | 0.022009 | 0.022009 | 0.022009 | 0.022009 | 0.022009 | 0.022009 | 0.022009
F3_Commercial_School_New_Food Preparation_Natural Gas_Range_E3 | F3 | Commercial | School | New | Food Preparation | Natural Gas | Range | E3 | System - kBTUs of Consumption | 0 | 0 | 0 | 0 | 0 | 0 | 0 | 0 | 0 | 0 | 0 | 0 | 0 | 0 | 0 | 0 | 0 | 0 | 0 | 0 | 0 | 0 | 0 | 0 | 0 | 0 | 0 | 0 | 0 | 0 | 0 | 0 | 0
F3_Commercial_School_New_Food Preparation_Natural Gas_Range_E4 | F3 | Commercial | School | New | Food Preparation | Natural Gas | Range | E4 | System - kBTUs of Consumption | 0 | 0 | 0 | 0 | 0 | 0 | 0 | 0 | 0 | 0 | 0 | 0 | 0 | 0 | 0 | 0 | 0 | 0 | 0 | 0 | 0 | 0 | 0 | 0 | 0 | 0 | 0 | 0 | 0 | 0 | 0 | 0 | 0
F3_Commercial_School_New_Food Preparation_Natural Gas_Range_E5 | F3 | Commercial | School | New | Food Preparation | Natural Gas | Range | E5 | System - kBTUs of Consumption | 0 | 0 | 0 | 0 | 0 | 0 | 0 | 0 | 0 | 0 | 0 | 0 | 0 | 0 | 0 | 0 | 0 | 0 | 0 | 0 | 0 | 0 | 0 | 0 | 0 | 0 | 0 | 0 | 0 | 0 | 0 | 0 | 0
F3_Commercial_School_New_Food Preparation_Natural Gas_Range_E6 | F3 | Commercial | School | New | Food Preparation | Natural Gas | Range | E6 | System - kBTUs of Consumption | 0 | 0 | 0 | 0 | 0 | 0 | 0 | 0 | 0 | 0 | 0 | 0 | 0 | 0 | 0 | 0 | 0 | 0 | 0 | 0 | 0 | 0 | 0 | 0 | 0 | 0 | 0 | 0 | 0 | 0 | 0 | 0 | 0
F3_Commercial_School_New_Food Preparation_Natural Gas_Range_E7 | F3 | Commercial | School | New | Food Preparation | Natural Gas | Range | E7 | System - kBTUs of Consumption | 0 | 0 | 0 | 0 | 0 | 0 | 0 | 0 | 0 | 0 | 0 | 0 | 0 | 0 | 0 | 0 | 0 | 0 | 0 | 0 | 0 | 0 | 0 | 0 | 0 | 0 | 0 | 0 | 0 | 0 | 0 | 0 | 0
F3_Commercial_School_New_Food Preparation_Natural Gas_Range_E8 | F3 | Commercial | School | New | Food Preparation | Natural Gas | Range | E8 | System - kBTUs of Consumption | 0 | 0 | 0 | 0 | 0 | 0 | 0 | 0 | 0 | 0 | 0 | 0 | 0 | 0 | 0 | 0 | 0 | 0 | 0 | 0 | 0 | 0 | 0 | 0 | 0 | 0 | 0 | 0 | 0 | 0 | 0 | 0 | 0
F3_Commercial_School_New_Food Preparation_Natural Gas_Range_E9 | F3 | Commercial | School | New | Food Preparation | Natural Gas | Range | E9 | System - kBTUs of Consumption | 0 | 0 | 0 | 0 | 0 | 0 | 0 | 0 | 0 | 0 | 0 | 0 | 0 | 0 | 0 | 0 | 0 | 0 | 0 | 0 | 0 | 0 | 0 | 0 | 0 | 0 | 0 | 0 | 0 | 0 | 0 | 0 | 0
F3_Commercial_School_New_Food Preparation_Natural Gas_Range_E10 | F3 | Commercial | School | New | Food Preparation | Natural Gas | Range | E10 | System - kBTUs of Consumption | 0 | 0 | 0 | 0 | 0 | 0 | 0 | 0 | 0 | 0 | 0 | 0 | 0 | 0 | 0 | 0 | 0 | 0 | 0 | 0 | 0 | 0 | 0 | 0 | 0 | 0 | 0 | 0 | 0 | 0 | 0 | 0 | 0
F4_Commercial_School_New_Food Preparation_Natural Gas_Range_E1 | F4 | Commercial | School | New | Food Preparation | Natural Gas | Range | E1 | Utility - Cost of Equipment | 0.055006 | 0.054998 | 0.055262 | 0.054856 | 0.054608 | 0.054788 | 0.05533 | 0.055757 | 0.056287 | 0.056788 | 0.057292 | 0.057754 | 0.05825 | 0.058768 | 0.059262 | 0.059766 | 0.060278 | 0.060835 | 0.061415 | 0.062027 | 0.062629 | 0.063258 | 0.063838 | 0.064439 | 0.064971 | 0.06543 | 0.065848 | 0.066209 | 0.066492 | 0.066723 | 0.066849 | 0.066934 | 0.066934
F4_Commercial_School_New_Food Preparation_Natural Gas_Range_E2 | F4 | Commercial | School | New | Food Preparation | Natural Gas | Range | E2 | Utility - Cost of Equipment | 0.041255 | 0.041248 | 0.041447 | 0.041142 | 0.040956 | 0.041091 | 0.041497 | 0.041818 | 0.042216 | 0.042591 | 0.042969 | 0.043315 | 0.043687 | 0.044076 | 0.044447 | 0.044825 | 0.045209 | 0.045626 | 0.046061 | 0.04652 | 0.046972 | 0.047444 | 0.047879 | 0.048329 | 0.048728 | 0.049073 | 0.049386 | 0.049657 | 0.049869 | 0.050042 | 0.050137 | 0.0502 | 0.0502
F4_Commercial_School_New_Food Preparation_Natural Gas_Range_E3 | F4 | Commercial | School | New | Food Preparation | Natural Gas | Range | E3 | Utility - Cost of Equipment | 0 | 0 | 0 | 0 | 0 | 0 | 0 | 0 | 0 | 0 | 0 | 0 | 0 | 0 | 0 | 0 | 0 | 0 | 0 | 0 | 0 | 0 | 0 | 0 | 0 | 0 | 0 | 0 | 0 | 0 | 0 | 0 | 0
F4_Commercial_School_New_Food Preparation_Natural Gas_Range_E4 | F4 | Commercial | School | New | Food Preparation | Natural Gas | Range | E4 | Utility - Cost of Equipment | 0 | 0 | 0 | 0 | 0 | 0 | 0 | 0 | 0 | 0 | 0 | 0 | 0 | 0 | 0 | 0 | 0 | 0 | 0 | 0 | 0 | 0 | 0 | 0 | 0 | 0 | 0 | 0 | 0 | 0 | 0 | 0 | 0
F4_Commercial_School_New_Food Preparation_Natural Gas_Range_E5 | F4 | Commercial | School | New | Food Preparation | Natural Gas | Range | E5 | Utility - Cost of Equipment | 0 | 0 | 0 | 0 | 0 | 0 | 0 | 0 | 0 | 0 | 0 | 0 | 0 | 0 | 0 | 0 | 0 | 0 | 0 | 0 | 0 | 0 | 0 | 0 | 0 | 0 | 0 | 0 | 0 | 0 | 0 | 0 | 0
F4_Commercial_School_New_Food Preparation_Natural Gas_Range_E6 | F4 | Commercial | School | New | Food Preparation | Natural Gas | Range | E6 | Utility - Cost of Equipment | 0 | 0 | 0 | 0 | 0 | 0 | 0 | 0 | 0 | 0 | 0 | 0 | 0 | 0 | 0 | 0 | 0 | 0 | 0 | 0 | 0 | 0 | 0 | 0 | 0 | 0 | 0 | 0 | 0 | 0 | 0 | 0 | 0
F4_Commercial_School_New_Food Preparation_Natural Gas_Range_E7 | F4 | Commercial | School | New | Food Preparation | Natural Gas | Range | E7 | Utility - Cost of Equipment | 0 | 0 | 0 | 0 | 0 | 0 | 0 | 0 | 0 | 0 | 0 | 0 | 0 | 0 | 0 | 0 | 0 | 0 | 0 | 0 | 0 | 0 | 0 | 0 | 0 | 0 | 0 | 0 | 0 | 0 | 0 | 0 | 0
F4_Commercial_School_New_Food Preparation_Natural Gas_Range_E8 | F4 | Commercial | School | New | Food Preparation | Natural Gas | Range | E8 | Utility - Cost of Equipment | 0 | 0 | 0 | 0 | 0 | 0 | 0 | 0 | 0 | 0 | 0 | 0 | 0 | 0 | 0 | 0 | 0 | 0 | 0 | 0 | 0 | 0 | 0 | 0 | 0 | 0 | 0 | 0 | 0 | 0 | 0 | 0 | 0
F4_Commercial_School_New_Food Preparation_Natural Gas_Range_E9 | F4 | Commercial | School | New | Food Preparation | Natural Gas | Range | E9 | Utility - Cost of Equipment | 0 | 0 | 0 | 0 | 0 | 0 | 0 | 0 | 0 | 0 | 0 | 0 | 0 | 0 | 0 | 0 | 0 | 0 | 0 | 0 | 0 | 0 | 0 | 0 | 0 | 0 | 0 | 0 | 0 | 0 | 0 | 0 | 0
F4_Commercial_School_New_Food Preparation_Natural Gas_Range_E10 | F4 | Commercial | School | New | Food Preparation | Natural Gas | Range | E10 | Utility - Cost of Equipment | 0 | 0 | 0 | 0 | 0 | 0 | 0 | 0 | 0 | 0 | 0 | 0 | 0 | 0 | 0 | 0 | 0 | 0 | 0 | 0 | 0 | 0 | 0 | 0 | 0 | 0 | 0 | 0 | 0 | 0 | 0 | 0 | 0
F5_Commercial_School_New_Food Preparation_Natural Gas_Range_E1 | F5 | Commercial | School | New | Food Preparation | Natural Gas | Range | E1 | Utility - Cost of Operation | 0.022006 | 0.022006 | 0.022006 | 0.022006 | 0.022006 | 0.022006 | 0.022006 | 0.022006 | 0.022006 | 0.022006 | 0.022006 | 0.022006 | 0.022006 | 0.022006 | 0.022006 | 0.022006 | 0.022006 | 0.022006 | 0.022006 | 0.022006 | 0.022006 | 0.022006 | 0.022006 | 0.022006 | 0.022006 | 0.022006 | 0.022006 | 0.022006 | 0.022006 | 0.022006 | 0.022006 | 0.022006 | 0.022006
F5_Commercial_School_New_Food Preparation_Natural Gas_Range_E2 | F5 | Commercial | School | New | Food Preparation | Natural Gas | Range | E2 | Utility - Cost of Operation | 0.022009 | 0.022009 | 0.022009 | 0.022009 | 0.022009 | 0.022009 | 0.022009 | 0.022009 | 0.022009 | 0.022009 | 0.022009 | 0.022009 | 0.022009 | 0.022009 | 0.022009 | 0.022009 | 0.022009 | 0.022009 | 0.022009 | 0.022009 | 0.022009 | 0.022009 | 0.022009 | 0.022009 | 0.022009 | 0.022009 | 0.022009 | 0.022009 | 0.022009 | 0.022009 | 0.022009 | 0.022009 | 0.022009
F5_Commercial_School_New_Food Preparation_Natural Gas_Range_E3 | F5 | Commercial | School | New | Food Preparation | Natural Gas | Range | E3 | Utility - Cost of Operation | 0 | 0 | 0 | 0 | 0 | 0 | 0 | 0 | 0 | 0 | 0 | 0 | 0 | 0 | 0 | 0 | 0 | 0 | 0 | 0 | 0 | 0 | 0 | 0 | 0 | 0 | 0 | 0 | 0 | 0 | 0 | 0 | 0
F5_Commercial_School_New_Food Preparation_Natural Gas_Range_E4 | F5 | Commercial | School | New | Food Preparation | Natural Gas | Range | E4 | Utility - Cost of Operation | 0 | 0 | 0 | 0 | 0 | 0 | 0 | 0 | 0 | 0 | 0 | 0 | 0 | 0 | 0 | 0 | 0 | 0 | 0 | 0 | 0 | 0 | 0 | 0 | 0 | 0 | 0 | 0 | 0 | 0 | 0 | 0 | 0
F5_Commercial_School_New_Food Preparation_Natural Gas_Range_E5 | F5 | Commercial | School | New | Food Preparation | Natural Gas | Range | E5 | Utility - Cost of Operation | 0 | 0 | 0 | 0 | 0 | 0 | 0 | 0 | 0 | 0 | 0 | 0 | 0 | 0 | 0 | 0 | 0 | 0 | 0 | 0 | 0 | 0 | 0 | 0 | 0 | 0 | 0 | 0 | 0 | 0 | 0 | 0 | 0
F5_Commercial_School_New_Food Preparation_Natural Gas_Range_E6 | F5 | Commercial | School | New | Food Preparation | Natural Gas | Range | E6 | Utility - Cost of Operation | 0 | 0 | 0 | 0 | 0 | 0 | 0 | 0 | 0 | 0 | 0 | 0 | 0 | 0 | 0 | 0 | 0 | 0 | 0 | 0 | 0 | 0 | 0 | 0 | 0 | 0 | 0 | 0 | 0 | 0 | 0 | 0 | 0
F5_Commercial_School_New_Food Preparation_Natural Gas_Range_E7 | F5 | Commercial | School | New | Food Preparation | Natural Gas | Range | E7 | Utility - Cost of Operation | 0 | 0 | 0 | 0 | 0 | 0 | 0 | 0 | 0 | 0 | 0 | 0 | 0 | 0 | 0 | 0 | 0 | 0 | 0 | 0 | 0 | 0 | 0 | 0 | 0 | 0 | 0 | 0 | 0 | 0 | 0 | 0 | 0
F5_Commercial_School_New_Food Preparation_Natural Gas_Range_E8 | F5 | Commercial | School | New | Food Preparation | Natural Gas | Range | E8 | Utility - Cost of Operation | 0 | 0 | 0 | 0 | 0 | 0 | 0 | 0 | 0 | 0 | 0 | 0 | 0 | 0 | 0 | 0 | 0 | 0 | 0 | 0 | 0 | 0 | 0 | 0 | 0 | 0 | 0 | 0 | 0 | 0 | 0 | 0 | 0
F5_Commercial_School_New_Food Preparation_Natural Gas_Range_E9 | F5 | Commercial | School | New | Food Preparation | Natural Gas | Range | E9 | Utility - Cost of Operation | 0 | 0 | 0 | 0 | 0 | 0 | 0 | 0 | 0 | 0 | 0 | 0 | 0 | 0 | 0 | 0 | 0 | 0 | 0 | 0 | 0 | 0 | 0 | 0 | 0 | 0 | 0 | 0 | 0 | 0 | 0 | 0 | 0
F5_Commercial_School_New_Food Preparation_Natural Gas_Range_E10 | F5 | Commercial | School | New | Food Preparation | Natural Gas | Range | E10 | Utility - Cost of Operation | 0 | 0 | 0 | 0 | 0 | 0 | 0 | 0 | 0 | 0 | 0 | 0 | 0 | 0 | 0 | 0 | 0 | 0 | 0 | 0 | 0 | 0 | 0 | 0 | 0 | 0 | 0 | 0 | 0 | 0 | 0 | 0 | 0
F6_Commercial_School_New_Food Preparation_Natural Gas_Range_E1 | F6 | Commercial | School | New | Food Preparation | Natural Gas | Range | E1 | Utility - Value of Sales | 0.029099 | 0.029255 | 0.029507 | 0.029452 | 0.029452 | 0.029452 | 0.029452 | 0.029452 | 0.029452 | 0.029452 | 0.029452 | 0.029452 | 0.029452 | 0.029452 | 0.029452 | 0.029452 | 0.029452 | 0.029452 | 0.029452 | 0.029452 | 0.029452 | 0.029452 | 0.029452 | 0.029452 | 0.029452 | 0.029452 | 0.029452 | 0.029452 | 0.029452 | 0.029452 | 0.029452 | 0.029452 | 0.029452
F6_Commercial_School_New_Food Preparation_Natural Gas_Range_E2 | F6 | Commercial | School | New | Food Preparation | Natural Gas | Range | E2 | Utility - Value of Sales | 0.021824 | 0.021941 | 0.02213 | 0.022089 | 0.022089 | 0.022089 | 0.022089 | 0.022089 | 0.022089 | 0.022089 | 0.022089 | 0.022089 | 0.022089 | 0.022089 | 0.022089 | 0.022089 | 0.022089 | 0.022089 | 0.022089 | 0.022089 | 0.022089 | 0.022089 | 0.022089 | 0.022089 | 0.022089 | 0.022089 | 0.022089 | 0.022089 | 0.022089 | 0.022089 | 0.022089 | 0.022089 | 0.022089
F6_Commercial_School_New_Food Preparation_Natural Gas_Range_E3 | F6 | Commercial | School | New | Food Preparation | Natural Gas | Range | E3 | Utility - Value of Sales | 0 | 0 | 0 | 0 | 0 | 0 | 0 | 0 | 0 | 0 | 0 | 0 | 0 | 0 | 0 | 0 | 0 | 0 | 0 | 0 | 0 | 0 | 0 | 0 | 0 | 0 | 0 | 0 | 0 | 0 | 0 | 0 | 0
F6_Commercial_School_New_Food Preparation_Natural Gas_Range_E4 | F6 | Commercial | School | New | Food Preparation | Natural Gas | Range | E4 | Utility - Value of Sales | 0 | 0 | 0 | 0 | 0 | 0 | 0 | 0 | 0 | 0 | 0 | 0 | 0 | 0 | 0 | 0 | 0 | 0 | 0 | 0 | 0 | 0 | 0 | 0 | 0 | 0 | 0 | 0 | 0 | 0 | 0 | 0 | 0
F6_Commercial_School_New_Food Preparation_Natural Gas_Range_E5 | F6 | Commercial | School | New | Food Preparation | Natural Gas | Range | E5 | Utility - Value of Sales | 0 | 0 | 0 | 0 | 0 | 0 | 0 | 0 | 0 | 0 | 0 | 0 | 0 | 0 | 0 | 0 | 0 | 0 | 0 | 0 | 0 | 0 | 0 | 0 | 0 | 0 | 0 | 0 | 0 | 0 | 0 | 0 | 0
F6_Commercial_School_New_Food Preparation_Natural Gas_Range_E6 | F6 | Commercial | School | New | Food Preparation | Natural Gas | Range | E6 | Utility - Value of Sales | 0 | 0 | 0 | 0 | 0 | 0 | 0 | 0 | 0 | 0 | 0 | 0 | 0 | 0 | 0 | 0 | 0 | 0 | 0 | 0 | 0 | 0 | 0 | 0 | 0 | 0 | 0 | 0 | 0 | 0 | 0 | 0 | 0
F6_Commercial_School_New_Food Preparation_Natural Gas_Range_E7 | F6 | Commercial | School | New | Food Preparation | Natural Gas | Range | E7 | Utility - Value of Sales | 0 | 0 | 0 | 0 | 0 | 0 | 0 | 0 | 0 | 0 | 0 | 0 | 0 | 0 | 0 | 0 | 0 | 0 | 0 | 0 | 0 | 0 | 0 | 0 | 0 | 0 | 0 | 0 | 0 | 0 | 0 | 0 | 0
F6_Commercial_School_New_Food Preparation_Natural Gas_Range_E8 | F6 | Commercial | School | New | Food Preparation | Natural Gas | Range | E8 | Utility - Value of Sales | 0 | 0 | 0 | 0 | 0 | 0 | 0 | 0 | 0 | 0 | 0 | 0 | 0 | 0 | 0 | 0 | 0 | 0 | 0 | 0 | 0 | 0 | 0 | 0 | 0 | 0 | 0 | 0 | 0 | 0 | 0 | 0 | 0
F6_Commercial_School_New_Food Preparation_Natural Gas_Range_E9 | F6 | Commercial | School | New | Food Preparation | Natural Gas | Range | E9 | Utility - Value of Sales | 0 | 0 | 0 | 0 | 0 | 0 | 0 | 0 | 0 | 0 | 0 | 0 | 0 | 0 | 0 | 0 | 0 | 0 | 0 | 0 | 0 | 0 | 0 | 0 | 0 | 0 | 0 | 0 | 0 | 0 | 0 | 0 | 0
F6_Commercial_School_New_Food Preparation_Natural Gas_Range_E10 | F6 | Commercial | School | New | Food Preparation | Natural Gas | Range | E10 | Utility - Value of Sales | 0 | 0 | 0 | 0 | 0 | 0 | 0 | 0 | 0 | 0 | 0 | 0 | 0 | 0 | 0 | 0 | 0 | 0 | 0 | 0 | 0 | 0 | 0 | 0 | 0 | 0 | 0 | 0 | 0 | 0 | 0 | 0 | 0
F1_Commercial_School_New_Food Preparation_Natural Gas_Steamer_E1 | F1 | Commercial | School | New | Food Preparation | Natural Gas | Steamer | E1 | RVT - Cost of Equipment | 0.10792 | 0.10804 | 0.10862 | 0 | 0 | 0 | 0 | 0 | 0 | 0 | 0 | 0 | 0 | 0 | 0 | 0 | 0 | 0 | 0 | 0 | 0 | 0 | 0 | 0 | 0 | 0 | 0 | 0 | 0 | 0 | 0 | 0 | 0
F1_Commercial_School_New_Food Preparation_Natural Gas_Steamer_E2 | F1 | Commercial | School | New | Food Preparation | Natural Gas | Steamer | E2 | RVT - Cost of Equipment | 0.02251 | 0.022537 | 0.022658 | 0.022541 | 0.022479 | 0.022567 | 0.022783 | 0.022961 | 0.023176 | 0.023384 | 0.023593 | 0.02379 | 0.023999 | 0.024216 | 0.024426 | 0.02464 | 0.024856 | 0.025087 | 0.025322 | 0.025563 | 0.025792 | 0.026024 | 0.026234 | 0.026448 | 0.026635 | 0.026797 | 0.026945 | 0.027072 | 0.027172 | 0.027253 | 0.027298 | 0.027328 | 0.027328
F1_Commercial_School_New_Food Preparation_Natural Gas_Steamer_E3 | F1 | Commercial | School | New | Food Preparation | Natural Gas | Steamer | E3 | RVT - Cost of Equipment | 0 | 0 | 0 | 0 | 0 | 0 | 0 | 0 | 0 | 0 | 0 | 0 | 0 | 0 | 0 | 0 | 0 | 0 | 0 | 0 | 0 | 0 | 0 | 0 | 0 | 0 | 0 | 0 | 0 | 0 | 0 | 0 | 0
F1_Commercial_School_New_Food Preparation_Natural Gas_Steamer_E4 | F1 | Commercial | School | New | Food Preparation | Natural Gas | Steamer | E4 | RVT - Cost of Equipment | 0 | 0 | 0 | 0 | 0 | 0 | 0 | 0 | 0 | 0 | 0 | 0 | 0 | 0 | 0 | 0 | 0 | 0 | 0 | 0 | 0 | 0 | 0 | 0 | 0 | 0 | 0 | 0 | 0 | 0 | 0 | 0 | 0
F1_Commercial_School_New_Food Preparation_Natural Gas_Steamer_E5 | F1 | Commercial | School | New | Food Preparation | Natural Gas | Steamer | E5 | RVT - Cost of Equipment | 0 | 0 | 0 | 0 | 0 | 0 | 0 | 0 | 0 | 0 | 0 | 0 | 0 | 0 | 0 | 0 | 0 | 0 | 0 | 0 | 0 | 0 | 0 | 0 | 0 | 0 | 0 | 0 | 0 | 0 | 0 | 0 | 0
F1_Commercial_School_New_Food Preparation_Natural Gas_Steamer_E6 | F1 | Commercial | School | New | Food Preparation | Natural Gas | Steamer | E6 | RVT - Cost of Equipment | 0 | 0 | 0 | 0 | 0 | 0 | 0 | 0 | 0 | 0 | 0 | 0 | 0 | 0 | 0 | 0 | 0 | 0 | 0 | 0 | 0 | 0 | 0 | 0 | 0 | 0 | 0 | 0 | 0 | 0 | 0 | 0 | 0
F1_Commercial_School_New_Food Preparation_Natural Gas_Steamer_E7 | F1 | Commercial | School | New | Food Preparation | Natural Gas | Steamer | E7 | RVT - Cost of Equipment | 0 | 0 | 0 | 0 | 0 | 0 | 0 | 0 | 0 | 0 | 0 | 0 | 0 | 0 | 0 | 0 | 0 | 0 | 0 | 0 | 0 | 0 | 0 | 0 | 0 | 0 | 0 | 0 | 0 | 0 | 0 | 0 | 0
F1_Commercial_School_New_Food Preparation_Natural Gas_Steamer_E8 | F1 | Commercial | School | New | Food Preparation | Natural Gas | Steamer | E8 | RVT - Cost of Equipment | 0 | 0 | 0 | 0 | 0 | 0 | 0 | 0 | 0 | 0 | 0 | 0 | 0 | 0 | 0 | 0 | 0 | 0 | 0 | 0 | 0 | 0 | 0 | 0 | 0 | 0 | 0 | 0 | 0 | 0 | 0 | 0 | 0
F1_Commercial_School_New_Food Preparation_Natural Gas_Steamer_E9 | F1 | Commercial | School | New | Food Preparation | Natural Gas | Steamer | E9 | RVT - Cost of Equipment | 0 | 0 | 0 | 0 | 0 | 0 | 0 | 0 | 0 | 0 | 0 | 0 | 0 | 0 | 0 | 0 | 0 | 0 | 0 | 0 | 0 | 0 | 0 | 0 | 0 | 0 | 0 | 0 | 0 | 0 | 0 | 0 | 0
F1_Commercial_School_New_Food Preparation_Natural Gas_Steamer_E10 | F1 | Commercial | School | New | Food Preparation | Natural Gas | Steamer | E10 | RVT - Cost of Equipment | 0 | 0 | 0 | 0 | 0 | 0 | 0 | 0 | 0 | 0 | 0 | 0 | 0 | 0 | 0 | 0 | 0 | 0 | 0 | 0 | 0 | 0 | 0 | 0 | 0 | 0 | 0 | 0 | 0 | 0 | 0 | 0 | 0
F2_Commercial_School_New_Food Preparation_Natural Gas_Steamer_E1 | F2 | Commercial | School | New | Food Preparation | Natural Gas | Steamer | E1 | RVT - Cost of Operation | 0.12929 | 0.12944 | 0.13014 | 0 | 0 | 0 | 0 | 0 | 0 | 0 | 0 | 0 | 0 | 0 | 0 | 0 | 0 | 0 | 0 | 0 | 0 | 0 | 0 | 0 | 0 | 0 | 0 | 0 | 0 | 0 | 0 | 0 | 0
F2_Commercial_School_New_Food Preparation_Natural Gas_Steamer_E2 | F2 | Commercial | School | New | Food Preparation | Natural Gas | Steamer | E2 | RVT - Cost of Operation | 0.026969 | 0.027001 | 0.027146 | 0.027005 | 0.026931 | 0.027036 | 0.027296 | 0.027508 | 0.027766 | 0.028015 | 0.028266 | 0.028502 | 0.028752 | 0.029013 | 0.029264 | 0.02952 | 0.029779 | 0.030056 | 0.030337 | 0.030626 | 0.0309 | 0.031179 | 0.03143 | 0.031686 | 0.031911 | 0.032105 | 0.032282 | 0.032434 | 0.032553 | 0.032651 | 0.032705 | 0.03274 | 0.03274
F2_Commercial_School_New_Food Preparation_Natural Gas_Steamer_E3 | F2 | Commercial | School | New | Food Preparation | Natural Gas | Steamer | E3 | RVT - Cost of Operation | 0 | 0 | 0 | 0 | 0 | 0 | 0 | 0 | 0 | 0 | 0 | 0 | 0 | 0 | 0 | 0 | 0 | 0 | 0 | 0 | 0 | 0 | 0 | 0 | 0 | 0 | 0 | 0 | 0 | 0 | 0 | 0 | 0
F2_Commercial_School_New_Food Preparation_Natural Gas_Steamer_E4 | F2 | Commercial | School | New | Food Preparation | Natural Gas | Steamer | E4 | RVT - Cost of Operation | 0 | 0 | 0 | 0 | 0 | 0 | 0 | 0 | 0 | 0 | 0 | 0 | 0 | 0 | 0 | 0 | 0 | 0 | 0 | 0 | 0 | 0 | 0 | 0 | 0 | 0 | 0 | 0 | 0 | 0 | 0 | 0 | 0
F2_Commercial_School_New_Food Preparation_Natural Gas_Steamer_E5 | F2 | Commercial | School | New | Food Preparation | Natural Gas | Steamer | E5 | RVT - Cost of Operation | 0 | 0 | 0 | 0 | 0 | 0 | 0 | 0 | 0 | 0 | 0 | 0 | 0 | 0 | 0 | 0 | 0 | 0 | 0 | 0 | 0 | 0 | 0 | 0 | 0 | 0 | 0 | 0 | 0 | 0 | 0 | 0 | 0
F2_Commercial_School_New_Food Preparation_Natural Gas_Steamer_E6 | F2 | Commercial | School | New | Food Preparation | Natural Gas | Steamer | E6 | RVT - Cost of Operation | 0 | 0 | 0 | 0 | 0 | 0 | 0 | 0 | 0 | 0 | 0 | 0 | 0 | 0 | 0 | 0 | 0 | 0 | 0 | 0 | 0 | 0 | 0 | 0 | 0 | 0 | 0 | 0 | 0 | 0 | 0 | 0 | 0
F2_Commercial_School_New_Food Preparation_Natural Gas_Steamer_E7 | F2 | Commercial | School | New | Food Preparation | Natural Gas | Steamer | E7 | RVT - Cost of Operation | 0 | 0 | 0 | 0 | 0 | 0 | 0 | 0 | 0 | 0 | 0 | 0 | 0 | 0 | 0 | 0 | 0 | 0 | 0 | 0 | 0 | 0 | 0 | 0 | 0 | 0 | 0 | 0 | 0 | 0 | 0 | 0 | 0
F2_Commercial_School_New_Food Preparation_Natural Gas_Steamer_E8 | F2 | Commercial | School | New | Food Preparation | Natural Gas | Steamer | E8 | RVT - Cost of Operation | 0 | 0 | 0 | 0 | 0 | 0 | 0 | 0 | 0 | 0 | 0 | 0 | 0 | 0 | 0 | 0 | 0 | 0 | 0 | 0 | 0 | 0 | 0 | 0 | 0 | 0 | 0 | 0 | 0 | 0 | 0 | 0 | 0
F2_Commercial_School_New_Food Preparation_Natural Gas_Steamer_E9 | F2 | Commercial | School | New | Food Preparation | Natural Gas | Steamer | E9 | RVT - Cost of Operation | 0 | 0 | 0 | 0 | 0 | 0 | 0 | 0 | 0 | 0 | 0 | 0 | 0 | 0 | 0 | 0 | 0 | 0 | 0 | 0 | 0 | 0 | 0 | 0 | 0 | 0 | 0 | 0 | 0 | 0 | 0 | 0 | 0
F2_Commercial_School_New_Food Preparation_Natural Gas_Steamer_E10 | F2 | Commercial | School | New | Food Preparation | Natural Gas | Steamer | E10 | RVT - Cost of Operation | 0 | 0 | 0 | 0 | 0 | 0 | 0 | 0 | 0 | 0 | 0 | 0 | 0 | 0 | 0 | 0 | 0 | 0 | 0 | 0 | 0 | 0 | 0 | 0 | 0 | 0 | 0 | 0 | 0 | 0 | 0 | 0 | 0
F3_Commercial_School_New_Food Preparation_Natural Gas_Steamer_E1 | F3 | Commercial | School | New | Food Preparation | Natural Gas | Steamer | E1 | System - kBTUs of Consumption | 0.06643 | 0.06643 | 0.06643 | 0 | 0 | 0 | 0 | 0 | 0 | 0 | 0 | 0 | 0 | 0 | 0 | 0 | 0 | 0 | 0 | 0 | 0 | 0 | 0 | 0 | 0 | 0 | 0 | 0 | 0 | 0 | 0 | 0 | 0
F3_Commercial_School_New_Food Preparation_Natural Gas_Steamer_E2 | F3 | Commercial | School | New | Food Preparation | Natural Gas | Steamer | E2 | System - kBTUs of Consumption | 0.071362 | 0.071362 | 0.071362 | 0.071362 | 0.071362 | 0.071362 | 0.071362 | 0.071362 | 0.071362 | 0.071362 | 0.071362 | 0.071362 | 0.071362 | 0.071362 | 0.071362 | 0.071362 | 0.071362 | 0.071362 | 0.071362 | 0.071362 | 0.071362 | 0.071362 | 0.071362 | 0.071362 | 0.071362 | 0.071362 | 0.071362 | 0.071362 | 0.071362 | 0.071362 | 0.071362 | 0.071362 | 0.071362
F3_Commercial_School_New_Food Preparation_Natural Gas_Steamer_E3 | F3 | Commercial | School | New | Food Preparation | Natural Gas | Steamer | E3 | System - kBTUs of Consumption | 0 | 0 | 0 | 0 | 0 | 0 | 0 | 0 | 0 | 0 | 0 | 0 | 0 | 0 | 0 | 0 | 0 | 0 | 0 | 0 | 0 | 0 | 0 | 0 | 0 | 0 | 0 | 0 | 0 | 0 | 0 | 0 | 0
F3_Commercial_School_New_Food Preparation_Natural Gas_Steamer_E4 | F3 | Commercial | School | New | Food Preparation | Natural Gas | Steamer | E4 | System - kBTUs of Consumption | 0 | 0 | 0 | 0 | 0 | 0 | 0 | 0 | 0 | 0 | 0 | 0 | 0 | 0 | 0 | 0 | 0 | 0 | 0 | 0 | 0 | 0 | 0 | 0 | 0 | 0 | 0 | 0 | 0 | 0 | 0 | 0 | 0
F3_Commercial_School_New_Food Preparation_Natural Gas_Steamer_E5 | F3 | Commercial | School | New | Food Preparation | Natural Gas | Steamer | E5 | System - kBTUs of Consumption | 0 | 0 | 0 | 0 | 0 | 0 | 0 | 0 | 0 | 0 | 0 | 0 | 0 | 0 | 0 | 0 | 0 | 0 | 0 | 0 | 0 | 0 | 0 | 0 | 0 | 0 | 0 | 0 | 0 | 0 | 0 | 0 | 0
F3_Commercial_School_New_Food Preparation_Natural Gas_Steamer_E6 | F3 | Commercial | School | New | Food Preparation | Natural Gas | Steamer | E6 | System - kBTUs of Consumption | 0 | 0 | 0 | 0 | 0 | 0 | 0 | 0 | 0 | 0 | 0 | 0 | 0 | 0 | 0 | 0 | 0 | 0 | 0 | 0 | 0 | 0 | 0 | 0 | 0 | 0 | 0 | 0 | 0 | 0 | 0 | 0 | 0
F3_Commercial_School_New_Food Preparation_Natural Gas_Steamer_E7 | F3 | Commercial | School | New | Food Preparation | Natural Gas | Steamer | E7 | System - kBTUs of Consumption | 0 | 0 | 0 | 0 | 0 | 0 | 0 | 0 | 0 | 0 | 0 | 0 | 0 | 0 | 0 | 0 | 0 | 0 | 0 | 0 | 0 | 0 | 0 | 0 | 0 | 0 | 0 | 0 | 0 | 0 | 0 | 0 | 0
F3_Commercial_School_New_Food Preparation_Natural Gas_Steamer_E8 | F3 | Commercial | School | New | Food Preparation | Natural Gas | Steamer | E8 | System - kBTUs of Consumption | 0 | 0 | 0 | 0 | 0 | 0 | 0 | 0 | 0 | 0 | 0 | 0 | 0 | 0 | 0 | 0 | 0 | 0 | 0 | 0 | 0 | 0 | 0 | 0 | 0 | 0 | 0 | 0 | 0 | 0 | 0 | 0 | 0
F3_Commercial_School_New_Food Preparation_Natural Gas_Steamer_E9 | F3 | Commercial | School | New | Food Preparation | Natural Gas | Steamer | E9 | System - kBTUs of Consumption | 0 | 0 | 0 | 0 | 0 | 0 | 0 | 0 | 0 | 0 | 0 | 0 | 0 | 0 | 0 | 0 | 0 | 0 | 0 | 0 | 0 | 0 | 0 | 0 | 0 | 0 | 0 | 0 | 0 | 0 | 0 | 0 | 0
F3_Commercial_School_New_Food Preparation_Natural Gas_Steamer_E10 | F3 | Commercial | School | New | Food Preparation | Natural Gas | Steamer | E10 | System - kBTUs of Consumption | 0 | 0 | 0 | 0 | 0 | 0 | 0 | 0 | 0 | 0 | 0 | 0 | 0 | 0 | 0 | 0 | 0 | 0 | 0 | 0 | 0 | 0 | 0 | 0 | 0 | 0 | 0 | 0 | 0 | 0 | 0 | 0 | 0
F4_Commercial_School_New_Food Preparation_Natural Gas_Steamer_E1 | F4 | Commercial | School | New | Food Preparation | Natural Gas | Steamer | E1 | Utility - Cost of Equipment | 0.12929 | 0.12944 | 0.13014 | 0 | 0 | 0 | 0 | 0 | 0 | 0 | 0 | 0 | 0 | 0 | 0 | 0 | 0 | 0 | 0 | 0 | 0 | 0 | 0 | 0 | 0 | 0 | 0 | 0 | 0 | 0 | 0 | 0 | 0
F4_Commercial_School_New_Food Preparation_Natural Gas_Steamer_E2 | F4 | Commercial | School | New | Food Preparation | Natural Gas | Steamer | E2 | Utility - Cost of Equipment | 0.026969 | 0.027001 | 0.027146 | 0.027005 | 0.026931 | 0.027036 | 0.027296 | 0.027508 | 0.027766 | 0.028015 | 0.028266 | 0.028502 | 0.028752 | 0.029013 | 0.029264 | 0.02952 | 0.029779 | 0.030056 | 0.030337 | 0.030626 | 0.0309 | 0.031179 | 0.03143 | 0.031686 | 0.031911 | 0.032105 | 0.032282 | 0.032434 | 0.032553 | 0.032651 | 0.032705 | 0.03274 | 0.03274
F4_Commercial_School_New_Food Preparation_Natural Gas_Steamer_E3 | F4 | Commercial | School | New | Food Preparation | Natural Gas | Steamer | E3 | Utility - Cost of Equipment | 0 | 0 | 0 | 0 | 0 | 0 | 0 | 0 | 0 | 0 | 0 | 0 | 0 | 0 | 0 | 0 | 0 | 0 | 0 | 0 | 0 | 0 | 0 | 0 | 0 | 0 | 0 | 0 | 0 | 0 | 0 | 0 | 0
F4_Commercial_School_New_Food Preparation_Natural Gas_Steamer_E4 | F4 | Commercial | School | New | Food Preparation | Natural Gas | Steamer | E4 | Utility - Cost of Equipment | 0 | 0 | 0 | 0 | 0 | 0 | 0 | 0 | 0 | 0 | 0 | 0 | 0 | 0 | 0 | 0 | 0 | 0 | 0 | 0 | 0 | 0 | 0 | 0 | 0 | 0 | 0 | 0 | 0 | 0 | 0 | 0 | 0
F4_Commercial_School_New_Food Preparation_Natural Gas_Steamer_E5 | F4 | Commercial | School | New | Food Preparation | Natural Gas | Steamer | E5 | Utility - Cost of Equipment | 0 | 0 | 0 | 0 | 0 | 0 | 0 | 0 | 0 | 0 | 0 | 0 | 0 | 0 | 0 | 0 | 0 | 0 | 0 | 0 | 0 | 0 | 0 | 0 | 0 | 0 | 0 | 0 | 0 | 0 | 0 | 0 | 0
F4_Commercial_School_New_Food Preparation_Natural Gas_Steamer_E6 | F4 | Commercial | School | New | Food Preparation | Natural Gas | Steamer | E6 | Utility - Cost of Equipment | 0 | 0 | 0 | 0 | 0 | 0 | 0 | 0 | 0 | 0 | 0 | 0 | 0 | 0 | 0 | 0 | 0 | 0 | 0 | 0 | 0 | 0 | 0 | 0 | 0 | 0 | 0 | 0 | 0 | 0 | 0 | 0 | 0
F4_Commercial_School_New_Food Preparation_Natural Gas_Steamer_E7 | F4 | Commercial | School | New | Food Preparation | Natural Gas | Steamer | E7 | Utility - Cost of Equipment | 0 | 0 | 0 | 0 | 0 | 0 | 0 | 0 | 0 | 0 | 0 | 0 | 0 | 0 | 0 | 0 | 0 | 0 | 0 | 0 | 0 | 0 | 0 | 0 | 0 | 0 | 0 | 0 | 0 | 0 | 0 | 0 | 0
F4_Commercial_School_New_Food Preparation_Natural Gas_Steamer_E8 | F4 | Commercial | School | New | Food Preparation | Natural Gas | Steamer | E8 | Utility - Cost of Equipment | 0 | 0 | 0 | 0 | 0 | 0 | 0 | 0 | 0 | 0 | 0 | 0 | 0 | 0 | 0 | 0 | 0 | 0 | 0 | 0 | 0 | 0 | 0 | 0 | 0 | 0 | 0 | 0 | 0 | 0 | 0 | 0 | 0
F4_Commercial_School_New_Food Preparation_Natural Gas_Steamer_E9 | F4 | Commercial | School | New | Food Preparation | Natural Gas | Steamer | E9 | Utility - Cost of Equipment | 0 | 0 | 0 | 0 | 0 | 0 | 0 | 0 | 0 | 0 | 0 | 0 | 0 | 0 | 0 | 0 | 0 | 0 | 0 | 0 | 0 | 0 | 0 | 0 | 0 | 0 | 0 | 0 | 0 | 0 | 0 | 0 | 0
F4_Commercial_School_New_Food Preparation_Natural Gas_Steamer_E10 | F4 | Commercial | School | New | Food Preparation | Natural Gas | Steamer | E10 | Utility - Cost of Equipment | 0 | 0 | 0 | 0 | 0 | 0 | 0 | 0 | 0 | 0 | 0 | 0 | 0 | 0 | 0 | 0 | 0 | 0 | 0 | 0 | 0 | 0 | 0 | 0 | 0 | 0 | 0 | 0 | 0 | 0 | 0 | 0 | 0
F5_Commercial_School_New_Food Preparation_Natural Gas_Steamer_E1 | F5 | Commercial | School | New | Food Preparation | Natural Gas | Steamer | E1 | Utility - Cost of Operation | 0.06643 | 0.06643 | 0.06643 | 0 | 0 | 0 | 0 | 0 | 0 | 0 | 0 | 0 | 0 | 0 | 0 | 0 | 0 | 0 | 0 | 0 | 0 | 0 | 0 | 0 | 0 | 0 | 0 | 0 | 0 | 0 | 0 | 0 | 0
F5_Commercial_School_New_Food Preparation_Natural Gas_Steamer_E2 | F5 | Commercial | School | New | Food Preparation | Natural Gas | Steamer | E2 | Utility - Cost of Operation | 0.071362 | 0.071362 | 0.071362 | 0.071362 | 0.071362 | 0.071362 | 0.071362 | 0.071362 | 0.071362 | 0.071362 | 0.071362 | 0.071362 | 0.071362 | 0.071362 | 0.071362 | 0.071362 | 0.071362 | 0.071362 | 0.071362 | 0.071362 | 0.071362 | 0.071362 | 0.071362 | 0.071362 | 0.071362 | 0.071362 | 0.071362 | 0.071362 | 0.071362 | 0.071362 | 0.071362 | 0.071362 | 0.071362
F5_Commercial_School_New_Food Preparation_Natural Gas_Steamer_E3 | F5 | Commercial | School | New | Food Preparation | Natural Gas | Steamer | E3 | Utility - Cost of Operation | 0 | 0 | 0 | 0 | 0 | 0 | 0 | 0 | 0 | 0 | 0 | 0 | 0 | 0 | 0 | 0 | 0 | 0 | 0 | 0 | 0 | 0 | 0 | 0 | 0 | 0 | 0 | 0 | 0 | 0 | 0 | 0 | 0
F5_Commercial_School_New_Food Preparation_Natural Gas_Steamer_E4 | F5 | Commercial | School | New | Food Preparation | Natural Gas | Steamer | E4 | Utility - Cost of Operation | 0 | 0 | 0 | 0 | 0 | 0 | 0 | 0 | 0 | 0 | 0 | 0 | 0 | 0 | 0 | 0 | 0 | 0 | 0 | 0 | 0 | 0 | 0 | 0 | 0 | 0 | 0 | 0 | 0 | 0 | 0 | 0 | 0
F5_Commercial_School_New_Food Preparation_Natural Gas_Steamer_E5 | F5 | Commercial | School | New | Food Preparation | Natural Gas | Steamer | E5 | Utility - Cost of Operation | 0 | 0 | 0 | 0 | 0 | 0 | 0 | 0 | 0 | 0 | 0 | 0 | 0 | 0 | 0 | 0 | 0 | 0 | 0 | 0 | 0 | 0 | 0 | 0 | 0 | 0 | 0 | 0 | 0 | 0 | 0 | 0 | 0
F5_Commercial_School_New_Food Preparation_Natural Gas_Steamer_E6 | F5 | Commercial | School | New | Food Preparation | Natural Gas | Steamer | E6 | Utility - Cost of Operation | 0 | 0 | 0 | 0 | 0 | 0 | 0 | 0 | 0 | 0 | 0 | 0 | 0 | 0 | 0 | 0 | 0 | 0 | 0 | 0 | 0 | 0 | 0 | 0 | 0 | 0 | 0 | 0 | 0 | 0 | 0 | 0 | 0
F5_Commercial_School_New_Food Preparation_Natural Gas_Steamer_E7 | F5 | Commercial | School | New | Food Preparation | Natural Gas | Steamer | E7 | Utility - Cost of Operation | 0 | 0 | 0 | 0 | 0 | 0 | 0 | 0 | 0 | 0 | 0 | 0 | 0 | 0 | 0 | 0 | 0 | 0 | 0 | 0 | 0 | 0 | 0 | 0 | 0 | 0 | 0 | 0 | 0 | 0 | 0 | 0 | 0
F5_Commercial_School_New_Food Preparation_Natural Gas_Steamer_E8 | F5 | Commercial | School | New | Food Preparation | Natural Gas | Steamer | E8 | Utility - Cost of Operation | 0 | 0 | 0 | 0 | 0 | 0 | 0 | 0 | 0 | 0 | 0 | 0 | 0 | 0 | 0 | 0 | 0 | 0 | 0 | 0 | 0 | 0 | 0 | 0 | 0 | 0 | 0 | 0 | 0 | 0 | 0 | 0 | 0
F5_Commercial_School_New_Food Preparation_Natural Gas_Steamer_E9 | F5 | Commercial | School | New | Food Preparation | Natural Gas | Steamer | E9 | Utility - Cost of Operation | 0 | 0 | 0 | 0 | 0 | 0 | 0 | 0 | 0 | 0 | 0 | 0 | 0 | 0 | 0 | 0 | 0 | 0 | 0 | 0 | 0 | 0 | 0 | 0 | 0 | 0 | 0 | 0 | 0 | 0 | 0 | 0 | 0
F5_Commercial_School_New_Food Preparation_Natural Gas_Steamer_E10 | F5 | Commercial | School | New | Food Preparation | Natural Gas | Steamer | E10 | Utility - Cost of Operation | 0 | 0 | 0 | 0 | 0 | 0 | 0 | 0 | 0 | 0 | 0 | 0 | 0 | 0 | 0 | 0 | 0 | 0 | 0 | 0 | 0 | 0 | 0 | 0 | 0 | 0 | 0 | 0 | 0 | 0 | 0 | 0 | 0
F6_Commercial_School_New_Food Preparation_Natural Gas_Steamer_E1 | F6 | Commercial | School | New | Food Preparation | Natural Gas | Steamer | E1 | Utility - Value of Sales | 0.0687 | 0.069007 | 0.069502 | 0 | 0 | 0 | 0 | 0 | 0 | 0 | 0 | 0 | 0 | 0 | 0 | 0 | 0 | 0 | 0 | 0 | 0 | 0 | 0 | 0 | 0 | 0 | 0 | 0 | 0 | 0 | 0 | 0 | 0
F6_Commercial_School_New_Food Preparation_Natural Gas_Steamer_E2 | F6 | Commercial | School | New | Food Preparation | Natural Gas | Steamer | E2 | Utility - Value of Sales | 0.01433 | 0.014394 | 0.014497 | 0.014475 | 0.014475 | 0.014475 | 0.014475 | 0.014475 | 0.014475 | 0.014475 | 0.014475 | 0.014475 | 0.014475 | 0.014475 | 0.014475 | 0.014475 | 0.014475 | 0.014475 | 0.014475 | 0.014475 | 0.014475 | 0.014475 | 0.014475 | 0.014475 | 0.014475 | 0.014475 | 0.014475 | 0.014475 | 0.014475 | 0.014475 | 0.014475 | 0.014475 | 0.014475
F6_Commercial_School_New_Food Preparation_Natural Gas_Steamer_E3 | F6 | Commercial | School | New | Food Preparation | Natural Gas | Steamer | E3 | Utility - Value of Sales | 0 | 0 | 0 | 0 | 0 | 0 | 0 | 0 | 0 | 0 | 0 | 0 | 0 | 0 | 0 | 0 | 0 | 0 | 0 | 0 | 0 | 0 | 0 | 0 | 0 | 0 | 0 | 0 | 0 | 0 | 0 | 0 | 0
F6_Commercial_School_New_Food Preparation_Natural Gas_Steamer_E4 | F6 | Commercial | School | New | Food Preparation | Natural Gas | Steamer | E4 | Utility - Value of Sales | 0 | 0 | 0 | 0 | 0 | 0 | 0 | 0 | 0 | 0 | 0 | 0 | 0 | 0 | 0 | 0 | 0 | 0 | 0 | 0 | 0 | 0 | 0 | 0 | 0 | 0 | 0 | 0 | 0 | 0 | 0 | 0 | 0
F6_Commercial_School_New_Food Preparation_Natural Gas_Steamer_E5 | F6 | Commercial | School | New | Food Preparation | Natural Gas | Steamer | E5 | Utility - Value of Sales | 0 | 0 | 0 | 0 | 0 | 0 | 0 | 0 | 0 | 0 | 0 | 0 | 0 | 0 | 0 | 0 | 0 | 0 | 0 | 0 | 0 | 0 | 0 | 0 | 0 | 0 | 0 | 0 | 0 | 0 | 0 | 0 | 0
F6_Commercial_School_New_Food Preparation_Natural Gas_Steamer_E6 | F6 | Commercial | School | New | Food Preparation | Natural Gas | Steamer | E6 | Utility - Value of Sales | 0 | 0 | 0 | 0 | 0 | 0 | 0 | 0 | 0 | 0 | 0 | 0 | 0 | 0 | 0 | 0 | 0 | 0 | 0 | 0 | 0 | 0 | 0 | 0 | 0 | 0 | 0 | 0 | 0 | 0 | 0 | 0 | 0
F6_Commercial_School_New_Food Preparation_Natural Gas_Steamer_E7 | F6 | Commercial | School | New | Food Preparation | Natural Gas | Steamer | E7 | Utility - Value of Sales | 0 | 0 | 0 | 0 | 0 | 0 | 0 | 0 | 0 | 0 | 0 | 0 | 0 | 0 | 0 | 0 | 0 | 0 | 0 | 0 | 0 | 0 | 0 | 0 | 0 | 0 | 0 | 0 | 0 | 0 | 0 | 0 | 0
F6_Commercial_School_New_Food Preparation_Natural Gas_Steamer_E8 | F6 | Commercial | School | New | Food Preparation | Natural Gas | Steamer | E8 | Utility - Value of Sales | 0 | 0 | 0 | 0 | 0 | 0 | 0 | 0 | 0 | 0 | 0 | 0 | 0 | 0 | 0 | 0 | 0 | 0 | 0 | 0 | 0 | 0 | 0 | 0 | 0 | 0 | 0 | 0 | 0 | 0 | 0 | 0 | 0
F6_Commercial_School_New_Food Preparation_Natural Gas_Steamer_E9 | F6 | Commercial | School | New | Food Preparation | Natural Gas | Steamer | E9 | Utility - Value of Sales | 0 | 0 | 0 | 0 | 0 | 0 | 0 | 0 | 0 | 0 | 0 | 0 | 0 | 0 | 0 | 0 | 0 | 0 | 0 | 0 | 0 | 0 | 0 | 0 | 0 | 0 | 0 | 0 | 0 | 0 | 0 | 0 | 0
F6_Commercial_School_New_Food Preparation_Natural Gas_Steamer_E10 | F6 | Commercial | School | New | Food Preparation | Natural Gas | Steamer | E10 | Utility - Value of Sales | 0 | 0 | 0 | 0 | 0 | 0 | 0 | 0 | 0 | 0 | 0 | 0 | 0 | 0 | 0 | 0 | 0 | 0 | 0 | 0 | 0 | 0 | 0 | 0 | 0 | 0 | 0 | 0 | 0 | 0 | 0 | 0 | 0
F1_Commercial_School_New_Food Preparation_Natural Gas_Food Prep Other_E1 | F1 | Commercial | School | New | Food Preparation | Natural Gas | Food Prep Other | E1 | RVT - Cost of Equipment | 0.016335 | 0.016332 | 0.016411 | 0.01629 | 0.016217 | 0.01627 | 0.016431 | 0.016558 | 0.016715 | 0.016864 | 0.017013 | 0.017151 | 0.017298 | 0.017452 | 0.017599 | 0.017748 | 0.0179 | 0.018065 | 0.018238 | 0.018419 | 0.018598 | 0.018785 | 0.018958 | 0.019136 | 0.019294 | 0.01943 | 0.019554 | 0.019661 | 0.019745 | 0.019814 | 0.019852 | 0.019877 | 0.019877
F1_Commercial_School_New_Food Preparation_Natural Gas_Food Prep Other_E2 | F1 | Commercial | School | New | Food Preparation | Natural Gas | Food Prep Other | E2 | RVT - Cost of Equipment | 0.016335 | 0.016332 | 0.016411 | 0.01629 | 0.016216 | 0.01627 | 0.016431 | 0.016557 | 0.016715 | 0.016864 | 0.017013 | 0.017151 | 0.017298 | 0.017452 | 0.017599 | 0.017748 | 0.0179 | 0.018065 | 0.018238 | 0.018419 | 0.018598 | 0.018785 | 0.018957 | 0.019136 | 0.019294 | 0.01943 | 0.019554 | 0.019661 | 0.019745 | 0.019814 | 0.019852 | 0.019877 | 0.019877
F1_Commercial_School_New_Food Preparation_Natural Gas_Food Prep Other_E3 | F1 | Commercial | School | New | Food Preparation | Natural Gas | Food Prep Other | E3 | RVT - Cost of Equipment | 0 | 0 | 0 | 0 | 0 | 0 | 0 | 0 | 0 | 0 | 0 | 0 | 0 | 0 | 0 | 0 | 0 | 0 | 0 | 0 | 0 | 0 | 0 | 0 | 0 | 0 | 0 | 0 | 0 | 0 | 0 | 0 | 0
F1_Commercial_School_New_Food Preparation_Natural Gas_Food Prep Other_E4 | F1 | Commercial | School | New | Food Preparation | Natural Gas | Food Prep Other | E4 | RVT - Cost of Equipment | 0 | 0 | 0 | 0 | 0 | 0 | 0 | 0 | 0 | 0 | 0 | 0 | 0 | 0 | 0 | 0 | 0 | 0 | 0 | 0 | 0 | 0 | 0 | 0 | 0 | 0 | 0 | 0 | 0 | 0 | 0 | 0 | 0
F1_Commercial_School_New_Food Preparation_Natural Gas_Food Prep Other_E5 | F1 | Commercial | School | New | Food Preparation | Natural Gas | Food Prep Other | E5 | RVT - Cost of Equipment | 0 | 0 | 0 | 0 | 0 | 0 | 0 | 0 | 0 | 0 | 0 | 0 | 0 | 0 | 0 | 0 | 0 | 0 | 0 | 0 | 0 | 0 | 0 | 0 | 0 | 0 | 0 | 0 | 0 | 0 | 0 | 0 | 0
F1_Commercial_School_New_Food Preparation_Natural Gas_Food Prep Other_E6 | F1 | Commercial | School | New | Food Preparation | Natural Gas | Food Prep Other | E6 | RVT - Cost of Equipment | 0 | 0 | 0 | 0 | 0 | 0 | 0 | 0 | 0 | 0 | 0 | 0 | 0 | 0 | 0 | 0 | 0 | 0 | 0 | 0 | 0 | 0 | 0 | 0 | 0 | 0 | 0 | 0 | 0 | 0 | 0 | 0 | 0
F1_Commercial_School_New_Food Preparation_Natural Gas_Food Prep Other_E7 | F1 | Commercial | School | New | Food Preparation | Natural Gas | Food Prep Other | E7 | RVT - Cost of Equipment | 0 | 0 | 0 | 0 | 0 | 0 | 0 | 0 | 0 | 0 | 0 | 0 | 0 | 0 | 0 | 0 | 0 | 0 | 0 | 0 | 0 | 0 | 0 | 0 | 0 | 0 | 0 | 0 | 0 | 0 | 0 | 0 | 0
F1_Commercial_School_New_Food Preparation_Natural Gas_Food Prep Other_E8 | F1 | Commercial | School | New | Food Preparation | Natural Gas | Food Prep Other | E8 | RVT - Cost of Equipment | 0 | 0 | 0 | 0 | 0 | 0 | 0 | 0 | 0 | 0 | 0 | 0 | 0 | 0 | 0 | 0 | 0 | 0 | 0 | 0 | 0 | 0 | 0 | 0 | 0 | 0 | 0 | 0 | 0 | 0 | 0 | 0 | 0
F1_Commercial_School_New_Food Preparation_Natural Gas_Food Prep Other_E9 | F1 | Commercial | School | New | Food Preparation | Natural Gas | Food Prep Other | E9 | RVT - Cost of Equipment | 0 | 0 | 0 | 0 | 0 | 0 | 0 | 0 | 0 | 0 | 0 | 0 | 0 | 0 | 0 | 0 | 0 | 0 | 0 | 0 | 0 | 0 | 0 | 0 | 0 | 0 | 0 | 0 | 0 | 0 | 0 | 0 | 0
F1_Commercial_School_New_Food Preparation_Natural Gas_Food Prep Other_E10 | F1 | Commercial | School | New | Food Preparation | Natural Gas | Food Prep Other | E10 | RVT - Cost of Equipment | 0 | 0 | 0 | 0 | 0 | 0 | 0 | 0 | 0 | 0 | 0 | 0 | 0 | 0 | 0 | 0 | 0 | 0 | 0 | 0 | 0 | 0 | 0 | 0 | 0 | 0 | 0 | 0 | 0 | 0 | 0 | 0 | 0
F2_Commercial_School_New_Food Preparation_Natural Gas_Food Prep Other_E1 | F2 | Commercial | School | New | Food Preparation | Natural Gas | Food Prep Other | E1 | RVT - Cost of Operation | 0.01957 | 0.019567 | 0.019661 | 0.019516 | 0.019428 | 0.019492 | 0.019685 | 0.019837 | 0.020026 | 0.020204 | 0.020383 | 0.020548 | 0.020724 | 0.020908 | 0.021084 | 0.021264 | 0.021446 | 0.021644 | 0.02185 | 0.022068 | 0.022282 | 0.022506 | 0.022712 | 0.022926 | 0.023115 | 0.023279 | 0.023427 | 0.023556 | 0.023656 | 0.023739 | 0.023784 | 0.023814 | 0.023814
F2_Commercial_School_New_Food Preparation_Natural Gas_Food Prep Other_E2 | F2 | Commercial | School | New | Food Preparation | Natural Gas | Food Prep Other | E2 | RVT - Cost of Operation | 0.01957 | 0.019567 | 0.019661 | 0.019516 | 0.019428 | 0.019492 | 0.019685 | 0.019837 | 0.020026 | 0.020204 | 0.020383 | 0.020547 | 0.020724 | 0.020908 | 0.021084 | 0.021263 | 0.021446 | 0.021643 | 0.02185 | 0.022068 | 0.022282 | 0.022506 | 0.022712 | 0.022926 | 0.023115 | 0.023278 | 0.023427 | 0.023556 | 0.023656 | 0.023739 | 0.023783 | 0.023813 | 0.023813
F2_Commercial_School_New_Food Preparation_Natural Gas_Food Prep Other_E3 | F2 | Commercial | School | New | Food Preparation | Natural Gas | Food Prep Other | E3 | RVT - Cost of Operation | 0 | 0 | 0 | 0 | 0 | 0 | 0 | 0 | 0 | 0 | 0 | 0 | 0 | 0 | 0 | 0 | 0 | 0 | 0 | 0 | 0 | 0 | 0 | 0 | 0 | 0 | 0 | 0 | 0 | 0 | 0 | 0 | 0
F2_Commercial_School_New_Food Preparation_Natural Gas_Food Prep Other_E4 | F2 | Commercial | School | New | Food Preparation | Natural Gas | Food Prep Other | E4 | RVT - Cost of Operation | 0 | 0 | 0 | 0 | 0 | 0 | 0 | 0 | 0 | 0 | 0 | 0 | 0 | 0 | 0 | 0 | 0 | 0 | 0 | 0 | 0 | 0 | 0 | 0 | 0 | 0 | 0 | 0 | 0 | 0 | 0 | 0 | 0
F2_Commercial_School_New_Food Preparation_Natural Gas_Food Prep Other_E5 | F2 | Commercial | School | New | Food Preparation | Natural Gas | Food Prep Other | E5 | RVT - Cost of Operation | 0 | 0 | 0 | 0 | 0 | 0 | 0 | 0 | 0 | 0 | 0 | 0 | 0 | 0 | 0 | 0 | 0 | 0 | 0 | 0 | 0 | 0 | 0 | 0 | 0 | 0 | 0 | 0 | 0 | 0 | 0 | 0 | 0
F2_Commercial_School_New_Food Preparation_Natural Gas_Food Prep Other_E6 | F2 | Commercial | School | New | Food Preparation | Natural Gas | Food Prep Other | E6 | RVT - Cost of Operation | 0 | 0 | 0 | 0 | 0 | 0 | 0 | 0 | 0 | 0 | 0 | 0 | 0 | 0 | 0 | 0 | 0 | 0 | 0 | 0 | 0 | 0 | 0 | 0 | 0 | 0 | 0 | 0 | 0 | 0 | 0 | 0 | 0
F2_Commercial_School_New_Food Preparation_Natural Gas_Food Prep Other_E7 | F2 | Commercial | School | New | Food Preparation | Natural Gas | Food Prep Other | E7 | RVT - Cost of Operation | 0 | 0 | 0 | 0 | 0 | 0 | 0 | 0 | 0 | 0 | 0 | 0 | 0 | 0 | 0 | 0 | 0 | 0 | 0 | 0 | 0 | 0 | 0 | 0 | 0 | 0 | 0 | 0 | 0 | 0 | 0 | 0 | 0
F2_Commercial_School_New_Food Preparation_Natural Gas_Food Prep Other_E8 | F2 | Commercial | School | New | Food Preparation | Natural Gas | Food Prep Other | E8 | RVT - Cost of Operation | 0 | 0 | 0 | 0 | 0 | 0 | 0 | 0 | 0 | 0 | 0 | 0 | 0 | 0 | 0 | 0 | 0 | 0 | 0 | 0 | 0 | 0 | 0 | 0 | 0 | 0 | 0 | 0 | 0 | 0 | 0 | 0 | 0
F2_Commercial_School_New_Food Preparation_Natural Gas_Food Prep Other_E9 | F2 | Commercial | School | New | Food Preparation | Natural Gas | Food Prep Other | E9 | RVT - Cost of Operation | 0 | 0 | 0 | 0 | 0 | 0 | 0 | 0 | 0 | 0 | 0 | 0 | 0 | 0 | 0 | 0 | 0 | 0 | 0 | 0 | 0 | 0 | 0 | 0 | 0 | 0 | 0 | 0 | 0 | 0 | 0 | 0 | 0
F2_Commercial_School_New_Food Preparation_Natural Gas_Food Prep Other_E10 | F2 | Commercial | School | New | Food Preparation | Natural Gas | Food Prep Other | E10 | RVT - Cost of Operation | 0 | 0 | 0 | 0 | 0 | 0 | 0 | 0 | 0 | 0 | 0 | 0 | 0 | 0 | 0 | 0 | 0 | 0 | 0 | 0 | 0 | 0 | 0 | 0 | 0 | 0 | 0 | 0 | 0 | 0 | 0 | 0 | 0
F3_Commercial_School_New_Food Preparation_Natural Gas_Food Prep Other_E1 | F3 | Commercial | School | New | Food Preparation | Natural Gas | Food Prep Other | E1 | System - kBTUs of Consumption | 0.00098831 | 0.00098831 | 0.00098831 | 0.00098831 | 0.00098831 | 0.00098831 | 0.00098831 | 0.00098831 | 0.00098831 | 0.00098831 | 0.00098831 | 0.00098831 | 0.00098831 | 0.00098831 | 0.00098831 | 0.00098831 | 0.00098831 | 0.00098831 | 0.00098831 | 0.00098831 | 0.00098831 | 0.00098831 | 0.00098831 | 0.00098831 | 0.00098831 | 0.00098831 | 0.00098831 | 0.00098831 | 0.00098831 | 0.00098831 | 0.00098831 | 0.00098831 | 0.00098831
F3_Commercial_School_New_Food Preparation_Natural Gas_Food Prep Other_E2 | F3 | Commercial | School | New | Food Preparation | Natural Gas | Food Prep Other | E2 | System - kBTUs of Consumption | 0.0009893 | 0.0009893 | 0.0009893 | 0.0009893 | 0.0009893 | 0.0009893 | 0.0009893 | 0.0009893 | 0.0009893 | 0.0009893 | 0.0009893 | 0.0009893 | 0.0009893 | 0.0009893 | 0.0009893 | 0.0009893 | 0.0009893 | 0.0009893 | 0.0009893 | 0.0009893 | 0.0009893 | 0.0009893 | 0.0009893 | 0.0009893 | 0.0009893 | 0.0009893 | 0.0009893 | 0.0009893 | 0.0009893 | 0.0009893 | 0.0009893 | 0.0009893 | 0.0009893
F3_Commercial_School_New_Food Preparation_Natural Gas_Food Prep Other_E3 | F3 | Commercial | School | New | Food Preparation | Natural Gas | Food Prep Other | E3 | System - kBTUs of Consumption | 0 | 0 | 0 | 0 | 0 | 0 | 0 | 0 | 0 | 0 | 0 | 0 | 0 | 0 | 0 | 0 | 0 | 0 | 0 | 0 | 0 | 0 | 0 | 0 | 0 | 0 | 0 | 0 | 0 | 0 | 0 | 0 | 0
F3_Commercial_School_New_Food Preparation_Natural Gas_Food Prep Other_E4 | F3 | Commercial | School | New | Food Preparation | Natural Gas | Food Prep Other | E4 | System - kBTUs of Consumption | 0 | 0 | 0 | 0 | 0 | 0 | 0 | 0 | 0 | 0 | 0 | 0 | 0 | 0 | 0 | 0 | 0 | 0 | 0 | 0 | 0 | 0 | 0 | 0 | 0 | 0 | 0 | 0 | 0 | 0 | 0 | 0 | 0
F3_Commercial_School_New_Food Preparation_Natural Gas_Food Prep Other_E5 | F3 | Commercial | School | New | Food Preparation | Natural Gas | Food Prep Other | E5 | System - kBTUs of Consumption | 0 | 0 | 0 | 0 | 0 | 0 | 0 | 0 | 0 | 0 | 0 | 0 | 0 | 0 | 0 | 0 | 0 | 0 | 0 | 0 | 0 | 0 | 0 | 0 | 0 | 0 | 0 | 0 | 0 | 0 | 0 | 0 | 0
F3_Commercial_School_New_Food Preparation_Natural Gas_Food Prep Other_E6 | F3 | Commercial | School | New | Food Preparation | Natural Gas | Food Prep Other | E6 | System - kBTUs of Consumption | 0 | 0 | 0 | 0 | 0 | 0 | 0 | 0 | 0 | 0 | 0 | 0 | 0 | 0 | 0 | 0 | 0 | 0 | 0 | 0 | 0 | 0 | 0 | 0 | 0 | 0 | 0 | 0 | 0 | 0 | 0 | 0 | 0
F3_Commercial_School_New_Food Preparation_Natural Gas_Food Prep Other_E7 | F3 | Commercial | School | New | Food Preparation | Natural Gas | Food Prep Other | E7 | System - kBTUs of Consumption | 0 | 0 | 0 | 0 | 0 | 0 | 0 | 0 | 0 | 0 | 0 | 0 | 0 | 0 | 0 | 0 | 0 | 0 | 0 | 0 | 0 | 0 | 0 | 0 | 0 | 0 | 0 | 0 | 0 | 0 | 0 | 0 | 0
F3_Commercial_School_New_Food Preparation_Natural Gas_Food Prep Other_E8 | F3 | Commercial | School | New | Food Preparation | Natural Gas | Food Prep Other | E8 | System - kBTUs of Consumption | 0 | 0 | 0 | 0 | 0 | 0 | 0 | 0 | 0 | 0 | 0 | 0 | 0 | 0 | 0 | 0 | 0 | 0 | 0 | 0 | 0 | 0 | 0 | 0 | 0 | 0 | 0 | 0 | 0 | 0 | 0 | 0 | 0
F3_Commercial_School_New_Food Preparation_Natural Gas_Food Prep Other_E9 | F3 | Commercial | School | New | Food Preparation | Natural Gas | Food Prep Other | E9 | System - kBTUs of Consumption | 0 | 0 | 0 | 0 | 0 | 0 | 0 | 0 | 0 | 0 | 0 | 0 | 0 | 0 | 0 | 0 | 0 | 0 | 0 | 0 | 0 | 0 | 0 | 0 | 0 | 0 | 0 | 0 | 0 | 0 | 0 | 0 | 0
F3_Commercial_School_New_Food Preparation_Natural Gas_Food Prep Other_E10 | F3 | Commercial | School | New | Food Preparation | Natural Gas | Food Prep Other | E10 | System - kBTUs of Consumption | 0 | 0 | 0 | 0 | 0 | 0 | 0 | 0 | 0 | 0 | 0 | 0 | 0 | 0 | 0 | 0 | 0 | 0 | 0 | 0 | 0 | 0 | 0 | 0 | 0 | 0 | 0 | 0 | 0 | 0 | 0 | 0 | 0
F4_Commercial_School_New_Food Preparation_Natural Gas_Food Prep Other_E1 | F4 | Commercial | School | New | Food Preparation | Natural Gas | Food Prep Other | E1 | Utility - Cost of Equipment | 0.01957 | 0.019567 | 0.019661 | 0.019516 | 0.019428 | 0.019492 | 0.019685 | 0.019837 | 0.020026 | 0.020204 | 0.020383 | 0.020548 | 0.020724 | 0.020908 | 0.021084 | 0.021264 | 0.021446 | 0.021644 | 0.02185 | 0.022068 | 0.022282 | 0.022506 | 0.022712 | 0.022926 | 0.023115 | 0.023279 | 0.023427 | 0.023556 | 0.023656 | 0.023739 | 0.023784 | 0.023814 | 0.023814
F4_Commercial_School_New_Food Preparation_Natural Gas_Food Prep Other_E2 | F4 | Commercial | School | New | Food Preparation | Natural Gas | Food Prep Other | E2 | Utility - Cost of Equipment | 0.01957 | 0.019567 | 0.019661 | 0.019516 | 0.019428 | 0.019492 | 0.019685 | 0.019837 | 0.020026 | 0.020204 | 0.020383 | 0.020547 | 0.020724 | 0.020908 | 0.021084 | 0.021263 | 0.021446 | 0.021643 | 0.02185 | 0.022068 | 0.022282 | 0.022506 | 0.022712 | 0.022926 | 0.023115 | 0.023278 | 0.023427 | 0.023556 | 0.023656 | 0.023739 | 0.023783 | 0.023813 | 0.023813
F4_Commercial_School_New_Food Preparation_Natural Gas_Food Prep Other_E3 | F4 | Commercial | School | New | Food Preparation | Natural Gas | Food Prep Other | E3 | Utility - Cost of Equipment | 0 | 0 | 0 | 0 | 0 | 0 | 0 | 0 | 0 | 0 | 0 | 0 | 0 | 0 | 0 | 0 | 0 | 0 | 0 | 0 | 0 | 0 | 0 | 0 | 0 | 0 | 0 | 0 | 0 | 0 | 0 | 0 | 0
F4_Commercial_School_New_Food Preparation_Natural Gas_Food Prep Other_E4 | F4 | Commercial | School | New | Food Preparation | Natural Gas | Food Prep Other | E4 | Utility - Cost of Equipment | 0 | 0 | 0 | 0 | 0 | 0 | 0 | 0 | 0 | 0 | 0 | 0 | 0 | 0 | 0 | 0 | 0 | 0 | 0 | 0 | 0 | 0 | 0 | 0 | 0 | 0 | 0 | 0 | 0 | 0 | 0 | 0 | 0
F4_Commercial_School_New_Food Preparation_Natural Gas_Food Prep Other_E5 | F4 | Commercial | School | New | Food Preparation | Natural Gas | Food Prep Other | E5 | Utility - Cost of Equipment | 0 | 0 | 0 | 0 | 0 | 0 | 0 | 0 | 0 | 0 | 0 | 0 | 0 | 0 | 0 | 0 | 0 | 0 | 0 | 0 | 0 | 0 | 0 | 0 | 0 | 0 | 0 | 0 | 0 | 0 | 0 | 0 | 0
F4_Commercial_School_New_Food Preparation_Natural Gas_Food Prep Other_E6 | F4 | Commercial | School | New | Food Preparation | Natural Gas | Food Prep Other | E6 | Utility - Cost of Equipment | 0 | 0 | 0 | 0 | 0 | 0 | 0 | 0 | 0 | 0 | 0 | 0 | 0 | 0 | 0 | 0 | 0 | 0 | 0 | 0 | 0 | 0 | 0 | 0 | 0 | 0 | 0 | 0 | 0 | 0 | 0 | 0 | 0
F4_Commercial_School_New_Food Preparation_Natural Gas_Food Prep Other_E7 | F4 | Commercial | School | New | Food Preparation | Natural Gas | Food Prep Other | E7 | Utility - Cost of Equipment | 0 | 0 | 0 | 0 | 0 | 0 | 0 | 0 | 0 | 0 | 0 | 0 | 0 | 0 | 0 | 0 | 0 | 0 | 0 | 0 | 0 | 0 | 0 | 0 | 0 | 0 | 0 | 0 | 0 | 0 | 0 | 0 | 0
F4_Commercial_School_New_Food Preparation_Natural Gas_Food Prep Other_E8 | F4 | Commercial | School | New | Food Preparation | Natural Gas | Food Prep Other | E8 | Utility - Cost of Equipment | 0 | 0 | 0 | 0 | 0 | 0 | 0 | 0 | 0 | 0 | 0 | 0 | 0 | 0 | 0 | 0 | 0 | 0 | 0 | 0 | 0 | 0 | 0 | 0 | 0 | 0 | 0 | 0 | 0 | 0 | 0 | 0 | 0
F4_Commercial_School_New_Food Preparation_Natural Gas_Food Prep Other_E9 | F4 | Commercial | School | New | Food Preparation | Natural Gas | Food Prep Other | E9 | Utility - Cost of Equipment | 0 | 0 | 0 | 0 | 0 | 0 | 0 | 0 | 0 | 0 | 0 | 0 | 0 | 0 | 0 | 0 | 0 | 0 | 0 | 0 | 0 | 0 | 0 | 0 | 0 | 0 | 0 | 0 | 0 | 0 | 0 | 0 | 0
F4_Commercial_School_New_Food Preparation_Natural Gas_Food Prep Other_E10 | F4 | Commercial | School | New | Food Preparation | Natural Gas | Food Prep Other | E10 | Utility - Cost of Equipment | 0 | 0 | 0 | 0 | 0 | 0 | 0 | 0 | 0 | 0 | 0 | 0 | 0 | 0 | 0 | 0 | 0 | 0 | 0 | 0 | 0 | 0 | 0 | 0 | 0 | 0 | 0 | 0 | 0 | 0 | 0 | 0 | 0
F5_Commercial_School_New_Food Preparation_Natural Gas_Food Prep Other_E1 | F5 | Commercial | School | New | Food Preparation | Natural Gas | Food Prep Other | E1 | Utility - Cost of Operation | 0.00098831 | 0.00098831 | 0.00098831 | 0.00098831 | 0.00098831 | 0.00098831 | 0.00098831 | 0.00098831 | 0.00098831 | 0.00098831 | 0.00098831 | 0.00098831 | 0.00098831 | 0.00098831 | 0.00098831 | 0.00098831 | 0.00098831 | 0.00098831 | 0.00098831 | 0.00098831 | 0.00098831 | 0.00098831 | 0.00098831 | 0.00098831 | 0.00098831 | 0.00098831 | 0.00098831 | 0.00098831 | 0.00098831 | 0.00098831 | 0.00098831 | 0.00098831 | 0.00098831
F5_Commercial_School_New_Food Preparation_Natural Gas_Food Prep Other_E2 | F5 | Commercial | School | New | Food Preparation | Natural Gas | Food Prep Other | E2 | Utility - Cost of Operation | 0.0009893 | 0.0009893 | 0.0009893 | 0.0009893 | 0.0009893 | 0.0009893 | 0.0009893 | 0.0009893 | 0.0009893 | 0.0009893 | 0.0009893 | 0.0009893 | 0.0009893 | 0.0009893 | 0.0009893 | 0.0009893 | 0.0009893 | 0.0009893 | 0.0009893 | 0.0009893 | 0.0009893 | 0.0009893 | 0.0009893 | 0.0009893 | 0.0009893 | 0.0009893 | 0.0009893 | 0.0009893 | 0.0009893 | 0.0009893 | 0.0009893 | 0.0009893 | 0.0009893
F5_Commercial_School_New_Food Preparation_Natural Gas_Food Prep Other_E3 | F5 | Commercial | School | New | Food Preparation | Natural Gas | Food Prep Other | E3 | Utility - Cost of Operation | 0 | 0 | 0 | 0 | 0 | 0 | 0 | 0 | 0 | 0 | 0 | 0 | 0 | 0 | 0 | 0 | 0 | 0 | 0 | 0 | 0 | 0 | 0 | 0 | 0 | 0 | 0 | 0 | 0 | 0 | 0 | 0 | 0
F5_Commercial_School_New_Food Preparation_Natural Gas_Food Prep Other_E4 | F5 | Commercial | School | New | Food Preparation | Natural Gas | Food Prep Other | E4 | Utility - Cost of Operation | 0 | 0 | 0 | 0 | 0 | 0 | 0 | 0 | 0 | 0 | 0 | 0 | 0 | 0 | 0 | 0 | 0 | 0 | 0 | 0 | 0 | 0 | 0 | 0 | 0 | 0 | 0 | 0 | 0 | 0 | 0 | 0 | 0
F5_Commercial_School_New_Food Preparation_Natural Gas_Food Prep Other_E5 | F5 | Commercial | School | New | Food Preparation | Natural Gas | Food Prep Other | E5 | Utility - Cost of Operation | 0 | 0 | 0 | 0 | 0 | 0 | 0 | 0 | 0 | 0 | 0 | 0 | 0 | 0 | 0 | 0 | 0 | 0 | 0 | 0 | 0 | 0 | 0 | 0 | 0 | 0 | 0 | 0 | 0 | 0 | 0 | 0 | 0
F5_Commercial_School_New_Food Preparation_Natural Gas_Food Prep Other_E6 | F5 | Commercial | School | New | Food Preparation | Natural Gas | Food Prep Other | E6 | Utility - Cost of Operation | 0 | 0 | 0 | 0 | 0 | 0 | 0 | 0 | 0 | 0 | 0 | 0 | 0 | 0 | 0 | 0 | 0 | 0 | 0 | 0 | 0 | 0 | 0 | 0 | 0 | 0 | 0 | 0 | 0 | 0 | 0 | 0 | 0
F5_Commercial_School_New_Food Preparation_Natural Gas_Food Prep Other_E7 | F5 | Commercial | School | New | Food Preparation | Natural Gas | Food Prep Other | E7 | Utility - Cost of Operation | 0 | 0 | 0 | 0 | 0 | 0 | 0 | 0 | 0 | 0 | 0 | 0 | 0 | 0 | 0 | 0 | 0 | 0 | 0 | 0 | 0 | 0 | 0 | 0 | 0 | 0 | 0 | 0 | 0 | 0 | 0 | 0 | 0
F5_Commercial_School_New_Food Preparation_Natural Gas_Food Prep Other_E8 | F5 | Commercial | School | New | Food Preparation | Natural Gas | Food Prep Other | E8 | Utility - Cost of Operation | 0 | 0 | 0 | 0 | 0 | 0 | 0 | 0 | 0 | 0 | 0 | 0 | 0 | 0 | 0 | 0 | 0 | 0 | 0 | 0 | 0 | 0 | 0 | 0 | 0 | 0 | 0 | 0 | 0 | 0 | 0 | 0 | 0
F5_Commercial_School_New_Food Preparation_Natural Gas_Food Prep Other_E9 | F5 | Commercial | School | New | Food Preparation | Natural Gas | Food Prep Other | E9 | Utility - Cost of Operation | 0 | 0 | 0 | 0 | 0 | 0 | 0 | 0 | 0 | 0 | 0 | 0 | 0 | 0 | 0 | 0 | 0 | 0 | 0 | 0 | 0 | 0 | 0 | 0 | 0 | 0 | 0 | 0 | 0 | 0 | 0 | 0 | 0
F5_Commercial_School_New_Food Preparation_Natural Gas_Food Prep Other_E10 | F5 | Commercial | School | New | Food Preparation | Natural Gas | Food Prep Other | E10 | Utility - Cost of Operation | 0 | 0 | 0 | 0 | 0 | 0 | 0 | 0 | 0 | 0 | 0 | 0 | 0 | 0 | 0 | 0 | 0 | 0 | 0 | 0 | 0 | 0 | 0 | 0 | 0 | 0 | 0 | 0 | 0 | 0 | 0 | 0 | 0
F6_Commercial_School_New_Food Preparation_Natural Gas_Food Prep Other_E1 | F6 | Commercial | School | New | Food Preparation | Natural Gas | Food Prep Other | E1 | Utility - Value of Sales | 0.010353 | 0.010408 | 0.010498 | 0.010478 | 0.010478 | 0.010478 | 0.010478 | 0.010478 | 0.010478 | 0.010478 | 0.010478 | 0.010478 | 0.010478 | 0.010478 | 0.010478 | 0.010478 | 0.010478 | 0.010478 | 0.010478 | 0.010478 | 0.010478 | 0.010478 | 0.010478 | 0.010478 | 0.010478 | 0.010478 | 0.010478 | 0.010478 | 0.010478 | 0.010478 | 0.010478 | 0.010478 | 0.010478
F6_Commercial_School_New_Food Preparation_Natural Gas_Food Prep Other_E2 | F6 | Commercial | School | New | Food Preparation | Natural Gas | Food Prep Other | E2 | Utility - Value of Sales | 0.010353 | 0.010408 | 0.010498 | 0.010478 | 0.010478 | 0.010478 | 0.010478 | 0.010478 | 0.010478 | 0.010478 | 0.010478 | 0.010478 | 0.010478 | 0.010478 | 0.010478 | 0.010478 | 0.010478 | 0.010478 | 0.010478 | 0.010478 | 0.010478 | 0.010478 | 0.010478 | 0.010478 | 0.010478 | 0.010478 | 0.010478 | 0.010478 | 0.010478 | 0.010478 | 0.010478 | 0.010478 | 0.010478
F6_Commercial_School_New_Food Preparation_Natural Gas_Food Prep Other_E3 | F6 | Commercial | School | New | Food Preparation | Natural Gas | Food Prep Other | E3 | Utility - Value of Sales | 0 | 0 | 0 | 0 | 0 | 0 | 0 | 0 | 0 | 0 | 0 | 0 | 0 | 0 | 0 | 0 | 0 | 0 | 0 | 0 | 0 | 0 | 0 | 0 | 0 | 0 | 0 | 0 | 0 | 0 | 0 | 0 | 0
F6_Commercial_School_New_Food Preparation_Natural Gas_Food Prep Other_E4 | F6 | Commercial | School | New | Food Preparation | Natural Gas | Food Prep Other | E4 | Utility - Value of Sales | 0 | 0 | 0 | 0 | 0 | 0 | 0 | 0 | 0 | 0 | 0 | 0 | 0 | 0 | 0 | 0 | 0 | 0 | 0 | 0 | 0 | 0 | 0 | 0 | 0 | 0 | 0 | 0 | 0 | 0 | 0 | 0 | 0
F6_Commercial_School_New_Food Preparation_Natural Gas_Food Prep Other_E5 | F6 | Commercial | School | New | Food Preparation | Natural Gas | Food Prep Other | E5 | Utility - Value of Sales | 0 | 0 | 0 | 0 | 0 | 0 | 0 | 0 | 0 | 0 | 0 | 0 | 0 | 0 | 0 | 0 | 0 | 0 | 0 | 0 | 0 | 0 | 0 | 0 | 0 | 0 | 0 | 0 | 0 | 0 | 0 | 0 | 0
F6_Commercial_School_New_Food Preparation_Natural Gas_Food Prep Other_E6 | F6 | Commercial | School | New | Food Preparation | Natural Gas | Food Prep Other | E6 | Utility - Value of Sales | 0 | 0 | 0 | 0 | 0 | 0 | 0 | 0 | 0 | 0 | 0 | 0 | 0 | 0 | 0 | 0 | 0 | 0 | 0 | 0 | 0 | 0 | 0 | 0 | 0 | 0 | 0 | 0 | 0 | 0 | 0 | 0 | 0
F6_Commercial_School_New_Food Preparation_Natural Gas_Food Prep Other_E7 | F6 | Commercial | School | New | Food Preparation | Natural Gas | Food Prep Other | E7 | Utility - Value of Sales | 0 | 0 | 0 | 0 | 0 | 0 | 0 | 0 | 0 | 0 | 0 | 0 | 0 | 0 | 0 | 0 | 0 | 0 | 0 | 0 | 0 | 0 | 0 | 0 | 0 | 0 | 0 | 0 | 0 | 0 | 0 | 0 | 0
F6_Commercial_School_New_Food Preparation_Natural Gas_Food Prep Other_E8 | F6 | Commercial | School | New | Food Preparation | Natural Gas | Food Prep Other | E8 | Utility - Value of Sales | 0 | 0 | 0 | 0 | 0 | 0 | 0 | 0 | 0 | 0 | 0 | 0 | 0 | 0 | 0 | 0 | 0 | 0 | 0 | 0 | 0 | 0 | 0 | 0 | 0 | 0 | 0 | 0 | 0 | 0 | 0 | 0 | 0
F6_Commercial_School_New_Food Preparation_Natural Gas_Food Prep Other_E9 | F6 | Commercial | School | New | Food Preparation | Natural Gas | Food Prep Other | E9 | Utility - Value of Sales | 0 | 0 | 0 | 0 | 0 | 0 | 0 | 0 | 0 | 0 | 0 | 0 | 0 | 0 | 0 | 0 | 0 | 0 | 0 | 0 | 0 | 0 | 0 | 0 | 0 | 0 | 0 | 0 | 0 | 0 | 0 | 0 | 0
F6_Commercial_School_New_Food Preparation_Natural Gas_Food Prep Other_E10 | F6 | Commercial | School | New | Food Preparation | Natural Gas | Food Prep Other | E10 | Utility - Value of Sales | 0 | 0 | 0 | 0 | 0 | 0 | 0 | 0 | 0 | 0 | 0 | 0 | 0 | 0 | 0 | 0 | 0 | 0 | 0 | 0 | 0 | 0 | 0 | 0 | 0 | 0 | 0 | 0 | 0 | 0 | 0 | 0 | 0
F1_Commercial_School_New_Miscellaneous_Natural Gas_Pool Heater_E1 | F1 | Commercial | School | New | Miscellaneous | Natural Gas | Pool Heater | E1 | RVT - Cost of Equipment | 0 | 0 | 0 | 0 | 0 | 0 | 0 | 0 | 0 | 0 | 0 | 0 | 0 | 0 | 0 | 0 | 0 | 0 | 0 | 0 | 0 | 0 | 0 | 0 | 0 | 0 | 0 | 0 | 0 | 0 | 0 | 0 | 0
F1_Commercial_School_New_Miscellaneous_Natural Gas_Pool Heater_E2 | F1 | Commercial | School | New | Miscellaneous | Natural Gas | Pool Heater | E2 | RVT - Cost of Equipment | 0 | 0 | 0 | 0 | 0 | 0 | 0 | 0 | 0 | 0 | 0 | 0 | 0 | 0 | 0 | 0 | 0 | 0 | 0 | 0 | 0 | 0 | 0 | 0 | 0 | 0 | 0 | 0 | 0 | 0 | 0 | 0 | 0
F1_Commercial_School_New_Miscellaneous_Natural Gas_Pool Heater_E3 | F1 | Commercial | School | New | Miscellaneous | Natural Gas | Pool Heater | E3 | RVT - Cost of Equipment | 0 | 0 | 0 | 0 | 0 | 0 | 0 | 0 | 0 | 0 | 0 | 0 | 0 | 0 | 0 | 0 | 0 | 0 | 0 | 0 | 0 | 0 | 0 | 0 | 0 | 0 | 0 | 0 | 0 | 0 | 0 | 0 | 0
F1_Commercial_School_New_Miscellaneous_Natural Gas_Pool Heater_E4 | F1 | Commercial | School | New | Miscellaneous | Natural Gas | Pool Heater | E4 | RVT - Cost of Equipment | 0 | 0 | 0 | 0 | 0 | 0 | 0 | 0 | 0 | 0 | 0 | 0 | 0 | 0 | 0 | 0 | 0 | 0 | 0 | 0 | 0 | 0 | 0 | 0 | 0 | 0 | 0 | 0 | 0 | 0 | 0 | 0 | 0
F1_Commercial_School_New_Miscellaneous_Natural Gas_Pool Heater_E5 | F1 | Commercial | School | New | Miscellaneous | Natural Gas | Pool Heater | E5 | RVT - Cost of Equipment | 0 | 0 | 0 | 0 | 0 | 0 | 0 | 0 | 0 | 0 | 0 | 0 | 0 | 0 | 0 | 0 | 0 | 0 | 0 | 0 | 0 | 0 | 0 | 0 | 0 | 0 | 0 | 0 | 0 | 0 | 0 | 0 | 0
F1_Commercial_School_New_Miscellaneous_Natural Gas_Pool Heater_E6 | F1 | Commercial | School | New | Miscellaneous | Natural Gas | Pool Heater | E6 | RVT - Cost of Equipment | 0 | 0 | 0 | 0 | 0 | 0 | 0 | 0 | 0 | 0 | 0 | 0 | 0 | 0 | 0 | 0 | 0 | 0 | 0 | 0 | 0 | 0 | 0 | 0 | 0 | 0 | 0 | 0 | 0 | 0 | 0 | 0 | 0
F1_Commercial_School_New_Miscellaneous_Natural Gas_Pool Heater_E7 | F1 | Commercial | School | New | Miscellaneous | Natural Gas | Pool Heater | E7 | RVT - Cost of Equipment | 0 | 0 | 0 | 0 | 0 | 0 | 0 | 0 | 0 | 0 | 0 | 0 | 0 | 0 | 0 | 0 | 0 | 0 | 0 | 0 | 0 | 0 | 0 | 0 | 0 | 0 | 0 | 0 | 0 | 0 | 0 | 0 | 0
F1_Commercial_School_New_Miscellaneous_Natural Gas_Pool Heater_E8 | F1 | Commercial | School | New | Miscellaneous | Natural Gas | Pool Heater | E8 | RVT - Cost of Equipment | 0 | 0 | 0 | 0 | 0 | 0 | 0 | 0 | 0 | 0 | 0 | 0 | 0 | 0 | 0 | 0 | 0 | 0 | 0 | 0 | 0 | 0 | 0 | 0 | 0 | 0 | 0 | 0 | 0 | 0 | 0 | 0 | 0
F1_Commercial_School_New_Miscellaneous_Natural Gas_Pool Heater_E9 | F1 | Commercial | School | New | Miscellaneous | Natural Gas | Pool Heater | E9 | RVT - Cost of Equipment | 0 | 0 | 0 | 0 | 0 | 0 | 0 | 0 | 0 | 0 | 0 | 0 | 0 | 0 | 0 | 0 | 0 | 0 | 0 | 0 | 0 | 0 | 0 | 0 | 0 | 0 | 0 | 0 | 0 | 0 | 0 | 0 | 0
F1_Commercial_School_New_Miscellaneous_Natural Gas_Pool Heater_E10 | F1 | Commercial | School | New | Miscellaneous | Natural Gas | Pool Heater | E10 | RVT - Cost of Equipment | 0 | 0 | 0 | 0 | 0 | 0 | 0 | 0 | 0 | 0 | 0 | 0 | 0 | 0 | 0 | 0 | 0 | 0 | 0 | 0 | 0 | 0 | 0 | 0 | 0 | 0 | 0 | 0 | 0 | 0 | 0 | 0 | 0
F2_Commercial_School_New_Miscellaneous_Natural Gas_Pool Heater_E1 | F2 | Commercial | School | New | Miscellaneous | Natural Gas | Pool Heater | E1 | RVT - Cost of Operation | 0 | 0 | 0 | 0 | 0 | 0 | 0 | 0 | 0 | 0 | 0 | 0 | 0 | 0 | 0 | 0 | 0 | 0 | 0 | 0 | 0 | 0 | 0 | 0 | 0 | 0 | 0 | 0 | 0 | 0 | 0 | 0 | 0
F2_Commercial_School_New_Miscellaneous_Natural Gas_Pool Heater_E2 | F2 | Commercial | School | New | Miscellaneous | Natural Gas | Pool Heater | E2 | RVT - Cost of Operation | 0 | 0 | 0 | 0 | 0 | 0 | 0 | 0 | 0 | 0 | 0 | 0 | 0 | 0 | 0 | 0 | 0 | 0 | 0 | 0 | 0 | 0 | 0 | 0 | 0 | 0 | 0 | 0 | 0 | 0 | 0 | 0 | 0
F2_Commercial_School_New_Miscellaneous_Natural Gas_Pool Heater_E3 | F2 | Commercial | School | New | Miscellaneous | Natural Gas | Pool Heater | E3 | RVT - Cost of Operation | 0 | 0 | 0 | 0 | 0 | 0 | 0 | 0 | 0 | 0 | 0 | 0 | 0 | 0 | 0 | 0 | 0 | 0 | 0 | 0 | 0 | 0 | 0 | 0 | 0 | 0 | 0 | 0 | 0 | 0 | 0 | 0 | 0
F2_Commercial_School_New_Miscellaneous_Natural Gas_Pool Heater_E4 | F2 | Commercial | School | New | Miscellaneous | Natural Gas | Pool Heater | E4 | RVT - Cost of Operation | 0 | 0 | 0 | 0 | 0 | 0 | 0 | 0 | 0 | 0 | 0 | 0 | 0 | 0 | 0 | 0 | 0 | 0 | 0 | 0 | 0 | 0 | 0 | 0 | 0 | 0 | 0 | 0 | 0 | 0 | 0 | 0 | 0
F2_Commercial_School_New_Miscellaneous_Natural Gas_Pool Heater_E5 | F2 | Commercial | School | New | Miscellaneous | Natural Gas | Pool Heater | E5 | RVT - Cost of Operation | 0 | 0 | 0 | 0 | 0 | 0 | 0 | 0 | 0 | 0 | 0 | 0 | 0 | 0 | 0 | 0 | 0 | 0 | 0 | 0 | 0 | 0 | 0 | 0 | 0 | 0 | 0 | 0 | 0 | 0 | 0 | 0 | 0
F2_Commercial_School_New_Miscellaneous_Natural Gas_Pool Heater_E6 | F2 | Commercial | School | New | Miscellaneous | Natural Gas | Pool Heater | E6 | RVT - Cost of Operation | 0 | 0 | 0 | 0 | 0 | 0 | 0 | 0 | 0 | 0 | 0 | 0 | 0 | 0 | 0 | 0 | 0 | 0 | 0 | 0 | 0 | 0 | 0 | 0 | 0 | 0 | 0 | 0 | 0 | 0 | 0 | 0 | 0
F2_Commercial_School_New_Miscellaneous_Natural Gas_Pool Heater_E7 | F2 | Commercial | School | New | Miscellaneous | Natural Gas | Pool Heater | E7 | RVT - Cost of Operation | 0 | 0 | 0 | 0 | 0 | 0 | 0 | 0 | 0 | 0 | 0 | 0 | 0 | 0 | 0 | 0 | 0 | 0 | 0 | 0 | 0 | 0 | 0 | 0 | 0 | 0 | 0 | 0 | 0 | 0 | 0 | 0 | 0
F2_Commercial_School_New_Miscellaneous_Natural Gas_Pool Heater_E8 | F2 | Commercial | School | New | Miscellaneous | Natural Gas | Pool Heater | E8 | RVT - Cost of Operation | 0 | 0 | 0 | 0 | 0 | 0 | 0 | 0 | 0 | 0 | 0 | 0 | 0 | 0 | 0 | 0 | 0 | 0 | 0 | 0 | 0 | 0 | 0 | 0 | 0 | 0 | 0 | 0 | 0 | 0 | 0 | 0 | 0
F2_Commercial_School_New_Miscellaneous_Natural Gas_Pool Heater_E9 | F2 | Commercial | School | New | Miscellaneous | Natural Gas | Pool Heater | E9 | RVT - Cost of Operation | 0 | 0 | 0 | 0 | 0 | 0 | 0 | 0 | 0 | 0 | 0 | 0 | 0 | 0 | 0 | 0 | 0 | 0 | 0 | 0 | 0 | 0 | 0 | 0 | 0 | 0 | 0 | 0 | 0 | 0 | 0 | 0 | 0
F2_Commercial_School_New_Miscellaneous_Natural Gas_Pool Heater_E10 | F2 | Commercial | School | New | Miscellaneous | Natural Gas | Pool Heater | E10 | RVT - Cost of Operation | 0 | 0 | 0 | 0 | 0 | 0 | 0 | 0 | 0 | 0 | 0 | 0 | 0 | 0 | 0 | 0 | 0 | 0 | 0 | 0 | 0 | 0 | 0 | 0 | 0 | 0 | 0 | 0 | 0 | 0 | 0 | 0 | 0
F3_Commercial_School_New_Miscellaneous_Natural Gas_Pool Heater_E1 | F3 | Commercial | School | New | Miscellaneous | Natural Gas | Pool Heater | E1 | System - kBTUs of Consumption | 0.00043265 | 0.00043265 | 0.00043265 | 0.00043265 | 0.00043265 | 0.00043265 | 0.00043265 | 0.00043265 | 0.00043265 | 0.00043265 | 0.00043265 | 0.00043265 | 0.00043265 | 0.00043265 | 0.00043265 | 0.00043265 | 0.00043265 | 0.00043265 | 0.00043265 | 0.00043265 | 0.00043265 | 0.00043265 | 0.00043265 | 0.00043265 | 0.00043265 | 0.00043265 | 0.00043265 | 0.00043265 | 0.00043265 | 0.00043265 | 0.00043265 | 0.00043265 | 0.00043265
F3_Commercial_School_New_Miscellaneous_Natural Gas_Pool Heater_E2 | F3 | Commercial | School | New | Miscellaneous | Natural Gas | Pool Heater | E2 | System - kBTUs of Consumption | 0.00070842 | 0.00070842 | 0.00070842 | 0.00070842 | 0.00070842 | 0.00070842 | 0.00070842 | 0.00070842 | 0.00070842 | 0.00070842 | 0.00070842 | 0.00070842 | 0.00070842 | 0.00070842 | 0.00070842 | 0.00070842 | 0.00070842 | 0.00070842 | 0.00070842 | 0.00070842 | 0.00070842 | 0.00070842 | 0.00070842 | 0.00070842 | 0.00070842 | 0.00070842 | 0.00070842 | 0.00070842 | 0.00070842 | 0.00070842 | 0.00070842 | 0.00070842 | 0.00070842
F3_Commercial_School_New_Miscellaneous_Natural Gas_Pool Heater_E3 | F3 | Commercial | School | New | Miscellaneous | Natural Gas | Pool Heater | E3 | System - kBTUs of Consumption | 0 | 0 | 0 | 0 | 0 | 0 | 0 | 0 | 0 | 0 | 0 | 0 | 0 | 0 | 0 | 0 | 0 | 0 | 0 | 0 | 0 | 0 | 0 | 0 | 0 | 0 | 0 | 0 | 0 | 0 | 0 | 0 | 0
F3_Commercial_School_New_Miscellaneous_Natural Gas_Pool Heater_E4 | F3 | Commercial | School | New | Miscellaneous | Natural Gas | Pool Heater | E4 | System - kBTUs of Consumption | 0 | 0 | 0 | 0 | 0 | 0 | 0 | 0 | 0 | 0 | 0 | 0 | 0 | 0 | 0 | 0 | 0 | 0 | 0 | 0 | 0 | 0 | 0 | 0 | 0 | 0 | 0 | 0 | 0 | 0 | 0 | 0 | 0
F3_Commercial_School_New_Miscellaneous_Natural Gas_Pool Heater_E5 | F3 | Commercial | School | New | Miscellaneous | Natural Gas | Pool Heater | E5 | System - kBTUs of Consumption | 0 | 0 | 0 | 0 | 0 | 0 | 0 | 0 | 0 | 0 | 0 | 0 | 0 | 0 | 0 | 0 | 0 | 0 | 0 | 0 | 0 | 0 | 0 | 0 | 0 | 0 | 0 | 0 | 0 | 0 | 0 | 0 | 0
F3_Commercial_School_New_Miscellaneous_Natural Gas_Pool Heater_E6 | F3 | Commercial | School | New | Miscellaneous | Natural Gas | Pool Heater | E6 | System - kBTUs of Consumption | 0 | 0 | 0 | 0 | 0 | 0 | 0 | 0 | 0 | 0 | 0 | 0 | 0 | 0 | 0 | 0 | 0 | 0 | 0 | 0 | 0 | 0 | 0 | 0 | 0 | 0 | 0 | 0 | 0 | 0 | 0 | 0 | 0
F3_Commercial_School_New_Miscellaneous_Natural Gas_Pool Heater_E7 | F3 | Commercial | School | New | Miscellaneous | Natural Gas | Pool Heater | E7 | System - kBTUs of Consumption | 0 | 0 | 0 | 0 | 0 | 0 | 0 | 0 | 0 | 0 | 0 | 0 | 0 | 0 | 0 | 0 | 0 | 0 | 0 | 0 | 0 | 0 | 0 | 0 | 0 | 0 | 0 | 0 | 0 | 0 | 0 | 0 | 0
F3_Commercial_School_New_Miscellaneous_Natural Gas_Pool Heater_E8 | F3 | Commercial | School | New | Miscellaneous | Natural Gas | Pool Heater | E8 | System - kBTUs of Consumption | 0 | 0 | 0 | 0 | 0 | 0 | 0 | 0 | 0 | 0 | 0 | 0 | 0 | 0 | 0 | 0 | 0 | 0 | 0 | 0 | 0 | 0 | 0 | 0 | 0 | 0 | 0 | 0 | 0 | 0 | 0 | 0 | 0
F3_Commercial_School_New_Miscellaneous_Natural Gas_Pool Heater_E9 | F3 | Commercial | School | New | Miscellaneous | Natural Gas | Pool Heater | E9 | System - kBTUs of Consumption | 0 | 0 | 0 | 0 | 0 | 0 | 0 | 0 | 0 | 0 | 0 | 0 | 0 | 0 | 0 | 0 | 0 | 0 | 0 | 0 | 0 | 0 | 0 | 0 | 0 | 0 | 0 | 0 | 0 | 0 | 0 | 0 | 0
F3_Commercial_School_New_Miscellaneous_Natural Gas_Pool Heater_E10 | F3 | Commercial | School | New | Miscellaneous | Natural Gas | Pool Heater | E10 | System - kBTUs of Consumption | 0 | 0 | 0 | 0 | 0 | 0 | 0 | 0 | 0 | 0 | 0 | 0 | 0 | 0 | 0 | 0 | 0 | 0 | 0 | 0 | 0 | 0 | 0 | 0 | 0 | 0 | 0 | 0 | 0 | 0 | 0 | 0 | 0
F4_Commercial_School_New_Miscellaneous_Natural Gas_Pool Heater_E1 | F4 | Commercial | School | New | Miscellaneous | Natural Gas | Pool Heater | E1 | Utility - Cost of Equipment | 0 | 0 | 0 | 0 | 0 | 0 | 0 | 0 | 0 | 0 | 0 | 0 | 0 | 0 | 0 | 0 | 0 | 0 | 0 | 0 | 0 | 0 | 0 | 0 | 0 | 0 | 0 | 0 | 0 | 0 | 0 | 0 | 0
F4_Commercial_School_New_Miscellaneous_Natural Gas_Pool Heater_E2 | F4 | Commercial | School | New | Miscellaneous | Natural Gas | Pool Heater | E2 | Utility - Cost of Equipment | 0 | 0 | 0 | 0 | 0 | 0 | 0 | 0 | 0 | 0 | 0 | 0 | 0 | 0 | 0 | 0 | 0 | 0 | 0 | 0 | 0 | 0 | 0 | 0 | 0 | 0 | 0 | 0 | 0 | 0 | 0 | 0 | 0
F4_Commercial_School_New_Miscellaneous_Natural Gas_Pool Heater_E3 | F4 | Commercial | School | New | Miscellaneous | Natural Gas | Pool Heater | E3 | Utility - Cost of Equipment | 0 | 0 | 0 | 0 | 0 | 0 | 0 | 0 | 0 | 0 | 0 | 0 | 0 | 0 | 0 | 0 | 0 | 0 | 0 | 0 | 0 | 0 | 0 | 0 | 0 | 0 | 0 | 0 | 0 | 0 | 0 | 0 | 0
F4_Commercial_School_New_Miscellaneous_Natural Gas_Pool Heater_E4 | F4 | Commercial | School | New | Miscellaneous | Natural Gas | Pool Heater | E4 | Utility - Cost of Equipment | 0 | 0 | 0 | 0 | 0 | 0 | 0 | 0 | 0 | 0 | 0 | 0 | 0 | 0 | 0 | 0 | 0 | 0 | 0 | 0 | 0 | 0 | 0 | 0 | 0 | 0 | 0 | 0 | 0 | 0 | 0 | 0 | 0
F4_Commercial_School_New_Miscellaneous_Natural Gas_Pool Heater_E5 | F4 | Commercial | School | New | Miscellaneous | Natural Gas | Pool Heater | E5 | Utility - Cost of Equipment | 0 | 0 | 0 | 0 | 0 | 0 | 0 | 0 | 0 | 0 | 0 | 0 | 0 | 0 | 0 | 0 | 0 | 0 | 0 | 0 | 0 | 0 | 0 | 0 | 0 | 0 | 0 | 0 | 0 | 0 | 0 | 0 | 0
F4_Commercial_School_New_Miscellaneous_Natural Gas_Pool Heater_E6 | F4 | Commercial | School | New | Miscellaneous | Natural Gas | Pool Heater | E6 | Utility - Cost of Equipment | 0 | 0 | 0 | 0 | 0 | 0 | 0 | 0 | 0 | 0 | 0 | 0 | 0 | 0 | 0 | 0 | 0 | 0 | 0 | 0 | 0 | 0 | 0 | 0 | 0 | 0 | 0 | 0 | 0 | 0 | 0 | 0 | 0
F4_Commercial_School_New_Miscellaneous_Natural Gas_Pool Heater_E7 | F4 | Commercial | School | New | Miscellaneous | Natural Gas | Pool Heater | E7 | Utility - Cost of Equipment | 0 | 0 | 0 | 0 | 0 | 0 | 0 | 0 | 0 | 0 | 0 | 0 | 0 | 0 | 0 | 0 | 0 | 0 | 0 | 0 | 0 | 0 | 0 | 0 | 0 | 0 | 0 | 0 | 0 | 0 | 0 | 0 | 0
F4_Commercial_School_New_Miscellaneous_Natural Gas_Pool Heater_E8 | F4 | Commercial | School | New | Miscellaneous | Natural Gas | Pool Heater | E8 | Utility - Cost of Equipment | 0 | 0 | 0 | 0 | 0 | 0 | 0 | 0 | 0 | 0 | 0 | 0 | 0 | 0 | 0 | 0 | 0 | 0 | 0 | 0 | 0 | 0 | 0 | 0 | 0 | 0 | 0 | 0 | 0 | 0 | 0 | 0 | 0
F4_Commercial_School_New_Miscellaneous_Natural Gas_Pool Heater_E9 | F4 | Commercial | School | New | Miscellaneous | Natural Gas | Pool Heater | E9 | Utility - Cost of Equipment | 0 | 0 | 0 | 0 | 0 | 0 | 0 | 0 | 0 | 0 | 0 | 0 | 0 | 0 | 0 | 0 | 0 | 0 | 0 | 0 | 0 | 0 | 0 | 0 | 0 | 0 | 0 | 0 | 0 | 0 | 0 | 0 | 0
F4_Commercial_School_New_Miscellaneous_Natural Gas_Pool Heater_E10 | F4 | Commercial | School | New | Miscellaneous | Natural Gas | Pool Heater | E10 | Utility - Cost of Equipment | 0 | 0 | 0 | 0 | 0 | 0 | 0 | 0 | 0 | 0 | 0 | 0 | 0 | 0 | 0 | 0 | 0 | 0 | 0 | 0 | 0 | 0 | 0 | 0 | 0 | 0 | 0 | 0 | 0 | 0 | 0 | 0 | 0
F5_Commercial_School_New_Miscellaneous_Natural Gas_Pool Heater_E1 | F5 | Commercial | School | New | Miscellaneous | Natural Gas | Pool Heater | E1 | Utility - Cost of Operation | 0.00043265 | 0.00043265 | 0.00043265 | 0.00043265 | 0.00043265 | 0.00043265 | 0.00043265 | 0.00043265 | 0.00043265 | 0.00043265 | 0.00043265 | 0.00043265 | 0.00043265 | 0.00043265 | 0.00043265 | 0.00043265 | 0.00043265 | 0.00043265 | 0.00043265 | 0.00043265 | 0.00043265 | 0.00043265 | 0.00043265 | 0.00043265 | 0.00043265 | 0.00043265 | 0.00043265 | 0.00043265 | 0.00043265 | 0.00043265 | 0.00043265 | 0.00043265 | 0.00043265
F5_Commercial_School_New_Miscellaneous_Natural Gas_Pool Heater_E2 | F5 | Commercial | School | New | Miscellaneous | Natural Gas | Pool Heater | E2 | Utility - Cost of Operation | 0.00070842 | 0.00070842 | 0.00070842 | 0.00070842 | 0.00070842 | 0.00070842 | 0.00070842 | 0.00070842 | 0.00070842 | 0.00070842 | 0.00070842 | 0.00070842 | 0.00070842 | 0.00070842 | 0.00070842 | 0.00070842 | 0.00070842 | 0.00070842 | 0.00070842 | 0.00070842 | 0.00070842 | 0.00070842 | 0.00070842 | 0.00070842 | 0.00070842 | 0.00070842 | 0.00070842 | 0.00070842 | 0.00070842 | 0.00070842 | 0.00070842 | 0.00070842 | 0.00070842
F5_Commercial_School_New_Miscellaneous_Natural Gas_Pool Heater_E3 | F5 | Commercial | School | New | Miscellaneous | Natural Gas | Pool Heater | E3 | Utility - Cost of Operation | 0 | 0 | 0 | 0 | 0 | 0 | 0 | 0 | 0 | 0 | 0 | 0 | 0 | 0 | 0 | 0 | 0 | 0 | 0 | 0 | 0 | 0 | 0 | 0 | 0 | 0 | 0 | 0 | 0 | 0 | 0 | 0 | 0
F5_Commercial_School_New_Miscellaneous_Natural Gas_Pool Heater_E4 | F5 | Commercial | School | New | Miscellaneous | Natural Gas | Pool Heater | E4 | Utility - Cost of Operation | 0 | 0 | 0 | 0 | 0 | 0 | 0 | 0 | 0 | 0 | 0 | 0 | 0 | 0 | 0 | 0 | 0 | 0 | 0 | 0 | 0 | 0 | 0 | 0 | 0 | 0 | 0 | 0 | 0 | 0 | 0 | 0 | 0
F5_Commercial_School_New_Miscellaneous_Natural Gas_Pool Heater_E5 | F5 | Commercial | School | New | Miscellaneous | Natural Gas | Pool Heater | E5 | Utility - Cost of Operation | 0 | 0 | 0 | 0 | 0 | 0 | 0 | 0 | 0 | 0 | 0 | 0 | 0 | 0 | 0 | 0 | 0 | 0 | 0 | 0 | 0 | 0 | 0 | 0 | 0 | 0 | 0 | 0 | 0 | 0 | 0 | 0 | 0
F5_Commercial_School_New_Miscellaneous_Natural Gas_Pool Heater_E6 | F5 | Commercial | School | New | Miscellaneous | Natural Gas | Pool Heater | E6 | Utility - Cost of Operation | 0 | 0 | 0 | 0 | 0 | 0 | 0 | 0 | 0 | 0 | 0 | 0 | 0 | 0 | 0 | 0 | 0 | 0 | 0 | 0 | 0 | 0 | 0 | 0 | 0 | 0 | 0 | 0 | 0 | 0 | 0 | 0 | 0
F5_Commercial_School_New_Miscellaneous_Natural Gas_Pool Heater_E7 | F5 | Commercial | School | New | Miscellaneous | Natural Gas | Pool Heater | E7 | Utility - Cost of Operation | 0 | 0 | 0 | 0 | 0 | 0 | 0 | 0 | 0 | 0 | 0 | 0 | 0 | 0 | 0 | 0 | 0 | 0 | 0 | 0 | 0 | 0 | 0 | 0 | 0 | 0 | 0 | 0 | 0 | 0 | 0 | 0 | 0
F5_Commercial_School_New_Miscellaneous_Natural Gas_Pool Heater_E8 | F5 | Commercial | School | New | Miscellaneous | Natural Gas | Pool Heater | E8 | Utility - Cost of Operation | 0 | 0 | 0 | 0 | 0 | 0 | 0 | 0 | 0 | 0 | 0 | 0 | 0 | 0 | 0 | 0 | 0 | 0 | 0 | 0 | 0 | 0 | 0 | 0 | 0 | 0 | 0 | 0 | 0 | 0 | 0 | 0 | 0
F5_Commercial_School_New_Miscellaneous_Natural Gas_Pool Heater_E9 | F5 | Commercial | School | New | Miscellaneous | Natural Gas | Pool Heater | E9 | Utility - Cost of Operation | 0 | 0 | 0 | 0 | 0 | 0 | 0 | 0 | 0 | 0 | 0 | 0 | 0 | 0 | 0 | 0 | 0 | 0 | 0 | 0 | 0 | 0 | 0 | 0 | 0 | 0 | 0 | 0 | 0 | 0 | 0 | 0 | 0
F5_Commercial_School_New_Miscellaneous_Natural Gas_Pool Heater_E10 | F5 | Commercial | School | New | Miscellaneous | Natural Gas | Pool Heater | E10 | Utility - Cost of Operation | 0 | 0 | 0 | 0 | 0 | 0 | 0 | 0 | 0 | 0 | 0 | 0 | 0 | 0 | 0 | 0 | 0 | 0 | 0 | 0 | 0 | 0 | 0 | 0 | 0 | 0 | 0 | 0 | 0 | 0 | 0 | 0 | 0
F6_Commercial_School_New_Miscellaneous_Natural Gas_Pool Heater_E1 | F6 | Commercial | School | New | Miscellaneous | Natural Gas | Pool Heater | E1 | Utility - Value of Sales | 0.0017984 | 0.0018146 | 0.0018408 | 0.001835 | 0.001835 | 0.001835 | 0.001835 | 0.001835 | 0.001835 | 0.001835 | 0.001835 | 0.001835 | 0.001835 | 0.001835 | 0.001835 | 0.001835 | 0.001835 | 0.001835 | 0.001835 | 0.001835 | 0.001835 | 0.001835 | 0.001835 | 0.001835 | 0.001835 | 0.001835 | 0.001835 | 0.001835 | 0.001835 | 0.001835 | 0.001835 | 0.001835 | 0.001835
F6_Commercial_School_New_Miscellaneous_Natural Gas_Pool Heater_E2 | F6 | Commercial | School | New | Miscellaneous | Natural Gas | Pool Heater | E2 | Utility - Value of Sales | 0.0015286 | 0.0015424 | 0.0015647 | 0.0015598 | 0.0015598 | 0.0015598 | 0.0015598 | 0.0015598 | 0.0015598 | 0.0015598 | 0.0015598 | 0.0015598 | 0.0015598 | 0.0015598 | 0.0015598 | 0.0015598 | 0.0015598 | 0.0015598 | 0.0015598 | 0.0015598 | 0.0015598 | 0.0015598 | 0.0015598 | 0.0015598 | 0.0015598 | 0.0015598 | 0.0015598 | 0.0015598 | 0.0015598 | 0.0015598 | 0.0015598 | 0.0015598 | 0.0015598
F6_Commercial_School_New_Miscellaneous_Natural Gas_Pool Heater_E3 | F6 | Commercial | School | New | Miscellaneous | Natural Gas | Pool Heater | E3 | Utility - Value of Sales | 0 | 0 | 0 | 0 | 0 | 0 | 0 | 0 | 0 | 0 | 0 | 0 | 0 | 0 | 0 | 0 | 0 | 0 | 0 | 0 | 0 | 0 | 0 | 0 | 0 | 0 | 0 | 0 | 0 | 0 | 0 | 0 | 0
F6_Commercial_School_New_Miscellaneous_Natural Gas_Pool Heater_E4 | F6 | Commercial | School | New | Miscellaneous | Natural Gas | Pool Heater | E4 | Utility - Value of Sales | 0 | 0 | 0 | 0 | 0 | 0 | 0 | 0 | 0 | 0 | 0 | 0 | 0 | 0 | 0 | 0 | 0 | 0 | 0 | 0 | 0 | 0 | 0 | 0 | 0 | 0 | 0 | 0 | 0 | 0 | 0 | 0 | 0
F6_Commercial_School_New_Miscellaneous_Natural Gas_Pool Heater_E5 | F6 | Commercial | School | New | Miscellaneous | Natural Gas | Pool Heater | E5 | Utility - Value of Sales | 0 | 0 | 0 | 0 | 0 | 0 | 0 | 0 | 0 | 0 | 0 | 0 | 0 | 0 | 0 | 0 | 0 | 0 | 0 | 0 | 0 | 0 | 0 | 0 | 0 | 0 | 0 | 0 | 0 | 0 | 0 | 0 | 0
F6_Commercial_School_New_Miscellaneous_Natural Gas_Pool Heater_E6 | F6 | Commercial | School | New | Miscellaneous | Natural Gas | Pool Heater | E6 | Utility - Value of Sales | 0 | 0 | 0 | 0 | 0 | 0 | 0 | 0 | 0 | 0 | 0 | 0 | 0 | 0 | 0 | 0 | 0 | 0 | 0 | 0 | 0 | 0 | 0 | 0 | 0 | 0 | 0 | 0 | 0 | 0 | 0 | 0 | 0
F6_Commercial_School_New_Miscellaneous_Natural Gas_Pool Heater_E7 | F6 | Commercial | School | New | Miscellaneous | Natural Gas | Pool Heater | E7 | Utility - Value of Sales | 0 | 0 | 0 | 0 | 0 | 0 | 0 | 0 | 0 | 0 | 0 | 0 | 0 | 0 | 0 | 0 | 0 | 0 | 0 | 0 | 0 | 0 | 0 | 0 | 0 | 0 | 0 | 0 | 0 | 0 | 0 | 0 | 0
F6_Commercial_School_New_Miscellaneous_Natural Gas_Pool Heater_E8 | F6 | Commercial | School | New | Miscellaneous | Natural Gas | Pool Heater | E8 | Utility - Value of Sales | 0 | 0 | 0 | 0 | 0 | 0 | 0 | 0 | 0 | 0 | 0 | 0 | 0 | 0 | 0 | 0 | 0 | 0 | 0 | 0 | 0 | 0 | 0 | 0 | 0 | 0 | 0 | 0 | 0 | 0 | 0 | 0 | 0
F6_Commercial_School_New_Miscellaneous_Natural Gas_Pool Heater_E9 | F6 | Commercial | School | New | Miscellaneous | Natural Gas | Pool Heater | E9 | Utility - Value of Sales | 0 | 0 | 0 | 0 | 0 | 0 | 0 | 0 | 0 | 0 | 0 | 0 | 0 | 0 | 0 | 0 | 0 | 0 | 0 | 0 | 0 | 0 | 0 | 0 | 0 | 0 | 0 | 0 | 0 | 0 | 0 | 0 | 0
F6_Commercial_School_New_Miscellaneous_Natural Gas_Pool Heater_E10 | F6 | Commercial | School | New | Miscellaneous | Natural Gas | Pool Heater | E10 | Utility - Value of Sales | 0 | 0 | 0 | 0 | 0 | 0 | 0 | 0 | 0 | 0 | 0 | 0 | 0 | 0 | 0 | 0 | 0 | 0 | 0 | 0 | 0 | 0 | 0 | 0 | 0 | 0 | 0 | 0 | 0 | 0 | 0 | 0 | 0
F1_Commercial_School_New_Miscellaneous_Natural Gas_Miscellaneous_E1 | F1 | Commercial | School | New | Miscellaneous | Natural Gas | Miscellaneous | E1 | RVT - Cost of Equipment | 0 | 0 | 0 | 0 | 0 | 0 | 0 | 0 | 0 | 0 | 0 | 0 | 0 | 0 | 0 | 0 | 0 | 0 | 0 | 0 | 0 | 0 | 0 | 0 | 0 | 0 | 0 | 0 | 0 | 0 | 0 | 0 | 0
F1_Commercial_School_New_Miscellaneous_Natural Gas_Miscellaneous_E2 | F1 | Commercial | School | New | Miscellaneous | Natural Gas | Miscellaneous | E2 | RVT - Cost of Equipment | 0 | 0 | 0 | 0 | 0 | 0 | 0 | 0 | 0 | 0 | 0 | 0 | 0 | 0 | 0 | 0 | 0 | 0 | 0 | 0 | 0 | 0 | 0 | 0 | 0 | 0 | 0 | 0 | 0 | 0 | 0 | 0 | 0
F1_Commercial_School_New_Miscellaneous_Natural Gas_Miscellaneous_E3 | F1 | Commercial | School | New | Miscellaneous | Natural Gas | Miscellaneous | E3 | RVT - Cost of Equipment | 0 | 0 | 0 | 0 | 0 | 0 | 0 | 0 | 0 | 0 | 0 | 0 | 0 | 0 | 0 | 0 | 0 | 0 | 0 | 0 | 0 | 0 | 0 | 0 | 0 | 0 | 0 | 0 | 0 | 0 | 0 | 0 | 0
F1_Commercial_School_New_Miscellaneous_Natural Gas_Miscellaneous_E4 | F1 | Commercial | School | New | Miscellaneous | Natural Gas | Miscellaneous | E4 | RVT - Cost of Equipment | 0 | 0 | 0 | 0 | 0 | 0 | 0 | 0 | 0 | 0 | 0 | 0 | 0 | 0 | 0 | 0 | 0 | 0 | 0 | 0 | 0 | 0 | 0 | 0 | 0 | 0 | 0 | 0 | 0 | 0 | 0 | 0 | 0
F1_Commercial_School_New_Miscellaneous_Natural Gas_Miscellaneous_E5 | F1 | Commercial | School | New | Miscellaneous | Natural Gas | Miscellaneous | E5 | RVT - Cost of Equipment | 0 | 0 | 0 | 0 | 0 | 0 | 0 | 0 | 0 | 0 | 0 | 0 | 0 | 0 | 0 | 0 | 0 | 0 | 0 | 0 | 0 | 0 | 0 | 0 | 0 | 0 | 0 | 0 | 0 | 0 | 0 | 0 | 0
F1_Commercial_School_New_Miscellaneous_Natural Gas_Miscellaneous_E6 | F1 | Commercial | School | New | Miscellaneous | Natural Gas | Miscellaneous | E6 | RVT - Cost of Equipment | 0 | 0 | 0 | 0 | 0 | 0 | 0 | 0 | 0 | 0 | 0 | 0 | 0 | 0 | 0 | 0 | 0 | 0 | 0 | 0 | 0 | 0 | 0 | 0 | 0 | 0 | 0 | 0 | 0 | 0 | 0 | 0 | 0
F1_Commercial_School_New_Miscellaneous_Natural Gas_Miscellaneous_E7 | F1 | Commercial | School | New | Miscellaneous | Natural Gas | Miscellaneous | E7 | RVT - Cost of Equipment | 0 | 0 | 0 | 0 | 0 | 0 | 0 | 0 | 0 | 0 | 0 | 0 | 0 | 0 | 0 | 0 | 0 | 0 | 0 | 0 | 0 | 0 | 0 | 0 | 0 | 0 | 0 | 0 | 0 | 0 | 0 | 0 | 0
F1_Commercial_School_New_Miscellaneous_Natural Gas_Miscellaneous_E8 | F1 | Commercial | School | New | Miscellaneous | Natural Gas | Miscellaneous | E8 | RVT - Cost of Equipment | 0 | 0 | 0 | 0 | 0 | 0 | 0 | 0 | 0 | 0 | 0 | 0 | 0 | 0 | 0 | 0 | 0 | 0 | 0 | 0 | 0 | 0 | 0 | 0 | 0 | 0 | 0 | 0 | 0 | 0 | 0 | 0 | 0
F1_Commercial_School_New_Miscellaneous_Natural Gas_Miscellaneous_E9 | F1 | Commercial | School | New | Miscellaneous | Natural Gas | Miscellaneous | E9 | RVT - Cost of Equipment | 0 | 0 | 0 | 0 | 0 | 0 | 0 | 0 | 0 | 0 | 0 | 0 | 0 | 0 | 0 | 0 | 0 | 0 | 0 | 0 | 0 | 0 | 0 | 0 | 0 | 0 | 0 | 0 | 0 | 0 | 0 | 0 | 0
F1_Commercial_School_New_Miscellaneous_Natural Gas_Miscellaneous_E10 | F1 | Commercial | School | New | Miscellaneous | Natural Gas | Miscellaneous | E10 | RVT - Cost of Equipment | 0 | 0 | 0 | 0 | 0 | 0 | 0 | 0 | 0 | 0 | 0 | 0 | 0 | 0 | 0 | 0 | 0 | 0 | 0 | 0 | 0 | 0 | 0 | 0 | 0 | 0 | 0 | 0 | 0 | 0 | 0 | 0 | 0
F2_Commercial_School_New_Miscellaneous_Natural Gas_Miscellaneous_E1 | F2 | Commercial | School | New | Miscellaneous | Natural Gas | Miscellaneous | E1 | RVT - Cost of Operation | 0 | 0 | 0 | 0 | 0 | 0 | 0 | 0 | 0 | 0 | 0 | 0 | 0 | 0 | 0 | 0 | 0 | 0 | 0 | 0 | 0 | 0 | 0 | 0 | 0 | 0 | 0 | 0 | 0 | 0 | 0 | 0 | 0
F2_Commercial_School_New_Miscellaneous_Natural Gas_Miscellaneous_E2 | F2 | Commercial | School | New | Miscellaneous | Natural Gas | Miscellaneous | E2 | RVT - Cost of Operation | 0 | 0 | 0 | 0 | 0 | 0 | 0 | 0 | 0 | 0 | 0 | 0 | 0 | 0 | 0 | 0 | 0 | 0 | 0 | 0 | 0 | 0 | 0 | 0 | 0 | 0 | 0 | 0 | 0 | 0 | 0 | 0 | 0
F2_Commercial_School_New_Miscellaneous_Natural Gas_Miscellaneous_E3 | F2 | Commercial | School | New | Miscellaneous | Natural Gas | Miscellaneous | E3 | RVT - Cost of Operation | 0 | 0 | 0 | 0 | 0 | 0 | 0 | 0 | 0 | 0 | 0 | 0 | 0 | 0 | 0 | 0 | 0 | 0 | 0 | 0 | 0 | 0 | 0 | 0 | 0 | 0 | 0 | 0 | 0 | 0 | 0 | 0 | 0
F2_Commercial_School_New_Miscellaneous_Natural Gas_Miscellaneous_E4 | F2 | Commercial | School | New | Miscellaneous | Natural Gas | Miscellaneous | E4 | RVT - Cost of Operation | 0 | 0 | 0 | 0 | 0 | 0 | 0 | 0 | 0 | 0 | 0 | 0 | 0 | 0 | 0 | 0 | 0 | 0 | 0 | 0 | 0 | 0 | 0 | 0 | 0 | 0 | 0 | 0 | 0 | 0 | 0 | 0 | 0
F2_Commercial_School_New_Miscellaneous_Natural Gas_Miscellaneous_E5 | F2 | Commercial | School | New | Miscellaneous | Natural Gas | Miscellaneous | E5 | RVT - Cost of Operation | 0 | 0 | 0 | 0 | 0 | 0 | 0 | 0 | 0 | 0 | 0 | 0 | 0 | 0 | 0 | 0 | 0 | 0 | 0 | 0 | 0 | 0 | 0 | 0 | 0 | 0 | 0 | 0 | 0 | 0 | 0 | 0 | 0
F2_Commercial_School_New_Miscellaneous_Natural Gas_Miscellaneous_E6 | F2 | Commercial | School | New | Miscellaneous | Natural Gas | Miscellaneous | E6 | RVT - Cost of Operation | 0 | 0 | 0 | 0 | 0 | 0 | 0 | 0 | 0 | 0 | 0 | 0 | 0 | 0 | 0 | 0 | 0 | 0 | 0 | 0 | 0 | 0 | 0 | 0 | 0 | 0 | 0 | 0 | 0 | 0 | 0 | 0 | 0
F2_Commercial_School_New_Miscellaneous_Natural Gas_Miscellaneous_E7 | F2 | Commercial | School | New | Miscellaneous | Natural Gas | Miscellaneous | E7 | RVT - Cost of Operation | 0 | 0 | 0 | 0 | 0 | 0 | 0 | 0 | 0 | 0 | 0 | 0 | 0 | 0 | 0 | 0 | 0 | 0 | 0 | 0 | 0 | 0 | 0 | 0 | 0 | 0 | 0 | 0 | 0 | 0 | 0 | 0 | 0
F2_Commercial_School_New_Miscellaneous_Natural Gas_Miscellaneous_E8 | F2 | Commercial | School | New | Miscellaneous | Natural Gas | Miscellaneous | E8 | RVT - Cost of Operation | 0 | 0 | 0 | 0 | 0 | 0 | 0 | 0 | 0 | 0 | 0 | 0 | 0 | 0 | 0 | 0 | 0 | 0 | 0 | 0 | 0 | 0 | 0 | 0 | 0 | 0 | 0 | 0 | 0 | 0 | 0 | 0 | 0
F2_Commercial_School_New_Miscellaneous_Natural Gas_Miscellaneous_E9 | F2 | Commercial | School | New | Miscellaneous | Natural Gas | Miscellaneous | E9 | RVT - Cost of Operation | 0 | 0 | 0 | 0 | 0 | 0 | 0 | 0 | 0 | 0 | 0 | 0 | 0 | 0 | 0 | 0 | 0 | 0 | 0 | 0 | 0 | 0 | 0 | 0 | 0 | 0 | 0 | 0 | 0 | 0 | 0 | 0 | 0
F2_Commercial_School_New_Miscellaneous_Natural Gas_Miscellaneous_E10 | F2 | Commercial | School | New | Miscellaneous | Natural Gas | Miscellaneous | E10 | RVT - Cost of Operation | 0 | 0 | 0 | 0 | 0 | 0 | 0 | 0 | 0 | 0 | 0 | 0 | 0 | 0 | 0 | 0 | 0 | 0 | 0 | 0 | 0 | 0 | 0 | 0 | 0 | 0 | 0 | 0 | 0 | 0 | 0 | 0 | 0
F3_Commercial_School_New_Miscellaneous_Natural Gas_Miscellaneous_E1 | F3 | Commercial | School | New | Miscellaneous | Natural Gas | Miscellaneous | E1 | System - kBTUs of Consumption | 0.23718 | 0.23718 | 0.23718 | 0.23718 | 0.23718 | 0.23718 | 0.23718 | 0.23718 | 0.23718 | 0.23718 | 0.23718 | 0.23718 | 0.23718 | 0.23718 | 0.23718 | 0.23718 | 0.23718 | 0.23718 | 0.23718 | 0.23718 | 0.23718 | 0.23718 | 0.23718 | 0.23718 | 0.23718 | 0.23718 | 0.23718 | 0.23718 | 0.23718 | 0.23718 | 0.23718 | 0.23718 | 0.23718
F3_Commercial_School_New_Miscellaneous_Natural Gas_Miscellaneous_E2 | F3 | Commercial | School | New | Miscellaneous | Natural Gas | Miscellaneous | E2 | System - kBTUs of Consumption | 0 | 0 | 0 | 0 | 0 | 0 | 0 | 0 | 0 | 0 | 0 | 0 | 0 | 0 | 0 | 0 | 0 | 0 | 0 | 0 | 0 | 0 | 0 | 0 | 0 | 0 | 0 | 0 | 0 | 0 | 0 | 0 | 0
F3_Commercial_School_New_Miscellaneous_Natural Gas_Miscellaneous_E3 | F3 | Commercial | School | New | Miscellaneous | Natural Gas | Miscellaneous | E3 | System - kBTUs of Consumption | 0 | 0 | 0 | 0 | 0 | 0 | 0 | 0 | 0 | 0 | 0 | 0 | 0 | 0 | 0 | 0 | 0 | 0 | 0 | 0 | 0 | 0 | 0 | 0 | 0 | 0 | 0 | 0 | 0 | 0 | 0 | 0 | 0
F3_Commercial_School_New_Miscellaneous_Natural Gas_Miscellaneous_E4 | F3 | Commercial | School | New | Miscellaneous | Natural Gas | Miscellaneous | E4 | System - kBTUs of Consumption | 0 | 0 | 0 | 0 | 0 | 0 | 0 | 0 | 0 | 0 | 0 | 0 | 0 | 0 | 0 | 0 | 0 | 0 | 0 | 0 | 0 | 0 | 0 | 0 | 0 | 0 | 0 | 0 | 0 | 0 | 0 | 0 | 0
F3_Commercial_School_New_Miscellaneous_Natural Gas_Miscellaneous_E5 | F3 | Commercial | School | New | Miscellaneous | Natural Gas | Miscellaneous | E5 | System - kBTUs of Consumption | 0 | 0 | 0 | 0 | 0 | 0 | 0 | 0 | 0 | 0 | 0 | 0 | 0 | 0 | 0 | 0 | 0 | 0 | 0 | 0 | 0 | 0 | 0 | 0 | 0 | 0 | 0 | 0 | 0 | 0 | 0 | 0 | 0
F3_Commercial_School_New_Miscellaneous_Natural Gas_Miscellaneous_E6 | F3 | Commercial | School | New | Miscellaneous | Natural Gas | Miscellaneous | E6 | System - kBTUs of Consumption | 0 | 0 | 0 | 0 | 0 | 0 | 0 | 0 | 0 | 0 | 0 | 0 | 0 | 0 | 0 | 0 | 0 | 0 | 0 | 0 | 0 | 0 | 0 | 0 | 0 | 0 | 0 | 0 | 0 | 0 | 0 | 0 | 0
F3_Commercial_School_New_Miscellaneous_Natural Gas_Miscellaneous_E7 | F3 | Commercial | School | New | Miscellaneous | Natural Gas | Miscellaneous | E7 | System - kBTUs of Consumption | 0 | 0 | 0 | 0 | 0 | 0 | 0 | 0 | 0 | 0 | 0 | 0 | 0 | 0 | 0 | 0 | 0 | 0 | 0 | 0 | 0 | 0 | 0 | 0 | 0 | 0 | 0 | 0 | 0 | 0 | 0 | 0 | 0
F3_Commercial_School_New_Miscellaneous_Natural Gas_Miscellaneous_E8 | F3 | Commercial | School | New | Miscellaneous | Natural Gas | Miscellaneous | E8 | System - kBTUs of Consumption | 0 | 0 | 0 | 0 | 0 | 0 | 0 | 0 | 0 | 0 | 0 | 0 | 0 | 0 | 0 | 0 | 0 | 0 | 0 | 0 | 0 | 0 | 0 | 0 | 0 | 0 | 0 | 0 | 0 | 0 | 0 | 0 | 0
F3_Commercial_School_New_Miscellaneous_Natural Gas_Miscellaneous_E9 | F3 | Commercial | School | New | Miscellaneous | Natural Gas | Miscellaneous | E9 | System - kBTUs of Consumption | 0 | 0 | 0 | 0 | 0 | 0 | 0 | 0 | 0 | 0 | 0 | 0 | 0 | 0 | 0 | 0 | 0 | 0 | 0 | 0 | 0 | 0 | 0 | 0 | 0 | 0 | 0 | 0 | 0 | 0 | 0 | 0 | 0
F3_Commercial_School_New_Miscellaneous_Natural Gas_Miscellaneous_E10 | F3 | Commercial | School | New | Miscellaneous | Natural Gas | Miscellaneous | E10 | System - kBTUs of Consumption | 0 | 0 | 0 | 0 | 0 | 0 | 0 | 0 | 0 | 0 | 0 | 0 | 0 | 0 | 0 | 0 | 0 | 0 | 0 | 0 | 0 | 0 | 0 | 0 | 0 | 0 | 0 | 0 | 0 | 0 | 0 | 0 | 0
F4_Commercial_School_New_Miscellaneous_Natural Gas_Miscellaneous_E1 | F4 | Commercial | School | New | Miscellaneous | Natural Gas | Miscellaneous | E1 | Utility - Cost of Equipment | 0 | 0 | 0 | 0 | 0 | 0 | 0 | 0 | 0 | 0 | 0 | 0 | 0 | 0 | 0 | 0 | 0 | 0 | 0 | 0 | 0 | 0 | 0 | 0 | 0 | 0 | 0 | 0 | 0 | 0 | 0 | 0 | 0
F4_Commercial_School_New_Miscellaneous_Natural Gas_Miscellaneous_E2 | F4 | Commercial | School | New | Miscellaneous | Natural Gas | Miscellaneous | E2 | Utility - Cost of Equipment | 0 | 0 | 0 | 0 | 0 | 0 | 0 | 0 | 0 | 0 | 0 | 0 | 0 | 0 | 0 | 0 | 0 | 0 | 0 | 0 | 0 | 0 | 0 | 0 | 0 | 0 | 0 | 0 | 0 | 0 | 0 | 0 | 0
F4_Commercial_School_New_Miscellaneous_Natural Gas_Miscellaneous_E3 | F4 | Commercial | School | New | Miscellaneous | Natural Gas | Miscellaneous | E3 | Utility - Cost of Equipment | 0 | 0 | 0 | 0 | 0 | 0 | 0 | 0 | 0 | 0 | 0 | 0 | 0 | 0 | 0 | 0 | 0 | 0 | 0 | 0 | 0 | 0 | 0 | 0 | 0 | 0 | 0 | 0 | 0 | 0 | 0 | 0 | 0
F4_Commercial_School_New_Miscellaneous_Natural Gas_Miscellaneous_E4 | F4 | Commercial | School | New | Miscellaneous | Natural Gas | Miscellaneous | E4 | Utility - Cost of Equipment | 0 | 0 | 0 | 0 | 0 | 0 | 0 | 0 | 0 | 0 | 0 | 0 | 0 | 0 | 0 | 0 | 0 | 0 | 0 | 0 | 0 | 0 | 0 | 0 | 0 | 0 | 0 | 0 | 0 | 0 | 0 | 0 | 0
F4_Commercial_School_New_Miscellaneous_Natural Gas_Miscellaneous_E5 | F4 | Commercial | School | New | Miscellaneous | Natural Gas | Miscellaneous | E5 | Utility - Cost of Equipment | 0 | 0 | 0 | 0 | 0 | 0 | 0 | 0 | 0 | 0 | 0 | 0 | 0 | 0 | 0 | 0 | 0 | 0 | 0 | 0 | 0 | 0 | 0 | 0 | 0 | 0 | 0 | 0 | 0 | 0 | 0 | 0 | 0
F4_Commercial_School_New_Miscellaneous_Natural Gas_Miscellaneous_E6 | F4 | Commercial | School | New | Miscellaneous | Natural Gas | Miscellaneous | E6 | Utility - Cost of Equipment | 0 | 0 | 0 | 0 | 0 | 0 | 0 | 0 | 0 | 0 | 0 | 0 | 0 | 0 | 0 | 0 | 0 | 0 | 0 | 0 | 0 | 0 | 0 | 0 | 0 | 0 | 0 | 0 | 0 | 0 | 0 | 0 | 0
F4_Commercial_School_New_Miscellaneous_Natural Gas_Miscellaneous_E7 | F4 | Commercial | School | New | Miscellaneous | Natural Gas | Miscellaneous | E7 | Utility - Cost of Equipment | 0 | 0 | 0 | 0 | 0 | 0 | 0 | 0 | 0 | 0 | 0 | 0 | 0 | 0 | 0 | 0 | 0 | 0 | 0 | 0 | 0 | 0 | 0 | 0 | 0 | 0 | 0 | 0 | 0 | 0 | 0 | 0 | 0
F4_Commercial_School_New_Miscellaneous_Natural Gas_Miscellaneous_E8 | F4 | Commercial | School | New | Miscellaneous | Natural Gas | Miscellaneous | E8 | Utility - Cost of Equipment | 0 | 0 | 0 | 0 | 0 | 0 | 0 | 0 | 0 | 0 | 0 | 0 | 0 | 0 | 0 | 0 | 0 | 0 | 0 | 0 | 0 | 0 | 0 | 0 | 0 | 0 | 0 | 0 | 0 | 0 | 0 | 0 | 0
F4_Commercial_School_New_Miscellaneous_Natural Gas_Miscellaneous_E9 | F4 | Commercial | School | New | Miscellaneous | Natural Gas | Miscellaneous | E9 | Utility - Cost of Equipment | 0 | 0 | 0 | 0 | 0 | 0 | 0 | 0 | 0 | 0 | 0 | 0 | 0 | 0 | 0 | 0 | 0 | 0 | 0 | 0 | 0 | 0 | 0 | 0 | 0 | 0 | 0 | 0 | 0 | 0 | 0 | 0 | 0
F4_Commercial_School_New_Miscellaneous_Natural Gas_Miscellaneous_E10 | F4 | Commercial | School | New | Miscellaneous | Natural Gas | Miscellaneous | E10 | Utility - Cost of Equipment | 0 | 0 | 0 | 0 | 0 | 0 | 0 | 0 | 0 | 0 | 0 | 0 | 0 | 0 | 0 | 0 | 0 | 0 | 0 | 0 | 0 | 0 | 0 | 0 | 0 | 0 | 0 | 0 | 0 | 0 | 0 | 0 | 0
F5_Commercial_School_New_Miscellaneous_Natural Gas_Miscellaneous_E1 | F5 | Commercial | School | New | Miscellaneous | Natural Gas | Miscellaneous | E1 | Utility - Cost of Operation | 0.23718 | 0.23718 | 0.23718 | 0.23718 | 0.23718 | 0.23718 | 0.23718 | 0.23718 | 0.23718 | 0.23718 | 0.23718 | 0.23718 | 0.23718 | 0.23718 | 0.23718 | 0.23718 | 0.23718 | 0.23718 | 0.23718 | 0.23718 | 0.23718 | 0.23718 | 0.23718 | 0.23718 | 0.23718 | 0.23718 | 0.23718 | 0.23718 | 0.23718 | 0.23718 | 0.23718 | 0.23718 | 0.23718
F5_Commercial_School_New_Miscellaneous_Natural Gas_Miscellaneous_E2 | F5 | Commercial | School | New | Miscellaneous | Natural Gas | Miscellaneous | E2 | Utility - Cost of Operation | 0 | 0 | 0 | 0 | 0 | 0 | 0 | 0 | 0 | 0 | 0 | 0 | 0 | 0 | 0 | 0 | 0 | 0 | 0 | 0 | 0 | 0 | 0 | 0 | 0 | 0 | 0 | 0 | 0 | 0 | 0 | 0 | 0
F5_Commercial_School_New_Miscellaneous_Natural Gas_Miscellaneous_E3 | F5 | Commercial | School | New | Miscellaneous | Natural Gas | Miscellaneous | E3 | Utility - Cost of Operation | 0 | 0 | 0 | 0 | 0 | 0 | 0 | 0 | 0 | 0 | 0 | 0 | 0 | 0 | 0 | 0 | 0 | 0 | 0 | 0 | 0 | 0 | 0 | 0 | 0 | 0 | 0 | 0 | 0 | 0 | 0 | 0 | 0
F5_Commercial_School_New_Miscellaneous_Natural Gas_Miscellaneous_E4 | F5 | Commercial | School | New | Miscellaneous | Natural Gas | Miscellaneous | E4 | Utility - Cost of Operation | 0 | 0 | 0 | 0 | 0 | 0 | 0 | 0 | 0 | 0 | 0 | 0 | 0 | 0 | 0 | 0 | 0 | 0 | 0 | 0 | 0 | 0 | 0 | 0 | 0 | 0 | 0 | 0 | 0 | 0 | 0 | 0 | 0
F5_Commercial_School_New_Miscellaneous_Natural Gas_Miscellaneous_E5 | F5 | Commercial | School | New | Miscellaneous | Natural Gas | Miscellaneous | E5 | Utility - Cost of Operation | 0 | 0 | 0 | 0 | 0 | 0 | 0 | 0 | 0 | 0 | 0 | 0 | 0 | 0 | 0 | 0 | 0 | 0 | 0 | 0 | 0 | 0 | 0 | 0 | 0 | 0 | 0 | 0 | 0 | 0 | 0 | 0 | 0
F5_Commercial_School_New_Miscellaneous_Natural Gas_Miscellaneous_E6 | F5 | Commercial | School | New | Miscellaneous | Natural Gas | Miscellaneous | E6 | Utility - Cost of Operation | 0 | 0 | 0 | 0 | 0 | 0 | 0 | 0 | 0 | 0 | 0 | 0 | 0 | 0 | 0 | 0 | 0 | 0 | 0 | 0 | 0 | 0 | 0 | 0 | 0 | 0 | 0 | 0 | 0 | 0 | 0 | 0 | 0
F5_Commercial_School_New_Miscellaneous_Natural Gas_Miscellaneous_E7 | F5 | Commercial | School | New | Miscellaneous | Natural Gas | Miscellaneous | E7 | Utility - Cost of Operation | 0 | 0 | 0 | 0 | 0 | 0 | 0 | 0 | 0 | 0 | 0 | 0 | 0 | 0 | 0 | 0 | 0 | 0 | 0 | 0 | 0 | 0 | 0 | 0 | 0 | 0 | 0 | 0 | 0 | 0 | 0 | 0 | 0
F5_Commercial_School_New_Miscellaneous_Natural Gas_Miscellaneous_E8 | F5 | Commercial | School | New | Miscellaneous | Natural Gas | Miscellaneous | E8 | Utility - Cost of Operation | 0 | 0 | 0 | 0 | 0 | 0 | 0 | 0 | 0 | 0 | 0 | 0 | 0 | 0 | 0 | 0 | 0 | 0 | 0 | 0 | 0 | 0 | 0 | 0 | 0 | 0 | 0 | 0 | 0 | 0 | 0 | 0 | 0
F5_Commercial_School_New_Miscellaneous_Natural Gas_Miscellaneous_E9 | F5 | Commercial | School | New | Miscellaneous | Natural Gas | Miscellaneous | E9 | Utility - Cost of Operation | 0 | 0 | 0 | 0 | 0 | 0 | 0 | 0 | 0 | 0 | 0 | 0 | 0 | 0 | 0 | 0 | 0 | 0 | 0 | 0 | 0 | 0 | 0 | 0 | 0 | 0 | 0 | 0 | 0 | 0 | 0 | 0 | 0
F5_Commercial_School_New_Miscellaneous_Natural Gas_Miscellaneous_E10 | F5 | Commercial | School | New | Miscellaneous | Natural Gas | Miscellaneous | E10 | Utility - Cost of Operation | 0 | 0 | 0 | 0 | 0 | 0 | 0 | 0 | 0 | 0 | 0 | 0 | 0 | 0 | 0 | 0 | 0 | 0 | 0 | 0 | 0 | 0 | 0 | 0 | 0 | 0 | 0 | 0 | 0 | 0 | 0 | 0 | 0
F6_Commercial_School_New_Miscellaneous_Natural Gas_Miscellaneous_E1 | F6 | Commercial | School | New | Miscellaneous | Natural Gas | Miscellaneous | E1 | Utility - Value of Sales | 0.0096274 | 0.0097376 | 0.0099063 | 0.0098693 | 0.0098693 | 0.0098693 | 0.0098693 | 0.0098693 | 0.0098693 | 0.0098693 | 0.0098693 | 0.0098693 | 0.0098693 | 0.0098693 | 0.0098693 | 0.0098693 | 0.0098693 | 0.0098693 | 0.0098693 | 0.0098693 | 0.0098693 | 0.0098693 | 0.0098693 | 0.0098693 | 0.0098693 | 0.0098693 | 0.0098693 | 0.0098693 | 0.0098693 | 0.0098693 | 0.0098693 | 0.0098693 | 0.0098693
F6_Commercial_School_New_Miscellaneous_Natural Gas_Miscellaneous_E2 | F6 | Commercial | School | New | Miscellaneous | Natural Gas | Miscellaneous | E2 | Utility - Value of Sales | 0 | 0 | 0 | 0 | 0 | 0 | 0 | 0 | 0 | 0 | 0 | 0 | 0 | 0 | 0 | 0 | 0 | 0 | 0 | 0 | 0 | 0 | 0 | 0 | 0 | 0 | 0 | 0 | 0 | 0 | 0 | 0 | 0
F6_Commercial_School_New_Miscellaneous_Natural Gas_Miscellaneous_E3 | F6 | Commercial | School | New | Miscellaneous | Natural Gas | Miscellaneous | E3 | Utility - Value of Sales | 0 | 0 | 0 | 0 | 0 | 0 | 0 | 0 | 0 | 0 | 0 | 0 | 0 | 0 | 0 | 0 | 0 | 0 | 0 | 0 | 0 | 0 | 0 | 0 | 0 | 0 | 0 | 0 | 0 | 0 | 0 | 0 | 0
F6_Commercial_School_New_Miscellaneous_Natural Gas_Miscellaneous_E4 | F6 | Commercial | School | New | Miscellaneous | Natural Gas | Miscellaneous | E4 | Utility - Value of Sales | 0 | 0 | 0 | 0 | 0 | 0 | 0 | 0 | 0 | 0 | 0 | 0 | 0 | 0 | 0 | 0 | 0 | 0 | 0 | 0 | 0 | 0 | 0 | 0 | 0 | 0 | 0 | 0 | 0 | 0 | 0 | 0 | 0
F6_Commercial_School_New_Miscellaneous_Natural Gas_Miscellaneous_E5 | F6 | Commercial | School | New | Miscellaneous | Natural Gas | Miscellaneous | E5 | Utility - Value of Sales | 0 | 0 | 0 | 0 | 0 | 0 | 0 | 0 | 0 | 0 | 0 | 0 | 0 | 0 | 0 | 0 | 0 | 0 | 0 | 0 | 0 | 0 | 0 | 0 | 0 | 0 | 0 | 0 | 0 | 0 | 0 | 0 | 0
F6_Commercial_School_New_Miscellaneous_Natural Gas_Miscellaneous_E6 | F6 | Commercial | School | New | Miscellaneous | Natural Gas | Miscellaneous | E6 | Utility - Value of Sales | 0 | 0 | 0 | 0 | 0 | 0 | 0 | 0 | 0 | 0 | 0 | 0 | 0 | 0 | 0 | 0 | 0 | 0 | 0 | 0 | 0 | 0 | 0 | 0 | 0 | 0 | 0 | 0 | 0 | 0 | 0 | 0 | 0
F6_Commercial_School_New_Miscellaneous_Natural Gas_Miscellaneous_E7 | F6 | Commercial | School | New | Miscellaneous | Natural Gas | Miscellaneous | E7 | Utility - Value of Sales | 0 | 0 | 0 | 0 | 0 | 0 | 0 | 0 | 0 | 0 | 0 | 0 | 0 | 0 | 0 | 0 | 0 | 0 | 0 | 0 | 0 | 0 | 0 | 0 | 0 | 0 | 0 | 0 | 0 | 0 | 0 | 0 | 0
F6_Commercial_School_New_Miscellaneous_Natural Gas_Miscellaneous_E8 | F6 | Commercial | School | New | Miscellaneous | Natural Gas | Miscellaneous | E8 | Utility - Value of Sales | 0 | 0 | 0 | 0 | 0 | 0 | 0 | 0 | 0 | 0 | 0 | 0 | 0 | 0 | 0 | 0 | 0 | 0 | 0 | 0 | 0 | 0 | 0 | 0 | 0 | 0 | 0 | 0 | 0 | 0 | 0 | 0 | 0
F6_Commercial_School_New_Miscellaneous_Natural Gas_Miscellaneous_E9 | F6 | Commercial | School | New | Miscellaneous | Natural Gas | Miscellaneous | E9 | Utility - Value of Sales | 0 | 0 | 0 | 0 | 0 | 0 | 0 | 0 | 0 | 0 | 0 | 0 | 0 | 0 | 0 | 0 | 0 | 0 | 0 | 0 | 0 | 0 | 0 | 0 | 0 | 0 | 0 | 0 | 0 | 0 | 0 | 0 | 0
F6_Commercial_School_New_Miscellaneous_Natural Gas_Miscellaneous_E10 | F6 | Commercial | School | New | Miscellaneous | Natural Gas | Miscellaneous | E10 | Utility - Value of Sales | 0 | 0 | 0 | 0 | 0 | 0 | 0 | 0 | 0 | 0 | 0 | 0 | 0 | 0 | 0 | 0 | 0 | 0 | 0 | 0 | 0 | 0 | 0 | 0 | 0 | 0 | 0 | 0 | 0 | 0 | 0 | 0 | 0
F1_Commercial_College_Existing_Space Heating_Natural Gas_Furnace_E1 | F1 | Commercial | College | Existing | Space Heating | Natural Gas | Furnace | E1 | RVT - Cost of Equipment | 0.4653 | 0.46512 | 0.46596 | 0.46375 | 0.46223 | 0 | 0 | 0 | 0 | 0 | 0 | 0 | 0 | 0 | 0 | 0 | 0 | 0 | 0 | 0 | 0 | 0 | 0 | 0 | 0 | 0 | 0 | 0 | 0 | 0 | 0 | 0 | 0
F1_Commercial_College_Existing_Space Heating_Natural Gas_Furnace_E2 | F1 | Commercial | College | Existing | Space Heating | Natural Gas | Furnace | E2 | RVT - Cost of Equipment | 0.42395 | 0.42379 | 0.42456 | 0.42254 | 0.42116 | 0 | 0 | 0 | 0 | 0 | 0 | 0 | 0 | 0 | 0 | 0 | 0 | 0 | 0 | 0 | 0 | 0 | 0 | 0 | 0 | 0 | 0 | 0 | 0 | 0 | 0 | 0 | 0
F1_Commercial_College_Existing_Space Heating_Natural Gas_Furnace_E3 | F1 | Commercial | College | Existing | Space Heating | Natural Gas | Furnace | E3 | RVT - Cost of Equipment | 0.41824 | 0.41808 | 0.41884 | 0.41685 | 0.41549 | 0.41506 | 0.41547 | 0.41569 | 0.41618 | 0.41657 | 0.41692 | 0.41717 | 0.41751 | 0.41789 | 0.41817 | 0.41848 | 0.41877 | 0.41916 | 0.41953 | 0.41999 | 0.4204 | 0.42083 | 0.42119 | 0.42162 | 0.42195 | 0.42225 | 0.42253 | 0.42284 | 0.42304 | 0.42327 | 0.4234 | 0.42356 | 0.42356
F1_Commercial_College_Existing_Space Heating_Natural Gas_Furnace_E4 | F1 | Commercial | College | Existing | Space Heating | Natural Gas | Furnace | E4 | RVT - Cost of Equipment | 0.38775 | 0.3876 | 0.3883 | 0.38646 | 0.38519 | 0.38479 | 0.38518 | 0.38538 | 0.38583 | 0.3862 | 0.38652 | 0.38676 | 0.38707 | 0.38741 | 0.38768 | 0.38796 | 0.38824 | 0.3886 | 0.38894 | 0.38937 | 0.38974 | 0.39015 | 0.39048 | 0.39087 | 0.39118 | 0.39146 | 0.39172 | 0.39201 | 0.3922 | 0.3924 | 0.39252 | 0.39268 | 0.39268
F1_Commercial_College_Existing_Space Heating_Natural Gas_Furnace_E5 | F1 | Commercial | College | Existing | Space Heating | Natural Gas | Furnace | E5 | RVT - Cost of Equipment | 0 | 0 | 0 | 0 | 0 | 0 | 0 | 0.28459 | 0.28492 | 0.28519 | 0.28543 | 0.2856 | 0.28583 | 0.28609 | 0.28629 | 0.2865 | 0.2867 | 0.28696 | 0.28721 | 0.28753 | 0.28781 | 0.28811 | 0.28835 | 0.28865 | 0.28887 | 0.28908 | 0.28927 | 0.28948 | 0.28962 | 0.28978 | 0.28986 | 0.28998 | 0.28998
F1_Commercial_College_Existing_Space Heating_Natural Gas_Furnace_E6 | F1 | Commercial | College | Existing | Space Heating | Natural Gas | Furnace | E6 | RVT - Cost of Equipment | 0 | 0 | 0 | 0 | 0 | 0 | 0 | 0 | 0 | 0 | 0 | 0 | 0 | 0 | 0 | 0 | 0 | 0 | 0 | 0 | 0 | 0 | 0 | 0 | 0 | 0 | 0 | 0 | 0 | 0 | 0 | 0 | 0
F1_Commercial_College_Existing_Space Heating_Natural Gas_Furnace_E7 | F1 | Commercial | College | Existing | Space Heating | Natural Gas | Furnace | E7 | RVT - Cost of Equipment | 0 | 0 | 0 | 0 | 0 | 0 | 0 | 0 | 0 | 0 | 0 | 0 | 0 | 0 | 0 | 0 | 0 | 0 | 0 | 0 | 0 | 0 | 0 | 0 | 0 | 0 | 0 | 0 | 0 | 0 | 0 | 0 | 0
F1_Commercial_College_Existing_Space Heating_Natural Gas_Furnace_E8 | F1 | Commercial | College | Existing | Space Heating | Natural Gas | Furnace | E8 | RVT - Cost of Equipment | 0 | 0 | 0 | 0 | 0 | 0 | 0 | 0 | 0 | 0 | 0 | 0 | 0 | 0 | 0 | 0 | 0 | 0 | 0 | 0 | 0 | 0 | 0 | 0 | 0 | 0 | 0 | 0 | 0 | 0 | 0 | 0 | 0
F1_Commercial_College_Existing_Space Heating_Natural Gas_Furnace_E9 | F1 | Commercial | College | Existing | Space Heating | Natural Gas | Furnace | E9 | RVT - Cost of Equipment | 0 | 0 | 0 | 0 | 0 | 0 | 0 | 0 | 0 | 0 | 0 | 0 | 0 | 0 | 0 | 0 | 0 | 0 | 0 | 0 | 0 | 0 | 0 | 0 | 0 | 0 | 0 | 0 | 0 | 0 | 0 | 0 | 0
F1_Commercial_College_Existing_Space Heating_Natural Gas_Furnace_E10 | F1 | Commercial | College | Existing | Space Heating | Natural Gas | Furnace | E10 | RVT - Cost of Equipment | 0 | 0 | 0 | 0 | 0 | 0 | 0 | 0 | 0 | 0 | 0 | 0 | 0 | 0 | 0 | 0 | 0 | 0 | 0 | 0 | 0 | 0 | 0 | 0 | 0 | 0 | 0 | 0 | 0 | 0 | 0 | 0 | 0
F2_Commercial_College_Existing_Space Heating_Natural Gas_Furnace_E1 | F2 | Commercial | College | Existing | Space Heating | Natural Gas | Furnace | E1 | RVT - Cost of Operation | 0.55745 | 0.55724 | 0.55825 | 0.5556 | 0.55379 | 0 | 0 | 0 | 0 | 0 | 0 | 0 | 0 | 0 | 0 | 0 | 0 | 0 | 0 | 0 | 0 | 0 | 0 | 0 | 0 | 0 | 0 | 0 | 0 | 0 | 0 | 0 | 0
F2_Commercial_College_Existing_Space Heating_Natural Gas_Furnace_E2 | F2 | Commercial | College | Existing | Space Heating | Natural Gas | Furnace | E2 | RVT - Cost of Operation | 0.50792 | 0.50773 | 0.50865 | 0.50623 | 0.50458 | 0 | 0 | 0 | 0 | 0 | 0 | 0 | 0 | 0 | 0 | 0 | 0 | 0 | 0 | 0 | 0 | 0 | 0 | 0 | 0 | 0 | 0 | 0 | 0 | 0 | 0 | 0 | 0
F2_Commercial_College_Existing_Space Heating_Natural Gas_Furnace_E3 | F2 | Commercial | College | Existing | Space Heating | Natural Gas | Furnace | E3 | RVT - Cost of Operation | 0.50108 | 0.50089 | 0.5018 | 0.49942 | 0.49778 | 0.49727 | 0.49776 | 0.49802 | 0.4986 | 0.49908 | 0.49949 | 0.4998 | 0.50021 | 0.50065 | 0.501 | 0.50136 | 0.50172 | 0.50218 | 0.50262 | 0.50318 | 0.50366 | 0.50419 | 0.50461 | 0.50513 | 0.50552 | 0.50588 | 0.50622 | 0.50659 | 0.50683 | 0.5071 | 0.50726 | 0.50746 | 0.50746
F2_Commercial_College_Existing_Space Heating_Natural Gas_Furnace_E4 | F2 | Commercial | College | Existing | Space Heating | Natural Gas | Furnace | E4 | RVT - Cost of Operation | 0.46455 | 0.46437 | 0.46521 | 0.463 | 0.46149 | 0.46101 | 0.46147 | 0.46171 | 0.46225 | 0.46269 | 0.46307 | 0.46336 | 0.46373 | 0.46415 | 0.46447 | 0.4648 | 0.46514 | 0.46557 | 0.46597 | 0.46649 | 0.46694 | 0.46742 | 0.46782 | 0.46829 | 0.46866 | 0.46899 | 0.46931 | 0.46965 | 0.46988 | 0.47013 | 0.47027 | 0.47045 | 0.47045
F2_Commercial_College_Existing_Space Heating_Natural Gas_Furnace_E5 | F2 | Commercial | College | Existing | Space Heating | Natural Gas | Furnace | E5 | RVT - Cost of Operation | 0 | 0 | 0 | 0 | 0 | 0 | 0 | 0.34095 | 0.34135 | 0.34168 | 0.34196 | 0.34217 | 0.34245 | 0.34276 | 0.34299 | 0.34324 | 0.34348 | 0.3438 | 0.3441 | 0.34449 | 0.34482 | 0.34517 | 0.34547 | 0.34582 | 0.34609 | 0.34633 | 0.34657 | 0.34682 | 0.34699 | 0.34717 | 0.34728 | 0.34741 | 0.34741
F2_Commercial_College_Existing_Space Heating_Natural Gas_Furnace_E6 | F2 | Commercial | College | Existing | Space Heating | Natural Gas | Furnace | E6 | RVT - Cost of Operation | 0 | 0 | 0 | 0 | 0 | 0 | 0 | 0 | 0 | 0 | 0 | 0 | 0 | 0 | 0 | 0 | 0 | 0 | 0 | 0 | 0 | 0 | 0 | 0 | 0 | 0 | 0 | 0 | 0 | 0 | 0 | 0 | 0
F2_Commercial_College_Existing_Space Heating_Natural Gas_Furnace_E7 | F2 | Commercial | College | Existing | Space Heating | Natural Gas | Furnace | E7 | RVT - Cost of Operation | 0 | 0 | 0 | 0 | 0 | 0 | 0 | 0 | 0 | 0 | 0 | 0 | 0 | 0 | 0 | 0 | 0 | 0 | 0 | 0 | 0 | 0 | 0 | 0 | 0 | 0 | 0 | 0 | 0 | 0 | 0 | 0 | 0
F2_Commercial_College_Existing_Space Heating_Natural Gas_Furnace_E8 | F2 | Commercial | College | Existing | Space Heating | Natural Gas | Furnace | E8 | RVT - Cost of Operation | 0 | 0 | 0 | 0 | 0 | 0 | 0 | 0 | 0 | 0 | 0 | 0 | 0 | 0 | 0 | 0 | 0 | 0 | 0 | 0 | 0 | 0 | 0 | 0 | 0 | 0 | 0 | 0 | 0 | 0 | 0 | 0 | 0
F2_Commercial_College_Existing_Space Heating_Natural Gas_Furnace_E9 | F2 | Commercial | College | Existing | Space Heating | Natural Gas | Furnace | E9 | RVT - Cost of Operation | 0 | 0 | 0 | 0 | 0 | 0 | 0 | 0 | 0 | 0 | 0 | 0 | 0 | 0 | 0 | 0 | 0 | 0 | 0 | 0 | 0 | 0 | 0 | 0 | 0 | 0 | 0 | 0 | 0 | 0 | 0 | 0 | 0
F2_Commercial_College_Existing_Space Heating_Natural Gas_Furnace_E10 | F2 | Commercial | College | Existing | Space Heating | Natural Gas | Furnace | E10 | RVT - Cost of Operation | 0 | 0 | 0 | 0 | 0 | 0 | 0 | 0 | 0 | 0 | 0 | 0 | 0 | 0 | 0 | 0 | 0 | 0 | 0 | 0 | 0 | 0 | 0 | 0 | 0 | 0 | 0 | 0 | 0 | 0 | 0 | 0 | 0
F3_Commercial_College_Existing_Space Heating_Natural Gas_Furnace_E1 | F3 | Commercial | College | Existing | Space Heating | Natural Gas | Furnace | E1 | System - kBTUs of Consumption | 0.065374 | 0.065374 | 0.065374 | 0.065374 | 0.065374 | 0 | 0 | 0 | 0 | 0 | 0 | 0 | 0 | 0 | 0 | 0 | 0 | 0 | 0 | 0 | 0 | 0 | 0 | 0 | 0 | 0 | 0 | 0 | 0 | 0 | 0 | 0 | 0
F3_Commercial_College_Existing_Space Heating_Natural Gas_Furnace_E2 | F3 | Commercial | College | Existing | Space Heating | Natural Gas | Furnace | E2 | System - kBTUs of Consumption | 0.065936 | 0.065936 | 0.065936 | 0.065936 | 0.065936 | 0 | 0 | 0 | 0 | 0 | 0 | 0 | 0 | 0 | 0 | 0 | 0 | 0 | 0 | 0 | 0 | 0 | 0 | 0 | 0 | 0 | 0 | 0 | 0 | 0 | 0 | 0 | 0
F3_Commercial_College_Existing_Space Heating_Natural Gas_Furnace_E3 | F3 | Commercial | College | Existing | Space Heating | Natural Gas | Furnace | E3 | System - kBTUs of Consumption | 0.0763 | 0.0763 | 0.0763 | 0.0763 | 0.0763 | 0.0763 | 0.0763 | 0.0763 | 0.0763 | 0.0763 | 0.0763 | 0.0763 | 0.0763 | 0.0763 | 0.0763 | 0.0763 | 0.0763 | 0.0763 | 0.0763 | 0.0763 | 0.0763 | 0.0763 | 0.0763 | 0.0763 | 0.0763 | 0.0763 | 0.0763 | 0.0763 | 0.0763 | 0.0763 | 0.0763 | 0.0763 | 0.0763
F3_Commercial_College_Existing_Space Heating_Natural Gas_Furnace_E4 | F3 | Commercial | College | Existing | Space Heating | Natural Gas | Furnace | E4 | System - kBTUs of Consumption | 0.093764 | 0.093764 | 0.093764 | 0.093764 | 0.093764 | 0.093764 | 0.093764 | 0.093764 | 0.093764 | 0.093764 | 0.093764 | 0.093764 | 0.093764 | 0.093764 | 0.093764 | 0.093764 | 0.093764 | 0.093764 | 0.093764 | 0.093764 | 0.093764 | 0.093764 | 0.093764 | 0.093764 | 0.093764 | 0.093764 | 0.093764 | 0.093764 | 0.093764 | 0.093764 | 0.093764 | 0.093764 | 0.093764
F3_Commercial_College_Existing_Space Heating_Natural Gas_Furnace_E5 | F3 | Commercial | College | Existing | Space Heating | Natural Gas | Furnace | E5 | System - kBTUs of Consumption | 0 | 0 | 0 | 0 | 0 | 0 | 0 | 0.74754 | 0.74754 | 0.74754 | 0.74754 | 0.74754 | 0.74754 | 0.74754 | 0.74754 | 0.74754 | 0.74754 | 0.74754 | 0.74754 | 0.74754 | 0.74754 | 0.74754 | 0.74754 | 0.74754 | 0.74754 | 0.74754 | 0.74754 | 0.74754 | 0.74754 | 0.74754 | 0.74754 | 0.74754 | 0.74754
F3_Commercial_College_Existing_Space Heating_Natural Gas_Furnace_E6 | F3 | Commercial | College | Existing | Space Heating | Natural Gas | Furnace | E6 | System - kBTUs of Consumption | 0 | 0 | 0 | 0 | 0 | 0 | 0 | 0 | 0 | 0 | 0 | 0 | 0 | 0 | 0 | 0 | 0 | 0 | 0 | 0 | 0 | 0 | 0 | 0 | 0 | 0 | 0 | 0 | 0 | 0 | 0 | 0 | 0
F3_Commercial_College_Existing_Space Heating_Natural Gas_Furnace_E7 | F3 | Commercial | College | Existing | Space Heating | Natural Gas | Furnace | E7 | System - kBTUs of Consumption | 0 | 0 | 0 | 0 | 0 | 0 | 0 | 0 | 0 | 0 | 0 | 0 | 0 | 0 | 0 | 0 | 0 | 0 | 0 | 0 | 0 | 0 | 0 | 0 | 0 | 0 | 0 | 0 | 0 | 0 | 0 | 0 | 0
F3_Commercial_College_Existing_Space Heating_Natural Gas_Furnace_E8 | F3 | Commercial | College | Existing | Space Heating | Natural Gas | Furnace | E8 | System - kBTUs of Consumption | 0 | 0 | 0 | 0 | 0 | 0 | 0 | 0 | 0 | 0 | 0 | 0 | 0 | 0 | 0 | 0 | 0 | 0 | 0 | 0 | 0 | 0 | 0 | 0 | 0 | 0 | 0 | 0 | 0 | 0 | 0 | 0 | 0
F3_Commercial_College_Existing_Space Heating_Natural Gas_Furnace_E9 | F3 | Commercial | College | Existing | Space Heating | Natural Gas | Furnace | E9 | System - kBTUs of Consumption | 0 | 0 | 0 | 0 | 0 | 0 | 0 | 0 | 0 | 0 | 0 | 0 | 0 | 0 | 0 | 0 | 0 | 0 | 0 | 0 | 0 | 0 | 0 | 0 | 0 | 0 | 0 | 0 | 0 | 0 | 0 | 0 | 0
F3_Commercial_College_Existing_Space Heating_Natural Gas_Furnace_E10 | F3 | Commercial | College | Existing | Space Heating | Natural Gas | Furnace | E10 | System - kBTUs of Consumption | 0 | 0 | 0 | 0 | 0 | 0 | 0 | 0 | 0 | 0 | 0 | 0 | 0 | 0 | 0 | 0 | 0 | 0 | 0 | 0 | 0 | 0 | 0 | 0 | 0 | 0 | 0 | 0 | 0 | 0 | 0 | 0 | 0
F4_Commercial_College_Existing_Space Heating_Natural Gas_Furnace_E1 | F4 | Commercial | College | Existing | Space Heating | Natural Gas | Furnace | E1 | Utility - Cost of Equipment | 0.55745 | 0.55724 | 0.55825 | 0.5556 | 0.55379 | 0 | 0 | 0 | 0 | 0 | 0 | 0 | 0 | 0 | 0 | 0 | 0 | 0 | 0 | 0 | 0 | 0 | 0 | 0 | 0 | 0 | 0 | 0 | 0 | 0 | 0 | 0 | 0
F4_Commercial_College_Existing_Space Heating_Natural Gas_Furnace_E2 | F4 | Commercial | College | Existing | Space Heating | Natural Gas | Furnace | E2 | Utility - Cost of Equipment | 0.50792 | 0.50773 | 0.50865 | 0.50623 | 0.50458 | 0 | 0 | 0 | 0 | 0 | 0 | 0 | 0 | 0 | 0 | 0 | 0 | 0 | 0 | 0 | 0 | 0 | 0 | 0 | 0 | 0 | 0 | 0 | 0 | 0 | 0 | 0 | 0
F4_Commercial_College_Existing_Space Heating_Natural Gas_Furnace_E3 | F4 | Commercial | College | Existing | Space Heating | Natural Gas | Furnace | E3 | Utility - Cost of Equipment | 0.50108 | 0.50089 | 0.5018 | 0.49942 | 0.49778 | 0.49727 | 0.49776 | 0.49802 | 0.4986 | 0.49908 | 0.49949 | 0.4998 | 0.50021 | 0.50065 | 0.501 | 0.50136 | 0.50172 | 0.50218 | 0.50262 | 0.50318 | 0.50366 | 0.50419 | 0.50461 | 0.50513 | 0.50552 | 0.50588 | 0.50622 | 0.50659 | 0.50683 | 0.5071 | 0.50726 | 0.50746 | 0.50746
F4_Commercial_College_Existing_Space Heating_Natural Gas_Furnace_E4 | F4 | Commercial | College | Existing | Space Heating | Natural Gas | Furnace | E4 | Utility - Cost of Equipment | 0.46455 | 0.46437 | 0.46521 | 0.463 | 0.46149 | 0.46101 | 0.46147 | 0.46171 | 0.46225 | 0.46269 | 0.46307 | 0.46336 | 0.46373 | 0.46415 | 0.46447 | 0.4648 | 0.46514 | 0.46557 | 0.46597 | 0.46649 | 0.46694 | 0.46742 | 0.46782 | 0.46829 | 0.46866 | 0.46899 | 0.46931 | 0.46965 | 0.46988 | 0.47013 | 0.47027 | 0.47045 | 0.47045
F4_Commercial_College_Existing_Space Heating_Natural Gas_Furnace_E5 | F4 | Commercial | College | Existing | Space Heating | Natural Gas | Furnace | E5 | Utility - Cost of Equipment | 0 | 0 | 0 | 0 | 0 | 0 | 0 | 0.34095 | 0.34135 | 0.34168 | 0.34196 | 0.34217 | 0.34245 | 0.34276 | 0.34299 | 0.34324 | 0.34348 | 0.3438 | 0.3441 | 0.34449 | 0.34482 | 0.34517 | 0.34547 | 0.34582 | 0.34609 | 0.34633 | 0.34657 | 0.34682 | 0.34699 | 0.34717 | 0.34728 | 0.34741 | 0.34741
F4_Commercial_College_Existing_Space Heating_Natural Gas_Furnace_E6 | F4 | Commercial | College | Existing | Space Heating | Natural Gas | Furnace | E6 | Utility - Cost of Equipment | 0 | 0 | 0 | 0 | 0 | 0 | 0 | 0 | 0 | 0 | 0 | 0 | 0 | 0 | 0 | 0 | 0 | 0 | 0 | 0 | 0 | 0 | 0 | 0 | 0 | 0 | 0 | 0 | 0 | 0 | 0 | 0 | 0
F4_Commercial_College_Existing_Space Heating_Natural Gas_Furnace_E7 | F4 | Commercial | College | Existing | Space Heating | Natural Gas | Furnace | E7 | Utility - Cost of Equipment | 0 | 0 | 0 | 0 | 0 | 0 | 0 | 0 | 0 | 0 | 0 | 0 | 0 | 0 | 0 | 0 | 0 | 0 | 0 | 0 | 0 | 0 | 0 | 0 | 0 | 0 | 0 | 0 | 0 | 0 | 0 | 0 | 0
F4_Commercial_College_Existing_Space Heating_Natural Gas_Furnace_E8 | F4 | Commercial | College | Existing | Space Heating | Natural Gas | Furnace | E8 | Utility - Cost of Equipment | 0 | 0 | 0 | 0 | 0 | 0 | 0 | 0 | 0 | 0 | 0 | 0 | 0 | 0 | 0 | 0 | 0 | 0 | 0 | 0 | 0 | 0 | 0 | 0 | 0 | 0 | 0 | 0 | 0 | 0 | 0 | 0 | 0
F4_Commercial_College_Existing_Space Heating_Natural Gas_Furnace_E9 | F4 | Commercial | College | Existing | Space Heating | Natural Gas | Furnace | E9 | Utility - Cost of Equipment | 0 | 0 | 0 | 0 | 0 | 0 | 0 | 0 | 0 | 0 | 0 | 0 | 0 | 0 | 0 | 0 | 0 | 0 | 0 | 0 | 0 | 0 | 0 | 0 | 0 | 0 | 0 | 0 | 0 | 0 | 0 | 0 | 0
F4_Commercial_College_Existing_Space Heating_Natural Gas_Furnace_E10 | F4 | Commercial | College | Existing | Space Heating | Natural Gas | Furnace | E10 | Utility - Cost of Equipment | 0 | 0 | 0 | 0 | 0 | 0 | 0 | 0 | 0 | 0 | 0 | 0 | 0 | 0 | 0 | 0 | 0 | 0 | 0 | 0 | 0 | 0 | 0 | 0 | 0 | 0 | 0 | 0 | 0 | 0 | 0 | 0 | 0
F5_Commercial_College_Existing_Space Heating_Natural Gas_Furnace_E1 | F5 | Commercial | College | Existing | Space Heating | Natural Gas | Furnace | E1 | Utility - Cost of Operation | 0.065374 | 0.065374 | 0.065374 | 0.065374 | 0.065374 | 0 | 0 | 0 | 0 | 0 | 0 | 0 | 0 | 0 | 0 | 0 | 0 | 0 | 0 | 0 | 0 | 0 | 0 | 0 | 0 | 0 | 0 | 0 | 0 | 0 | 0 | 0 | 0
F5_Commercial_College_Existing_Space Heating_Natural Gas_Furnace_E2 | F5 | Commercial | College | Existing | Space Heating | Natural Gas | Furnace | E2 | Utility - Cost of Operation | 0.065936 | 0.065936 | 0.065936 | 0.065936 | 0.065936 | 0 | 0 | 0 | 0 | 0 | 0 | 0 | 0 | 0 | 0 | 0 | 0 | 0 | 0 | 0 | 0 | 0 | 0 | 0 | 0 | 0 | 0 | 0 | 0 | 0 | 0 | 0 | 0
F5_Commercial_College_Existing_Space Heating_Natural Gas_Furnace_E3 | F5 | Commercial | College | Existing | Space Heating | Natural Gas | Furnace | E3 | Utility - Cost of Operation | 0.0763 | 0.0763 | 0.0763 | 0.0763 | 0.0763 | 0.0763 | 0.0763 | 0.0763 | 0.0763 | 0.0763 | 0.0763 | 0.0763 | 0.0763 | 0.0763 | 0.0763 | 0.0763 | 0.0763 | 0.0763 | 0.0763 | 0.0763 | 0.0763 | 0.0763 | 0.0763 | 0.0763 | 0.0763 | 0.0763 | 0.0763 | 0.0763 | 0.0763 | 0.0763 | 0.0763 | 0.0763 | 0.0763
F5_Commercial_College_Existing_Space Heating_Natural Gas_Furnace_E4 | F5 | Commercial | College | Existing | Space Heating | Natural Gas | Furnace | E4 | Utility - Cost of Operation | 0.093764 | 0.093764 | 0.093764 | 0.093764 | 0.093764 | 0.093764 | 0.093764 | 0.093764 | 0.093764 | 0.093764 | 0.093764 | 0.093764 | 0.093764 | 0.093764 | 0.093764 | 0.093764 | 0.093764 | 0.093764 | 0.093764 | 0.093764 | 0.093764 | 0.093764 | 0.093764 | 0.093764 | 0.093764 | 0.093764 | 0.093764 | 0.093764 | 0.093764 | 0.093764 | 0.093764 | 0.093764 | 0.093764
F5_Commercial_College_Existing_Space Heating_Natural Gas_Furnace_E5 | F5 | Commercial | College | Existing | Space Heating | Natural Gas | Furnace | E5 | Utility - Cost of Operation | 0 | 0 | 0 | 0 | 0 | 0 | 0 | 0.74754 | 0.74754 | 0.74754 | 0.74754 | 0.74754 | 0.74754 | 0.74754 | 0.74754 | 0.74754 | 0.74754 | 0.74754 | 0.74754 | 0.74754 | 0.74754 | 0.74754 | 0.74754 | 0.74754 | 0.74754 | 0.74754 | 0.74754 | 0.74754 | 0.74754 | 0.74754 | 0.74754 | 0.74754 | 0.74754
F5_Commercial_College_Existing_Space Heating_Natural Gas_Furnace_E6 | F5 | Commercial | College | Existing | Space Heating | Natural Gas | Furnace | E6 | Utility - Cost of Operation | 0 | 0 | 0 | 0 | 0 | 0 | 0 | 0 | 0 | 0 | 0 | 0 | 0 | 0 | 0 | 0 | 0 | 0 | 0 | 0 | 0 | 0 | 0 | 0 | 0 | 0 | 0 | 0 | 0 | 0 | 0 | 0 | 0
F5_Commercial_College_Existing_Space Heating_Natural Gas_Furnace_E7 | F5 | Commercial | College | Existing | Space Heating | Natural Gas | Furnace | E7 | Utility - Cost of Operation | 0 | 0 | 0 | 0 | 0 | 0 | 0 | 0 | 0 | 0 | 0 | 0 | 0 | 0 | 0 | 0 | 0 | 0 | 0 | 0 | 0 | 0 | 0 | 0 | 0 | 0 | 0 | 0 | 0 | 0 | 0 | 0 | 0
F5_Commercial_College_Existing_Space Heating_Natural Gas_Furnace_E8 | F5 | Commercial | College | Existing | Space Heating | Natural Gas | Furnace | E8 | Utility - Cost of Operation | 0 | 0 | 0 | 0 | 0 | 0 | 0 | 0 | 0 | 0 | 0 | 0 | 0 | 0 | 0 | 0 | 0 | 0 | 0 | 0 | 0 | 0 | 0 | 0 | 0 | 0 | 0 | 0 | 0 | 0 | 0 | 0 | 0
F5_Commercial_College_Existing_Space Heating_Natural Gas_Furnace_E9 | F5 | Commercial | College | Existing | Space Heating | Natural Gas | Furnace | E9 | Utility - Cost of Operation | 0 | 0 | 0 | 0 | 0 | 0 | 0 | 0 | 0 | 0 | 0 | 0 | 0 | 0 | 0 | 0 | 0 | 0 | 0 | 0 | 0 | 0 | 0 | 0 | 0 | 0 | 0 | 0 | 0 | 0 | 0 | 0 | 0
F5_Commercial_College_Existing_Space Heating_Natural Gas_Furnace_E10 | F5 | Commercial | College | Existing | Space Heating | Natural Gas | Furnace | E10 | Utility - Cost of Operation | 0 | 0 | 0 | 0 | 0 | 0 | 0 | 0 | 0 | 0 | 0 | 0 | 0 | 0 | 0 | 0 | 0 | 0 | 0 | 0 | 0 | 0 | 0 | 0 | 0 | 0 | 0 | 0 | 0 | 0 | 0 | 0 | 0
F6_Commercial_College_Existing_Space Heating_Natural Gas_Furnace_E1 | F6 | Commercial | College | Existing | Space Heating | Natural Gas | Furnace | E1 | Utility - Value of Sales | 0.21221 | 0.21159 | 0.21123 | 0.20986 | 0.20867 | 0 | 0 | 0 | 0 | 0 | 0 | 0 | 0 | 0 | 0 | 0 | 0 | 0 | 0 | 0 | 0 | 0 | 0 | 0 | 0 | 0 | 0 | 0 | 0 | 0 | 0 | 0 | 0
F6_Commercial_College_Existing_Space Heating_Natural Gas_Furnace_E2 | F6 | Commercial | College | Existing | Space Heating | Natural Gas | Furnace | E2 | Utility - Value of Sales | 0.19336 | 0.19279 | 0.19247 | 0.19121 | 0.19013 | 0 | 0 | 0 | 0 | 0 | 0 | 0 | 0 | 0 | 0 | 0 | 0 | 0 | 0 | 0 | 0 | 0 | 0 | 0 | 0 | 0 | 0 | 0 | 0 | 0 | 0 | 0 | 0
F6_Commercial_College_Existing_Space Heating_Natural Gas_Furnace_E3 | F6 | Commercial | College | Existing | Space Heating | Natural Gas | Furnace | E3 | Utility - Value of Sales | 0.19075 | 0.19019 | 0.18987 | 0.18864 | 0.18757 | 0.1865 | 0.18545 | 0.18441 | 0.18339 | 0.18239 | 0.18142 | 0.18048 | 0.17957 | 0.17869 | 0.17785 | 0.17706 | 0.17631 | 0.17561 | 0.17496 | 0.17435 | 0.17379 | 0.17328 | 0.17281 | 0.17239 | 0.17202 | 0.17169 | 0.17141 | 0.17118 | 0.17099 | 0.17085 | 0.17076 | 0.17071 | 0.17071
F6_Commercial_College_Existing_Space Heating_Natural Gas_Furnace_E4 | F6 | Commercial | College | Existing | Space Heating | Natural Gas | Furnace | E4 | Utility - Value of Sales | 0.17684 | 0.17633 | 0.17603 | 0.17488 | 0.17389 | 0.1729 | 0.17193 | 0.17097 | 0.17002 | 0.1691 | 0.16819 | 0.16732 | 0.16647 | 0.16566 | 0.16488 | 0.16415 | 0.16346 | 0.16281 | 0.1622 | 0.16164 | 0.16112 | 0.16065 | 0.16021 | 0.15982 | 0.15948 | 0.15917 | 0.15891 | 0.1587 | 0.15853 | 0.1584 | 0.15831 | 0.15827 | 0.15827
F6_Commercial_College_Existing_Space Heating_Natural Gas_Furnace_E5 | F6 | Commercial | College | Existing | Space Heating | Natural Gas | Furnace | E5 | Utility - Value of Sales | 0 | 0 | 0 | 0 | 0 | 0 | 0 | 0.12625 | 0.12555 | 0.12487 | 0.1242 | 0.12356 | 0.12293 | 0.12233 | 0.12176 | 0.12122 | 0.12071 | 0.12023 | 0.11978 | 0.11937 | 0.11898 | 0.11863 | 0.11831 | 0.11802 | 0.11777 | 0.11754 | 0.11735 | 0.11719 | 0.11707 | 0.11697 | 0.11691 | 0.11687 | 0.11687
F6_Commercial_College_Existing_Space Heating_Natural Gas_Furnace_E6 | F6 | Commercial | College | Existing | Space Heating | Natural Gas | Furnace | E6 | Utility - Value of Sales | 0 | 0 | 0 | 0 | 0 | 0 | 0 | 0 | 0 | 0 | 0 | 0 | 0 | 0 | 0 | 0 | 0 | 0 | 0 | 0 | 0 | 0 | 0 | 0 | 0 | 0 | 0 | 0 | 0 | 0 | 0 | 0 | 0
F6_Commercial_College_Existing_Space Heating_Natural Gas_Furnace_E7 | F6 | Commercial | College | Existing | Space Heating | Natural Gas | Furnace | E7 | Utility - Value of Sales | 0 | 0 | 0 | 0 | 0 | 0 | 0 | 0 | 0 | 0 | 0 | 0 | 0 | 0 | 0 | 0 | 0 | 0 | 0 | 0 | 0 | 0 | 0 | 0 | 0 | 0 | 0 | 0 | 0 | 0 | 0 | 0 | 0
F6_Commercial_College_Existing_Space Heating_Natural Gas_Furnace_E8 | F6 | Commercial | College | Existing | Space Heating | Natural Gas | Furnace | E8 | Utility - Value of Sales | 0 | 0 | 0 | 0 | 0 | 0 | 0 | 0 | 0 | 0 | 0 | 0 | 0 | 0 | 0 | 0 | 0 | 0 | 0 | 0 | 0 | 0 | 0 | 0 | 0 | 0 | 0 | 0 | 0 | 0 | 0 | 0 | 0
F6_Commercial_College_Existing_Space Heating_Natural Gas_Furnace_E9 | F6 | Commercial | College | Existing | Space Heating | Natural Gas | Furnace | E9 | Utility - Value of Sales | 0 | 0 | 0 | 0 | 0 | 0 | 0 | 0 | 0 | 0 | 0 | 0 | 0 | 0 | 0 | 0 | 0 | 0 | 0 | 0 | 0 | 0 | 0 | 0 | 0 | 0 | 0 | 0 | 0 | 0 | 0 | 0 | 0
F6_Commercial_College_Existing_Space Heating_Natural Gas_Furnace_E10 | F6 | Commercial | College | Existing | Space Heating | Natural Gas | Furnace | E10 | Utility - Value of Sales | 0 | 0 | 0 | 0 | 0 | 0 | 0 | 0 | 0 | 0 | 0 | 0 | 0 | 0 | 0 | 0 | 0 | 0 | 0 | 0 | 0 | 0 | 0 | 0 | 0 | 0 | 0 | 0 | 0 | 0 | 0 | 0 | 0
F1_Commercial_College_Existing_Space Heating_Natural Gas_Boiler_E1 | F1 | Commercial | College | Existing | Space Heating | Natural Gas | Boiler | E1 | RVT - Cost of Equipment | 1.5206 | 1.5201 | 1.5229 | 1.5162 | 1.5116 | 0 | 0 | 0 | 0 | 0 | 0 | 0 | 0 | 0 | 0 | 0 | 0 | 0 | 0 | 0 | 0 | 0 | 0 | 0 | 0 | 0 | 0 | 0 | 0 | 0 | 0 | 0 | 0
F1_Commercial_College_Existing_Space Heating_Natural Gas_Boiler_E2 | F1 | Commercial | College | Existing | Space Heating | Natural Gas | Boiler | E2 | RVT - Cost of Equipment | 1.4482 | 1.4478 | 1.4504 | 1.444 | 1.4396 | 0 | 0 | 0 | 0 | 0 | 0 | 0 | 0 | 0 | 0 | 0 | 0 | 0 | 0 | 0 | 0 | 0 | 0 | 0 | 0 | 0 | 0 | 0 | 0 | 0 | 0 | 0 | 0
F1_Commercial_College_Existing_Space Heating_Natural Gas_Boiler_E3 | F1 | Commercial | College | Existing | Space Heating | Natural Gas | Boiler | E3 | RVT - Cost of Equipment | 1.2941 | 1.2937 | 1.2961 | 1.2904 | 1.2865 | 1.2853 | 1.2866 | 1.2873 | 1.2888 | 1.2901 | 1.2911 | 1.2919 | 1.293 | 1.2941 | 1.295 | 1.2959 | 1.2967 | 1.2979 | 1.2989 | 1.3003 | 1.3015 | 1.3028 | 1.3038 | 1.3051 | 1.306 | 1.3069 | 1.3077 | 1.3086 | 1.3092 | 1.3099 | 1.3103 | 1.3108 | 1.3108
F1_Commercial_College_Existing_Space Heating_Natural Gas_Boiler_E4 | F1 | Commercial | College | Existing | Space Heating | Natural Gas | Boiler | E4 | RVT - Cost of Equipment | 1.2413 | 1.2409 | 1.2432 | 1.2377 | 1.234 | 1.2328 | 1.2341 | 1.2348 | 1.2362 | 1.2374 | 1.2384 | 1.2392 | 1.2402 | 1.2413 | 1.2421 | 1.243 | 1.2438 | 1.2449 | 1.2459 | 1.2472 | 1.2484 | 1.2496 | 1.2506 | 1.2518 | 1.2527 | 1.2536 | 1.2544 | 1.2552 | 1.2558 | 1.2564 | 1.2568 | 1.2573 | 1.2573
F1_Commercial_College_Existing_Space Heating_Natural Gas_Boiler_E5 | F1 | Commercial | College | Existing | Space Heating | Natural Gas | Boiler | E5 | RVT - Cost of Equipment | 0.93575 | 0.93548 | 0.93716 | 0.93303 | 0.93022 | 0.92937 | 0.93032 | 0.93083 | 0.93192 | 0.93281 | 0.93359 | 0.93417 | 0.93492 | 0.93574 | 0.93636 | 0.937 | 0.93763 | 0.93845 | 0.93923 | 0.94022 | 0.94107 | 0.94199 | 0.94275 | 0.94365 | 0.94435 | 0.94499 | 0.94559 | 0.94625 | 0.94667 | 0.94715 | 0.94742 | 0.94777 | 0.94777
F1_Commercial_College_Existing_Space Heating_Natural Gas_Boiler_E6 | F1 | Commercial | College | Existing | Space Heating | Natural Gas | Boiler | E6 | RVT - Cost of Equipment | 0 | 0 | 0 | 0 | 0 | 0 | 0 | 0 | 0 | 0 | 0 | 0 | 0 | 0 | 0 | 0 | 0 | 0 | 0 | 0 | 0 | 0 | 0 | 0 | 0 | 0 | 0 | 0 | 0 | 0 | 0 | 0 | 0
F1_Commercial_College_Existing_Space Heating_Natural Gas_Boiler_E7 | F1 | Commercial | College | Existing | Space Heating | Natural Gas | Boiler | E7 | RVT - Cost of Equipment | 0 | 0 | 0 | 0 | 0 | 0 | 0 | 0 | 0 | 0 | 0 | 0 | 0 | 0 | 0 | 0 | 0 | 0 | 0 | 0 | 0 | 0 | 0 | 0 | 0 | 0 | 0 | 0 | 0 | 0 | 0 | 0 | 0
F1_Commercial_College_Existing_Space Heating_Natural Gas_Boiler_E8 | F1 | Commercial | College | Existing | Space Heating | Natural Gas | Boiler | E8 | RVT - Cost of Equipment | 0 | 0 | 0 | 0 | 0 | 0 | 0 | 0 | 0 | 0 | 0 | 0 | 0 | 0 | 0 | 0 | 0 | 0 | 0 | 0 | 0 | 0 | 0 | 0 | 0 | 0 | 0 | 0 | 0 | 0 | 0 | 0 | 0
F1_Commercial_College_Existing_Space Heating_Natural Gas_Boiler_E9 | F1 | Commercial | College | Existing | Space Heating | Natural Gas | Boiler | E9 | RVT - Cost of Equipment | 0 | 0 | 0 | 0 | 0 | 0 | 0 | 0 | 0 | 0 | 0 | 0 | 0 | 0 | 0 | 0 | 0 | 0 | 0 | 0 | 0 | 0 | 0 | 0 | 0 | 0 | 0 | 0 | 0 | 0 | 0 | 0 | 0
F1_Commercial_College_Existing_Space Heating_Natural Gas_Boiler_E10 | F1 | Commercial | College | Existing | Space Heating | Natural Gas | Boiler | E10 | RVT - Cost of Equipment | 0 | 0 | 0 | 0 | 0 | 0 | 0 | 0 | 0 | 0 | 0 | 0 | 0 | 0 | 0 | 0 | 0 | 0 | 0 | 0 | 0 | 0 | 0 | 0 | 0 | 0 | 0 | 0 | 0 | 0 | 0 | 0 | 0
F2_Commercial_College_Existing_Space Heating_Natural Gas_Boiler_E1 | F2 | Commercial | College | Existing | Space Heating | Natural Gas | Boiler | E1 | RVT - Cost of Operation | 1.8218 | 1.8212 | 1.8245 | 1.8165 | 1.811 | 0 | 0 | 0 | 0 | 0 | 0 | 0 | 0 | 0 | 0 | 0 | 0 | 0 | 0 | 0 | 0 | 0 | 0 | 0 | 0 | 0 | 0 | 0 | 0 | 0 | 0 | 0 | 0
F2_Commercial_College_Existing_Space Heating_Natural Gas_Boiler_E2 | F2 | Commercial | College | Existing | Space Heating | Natural Gas | Boiler | E2 | RVT - Cost of Operation | 1.735 | 1.7345 | 1.7376 | 1.73 | 1.7248 | 0 | 0 | 0 | 0 | 0 | 0 | 0 | 0 | 0 | 0 | 0 | 0 | 0 | 0 | 0 | 0 | 0 | 0 | 0 | 0 | 0 | 0 | 0 | 0 | 0 | 0 | 0 | 0
F2_Commercial_College_Existing_Space Heating_Natural Gas_Boiler_E3 | F2 | Commercial | College | Existing | Space Heating | Natural Gas | Boiler | E3 | RVT - Cost of Operation | 1.5504 | 1.55 | 1.5528 | 1.5459 | 1.5413 | 1.5399 | 1.5414 | 1.5423 | 1.5441 | 1.5456 | 1.5469 | 1.5478 | 1.5491 | 1.5504 | 1.5515 | 1.5525 | 1.5536 | 1.5549 | 1.5562 | 1.5578 | 1.5593 | 1.5608 | 1.562 | 1.5635 | 1.5647 | 1.5657 | 1.5667 | 1.5678 | 1.5685 | 1.5693 | 1.5698 | 1.5704 | 1.5704
F2_Commercial_College_Existing_Space Heating_Natural Gas_Boiler_E4 | F2 | Commercial | College | Existing | Space Heating | Natural Gas | Boiler | E4 | RVT - Cost of Operation | 1.4872 | 1.4867 | 1.4894 | 1.4828 | 1.4784 | 1.477 | 1.4785 | 1.4793 | 1.4811 | 1.4825 | 1.4837 | 1.4847 | 1.4858 | 1.4871 | 1.4881 | 1.4891 | 1.4902 | 1.4915 | 1.4927 | 1.4943 | 1.4956 | 1.4971 | 1.4983 | 1.4997 | 1.5008 | 1.5018 | 1.5028 | 1.5038 | 1.5045 | 1.5053 | 1.5057 | 1.5063 | 1.5063
F2_Commercial_College_Existing_Space Heating_Natural Gas_Boiler_E5 | F2 | Commercial | College | Existing | Space Heating | Natural Gas | Boiler | E5 | RVT - Cost of Operation | 1.1211 | 1.1208 | 1.1228 | 1.1178 | 1.1145 | 1.1134 | 1.1146 | 1.1152 | 1.1165 | 1.1176 | 1.1185 | 1.1192 | 1.1201 | 1.1211 | 1.1218 | 1.1226 | 1.1233 | 1.1243 | 1.1253 | 1.1264 | 1.1275 | 1.1286 | 1.1295 | 1.1306 | 1.1314 | 1.1322 | 1.1329 | 1.1337 | 1.1342 | 1.1347 | 1.1351 | 1.1355 | 1.1355
F2_Commercial_College_Existing_Space Heating_Natural Gas_Boiler_E6 | F2 | Commercial | College | Existing | Space Heating | Natural Gas | Boiler | E6 | RVT - Cost of Operation | 0 | 0 | 0 | 0 | 0 | 0 | 0 | 0 | 0 | 0 | 0 | 0 | 0 | 0 | 0 | 0 | 0 | 0 | 0 | 0 | 0 | 0 | 0 | 0 | 0 | 0 | 0 | 0 | 0 | 0 | 0 | 0 | 0
F2_Commercial_College_Existing_Space Heating_Natural Gas_Boiler_E7 | F2 | Commercial | College | Existing | Space Heating | Natural Gas | Boiler | E7 | RVT - Cost of Operation | 0 | 0 | 0 | 0 | 0 | 0 | 0 | 0 | 0 | 0 | 0 | 0 | 0 | 0 | 0 | 0 | 0 | 0 | 0 | 0 | 0 | 0 | 0 | 0 | 0 | 0 | 0 | 0 | 0 | 0 | 0 | 0 | 0
F2_Commercial_College_Existing_Space Heating_Natural Gas_Boiler_E8 | F2 | Commercial | College | Existing | Space Heating | Natural Gas | Boiler | E8 | RVT - Cost of Operation | 0 | 0 | 0 | 0 | 0 | 0 | 0 | 0 | 0 | 0 | 0 | 0 | 0 | 0 | 0 | 0 | 0 | 0 | 0 | 0 | 0 | 0 | 0 | 0 | 0 | 0 | 0 | 0 | 0 | 0 | 0 | 0 | 0
F2_Commercial_College_Existing_Space Heating_Natural Gas_Boiler_E9 | F2 | Commercial | College | Existing | Space Heating | Natural Gas | Boiler | E9 | RVT - Cost of Operation | 0 | 0 | 0 | 0 | 0 | 0 | 0 | 0 | 0 | 0 | 0 | 0 | 0 | 0 | 0 | 0 | 0 | 0 | 0 | 0 | 0 | 0 | 0 | 0 | 0 | 0 | 0 | 0 | 0 | 0 | 0 | 0 | 0
F2_Commercial_College_Existing_Space Heating_Natural Gas_Boiler_E10 | F2 | Commercial | College | Existing | Space Heating | Natural Gas | Boiler | E10 | RVT - Cost of Operation | 0 | 0 | 0 | 0 | 0 | 0 | 0 | 0 | 0 | 0 | 0 | 0 | 0 | 0 | 0 | 0 | 0 | 0 | 0 | 0 | 0 | 0 | 0 | 0 | 0 | 0 | 0 | 0 | 0 | 0 | 0 | 0 | 0
F3_Commercial_College_Existing_Space Heating_Natural Gas_Boiler_E1 | F3 | Commercial | College | Existing | Space Heating | Natural Gas | Boiler | E1 | System - kBTUs of Consumption | 0.13784 | 0.13784 | 0.13784 | 0.13784 | 0.13784 | 0 | 0 | 0 | 0 | 0 | 0 | 0 | 0 | 0 | 0 | 0 | 0 | 0 | 0 | 0 | 0 | 0 | 0 | 0 | 0 | 0 | 0 | 0 | 0 | 0 | 0 | 0 | 0
F3_Commercial_College_Existing_Space Heating_Natural Gas_Boiler_E2 | F3 | Commercial | College | Existing | Space Heating | Natural Gas | Boiler | E2 | System - kBTUs of Consumption | 0.14249 | 0.14249 | 0.14249 | 0.14249 | 0.14249 | 0 | 0 | 0 | 0 | 0 | 0 | 0 | 0 | 0 | 0 | 0 | 0 | 0 | 0 | 0 | 0 | 0 | 0 | 0 | 0 | 0 | 0 | 0 | 0 | 0 | 0 | 0 | 0
F3_Commercial_College_Existing_Space Heating_Natural Gas_Boiler_E3 | F3 | Commercial | College | Existing | Space Heating | Natural Gas | Boiler | E3 | System - kBTUs of Consumption | 0.22397 | 0.22397 | 0.22397 | 0.22397 | 0.22397 | 0.22397 | 0.22397 | 0.22397 | 0.22397 | 0.22397 | 0.22397 | 0.22397 | 0.22397 | 0.22397 | 0.22397 | 0.22397 | 0.22397 | 0.22397 | 0.22397 | 0.22397 | 0.22397 | 0.22397 | 0.22397 | 0.22397 | 0.22397 | 0.22397 | 0.22397 | 0.22397 | 0.22397 | 0.22397 | 0.22397 | 0.22397 | 0.22397
F3_Commercial_College_Existing_Space Heating_Natural Gas_Boiler_E4 | F3 | Commercial | College | Existing | Space Heating | Natural Gas | Boiler | E4 | System - kBTUs of Consumption | 0.24494 | 0.24494 | 0.24494 | 0.24494 | 0.24494 | 0.24494 | 0.24494 | 0.24494 | 0.24494 | 0.24494 | 0.24494 | 0.24494 | 0.24494 | 0.24494 | 0.24494 | 0.24494 | 0.24494 | 0.24494 | 0.24494 | 0.24494 | 0.24494 | 0.24494 | 0.24494 | 0.24494 | 0.24494 | 0.24494 | 0.24494 | 0.24494 | 0.24494 | 0.24494 | 0.24494 | 0.24494 | 0.24494
F3_Commercial_College_Existing_Space Heating_Natural Gas_Boiler_E5 | F3 | Commercial | College | Existing | Space Heating | Natural Gas | Boiler | E5 | System - kBTUs of Consumption | 0.82867 | 0.82867 | 0.82867 | 0.82867 | 0.82867 | 0.82867 | 0.82867 | 0.82867 | 0.82867 | 0.82867 | 0.82867 | 0.82867 | 0.82867 | 0.82867 | 0.82867 | 0.82867 | 0.82867 | 0.82867 | 0.82867 | 0.82867 | 0.82867 | 0.82867 | 0.82867 | 0.82867 | 0.82867 | 0.82867 | 0.82867 | 0.82867 | 0.82867 | 0.82867 | 0.82867 | 0.82867 | 0.82867
F3_Commercial_College_Existing_Space Heating_Natural Gas_Boiler_E6 | F3 | Commercial | College | Existing | Space Heating | Natural Gas | Boiler | E6 | System - kBTUs of Consumption | 0 | 0 | 0 | 0 | 0 | 0 | 0 | 0 | 0 | 0 | 0 | 0 | 0 | 0 | 0 | 0 | 0 | 0 | 0 | 0 | 0 | 0 | 0 | 0 | 0 | 0 | 0 | 0 | 0 | 0 | 0 | 0 | 0
F3_Commercial_College_Existing_Space Heating_Natural Gas_Boiler_E7 | F3 | Commercial | College | Existing | Space Heating | Natural Gas | Boiler | E7 | System - kBTUs of Consumption | 0 | 0 | 0 | 0 | 0 | 0 | 0 | 0 | 0 | 0 | 0 | 0 | 0 | 0 | 0 | 0 | 0 | 0 | 0 | 0 | 0 | 0 | 0 | 0 | 0 | 0 | 0 | 0 | 0 | 0 | 0 | 0 | 0
F3_Commercial_College_Existing_Space Heating_Natural Gas_Boiler_E8 | F3 | Commercial | College | Existing | Space Heating | Natural Gas | Boiler | E8 | System - kBTUs of Consumption | 0 | 0 | 0 | 0 | 0 | 0 | 0 | 0 | 0 | 0 | 0 | 0 | 0 | 0 | 0 | 0 | 0 | 0 | 0 | 0 | 0 | 0 | 0 | 0 | 0 | 0 | 0 | 0 | 0 | 0 | 0 | 0 | 0
F3_Commercial_College_Existing_Space Heating_Natural Gas_Boiler_E9 | F3 | Commercial | College | Existing | Space Heating | Natural Gas | Boiler | E9 | System - kBTUs of Consumption | 0 | 0 | 0 | 0 | 0 | 0 | 0 | 0 | 0 | 0 | 0 | 0 | 0 | 0 | 0 | 0 | 0 | 0 | 0 | 0 | 0 | 0 | 0 | 0 | 0 | 0 | 0 | 0 | 0 | 0 | 0 | 0 | 0
F3_Commercial_College_Existing_Space Heating_Natural Gas_Boiler_E10 | F3 | Commercial | College | Existing | Space Heating | Natural Gas | Boiler | E10 | System - kBTUs of Consumption | 0 | 0 | 0 | 0 | 0 | 0 | 0 | 0 | 0 | 0 | 0 | 0 | 0 | 0 | 0 | 0 | 0 | 0 | 0 | 0 | 0 | 0 | 0 | 0 | 0 | 0 | 0 | 0 | 0 | 0 | 0 | 0 | 0
F4_Commercial_College_Existing_Space Heating_Natural Gas_Boiler_E1 | F4 | Commercial | College | Existing | Space Heating | Natural Gas | Boiler | E1 | Utility - Cost of Equipment | 1.8218 | 1.8212 | 1.8245 | 1.8165 | 1.811 | 0 | 0 | 0 | 0 | 0 | 0 | 0 | 0 | 0 | 0 | 0 | 0 | 0 | 0 | 0 | 0 | 0 | 0 | 0 | 0 | 0 | 0 | 0 | 0 | 0 | 0 | 0 | 0
F4_Commercial_College_Existing_Space Heating_Natural Gas_Boiler_E2 | F4 | Commercial | College | Existing | Space Heating | Natural Gas | Boiler | E2 | Utility - Cost of Equipment | 1.735 | 1.7345 | 1.7376 | 1.73 | 1.7248 | 0 | 0 | 0 | 0 | 0 | 0 | 0 | 0 | 0 | 0 | 0 | 0 | 0 | 0 | 0 | 0 | 0 | 0 | 0 | 0 | 0 | 0 | 0 | 0 | 0 | 0 | 0 | 0
F4_Commercial_College_Existing_Space Heating_Natural Gas_Boiler_E3 | F4 | Commercial | College | Existing | Space Heating | Natural Gas | Boiler | E3 | Utility - Cost of Equipment | 1.5504 | 1.55 | 1.5528 | 1.5459 | 1.5413 | 1.5399 | 1.5414 | 1.5423 | 1.5441 | 1.5456 | 1.5469 | 1.5478 | 1.5491 | 1.5504 | 1.5515 | 1.5525 | 1.5536 | 1.5549 | 1.5562 | 1.5578 | 1.5593 | 1.5608 | 1.562 | 1.5635 | 1.5647 | 1.5657 | 1.5667 | 1.5678 | 1.5685 | 1.5693 | 1.5698 | 1.5704 | 1.5704
F4_Commercial_College_Existing_Space Heating_Natural Gas_Boiler_E4 | F4 | Commercial | College | Existing | Space Heating | Natural Gas | Boiler | E4 | Utility - Cost of Equipment | 1.4872 | 1.4867 | 1.4894 | 1.4828 | 1.4784 | 1.477 | 1.4785 | 1.4793 | 1.4811 | 1.4825 | 1.4837 | 1.4847 | 1.4858 | 1.4871 | 1.4881 | 1.4891 | 1.4902 | 1.4915 | 1.4927 | 1.4943 | 1.4956 | 1.4971 | 1.4983 | 1.4997 | 1.5008 | 1.5018 | 1.5028 | 1.5038 | 1.5045 | 1.5053 | 1.5057 | 1.5063 | 1.5063
F4_Commercial_College_Existing_Space Heating_Natural Gas_Boiler_E5 | F4 | Commercial | College | Existing | Space Heating | Natural Gas | Boiler | E5 | Utility - Cost of Equipment | 1.1211 | 1.1208 | 1.1228 | 1.1178 | 1.1145 | 1.1134 | 1.1146 | 1.1152 | 1.1165 | 1.1176 | 1.1185 | 1.1192 | 1.1201 | 1.1211 | 1.1218 | 1.1226 | 1.1233 | 1.1243 | 1.1253 | 1.1264 | 1.1275 | 1.1286 | 1.1295 | 1.1306 | 1.1314 | 1.1322 | 1.1329 | 1.1337 | 1.1342 | 1.1347 | 1.1351 | 1.1355 | 1.1355
F4_Commercial_College_Existing_Space Heating_Natural Gas_Boiler_E6 | F4 | Commercial | College | Existing | Space Heating | Natural Gas | Boiler | E6 | Utility - Cost of Equipment | 0 | 0 | 0 | 0 | 0 | 0 | 0 | 0 | 0 | 0 | 0 | 0 | 0 | 0 | 0 | 0 | 0 | 0 | 0 | 0 | 0 | 0 | 0 | 0 | 0 | 0 | 0 | 0 | 0 | 0 | 0 | 0 | 0
F4_Commercial_College_Existing_Space Heating_Natural Gas_Boiler_E7 | F4 | Commercial | College | Existing | Space Heating | Natural Gas | Boiler | E7 | Utility - Cost of Equipment | 0 | 0 | 0 | 0 | 0 | 0 | 0 | 0 | 0 | 0 | 0 | 0 | 0 | 0 | 0 | 0 | 0 | 0 | 0 | 0 | 0 | 0 | 0 | 0 | 0 | 0 | 0 | 0 | 0 | 0 | 0 | 0 | 0
F4_Commercial_College_Existing_Space Heating_Natural Gas_Boiler_E8 | F4 | Commercial | College | Existing | Space Heating | Natural Gas | Boiler | E8 | Utility - Cost of Equipment | 0 | 0 | 0 | 0 | 0 | 0 | 0 | 0 | 0 | 0 | 0 | 0 | 0 | 0 | 0 | 0 | 0 | 0 | 0 | 0 | 0 | 0 | 0 | 0 | 0 | 0 | 0 | 0 | 0 | 0 | 0 | 0 | 0
F4_Commercial_College_Existing_Space Heating_Natural Gas_Boiler_E9 | F4 | Commercial | College | Existing | Space Heating | Natural Gas | Boiler | E9 | Utility - Cost of Equipment | 0 | 0 | 0 | 0 | 0 | 0 | 0 | 0 | 0 | 0 | 0 | 0 | 0 | 0 | 0 | 0 | 0 | 0 | 0 | 0 | 0 | 0 | 0 | 0 | 0 | 0 | 0 | 0 | 0 | 0 | 0 | 0 | 0
F4_Commercial_College_Existing_Space Heating_Natural Gas_Boiler_E10 | F4 | Commercial | College | Existing | Space Heating | Natural Gas | Boiler | E10 | Utility - Cost of Equipment | 0 | 0 | 0 | 0 | 0 | 0 | 0 | 0 | 0 | 0 | 0 | 0 | 0 | 0 | 0 | 0 | 0 | 0 | 0 | 0 | 0 | 0 | 0 | 0 | 0 | 0 | 0 | 0 | 0 | 0 | 0 | 0 | 0
F5_Commercial_College_Existing_Space Heating_Natural Gas_Boiler_E1 | F5 | Commercial | College | Existing | Space Heating | Natural Gas | Boiler | E1 | Utility - Cost of Operation | 0.13784 | 0.13784 | 0.13784 | 0.13784 | 0.13784 | 0 | 0 | 0 | 0 | 0 | 0 | 0 | 0 | 0 | 0 | 0 | 0 | 0 | 0 | 0 | 0 | 0 | 0 | 0 | 0 | 0 | 0 | 0 | 0 | 0 | 0 | 0 | 0
F5_Commercial_College_Existing_Space Heating_Natural Gas_Boiler_E2 | F5 | Commercial | College | Existing | Space Heating | Natural Gas | Boiler | E2 | Utility - Cost of Operation | 0.14249 | 0.14249 | 0.14249 | 0.14249 | 0.14249 | 0 | 0 | 0 | 0 | 0 | 0 | 0 | 0 | 0 | 0 | 0 | 0 | 0 | 0 | 0 | 0 | 0 | 0 | 0 | 0 | 0 | 0 | 0 | 0 | 0 | 0 | 0 | 0
F5_Commercial_College_Existing_Space Heating_Natural Gas_Boiler_E3 | F5 | Commercial | College | Existing | Space Heating | Natural Gas | Boiler | E3 | Utility - Cost of Operation | 0.22397 | 0.22397 | 0.22397 | 0.22397 | 0.22397 | 0.22397 | 0.22397 | 0.22397 | 0.22397 | 0.22397 | 0.22397 | 0.22397 | 0.22397 | 0.22397 | 0.22397 | 0.22397 | 0.22397 | 0.22397 | 0.22397 | 0.22397 | 0.22397 | 0.22397 | 0.22397 | 0.22397 | 0.22397 | 0.22397 | 0.22397 | 0.22397 | 0.22397 | 0.22397 | 0.22397 | 0.22397 | 0.22397
F5_Commercial_College_Existing_Space Heating_Natural Gas_Boiler_E4 | F5 | Commercial | College | Existing | Space Heating | Natural Gas | Boiler | E4 | Utility - Cost of Operation | 0.24494 | 0.24494 | 0.24494 | 0.24494 | 0.24494 | 0.24494 | 0.24494 | 0.24494 | 0.24494 | 0.24494 | 0.24494 | 0.24494 | 0.24494 | 0.24494 | 0.24494 | 0.24494 | 0.24494 | 0.24494 | 0.24494 | 0.24494 | 0.24494 | 0.24494 | 0.24494 | 0.24494 | 0.24494 | 0.24494 | 0.24494 | 0.24494 | 0.24494 | 0.24494 | 0.24494 | 0.24494 | 0.24494
F5_Commercial_College_Existing_Space Heating_Natural Gas_Boiler_E5 | F5 | Commercial | College | Existing | Space Heating | Natural Gas | Boiler | E5 | Utility - Cost of Operation | 0.82867 | 0.82867 | 0.82867 | 0.82867 | 0.82867 | 0.82867 | 0.82867 | 0.82867 | 0.82867 | 0.82867 | 0.82867 | 0.82867 | 0.82867 | 0.82867 | 0.82867 | 0.82867 | 0.82867 | 0.82867 | 0.82867 | 0.82867 | 0.82867 | 0.82867 | 0.82867 | 0.82867 | 0.82867 | 0.82867 | 0.82867 | 0.82867 | 0.82867 | 0.82867 | 0.82867 | 0.82867 | 0.82867
F5_Commercial_College_Existing_Space Heating_Natural Gas_Boiler_E6 | F5 | Commercial | College | Existing | Space Heating | Natural Gas | Boiler | E6 | Utility - Cost of Operation | 0 | 0 | 0 | 0 | 0 | 0 | 0 | 0 | 0 | 0 | 0 | 0 | 0 | 0 | 0 | 0 | 0 | 0 | 0 | 0 | 0 | 0 | 0 | 0 | 0 | 0 | 0 | 0 | 0 | 0 | 0 | 0 | 0
F5_Commercial_College_Existing_Space Heating_Natural Gas_Boiler_E7 | F5 | Commercial | College | Existing | Space Heating | Natural Gas | Boiler | E7 | Utility - Cost of Operation | 0 | 0 | 0 | 0 | 0 | 0 | 0 | 0 | 0 | 0 | 0 | 0 | 0 | 0 | 0 | 0 | 0 | 0 | 0 | 0 | 0 | 0 | 0 | 0 | 0 | 0 | 0 | 0 | 0 | 0 | 0 | 0 | 0
F5_Commercial_College_Existing_Space Heating_Natural Gas_Boiler_E8 | F5 | Commercial | College | Existing | Space Heating | Natural Gas | Boiler | E8 | Utility - Cost of Operation | 0 | 0 | 0 | 0 | 0 | 0 | 0 | 0 | 0 | 0 | 0 | 0 | 0 | 0 | 0 | 0 | 0 | 0 | 0 | 0 | 0 | 0 | 0 | 0 | 0 | 0 | 0 | 0 | 0 | 0 | 0 | 0 | 0
F5_Commercial_College_Existing_Space Heating_Natural Gas_Boiler_E9 | F5 | Commercial | College | Existing | Space Heating | Natural Gas | Boiler | E9 | Utility - Cost of Operation | 0 | 0 | 0 | 0 | 0 | 0 | 0 | 0 | 0 | 0 | 0 | 0 | 0 | 0 | 0 | 0 | 0 | 0 | 0 | 0 | 0 | 0 | 0 | 0 | 0 | 0 | 0 | 0 | 0 | 0 | 0 | 0 | 0
F5_Commercial_College_Existing_Space Heating_Natural Gas_Boiler_E10 | F5 | Commercial | College | Existing | Space Heating | Natural Gas | Boiler | E10 | Utility - Cost of Operation | 0 | 0 | 0 | 0 | 0 | 0 | 0 | 0 | 0 | 0 | 0 | 0 | 0 | 0 | 0 | 0 | 0 | 0 | 0 | 0 | 0 | 0 | 0 | 0 | 0 | 0 | 0 | 0 | 0 | 0 | 0 | 0 | 0
F6_Commercial_College_Existing_Space Heating_Natural Gas_Boiler_E1 | F6 | Commercial | College | Existing | Space Heating | Natural Gas | Boiler | E1 | Utility - Value of Sales | 0.68957 | 0.6874 | 0.68603 | 0.68161 | 0.67779 | 0 | 0 | 0 | 0 | 0 | 0 | 0 | 0 | 0 | 0 | 0 | 0 | 0 | 0 | 0 | 0 | 0 | 0 | 0 | 0 | 0 | 0 | 0 | 0 | 0 | 0 | 0 | 0
F6_Commercial_College_Existing_Space Heating_Natural Gas_Boiler_E2 | F6 | Commercial | College | Existing | Space Heating | Natural Gas | Boiler | E2 | Utility - Value of Sales | 0.65674 | 0.65466 | 0.65336 | 0.64916 | 0.64551 | 0 | 0 | 0 | 0 | 0 | 0 | 0 | 0 | 0 | 0 | 0 | 0 | 0 | 0 | 0 | 0 | 0 | 0 | 0 | 0 | 0 | 0 | 0 | 0 | 0 | 0 | 0 | 0
F6_Commercial_College_Existing_Space Heating_Natural Gas_Boiler_E3 | F6 | Commercial | College | Existing | Space Heating | Natural Gas | Boiler | E3 | Utility - Value of Sales | 0.58687 | 0.58502 | 0.58385 | 0.5801 | 0.57684 | 0.57362 | 0.57045 | 0.56735 | 0.56432 | 0.56136 | 0.5585 | 0.55575 | 0.5531 | 0.55058 | 0.54819 | 0.54593 | 0.54381 | 0.54182 | 0.53996 | 0.53823 | 0.53664 | 0.53518 | 0.53385 | 0.53266 | 0.5316 | 0.53067 | 0.52987 | 0.52921 | 0.52867 | 0.52828 | 0.52801 | 0.52788 | 0.52788
F6_Commercial_College_Existing_Space Heating_Natural Gas_Boiler_E4 | F6 | Commercial | College | Existing | Space Heating | Natural Gas | Boiler | E4 | Utility - Value of Sales | 0.56292 | 0.56114 | 0.56002 | 0.55642 | 0.55329 | 0.55021 | 0.54717 | 0.54419 | 0.54128 | 0.53845 | 0.53571 | 0.53306 | 0.53053 | 0.52811 | 0.52581 | 0.52365 | 0.52161 | 0.5197 | 0.51792 | 0.51626 | 0.51474 | 0.51334 | 0.51206 | 0.51092 | 0.5099 | 0.50901 | 0.50824 | 0.50761 | 0.5071 | 0.50671 | 0.50646 | 0.50633 | 0.50633
F6_Commercial_College_Existing_Space Heating_Natural Gas_Boiler_E5 | F6 | Commercial | College | Existing | Space Heating | Natural Gas | Boiler | E5 | Utility - Value of Sales | 0.42435 | 0.42301 | 0.42217 | 0.41945 | 0.4171 | 0.41477 | 0.41248 | 0.41024 | 0.40804 | 0.40591 | 0.40384 | 0.40185 | 0.39993 | 0.39811 | 0.39638 | 0.39475 | 0.39321 | 0.39177 | 0.39043 | 0.38918 | 0.38803 | 0.38698 | 0.38602 | 0.38515 | 0.38438 | 0.38371 | 0.38314 | 0.38266 | 0.38227 | 0.38198 | 0.38179 | 0.3817 | 0.3817
F6_Commercial_College_Existing_Space Heating_Natural Gas_Boiler_E6 | F6 | Commercial | College | Existing | Space Heating | Natural Gas | Boiler | E6 | Utility - Value of Sales | 0 | 0 | 0 | 0 | 0 | 0 | 0 | 0 | 0 | 0 | 0 | 0 | 0 | 0 | 0 | 0 | 0 | 0 | 0 | 0 | 0 | 0 | 0 | 0 | 0 | 0 | 0 | 0 | 0 | 0 | 0 | 0 | 0
F6_Commercial_College_Existing_Space Heating_Natural Gas_Boiler_E7 | F6 | Commercial | College | Existing | Space Heating | Natural Gas | Boiler | E7 | Utility - Value of Sales | 0 | 0 | 0 | 0 | 0 | 0 | 0 | 0 | 0 | 0 | 0 | 0 | 0 | 0 | 0 | 0 | 0 | 0 | 0 | 0 | 0 | 0 | 0 | 0 | 0 | 0 | 0 | 0 | 0 | 0 | 0 | 0 | 0
F6_Commercial_College_Existing_Space Heating_Natural Gas_Boiler_E8 | F6 | Commercial | College | Existing | Space Heating | Natural Gas | Boiler | E8 | Utility - Value of Sales | 0 | 0 | 0 | 0 | 0 | 0 | 0 | 0 | 0 | 0 | 0 | 0 | 0 | 0 | 0 | 0 | 0 | 0 | 0 | 0 | 0 | 0 | 0 | 0 | 0 | 0 | 0 | 0 | 0 | 0 | 0 | 0 | 0
F6_Commercial_College_Existing_Space Heating_Natural Gas_Boiler_E9 | F6 | Commercial | College | Existing | Space Heating | Natural Gas | Boiler | E9 | Utility - Value of Sales | 0 | 0 | 0 | 0 | 0 | 0 | 0 | 0 | 0 | 0 | 0 | 0 | 0 | 0 | 0 | 0 | 0 | 0 | 0 | 0 | 0 | 0 | 0 | 0 | 0 | 0 | 0 | 0 | 0 | 0 | 0 | 0 | 0
F6_Commercial_College_Existing_Space Heating_Natural Gas_Boiler_E10 | F6 | Commercial | College | Existing | Space Heating | Natural Gas | Boiler | E10 | Utility - Value of Sales | 0 | 0 | 0 | 0 | 0 | 0 | 0 | 0 | 0 | 0 | 0 | 0 | 0 | 0 | 0 | 0 | 0 | 0 | 0 | 0 | 0 | 0 | 0 | 0 | 0 | 0 | 0 | 0 | 0 | 0 | 0 | 0 | 0
F1_Commercial_College_Existing_Space Heating_Natural Gas_Unit Heater_E1 | F1 | Commercial | College | Existing | Space Heating | Natural Gas | Unit Heater | E1 | RVT - Cost of Equipment | 0.23992 | 0.23971 | 0.24035 | 0.23842 | 0.23705 | 0 | 0 | 0 | 0 | 0 | 0 | 0 | 0 | 0 | 0 | 0 | 0 | 0 | 0 | 0 | 0 | 0 | 0 | 0 | 0 | 0 | 0 | 0 | 0 | 0 | 0 | 0 | 0
F1_Commercial_College_Existing_Space Heating_Natural Gas_Unit Heater_E2 | F1 | Commercial | College | Existing | Space Heating | Natural Gas | Unit Heater | E2 | RVT - Cost of Equipment | 0.2159 | 0.21571 | 0.21629 | 0.21455 | 0.21332 | 0.21284 | 0.21306 | 0.21309 | 0.21332 | 0.21347 | 0.21357 | 0.21361 | 0.21371 | 0.21385 | 0.21393 | 0.21404 | 0.21416 | 0.21437 | 0.21459 | 0.21492 | 0.21521 | 0.21555 | 0.21583 | 0.21619 | 0.21646 | 0.21671 | 0.21695 | 0.21721 | 0.21737 | 0.21756 | 0.21767 | 0.21781 | 0.21781
F1_Commercial_College_Existing_Space Heating_Natural Gas_Unit Heater_E3 | F1 | Commercial | College | Existing | Space Heating | Natural Gas | Unit Heater | E3 | RVT - Cost of Equipment | 0.18646 | 0.1863 | 0.1868 | 0.18529 | 0.18423 | 0.18382 | 0.18401 | 0.18403 | 0.18423 | 0.18436 | 0.18445 | 0.18448 | 0.18457 | 0.18469 | 0.18476 | 0.18486 | 0.18496 | 0.18514 | 0.18533 | 0.18561 | 0.18587 | 0.18616 | 0.1864 | 0.18671 | 0.18694 | 0.18716 | 0.18737 | 0.18759 | 0.18773 | 0.1879 | 0.18799 | 0.18811 | 0.18811
F1_Commercial_College_Existing_Space Heating_Natural Gas_Unit Heater_E4 | F1 | Commercial | College | Existing | Space Heating | Natural Gas | Unit Heater | E4 | RVT - Cost of Equipment | 0 | 0 | 0 | 0 | 0 | 0 | 0 | 0 | 0 | 0 | 0 | 0 | 0 | 0 | 0 | 0 | 0 | 0 | 0 | 0 | 0 | 0 | 0 | 0 | 0 | 0 | 0 | 0 | 0 | 0 | 0 | 0 | 0
F1_Commercial_College_Existing_Space Heating_Natural Gas_Unit Heater_E5 | F1 | Commercial | College | Existing | Space Heating | Natural Gas | Unit Heater | E5 | RVT - Cost of Equipment | 0 | 0 | 0 | 0 | 0 | 0 | 0 | 0 | 0 | 0 | 0 | 0 | 0 | 0 | 0 | 0 | 0 | 0 | 0 | 0 | 0 | 0 | 0 | 0 | 0 | 0 | 0 | 0 | 0 | 0 | 0 | 0 | 0
F1_Commercial_College_Existing_Space Heating_Natural Gas_Unit Heater_E6 | F1 | Commercial | College | Existing | Space Heating | Natural Gas | Unit Heater | E6 | RVT - Cost of Equipment | 0 | 0 | 0 | 0 | 0 | 0 | 0 | 0 | 0 | 0 | 0 | 0 | 0 | 0 | 0 | 0 | 0 | 0 | 0 | 0 | 0 | 0 | 0 | 0 | 0 | 0 | 0 | 0 | 0 | 0 | 0 | 0 | 0
F1_Commercial_College_Existing_Space Heating_Natural Gas_Unit Heater_E7 | F1 | Commercial | College | Existing | Space Heating | Natural Gas | Unit Heater | E7 | RVT - Cost of Equipment | 0 | 0 | 0 | 0 | 0 | 0 | 0 | 0 | 0 | 0 | 0 | 0 | 0 | 0 | 0 | 0 | 0 | 0 | 0 | 0 | 0 | 0 | 0 | 0 | 0 | 0 | 0 | 0 | 0 | 0 | 0 | 0 | 0
F1_Commercial_College_Existing_Space Heating_Natural Gas_Unit Heater_E8 | F1 | Commercial | College | Existing | Space Heating | Natural Gas | Unit Heater | E8 | RVT - Cost of Equipment | 0 | 0 | 0 | 0 | 0 | 0 | 0 | 0 | 0 | 0 | 0 | 0 | 0 | 0 | 0 | 0 | 0 | 0 | 0 | 0 | 0 | 0 | 0 | 0 | 0 | 0 | 0 | 0 | 0 | 0 | 0 | 0 | 0
F1_Commercial_College_Existing_Space Heating_Natural Gas_Unit Heater_E9 | F1 | Commercial | College | Existing | Space Heating | Natural Gas | Unit Heater | E9 | RVT - Cost of Equipment | 0 | 0 | 0 | 0 | 0 | 0 | 0 | 0 | 0 | 0 | 0 | 0 | 0 | 0 | 0 | 0 | 0 | 0 | 0 | 0 | 0 | 0 | 0 | 0 | 0 | 0 | 0 | 0 | 0 | 0 | 0 | 0 | 0
F1_Commercial_College_Existing_Space Heating_Natural Gas_Unit Heater_E10 | F1 | Commercial | College | Existing | Space Heating | Natural Gas | Unit Heater | E10 | RVT - Cost of Equipment | 0 | 0 | 0 | 0 | 0 | 0 | 0 | 0 | 0 | 0 | 0 | 0 | 0 | 0 | 0 | 0 | 0 | 0 | 0 | 0 | 0 | 0 | 0 | 0 | 0 | 0 | 0 | 0 | 0 | 0 | 0 | 0 | 0
F2_Commercial_College_Existing_Space Heating_Natural Gas_Unit Heater_E1 | F2 | Commercial | College | Existing | Space Heating | Natural Gas | Unit Heater | E1 | RVT - Cost of Operation | 0.28744 | 0.28719 | 0.28795 | 0.28564 | 0.284 | 0 | 0 | 0 | 0 | 0 | 0 | 0 | 0 | 0 | 0 | 0 | 0 | 0 | 0 | 0 | 0 | 0 | 0 | 0 | 0 | 0 | 0 | 0 | 0 | 0 | 0 | 0 | 0
F2_Commercial_College_Existing_Space Heating_Natural Gas_Unit Heater_E2 | F2 | Commercial | College | Existing | Space Heating | Natural Gas | Unit Heater | E2 | RVT - Cost of Operation | 0.25866 | 0.25844 | 0.25912 | 0.25704 | 0.25557 | 0.255 | 0.25526 | 0.25529 | 0.25557 | 0.25575 | 0.25587 | 0.25592 | 0.25604 | 0.25621 | 0.2563 | 0.25643 | 0.25657 | 0.25683 | 0.25709 | 0.25749 | 0.25783 | 0.25824 | 0.25858 | 0.259 | 0.25933 | 0.25963 | 0.25992 | 0.26023 | 0.26043 | 0.26065 | 0.26078 | 0.26095 | 0.26095
F2_Commercial_College_Existing_Space Heating_Natural Gas_Unit Heater_E3 | F2 | Commercial | College | Existing | Space Heating | Natural Gas | Unit Heater | E3 | RVT - Cost of Operation | 0.2234 | 0.2232 | 0.22379 | 0.222 | 0.22072 | 0.22023 | 0.22045 | 0.22048 | 0.22072 | 0.22088 | 0.22099 | 0.22102 | 0.22113 | 0.22128 | 0.22136 | 0.22147 | 0.22159 | 0.22181 | 0.22204 | 0.22238 | 0.22268 | 0.22303 | 0.22332 | 0.22369 | 0.22397 | 0.22423 | 0.22448 | 0.22474 | 0.22492 | 0.22511 | 0.22522 | 0.22537 | 0.22537
F2_Commercial_College_Existing_Space Heating_Natural Gas_Unit Heater_E4 | F2 | Commercial | College | Existing | Space Heating | Natural Gas | Unit Heater | E4 | RVT - Cost of Operation | 0 | 0 | 0 | 0 | 0 | 0 | 0 | 0 | 0 | 0 | 0 | 0 | 0 | 0 | 0 | 0 | 0 | 0 | 0 | 0 | 0 | 0 | 0 | 0 | 0 | 0 | 0 | 0 | 0 | 0 | 0 | 0 | 0
F2_Commercial_College_Existing_Space Heating_Natural Gas_Unit Heater_E5 | F2 | Commercial | College | Existing | Space Heating | Natural Gas | Unit Heater | E5 | RVT - Cost of Operation | 0 | 0 | 0 | 0 | 0 | 0 | 0 | 0 | 0 | 0 | 0 | 0 | 0 | 0 | 0 | 0 | 0 | 0 | 0 | 0 | 0 | 0 | 0 | 0 | 0 | 0 | 0 | 0 | 0 | 0 | 0 | 0 | 0
F2_Commercial_College_Existing_Space Heating_Natural Gas_Unit Heater_E6 | F2 | Commercial | College | Existing | Space Heating | Natural Gas | Unit Heater | E6 | RVT - Cost of Operation | 0 | 0 | 0 | 0 | 0 | 0 | 0 | 0 | 0 | 0 | 0 | 0 | 0 | 0 | 0 | 0 | 0 | 0 | 0 | 0 | 0 | 0 | 0 | 0 | 0 | 0 | 0 | 0 | 0 | 0 | 0 | 0 | 0
F2_Commercial_College_Existing_Space Heating_Natural Gas_Unit Heater_E7 | F2 | Commercial | College | Existing | Space Heating | Natural Gas | Unit Heater | E7 | RVT - Cost of Operation | 0 | 0 | 0 | 0 | 0 | 0 | 0 | 0 | 0 | 0 | 0 | 0 | 0 | 0 | 0 | 0 | 0 | 0 | 0 | 0 | 0 | 0 | 0 | 0 | 0 | 0 | 0 | 0 | 0 | 0 | 0 | 0 | 0
F2_Commercial_College_Existing_Space Heating_Natural Gas_Unit Heater_E8 | F2 | Commercial | College | Existing | Space Heating | Natural Gas | Unit Heater | E8 | RVT - Cost of Operation | 0 | 0 | 0 | 0 | 0 | 0 | 0 | 0 | 0 | 0 | 0 | 0 | 0 | 0 | 0 | 0 | 0 | 0 | 0 | 0 | 0 | 0 | 0 | 0 | 0 | 0 | 0 | 0 | 0 | 0 | 0 | 0 | 0
F2_Commercial_College_Existing_Space Heating_Natural Gas_Unit Heater_E9 | F2 | Commercial | College | Existing | Space Heating | Natural Gas | Unit Heater | E9 | RVT - Cost of Operation | 0 | 0 | 0 | 0 | 0 | 0 | 0 | 0 | 0 | 0 | 0 | 0 | 0 | 0 | 0 | 0 | 0 | 0 | 0 | 0 | 0 | 0 | 0 | 0 | 0 | 0 | 0 | 0 | 0 | 0 | 0 | 0 | 0
F2_Commercial_College_Existing_Space Heating_Natural Gas_Unit Heater_E10 | F2 | Commercial | College | Existing | Space Heating | Natural Gas | Unit Heater | E10 | RVT - Cost of Operation | 0 | 0 | 0 | 0 | 0 | 0 | 0 | 0 | 0 | 0 | 0 | 0 | 0 | 0 | 0 | 0 | 0 | 0 | 0 | 0 | 0 | 0 | 0 | 0 | 0 | 0 | 0 | 0 | 0 | 0 | 0 | 0 | 0
F3_Commercial_College_Existing_Space Heating_Natural Gas_Unit Heater_E1 | F3 | Commercial | College | Existing | Space Heating | Natural Gas | Unit Heater | E1 | System - kBTUs of Consumption | 0.0093793 | 0.0093793 | 0.0093793 | 0.0093793 | 0.0093793 | 0 | 0 | 0 | 0 | 0 | 0 | 0 | 0 | 0 | 0 | 0 | 0 | 0 | 0 | 0 | 0 | 0 | 0 | 0 | 0 | 0 | 0 | 0 | 0 | 0 | 0 | 0 | 0
F3_Commercial_College_Existing_Space Heating_Natural Gas_Unit Heater_E2 | F3 | Commercial | College | Existing | Space Heating | Natural Gas | Unit Heater | E2 | System - kBTUs of Consumption | 0.029992 | 0.029992 | 0.029992 | 0.029992 | 0.029992 | 0.029992 | 0.029992 | 0.029992 | 0.029992 | 0.029992 | 0.029992 | 0.029992 | 0.029992 | 0.029992 | 0.029992 | 0.029992 | 0.029992 | 0.029992 | 0.029992 | 0.029992 | 0.029992 | 0.029992 | 0.029992 | 0.029992 | 0.029992 | 0.029992 | 0.029992 | 0.029992 | 0.029992 | 0.029992 | 0.029992 | 0.029992 | 0.029992
F3_Commercial_College_Existing_Space Heating_Natural Gas_Unit Heater_E3 | F3 | Commercial | College | Existing | Space Heating | Natural Gas | Unit Heater | E3 | System - kBTUs of Consumption | 0.012956 | 0.012956 | 0.012956 | 0.012956 | 0.012956 | 0.012956 | 0.012956 | 0.012956 | 0.012956 | 0.012956 | 0.012956 | 0.012956 | 0.012956 | 0.012956 | 0.012956 | 0.012956 | 0.012956 | 0.012956 | 0.012956 | 0.012956 | 0.012956 | 0.012956 | 0.012956 | 0.012956 | 0.012956 | 0.012956 | 0.012956 | 0.012956 | 0.012956 | 0.012956 | 0.012956 | 0.012956 | 0.012956
F3_Commercial_College_Existing_Space Heating_Natural Gas_Unit Heater_E4 | F3 | Commercial | College | Existing | Space Heating | Natural Gas | Unit Heater | E4 | System - kBTUs of Consumption | 0 | 0 | 0 | 0 | 0 | 0 | 0 | 0 | 0 | 0 | 0 | 0 | 0 | 0 | 0 | 0 | 0 | 0 | 0 | 0 | 0 | 0 | 0 | 0 | 0 | 0 | 0 | 0 | 0 | 0 | 0 | 0 | 0
F3_Commercial_College_Existing_Space Heating_Natural Gas_Unit Heater_E5 | F3 | Commercial | College | Existing | Space Heating | Natural Gas | Unit Heater | E5 | System - kBTUs of Consumption | 0 | 0 | 0 | 0 | 0 | 0 | 0 | 0 | 0 | 0 | 0 | 0 | 0 | 0 | 0 | 0 | 0 | 0 | 0 | 0 | 0 | 0 | 0 | 0 | 0 | 0 | 0 | 0 | 0 | 0 | 0 | 0 | 0
F3_Commercial_College_Existing_Space Heating_Natural Gas_Unit Heater_E6 | F3 | Commercial | College | Existing | Space Heating | Natural Gas | Unit Heater | E6 | System - kBTUs of Consumption | 0 | 0 | 0 | 0 | 0 | 0 | 0 | 0 | 0 | 0 | 0 | 0 | 0 | 0 | 0 | 0 | 0 | 0 | 0 | 0 | 0 | 0 | 0 | 0 | 0 | 0 | 0 | 0 | 0 | 0 | 0 | 0 | 0
F3_Commercial_College_Existing_Space Heating_Natural Gas_Unit Heater_E7 | F3 | Commercial | College | Existing | Space Heating | Natural Gas | Unit Heater | E7 | System - kBTUs of Consumption | 0 | 0 | 0 | 0 | 0 | 0 | 0 | 0 | 0 | 0 | 0 | 0 | 0 | 0 | 0 | 0 | 0 | 0 | 0 | 0 | 0 | 0 | 0 | 0 | 0 | 0 | 0 | 0 | 0 | 0 | 0 | 0 | 0
F3_Commercial_College_Existing_Space Heating_Natural Gas_Unit Heater_E8 | F3 | Commercial | College | Existing | Space Heating | Natural Gas | Unit Heater | E8 | System - kBTUs of Consumption | 0 | 0 | 0 | 0 | 0 | 0 | 0 | 0 | 0 | 0 | 0 | 0 | 0 | 0 | 0 | 0 | 0 | 0 | 0 | 0 | 0 | 0 | 0 | 0 | 0 | 0 | 0 | 0 | 0 | 0 | 0 | 0 | 0
F3_Commercial_College_Existing_Space Heating_Natural Gas_Unit Heater_E9 | F3 | Commercial | College | Existing | Space Heating | Natural Gas | Unit Heater | E9 | System - kBTUs of Consumption | 0 | 0 | 0 | 0 | 0 | 0 | 0 | 0 | 0 | 0 | 0 | 0 | 0 | 0 | 0 | 0 | 0 | 0 | 0 | 0 | 0 | 0 | 0 | 0 | 0 | 0 | 0 | 0 | 0 | 0 | 0 | 0 | 0
F3_Commercial_College_Existing_Space Heating_Natural Gas_Unit Heater_E10 | F3 | Commercial | College | Existing | Space Heating | Natural Gas | Unit Heater | E10 | System - kBTUs of Consumption | 0 | 0 | 0 | 0 | 0 | 0 | 0 | 0 | 0 | 0 | 0 | 0 | 0 | 0 | 0 | 0 | 0 | 0 | 0 | 0 | 0 | 0 | 0 | 0 | 0 | 0 | 0 | 0 | 0 | 0 | 0 | 0 | 0
F4_Commercial_College_Existing_Space Heating_Natural Gas_Unit Heater_E1 | F4 | Commercial | College | Existing | Space Heating | Natural Gas | Unit Heater | E1 | Utility - Cost of Equipment | 0.28744 | 0.28719 | 0.28795 | 0.28564 | 0.284 | 0 | 0 | 0 | 0 | 0 | 0 | 0 | 0 | 0 | 0 | 0 | 0 | 0 | 0 | 0 | 0 | 0 | 0 | 0 | 0 | 0 | 0 | 0 | 0 | 0 | 0 | 0 | 0
F4_Commercial_College_Existing_Space Heating_Natural Gas_Unit Heater_E2 | F4 | Commercial | College | Existing | Space Heating | Natural Gas | Unit Heater | E2 | Utility - Cost of Equipment | 0.25866 | 0.25844 | 0.25912 | 0.25704 | 0.25557 | 0.255 | 0.25526 | 0.25529 | 0.25557 | 0.25575 | 0.25587 | 0.25592 | 0.25604 | 0.25621 | 0.2563 | 0.25643 | 0.25657 | 0.25683 | 0.25709 | 0.25749 | 0.25783 | 0.25824 | 0.25858 | 0.259 | 0.25933 | 0.25963 | 0.25992 | 0.26023 | 0.26043 | 0.26065 | 0.26078 | 0.26095 | 0.26095
F4_Commercial_College_Existing_Space Heating_Natural Gas_Unit Heater_E3 | F4 | Commercial | College | Existing | Space Heating | Natural Gas | Unit Heater | E3 | Utility - Cost of Equipment | 0.2234 | 0.2232 | 0.22379 | 0.222 | 0.22072 | 0.22023 | 0.22045 | 0.22048 | 0.22072 | 0.22088 | 0.22099 | 0.22102 | 0.22113 | 0.22128 | 0.22136 | 0.22147 | 0.22159 | 0.22181 | 0.22204 | 0.22238 | 0.22268 | 0.22303 | 0.22332 | 0.22369 | 0.22397 | 0.22423 | 0.22448 | 0.22474 | 0.22492 | 0.22511 | 0.22522 | 0.22537 | 0.22537
F4_Commercial_College_Existing_Space Heating_Natural Gas_Unit Heater_E4 | F4 | Commercial | College | Existing | Space Heating | Natural Gas | Unit Heater | E4 | Utility - Cost of Equipment | 0 | 0 | 0 | 0 | 0 | 0 | 0 | 0 | 0 | 0 | 0 | 0 | 0 | 0 | 0 | 0 | 0 | 0 | 0 | 0 | 0 | 0 | 0 | 0 | 0 | 0 | 0 | 0 | 0 | 0 | 0 | 0 | 0
F4_Commercial_College_Existing_Space Heating_Natural Gas_Unit Heater_E5 | F4 | Commercial | College | Existing | Space Heating | Natural Gas | Unit Heater | E5 | Utility - Cost of Equipment | 0 | 0 | 0 | 0 | 0 | 0 | 0 | 0 | 0 | 0 | 0 | 0 | 0 | 0 | 0 | 0 | 0 | 0 | 0 | 0 | 0 | 0 | 0 | 0 | 0 | 0 | 0 | 0 | 0 | 0 | 0 | 0 | 0
F4_Commercial_College_Existing_Space Heating_Natural Gas_Unit Heater_E6 | F4 | Commercial | College | Existing | Space Heating | Natural Gas | Unit Heater | E6 | Utility - Cost of Equipment | 0 | 0 | 0 | 0 | 0 | 0 | 0 | 0 | 0 | 0 | 0 | 0 | 0 | 0 | 0 | 0 | 0 | 0 | 0 | 0 | 0 | 0 | 0 | 0 | 0 | 0 | 0 | 0 | 0 | 0 | 0 | 0 | 0
F4_Commercial_College_Existing_Space Heating_Natural Gas_Unit Heater_E7 | F4 | Commercial | College | Existing | Space Heating | Natural Gas | Unit Heater | E7 | Utility - Cost of Equipment | 0 | 0 | 0 | 0 | 0 | 0 | 0 | 0 | 0 | 0 | 0 | 0 | 0 | 0 | 0 | 0 | 0 | 0 | 0 | 0 | 0 | 0 | 0 | 0 | 0 | 0 | 0 | 0 | 0 | 0 | 0 | 0 | 0
F4_Commercial_College_Existing_Space Heating_Natural Gas_Unit Heater_E8 | F4 | Commercial | College | Existing | Space Heating | Natural Gas | Unit Heater | E8 | Utility - Cost of Equipment | 0 | 0 | 0 | 0 | 0 | 0 | 0 | 0 | 0 | 0 | 0 | 0 | 0 | 0 | 0 | 0 | 0 | 0 | 0 | 0 | 0 | 0 | 0 | 0 | 0 | 0 | 0 | 0 | 0 | 0 | 0 | 0 | 0
F4_Commercial_College_Existing_Space Heating_Natural Gas_Unit Heater_E9 | F4 | Commercial | College | Existing | Space Heating | Natural Gas | Unit Heater | E9 | Utility - Cost of Equipment | 0 | 0 | 0 | 0 | 0 | 0 | 0 | 0 | 0 | 0 | 0 | 0 | 0 | 0 | 0 | 0 | 0 | 0 | 0 | 0 | 0 | 0 | 0 | 0 | 0 | 0 | 0 | 0 | 0 | 0 | 0 | 0 | 0
F4_Commercial_College_Existing_Space Heating_Natural Gas_Unit Heater_E10 | F4 | Commercial | College | Existing | Space Heating | Natural Gas | Unit Heater | E10 | Utility - Cost of Equipment | 0 | 0 | 0 | 0 | 0 | 0 | 0 | 0 | 0 | 0 | 0 | 0 | 0 | 0 | 0 | 0 | 0 | 0 | 0 | 0 | 0 | 0 | 0 | 0 | 0 | 0 | 0 | 0 | 0 | 0 | 0 | 0 | 0
F5_Commercial_College_Existing_Space Heating_Natural Gas_Unit Heater_E1 | F5 | Commercial | College | Existing | Space Heating | Natural Gas | Unit Heater | E1 | Utility - Cost of Operation | 0.0093793 | 0.0093793 | 0.0093793 | 0.0093793 | 0.0093793 | 0 | 0 | 0 | 0 | 0 | 0 | 0 | 0 | 0 | 0 | 0 | 0 | 0 | 0 | 0 | 0 | 0 | 0 | 0 | 0 | 0 | 0 | 0 | 0 | 0 | 0 | 0 | 0
F5_Commercial_College_Existing_Space Heating_Natural Gas_Unit Heater_E2 | F5 | Commercial | College | Existing | Space Heating | Natural Gas | Unit Heater | E2 | Utility - Cost of Operation | 0.029992 | 0.029992 | 0.029992 | 0.029992 | 0.029992 | 0.029992 | 0.029992 | 0.029992 | 0.029992 | 0.029992 | 0.029992 | 0.029992 | 0.029992 | 0.029992 | 0.029992 | 0.029992 | 0.029992 | 0.029992 | 0.029992 | 0.029992 | 0.029992 | 0.029992 | 0.029992 | 0.029992 | 0.029992 | 0.029992 | 0.029992 | 0.029992 | 0.029992 | 0.029992 | 0.029992 | 0.029992 | 0.029992
F5_Commercial_College_Existing_Space Heating_Natural Gas_Unit Heater_E3 | F5 | Commercial | College | Existing | Space Heating | Natural Gas | Unit Heater | E3 | Utility - Cost of Operation | 0.012956 | 0.012956 | 0.012956 | 0.012956 | 0.012956 | 0.012956 | 0.012956 | 0.012956 | 0.012956 | 0.012956 | 0.012956 | 0.012956 | 0.012956 | 0.012956 | 0.012956 | 0.012956 | 0.012956 | 0.012956 | 0.012956 | 0.012956 | 0.012956 | 0.012956 | 0.012956 | 0.012956 | 0.012956 | 0.012956 | 0.012956 | 0.012956 | 0.012956 | 0.012956 | 0.012956 | 0.012956 | 0.012956
F5_Commercial_College_Existing_Space Heating_Natural Gas_Unit Heater_E4 | F5 | Commercial | College | Existing | Space Heating | Natural Gas | Unit Heater | E4 | Utility - Cost of Operation | 0 | 0 | 0 | 0 | 0 | 0 | 0 | 0 | 0 | 0 | 0 | 0 | 0 | 0 | 0 | 0 | 0 | 0 | 0 | 0 | 0 | 0 | 0 | 0 | 0 | 0 | 0 | 0 | 0 | 0 | 0 | 0 | 0
F5_Commercial_College_Existing_Space Heating_Natural Gas_Unit Heater_E5 | F5 | Commercial | College | Existing | Space Heating | Natural Gas | Unit Heater | E5 | Utility - Cost of Operation | 0 | 0 | 0 | 0 | 0 | 0 | 0 | 0 | 0 | 0 | 0 | 0 | 0 | 0 | 0 | 0 | 0 | 0 | 0 | 0 | 0 | 0 | 0 | 0 | 0 | 0 | 0 | 0 | 0 | 0 | 0 | 0 | 0
F5_Commercial_College_Existing_Space Heating_Natural Gas_Unit Heater_E6 | F5 | Commercial | College | Existing | Space Heating | Natural Gas | Unit Heater | E6 | Utility - Cost of Operation | 0 | 0 | 0 | 0 | 0 | 0 | 0 | 0 | 0 | 0 | 0 | 0 | 0 | 0 | 0 | 0 | 0 | 0 | 0 | 0 | 0 | 0 | 0 | 0 | 0 | 0 | 0 | 0 | 0 | 0 | 0 | 0 | 0
F5_Commercial_College_Existing_Space Heating_Natural Gas_Unit Heater_E7 | F5 | Commercial | College | Existing | Space Heating | Natural Gas | Unit Heater | E7 | Utility - Cost of Operation | 0 | 0 | 0 | 0 | 0 | 0 | 0 | 0 | 0 | 0 | 0 | 0 | 0 | 0 | 0 | 0 | 0 | 0 | 0 | 0 | 0 | 0 | 0 | 0 | 0 | 0 | 0 | 0 | 0 | 0 | 0 | 0 | 0
F5_Commercial_College_Existing_Space Heating_Natural Gas_Unit Heater_E8 | F5 | Commercial | College | Existing | Space Heating | Natural Gas | Unit Heater | E8 | Utility - Cost of Operation | 0 | 0 | 0 | 0 | 0 | 0 | 0 | 0 | 0 | 0 | 0 | 0 | 0 | 0 | 0 | 0 | 0 | 0 | 0 | 0 | 0 | 0 | 0 | 0 | 0 | 0 | 0 | 0 | 0 | 0 | 0 | 0 | 0
F5_Commercial_College_Existing_Space Heating_Natural Gas_Unit Heater_E9 | F5 | Commercial | College | Existing | Space Heating | Natural Gas | Unit Heater | E9 | Utility - Cost of Operation | 0 | 0 | 0 | 0 | 0 | 0 | 0 | 0 | 0 | 0 | 0 | 0 | 0 | 0 | 0 | 0 | 0 | 0 | 0 | 0 | 0 | 0 | 0 | 0 | 0 | 0 | 0 | 0 | 0 | 0 | 0 | 0 | 0
F5_Commercial_College_Existing_Space Heating_Natural Gas_Unit Heater_E10 | F5 | Commercial | College | Existing | Space Heating | Natural Gas | Unit Heater | E10 | Utility - Cost of Operation | 0 | 0 | 0 | 0 | 0 | 0 | 0 | 0 | 0 | 0 | 0 | 0 | 0 | 0 | 0 | 0 | 0 | 0 | 0 | 0 | 0 | 0 | 0 | 0 | 0 | 0 | 0 | 0 | 0 | 0 | 0 | 0 | 0
F6_Commercial_College_Existing_Space Heating_Natural Gas_Unit Heater_E1 | F6 | Commercial | College | Existing | Space Heating | Natural Gas | Unit Heater | E1 | Utility - Value of Sales | 0.11163 | 0.11158 | 0.11179 | 0.111 | 0.11039 | 0 | 0 | 0 | 0 | 0 | 0 | 0 | 0 | 0 | 0 | 0 | 0 | 0 | 0 | 0 | 0 | 0 | 0 | 0 | 0 | 0 | 0 | 0 | 0 | 0 | 0 | 0 | 0
F6_Commercial_College_Existing_Space Heating_Natural Gas_Unit Heater_E2 | F6 | Commercial | College | Existing | Space Heating | Natural Gas | Unit Heater | E2 | Utility - Value of Sales | 0.10045 | 0.10041 | 0.1006 | 0.099889 | 0.099338 | 0.098787 | 0.098235 | 0.097685 | 0.097134 | 0.096583 | 0.096032 | 0.095481 | 0.09493 | 0.094379 | 0.093829 | 0.093278 | 0.092727 | 0.092176 | 0.091632 | 0.091101 | 0.09059 | 0.090105 | 0.089653 | 0.08924 | 0.088873 | 0.088552 | 0.088276 | 0.088047 | 0.087863 | 0.087725 | 0.087634 | 0.087588 | 0.087588
F6_Commercial_College_Existing_Space Heating_Natural Gas_Unit Heater_E3 | F6 | Commercial | College | Existing | Space Heating | Natural Gas | Unit Heater | E3 | Utility - Value of Sales | 0.086757 | 0.086719 | 0.086884 | 0.086268 | 0.085793 | 0.085317 | 0.084841 | 0.084365 | 0.083889 | 0.083413 | 0.082938 | 0.082462 | 0.081986 | 0.08151 | 0.081035 | 0.080559 | 0.080084 | 0.079608 | 0.079138 | 0.078679 | 0.078238 | 0.077819 | 0.077428 | 0.077072 | 0.076755 | 0.076477 | 0.076239 | 0.076041 | 0.075883 | 0.075764 | 0.075685 | 0.075645 | 0.075645
F6_Commercial_College_Existing_Space Heating_Natural Gas_Unit Heater_E4 | F6 | Commercial | College | Existing | Space Heating | Natural Gas | Unit Heater | E4 | Utility - Value of Sales | 0 | 0 | 0 | 0 | 0 | 0 | 0 | 0 | 0 | 0 | 0 | 0 | 0 | 0 | 0 | 0 | 0 | 0 | 0 | 0 | 0 | 0 | 0 | 0 | 0 | 0 | 0 | 0 | 0 | 0 | 0 | 0 | 0
F6_Commercial_College_Existing_Space Heating_Natural Gas_Unit Heater_E5 | F6 | Commercial | College | Existing | Space Heating | Natural Gas | Unit Heater | E5 | Utility - Value of Sales | 0 | 0 | 0 | 0 | 0 | 0 | 0 | 0 | 0 | 0 | 0 | 0 | 0 | 0 | 0 | 0 | 0 | 0 | 0 | 0 | 0 | 0 | 0 | 0 | 0 | 0 | 0 | 0 | 0 | 0 | 0 | 0 | 0
F6_Commercial_College_Existing_Space Heating_Natural Gas_Unit Heater_E6 | F6 | Commercial | College | Existing | Space Heating | Natural Gas | Unit Heater | E6 | Utility - Value of Sales | 0 | 0 | 0 | 0 | 0 | 0 | 0 | 0 | 0 | 0 | 0 | 0 | 0 | 0 | 0 | 0 | 0 | 0 | 0 | 0 | 0 | 0 | 0 | 0 | 0 | 0 | 0 | 0 | 0 | 0 | 0 | 0 | 0
F6_Commercial_College_Existing_Space Heating_Natural Gas_Unit Heater_E7 | F6 | Commercial | College | Existing | Space Heating | Natural Gas | Unit Heater | E7 | Utility - Value of Sales | 0 | 0 | 0 | 0 | 0 | 0 | 0 | 0 | 0 | 0 | 0 | 0 | 0 | 0 | 0 | 0 | 0 | 0 | 0 | 0 | 0 | 0 | 0 | 0 | 0 | 0 | 0 | 0 | 0 | 0 | 0 | 0 | 0
F6_Commercial_College_Existing_Space Heating_Natural Gas_Unit Heater_E8 | F6 | Commercial | College | Existing | Space Heating | Natural Gas | Unit Heater | E8 | Utility - Value of Sales | 0 | 0 | 0 | 0 | 0 | 0 | 0 | 0 | 0 | 0 | 0 | 0 | 0 | 0 | 0 | 0 | 0 | 0 | 0 | 0 | 0 | 0 | 0 | 0 | 0 | 0 | 0 | 0 | 0 | 0 | 0 | 0 | 0
F6_Commercial_College_Existing_Space Heating_Natural Gas_Unit Heater_E9 | F6 | Commercial | College | Existing | Space Heating | Natural Gas | Unit Heater | E9 | Utility - Value of Sales | 0 | 0 | 0 | 0 | 0 | 0 | 0 | 0 | 0 | 0 | 0 | 0 | 0 | 0 | 0 | 0 | 0 | 0 | 0 | 0 | 0 | 0 | 0 | 0 | 0 | 0 | 0 | 0 | 0 | 0 | 0 | 0 | 0
F6_Commercial_College_Existing_Space Heating_Natural Gas_Unit Heater_E10 | F6 | Commercial | College | Existing | Space Heating | Natural Gas | Unit Heater | E10 | Utility - Value of Sales | 0 | 0 | 0 | 0 | 0 | 0 | 0 | 0 | 0 | 0 | 0 | 0 | 0 | 0 | 0 | 0 | 0 | 0 | 0 | 0 | 0 | 0 | 0 | 0 | 0 | 0 | 0 | 0 | 0 | 0 | 0 | 0 | 0
F1_Commercial_College_Existing_Water Heating_Natural Gas_Water Heater_E1 | F1 | Commercial | College | Existing | Water Heating | Natural Gas | Water Heater | E1 | RVT - Cost of Equipment | 0.23966 | 0.2393 | 0.24018 | 0.23816 | 0.23688 | 0.23786 | 0.24085 | 0.24321 | 0.24614 | 0.24891 | 0.25168 | 0.25422 | 0.25695 | 0.25981 | 0.26254 | 0.26532 | 0.26814 | 0.27122 | 0.27442 | 0.2778 | 0.28114 | 0.28461 | 0.28784 | 0.29117 | 0.29412 | 0.29669 | 0.29902 | 0.30103 | 0.30261 | 0.30391 | 0.30463 | 0.30512 | 0.30512
F1_Commercial_College_Existing_Water Heating_Natural Gas_Water Heater_E2 | F1 | Commercial | College | Existing | Water Heating | Natural Gas | Water Heater | E2 | RVT - Cost of Equipment | 0.2367 | 0.23634 | 0.23722 | 0.23522 | 0.23395 | 0.23493 | 0.23787 | 0.24021 | 0.2431 | 0.24584 | 0.24857 | 0.25108 | 0.25378 | 0.2566 | 0.2593 | 0.26204 | 0.26483 | 0.26787 | 0.27103 | 0.27437 | 0.27767 | 0.2811 | 0.28429 | 0.28758 | 0.29049 | 0.29303 | 0.29532 | 0.29732 | 0.29887 | 0.30016 | 0.30087 | 0.30135 | 0.30135
F1_Commercial_College_Existing_Water Heating_Natural Gas_Water Heater_E3 | F1 | Commercial | College | Existing | Water Heating | Natural Gas | Water Heater | E3 | RVT - Cost of Equipment | 0.21787 | 0.21754 | 0.21835 | 0.21651 | 0.21534 | 0.21624 | 0.21895 | 0.2211 | 0.22376 | 0.22628 | 0.2288 | 0.23111 | 0.23359 | 0.23619 | 0.23867 | 0.2412 | 0.24377 | 0.24657 | 0.24947 | 0.25255 | 0.25558 | 0.25874 | 0.26167 | 0.2647 | 0.26739 | 0.26972 | 0.27183 | 0.27367 | 0.2751 | 0.27628 | 0.27694 | 0.27738 | 0.27738
F1_Commercial_College_Existing_Water Heating_Natural Gas_Water Heater_E4 | F1 | Commercial | College | Existing | Water Heating | Natural Gas | Water Heater | E4 | RVT - Cost of Equipment | 0.20396 | 0.20366 | 0.20441 | 0.20269 | 0.2016 | 0.20244 | 0.20498 | 0.20699 | 0.20948 | 0.21184 | 0.21419 | 0.21636 | 0.21868 | 0.22111 | 0.22344 | 0.2258 | 0.22821 | 0.23083 | 0.23355 | 0.23643 | 0.23927 | 0.24223 | 0.24497 | 0.24781 | 0.25032 | 0.2525 | 0.25448 | 0.2562 | 0.25754 | 0.25865 | 0.25926 | 0.25968 | 0.25968
F1_Commercial_College_Existing_Water Heating_Natural Gas_Water Heater_E5 | F1 | Commercial | College | Existing | Water Heating | Natural Gas | Water Heater | E5 | RVT - Cost of Equipment | 0.19971 | 0.19941 | 0.20015 | 0.19847 | 0.1974 | 0.19822 | 0.20071 | 0.20268 | 0.20512 | 0.20742 | 0.20973 | 0.21185 | 0.21413 | 0.21651 | 0.21878 | 0.2211 | 0.22345 | 0.22602 | 0.22869 | 0.2315 | 0.23428 | 0.23718 | 0.23987 | 0.24264 | 0.2451 | 0.24724 | 0.24918 | 0.25086 | 0.25217 | 0.25326 | 0.25386 | 0.25427 | 0.25427
F1_Commercial_College_Existing_Water Heating_Natural Gas_Water Heater_E6 | F1 | Commercial | College | Existing | Water Heating | Natural Gas | Water Heater | E6 | RVT - Cost of Equipment | 0.19564 | 0.19534 | 0.19607 | 0.19442 | 0.19337 | 0.19417 | 0.19661 | 0.19854 | 0.20093 | 0.20319 | 0.20545 | 0.20753 | 0.20976 | 0.21209 | 0.21432 | 0.21659 | 0.21889 | 0.22141 | 0.22402 | 0.22678 | 0.2295 | 0.23234 | 0.23497 | 0.23769 | 0.2401 | 0.2422 | 0.24409 | 0.24574 | 0.24703 | 0.24809 | 0.24868 | 0.24908 | 0.24908
F1_Commercial_College_Existing_Water Heating_Natural Gas_Water Heater_E7 | F1 | Commercial | College | Existing | Water Heating | Natural Gas | Water Heater | E7 | RVT - Cost of Equipment | 0.12802 | 0.12817 | 0.12884 | 0.12823 | 0.12795 | 0.12863 | 0.13017 | 0.13145 | 0.13299 | 0.13449 | 0.136 | 0.13744 | 0.13896 | 0.14053 | 0.14207 | 0.14364 | 0.14521 | 0.14689 | 0.14859 | 0.15032 | 0.15196 | 0.15359 | 0.15506 | 0.15652 | 0.15779 | 0.1589 | 0.1599 | 0.16076 | 0.16144 | 0.162 | 0.16231 | 0.16252 | 0.16252
F1_Commercial_College_Existing_Water Heating_Natural Gas_Water Heater_E8 | F1 | Commercial | College | Existing | Water Heating | Natural Gas | Water Heater | E8 | RVT - Cost of Equipment | 0 | 0 | 0 | 0 | 0 | 0 | 0 | 0 | 0 | 0 | 0 | 0 | 0 | 0 | 0 | 0 | 0 | 0 | 0 | 0 | 0 | 0 | 0 | 0 | 0 | 0 | 0 | 0 | 0 | 0 | 0 | 0 | 0
F1_Commercial_College_Existing_Water Heating_Natural Gas_Water Heater_E9 | F1 | Commercial | College | Existing | Water Heating | Natural Gas | Water Heater | E9 | RVT - Cost of Equipment | 0 | 0 | 0 | 0 | 0 | 0 | 0 | 0 | 0 | 0 | 0 | 0 | 0 | 0 | 0 | 0 | 0 | 0 | 0 | 0 | 0 | 0 | 0 | 0 | 0 | 0 | 0 | 0 | 0 | 0 | 0 | 0 | 0
F1_Commercial_College_Existing_Water Heating_Natural Gas_Water Heater_E10 | F1 | Commercial | College | Existing | Water Heating | Natural Gas | Water Heater | E10 | RVT - Cost of Equipment | 0 | 0 | 0 | 0 | 0 | 0 | 0 | 0 | 0 | 0 | 0 | 0 | 0 | 0 | 0 | 0 | 0 | 0 | 0 | 0 | 0 | 0 | 0 | 0 | 0 | 0 | 0 | 0 | 0 | 0 | 0 | 0 | 0
F2_Commercial_College_Existing_Water Heating_Natural Gas_Water Heater_E1 | F2 | Commercial | College | Existing | Water Heating | Natural Gas | Water Heater | E1 | RVT - Cost of Operation | 0.28712 | 0.28669 | 0.28776 | 0.28533 | 0.28379 | 0.28497 | 0.28855 | 0.29138 | 0.29489 | 0.29821 | 0.30153 | 0.30457 | 0.30785 | 0.31127 | 0.31454 | 0.31787 | 0.32125 | 0.32494 | 0.32878 | 0.33283 | 0.33682 | 0.34099 | 0.34485 | 0.34884 | 0.35238 | 0.35545 | 0.35824 | 0.36066 | 0.36255 | 0.3641 | 0.36497 | 0.36555 | 0.36555
F2_Commercial_College_Existing_Water Heating_Natural Gas_Water Heater_E2 | F2 | Commercial | College | Existing | Water Heating | Natural Gas | Water Heater | E2 | RVT - Cost of Operation | 0.28358 | 0.28315 | 0.2842 | 0.28181 | 0.28029 | 0.28146 | 0.28499 | 0.28778 | 0.29125 | 0.29453 | 0.2978 | 0.30081 | 0.30405 | 0.30742 | 0.31065 | 0.31395 | 0.31729 | 0.32093 | 0.32472 | 0.32872 | 0.33266 | 0.33678 | 0.3406 | 0.34454 | 0.34803 | 0.35106 | 0.35382 | 0.35621 | 0.35807 | 0.35961 | 0.36046 | 0.36104 | 0.36104
F2_Commercial_College_Existing_Water Heating_Natural Gas_Water Heater_E3 | F2 | Commercial | College | Existing | Water Heating | Natural Gas | Water Heater | E3 | RVT - Cost of Operation | 0.26102 | 0.26063 | 0.2616 | 0.25939 | 0.25799 | 0.25907 | 0.26232 | 0.26489 | 0.26808 | 0.2711 | 0.27411 | 0.27688 | 0.27986 | 0.28297 | 0.28594 | 0.28897 | 0.29205 | 0.2954 | 0.29889 | 0.30257 | 0.3062 | 0.30999 | 0.3135 | 0.31713 | 0.32035 | 0.32314 | 0.32567 | 0.32787 | 0.32959 | 0.331 | 0.33179 | 0.33232 | 0.33232
F2_Commercial_College_Existing_Water Heating_Natural Gas_Water Heater_E4 | F2 | Commercial | College | Existing | Water Heating | Natural Gas | Water Heater | E4 | RVT - Cost of Operation | 0.24436 | 0.24399 | 0.2449 | 0.24283 | 0.24152 | 0.24253 | 0.24558 | 0.24798 | 0.25097 | 0.25379 | 0.25662 | 0.25921 | 0.262 | 0.26491 | 0.26769 | 0.27053 | 0.27341 | 0.27655 | 0.27981 | 0.28326 | 0.28666 | 0.2902 | 0.29349 | 0.29689 | 0.2999 | 0.30251 | 0.30489 | 0.30694 | 0.30855 | 0.30987 | 0.31061 | 0.31111 | 0.31111
F2_Commercial_College_Existing_Water Heating_Natural Gas_Water Heater_E5 | F2 | Commercial | College | Existing | Water Heating | Natural Gas | Water Heater | E5 | RVT - Cost of Operation | 0.23927 | 0.23891 | 0.2398 | 0.23778 | 0.23649 | 0.23748 | 0.24046 | 0.24282 | 0.24574 | 0.24851 | 0.25127 | 0.25381 | 0.25654 | 0.25939 | 0.26211 | 0.26489 | 0.26771 | 0.27079 | 0.27398 | 0.27736 | 0.28069 | 0.28416 | 0.28738 | 0.2907 | 0.29365 | 0.29621 | 0.29853 | 0.30055 | 0.30212 | 0.30342 | 0.30414 | 0.30463 | 0.30463
F2_Commercial_College_Existing_Water Heating_Natural Gas_Water Heater_E6 | F2 | Commercial | College | Existing | Water Heating | Natural Gas | Water Heater | E6 | RVT - Cost of Operation | 0.23439 | 0.23404 | 0.2349 | 0.23292 | 0.23167 | 0.23263 | 0.23555 | 0.23786 | 0.24073 | 0.24344 | 0.24614 | 0.24863 | 0.2513 | 0.25409 | 0.25677 | 0.25949 | 0.26225 | 0.26526 | 0.26839 | 0.2717 | 0.27496 | 0.27836 | 0.28151 | 0.28477 | 0.28766 | 0.29017 | 0.29244 | 0.29441 | 0.29596 | 0.29723 | 0.29794 | 0.29841 | 0.29841
F2_Commercial_College_Existing_Water Heating_Natural Gas_Water Heater_E7 | F2 | Commercial | College | Existing | Water Heating | Natural Gas | Water Heater | E7 | RVT - Cost of Operation | 0.15338 | 0.15356 | 0.15435 | 0.15363 | 0.15329 | 0.15411 | 0.15596 | 0.15749 | 0.15933 | 0.16113 | 0.16294 | 0.16466 | 0.16648 | 0.16837 | 0.1702 | 0.17208 | 0.17397 | 0.17598 | 0.17802 | 0.18009 | 0.18206 | 0.18402 | 0.18577 | 0.18753 | 0.18905 | 0.19037 | 0.19157 | 0.1926 | 0.19342 | 0.19409 | 0.19446 | 0.19471 | 0.19471
F2_Commercial_College_Existing_Water Heating_Natural Gas_Water Heater_E8 | F2 | Commercial | College | Existing | Water Heating | Natural Gas | Water Heater | E8 | RVT - Cost of Operation | 0 | 0 | 0 | 0 | 0 | 0 | 0 | 0 | 0 | 0 | 0 | 0 | 0 | 0 | 0 | 0 | 0 | 0 | 0 | 0 | 0 | 0 | 0 | 0 | 0 | 0 | 0 | 0 | 0 | 0 | 0 | 0 | 0
F2_Commercial_College_Existing_Water Heating_Natural Gas_Water Heater_E9 | F2 | Commercial | College | Existing | Water Heating | Natural Gas | Water Heater | E9 | RVT - Cost of Operation | 0 | 0 | 0 | 0 | 0 | 0 | 0 | 0 | 0 | 0 | 0 | 0 | 0 | 0 | 0 | 0 | 0 | 0 | 0 | 0 | 0 | 0 | 0 | 0 | 0 | 0 | 0 | 0 | 0 | 0 | 0 | 0 | 0
F2_Commercial_College_Existing_Water Heating_Natural Gas_Water Heater_E10 | F2 | Commercial | College | Existing | Water Heating | Natural Gas | Water Heater | E10 | RVT - Cost of Operation | 0 | 0 | 0 | 0 | 0 | 0 | 0 | 0 | 0 | 0 | 0 | 0 | 0 | 0 | 0 | 0 | 0 | 0 | 0 | 0 | 0 | 0 | 0 | 0 | 0 | 0 | 0 | 0 | 0 | 0 | 0 | 0 | 0
F3_Commercial_College_Existing_Water Heating_Natural Gas_Water Heater_E1 | F3 | Commercial | College | Existing | Water Heating | Natural Gas | Water Heater | E1 | System - kBTUs of Consumption | 0.042936 | 0.042936 | 0.042936 | 0.042936 | 0.042936 | 0.042936 | 0.042936 | 0.042936 | 0.042936 | 0.042936 | 0.042936 | 0.042936 | 0.042936 | 0.042936 | 0.042936 | 0.042936 | 0.042936 | 0.042936 | 0.042936 | 0.042936 | 0.042936 | 0.042936 | 0.042936 | 0.042936 | 0.042936 | 0.042936 | 0.042936 | 0.042936 | 0.042936 | 0.042936 | 0.042936 | 0.042936 | 0.042936
F3_Commercial_College_Existing_Water Heating_Natural Gas_Water Heater_E2 | F3 | Commercial | College | Existing | Water Heating | Natural Gas | Water Heater | E2 | System - kBTUs of Consumption | 0.042926 | 0.042926 | 0.042926 | 0.042926 | 0.042926 | 0.042926 | 0.042926 | 0.042926 | 0.042926 | 0.042926 | 0.042926 | 0.042926 | 0.042926 | 0.042926 | 0.042926 | 0.042926 | 0.042926 | 0.042926 | 0.042926 | 0.042926 | 0.042926 | 0.042926 | 0.042926 | 0.042926 | 0.042926 | 0.042926 | 0.042926 | 0.042926 | 0.042926 | 0.042926 | 0.042926 | 0.042926 | 0.042926
F3_Commercial_College_Existing_Water Heating_Natural Gas_Water Heater_E3 | F3 | Commercial | College | Existing | Water Heating | Natural Gas | Water Heater | E3 | System - kBTUs of Consumption | 0.043551 | 0.043551 | 0.043551 | 0.043551 | 0.043551 | 0.043551 | 0.043551 | 0.043551 | 0.043551 | 0.043551 | 0.043551 | 0.043551 | 0.043551 | 0.043551 | 0.043551 | 0.043551 | 0.043551 | 0.043551 | 0.043551 | 0.043551 | 0.043551 | 0.043551 | 0.043551 | 0.043551 | 0.043551 | 0.043551 | 0.043551 | 0.043551 | 0.043551 | 0.043551 | 0.043551 | 0.043551 | 0.043551
F3_Commercial_College_Existing_Water Heating_Natural Gas_Water Heater_E4 | F3 | Commercial | College | Existing | Water Heating | Natural Gas | Water Heater | E4 | System - kBTUs of Consumption | 0.044176 | 0.044176 | 0.044176 | 0.044176 | 0.044176 | 0.044176 | 0.044176 | 0.044176 | 0.044176 | 0.044176 | 0.044176 | 0.044176 | 0.044176 | 0.044176 | 0.044176 | 0.044176 | 0.044176 | 0.044176 | 0.044176 | 0.044176 | 0.044176 | 0.044176 | 0.044176 | 0.044176 | 0.044176 | 0.044176 | 0.044176 | 0.044176 | 0.044176 | 0.044176 | 0.044176 | 0.044176 | 0.044176
F3_Commercial_College_Existing_Water Heating_Natural Gas_Water Heater_E5 | F3 | Commercial | College | Existing | Water Heating | Natural Gas | Water Heater | E5 | System - kBTUs of Consumption | 0.045116 | 0.045116 | 0.045116 | 0.045116 | 0.045116 | 0.045116 | 0.045116 | 0.045116 | 0.045116 | 0.045116 | 0.045116 | 0.045116 | 0.045116 | 0.045116 | 0.045116 | 0.045116 | 0.045116 | 0.045116 | 0.045116 | 0.045116 | 0.045116 | 0.045116 | 0.045116 | 0.045116 | 0.045116 | 0.045116 | 0.045116 | 0.045116 | 0.045116 | 0.045116 | 0.045116 | 0.045116 | 0.045116
F3_Commercial_College_Existing_Water Heating_Natural Gas_Water Heater_E6 | F3 | Commercial | College | Existing | Water Heating | Natural Gas | Water Heater | E6 | System - kBTUs of Consumption | 0.037557 | 0.037557 | 0.037557 | 0.037557 | 0.037557 | 0.037557 | 0.037557 | 0.037557 | 0.037557 | 0.037557 | 0.037557 | 0.037557 | 0.037557 | 0.037557 | 0.037557 | 0.037557 | 0.037557 | 0.037557 | 0.037557 | 0.037557 | 0.037557 | 0.037557 | 0.037557 | 0.037557 | 0.037557 | 0.037557 | 0.037557 | 0.037557 | 0.037557 | 0.037557 | 0.037557 | 0.037557 | 0.037557
F3_Commercial_College_Existing_Water Heating_Natural Gas_Water Heater_E7 | F3 | Commercial | College | Existing | Water Heating | Natural Gas | Water Heater | E7 | System - kBTUs of Consumption | 0.032714 | 0.032714 | 0.032714 | 0.032714 | 0.032714 | 0.032714 | 0.032714 | 0.032714 | 0.032714 | 0.032714 | 0.032714 | 0.032714 | 0.032714 | 0.032714 | 0.032714 | 0.032714 | 0.032714 | 0.032714 | 0.032714 | 0.032714 | 0.032714 | 0.032714 | 0.032714 | 0.032714 | 0.032714 | 0.032714 | 0.032714 | 0.032714 | 0.032714 | 0.032714 | 0.032714 | 0.032714 | 0.032714
F3_Commercial_College_Existing_Water Heating_Natural Gas_Water Heater_E8 | F3 | Commercial | College | Existing | Water Heating | Natural Gas | Water Heater | E8 | System - kBTUs of Consumption | 0 | 0 | 0 | 0 | 0 | 0 | 0 | 0 | 0 | 0 | 0 | 0 | 0 | 0 | 0 | 0 | 0 | 0 | 0 | 0 | 0 | 0 | 0 | 0 | 0 | 0 | 0 | 0 | 0 | 0 | 0 | 0 | 0
F3_Commercial_College_Existing_Water Heating_Natural Gas_Water Heater_E9 | F3 | Commercial | College | Existing | Water Heating | Natural Gas | Water Heater | E9 | System - kBTUs of Consumption | 0 | 0 | 0 | 0 | 0 | 0 | 0 | 0 | 0 | 0 | 0 | 0 | 0 | 0 | 0 | 0 | 0 | 0 | 0 | 0 | 0 | 0 | 0 | 0 | 0 | 0 | 0 | 0 | 0 | 0 | 0 | 0 | 0
F3_Commercial_College_Existing_Water Heating_Natural Gas_Water Heater_E10 | F3 | Commercial | College | Existing | Water Heating | Natural Gas | Water Heater | E10 | System - kBTUs of Consumption | 0 | 0 | 0 | 0 | 0 | 0 | 0 | 0 | 0 | 0 | 0 | 0 | 0 | 0 | 0 | 0 | 0 | 0 | 0 | 0 | 0 | 0 | 0 | 0 | 0 | 0 | 0 | 0 | 0 | 0 | 0 | 0 | 0
F4_Commercial_College_Existing_Water Heating_Natural Gas_Water Heater_E1 | F4 | Commercial | College | Existing | Water Heating | Natural Gas | Water Heater | E1 | Utility - Cost of Equipment | 0.28712 | 0.28669 | 0.28776 | 0.28533 | 0.28379 | 0.28497 | 0.28855 | 0.29138 | 0.29489 | 0.29821 | 0.30153 | 0.30457 | 0.30785 | 0.31127 | 0.31454 | 0.31787 | 0.32125 | 0.32494 | 0.32878 | 0.33283 | 0.33682 | 0.34099 | 0.34485 | 0.34884 | 0.35238 | 0.35545 | 0.35824 | 0.36066 | 0.36255 | 0.3641 | 0.36497 | 0.36555 | 0.36555
F4_Commercial_College_Existing_Water Heating_Natural Gas_Water Heater_E2 | F4 | Commercial | College | Existing | Water Heating | Natural Gas | Water Heater | E2 | Utility - Cost of Equipment | 0.28358 | 0.28315 | 0.2842 | 0.28181 | 0.28029 | 0.28146 | 0.28499 | 0.28778 | 0.29125 | 0.29453 | 0.2978 | 0.30081 | 0.30405 | 0.30742 | 0.31065 | 0.31395 | 0.31729 | 0.32093 | 0.32472 | 0.32872 | 0.33266 | 0.33678 | 0.3406 | 0.34454 | 0.34803 | 0.35106 | 0.35382 | 0.35621 | 0.35807 | 0.35961 | 0.36046 | 0.36104 | 0.36104
F4_Commercial_College_Existing_Water Heating_Natural Gas_Water Heater_E3 | F4 | Commercial | College | Existing | Water Heating | Natural Gas | Water Heater | E3 | Utility - Cost of Equipment | 0.26102 | 0.26063 | 0.2616 | 0.25939 | 0.25799 | 0.25907 | 0.26232 | 0.26489 | 0.26808 | 0.2711 | 0.27411 | 0.27688 | 0.27986 | 0.28297 | 0.28594 | 0.28897 | 0.29205 | 0.2954 | 0.29889 | 0.30257 | 0.3062 | 0.30999 | 0.3135 | 0.31713 | 0.32035 | 0.32314 | 0.32567 | 0.32787 | 0.32959 | 0.331 | 0.33179 | 0.33232 | 0.33232
F4_Commercial_College_Existing_Water Heating_Natural Gas_Water Heater_E4 | F4 | Commercial | College | Existing | Water Heating | Natural Gas | Water Heater | E4 | Utility - Cost of Equipment | 0.24436 | 0.24399 | 0.2449 | 0.24283 | 0.24152 | 0.24253 | 0.24558 | 0.24798 | 0.25097 | 0.25379 | 0.25662 | 0.25921 | 0.262 | 0.26491 | 0.26769 | 0.27053 | 0.27341 | 0.27655 | 0.27981 | 0.28326 | 0.28666 | 0.2902 | 0.29349 | 0.29689 | 0.2999 | 0.30251 | 0.30489 | 0.30694 | 0.30855 | 0.30987 | 0.31061 | 0.31111 | 0.31111
F4_Commercial_College_Existing_Water Heating_Natural Gas_Water Heater_E5 | F4 | Commercial | College | Existing | Water Heating | Natural Gas | Water Heater | E5 | Utility - Cost of Equipment | 0.23927 | 0.23891 | 0.2398 | 0.23778 | 0.23649 | 0.23748 | 0.24046 | 0.24282 | 0.24574 | 0.24851 | 0.25127 | 0.25381 | 0.25654 | 0.25939 | 0.26211 | 0.26489 | 0.26771 | 0.27079 | 0.27398 | 0.27736 | 0.28069 | 0.28416 | 0.28738 | 0.2907 | 0.29365 | 0.29621 | 0.29853 | 0.30055 | 0.30212 | 0.30342 | 0.30414 | 0.30463 | 0.30463
F4_Commercial_College_Existing_Water Heating_Natural Gas_Water Heater_E6 | F4 | Commercial | College | Existing | Water Heating | Natural Gas | Water Heater | E6 | Utility - Cost of Equipment | 0.23439 | 0.23404 | 0.2349 | 0.23292 | 0.23167 | 0.23263 | 0.23555 | 0.23786 | 0.24073 | 0.24344 | 0.24614 | 0.24863 | 0.2513 | 0.25409 | 0.25677 | 0.25949 | 0.26225 | 0.26526 | 0.26839 | 0.2717 | 0.27496 | 0.27836 | 0.28151 | 0.28477 | 0.28766 | 0.29017 | 0.29244 | 0.29441 | 0.29596 | 0.29723 | 0.29794 | 0.29841 | 0.29841
F4_Commercial_College_Existing_Water Heating_Natural Gas_Water Heater_E7 | F4 | Commercial | College | Existing | Water Heating | Natural Gas | Water Heater | E7 | Utility - Cost of Equipment | 0.15338 | 0.15356 | 0.15435 | 0.15363 | 0.15329 | 0.15411 | 0.15596 | 0.15749 | 0.15933 | 0.16113 | 0.16294 | 0.16466 | 0.16648 | 0.16837 | 0.1702 | 0.17208 | 0.17397 | 0.17598 | 0.17802 | 0.18009 | 0.18206 | 0.18402 | 0.18577 | 0.18753 | 0.18905 | 0.19037 | 0.19157 | 0.1926 | 0.19342 | 0.19409 | 0.19446 | 0.19471 | 0.19471
F4_Commercial_College_Existing_Water Heating_Natural Gas_Water Heater_E8 | F4 | Commercial | College | Existing | Water Heating | Natural Gas | Water Heater | E8 | Utility - Cost of Equipment | 0 | 0 | 0 | 0 | 0 | 0 | 0 | 0 | 0 | 0 | 0 | 0 | 0 | 0 | 0 | 0 | 0 | 0 | 0 | 0 | 0 | 0 | 0 | 0 | 0 | 0 | 0 | 0 | 0 | 0 | 0 | 0 | 0
F4_Commercial_College_Existing_Water Heating_Natural Gas_Water Heater_E9 | F4 | Commercial | College | Existing | Water Heating | Natural Gas | Water Heater | E9 | Utility - Cost of Equipment | 0 | 0 | 0 | 0 | 0 | 0 | 0 | 0 | 0 | 0 | 0 | 0 | 0 | 0 | 0 | 0 | 0 | 0 | 0 | 0 | 0 | 0 | 0 | 0 | 0 | 0 | 0 | 0 | 0 | 0 | 0 | 0 | 0
F4_Commercial_College_Existing_Water Heating_Natural Gas_Water Heater_E10 | F4 | Commercial | College | Existing | Water Heating | Natural Gas | Water Heater | E10 | Utility - Cost of Equipment | 0 | 0 | 0 | 0 | 0 | 0 | 0 | 0 | 0 | 0 | 0 | 0 | 0 | 0 | 0 | 0 | 0 | 0 | 0 | 0 | 0 | 0 | 0 | 0 | 0 | 0 | 0 | 0 | 0 | 0 | 0 | 0 | 0
F5_Commercial_College_Existing_Water Heating_Natural Gas_Water Heater_E1 | F5 | Commercial | College | Existing | Water Heating | Natural Gas | Water Heater | E1 | Utility - Cost of Operation | 0.042936 | 0.042936 | 0.042936 | 0.042936 | 0.042936 | 0.042936 | 0.042936 | 0.042936 | 0.042936 | 0.042936 | 0.042936 | 0.042936 | 0.042936 | 0.042936 | 0.042936 | 0.042936 | 0.042936 | 0.042936 | 0.042936 | 0.042936 | 0.042936 | 0.042936 | 0.042936 | 0.042936 | 0.042936 | 0.042936 | 0.042936 | 0.042936 | 0.042936 | 0.042936 | 0.042936 | 0.042936 | 0.042936
F5_Commercial_College_Existing_Water Heating_Natural Gas_Water Heater_E2 | F5 | Commercial | College | Existing | Water Heating | Natural Gas | Water Heater | E2 | Utility - Cost of Operation | 0.042926 | 0.042926 | 0.042926 | 0.042926 | 0.042926 | 0.042926 | 0.042926 | 0.042926 | 0.042926 | 0.042926 | 0.042926 | 0.042926 | 0.042926 | 0.042926 | 0.042926 | 0.042926 | 0.042926 | 0.042926 | 0.042926 | 0.042926 | 0.042926 | 0.042926 | 0.042926 | 0.042926 | 0.042926 | 0.042926 | 0.042926 | 0.042926 | 0.042926 | 0.042926 | 0.042926 | 0.042926 | 0.042926
F5_Commercial_College_Existing_Water Heating_Natural Gas_Water Heater_E3 | F5 | Commercial | College | Existing | Water Heating | Natural Gas | Water Heater | E3 | Utility - Cost of Operation | 0.043551 | 0.043551 | 0.043551 | 0.043551 | 0.043551 | 0.043551 | 0.043551 | 0.043551 | 0.043551 | 0.043551 | 0.043551 | 0.043551 | 0.043551 | 0.043551 | 0.043551 | 0.043551 | 0.043551 | 0.043551 | 0.043551 | 0.043551 | 0.043551 | 0.043551 | 0.043551 | 0.043551 | 0.043551 | 0.043551 | 0.043551 | 0.043551 | 0.043551 | 0.043551 | 0.043551 | 0.043551 | 0.043551
F5_Commercial_College_Existing_Water Heating_Natural Gas_Water Heater_E4 | F5 | Commercial | College | Existing | Water Heating | Natural Gas | Water Heater | E4 | Utility - Cost of Operation | 0.044176 | 0.044176 | 0.044176 | 0.044176 | 0.044176 | 0.044176 | 0.044176 | 0.044176 | 0.044176 | 0.044176 | 0.044176 | 0.044176 | 0.044176 | 0.044176 | 0.044176 | 0.044176 | 0.044176 | 0.044176 | 0.044176 | 0.044176 | 0.044176 | 0.044176 | 0.044176 | 0.044176 | 0.044176 | 0.044176 | 0.044176 | 0.044176 | 0.044176 | 0.044176 | 0.044176 | 0.044176 | 0.044176
F5_Commercial_College_Existing_Water Heating_Natural Gas_Water Heater_E5 | F5 | Commercial | College | Existing | Water Heating | Natural Gas | Water Heater | E5 | Utility - Cost of Operation | 0.045116 | 0.045116 | 0.045116 | 0.045116 | 0.045116 | 0.045116 | 0.045116 | 0.045116 | 0.045116 | 0.045116 | 0.045116 | 0.045116 | 0.045116 | 0.045116 | 0.045116 | 0.045116 | 0.045116 | 0.045116 | 0.045116 | 0.045116 | 0.045116 | 0.045116 | 0.045116 | 0.045116 | 0.045116 | 0.045116 | 0.045116 | 0.045116 | 0.045116 | 0.045116 | 0.045116 | 0.045116 | 0.045116
F5_Commercial_College_Existing_Water Heating_Natural Gas_Water Heater_E6 | F5 | Commercial | College | Existing | Water Heating | Natural Gas | Water Heater | E6 | Utility - Cost of Operation | 0.037557 | 0.037557 | 0.037557 | 0.037557 | 0.037557 | 0.037557 | 0.037557 | 0.037557 | 0.037557 | 0.037557 | 0.037557 | 0.037557 | 0.037557 | 0.037557 | 0.037557 | 0.037557 | 0.037557 | 0.037557 | 0.037557 | 0.037557 | 0.037557 | 0.037557 | 0.037557 | 0.037557 | 0.037557 | 0.037557 | 0.037557 | 0.037557 | 0.037557 | 0.037557 | 0.037557 | 0.037557 | 0.037557
F5_Commercial_College_Existing_Water Heating_Natural Gas_Water Heater_E7 | F5 | Commercial | College | Existing | Water Heating | Natural Gas | Water Heater | E7 | Utility - Cost of Operation | 0.032714 | 0.032714 | 0.032714 | 0.032714 | 0.032714 | 0.032714 | 0.032714 | 0.032714 | 0.032714 | 0.032714 | 0.032714 | 0.032714 | 0.032714 | 0.032714 | 0.032714 | 0.032714 | 0.032714 | 0.032714 | 0.032714 | 0.032714 | 0.032714 | 0.032714 | 0.032714 | 0.032714 | 0.032714 | 0.032714 | 0.032714 | 0.032714 | 0.032714 | 0.032714 | 0.032714 | 0.032714 | 0.032714
F5_Commercial_College_Existing_Water Heating_Natural Gas_Water Heater_E8 | F5 | Commercial | College | Existing | Water Heating | Natural Gas | Water Heater | E8 | Utility - Cost of Operation | 0 | 0 | 0 | 0 | 0 | 0 | 0 | 0 | 0 | 0 | 0 | 0 | 0 | 0 | 0 | 0 | 0 | 0 | 0 | 0 | 0 | 0 | 0 | 0 | 0 | 0 | 0 | 0 | 0 | 0 | 0 | 0 | 0
F5_Commercial_College_Existing_Water Heating_Natural Gas_Water Heater_E9 | F5 | Commercial | College | Existing | Water Heating | Natural Gas | Water Heater | E9 | Utility - Cost of Operation | 0 | 0 | 0 | 0 | 0 | 0 | 0 | 0 | 0 | 0 | 0 | 0 | 0 | 0 | 0 | 0 | 0 | 0 | 0 | 0 | 0 | 0 | 0 | 0 | 0 | 0 | 0 | 0 | 0 | 0 | 0 | 0 | 0
F5_Commercial_College_Existing_Water Heating_Natural Gas_Water Heater_E10 | F5 | Commercial | College | Existing | Water Heating | Natural Gas | Water Heater | E10 | Utility - Cost of Operation | 0 | 0 | 0 | 0 | 0 | 0 | 0 | 0 | 0 | 0 | 0 | 0 | 0 | 0 | 0 | 0 | 0 | 0 | 0 | 0 | 0 | 0 | 0 | 0 | 0 | 0 | 0 | 0 | 0 | 0 | 0 | 0 | 0
F6_Commercial_College_Existing_Water Heating_Natural Gas_Water Heater_E1 | F6 | Commercial | College | Existing | Water Heating | Natural Gas | Water Heater | E1 | Utility - Value of Sales | 0.19308 | 0.19412 | 0.19579 | 0.19543 | 0.19543 | 0.19543 | 0.19543 | 0.19543 | 0.19543 | 0.19543 | 0.19543 | 0.19543 | 0.19543 | 0.19543 | 0.19543 | 0.19543 | 0.19543 | 0.19543 | 0.19543 | 0.19543 | 0.19543 | 0.19543 | 0.19543 | 0.19543 | 0.19543 | 0.19543 | 0.19543 | 0.19543 | 0.19543 | 0.19543 | 0.19543 | 0.19543 | 0.19543
F6_Commercial_College_Existing_Water Heating_Natural Gas_Water Heater_E2 | F6 | Commercial | College | Existing | Water Heating | Natural Gas | Water Heater | E2 | Utility - Value of Sales | 0.1907 | 0.19173 | 0.19338 | 0.19302 | 0.19302 | 0.19302 | 0.19302 | 0.19302 | 0.19302 | 0.19302 | 0.19302 | 0.19302 | 0.19302 | 0.19302 | 0.19302 | 0.19302 | 0.19302 | 0.19302 | 0.19302 | 0.19302 | 0.19302 | 0.19302 | 0.19302 | 0.19302 | 0.19302 | 0.19302 | 0.19302 | 0.19302 | 0.19302 | 0.19302 | 0.19302 | 0.19302 | 0.19302
F6_Commercial_College_Existing_Water Heating_Natural Gas_Water Heater_E3 | F6 | Commercial | College | Existing | Water Heating | Natural Gas | Water Heater | E3 | Utility - Value of Sales | 0.17553 | 0.17648 | 0.17799 | 0.17766 | 0.17766 | 0.17766 | 0.17766 | 0.17766 | 0.17766 | 0.17766 | 0.17766 | 0.17766 | 0.17766 | 0.17766 | 0.17766 | 0.17766 | 0.17766 | 0.17766 | 0.17766 | 0.17766 | 0.17766 | 0.17766 | 0.17766 | 0.17766 | 0.17766 | 0.17766 | 0.17766 | 0.17766 | 0.17766 | 0.17766 | 0.17766 | 0.17766 | 0.17766
F6_Commercial_College_Existing_Water Heating_Natural Gas_Water Heater_E4 | F6 | Commercial | College | Existing | Water Heating | Natural Gas | Water Heater | E4 | Utility - Value of Sales | 0.16433 | 0.16521 | 0.16663 | 0.16632 | 0.16632 | 0.16632 | 0.16632 | 0.16632 | 0.16632 | 0.16632 | 0.16632 | 0.16632 | 0.16632 | 0.16632 | 0.16632 | 0.16632 | 0.16632 | 0.16632 | 0.16632 | 0.16632 | 0.16632 | 0.16632 | 0.16632 | 0.16632 | 0.16632 | 0.16632 | 0.16632 | 0.16632 | 0.16632 | 0.16632 | 0.16632 | 0.16632 | 0.16632
F6_Commercial_College_Existing_Water Heating_Natural Gas_Water Heater_E5 | F6 | Commercial | College | Existing | Water Heating | Natural Gas | Water Heater | E5 | Utility - Value of Sales | 0.1609 | 0.16177 | 0.16316 | 0.16286 | 0.16286 | 0.16286 | 0.16286 | 0.16286 | 0.16286 | 0.16286 | 0.16286 | 0.16286 | 0.16286 | 0.16286 | 0.16286 | 0.16286 | 0.16286 | 0.16286 | 0.16286 | 0.16286 | 0.16286 | 0.16286 | 0.16286 | 0.16286 | 0.16286 | 0.16286 | 0.16286 | 0.16286 | 0.16286 | 0.16286 | 0.16286 | 0.16286 | 0.16286
F6_Commercial_College_Existing_Water Heating_Natural Gas_Water Heater_E6 | F6 | Commercial | College | Existing | Water Heating | Natural Gas | Water Heater | E6 | Utility - Value of Sales | 0.15762 | 0.15847 | 0.15983 | 0.15953 | 0.15953 | 0.15953 | 0.15953 | 0.15953 | 0.15953 | 0.15953 | 0.15953 | 0.15953 | 0.15953 | 0.15953 | 0.15953 | 0.15953 | 0.15953 | 0.15953 | 0.15953 | 0.15953 | 0.15953 | 0.15953 | 0.15953 | 0.15953 | 0.15953 | 0.15953 | 0.15953 | 0.15953 | 0.15953 | 0.15953 | 0.15953 | 0.15953 | 0.15953
F6_Commercial_College_Existing_Water Heating_Natural Gas_Water Heater_E7 | F6 | Commercial | College | Existing | Water Heating | Natural Gas | Water Heater | E7 | Utility - Value of Sales | 0.10327 | 0.10369 | 0.10438 | 0.10423 | 0.10423 | 0.10423 | 0.10423 | 0.10423 | 0.10423 | 0.10423 | 0.10423 | 0.10423 | 0.10423 | 0.10423 | 0.10423 | 0.10423 | 0.10423 | 0.10423 | 0.10423 | 0.10423 | 0.10423 | 0.10423 | 0.10423 | 0.10423 | 0.10423 | 0.10423 | 0.10423 | 0.10423 | 0.10423 | 0.10423 | 0.10423 | 0.10423 | 0.10423
F6_Commercial_College_Existing_Water Heating_Natural Gas_Water Heater_E8 | F6 | Commercial | College | Existing | Water Heating | Natural Gas | Water Heater | E8 | Utility - Value of Sales | 0 | 0 | 0 | 0 | 0 | 0 | 0 | 0 | 0 | 0 | 0 | 0 | 0 | 0 | 0 | 0 | 0 | 0 | 0 | 0 | 0 | 0 | 0 | 0 | 0 | 0 | 0 | 0 | 0 | 0 | 0 | 0 | 0
F6_Commercial_College_Existing_Water Heating_Natural Gas_Water Heater_E9 | F6 | Commercial | College | Existing | Water Heating | Natural Gas | Water Heater | E9 | Utility - Value of Sales | 0 | 0 | 0 | 0 | 0 | 0 | 0 | 0 | 0 | 0 | 0 | 0 | 0 | 0 | 0 | 0 | 0 | 0 | 0 | 0 | 0 | 0 | 0 | 0 | 0 | 0 | 0 | 0 | 0 | 0 | 0 | 0 | 0
F6_Commercial_College_Existing_Water Heating_Natural Gas_Water Heater_E10 | F6 | Commercial | College | Existing | Water Heating | Natural Gas | Water Heater | E10 | Utility - Value of Sales | 0 | 0 | 0 | 0 | 0 | 0 | 0 | 0 | 0 | 0 | 0 | 0 | 0 | 0 | 0 | 0 | 0 | 0 | 0 | 0 | 0 | 0 | 0 | 0 | 0 | 0 | 0 | 0 | 0 | 0 | 0 | 0 | 0
F1_Commercial_College_Existing_Food Preparation_Natural Gas_Oven_E1 | F1 | Commercial | College | Existing | Food Preparation | Natural Gas | Oven | E1 | RVT - Cost of Equipment | 0.053305 | 0.053318 | 0.053584 | 0.053226 | 0.053013 | 0.053197 | 0.053716 | 0.054132 | 0.054642 | 0.055131 | 0.055618 | 0.056071 | 0.056557 | 0.057062 | 0.057546 | 0.05804 | 0.058539 | 0.059084 | 0.059648 | 0.060242 | 0.060819 | 0.061415 | 0.06196 | 0.062522 | 0.063017 | 0.063444 | 0.063833 | 0.064169 | 0.064432 | 0.064648 | 0.064765 | 0.064844 | 0.064844
F1_Commercial_College_Existing_Food Preparation_Natural Gas_Oven_E2 | F1 | Commercial | College | Existing | Food Preparation | Natural Gas | Oven | E2 | RVT - Cost of Equipment | 0.030524 | 0.030531 | 0.030684 | 0.030479 | 0.030357 | 0.030462 | 0.030759 | 0.030997 | 0.03129 | 0.03157 | 0.031848 | 0.032108 | 0.032386 | 0.032675 | 0.032952 | 0.033235 | 0.033521 | 0.033833 | 0.034156 | 0.034496 | 0.034827 | 0.035168 | 0.03548 | 0.035802 | 0.036085 | 0.03633 | 0.036553 | 0.036745 | 0.036896 | 0.037019 | 0.037086 | 0.037132 | 0.037132
F1_Commercial_College_Existing_Food Preparation_Natural Gas_Oven_E3 | F1 | Commercial | College | Existing | Food Preparation | Natural Gas | Oven | E3 | RVT - Cost of Equipment | 0 | 0 | 0 | 0 | 0 | 0 | 0 | 0 | 0 | 0 | 0 | 0 | 0 | 0 | 0 | 0 | 0 | 0 | 0 | 0 | 0 | 0 | 0 | 0 | 0 | 0 | 0 | 0 | 0 | 0 | 0 | 0 | 0
F1_Commercial_College_Existing_Food Preparation_Natural Gas_Oven_E4 | F1 | Commercial | College | Existing | Food Preparation | Natural Gas | Oven | E4 | RVT - Cost of Equipment | 0 | 0 | 0 | 0 | 0 | 0 | 0 | 0 | 0 | 0 | 0 | 0 | 0 | 0 | 0 | 0 | 0 | 0 | 0 | 0 | 0 | 0 | 0 | 0 | 0 | 0 | 0 | 0 | 0 | 0 | 0 | 0 | 0
F1_Commercial_College_Existing_Food Preparation_Natural Gas_Oven_E5 | F1 | Commercial | College | Existing | Food Preparation | Natural Gas | Oven | E5 | RVT - Cost of Equipment | 0 | 0 | 0 | 0 | 0 | 0 | 0 | 0 | 0 | 0 | 0 | 0 | 0 | 0 | 0 | 0 | 0 | 0 | 0 | 0 | 0 | 0 | 0 | 0 | 0 | 0 | 0 | 0 | 0 | 0 | 0 | 0 | 0
F1_Commercial_College_Existing_Food Preparation_Natural Gas_Oven_E6 | F1 | Commercial | College | Existing | Food Preparation | Natural Gas | Oven | E6 | RVT - Cost of Equipment | 0 | 0 | 0 | 0 | 0 | 0 | 0 | 0 | 0 | 0 | 0 | 0 | 0 | 0 | 0 | 0 | 0 | 0 | 0 | 0 | 0 | 0 | 0 | 0 | 0 | 0 | 0 | 0 | 0 | 0 | 0 | 0 | 0
F1_Commercial_College_Existing_Food Preparation_Natural Gas_Oven_E7 | F1 | Commercial | College | Existing | Food Preparation | Natural Gas | Oven | E7 | RVT - Cost of Equipment | 0 | 0 | 0 | 0 | 0 | 0 | 0 | 0 | 0 | 0 | 0 | 0 | 0 | 0 | 0 | 0 | 0 | 0 | 0 | 0 | 0 | 0 | 0 | 0 | 0 | 0 | 0 | 0 | 0 | 0 | 0 | 0 | 0
F1_Commercial_College_Existing_Food Preparation_Natural Gas_Oven_E8 | F1 | Commercial | College | Existing | Food Preparation | Natural Gas | Oven | E8 | RVT - Cost of Equipment | 0 | 0 | 0 | 0 | 0 | 0 | 0 | 0 | 0 | 0 | 0 | 0 | 0 | 0 | 0 | 0 | 0 | 0 | 0 | 0 | 0 | 0 | 0 | 0 | 0 | 0 | 0 | 0 | 0 | 0 | 0 | 0 | 0
F1_Commercial_College_Existing_Food Preparation_Natural Gas_Oven_E9 | F1 | Commercial | College | Existing | Food Preparation | Natural Gas | Oven | E9 | RVT - Cost of Equipment | 0 | 0 | 0 | 0 | 0 | 0 | 0 | 0 | 0 | 0 | 0 | 0 | 0 | 0 | 0 | 0 | 0 | 0 | 0 | 0 | 0 | 0 | 0 | 0 | 0 | 0 | 0 | 0 | 0 | 0 | 0 | 0 | 0
F1_Commercial_College_Existing_Food Preparation_Natural Gas_Oven_E10 | F1 | Commercial | College | Existing | Food Preparation | Natural Gas | Oven | E10 | RVT - Cost of Equipment | 0 | 0 | 0 | 0 | 0 | 0 | 0 | 0 | 0 | 0 | 0 | 0 | 0 | 0 | 0 | 0 | 0 | 0 | 0 | 0 | 0 | 0 | 0 | 0 | 0 | 0 | 0 | 0 | 0 | 0 | 0 | 0 | 0
F2_Commercial_College_Existing_Food Preparation_Natural Gas_Oven_E1 | F2 | Commercial | College | Existing | Food Preparation | Natural Gas | Oven | E1 | RVT - Cost of Operation | 0.063862 | 0.063878 | 0.064197 | 0.063768 | 0.063513 | 0.063733 | 0.064355 | 0.064853 | 0.065465 | 0.066051 | 0.066634 | 0.067177 | 0.067759 | 0.068364 | 0.068944 | 0.069535 | 0.070134 | 0.070786 | 0.071462 | 0.072174 | 0.072865 | 0.073579 | 0.074233 | 0.074905 | 0.075498 | 0.07601 | 0.076477 | 0.076879 | 0.077194 | 0.077452 | 0.077593 | 0.077687 | 0.077687
F2_Commercial_College_Existing_Food Preparation_Natural Gas_Oven_E2 | F2 | Commercial | College | Existing | Food Preparation | Natural Gas | Oven | E2 | RVT - Cost of Operation | 0.036569 | 0.036578 | 0.036761 | 0.036516 | 0.036369 | 0.036496 | 0.036851 | 0.037137 | 0.037487 | 0.037822 | 0.038156 | 0.038467 | 0.038801 | 0.039147 | 0.039479 | 0.039818 | 0.040161 | 0.040534 | 0.040921 | 0.041329 | 0.041725 | 0.042134 | 0.042508 | 0.042893 | 0.043232 | 0.043526 | 0.043793 | 0.044023 | 0.044203 | 0.044351 | 0.044432 | 0.044486 | 0.044486
F2_Commercial_College_Existing_Food Preparation_Natural Gas_Oven_E3 | F2 | Commercial | College | Existing | Food Preparation | Natural Gas | Oven | E3 | RVT - Cost of Operation | 0 | 0 | 0 | 0 | 0 | 0 | 0 | 0 | 0 | 0 | 0 | 0 | 0 | 0 | 0 | 0 | 0 | 0 | 0 | 0 | 0 | 0 | 0 | 0 | 0 | 0 | 0 | 0 | 0 | 0 | 0 | 0 | 0
F2_Commercial_College_Existing_Food Preparation_Natural Gas_Oven_E4 | F2 | Commercial | College | Existing | Food Preparation | Natural Gas | Oven | E4 | RVT - Cost of Operation | 0 | 0 | 0 | 0 | 0 | 0 | 0 | 0 | 0 | 0 | 0 | 0 | 0 | 0 | 0 | 0 | 0 | 0 | 0 | 0 | 0 | 0 | 0 | 0 | 0 | 0 | 0 | 0 | 0 | 0 | 0 | 0 | 0
F2_Commercial_College_Existing_Food Preparation_Natural Gas_Oven_E5 | F2 | Commercial | College | Existing | Food Preparation | Natural Gas | Oven | E5 | RVT - Cost of Operation | 0 | 0 | 0 | 0 | 0 | 0 | 0 | 0 | 0 | 0 | 0 | 0 | 0 | 0 | 0 | 0 | 0 | 0 | 0 | 0 | 0 | 0 | 0 | 0 | 0 | 0 | 0 | 0 | 0 | 0 | 0 | 0 | 0
F2_Commercial_College_Existing_Food Preparation_Natural Gas_Oven_E6 | F2 | Commercial | College | Existing | Food Preparation | Natural Gas | Oven | E6 | RVT - Cost of Operation | 0 | 0 | 0 | 0 | 0 | 0 | 0 | 0 | 0 | 0 | 0 | 0 | 0 | 0 | 0 | 0 | 0 | 0 | 0 | 0 | 0 | 0 | 0 | 0 | 0 | 0 | 0 | 0 | 0 | 0 | 0 | 0 | 0
F2_Commercial_College_Existing_Food Preparation_Natural Gas_Oven_E7 | F2 | Commercial | College | Existing | Food Preparation | Natural Gas | Oven | E7 | RVT - Cost of Operation | 0 | 0 | 0 | 0 | 0 | 0 | 0 | 0 | 0 | 0 | 0 | 0 | 0 | 0 | 0 | 0 | 0 | 0 | 0 | 0 | 0 | 0 | 0 | 0 | 0 | 0 | 0 | 0 | 0 | 0 | 0 | 0 | 0
F2_Commercial_College_Existing_Food Preparation_Natural Gas_Oven_E8 | F2 | Commercial | College | Existing | Food Preparation | Natural Gas | Oven | E8 | RVT - Cost of Operation | 0 | 0 | 0 | 0 | 0 | 0 | 0 | 0 | 0 | 0 | 0 | 0 | 0 | 0 | 0 | 0 | 0 | 0 | 0 | 0 | 0 | 0 | 0 | 0 | 0 | 0 | 0 | 0 | 0 | 0 | 0 | 0 | 0
F2_Commercial_College_Existing_Food Preparation_Natural Gas_Oven_E9 | F2 | Commercial | College | Existing | Food Preparation | Natural Gas | Oven | E9 | RVT - Cost of Operation | 0 | 0 | 0 | 0 | 0 | 0 | 0 | 0 | 0 | 0 | 0 | 0 | 0 | 0 | 0 | 0 | 0 | 0 | 0 | 0 | 0 | 0 | 0 | 0 | 0 | 0 | 0 | 0 | 0 | 0 | 0 | 0 | 0
F2_Commercial_College_Existing_Food Preparation_Natural Gas_Oven_E10 | F2 | Commercial | College | Existing | Food Preparation | Natural Gas | Oven | E10 | RVT - Cost of Operation | 0 | 0 | 0 | 0 | 0 | 0 | 0 | 0 | 0 | 0 | 0 | 0 | 0 | 0 | 0 | 0 | 0 | 0 | 0 | 0 | 0 | 0 | 0 | 0 | 0 | 0 | 0 | 0 | 0 | 0 | 0 | 0 | 0
F3_Commercial_College_Existing_Food Preparation_Natural Gas_Oven_E1 | F3 | Commercial | College | Existing | Food Preparation | Natural Gas | Oven | E1 | System - kBTUs of Consumption | 0.089405 | 0.089405 | 0.089405 | 0.089405 | 0.089405 | 0.089405 | 0.089405 | 0.089405 | 0.089405 | 0.089405 | 0.089405 | 0.089405 | 0.089405 | 0.089405 | 0.089405 | 0.089405 | 0.089405 | 0.089405 | 0.089405 | 0.089405 | 0.089405 | 0.089405 | 0.089405 | 0.089405 | 0.089405 | 0.089405 | 0.089405 | 0.089405 | 0.089405 | 0.089405 | 0.089405 | 0.089405 | 0.089405
F3_Commercial_College_Existing_Food Preparation_Natural Gas_Oven_E2 | F3 | Commercial | College | Existing | Food Preparation | Natural Gas | Oven | E2 | System - kBTUs of Consumption | 0.093162 | 0.093162 | 0.093162 | 0.093162 | 0.093162 | 0.093162 | 0.093162 | 0.093162 | 0.093162 | 0.093162 | 0.093162 | 0.093162 | 0.093162 | 0.093162 | 0.093162 | 0.093162 | 0.093162 | 0.093162 | 0.093162 | 0.093162 | 0.093162 | 0.093162 | 0.093162 | 0.093162 | 0.093162 | 0.093162 | 0.093162 | 0.093162 | 0.093162 | 0.093162 | 0.093162 | 0.093162 | 0.093162
F3_Commercial_College_Existing_Food Preparation_Natural Gas_Oven_E3 | F3 | Commercial | College | Existing | Food Preparation | Natural Gas | Oven | E3 | System - kBTUs of Consumption | 0 | 0 | 0 | 0 | 0 | 0 | 0 | 0 | 0 | 0 | 0 | 0 | 0 | 0 | 0 | 0 | 0 | 0 | 0 | 0 | 0 | 0 | 0 | 0 | 0 | 0 | 0 | 0 | 0 | 0 | 0 | 0 | 0
F3_Commercial_College_Existing_Food Preparation_Natural Gas_Oven_E4 | F3 | Commercial | College | Existing | Food Preparation | Natural Gas | Oven | E4 | System - kBTUs of Consumption | 0 | 0 | 0 | 0 | 0 | 0 | 0 | 0 | 0 | 0 | 0 | 0 | 0 | 0 | 0 | 0 | 0 | 0 | 0 | 0 | 0 | 0 | 0 | 0 | 0 | 0 | 0 | 0 | 0 | 0 | 0 | 0 | 0
F3_Commercial_College_Existing_Food Preparation_Natural Gas_Oven_E5 | F3 | Commercial | College | Existing | Food Preparation | Natural Gas | Oven | E5 | System - kBTUs of Consumption | 0 | 0 | 0 | 0 | 0 | 0 | 0 | 0 | 0 | 0 | 0 | 0 | 0 | 0 | 0 | 0 | 0 | 0 | 0 | 0 | 0 | 0 | 0 | 0 | 0 | 0 | 0 | 0 | 0 | 0 | 0 | 0 | 0
F3_Commercial_College_Existing_Food Preparation_Natural Gas_Oven_E6 | F3 | Commercial | College | Existing | Food Preparation | Natural Gas | Oven | E6 | System - kBTUs of Consumption | 0 | 0 | 0 | 0 | 0 | 0 | 0 | 0 | 0 | 0 | 0 | 0 | 0 | 0 | 0 | 0 | 0 | 0 | 0 | 0 | 0 | 0 | 0 | 0 | 0 | 0 | 0 | 0 | 0 | 0 | 0 | 0 | 0
F3_Commercial_College_Existing_Food Preparation_Natural Gas_Oven_E7 | F3 | Commercial | College | Existing | Food Preparation | Natural Gas | Oven | E7 | System - kBTUs of Consumption | 0 | 0 | 0 | 0 | 0 | 0 | 0 | 0 | 0 | 0 | 0 | 0 | 0 | 0 | 0 | 0 | 0 | 0 | 0 | 0 | 0 | 0 | 0 | 0 | 0 | 0 | 0 | 0 | 0 | 0 | 0 | 0 | 0
F3_Commercial_College_Existing_Food Preparation_Natural Gas_Oven_E8 | F3 | Commercial | College | Existing | Food Preparation | Natural Gas | Oven | E8 | System - kBTUs of Consumption | 0 | 0 | 0 | 0 | 0 | 0 | 0 | 0 | 0 | 0 | 0 | 0 | 0 | 0 | 0 | 0 | 0 | 0 | 0 | 0 | 0 | 0 | 0 | 0 | 0 | 0 | 0 | 0 | 0 | 0 | 0 | 0 | 0
F3_Commercial_College_Existing_Food Preparation_Natural Gas_Oven_E9 | F3 | Commercial | College | Existing | Food Preparation | Natural Gas | Oven | E9 | System - kBTUs of Consumption | 0 | 0 | 0 | 0 | 0 | 0 | 0 | 0 | 0 | 0 | 0 | 0 | 0 | 0 | 0 | 0 | 0 | 0 | 0 | 0 | 0 | 0 | 0 | 0 | 0 | 0 | 0 | 0 | 0 | 0 | 0 | 0 | 0
F3_Commercial_College_Existing_Food Preparation_Natural Gas_Oven_E10 | F3 | Commercial | College | Existing | Food Preparation | Natural Gas | Oven | E10 | System - kBTUs of Consumption | 0 | 0 | 0 | 0 | 0 | 0 | 0 | 0 | 0 | 0 | 0 | 0 | 0 | 0 | 0 | 0 | 0 | 0 | 0 | 0 | 0 | 0 | 0 | 0 | 0 | 0 | 0 | 0 | 0 | 0 | 0 | 0 | 0
F4_Commercial_College_Existing_Food Preparation_Natural Gas_Oven_E1 | F4 | Commercial | College | Existing | Food Preparation | Natural Gas | Oven | E1 | Utility - Cost of Equipment | 0.063862 | 0.063878 | 0.064197 | 0.063768 | 0.063513 | 0.063733 | 0.064355 | 0.064853 | 0.065465 | 0.066051 | 0.066634 | 0.067177 | 0.067759 | 0.068364 | 0.068944 | 0.069535 | 0.070134 | 0.070786 | 0.071462 | 0.072174 | 0.072865 | 0.073579 | 0.074233 | 0.074905 | 0.075498 | 0.07601 | 0.076477 | 0.076879 | 0.077194 | 0.077452 | 0.077593 | 0.077687 | 0.077687
F4_Commercial_College_Existing_Food Preparation_Natural Gas_Oven_E2 | F4 | Commercial | College | Existing | Food Preparation | Natural Gas | Oven | E2 | Utility - Cost of Equipment | 0.036569 | 0.036578 | 0.036761 | 0.036516 | 0.036369 | 0.036496 | 0.036851 | 0.037137 | 0.037487 | 0.037822 | 0.038156 | 0.038467 | 0.038801 | 0.039147 | 0.039479 | 0.039818 | 0.040161 | 0.040534 | 0.040921 | 0.041329 | 0.041725 | 0.042134 | 0.042508 | 0.042893 | 0.043232 | 0.043526 | 0.043793 | 0.044023 | 0.044203 | 0.044351 | 0.044432 | 0.044486 | 0.044486
F4_Commercial_College_Existing_Food Preparation_Natural Gas_Oven_E3 | F4 | Commercial | College | Existing | Food Preparation | Natural Gas | Oven | E3 | Utility - Cost of Equipment | 0 | 0 | 0 | 0 | 0 | 0 | 0 | 0 | 0 | 0 | 0 | 0 | 0 | 0 | 0 | 0 | 0 | 0 | 0 | 0 | 0 | 0 | 0 | 0 | 0 | 0 | 0 | 0 | 0 | 0 | 0 | 0 | 0
F4_Commercial_College_Existing_Food Preparation_Natural Gas_Oven_E4 | F4 | Commercial | College | Existing | Food Preparation | Natural Gas | Oven | E4 | Utility - Cost of Equipment | 0 | 0 | 0 | 0 | 0 | 0 | 0 | 0 | 0 | 0 | 0 | 0 | 0 | 0 | 0 | 0 | 0 | 0 | 0 | 0 | 0 | 0 | 0 | 0 | 0 | 0 | 0 | 0 | 0 | 0 | 0 | 0 | 0
F4_Commercial_College_Existing_Food Preparation_Natural Gas_Oven_E5 | F4 | Commercial | College | Existing | Food Preparation | Natural Gas | Oven | E5 | Utility - Cost of Equipment | 0 | 0 | 0 | 0 | 0 | 0 | 0 | 0 | 0 | 0 | 0 | 0 | 0 | 0 | 0 | 0 | 0 | 0 | 0 | 0 | 0 | 0 | 0 | 0 | 0 | 0 | 0 | 0 | 0 | 0 | 0 | 0 | 0
F4_Commercial_College_Existing_Food Preparation_Natural Gas_Oven_E6 | F4 | Commercial | College | Existing | Food Preparation | Natural Gas | Oven | E6 | Utility - Cost of Equipment | 0 | 0 | 0 | 0 | 0 | 0 | 0 | 0 | 0 | 0 | 0 | 0 | 0 | 0 | 0 | 0 | 0 | 0 | 0 | 0 | 0 | 0 | 0 | 0 | 0 | 0 | 0 | 0 | 0 | 0 | 0 | 0 | 0
F4_Commercial_College_Existing_Food Preparation_Natural Gas_Oven_E7 | F4 | Commercial | College | Existing | Food Preparation | Natural Gas | Oven | E7 | Utility - Cost of Equipment | 0 | 0 | 0 | 0 | 0 | 0 | 0 | 0 | 0 | 0 | 0 | 0 | 0 | 0 | 0 | 0 | 0 | 0 | 0 | 0 | 0 | 0 | 0 | 0 | 0 | 0 | 0 | 0 | 0 | 0 | 0 | 0 | 0
F4_Commercial_College_Existing_Food Preparation_Natural Gas_Oven_E8 | F4 | Commercial | College | Existing | Food Preparation | Natural Gas | Oven | E8 | Utility - Cost of Equipment | 0 | 0 | 0 | 0 | 0 | 0 | 0 | 0 | 0 | 0 | 0 | 0 | 0 | 0 | 0 | 0 | 0 | 0 | 0 | 0 | 0 | 0 | 0 | 0 | 0 | 0 | 0 | 0 | 0 | 0 | 0 | 0 | 0
F4_Commercial_College_Existing_Food Preparation_Natural Gas_Oven_E9 | F4 | Commercial | College | Existing | Food Preparation | Natural Gas | Oven | E9 | Utility - Cost of Equipment | 0 | 0 | 0 | 0 | 0 | 0 | 0 | 0 | 0 | 0 | 0 | 0 | 0 | 0 | 0 | 0 | 0 | 0 | 0 | 0 | 0 | 0 | 0 | 0 | 0 | 0 | 0 | 0 | 0 | 0 | 0 | 0 | 0
F4_Commercial_College_Existing_Food Preparation_Natural Gas_Oven_E10 | F4 | Commercial | College | Existing | Food Preparation | Natural Gas | Oven | E10 | Utility - Cost of Equipment | 0 | 0 | 0 | 0 | 0 | 0 | 0 | 0 | 0 | 0 | 0 | 0 | 0 | 0 | 0 | 0 | 0 | 0 | 0 | 0 | 0 | 0 | 0 | 0 | 0 | 0 | 0 | 0 | 0 | 0 | 0 | 0 | 0
F5_Commercial_College_Existing_Food Preparation_Natural Gas_Oven_E1 | F5 | Commercial | College | Existing | Food Preparation | Natural Gas | Oven | E1 | Utility - Cost of Operation | 0.089405 | 0.089405 | 0.089405 | 0.089405 | 0.089405 | 0.089405 | 0.089405 | 0.089405 | 0.089405 | 0.089405 | 0.089405 | 0.089405 | 0.089405 | 0.089405 | 0.089405 | 0.089405 | 0.089405 | 0.089405 | 0.089405 | 0.089405 | 0.089405 | 0.089405 | 0.089405 | 0.089405 | 0.089405 | 0.089405 | 0.089405 | 0.089405 | 0.089405 | 0.089405 | 0.089405 | 0.089405 | 0.089405
F5_Commercial_College_Existing_Food Preparation_Natural Gas_Oven_E2 | F5 | Commercial | College | Existing | Food Preparation | Natural Gas | Oven | E2 | Utility - Cost of Operation | 0.093162 | 0.093162 | 0.093162 | 0.093162 | 0.093162 | 0.093162 | 0.093162 | 0.093162 | 0.093162 | 0.093162 | 0.093162 | 0.093162 | 0.093162 | 0.093162 | 0.093162 | 0.093162 | 0.093162 | 0.093162 | 0.093162 | 0.093162 | 0.093162 | 0.093162 | 0.093162 | 0.093162 | 0.093162 | 0.093162 | 0.093162 | 0.093162 | 0.093162 | 0.093162 | 0.093162 | 0.093162 | 0.093162
F5_Commercial_College_Existing_Food Preparation_Natural Gas_Oven_E3 | F5 | Commercial | College | Existing | Food Preparation | Natural Gas | Oven | E3 | Utility - Cost of Operation | 0 | 0 | 0 | 0 | 0 | 0 | 0 | 0 | 0 | 0 | 0 | 0 | 0 | 0 | 0 | 0 | 0 | 0 | 0 | 0 | 0 | 0 | 0 | 0 | 0 | 0 | 0 | 0 | 0 | 0 | 0 | 0 | 0
F5_Commercial_College_Existing_Food Preparation_Natural Gas_Oven_E4 | F5 | Commercial | College | Existing | Food Preparation | Natural Gas | Oven | E4 | Utility - Cost of Operation | 0 | 0 | 0 | 0 | 0 | 0 | 0 | 0 | 0 | 0 | 0 | 0 | 0 | 0 | 0 | 0 | 0 | 0 | 0 | 0 | 0 | 0 | 0 | 0 | 0 | 0 | 0 | 0 | 0 | 0 | 0 | 0 | 0
F5_Commercial_College_Existing_Food Preparation_Natural Gas_Oven_E5 | F5 | Commercial | College | Existing | Food Preparation | Natural Gas | Oven | E5 | Utility - Cost of Operation | 0 | 0 | 0 | 0 | 0 | 0 | 0 | 0 | 0 | 0 | 0 | 0 | 0 | 0 | 0 | 0 | 0 | 0 | 0 | 0 | 0 | 0 | 0 | 0 | 0 | 0 | 0 | 0 | 0 | 0 | 0 | 0 | 0
F5_Commercial_College_Existing_Food Preparation_Natural Gas_Oven_E6 | F5 | Commercial | College | Existing | Food Preparation | Natural Gas | Oven | E6 | Utility - Cost of Operation | 0 | 0 | 0 | 0 | 0 | 0 | 0 | 0 | 0 | 0 | 0 | 0 | 0 | 0 | 0 | 0 | 0 | 0 | 0 | 0 | 0 | 0 | 0 | 0 | 0 | 0 | 0 | 0 | 0 | 0 | 0 | 0 | 0
F5_Commercial_College_Existing_Food Preparation_Natural Gas_Oven_E7 | F5 | Commercial | College | Existing | Food Preparation | Natural Gas | Oven | E7 | Utility - Cost of Operation | 0 | 0 | 0 | 0 | 0 | 0 | 0 | 0 | 0 | 0 | 0 | 0 | 0 | 0 | 0 | 0 | 0 | 0 | 0 | 0 | 0 | 0 | 0 | 0 | 0 | 0 | 0 | 0 | 0 | 0 | 0 | 0 | 0
F5_Commercial_College_Existing_Food Preparation_Natural Gas_Oven_E8 | F5 | Commercial | College | Existing | Food Preparation | Natural Gas | Oven | E8 | Utility - Cost of Operation | 0 | 0 | 0 | 0 | 0 | 0 | 0 | 0 | 0 | 0 | 0 | 0 | 0 | 0 | 0 | 0 | 0 | 0 | 0 | 0 | 0 | 0 | 0 | 0 | 0 | 0 | 0 | 0 | 0 | 0 | 0 | 0 | 0
F5_Commercial_College_Existing_Food Preparation_Natural Gas_Oven_E9 | F5 | Commercial | College | Existing | Food Preparation | Natural Gas | Oven | E9 | Utility - Cost of Operation | 0 | 0 | 0 | 0 | 0 | 0 | 0 | 0 | 0 | 0 | 0 | 0 | 0 | 0 | 0 | 0 | 0 | 0 | 0 | 0 | 0 | 0 | 0 | 0 | 0 | 0 | 0 | 0 | 0 | 0 | 0 | 0 | 0
F5_Commercial_College_Existing_Food Preparation_Natural Gas_Oven_E10 | F5 | Commercial | College | Existing | Food Preparation | Natural Gas | Oven | E10 | Utility - Cost of Operation | 0 | 0 | 0 | 0 | 0 | 0 | 0 | 0 | 0 | 0 | 0 | 0 | 0 | 0 | 0 | 0 | 0 | 0 | 0 | 0 | 0 | 0 | 0 | 0 | 0 | 0 | 0 | 0 | 0 | 0 | 0 | 0 | 0
F6_Commercial_College_Existing_Food Preparation_Natural Gas_Oven_E1 | F6 | Commercial | College | Existing | Food Preparation | Natural Gas | Oven | E1 | Utility - Value of Sales | 0.033829 | 0.034002 | 0.034281 | 0.03422 | 0.03422 | 0.03422 | 0.03422 | 0.03422 | 0.03422 | 0.03422 | 0.03422 | 0.03422 | 0.03422 | 0.03422 | 0.03422 | 0.03422 | 0.03422 | 0.03422 | 0.03422 | 0.03422 | 0.03422 | 0.03422 | 0.03422 | 0.03422 | 0.03422 | 0.03422 | 0.03422 | 0.03422 | 0.03422 | 0.03422 | 0.03422 | 0.03422 | 0.03422
F6_Commercial_College_Existing_Food Preparation_Natural Gas_Oven_E2 | F6 | Commercial | College | Existing | Food Preparation | Natural Gas | Oven | E2 | Utility - Value of Sales | 0.019371 | 0.019471 | 0.01963 | 0.019595 | 0.019595 | 0.019595 | 0.019595 | 0.019595 | 0.019595 | 0.019595 | 0.019595 | 0.019595 | 0.019595 | 0.019595 | 0.019595 | 0.019595 | 0.019595 | 0.019595 | 0.019595 | 0.019595 | 0.019595 | 0.019595 | 0.019595 | 0.019595 | 0.019595 | 0.019595 | 0.019595 | 0.019595 | 0.019595 | 0.019595 | 0.019595 | 0.019595 | 0.019595
F6_Commercial_College_Existing_Food Preparation_Natural Gas_Oven_E3 | F6 | Commercial | College | Existing | Food Preparation | Natural Gas | Oven | E3 | Utility - Value of Sales | 0 | 0 | 0 | 0 | 0 | 0 | 0 | 0 | 0 | 0 | 0 | 0 | 0 | 0 | 0 | 0 | 0 | 0 | 0 | 0 | 0 | 0 | 0 | 0 | 0 | 0 | 0 | 0 | 0 | 0 | 0 | 0 | 0
F6_Commercial_College_Existing_Food Preparation_Natural Gas_Oven_E4 | F6 | Commercial | College | Existing | Food Preparation | Natural Gas | Oven | E4 | Utility - Value of Sales | 0 | 0 | 0 | 0 | 0 | 0 | 0 | 0 | 0 | 0 | 0 | 0 | 0 | 0 | 0 | 0 | 0 | 0 | 0 | 0 | 0 | 0 | 0 | 0 | 0 | 0 | 0 | 0 | 0 | 0 | 0 | 0 | 0
F6_Commercial_College_Existing_Food Preparation_Natural Gas_Oven_E5 | F6 | Commercial | College | Existing | Food Preparation | Natural Gas | Oven | E5 | Utility - Value of Sales | 0 | 0 | 0 | 0 | 0 | 0 | 0 | 0 | 0 | 0 | 0 | 0 | 0 | 0 | 0 | 0 | 0 | 0 | 0 | 0 | 0 | 0 | 0 | 0 | 0 | 0 | 0 | 0 | 0 | 0 | 0 | 0 | 0
F6_Commercial_College_Existing_Food Preparation_Natural Gas_Oven_E6 | F6 | Commercial | College | Existing | Food Preparation | Natural Gas | Oven | E6 | Utility - Value of Sales | 0 | 0 | 0 | 0 | 0 | 0 | 0 | 0 | 0 | 0 | 0 | 0 | 0 | 0 | 0 | 0 | 0 | 0 | 0 | 0 | 0 | 0 | 0 | 0 | 0 | 0 | 0 | 0 | 0 | 0 | 0 | 0 | 0
F6_Commercial_College_Existing_Food Preparation_Natural Gas_Oven_E7 | F6 | Commercial | College | Existing | Food Preparation | Natural Gas | Oven | E7 | Utility - Value of Sales | 0 | 0 | 0 | 0 | 0 | 0 | 0 | 0 | 0 | 0 | 0 | 0 | 0 | 0 | 0 | 0 | 0 | 0 | 0 | 0 | 0 | 0 | 0 | 0 | 0 | 0 | 0 | 0 | 0 | 0 | 0 | 0 | 0
F6_Commercial_College_Existing_Food Preparation_Natural Gas_Oven_E8 | F6 | Commercial | College | Existing | Food Preparation | Natural Gas | Oven | E8 | Utility - Value of Sales | 0 | 0 | 0 | 0 | 0 | 0 | 0 | 0 | 0 | 0 | 0 | 0 | 0 | 0 | 0 | 0 | 0 | 0 | 0 | 0 | 0 | 0 | 0 | 0 | 0 | 0 | 0 | 0 | 0 | 0 | 0 | 0 | 0
F6_Commercial_College_Existing_Food Preparation_Natural Gas_Oven_E9 | F6 | Commercial | College | Existing | Food Preparation | Natural Gas | Oven | E9 | Utility - Value of Sales | 0 | 0 | 0 | 0 | 0 | 0 | 0 | 0 | 0 | 0 | 0 | 0 | 0 | 0 | 0 | 0 | 0 | 0 | 0 | 0 | 0 | 0 | 0 | 0 | 0 | 0 | 0 | 0 | 0 | 0 | 0 | 0 | 0
F6_Commercial_College_Existing_Food Preparation_Natural Gas_Oven_E10 | F6 | Commercial | College | Existing | Food Preparation | Natural Gas | Oven | E10 | Utility - Value of Sales | 0 | 0 | 0 | 0 | 0 | 0 | 0 | 0 | 0 | 0 | 0 | 0 | 0 | 0 | 0 | 0 | 0 | 0 | 0 | 0 | 0 | 0 | 0 | 0 | 0 | 0 | 0 | 0 | 0 | 0 | 0 | 0 | 0
F1_Commercial_College_Existing_Food Preparation_Natural Gas_Conveyor Oven_E1 | F1 | Commercial | College | Existing | Food Preparation | Natural Gas | Conveyor Oven | E1 | RVT - Cost of Equipment | 0.080402 | 0.080643 | 0.081131 | 0.080981 | 0.080982 | 0.081394 | 0.082154 | 0.082821 | 0.083595 | 0.08436 | 0.085134 | 0.085881 | 0.086663 | 0.087471 | 0.088251 | 0.089031 | 0.089788 | 0.090556 | 0.091302 | 0.092032 | 0.092704 | 0.093363 | 0.093943 | 0.094524 | 0.095028 | 0.095463 | 0.095859 | 0.0962 | 0.096468 | 0.096687 | 0.096807 | 0.096887 | 0.096887
F1_Commercial_College_Existing_Food Preparation_Natural Gas_Conveyor Oven_E2 | F1 | Commercial | College | Existing | Food Preparation | Natural Gas | Conveyor Oven | E2 | RVT - Cost of Equipment | 0.061118 | 0.061301 | 0.061672 | 0.061558 | 0.061559 | 0.061872 | 0.06245 | 0.062957 | 0.063545 | 0.064127 | 0.064715 | 0.065283 | 0.065877 | 0.066492 | 0.067084 | 0.067677 | 0.068253 | 0.068836 | 0.069404 | 0.069958 | 0.070469 | 0.07097 | 0.071411 | 0.071853 | 0.072236 | 0.072566 | 0.072868 | 0.073127 | 0.073331 | 0.073497 | 0.073588 | 0.073649 | 0.073649
F1_Commercial_College_Existing_Food Preparation_Natural Gas_Conveyor Oven_E3 | F1 | Commercial | College | Existing | Food Preparation | Natural Gas | Conveyor Oven | E3 | RVT - Cost of Equipment | 0 | 0 | 0 | 0 | 0 | 0 | 0 | 0 | 0 | 0 | 0 | 0 | 0 | 0 | 0 | 0 | 0 | 0 | 0 | 0 | 0 | 0 | 0 | 0 | 0 | 0 | 0 | 0 | 0 | 0 | 0 | 0 | 0
F1_Commercial_College_Existing_Food Preparation_Natural Gas_Conveyor Oven_E4 | F1 | Commercial | College | Existing | Food Preparation | Natural Gas | Conveyor Oven | E4 | RVT - Cost of Equipment | 0 | 0 | 0 | 0 | 0 | 0 | 0 | 0 | 0 | 0 | 0 | 0 | 0 | 0 | 0 | 0 | 0 | 0 | 0 | 0 | 0 | 0 | 0 | 0 | 0 | 0 | 0 | 0 | 0 | 0 | 0 | 0 | 0
F1_Commercial_College_Existing_Food Preparation_Natural Gas_Conveyor Oven_E5 | F1 | Commercial | College | Existing | Food Preparation | Natural Gas | Conveyor Oven | E5 | RVT - Cost of Equipment | 0 | 0 | 0 | 0 | 0 | 0 | 0 | 0 | 0 | 0 | 0 | 0 | 0 | 0 | 0 | 0 | 0 | 0 | 0 | 0 | 0 | 0 | 0 | 0 | 0 | 0 | 0 | 0 | 0 | 0 | 0 | 0 | 0
F1_Commercial_College_Existing_Food Preparation_Natural Gas_Conveyor Oven_E6 | F1 | Commercial | College | Existing | Food Preparation | Natural Gas | Conveyor Oven | E6 | RVT - Cost of Equipment | 0 | 0 | 0 | 0 | 0 | 0 | 0 | 0 | 0 | 0 | 0 | 0 | 0 | 0 | 0 | 0 | 0 | 0 | 0 | 0 | 0 | 0 | 0 | 0 | 0 | 0 | 0 | 0 | 0 | 0 | 0 | 0 | 0
F1_Commercial_College_Existing_Food Preparation_Natural Gas_Conveyor Oven_E7 | F1 | Commercial | College | Existing | Food Preparation | Natural Gas | Conveyor Oven | E7 | RVT - Cost of Equipment | 0 | 0 | 0 | 0 | 0 | 0 | 0 | 0 | 0 | 0 | 0 | 0 | 0 | 0 | 0 | 0 | 0 | 0 | 0 | 0 | 0 | 0 | 0 | 0 | 0 | 0 | 0 | 0 | 0 | 0 | 0 | 0 | 0
F1_Commercial_College_Existing_Food Preparation_Natural Gas_Conveyor Oven_E8 | F1 | Commercial | College | Existing | Food Preparation | Natural Gas | Conveyor Oven | E8 | RVT - Cost of Equipment | 0 | 0 | 0 | 0 | 0 | 0 | 0 | 0 | 0 | 0 | 0 | 0 | 0 | 0 | 0 | 0 | 0 | 0 | 0 | 0 | 0 | 0 | 0 | 0 | 0 | 0 | 0 | 0 | 0 | 0 | 0 | 0 | 0
F1_Commercial_College_Existing_Food Preparation_Natural Gas_Conveyor Oven_E9 | F1 | Commercial | College | Existing | Food Preparation | Natural Gas | Conveyor Oven | E9 | RVT - Cost of Equipment | 0 | 0 | 0 | 0 | 0 | 0 | 0 | 0 | 0 | 0 | 0 | 0 | 0 | 0 | 0 | 0 | 0 | 0 | 0 | 0 | 0 | 0 | 0 | 0 | 0 | 0 | 0 | 0 | 0 | 0 | 0 | 0 | 0
F1_Commercial_College_Existing_Food Preparation_Natural Gas_Conveyor Oven_E10 | F1 | Commercial | College | Existing | Food Preparation | Natural Gas | Conveyor Oven | E10 | RVT - Cost of Equipment | 0 | 0 | 0 | 0 | 0 | 0 | 0 | 0 | 0 | 0 | 0 | 0 | 0 | 0 | 0 | 0 | 0 | 0 | 0 | 0 | 0 | 0 | 0 | 0 | 0 | 0 | 0 | 0 | 0 | 0 | 0 | 0 | 0
F2_Commercial_College_Existing_Food Preparation_Natural Gas_Conveyor Oven_E1 | F2 | Commercial | College | Existing | Food Preparation | Natural Gas | Conveyor Oven | E1 | RVT - Cost of Operation | 0.096327 | 0.096615 | 0.0972 | 0.097021 | 0.097022 | 0.097516 | 0.098426 | 0.099225 | 0.10015 | 0.10107 | 0.102 | 0.10289 | 0.10383 | 0.1048 | 0.10573 | 0.10666 | 0.10757 | 0.10849 | 0.10939 | 0.11026 | 0.11107 | 0.11185 | 0.11255 | 0.11325 | 0.11385 | 0.11437 | 0.11485 | 0.11525 | 0.11557 | 0.11584 | 0.11598 | 0.11608 | 0.11608
F2_Commercial_College_Existing_Food Preparation_Natural Gas_Conveyor Oven_E2 | F2 | Commercial | College | Existing | Food Preparation | Natural Gas | Conveyor Oven | E2 | RVT - Cost of Operation | 0.073224 | 0.073442 | 0.073887 | 0.073751 | 0.073752 | 0.074127 | 0.074819 | 0.075427 | 0.076131 | 0.076828 | 0.077533 | 0.078213 | 0.078925 | 0.079662 | 0.080372 | 0.081082 | 0.081771 | 0.08247 | 0.08315 | 0.083815 | 0.084427 | 0.085027 | 0.085555 | 0.086084 | 0.086543 | 0.086939 | 0.0873 | 0.087611 | 0.087855 | 0.088055 | 0.088164 | 0.088237 | 0.088237
F2_Commercial_College_Existing_Food Preparation_Natural Gas_Conveyor Oven_E3 | F2 | Commercial | College | Existing | Food Preparation | Natural Gas | Conveyor Oven | E3 | RVT - Cost of Operation | 0 | 0 | 0 | 0 | 0 | 0 | 0 | 0 | 0 | 0 | 0 | 0 | 0 | 0 | 0 | 0 | 0 | 0 | 0 | 0 | 0 | 0 | 0 | 0 | 0 | 0 | 0 | 0 | 0 | 0 | 0 | 0 | 0
F2_Commercial_College_Existing_Food Preparation_Natural Gas_Conveyor Oven_E4 | F2 | Commercial | College | Existing | Food Preparation | Natural Gas | Conveyor Oven | E4 | RVT - Cost of Operation | 0 | 0 | 0 | 0 | 0 | 0 | 0 | 0 | 0 | 0 | 0 | 0 | 0 | 0 | 0 | 0 | 0 | 0 | 0 | 0 | 0 | 0 | 0 | 0 | 0 | 0 | 0 | 0 | 0 | 0 | 0 | 0 | 0
F2_Commercial_College_Existing_Food Preparation_Natural Gas_Conveyor Oven_E5 | F2 | Commercial | College | Existing | Food Preparation | Natural Gas | Conveyor Oven | E5 | RVT - Cost of Operation | 0 | 0 | 0 | 0 | 0 | 0 | 0 | 0 | 0 | 0 | 0 | 0 | 0 | 0 | 0 | 0 | 0 | 0 | 0 | 0 | 0 | 0 | 0 | 0 | 0 | 0 | 0 | 0 | 0 | 0 | 0 | 0 | 0
F2_Commercial_College_Existing_Food Preparation_Natural Gas_Conveyor Oven_E6 | F2 | Commercial | College | Existing | Food Preparation | Natural Gas | Conveyor Oven | E6 | RVT - Cost of Operation | 0 | 0 | 0 | 0 | 0 | 0 | 0 | 0 | 0 | 0 | 0 | 0 | 0 | 0 | 0 | 0 | 0 | 0 | 0 | 0 | 0 | 0 | 0 | 0 | 0 | 0 | 0 | 0 | 0 | 0 | 0 | 0 | 0
F2_Commercial_College_Existing_Food Preparation_Natural Gas_Conveyor Oven_E7 | F2 | Commercial | College | Existing | Food Preparation | Natural Gas | Conveyor Oven | E7 | RVT - Cost of Operation | 0 | 0 | 0 | 0 | 0 | 0 | 0 | 0 | 0 | 0 | 0 | 0 | 0 | 0 | 0 | 0 | 0 | 0 | 0 | 0 | 0 | 0 | 0 | 0 | 0 | 0 | 0 | 0 | 0 | 0 | 0 | 0 | 0
F2_Commercial_College_Existing_Food Preparation_Natural Gas_Conveyor Oven_E8 | F2 | Commercial | College | Existing | Food Preparation | Natural Gas | Conveyor Oven | E8 | RVT - Cost of Operation | 0 | 0 | 0 | 0 | 0 | 0 | 0 | 0 | 0 | 0 | 0 | 0 | 0 | 0 | 0 | 0 | 0 | 0 | 0 | 0 | 0 | 0 | 0 | 0 | 0 | 0 | 0 | 0 | 0 | 0 | 0 | 0 | 0
F2_Commercial_College_Existing_Food Preparation_Natural Gas_Conveyor Oven_E9 | F2 | Commercial | College | Existing | Food Preparation | Natural Gas | Conveyor Oven | E9 | RVT - Cost of Operation | 0 | 0 | 0 | 0 | 0 | 0 | 0 | 0 | 0 | 0 | 0 | 0 | 0 | 0 | 0 | 0 | 0 | 0 | 0 | 0 | 0 | 0 | 0 | 0 | 0 | 0 | 0 | 0 | 0 | 0 | 0 | 0 | 0
F2_Commercial_College_Existing_Food Preparation_Natural Gas_Conveyor Oven_E10 | F2 | Commercial | College | Existing | Food Preparation | Natural Gas | Conveyor Oven | E10 | RVT - Cost of Operation | 0 | 0 | 0 | 0 | 0 | 0 | 0 | 0 | 0 | 0 | 0 | 0 | 0 | 0 | 0 | 0 | 0 | 0 | 0 | 0 | 0 | 0 | 0 | 0 | 0 | 0 | 0 | 0 | 0 | 0 | 0 | 0 | 0
F3_Commercial_College_Existing_Food Preparation_Natural Gas_Conveyor Oven_E1 | F3 | Commercial | College | Existing | Food Preparation | Natural Gas | Conveyor Oven | E1 | System - kBTUs of Consumption | 0.014511 | 0.014511 | 0.014511 | 0.014511 | 0.014511 | 0.014511 | 0.014511 | 0.014511 | 0.014511 | 0.014511 | 0.014511 | 0.014511 | 0.014511 | 0.014511 | 0.014511 | 0.014511 | 0.014511 | 0.014511 | 0.014511 | 0.014511 | 0.014511 | 0.014511 | 0.014511 | 0.014511 | 0.014511 | 0.014511 | 0.014511 | 0.014511 | 0.014511 | 0.014511 | 0.014511 | 0.014511 | 0.014511
F3_Commercial_College_Existing_Food Preparation_Natural Gas_Conveyor Oven_E2 | F3 | Commercial | College | Existing | Food Preparation | Natural Gas | Conveyor Oven | E2 | System - kBTUs of Consumption | 0.017691 | 0.017691 | 0.017691 | 0.017691 | 0.017691 | 0.017691 | 0.017691 | 0.017691 | 0.017691 | 0.017691 | 0.017691 | 0.017691 | 0.017691 | 0.017691 | 0.017691 | 0.017691 | 0.017691 | 0.017691 | 0.017691 | 0.017691 | 0.017691 | 0.017691 | 0.017691 | 0.017691 | 0.017691 | 0.017691 | 0.017691 | 0.017691 | 0.017691 | 0.017691 | 0.017691 | 0.017691 | 0.017691
F3_Commercial_College_Existing_Food Preparation_Natural Gas_Conveyor Oven_E3 | F3 | Commercial | College | Existing | Food Preparation | Natural Gas | Conveyor Oven | E3 | System - kBTUs of Consumption | 0 | 0 | 0 | 0 | 0 | 0 | 0 | 0 | 0 | 0 | 0 | 0 | 0 | 0 | 0 | 0 | 0 | 0 | 0 | 0 | 0 | 0 | 0 | 0 | 0 | 0 | 0 | 0 | 0 | 0 | 0 | 0 | 0
F3_Commercial_College_Existing_Food Preparation_Natural Gas_Conveyor Oven_E4 | F3 | Commercial | College | Existing | Food Preparation | Natural Gas | Conveyor Oven | E4 | System - kBTUs of Consumption | 0 | 0 | 0 | 0 | 0 | 0 | 0 | 0 | 0 | 0 | 0 | 0 | 0 | 0 | 0 | 0 | 0 | 0 | 0 | 0 | 0 | 0 | 0 | 0 | 0 | 0 | 0 | 0 | 0 | 0 | 0 | 0 | 0
F3_Commercial_College_Existing_Food Preparation_Natural Gas_Conveyor Oven_E5 | F3 | Commercial | College | Existing | Food Preparation | Natural Gas | Conveyor Oven | E5 | System - kBTUs of Consumption | 0 | 0 | 0 | 0 | 0 | 0 | 0 | 0 | 0 | 0 | 0 | 0 | 0 | 0 | 0 | 0 | 0 | 0 | 0 | 0 | 0 | 0 | 0 | 0 | 0 | 0 | 0 | 0 | 0 | 0 | 0 | 0 | 0
F3_Commercial_College_Existing_Food Preparation_Natural Gas_Conveyor Oven_E6 | F3 | Commercial | College | Existing | Food Preparation | Natural Gas | Conveyor Oven | E6 | System - kBTUs of Consumption | 0 | 0 | 0 | 0 | 0 | 0 | 0 | 0 | 0 | 0 | 0 | 0 | 0 | 0 | 0 | 0 | 0 | 0 | 0 | 0 | 0 | 0 | 0 | 0 | 0 | 0 | 0 | 0 | 0 | 0 | 0 | 0 | 0
F3_Commercial_College_Existing_Food Preparation_Natural Gas_Conveyor Oven_E7 | F3 | Commercial | College | Existing | Food Preparation | Natural Gas | Conveyor Oven | E7 | System - kBTUs of Consumption | 0 | 0 | 0 | 0 | 0 | 0 | 0 | 0 | 0 | 0 | 0 | 0 | 0 | 0 | 0 | 0 | 0 | 0 | 0 | 0 | 0 | 0 | 0 | 0 | 0 | 0 | 0 | 0 | 0 | 0 | 0 | 0 | 0
F3_Commercial_College_Existing_Food Preparation_Natural Gas_Conveyor Oven_E8 | F3 | Commercial | College | Existing | Food Preparation | Natural Gas | Conveyor Oven | E8 | System - kBTUs of Consumption | 0 | 0 | 0 | 0 | 0 | 0 | 0 | 0 | 0 | 0 | 0 | 0 | 0 | 0 | 0 | 0 | 0 | 0 | 0 | 0 | 0 | 0 | 0 | 0 | 0 | 0 | 0 | 0 | 0 | 0 | 0 | 0 | 0
F3_Commercial_College_Existing_Food Preparation_Natural Gas_Conveyor Oven_E9 | F3 | Commercial | College | Existing | Food Preparation | Natural Gas | Conveyor Oven | E9 | System - kBTUs of Consumption | 0 | 0 | 0 | 0 | 0 | 0 | 0 | 0 | 0 | 0 | 0 | 0 | 0 | 0 | 0 | 0 | 0 | 0 | 0 | 0 | 0 | 0 | 0 | 0 | 0 | 0 | 0 | 0 | 0 | 0 | 0 | 0 | 0
F3_Commercial_College_Existing_Food Preparation_Natural Gas_Conveyor Oven_E10 | F3 | Commercial | College | Existing | Food Preparation | Natural Gas | Conveyor Oven | E10 | System - kBTUs of Consumption | 0 | 0 | 0 | 0 | 0 | 0 | 0 | 0 | 0 | 0 | 0 | 0 | 0 | 0 | 0 | 0 | 0 | 0 | 0 | 0 | 0 | 0 | 0 | 0 | 0 | 0 | 0 | 0 | 0 | 0 | 0 | 0 | 0
F4_Commercial_College_Existing_Food Preparation_Natural Gas_Conveyor Oven_E1 | F4 | Commercial | College | Existing | Food Preparation | Natural Gas | Conveyor Oven | E1 | Utility - Cost of Equipment | 0.096327 | 0.096615 | 0.0972 | 0.097021 | 0.097022 | 0.097516 | 0.098426 | 0.099225 | 0.10015 | 0.10107 | 0.102 | 0.10289 | 0.10383 | 0.1048 | 0.10573 | 0.10666 | 0.10757 | 0.10849 | 0.10939 | 0.11026 | 0.11107 | 0.11185 | 0.11255 | 0.11325 | 0.11385 | 0.11437 | 0.11485 | 0.11525 | 0.11557 | 0.11584 | 0.11598 | 0.11608 | 0.11608
F4_Commercial_College_Existing_Food Preparation_Natural Gas_Conveyor Oven_E2 | F4 | Commercial | College | Existing | Food Preparation | Natural Gas | Conveyor Oven | E2 | Utility - Cost of Equipment | 0.073224 | 0.073442 | 0.073887 | 0.073751 | 0.073752 | 0.074127 | 0.074819 | 0.075427 | 0.076131 | 0.076828 | 0.077533 | 0.078213 | 0.078925 | 0.079662 | 0.080372 | 0.081082 | 0.081771 | 0.08247 | 0.08315 | 0.083815 | 0.084427 | 0.085027 | 0.085555 | 0.086084 | 0.086543 | 0.086939 | 0.0873 | 0.087611 | 0.087855 | 0.088055 | 0.088164 | 0.088237 | 0.088237
F4_Commercial_College_Existing_Food Preparation_Natural Gas_Conveyor Oven_E3 | F4 | Commercial | College | Existing | Food Preparation | Natural Gas | Conveyor Oven | E3 | Utility - Cost of Equipment | 0 | 0 | 0 | 0 | 0 | 0 | 0 | 0 | 0 | 0 | 0 | 0 | 0 | 0 | 0 | 0 | 0 | 0 | 0 | 0 | 0 | 0 | 0 | 0 | 0 | 0 | 0 | 0 | 0 | 0 | 0 | 0 | 0
F4_Commercial_College_Existing_Food Preparation_Natural Gas_Conveyor Oven_E4 | F4 | Commercial | College | Existing | Food Preparation | Natural Gas | Conveyor Oven | E4 | Utility - Cost of Equipment | 0 | 0 | 0 | 0 | 0 | 0 | 0 | 0 | 0 | 0 | 0 | 0 | 0 | 0 | 0 | 0 | 0 | 0 | 0 | 0 | 0 | 0 | 0 | 0 | 0 | 0 | 0 | 0 | 0 | 0 | 0 | 0 | 0
F4_Commercial_College_Existing_Food Preparation_Natural Gas_Conveyor Oven_E5 | F4 | Commercial | College | Existing | Food Preparation | Natural Gas | Conveyor Oven | E5 | Utility - Cost of Equipment | 0 | 0 | 0 | 0 | 0 | 0 | 0 | 0 | 0 | 0 | 0 | 0 | 0 | 0 | 0 | 0 | 0 | 0 | 0 | 0 | 0 | 0 | 0 | 0 | 0 | 0 | 0 | 0 | 0 | 0 | 0 | 0 | 0
F4_Commercial_College_Existing_Food Preparation_Natural Gas_Conveyor Oven_E6 | F4 | Commercial | College | Existing | Food Preparation | Natural Gas | Conveyor Oven | E6 | Utility - Cost of Equipment | 0 | 0 | 0 | 0 | 0 | 0 | 0 | 0 | 0 | 0 | 0 | 0 | 0 | 0 | 0 | 0 | 0 | 0 | 0 | 0 | 0 | 0 | 0 | 0 | 0 | 0 | 0 | 0 | 0 | 0 | 0 | 0 | 0
F4_Commercial_College_Existing_Food Preparation_Natural Gas_Conveyor Oven_E7 | F4 | Commercial | College | Existing | Food Preparation | Natural Gas | Conveyor Oven | E7 | Utility - Cost of Equipment | 0 | 0 | 0 | 0 | 0 | 0 | 0 | 0 | 0 | 0 | 0 | 0 | 0 | 0 | 0 | 0 | 0 | 0 | 0 | 0 | 0 | 0 | 0 | 0 | 0 | 0 | 0 | 0 | 0 | 0 | 0 | 0 | 0
F4_Commercial_College_Existing_Food Preparation_Natural Gas_Conveyor Oven_E8 | F4 | Commercial | College | Existing | Food Preparation | Natural Gas | Conveyor Oven | E8 | Utility - Cost of Equipment | 0 | 0 | 0 | 0 | 0 | 0 | 0 | 0 | 0 | 0 | 0 | 0 | 0 | 0 | 0 | 0 | 0 | 0 | 0 | 0 | 0 | 0 | 0 | 0 | 0 | 0 | 0 | 0 | 0 | 0 | 0 | 0 | 0
F4_Commercial_College_Existing_Food Preparation_Natural Gas_Conveyor Oven_E9 | F4 | Commercial | College | Existing | Food Preparation | Natural Gas | Conveyor Oven | E9 | Utility - Cost of Equipment | 0 | 0 | 0 | 0 | 0 | 0 | 0 | 0 | 0 | 0 | 0 | 0 | 0 | 0 | 0 | 0 | 0 | 0 | 0 | 0 | 0 | 0 | 0 | 0 | 0 | 0 | 0 | 0 | 0 | 0 | 0 | 0 | 0
F4_Commercial_College_Existing_Food Preparation_Natural Gas_Conveyor Oven_E10 | F4 | Commercial | College | Existing | Food Preparation | Natural Gas | Conveyor Oven | E10 | Utility - Cost of Equipment | 0 | 0 | 0 | 0 | 0 | 0 | 0 | 0 | 0 | 0 | 0 | 0 | 0 | 0 | 0 | 0 | 0 | 0 | 0 | 0 | 0 | 0 | 0 | 0 | 0 | 0 | 0 | 0 | 0 | 0 | 0 | 0 | 0
F5_Commercial_College_Existing_Food Preparation_Natural Gas_Conveyor Oven_E1 | F5 | Commercial | College | Existing | Food Preparation | Natural Gas | Conveyor Oven | E1 | Utility - Cost of Operation | 0.014511 | 0.014511 | 0.014511 | 0.014511 | 0.014511 | 0.014511 | 0.014511 | 0.014511 | 0.014511 | 0.014511 | 0.014511 | 0.014511 | 0.014511 | 0.014511 | 0.014511 | 0.014511 | 0.014511 | 0.014511 | 0.014511 | 0.014511 | 0.014511 | 0.014511 | 0.014511 | 0.014511 | 0.014511 | 0.014511 | 0.014511 | 0.014511 | 0.014511 | 0.014511 | 0.014511 | 0.014511 | 0.014511
F5_Commercial_College_Existing_Food Preparation_Natural Gas_Conveyor Oven_E2 | F5 | Commercial | College | Existing | Food Preparation | Natural Gas | Conveyor Oven | E2 | Utility - Cost of Operation | 0.017691 | 0.017691 | 0.017691 | 0.017691 | 0.017691 | 0.017691 | 0.017691 | 0.017691 | 0.017691 | 0.017691 | 0.017691 | 0.017691 | 0.017691 | 0.017691 | 0.017691 | 0.017691 | 0.017691 | 0.017691 | 0.017691 | 0.017691 | 0.017691 | 0.017691 | 0.017691 | 0.017691 | 0.017691 | 0.017691 | 0.017691 | 0.017691 | 0.017691 | 0.017691 | 0.017691 | 0.017691 | 0.017691
F5_Commercial_College_Existing_Food Preparation_Natural Gas_Conveyor Oven_E3 | F5 | Commercial | College | Existing | Food Preparation | Natural Gas | Conveyor Oven | E3 | Utility - Cost of Operation | 0 | 0 | 0 | 0 | 0 | 0 | 0 | 0 | 0 | 0 | 0 | 0 | 0 | 0 | 0 | 0 | 0 | 0 | 0 | 0 | 0 | 0 | 0 | 0 | 0 | 0 | 0 | 0 | 0 | 0 | 0 | 0 | 0
F5_Commercial_College_Existing_Food Preparation_Natural Gas_Conveyor Oven_E4 | F5 | Commercial | College | Existing | Food Preparation | Natural Gas | Conveyor Oven | E4 | Utility - Cost of Operation | 0 | 0 | 0 | 0 | 0 | 0 | 0 | 0 | 0 | 0 | 0 | 0 | 0 | 0 | 0 | 0 | 0 | 0 | 0 | 0 | 0 | 0 | 0 | 0 | 0 | 0 | 0 | 0 | 0 | 0 | 0 | 0 | 0
F5_Commercial_College_Existing_Food Preparation_Natural Gas_Conveyor Oven_E5 | F5 | Commercial | College | Existing | Food Preparation | Natural Gas | Conveyor Oven | E5 | Utility - Cost of Operation | 0 | 0 | 0 | 0 | 0 | 0 | 0 | 0 | 0 | 0 | 0 | 0 | 0 | 0 | 0 | 0 | 0 | 0 | 0 | 0 | 0 | 0 | 0 | 0 | 0 | 0 | 0 | 0 | 0 | 0 | 0 | 0 | 0
F5_Commercial_College_Existing_Food Preparation_Natural Gas_Conveyor Oven_E6 | F5 | Commercial | College | Existing | Food Preparation | Natural Gas | Conveyor Oven | E6 | Utility - Cost of Operation | 0 | 0 | 0 | 0 | 0 | 0 | 0 | 0 | 0 | 0 | 0 | 0 | 0 | 0 | 0 | 0 | 0 | 0 | 0 | 0 | 0 | 0 | 0 | 0 | 0 | 0 | 0 | 0 | 0 | 0 | 0 | 0 | 0
F5_Commercial_College_Existing_Food Preparation_Natural Gas_Conveyor Oven_E7 | F5 | Commercial | College | Existing | Food Preparation | Natural Gas | Conveyor Oven | E7 | Utility - Cost of Operation | 0 | 0 | 0 | 0 | 0 | 0 | 0 | 0 | 0 | 0 | 0 | 0 | 0 | 0 | 0 | 0 | 0 | 0 | 0 | 0 | 0 | 0 | 0 | 0 | 0 | 0 | 0 | 0 | 0 | 0 | 0 | 0 | 0
F5_Commercial_College_Existing_Food Preparation_Natural Gas_Conveyor Oven_E8 | F5 | Commercial | College | Existing | Food Preparation | Natural Gas | Conveyor Oven | E8 | Utility - Cost of Operation | 0 | 0 | 0 | 0 | 0 | 0 | 0 | 0 | 0 | 0 | 0 | 0 | 0 | 0 | 0 | 0 | 0 | 0 | 0 | 0 | 0 | 0 | 0 | 0 | 0 | 0 | 0 | 0 | 0 | 0 | 0 | 0 | 0
F5_Commercial_College_Existing_Food Preparation_Natural Gas_Conveyor Oven_E9 | F5 | Commercial | College | Existing | Food Preparation | Natural Gas | Conveyor Oven | E9 | Utility - Cost of Operation | 0 | 0 | 0 | 0 | 0 | 0 | 0 | 0 | 0 | 0 | 0 | 0 | 0 | 0 | 0 | 0 | 0 | 0 | 0 | 0 | 0 | 0 | 0 | 0 | 0 | 0 | 0 | 0 | 0 | 0 | 0 | 0 | 0
F5_Commercial_College_Existing_Food Preparation_Natural Gas_Conveyor Oven_E10 | F5 | Commercial | College | Existing | Food Preparation | Natural Gas | Conveyor Oven | E10 | Utility - Cost of Operation | 0 | 0 | 0 | 0 | 0 | 0 | 0 | 0 | 0 | 0 | 0 | 0 | 0 | 0 | 0 | 0 | 0 | 0 | 0 | 0 | 0 | 0 | 0 | 0 | 0 | 0 | 0 | 0 | 0 | 0 | 0 | 0 | 0
F6_Commercial_College_Existing_Food Preparation_Natural Gas_Conveyor Oven_E1 | F6 | Commercial | College | Existing | Food Preparation | Natural Gas | Conveyor Oven | E1 | Utility - Value of Sales | 0.050646 | 0.050806 | 0.051063 | 0.051006 | 0.051006 | 0.051006 | 0.051006 | 0.051006 | 0.051006 | 0.051006 | 0.051006 | 0.051006 | 0.051006 | 0.051006 | 0.051006 | 0.051006 | 0.051006 | 0.051006 | 0.051006 | 0.051006 | 0.051006 | 0.051006 | 0.051006 | 0.051006 | 0.051006 | 0.051006 | 0.051006 | 0.051006 | 0.051006 | 0.051006 | 0.051006 | 0.051006 | 0.051006
F6_Commercial_College_Existing_Food Preparation_Natural Gas_Conveyor Oven_E2 | F6 | Commercial | College | Existing | Food Preparation | Natural Gas | Conveyor Oven | E2 | Utility - Value of Sales | 0.038499 | 0.03862 | 0.038815 | 0.038773 | 0.038773 | 0.038773 | 0.038773 | 0.038773 | 0.038773 | 0.038773 | 0.038773 | 0.038773 | 0.038773 | 0.038773 | 0.038773 | 0.038773 | 0.038773 | 0.038773 | 0.038773 | 0.038773 | 0.038773 | 0.038773 | 0.038773 | 0.038773 | 0.038773 | 0.038773 | 0.038773 | 0.038773 | 0.038773 | 0.038773 | 0.038773 | 0.038773 | 0.038773
F6_Commercial_College_Existing_Food Preparation_Natural Gas_Conveyor Oven_E3 | F6 | Commercial | College | Existing | Food Preparation | Natural Gas | Conveyor Oven | E3 | Utility - Value of Sales | 0 | 0 | 0 | 0 | 0 | 0 | 0 | 0 | 0 | 0 | 0 | 0 | 0 | 0 | 0 | 0 | 0 | 0 | 0 | 0 | 0 | 0 | 0 | 0 | 0 | 0 | 0 | 0 | 0 | 0 | 0 | 0 | 0
F6_Commercial_College_Existing_Food Preparation_Natural Gas_Conveyor Oven_E4 | F6 | Commercial | College | Existing | Food Preparation | Natural Gas | Conveyor Oven | E4 | Utility - Value of Sales | 0 | 0 | 0 | 0 | 0 | 0 | 0 | 0 | 0 | 0 | 0 | 0 | 0 | 0 | 0 | 0 | 0 | 0 | 0 | 0 | 0 | 0 | 0 | 0 | 0 | 0 | 0 | 0 | 0 | 0 | 0 | 0 | 0
F6_Commercial_College_Existing_Food Preparation_Natural Gas_Conveyor Oven_E5 | F6 | Commercial | College | Existing | Food Preparation | Natural Gas | Conveyor Oven | E5 | Utility - Value of Sales | 0 | 0 | 0 | 0 | 0 | 0 | 0 | 0 | 0 | 0 | 0 | 0 | 0 | 0 | 0 | 0 | 0 | 0 | 0 | 0 | 0 | 0 | 0 | 0 | 0 | 0 | 0 | 0 | 0 | 0 | 0 | 0 | 0
F6_Commercial_College_Existing_Food Preparation_Natural Gas_Conveyor Oven_E6 | F6 | Commercial | College | Existing | Food Preparation | Natural Gas | Conveyor Oven | E6 | Utility - Value of Sales | 0 | 0 | 0 | 0 | 0 | 0 | 0 | 0 | 0 | 0 | 0 | 0 | 0 | 0 | 0 | 0 | 0 | 0 | 0 | 0 | 0 | 0 | 0 | 0 | 0 | 0 | 0 | 0 | 0 | 0 | 0 | 0 | 0
F6_Commercial_College_Existing_Food Preparation_Natural Gas_Conveyor Oven_E7 | F6 | Commercial | College | Existing | Food Preparation | Natural Gas | Conveyor Oven | E7 | Utility - Value of Sales | 0 | 0 | 0 | 0 | 0 | 0 | 0 | 0 | 0 | 0 | 0 | 0 | 0 | 0 | 0 | 0 | 0 | 0 | 0 | 0 | 0 | 0 | 0 | 0 | 0 | 0 | 0 | 0 | 0 | 0 | 0 | 0 | 0
F6_Commercial_College_Existing_Food Preparation_Natural Gas_Conveyor Oven_E8 | F6 | Commercial | College | Existing | Food Preparation | Natural Gas | Conveyor Oven | E8 | Utility - Value of Sales | 0 | 0 | 0 | 0 | 0 | 0 | 0 | 0 | 0 | 0 | 0 | 0 | 0 | 0 | 0 | 0 | 0 | 0 | 0 | 0 | 0 | 0 | 0 | 0 | 0 | 0 | 0 | 0 | 0 | 0 | 0 | 0 | 0
F6_Commercial_College_Existing_Food Preparation_Natural Gas_Conveyor Oven_E9 | F6 | Commercial | College | Existing | Food Preparation | Natural Gas | Conveyor Oven | E9 | Utility - Value of Sales | 0 | 0 | 0 | 0 | 0 | 0 | 0 | 0 | 0 | 0 | 0 | 0 | 0 | 0 | 0 | 0 | 0 | 0 | 0 | 0 | 0 | 0 | 0 | 0 | 0 | 0 | 0 | 0 | 0 | 0 | 0 | 0 | 0
F6_Commercial_College_Existing_Food Preparation_Natural Gas_Conveyor Oven_E10 | F6 | Commercial | College | Existing | Food Preparation | Natural Gas | Conveyor Oven | E10 | Utility - Value of Sales | 0 | 0 | 0 | 0 | 0 | 0 | 0 | 0 | 0 | 0 | 0 | 0 | 0 | 0 | 0 | 0 | 0 | 0 | 0 | 0 | 0 | 0 | 0 | 0 | 0 | 0 | 0 | 0 | 0 | 0 | 0 | 0 | 0
F1_Commercial_College_Existing_Food Preparation_Natural Gas_Double Rack Oven_E1 | F1 | Commercial | College | Existing | Food Preparation | Natural Gas | Double Rack Oven | E1 | RVT - Cost of Equipment | 0.14191 | 0.14209 | 0.14286 | 0.14214 | 0.14177 | 0.14234 | 0.14369 | 0.14479 | 0.14614 | 0.14744 | 0.14875 | 0.14999 | 0.15131 | 0.15267 | 0.15399 | 0.15535 | 0.15671 | 0.15818 | 0.1597 | 0.16127 | 0.16277 | 0.16429 | 0.16564 | 0.167 | 0.16818 | 0.1692 | 0.17012 | 0.17092 | 0.17155 | 0.17206 | 0.17234 | 0.17253 | 0.17253
F1_Commercial_College_Existing_Food Preparation_Natural Gas_Double Rack Oven_E2 | F1 | Commercial | College | Existing | Food Preparation | Natural Gas | Double Rack Oven | E2 | RVT - Cost of Equipment | 0.077403 | 0.077502 | 0.077925 | 0.077531 | 0.07733 | 0.077638 | 0.078377 | 0.078979 | 0.079713 | 0.08042 | 0.081136 | 0.081811 | 0.08253 | 0.083274 | 0.083996 | 0.084734 | 0.085478 | 0.086277 | 0.087108 | 0.087964 | 0.088785 | 0.089611 | 0.090351 | 0.091092 | 0.091734 | 0.092289 | 0.092795 | 0.09323 | 0.093572 | 0.093852 | 0.094004 | 0.094106 | 0.094106
F1_Commercial_College_Existing_Food Preparation_Natural Gas_Double Rack Oven_E3 | F1 | Commercial | College | Existing | Food Preparation | Natural Gas | Double Rack Oven | E3 | RVT - Cost of Equipment | 0 | 0 | 0 | 0 | 0 | 0 | 0 | 0 | 0 | 0 | 0 | 0 | 0 | 0 | 0 | 0 | 0 | 0 | 0 | 0 | 0 | 0 | 0 | 0 | 0 | 0 | 0 | 0 | 0 | 0 | 0 | 0 | 0
F1_Commercial_College_Existing_Food Preparation_Natural Gas_Double Rack Oven_E4 | F1 | Commercial | College | Existing | Food Preparation | Natural Gas | Double Rack Oven | E4 | RVT - Cost of Equipment | 0 | 0 | 0 | 0 | 0 | 0 | 0 | 0 | 0 | 0 | 0 | 0 | 0 | 0 | 0 | 0 | 0 | 0 | 0 | 0 | 0 | 0 | 0 | 0 | 0 | 0 | 0 | 0 | 0 | 0 | 0 | 0 | 0
F1_Commercial_College_Existing_Food Preparation_Natural Gas_Double Rack Oven_E5 | F1 | Commercial | College | Existing | Food Preparation | Natural Gas | Double Rack Oven | E5 | RVT - Cost of Equipment | 0 | 0 | 0 | 0 | 0 | 0 | 0 | 0 | 0 | 0 | 0 | 0 | 0 | 0 | 0 | 0 | 0 | 0 | 0 | 0 | 0 | 0 | 0 | 0 | 0 | 0 | 0 | 0 | 0 | 0 | 0 | 0 | 0
F1_Commercial_College_Existing_Food Preparation_Natural Gas_Double Rack Oven_E6 | F1 | Commercial | College | Existing | Food Preparation | Natural Gas | Double Rack Oven | E6 | RVT - Cost of Equipment | 0 | 0 | 0 | 0 | 0 | 0 | 0 | 0 | 0 | 0 | 0 | 0 | 0 | 0 | 0 | 0 | 0 | 0 | 0 | 0 | 0 | 0 | 0 | 0 | 0 | 0 | 0 | 0 | 0 | 0 | 0 | 0 | 0
F1_Commercial_College_Existing_Food Preparation_Natural Gas_Double Rack Oven_E7 | F1 | Commercial | College | Existing | Food Preparation | Natural Gas | Double Rack Oven | E7 | RVT - Cost of Equipment | 0 | 0 | 0 | 0 | 0 | 0 | 0 | 0 | 0 | 0 | 0 | 0 | 0 | 0 | 0 | 0 | 0 | 0 | 0 | 0 | 0 | 0 | 0 | 0 | 0 | 0 | 0 | 0 | 0 | 0 | 0 | 0 | 0
F1_Commercial_College_Existing_Food Preparation_Natural Gas_Double Rack Oven_E8 | F1 | Commercial | College | Existing | Food Preparation | Natural Gas | Double Rack Oven | E8 | RVT - Cost of Equipment | 0 | 0 | 0 | 0 | 0 | 0 | 0 | 0 | 0 | 0 | 0 | 0 | 0 | 0 | 0 | 0 | 0 | 0 | 0 | 0 | 0 | 0 | 0 | 0 | 0 | 0 | 0 | 0 | 0 | 0 | 0 | 0 | 0
F1_Commercial_College_Existing_Food Preparation_Natural Gas_Double Rack Oven_E9 | F1 | Commercial | College | Existing | Food Preparation | Natural Gas | Double Rack Oven | E9 | RVT - Cost of Equipment | 0 | 0 | 0 | 0 | 0 | 0 | 0 | 0 | 0 | 0 | 0 | 0 | 0 | 0 | 0 | 0 | 0 | 0 | 0 | 0 | 0 | 0 | 0 | 0 | 0 | 0 | 0 | 0 | 0 | 0 | 0 | 0 | 0
F1_Commercial_College_Existing_Food Preparation_Natural Gas_Double Rack Oven_E10 | F1 | Commercial | College | Existing | Food Preparation | Natural Gas | Double Rack Oven | E10 | RVT - Cost of Equipment | 0 | 0 | 0 | 0 | 0 | 0 | 0 | 0 | 0 | 0 | 0 | 0 | 0 | 0 | 0 | 0 | 0 | 0 | 0 | 0 | 0 | 0 | 0 | 0 | 0 | 0 | 0 | 0 | 0 | 0 | 0 | 0 | 0
F2_Commercial_College_Existing_Food Preparation_Natural Gas_Double Rack Oven_E1 | F2 | Commercial | College | Existing | Food Preparation | Natural Gas | Double Rack Oven | E1 | RVT - Cost of Operation | 0.17001 | 0.17023 | 0.17116 | 0.17029 | 0.16985 | 0.17053 | 0.17215 | 0.17347 | 0.17509 | 0.17664 | 0.17821 | 0.17969 | 0.18127 | 0.18291 | 0.18449 | 0.18611 | 0.18775 | 0.1895 | 0.19133 | 0.19321 | 0.19501 | 0.19683 | 0.19845 | 0.20008 | 0.20149 | 0.20271 | 0.20382 | 0.20478 | 0.20553 | 0.20614 | 0.20648 | 0.2067 | 0.2067
F2_Commercial_College_Existing_Food Preparation_Natural Gas_Double Rack Oven_E2 | F2 | Commercial | College | Existing | Food Preparation | Natural Gas | Double Rack Oven | E2 | RVT - Cost of Operation | 0.092734 | 0.092853 | 0.09336 | 0.092887 | 0.092646 | 0.093015 | 0.093901 | 0.094622 | 0.095502 | 0.096349 | 0.097206 | 0.098015 | 0.098877 | 0.099768 | 0.10063 | 0.10152 | 0.10241 | 0.10337 | 0.10436 | 0.10539 | 0.10637 | 0.10736 | 0.10825 | 0.10913 | 0.1099 | 0.11057 | 0.11117 | 0.1117 | 0.11211 | 0.11244 | 0.11262 | 0.11275 | 0.11275
F2_Commercial_College_Existing_Food Preparation_Natural Gas_Double Rack Oven_E3 | F2 | Commercial | College | Existing | Food Preparation | Natural Gas | Double Rack Oven | E3 | RVT - Cost of Operation | 0 | 0 | 0 | 0 | 0 | 0 | 0 | 0 | 0 | 0 | 0 | 0 | 0 | 0 | 0 | 0 | 0 | 0 | 0 | 0 | 0 | 0 | 0 | 0 | 0 | 0 | 0 | 0 | 0 | 0 | 0 | 0 | 0
F2_Commercial_College_Existing_Food Preparation_Natural Gas_Double Rack Oven_E4 | F2 | Commercial | College | Existing | Food Preparation | Natural Gas | Double Rack Oven | E4 | RVT - Cost of Operation | 0 | 0 | 0 | 0 | 0 | 0 | 0 | 0 | 0 | 0 | 0 | 0 | 0 | 0 | 0 | 0 | 0 | 0 | 0 | 0 | 0 | 0 | 0 | 0 | 0 | 0 | 0 | 0 | 0 | 0 | 0 | 0 | 0
F2_Commercial_College_Existing_Food Preparation_Natural Gas_Double Rack Oven_E5 | F2 | Commercial | College | Existing | Food Preparation | Natural Gas | Double Rack Oven | E5 | RVT - Cost of Operation | 0 | 0 | 0 | 0 | 0 | 0 | 0 | 0 | 0 | 0 | 0 | 0 | 0 | 0 | 0 | 0 | 0 | 0 | 0 | 0 | 0 | 0 | 0 | 0 | 0 | 0 | 0 | 0 | 0 | 0 | 0 | 0 | 0
F2_Commercial_College_Existing_Food Preparation_Natural Gas_Double Rack Oven_E6 | F2 | Commercial | College | Existing | Food Preparation | Natural Gas | Double Rack Oven | E6 | RVT - Cost of Operation | 0 | 0 | 0 | 0 | 0 | 0 | 0 | 0 | 0 | 0 | 0 | 0 | 0 | 0 | 0 | 0 | 0 | 0 | 0 | 0 | 0 | 0 | 0 | 0 | 0 | 0 | 0 | 0 | 0 | 0 | 0 | 0 | 0
F2_Commercial_College_Existing_Food Preparation_Natural Gas_Double Rack Oven_E7 | F2 | Commercial | College | Existing | Food Preparation | Natural Gas | Double Rack Oven | E7 | RVT - Cost of Operation | 0 | 0 | 0 | 0 | 0 | 0 | 0 | 0 | 0 | 0 | 0 | 0 | 0 | 0 | 0 | 0 | 0 | 0 | 0 | 0 | 0 | 0 | 0 | 0 | 0 | 0 | 0 | 0 | 0 | 0 | 0 | 0 | 0
F2_Commercial_College_Existing_Food Preparation_Natural Gas_Double Rack Oven_E8 | F2 | Commercial | College | Existing | Food Preparation | Natural Gas | Double Rack Oven | E8 | RVT - Cost of Operation | 0 | 0 | 0 | 0 | 0 | 0 | 0 | 0 | 0 | 0 | 0 | 0 | 0 | 0 | 0 | 0 | 0 | 0 | 0 | 0 | 0 | 0 | 0 | 0 | 0 | 0 | 0 | 0 | 0 | 0 | 0 | 0 | 0
F2_Commercial_College_Existing_Food Preparation_Natural Gas_Double Rack Oven_E9 | F2 | Commercial | College | Existing | Food Preparation | Natural Gas | Double Rack Oven | E9 | RVT - Cost of Operation | 0 | 0 | 0 | 0 | 0 | 0 | 0 | 0 | 0 | 0 | 0 | 0 | 0 | 0 | 0 | 0 | 0 | 0 | 0 | 0 | 0 | 0 | 0 | 0 | 0 | 0 | 0 | 0 | 0 | 0 | 0 | 0 | 0
F2_Commercial_College_Existing_Food Preparation_Natural Gas_Double Rack Oven_E10 | F2 | Commercial | College | Existing | Food Preparation | Natural Gas | Double Rack Oven | E10 | RVT - Cost of Operation | 0 | 0 | 0 | 0 | 0 | 0 | 0 | 0 | 0 | 0 | 0 | 0 | 0 | 0 | 0 | 0 | 0 | 0 | 0 | 0 | 0 | 0 | 0 | 0 | 0 | 0 | 0 | 0 | 0 | 0 | 0 | 0 | 0
F3_Commercial_College_Existing_Food Preparation_Natural Gas_Double Rack Oven_E1 | F3 | Commercial | College | Existing | Food Preparation | Natural Gas | Double Rack Oven | E1 | System - kBTUs of Consumption | 0.028006 | 0.028006 | 0.028006 | 0.028006 | 0.028006 | 0.028006 | 0.028006 | 0.028006 | 0.028006 | 0.028006 | 0.028006 | 0.028006 | 0.028006 | 0.028006 | 0.028006 | 0.028006 | 0.028006 | 0.028006 | 0.028006 | 0.028006 | 0.028006 | 0.028006 | 0.028006 | 0.028006 | 0.028006 | 0.028006 | 0.028006 | 0.028006 | 0.028006 | 0.028006 | 0.028006 | 0.028006 | 0.028006
F3_Commercial_College_Existing_Food Preparation_Natural Gas_Double Rack Oven_E2 | F3 | Commercial | College | Existing | Food Preparation | Natural Gas | Double Rack Oven | E2 | System - kBTUs of Consumption | 0.037245 | 0.037245 | 0.037245 | 0.037245 | 0.037245 | 0.037245 | 0.037245 | 0.037245 | 0.037245 | 0.037245 | 0.037245 | 0.037245 | 0.037245 | 0.037245 | 0.037245 | 0.037245 | 0.037245 | 0.037245 | 0.037245 | 0.037245 | 0.037245 | 0.037245 | 0.037245 | 0.037245 | 0.037245 | 0.037245 | 0.037245 | 0.037245 | 0.037245 | 0.037245 | 0.037245 | 0.037245 | 0.037245
F3_Commercial_College_Existing_Food Preparation_Natural Gas_Double Rack Oven_E3 | F3 | Commercial | College | Existing | Food Preparation | Natural Gas | Double Rack Oven | E3 | System - kBTUs of Consumption | 0 | 0 | 0 | 0 | 0 | 0 | 0 | 0 | 0 | 0 | 0 | 0 | 0 | 0 | 0 | 0 | 0 | 0 | 0 | 0 | 0 | 0 | 0 | 0 | 0 | 0 | 0 | 0 | 0 | 0 | 0 | 0 | 0
F3_Commercial_College_Existing_Food Preparation_Natural Gas_Double Rack Oven_E4 | F3 | Commercial | College | Existing | Food Preparation | Natural Gas | Double Rack Oven | E4 | System - kBTUs of Consumption | 0 | 0 | 0 | 0 | 0 | 0 | 0 | 0 | 0 | 0 | 0 | 0 | 0 | 0 | 0 | 0 | 0 | 0 | 0 | 0 | 0 | 0 | 0 | 0 | 0 | 0 | 0 | 0 | 0 | 0 | 0 | 0 | 0
F3_Commercial_College_Existing_Food Preparation_Natural Gas_Double Rack Oven_E5 | F3 | Commercial | College | Existing | Food Preparation | Natural Gas | Double Rack Oven | E5 | System - kBTUs of Consumption | 0 | 0 | 0 | 0 | 0 | 0 | 0 | 0 | 0 | 0 | 0 | 0 | 0 | 0 | 0 | 0 | 0 | 0 | 0 | 0 | 0 | 0 | 0 | 0 | 0 | 0 | 0 | 0 | 0 | 0 | 0 | 0 | 0
F3_Commercial_College_Existing_Food Preparation_Natural Gas_Double Rack Oven_E6 | F3 | Commercial | College | Existing | Food Preparation | Natural Gas | Double Rack Oven | E6 | System - kBTUs of Consumption | 0 | 0 | 0 | 0 | 0 | 0 | 0 | 0 | 0 | 0 | 0 | 0 | 0 | 0 | 0 | 0 | 0 | 0 | 0 | 0 | 0 | 0 | 0 | 0 | 0 | 0 | 0 | 0 | 0 | 0 | 0 | 0 | 0
F3_Commercial_College_Existing_Food Preparation_Natural Gas_Double Rack Oven_E7 | F3 | Commercial | College | Existing | Food Preparation | Natural Gas | Double Rack Oven | E7 | System - kBTUs of Consumption | 0 | 0 | 0 | 0 | 0 | 0 | 0 | 0 | 0 | 0 | 0 | 0 | 0 | 0 | 0 | 0 | 0 | 0 | 0 | 0 | 0 | 0 | 0 | 0 | 0 | 0 | 0 | 0 | 0 | 0 | 0 | 0 | 0
F3_Commercial_College_Existing_Food Preparation_Natural Gas_Double Rack Oven_E8 | F3 | Commercial | College | Existing | Food Preparation | Natural Gas | Double Rack Oven | E8 | System - kBTUs of Consumption | 0 | 0 | 0 | 0 | 0 | 0 | 0 | 0 | 0 | 0 | 0 | 0 | 0 | 0 | 0 | 0 | 0 | 0 | 0 | 0 | 0 | 0 | 0 | 0 | 0 | 0 | 0 | 0 | 0 | 0 | 0 | 0 | 0
F3_Commercial_College_Existing_Food Preparation_Natural Gas_Double Rack Oven_E9 | F3 | Commercial | College | Existing | Food Preparation | Natural Gas | Double Rack Oven | E9 | System - kBTUs of Consumption | 0 | 0 | 0 | 0 | 0 | 0 | 0 | 0 | 0 | 0 | 0 | 0 | 0 | 0 | 0 | 0 | 0 | 0 | 0 | 0 | 0 | 0 | 0 | 0 | 0 | 0 | 0 | 0 | 0 | 0 | 0 | 0 | 0
F3_Commercial_College_Existing_Food Preparation_Natural Gas_Double Rack Oven_E10 | F3 | Commercial | College | Existing | Food Preparation | Natural Gas | Double Rack Oven | E10 | System - kBTUs of Consumption | 0 | 0 | 0 | 0 | 0 | 0 | 0 | 0 | 0 | 0 | 0 | 0 | 0 | 0 | 0 | 0 | 0 | 0 | 0 | 0 | 0 | 0 | 0 | 0 | 0 | 0 | 0 | 0 | 0 | 0 | 0 | 0 | 0
F4_Commercial_College_Existing_Food Preparation_Natural Gas_Double Rack Oven_E1 | F4 | Commercial | College | Existing | Food Preparation | Natural Gas | Double Rack Oven | E1 | Utility - Cost of Equipment | 0.17001 | 0.17023 | 0.17116 | 0.17029 | 0.16985 | 0.17053 | 0.17215 | 0.17347 | 0.17509 | 0.17664 | 0.17821 | 0.17969 | 0.18127 | 0.18291 | 0.18449 | 0.18611 | 0.18775 | 0.1895 | 0.19133 | 0.19321 | 0.19501 | 0.19683 | 0.19845 | 0.20008 | 0.20149 | 0.20271 | 0.20382 | 0.20478 | 0.20553 | 0.20614 | 0.20648 | 0.2067 | 0.2067
F4_Commercial_College_Existing_Food Preparation_Natural Gas_Double Rack Oven_E2 | F4 | Commercial | College | Existing | Food Preparation | Natural Gas | Double Rack Oven | E2 | Utility - Cost of Equipment | 0.092734 | 0.092853 | 0.09336 | 0.092887 | 0.092646 | 0.093015 | 0.093901 | 0.094622 | 0.095502 | 0.096349 | 0.097206 | 0.098015 | 0.098877 | 0.099768 | 0.10063 | 0.10152 | 0.10241 | 0.10337 | 0.10436 | 0.10539 | 0.10637 | 0.10736 | 0.10825 | 0.10913 | 0.1099 | 0.11057 | 0.11117 | 0.1117 | 0.11211 | 0.11244 | 0.11262 | 0.11275 | 0.11275
F4_Commercial_College_Existing_Food Preparation_Natural Gas_Double Rack Oven_E3 | F4 | Commercial | College | Existing | Food Preparation | Natural Gas | Double Rack Oven | E3 | Utility - Cost of Equipment | 0 | 0 | 0 | 0 | 0 | 0 | 0 | 0 | 0 | 0 | 0 | 0 | 0 | 0 | 0 | 0 | 0 | 0 | 0 | 0 | 0 | 0 | 0 | 0 | 0 | 0 | 0 | 0 | 0 | 0 | 0 | 0 | 0
F4_Commercial_College_Existing_Food Preparation_Natural Gas_Double Rack Oven_E4 | F4 | Commercial | College | Existing | Food Preparation | Natural Gas | Double Rack Oven | E4 | Utility - Cost of Equipment | 0 | 0 | 0 | 0 | 0 | 0 | 0 | 0 | 0 | 0 | 0 | 0 | 0 | 0 | 0 | 0 | 0 | 0 | 0 | 0 | 0 | 0 | 0 | 0 | 0 | 0 | 0 | 0 | 0 | 0 | 0 | 0 | 0
F4_Commercial_College_Existing_Food Preparation_Natural Gas_Double Rack Oven_E5 | F4 | Commercial | College | Existing | Food Preparation | Natural Gas | Double Rack Oven | E5 | Utility - Cost of Equipment | 0 | 0 | 0 | 0 | 0 | 0 | 0 | 0 | 0 | 0 | 0 | 0 | 0 | 0 | 0 | 0 | 0 | 0 | 0 | 0 | 0 | 0 | 0 | 0 | 0 | 0 | 0 | 0 | 0 | 0 | 0 | 0 | 0
F4_Commercial_College_Existing_Food Preparation_Natural Gas_Double Rack Oven_E6 | F4 | Commercial | College | Existing | Food Preparation | Natural Gas | Double Rack Oven | E6 | Utility - Cost of Equipment | 0 | 0 | 0 | 0 | 0 | 0 | 0 | 0 | 0 | 0 | 0 | 0 | 0 | 0 | 0 | 0 | 0 | 0 | 0 | 0 | 0 | 0 | 0 | 0 | 0 | 0 | 0 | 0 | 0 | 0 | 0 | 0 | 0
F4_Commercial_College_Existing_Food Preparation_Natural Gas_Double Rack Oven_E7 | F4 | Commercial | College | Existing | Food Preparation | Natural Gas | Double Rack Oven | E7 | Utility - Cost of Equipment | 0 | 0 | 0 | 0 | 0 | 0 | 0 | 0 | 0 | 0 | 0 | 0 | 0 | 0 | 0 | 0 | 0 | 0 | 0 | 0 | 0 | 0 | 0 | 0 | 0 | 0 | 0 | 0 | 0 | 0 | 0 | 0 | 0
F4_Commercial_College_Existing_Food Preparation_Natural Gas_Double Rack Oven_E8 | F4 | Commercial | College | Existing | Food Preparation | Natural Gas | Double Rack Oven | E8 | Utility - Cost of Equipment | 0 | 0 | 0 | 0 | 0 | 0 | 0 | 0 | 0 | 0 | 0 | 0 | 0 | 0 | 0 | 0 | 0 | 0 | 0 | 0 | 0 | 0 | 0 | 0 | 0 | 0 | 0 | 0 | 0 | 0 | 0 | 0 | 0
F4_Commercial_College_Existing_Food Preparation_Natural Gas_Double Rack Oven_E9 | F4 | Commercial | College | Existing | Food Preparation | Natural Gas | Double Rack Oven | E9 | Utility - Cost of Equipment | 0 | 0 | 0 | 0 | 0 | 0 | 0 | 0 | 0 | 0 | 0 | 0 | 0 | 0 | 0 | 0 | 0 | 0 | 0 | 0 | 0 | 0 | 0 | 0 | 0 | 0 | 0 | 0 | 0 | 0 | 0 | 0 | 0
F4_Commercial_College_Existing_Food Preparation_Natural Gas_Double Rack Oven_E10 | F4 | Commercial | College | Existing | Food Preparation | Natural Gas | Double Rack Oven | E10 | Utility - Cost of Equipment | 0 | 0 | 0 | 0 | 0 | 0 | 0 | 0 | 0 | 0 | 0 | 0 | 0 | 0 | 0 | 0 | 0 | 0 | 0 | 0 | 0 | 0 | 0 | 0 | 0 | 0 | 0 | 0 | 0 | 0 | 0 | 0 | 0
F5_Commercial_College_Existing_Food Preparation_Natural Gas_Double Rack Oven_E1 | F5 | Commercial | College | Existing | Food Preparation | Natural Gas | Double Rack Oven | E1 | Utility - Cost of Operation | 0.028006 | 0.028006 | 0.028006 | 0.028006 | 0.028006 | 0.028006 | 0.028006 | 0.028006 | 0.028006 | 0.028006 | 0.028006 | 0.028006 | 0.028006 | 0.028006 | 0.028006 | 0.028006 | 0.028006 | 0.028006 | 0.028006 | 0.028006 | 0.028006 | 0.028006 | 0.028006 | 0.028006 | 0.028006 | 0.028006 | 0.028006 | 0.028006 | 0.028006 | 0.028006 | 0.028006 | 0.028006 | 0.028006
F5_Commercial_College_Existing_Food Preparation_Natural Gas_Double Rack Oven_E2 | F5 | Commercial | College | Existing | Food Preparation | Natural Gas | Double Rack Oven | E2 | Utility - Cost of Operation | 0.037245 | 0.037245 | 0.037245 | 0.037245 | 0.037245 | 0.037245 | 0.037245 | 0.037245 | 0.037245 | 0.037245 | 0.037245 | 0.037245 | 0.037245 | 0.037245 | 0.037245 | 0.037245 | 0.037245 | 0.037245 | 0.037245 | 0.037245 | 0.037245 | 0.037245 | 0.037245 | 0.037245 | 0.037245 | 0.037245 | 0.037245 | 0.037245 | 0.037245 | 0.037245 | 0.037245 | 0.037245 | 0.037245
F5_Commercial_College_Existing_Food Preparation_Natural Gas_Double Rack Oven_E3 | F5 | Commercial | College | Existing | Food Preparation | Natural Gas | Double Rack Oven | E3 | Utility - Cost of Operation | 0 | 0 | 0 | 0 | 0 | 0 | 0 | 0 | 0 | 0 | 0 | 0 | 0 | 0 | 0 | 0 | 0 | 0 | 0 | 0 | 0 | 0 | 0 | 0 | 0 | 0 | 0 | 0 | 0 | 0 | 0 | 0 | 0
F5_Commercial_College_Existing_Food Preparation_Natural Gas_Double Rack Oven_E4 | F5 | Commercial | College | Existing | Food Preparation | Natural Gas | Double Rack Oven | E4 | Utility - Cost of Operation | 0 | 0 | 0 | 0 | 0 | 0 | 0 | 0 | 0 | 0 | 0 | 0 | 0 | 0 | 0 | 0 | 0 | 0 | 0 | 0 | 0 | 0 | 0 | 0 | 0 | 0 | 0 | 0 | 0 | 0 | 0 | 0 | 0
F5_Commercial_College_Existing_Food Preparation_Natural Gas_Double Rack Oven_E5 | F5 | Commercial | College | Existing | Food Preparation | Natural Gas | Double Rack Oven | E5 | Utility - Cost of Operation | 0 | 0 | 0 | 0 | 0 | 0 | 0 | 0 | 0 | 0 | 0 | 0 | 0 | 0 | 0 | 0 | 0 | 0 | 0 | 0 | 0 | 0 | 0 | 0 | 0 | 0 | 0 | 0 | 0 | 0 | 0 | 0 | 0
F5_Commercial_College_Existing_Food Preparation_Natural Gas_Double Rack Oven_E6 | F5 | Commercial | College | Existing | Food Preparation | Natural Gas | Double Rack Oven | E6 | Utility - Cost of Operation | 0 | 0 | 0 | 0 | 0 | 0 | 0 | 0 | 0 | 0 | 0 | 0 | 0 | 0 | 0 | 0 | 0 | 0 | 0 | 0 | 0 | 0 | 0 | 0 | 0 | 0 | 0 | 0 | 0 | 0 | 0 | 0 | 0
F5_Commercial_College_Existing_Food Preparation_Natural Gas_Double Rack Oven_E7 | F5 | Commercial | College | Existing | Food Preparation | Natural Gas | Double Rack Oven | E7 | Utility - Cost of Operation | 0 | 0 | 0 | 0 | 0 | 0 | 0 | 0 | 0 | 0 | 0 | 0 | 0 | 0 | 0 | 0 | 0 | 0 | 0 | 0 | 0 | 0 | 0 | 0 | 0 | 0 | 0 | 0 | 0 | 0 | 0 | 0 | 0
F5_Commercial_College_Existing_Food Preparation_Natural Gas_Double Rack Oven_E8 | F5 | Commercial | College | Existing | Food Preparation | Natural Gas | Double Rack Oven | E8 | Utility - Cost of Operation | 0 | 0 | 0 | 0 | 0 | 0 | 0 | 0 | 0 | 0 | 0 | 0 | 0 | 0 | 0 | 0 | 0 | 0 | 0 | 0 | 0 | 0 | 0 | 0 | 0 | 0 | 0 | 0 | 0 | 0 | 0 | 0 | 0
F5_Commercial_College_Existing_Food Preparation_Natural Gas_Double Rack Oven_E9 | F5 | Commercial | College | Existing | Food Preparation | Natural Gas | Double Rack Oven | E9 | Utility - Cost of Operation | 0 | 0 | 0 | 0 | 0 | 0 | 0 | 0 | 0 | 0 | 0 | 0 | 0 | 0 | 0 | 0 | 0 | 0 | 0 | 0 | 0 | 0 | 0 | 0 | 0 | 0 | 0 | 0 | 0 | 0 | 0 | 0 | 0
F5_Commercial_College_Existing_Food Preparation_Natural Gas_Double Rack Oven_E10 | F5 | Commercial | College | Existing | Food Preparation | Natural Gas | Double Rack Oven | E10 | Utility - Cost of Operation | 0 | 0 | 0 | 0 | 0 | 0 | 0 | 0 | 0 | 0 | 0 | 0 | 0 | 0 | 0 | 0 | 0 | 0 | 0 | 0 | 0 | 0 | 0 | 0 | 0 | 0 | 0 | 0 | 0 | 0 | 0 | 0 | 0
F6_Commercial_College_Existing_Food Preparation_Natural Gas_Double Rack Oven_E1 | F6 | Commercial | College | Existing | Food Preparation | Natural Gas | Double Rack Oven | E1 | Utility - Value of Sales | 0.089992 | 0.090395 | 0.091043 | 0.090901 | 0.090901 | 0.090901 | 0.090901 | 0.090901 | 0.090901 | 0.090901 | 0.090901 | 0.090901 | 0.090901 | 0.090901 | 0.090901 | 0.090901 | 0.090901 | 0.090901 | 0.090901 | 0.090901 | 0.090901 | 0.090901 | 0.090901 | 0.090901 | 0.090901 | 0.090901 | 0.090901 | 0.090901 | 0.090901 | 0.090901 | 0.090901 | 0.090901 | 0.090901
F6_Commercial_College_Existing_Food Preparation_Natural Gas_Double Rack Oven_E2 | F6 | Commercial | College | Existing | Food Preparation | Natural Gas | Double Rack Oven | E2 | Utility - Value of Sales | 0.049087 | 0.049306 | 0.04966 | 0.049582 | 0.049582 | 0.049582 | 0.049582 | 0.049582 | 0.049582 | 0.049582 | 0.049582 | 0.049582 | 0.049582 | 0.049582 | 0.049582 | 0.049582 | 0.049582 | 0.049582 | 0.049582 | 0.049582 | 0.049582 | 0.049582 | 0.049582 | 0.049582 | 0.049582 | 0.049582 | 0.049582 | 0.049582 | 0.049582 | 0.049582 | 0.049582 | 0.049582 | 0.049582
F6_Commercial_College_Existing_Food Preparation_Natural Gas_Double Rack Oven_E3 | F6 | Commercial | College | Existing | Food Preparation | Natural Gas | Double Rack Oven | E3 | Utility - Value of Sales | 0 | 0 | 0 | 0 | 0 | 0 | 0 | 0 | 0 | 0 | 0 | 0 | 0 | 0 | 0 | 0 | 0 | 0 | 0 | 0 | 0 | 0 | 0 | 0 | 0 | 0 | 0 | 0 | 0 | 0 | 0 | 0 | 0
F6_Commercial_College_Existing_Food Preparation_Natural Gas_Double Rack Oven_E4 | F6 | Commercial | College | Existing | Food Preparation | Natural Gas | Double Rack Oven | E4 | Utility - Value of Sales | 0 | 0 | 0 | 0 | 0 | 0 | 0 | 0 | 0 | 0 | 0 | 0 | 0 | 0 | 0 | 0 | 0 | 0 | 0 | 0 | 0 | 0 | 0 | 0 | 0 | 0 | 0 | 0 | 0 | 0 | 0 | 0 | 0
F6_Commercial_College_Existing_Food Preparation_Natural Gas_Double Rack Oven_E5 | F6 | Commercial | College | Existing | Food Preparation | Natural Gas | Double Rack Oven | E5 | Utility - Value of Sales | 0 | 0 | 0 | 0 | 0 | 0 | 0 | 0 | 0 | 0 | 0 | 0 | 0 | 0 | 0 | 0 | 0 | 0 | 0 | 0 | 0 | 0 | 0 | 0 | 0 | 0 | 0 | 0 | 0 | 0 | 0 | 0 | 0
F6_Commercial_College_Existing_Food Preparation_Natural Gas_Double Rack Oven_E6 | F6 | Commercial | College | Existing | Food Preparation | Natural Gas | Double Rack Oven | E6 | Utility - Value of Sales | 0 | 0 | 0 | 0 | 0 | 0 | 0 | 0 | 0 | 0 | 0 | 0 | 0 | 0 | 0 | 0 | 0 | 0 | 0 | 0 | 0 | 0 | 0 | 0 | 0 | 0 | 0 | 0 | 0 | 0 | 0 | 0 | 0
F6_Commercial_College_Existing_Food Preparation_Natural Gas_Double Rack Oven_E7 | F6 | Commercial | College | Existing | Food Preparation | Natural Gas | Double Rack Oven | E7 | Utility - Value of Sales | 0 | 0 | 0 | 0 | 0 | 0 | 0 | 0 | 0 | 0 | 0 | 0 | 0 | 0 | 0 | 0 | 0 | 0 | 0 | 0 | 0 | 0 | 0 | 0 | 0 | 0 | 0 | 0 | 0 | 0 | 0 | 0 | 0
F6_Commercial_College_Existing_Food Preparation_Natural Gas_Double Rack Oven_E8 | F6 | Commercial | College | Existing | Food Preparation | Natural Gas | Double Rack Oven | E8 | Utility - Value of Sales | 0 | 0 | 0 | 0 | 0 | 0 | 0 | 0 | 0 | 0 | 0 | 0 | 0 | 0 | 0 | 0 | 0 | 0 | 0 | 0 | 0 | 0 | 0 | 0 | 0 | 0 | 0 | 0 | 0 | 0 | 0 | 0 | 0
F6_Commercial_College_Existing_Food Preparation_Natural Gas_Double Rack Oven_E9 | F6 | Commercial | College | Existing | Food Preparation | Natural Gas | Double Rack Oven | E9 | Utility - Value of Sales | 0 | 0 | 0 | 0 | 0 | 0 | 0 | 0 | 0 | 0 | 0 | 0 | 0 | 0 | 0 | 0 | 0 | 0 | 0 | 0 | 0 | 0 | 0 | 0 | 0 | 0 | 0 | 0 | 0 | 0 | 0 | 0 | 0
F6_Commercial_College_Existing_Food Preparation_Natural Gas_Double Rack Oven_E10 | F6 | Commercial | College | Existing | Food Preparation | Natural Gas | Double Rack Oven | E10 | Utility - Value of Sales | 0 | 0 | 0 | 0 | 0 | 0 | 0 | 0 | 0 | 0 | 0 | 0 | 0 | 0 | 0 | 0 | 0 | 0 | 0 | 0 | 0 | 0 | 0 | 0 | 0 | 0 | 0 | 0 | 0 | 0 | 0 | 0 | 0
F1_Commercial_College_Existing_Food Preparation_Natural Gas_Fryer_E1 | F1 | Commercial | College | Existing | Food Preparation | Natural Gas | Fryer | E1 | RVT - Cost of Equipment | 0.070582 | 0.070504 | 0.070808 | 0 | 0 | 0 | 0 | 0 | 0 | 0 | 0 | 0 | 0 | 0 | 0 | 0 | 0 | 0 | 0 | 0 | 0 | 0 | 0 | 0 | 0 | 0 | 0 | 0 | 0 | 0 | 0 | 0 | 0
F1_Commercial_College_Existing_Food Preparation_Natural Gas_Fryer_E2 | F1 | Commercial | College | Existing | Food Preparation | Natural Gas | Fryer | E2 | RVT - Cost of Equipment | 0.04743 | 0.047378 | 0.047582 | 0.047154 | 0.046881 | 0.047011 | 0.047481 | 0.04785 | 0.048313 | 0.048752 | 0.049183 | 0.049579 | 0.049998 | 0.050439 | 0.050854 | 0.051283 | 0.05171 | 0.052184 | 0.052679 | 0.053204 | 0.053717 | 0.054268 | 0.054781 | 0.055328 | 0.055817 | 0.05625 | 0.056644 | 0.056984 | 0.05725 | 0.057469 | 0.057588 | 0.057667 | 0.057667
F1_Commercial_College_Existing_Food Preparation_Natural Gas_Fryer_E3 | F1 | Commercial | College | Existing | Food Preparation | Natural Gas | Fryer | E3 | RVT - Cost of Equipment | 0 | 0 | 0 | 0 | 0 | 0 | 0 | 0 | 0 | 0 | 0 | 0 | 0 | 0 | 0 | 0 | 0 | 0 | 0 | 0 | 0 | 0 | 0 | 0 | 0 | 0 | 0 | 0 | 0 | 0 | 0 | 0 | 0
F1_Commercial_College_Existing_Food Preparation_Natural Gas_Fryer_E4 | F1 | Commercial | College | Existing | Food Preparation | Natural Gas | Fryer | E4 | RVT - Cost of Equipment | 0 | 0 | 0 | 0 | 0 | 0 | 0 | 0 | 0 | 0 | 0 | 0 | 0 | 0 | 0 | 0 | 0 | 0 | 0 | 0 | 0 | 0 | 0 | 0 | 0 | 0 | 0 | 0 | 0 | 0 | 0 | 0 | 0
F1_Commercial_College_Existing_Food Preparation_Natural Gas_Fryer_E5 | F1 | Commercial | College | Existing | Food Preparation | Natural Gas | Fryer | E5 | RVT - Cost of Equipment | 0 | 0 | 0 | 0 | 0 | 0 | 0 | 0 | 0 | 0 | 0 | 0 | 0 | 0 | 0 | 0 | 0 | 0 | 0 | 0 | 0 | 0 | 0 | 0 | 0 | 0 | 0 | 0 | 0 | 0 | 0 | 0 | 0
F1_Commercial_College_Existing_Food Preparation_Natural Gas_Fryer_E6 | F1 | Commercial | College | Existing | Food Preparation | Natural Gas | Fryer | E6 | RVT - Cost of Equipment | 0 | 0 | 0 | 0 | 0 | 0 | 0 | 0 | 0 | 0 | 0 | 0 | 0 | 0 | 0 | 0 | 0 | 0 | 0 | 0 | 0 | 0 | 0 | 0 | 0 | 0 | 0 | 0 | 0 | 0 | 0 | 0 | 0
F1_Commercial_College_Existing_Food Preparation_Natural Gas_Fryer_E7 | F1 | Commercial | College | Existing | Food Preparation | Natural Gas | Fryer | E7 | RVT - Cost of Equipment | 0 | 0 | 0 | 0 | 0 | 0 | 0 | 0 | 0 | 0 | 0 | 0 | 0 | 0 | 0 | 0 | 0 | 0 | 0 | 0 | 0 | 0 | 0 | 0 | 0 | 0 | 0 | 0 | 0 | 0 | 0 | 0 | 0
F1_Commercial_College_Existing_Food Preparation_Natural Gas_Fryer_E8 | F1 | Commercial | College | Existing | Food Preparation | Natural Gas | Fryer | E8 | RVT - Cost of Equipment | 0 | 0 | 0 | 0 | 0 | 0 | 0 | 0 | 0 | 0 | 0 | 0 | 0 | 0 | 0 | 0 | 0 | 0 | 0 | 0 | 0 | 0 | 0 | 0 | 0 | 0 | 0 | 0 | 0 | 0 | 0 | 0 | 0
F1_Commercial_College_Existing_Food Preparation_Natural Gas_Fryer_E9 | F1 | Commercial | College | Existing | Food Preparation | Natural Gas | Fryer | E9 | RVT - Cost of Equipment | 0 | 0 | 0 | 0 | 0 | 0 | 0 | 0 | 0 | 0 | 0 | 0 | 0 | 0 | 0 | 0 | 0 | 0 | 0 | 0 | 0 | 0 | 0 | 0 | 0 | 0 | 0 | 0 | 0 | 0 | 0 | 0 | 0
F1_Commercial_College_Existing_Food Preparation_Natural Gas_Fryer_E10 | F1 | Commercial | College | Existing | Food Preparation | Natural Gas | Fryer | E10 | RVT - Cost of Equipment | 0 | 0 | 0 | 0 | 0 | 0 | 0 | 0 | 0 | 0 | 0 | 0 | 0 | 0 | 0 | 0 | 0 | 0 | 0 | 0 | 0 | 0 | 0 | 0 | 0 | 0 | 0 | 0 | 0 | 0 | 0 | 0 | 0
F2_Commercial_College_Existing_Food Preparation_Natural Gas_Fryer_E1 | F2 | Commercial | College | Existing | Food Preparation | Natural Gas | Fryer | E1 | RVT - Cost of Operation | 0.084561 | 0.084468 | 0.084832 | 0 | 0 | 0 | 0 | 0 | 0 | 0 | 0 | 0 | 0 | 0 | 0 | 0 | 0 | 0 | 0 | 0 | 0 | 0 | 0 | 0 | 0 | 0 | 0 | 0 | 0 | 0 | 0 | 0 | 0
F2_Commercial_College_Existing_Food Preparation_Natural Gas_Fryer_E2 | F2 | Commercial | College | Existing | Food Preparation | Natural Gas | Fryer | E2 | RVT - Cost of Operation | 0.056824 | 0.056762 | 0.057006 | 0.056493 | 0.056166 | 0.056322 | 0.056885 | 0.057327 | 0.057882 | 0.058408 | 0.058925 | 0.059399 | 0.059901 | 0.060429 | 0.060927 | 0.061441 | 0.061952 | 0.06252 | 0.063113 | 0.063741 | 0.064357 | 0.065017 | 0.065631 | 0.066287 | 0.066872 | 0.067391 | 0.067863 | 0.068271 | 0.06859 | 0.068851 | 0.068994 | 0.069089 | 0.069089
F2_Commercial_College_Existing_Food Preparation_Natural Gas_Fryer_E3 | F2 | Commercial | College | Existing | Food Preparation | Natural Gas | Fryer | E3 | RVT - Cost of Operation | 0 | 0 | 0 | 0 | 0 | 0 | 0 | 0 | 0 | 0 | 0 | 0 | 0 | 0 | 0 | 0 | 0 | 0 | 0 | 0 | 0 | 0 | 0 | 0 | 0 | 0 | 0 | 0 | 0 | 0 | 0 | 0 | 0
F2_Commercial_College_Existing_Food Preparation_Natural Gas_Fryer_E4 | F2 | Commercial | College | Existing | Food Preparation | Natural Gas | Fryer | E4 | RVT - Cost of Operation | 0 | 0 | 0 | 0 | 0 | 0 | 0 | 0 | 0 | 0 | 0 | 0 | 0 | 0 | 0 | 0 | 0 | 0 | 0 | 0 | 0 | 0 | 0 | 0 | 0 | 0 | 0 | 0 | 0 | 0 | 0 | 0 | 0
F2_Commercial_College_Existing_Food Preparation_Natural Gas_Fryer_E5 | F2 | Commercial | College | Existing | Food Preparation | Natural Gas | Fryer | E5 | RVT - Cost of Operation | 0 | 0 | 0 | 0 | 0 | 0 | 0 | 0 | 0 | 0 | 0 | 0 | 0 | 0 | 0 | 0 | 0 | 0 | 0 | 0 | 0 | 0 | 0 | 0 | 0 | 0 | 0 | 0 | 0 | 0 | 0 | 0 | 0
F2_Commercial_College_Existing_Food Preparation_Natural Gas_Fryer_E6 | F2 | Commercial | College | Existing | Food Preparation | Natural Gas | Fryer | E6 | RVT - Cost of Operation | 0 | 0 | 0 | 0 | 0 | 0 | 0 | 0 | 0 | 0 | 0 | 0 | 0 | 0 | 0 | 0 | 0 | 0 | 0 | 0 | 0 | 0 | 0 | 0 | 0 | 0 | 0 | 0 | 0 | 0 | 0 | 0 | 0
F2_Commercial_College_Existing_Food Preparation_Natural Gas_Fryer_E7 | F2 | Commercial | College | Existing | Food Preparation | Natural Gas | Fryer | E7 | RVT - Cost of Operation | 0 | 0 | 0 | 0 | 0 | 0 | 0 | 0 | 0 | 0 | 0 | 0 | 0 | 0 | 0 | 0 | 0 | 0 | 0 | 0 | 0 | 0 | 0 | 0 | 0 | 0 | 0 | 0 | 0 | 0 | 0 | 0 | 0
F2_Commercial_College_Existing_Food Preparation_Natural Gas_Fryer_E8 | F2 | Commercial | College | Existing | Food Preparation | Natural Gas | Fryer | E8 | RVT - Cost of Operation | 0 | 0 | 0 | 0 | 0 | 0 | 0 | 0 | 0 | 0 | 0 | 0 | 0 | 0 | 0 | 0 | 0 | 0 | 0 | 0 | 0 | 0 | 0 | 0 | 0 | 0 | 0 | 0 | 0 | 0 | 0 | 0 | 0
F2_Commercial_College_Existing_Food Preparation_Natural Gas_Fryer_E9 | F2 | Commercial | College | Existing | Food Preparation | Natural Gas | Fryer | E9 | RVT - Cost of Operation | 0 | 0 | 0 | 0 | 0 | 0 | 0 | 0 | 0 | 0 | 0 | 0 | 0 | 0 | 0 | 0 | 0 | 0 | 0 | 0 | 0 | 0 | 0 | 0 | 0 | 0 | 0 | 0 | 0 | 0 | 0 | 0 | 0
F2_Commercial_College_Existing_Food Preparation_Natural Gas_Fryer_E10 | F2 | Commercial | College | Existing | Food Preparation | Natural Gas | Fryer | E10 | RVT - Cost of Operation | 0 | 0 | 0 | 0 | 0 | 0 | 0 | 0 | 0 | 0 | 0 | 0 | 0 | 0 | 0 | 0 | 0 | 0 | 0 | 0 | 0 | 0 | 0 | 0 | 0 | 0 | 0 | 0 | 0 | 0 | 0 | 0 | 0
F3_Commercial_College_Existing_Food Preparation_Natural Gas_Fryer_E1 | F3 | Commercial | College | Existing | Food Preparation | Natural Gas | Fryer | E1 | System - kBTUs of Consumption | 0.022525 | 0.022525 | 0.022525 | 0 | 0 | 0 | 0 | 0 | 0 | 0 | 0 | 0 | 0 | 0 | 0 | 0 | 0 | 0 | 0 | 0 | 0 | 0 | 0 | 0 | 0 | 0 | 0 | 0 | 0 | 0 | 0 | 0 | 0
F3_Commercial_College_Existing_Food Preparation_Natural Gas_Fryer_E2 | F3 | Commercial | College | Existing | Food Preparation | Natural Gas | Fryer | E2 | System - kBTUs of Consumption | 0.026864 | 0.026864 | 0.026864 | 0.026864 | 0.026864 | 0.026864 | 0.026864 | 0.026864 | 0.026864 | 0.026864 | 0.026864 | 0.026864 | 0.026864 | 0.026864 | 0.026864 | 0.026864 | 0.026864 | 0.026864 | 0.026864 | 0.026864 | 0.026864 | 0.026864 | 0.026864 | 0.026864 | 0.026864 | 0.026864 | 0.026864 | 0.026864 | 0.026864 | 0.026864 | 0.026864 | 0.026864 | 0.026864
F3_Commercial_College_Existing_Food Preparation_Natural Gas_Fryer_E3 | F3 | Commercial | College | Existing | Food Preparation | Natural Gas | Fryer | E3 | System - kBTUs of Consumption | 0 | 0 | 0 | 0 | 0 | 0 | 0 | 0 | 0 | 0 | 0 | 0 | 0 | 0 | 0 | 0 | 0 | 0 | 0 | 0 | 0 | 0 | 0 | 0 | 0 | 0 | 0 | 0 | 0 | 0 | 0 | 0 | 0
F3_Commercial_College_Existing_Food Preparation_Natural Gas_Fryer_E4 | F3 | Commercial | College | Existing | Food Preparation | Natural Gas | Fryer | E4 | System - kBTUs of Consumption | 0 | 0 | 0 | 0 | 0 | 0 | 0 | 0 | 0 | 0 | 0 | 0 | 0 | 0 | 0 | 0 | 0 | 0 | 0 | 0 | 0 | 0 | 0 | 0 | 0 | 0 | 0 | 0 | 0 | 0 | 0 | 0 | 0
F3_Commercial_College_Existing_Food Preparation_Natural Gas_Fryer_E5 | F3 | Commercial | College | Existing | Food Preparation | Natural Gas | Fryer | E5 | System - kBTUs of Consumption | 0 | 0 | 0 | 0 | 0 | 0 | 0 | 0 | 0 | 0 | 0 | 0 | 0 | 0 | 0 | 0 | 0 | 0 | 0 | 0 | 0 | 0 | 0 | 0 | 0 | 0 | 0 | 0 | 0 | 0 | 0 | 0 | 0
F3_Commercial_College_Existing_Food Preparation_Natural Gas_Fryer_E6 | F3 | Commercial | College | Existing | Food Preparation | Natural Gas | Fryer | E6 | System - kBTUs of Consumption | 0 | 0 | 0 | 0 | 0 | 0 | 0 | 0 | 0 | 0 | 0 | 0 | 0 | 0 | 0 | 0 | 0 | 0 | 0 | 0 | 0 | 0 | 0 | 0 | 0 | 0 | 0 | 0 | 0 | 0 | 0 | 0 | 0
F3_Commercial_College_Existing_Food Preparation_Natural Gas_Fryer_E7 | F3 | Commercial | College | Existing | Food Preparation | Natural Gas | Fryer | E7 | System - kBTUs of Consumption | 0 | 0 | 0 | 0 | 0 | 0 | 0 | 0 | 0 | 0 | 0 | 0 | 0 | 0 | 0 | 0 | 0 | 0 | 0 | 0 | 0 | 0 | 0 | 0 | 0 | 0 | 0 | 0 | 0 | 0 | 0 | 0 | 0
F3_Commercial_College_Existing_Food Preparation_Natural Gas_Fryer_E8 | F3 | Commercial | College | Existing | Food Preparation | Natural Gas | Fryer | E8 | System - kBTUs of Consumption | 0 | 0 | 0 | 0 | 0 | 0 | 0 | 0 | 0 | 0 | 0 | 0 | 0 | 0 | 0 | 0 | 0 | 0 | 0 | 0 | 0 | 0 | 0 | 0 | 0 | 0 | 0 | 0 | 0 | 0 | 0 | 0 | 0
F3_Commercial_College_Existing_Food Preparation_Natural Gas_Fryer_E9 | F3 | Commercial | College | Existing | Food Preparation | Natural Gas | Fryer | E9 | System - kBTUs of Consumption | 0 | 0 | 0 | 0 | 0 | 0 | 0 | 0 | 0 | 0 | 0 | 0 | 0 | 0 | 0 | 0 | 0 | 0 | 0 | 0 | 0 | 0 | 0 | 0 | 0 | 0 | 0 | 0 | 0 | 0 | 0 | 0 | 0
F3_Commercial_College_Existing_Food Preparation_Natural Gas_Fryer_E10 | F3 | Commercial | College | Existing | Food Preparation | Natural Gas | Fryer | E10 | System - kBTUs of Consumption | 0 | 0 | 0 | 0 | 0 | 0 | 0 | 0 | 0 | 0 | 0 | 0 | 0 | 0 | 0 | 0 | 0 | 0 | 0 | 0 | 0 | 0 | 0 | 0 | 0 | 0 | 0 | 0 | 0 | 0 | 0 | 0 | 0
F4_Commercial_College_Existing_Food Preparation_Natural Gas_Fryer_E1 | F4 | Commercial | College | Existing | Food Preparation | Natural Gas | Fryer | E1 | Utility - Cost of Equipment | 0.084561 | 0.084468 | 0.084832 | 0 | 0 | 0 | 0 | 0 | 0 | 0 | 0 | 0 | 0 | 0 | 0 | 0 | 0 | 0 | 0 | 0 | 0 | 0 | 0 | 0 | 0 | 0 | 0 | 0 | 0 | 0 | 0 | 0 | 0
F4_Commercial_College_Existing_Food Preparation_Natural Gas_Fryer_E2 | F4 | Commercial | College | Existing | Food Preparation | Natural Gas | Fryer | E2 | Utility - Cost of Equipment | 0.056824 | 0.056762 | 0.057006 | 0.056493 | 0.056166 | 0.056322 | 0.056885 | 0.057327 | 0.057882 | 0.058408 | 0.058925 | 0.059399 | 0.059901 | 0.060429 | 0.060927 | 0.061441 | 0.061952 | 0.06252 | 0.063113 | 0.063741 | 0.064357 | 0.065017 | 0.065631 | 0.066287 | 0.066872 | 0.067391 | 0.067863 | 0.068271 | 0.06859 | 0.068851 | 0.068994 | 0.069089 | 0.069089
F4_Commercial_College_Existing_Food Preparation_Natural Gas_Fryer_E3 | F4 | Commercial | College | Existing | Food Preparation | Natural Gas | Fryer | E3 | Utility - Cost of Equipment | 0 | 0 | 0 | 0 | 0 | 0 | 0 | 0 | 0 | 0 | 0 | 0 | 0 | 0 | 0 | 0 | 0 | 0 | 0 | 0 | 0 | 0 | 0 | 0 | 0 | 0 | 0 | 0 | 0 | 0 | 0 | 0 | 0
F4_Commercial_College_Existing_Food Preparation_Natural Gas_Fryer_E4 | F4 | Commercial | College | Existing | Food Preparation | Natural Gas | Fryer | E4 | Utility - Cost of Equipment | 0 | 0 | 0 | 0 | 0 | 0 | 0 | 0 | 0 | 0 | 0 | 0 | 0 | 0 | 0 | 0 | 0 | 0 | 0 | 0 | 0 | 0 | 0 | 0 | 0 | 0 | 0 | 0 | 0 | 0 | 0 | 0 | 0
F4_Commercial_College_Existing_Food Preparation_Natural Gas_Fryer_E5 | F4 | Commercial | College | Existing | Food Preparation | Natural Gas | Fryer | E5 | Utility - Cost of Equipment | 0 | 0 | 0 | 0 | 0 | 0 | 0 | 0 | 0 | 0 | 0 | 0 | 0 | 0 | 0 | 0 | 0 | 0 | 0 | 0 | 0 | 0 | 0 | 0 | 0 | 0 | 0 | 0 | 0 | 0 | 0 | 0 | 0
F4_Commercial_College_Existing_Food Preparation_Natural Gas_Fryer_E6 | F4 | Commercial | College | Existing | Food Preparation | Natural Gas | Fryer | E6 | Utility - Cost of Equipment | 0 | 0 | 0 | 0 | 0 | 0 | 0 | 0 | 0 | 0 | 0 | 0 | 0 | 0 | 0 | 0 | 0 | 0 | 0 | 0 | 0 | 0 | 0 | 0 | 0 | 0 | 0 | 0 | 0 | 0 | 0 | 0 | 0
F4_Commercial_College_Existing_Food Preparation_Natural Gas_Fryer_E7 | F4 | Commercial | College | Existing | Food Preparation | Natural Gas | Fryer | E7 | Utility - Cost of Equipment | 0 | 0 | 0 | 0 | 0 | 0 | 0 | 0 | 0 | 0 | 0 | 0 | 0 | 0 | 0 | 0 | 0 | 0 | 0 | 0 | 0 | 0 | 0 | 0 | 0 | 0 | 0 | 0 | 0 | 0 | 0 | 0 | 0
F4_Commercial_College_Existing_Food Preparation_Natural Gas_Fryer_E8 | F4 | Commercial | College | Existing | Food Preparation | Natural Gas | Fryer | E8 | Utility - Cost of Equipment | 0 | 0 | 0 | 0 | 0 | 0 | 0 | 0 | 0 | 0 | 0 | 0 | 0 | 0 | 0 | 0 | 0 | 0 | 0 | 0 | 0 | 0 | 0 | 0 | 0 | 0 | 0 | 0 | 0 | 0 | 0 | 0 | 0
F4_Commercial_College_Existing_Food Preparation_Natural Gas_Fryer_E9 | F4 | Commercial | College | Existing | Food Preparation | Natural Gas | Fryer | E9 | Utility - Cost of Equipment | 0 | 0 | 0 | 0 | 0 | 0 | 0 | 0 | 0 | 0 | 0 | 0 | 0 | 0 | 0 | 0 | 0 | 0 | 0 | 0 | 0 | 0 | 0 | 0 | 0 | 0 | 0 | 0 | 0 | 0 | 0 | 0 | 0
F4_Commercial_College_Existing_Food Preparation_Natural Gas_Fryer_E10 | F4 | Commercial | College | Existing | Food Preparation | Natural Gas | Fryer | E10 | Utility - Cost of Equipment | 0 | 0 | 0 | 0 | 0 | 0 | 0 | 0 | 0 | 0 | 0 | 0 | 0 | 0 | 0 | 0 | 0 | 0 | 0 | 0 | 0 | 0 | 0 | 0 | 0 | 0 | 0 | 0 | 0 | 0 | 0 | 0 | 0
F5_Commercial_College_Existing_Food Preparation_Natural Gas_Fryer_E1 | F5 | Commercial | College | Existing | Food Preparation | Natural Gas | Fryer | E1 | Utility - Cost of Operation | 0.022525 | 0.022525 | 0.022525 | 0 | 0 | 0 | 0 | 0 | 0 | 0 | 0 | 0 | 0 | 0 | 0 | 0 | 0 | 0 | 0 | 0 | 0 | 0 | 0 | 0 | 0 | 0 | 0 | 0 | 0 | 0 | 0 | 0 | 0
F5_Commercial_College_Existing_Food Preparation_Natural Gas_Fryer_E2 | F5 | Commercial | College | Existing | Food Preparation | Natural Gas | Fryer | E2 | Utility - Cost of Operation | 0.026864 | 0.026864 | 0.026864 | 0.026864 | 0.026864 | 0.026864 | 0.026864 | 0.026864 | 0.026864 | 0.026864 | 0.026864 | 0.026864 | 0.026864 | 0.026864 | 0.026864 | 0.026864 | 0.026864 | 0.026864 | 0.026864 | 0.026864 | 0.026864 | 0.026864 | 0.026864 | 0.026864 | 0.026864 | 0.026864 | 0.026864 | 0.026864 | 0.026864 | 0.026864 | 0.026864 | 0.026864 | 0.026864
F5_Commercial_College_Existing_Food Preparation_Natural Gas_Fryer_E3 | F5 | Commercial | College | Existing | Food Preparation | Natural Gas | Fryer | E3 | Utility - Cost of Operation | 0 | 0 | 0 | 0 | 0 | 0 | 0 | 0 | 0 | 0 | 0 | 0 | 0 | 0 | 0 | 0 | 0 | 0 | 0 | 0 | 0 | 0 | 0 | 0 | 0 | 0 | 0 | 0 | 0 | 0 | 0 | 0 | 0
F5_Commercial_College_Existing_Food Preparation_Natural Gas_Fryer_E4 | F5 | Commercial | College | Existing | Food Preparation | Natural Gas | Fryer | E4 | Utility - Cost of Operation | 0 | 0 | 0 | 0 | 0 | 0 | 0 | 0 | 0 | 0 | 0 | 0 | 0 | 0 | 0 | 0 | 0 | 0 | 0 | 0 | 0 | 0 | 0 | 0 | 0 | 0 | 0 | 0 | 0 | 0 | 0 | 0 | 0
F5_Commercial_College_Existing_Food Preparation_Natural Gas_Fryer_E5 | F5 | Commercial | College | Existing | Food Preparation | Natural Gas | Fryer | E5 | Utility - Cost of Operation | 0 | 0 | 0 | 0 | 0 | 0 | 0 | 0 | 0 | 0 | 0 | 0 | 0 | 0 | 0 | 0 | 0 | 0 | 0 | 0 | 0 | 0 | 0 | 0 | 0 | 0 | 0 | 0 | 0 | 0 | 0 | 0 | 0
F5_Commercial_College_Existing_Food Preparation_Natural Gas_Fryer_E6 | F5 | Commercial | College | Existing | Food Preparation | Natural Gas | Fryer | E6 | Utility - Cost of Operation | 0 | 0 | 0 | 0 | 0 | 0 | 0 | 0 | 0 | 0 | 0 | 0 | 0 | 0 | 0 | 0 | 0 | 0 | 0 | 0 | 0 | 0 | 0 | 0 | 0 | 0 | 0 | 0 | 0 | 0 | 0 | 0 | 0
F5_Commercial_College_Existing_Food Preparation_Natural Gas_Fryer_E7 | F5 | Commercial | College | Existing | Food Preparation | Natural Gas | Fryer | E7 | Utility - Cost of Operation | 0 | 0 | 0 | 0 | 0 | 0 | 0 | 0 | 0 | 0 | 0 | 0 | 0 | 0 | 0 | 0 | 0 | 0 | 0 | 0 | 0 | 0 | 0 | 0 | 0 | 0 | 0 | 0 | 0 | 0 | 0 | 0 | 0
F5_Commercial_College_Existing_Food Preparation_Natural Gas_Fryer_E8 | F5 | Commercial | College | Existing | Food Preparation | Natural Gas | Fryer | E8 | Utility - Cost of Operation | 0 | 0 | 0 | 0 | 0 | 0 | 0 | 0 | 0 | 0 | 0 | 0 | 0 | 0 | 0 | 0 | 0 | 0 | 0 | 0 | 0 | 0 | 0 | 0 | 0 | 0 | 0 | 0 | 0 | 0 | 0 | 0 | 0
F5_Commercial_College_Existing_Food Preparation_Natural Gas_Fryer_E9 | F5 | Commercial | College | Existing | Food Preparation | Natural Gas | Fryer | E9 | Utility - Cost of Operation | 0 | 0 | 0 | 0 | 0 | 0 | 0 | 0 | 0 | 0 | 0 | 0 | 0 | 0 | 0 | 0 | 0 | 0 | 0 | 0 | 0 | 0 | 0 | 0 | 0 | 0 | 0 | 0 | 0 | 0 | 0 | 0 | 0
F5_Commercial_College_Existing_Food Preparation_Natural Gas_Fryer_E10 | F5 | Commercial | College | Existing | Food Preparation | Natural Gas | Fryer | E10 | Utility - Cost of Operation | 0 | 0 | 0 | 0 | 0 | 0 | 0 | 0 | 0 | 0 | 0 | 0 | 0 | 0 | 0 | 0 | 0 | 0 | 0 | 0 | 0 | 0 | 0 | 0 | 0 | 0 | 0 | 0 | 0 | 0 | 0 | 0 | 0
F6_Commercial_College_Existing_Food Preparation_Natural Gas_Fryer_E1 | F6 | Commercial | College | Existing | Food Preparation | Natural Gas | Fryer | E1 | Utility - Value of Sales | 0.044653 | 0.04492 | 0.04535 | 0 | 0 | 0 | 0 | 0 | 0 | 0 | 0 | 0 | 0 | 0 | 0 | 0 | 0 | 0 | 0 | 0 | 0 | 0 | 0 | 0 | 0 | 0 | 0 | 0 | 0 | 0 | 0 | 0 | 0
F6_Commercial_College_Existing_Food Preparation_Natural Gas_Fryer_E2 | F6 | Commercial | College | Existing | Food Preparation | Natural Gas | Fryer | E2 | Utility - Value of Sales | 0.030006 | 0.030186 | 0.030475 | 0.030411 | 0.030411 | 0.030411 | 0.030411 | 0.030411 | 0.030411 | 0.030411 | 0.030411 | 0.030411 | 0.030411 | 0.030411 | 0.030411 | 0.030411 | 0.030411 | 0.030411 | 0.030411 | 0.030411 | 0.030411 | 0.030411 | 0.030411 | 0.030411 | 0.030411 | 0.030411 | 0.030411 | 0.030411 | 0.030411 | 0.030411 | 0.030411 | 0.030411 | 0.030411
F6_Commercial_College_Existing_Food Preparation_Natural Gas_Fryer_E3 | F6 | Commercial | College | Existing | Food Preparation | Natural Gas | Fryer | E3 | Utility - Value of Sales | 0 | 0 | 0 | 0 | 0 | 0 | 0 | 0 | 0 | 0 | 0 | 0 | 0 | 0 | 0 | 0 | 0 | 0 | 0 | 0 | 0 | 0 | 0 | 0 | 0 | 0 | 0 | 0 | 0 | 0 | 0 | 0 | 0
F6_Commercial_College_Existing_Food Preparation_Natural Gas_Fryer_E4 | F6 | Commercial | College | Existing | Food Preparation | Natural Gas | Fryer | E4 | Utility - Value of Sales | 0 | 0 | 0 | 0 | 0 | 0 | 0 | 0 | 0 | 0 | 0 | 0 | 0 | 0 | 0 | 0 | 0 | 0 | 0 | 0 | 0 | 0 | 0 | 0 | 0 | 0 | 0 | 0 | 0 | 0 | 0 | 0 | 0
F6_Commercial_College_Existing_Food Preparation_Natural Gas_Fryer_E5 | F6 | Commercial | College | Existing | Food Preparation | Natural Gas | Fryer | E5 | Utility - Value of Sales | 0 | 0 | 0 | 0 | 0 | 0 | 0 | 0 | 0 | 0 | 0 | 0 | 0 | 0 | 0 | 0 | 0 | 0 | 0 | 0 | 0 | 0 | 0 | 0 | 0 | 0 | 0 | 0 | 0 | 0 | 0 | 0 | 0
F6_Commercial_College_Existing_Food Preparation_Natural Gas_Fryer_E6 | F6 | Commercial | College | Existing | Food Preparation | Natural Gas | Fryer | E6 | Utility - Value of Sales | 0 | 0 | 0 | 0 | 0 | 0 | 0 | 0 | 0 | 0 | 0 | 0 | 0 | 0 | 0 | 0 | 0 | 0 | 0 | 0 | 0 | 0 | 0 | 0 | 0 | 0 | 0 | 0 | 0 | 0 | 0 | 0 | 0
F6_Commercial_College_Existing_Food Preparation_Natural Gas_Fryer_E7 | F6 | Commercial | College | Existing | Food Preparation | Natural Gas | Fryer | E7 | Utility - Value of Sales | 0 | 0 | 0 | 0 | 0 | 0 | 0 | 0 | 0 | 0 | 0 | 0 | 0 | 0 | 0 | 0 | 0 | 0 | 0 | 0 | 0 | 0 | 0 | 0 | 0 | 0 | 0 | 0 | 0 | 0 | 0 | 0 | 0
F6_Commercial_College_Existing_Food Preparation_Natural Gas_Fryer_E8 | F6 | Commercial | College | Existing | Food Preparation | Natural Gas | Fryer | E8 | Utility - Value of Sales | 0 | 0 | 0 | 0 | 0 | 0 | 0 | 0 | 0 | 0 | 0 | 0 | 0 | 0 | 0 | 0 | 0 | 0 | 0 | 0 | 0 | 0 | 0 | 0 | 0 | 0 | 0 | 0 | 0 | 0 | 0 | 0 | 0
F6_Commercial_College_Existing_Food Preparation_Natural Gas_Fryer_E9 | F6 | Commercial | College | Existing | Food Preparation | Natural Gas | Fryer | E9 | Utility - Value of Sales | 0 | 0 | 0 | 0 | 0 | 0 | 0 | 0 | 0 | 0 | 0 | 0 | 0 | 0 | 0 | 0 | 0 | 0 | 0 | 0 | 0 | 0 | 0 | 0 | 0 | 0 | 0 | 0 | 0 | 0 | 0 | 0 | 0
F6_Commercial_College_Existing_Food Preparation_Natural Gas_Fryer_E10 | F6 | Commercial | College | Existing | Food Preparation | Natural Gas | Fryer | E10 | Utility - Value of Sales | 0 | 0 | 0 | 0 | 0 | 0 | 0 | 0 | 0 | 0 | 0 | 0 | 0 | 0 | 0 | 0 | 0 | 0 | 0 | 0 | 0 | 0 | 0 | 0 | 0 | 0 | 0 | 0 | 0 | 0 | 0 | 0 | 0
F1_Commercial_College_Existing_Food Preparation_Natural Gas_Broiler_E1 | F1 | Commercial | College | Existing | Food Preparation | Natural Gas | Broiler | E1 | RVT - Cost of Equipment | 0.078354 | 0.078454 | 0.078882 | 0.078483 | 0.07828 | 0.078591 | 0.07934 | 0.079949 | 0.080692 | 0.081408 | 0.082132 | 0.082816 | 0.083544 | 0.084297 | 0.085028 | 0.085775 | 0.086528 | 0.087337 | 0.088178 | 0.089044 | 0.089876 | 0.090712 | 0.09146 | 0.092211 | 0.092861 | 0.093423 | 0.093934 | 0.094376 | 0.094721 | 0.095004 | 0.095159 | 0.095262 | 0.095262
F1_Commercial_College_Existing_Food Preparation_Natural Gas_Broiler_E2 | F1 | Commercial | College | Existing | Food Preparation | Natural Gas | Broiler | E2 | RVT - Cost of Equipment | 0.05037 | 0.050435 | 0.05071 | 0.050454 | 0.050323 | 0.050523 | 0.051004 | 0.051396 | 0.051874 | 0.052334 | 0.052799 | 0.053239 | 0.053707 | 0.054191 | 0.054661 | 0.055141 | 0.055625 | 0.056145 | 0.056686 | 0.057243 | 0.057777 | 0.058315 | 0.058796 | 0.059278 | 0.059696 | 0.060058 | 0.060386 | 0.06067 | 0.060892 | 0.061074 | 0.061173 | 0.06124 | 0.06124
F1_Commercial_College_Existing_Food Preparation_Natural Gas_Broiler_E3 | F1 | Commercial | College | Existing | Food Preparation | Natural Gas | Broiler | E3 | RVT - Cost of Equipment | 0 | 0 | 0 | 0 | 0 | 0 | 0 | 0 | 0 | 0 | 0 | 0 | 0 | 0 | 0 | 0 | 0 | 0 | 0 | 0 | 0 | 0 | 0 | 0 | 0 | 0 | 0 | 0 | 0 | 0 | 0 | 0 | 0
F1_Commercial_College_Existing_Food Preparation_Natural Gas_Broiler_E4 | F1 | Commercial | College | Existing | Food Preparation | Natural Gas | Broiler | E4 | RVT - Cost of Equipment | 0 | 0 | 0 | 0 | 0 | 0 | 0 | 0 | 0 | 0 | 0 | 0 | 0 | 0 | 0 | 0 | 0 | 0 | 0 | 0 | 0 | 0 | 0 | 0 | 0 | 0 | 0 | 0 | 0 | 0 | 0 | 0 | 0
F1_Commercial_College_Existing_Food Preparation_Natural Gas_Broiler_E5 | F1 | Commercial | College | Existing | Food Preparation | Natural Gas | Broiler | E5 | RVT - Cost of Equipment | 0 | 0 | 0 | 0 | 0 | 0 | 0 | 0 | 0 | 0 | 0 | 0 | 0 | 0 | 0 | 0 | 0 | 0 | 0 | 0 | 0 | 0 | 0 | 0 | 0 | 0 | 0 | 0 | 0 | 0 | 0 | 0 | 0
F1_Commercial_College_Existing_Food Preparation_Natural Gas_Broiler_E6 | F1 | Commercial | College | Existing | Food Preparation | Natural Gas | Broiler | E6 | RVT - Cost of Equipment | 0 | 0 | 0 | 0 | 0 | 0 | 0 | 0 | 0 | 0 | 0 | 0 | 0 | 0 | 0 | 0 | 0 | 0 | 0 | 0 | 0 | 0 | 0 | 0 | 0 | 0 | 0 | 0 | 0 | 0 | 0 | 0 | 0
F1_Commercial_College_Existing_Food Preparation_Natural Gas_Broiler_E7 | F1 | Commercial | College | Existing | Food Preparation | Natural Gas | Broiler | E7 | RVT - Cost of Equipment | 0 | 0 | 0 | 0 | 0 | 0 | 0 | 0 | 0 | 0 | 0 | 0 | 0 | 0 | 0 | 0 | 0 | 0 | 0 | 0 | 0 | 0 | 0 | 0 | 0 | 0 | 0 | 0 | 0 | 0 | 0 | 0 | 0
F1_Commercial_College_Existing_Food Preparation_Natural Gas_Broiler_E8 | F1 | Commercial | College | Existing | Food Preparation | Natural Gas | Broiler | E8 | RVT - Cost of Equipment | 0 | 0 | 0 | 0 | 0 | 0 | 0 | 0 | 0 | 0 | 0 | 0 | 0 | 0 | 0 | 0 | 0 | 0 | 0 | 0 | 0 | 0 | 0 | 0 | 0 | 0 | 0 | 0 | 0 | 0 | 0 | 0 | 0
F1_Commercial_College_Existing_Food Preparation_Natural Gas_Broiler_E9 | F1 | Commercial | College | Existing | Food Preparation | Natural Gas | Broiler | E9 | RVT - Cost of Equipment | 0 | 0 | 0 | 0 | 0 | 0 | 0 | 0 | 0 | 0 | 0 | 0 | 0 | 0 | 0 | 0 | 0 | 0 | 0 | 0 | 0 | 0 | 0 | 0 | 0 | 0 | 0 | 0 | 0 | 0 | 0 | 0 | 0
F1_Commercial_College_Existing_Food Preparation_Natural Gas_Broiler_E10 | F1 | Commercial | College | Existing | Food Preparation | Natural Gas | Broiler | E10 | RVT - Cost of Equipment | 0 | 0 | 0 | 0 | 0 | 0 | 0 | 0 | 0 | 0 | 0 | 0 | 0 | 0 | 0 | 0 | 0 | 0 | 0 | 0 | 0 | 0 | 0 | 0 | 0 | 0 | 0 | 0 | 0 | 0 | 0 | 0 | 0
F2_Commercial_College_Existing_Food Preparation_Natural Gas_Broiler_E1 | F2 | Commercial | College | Existing | Food Preparation | Natural Gas | Broiler | E1 | RVT - Cost of Operation | 0.093873 | 0.093993 | 0.094506 | 0.094028 | 0.093784 | 0.094157 | 0.095055 | 0.095784 | 0.096675 | 0.097532 | 0.0984 | 0.099219 | 0.10009 | 0.10099 | 0.10187 | 0.10276 | 0.10367 | 0.10464 | 0.10564 | 0.10668 | 0.10768 | 0.10868 | 0.10958 | 0.11047 | 0.11125 | 0.11193 | 0.11254 | 0.11307 | 0.11348 | 0.11382 | 0.11401 | 0.11413 | 0.11413
F2_Commercial_College_Existing_Food Preparation_Natural Gas_Broiler_E2 | F2 | Commercial | College | Existing | Food Preparation | Natural Gas | Broiler | E2 | RVT - Cost of Operation | 0.060347 | 0.060424 | 0.060754 | 0.060447 | 0.06029 | 0.06053 | 0.061107 | 0.061576 | 0.062148 | 0.062699 | 0.063257 | 0.063783 | 0.064344 | 0.064924 | 0.065487 | 0.066063 | 0.066642 | 0.067266 | 0.067913 | 0.068581 | 0.069221 | 0.069865 | 0.070441 | 0.071019 | 0.07152 | 0.071953 | 0.072347 | 0.072687 | 0.072953 | 0.073171 | 0.07329 | 0.073369 | 0.073369
F2_Commercial_College_Existing_Food Preparation_Natural Gas_Broiler_E3 | F2 | Commercial | College | Existing | Food Preparation | Natural Gas | Broiler | E3 | RVT - Cost of Operation | 0 | 0 | 0 | 0 | 0 | 0 | 0 | 0 | 0 | 0 | 0 | 0 | 0 | 0 | 0 | 0 | 0 | 0 | 0 | 0 | 0 | 0 | 0 | 0 | 0 | 0 | 0 | 0 | 0 | 0 | 0 | 0 | 0
F2_Commercial_College_Existing_Food Preparation_Natural Gas_Broiler_E4 | F2 | Commercial | College | Existing | Food Preparation | Natural Gas | Broiler | E4 | RVT - Cost of Operation | 0 | 0 | 0 | 0 | 0 | 0 | 0 | 0 | 0 | 0 | 0 | 0 | 0 | 0 | 0 | 0 | 0 | 0 | 0 | 0 | 0 | 0 | 0 | 0 | 0 | 0 | 0 | 0 | 0 | 0 | 0 | 0 | 0
F2_Commercial_College_Existing_Food Preparation_Natural Gas_Broiler_E5 | F2 | Commercial | College | Existing | Food Preparation | Natural Gas | Broiler | E5 | RVT - Cost of Operation | 0 | 0 | 0 | 0 | 0 | 0 | 0 | 0 | 0 | 0 | 0 | 0 | 0 | 0 | 0 | 0 | 0 | 0 | 0 | 0 | 0 | 0 | 0 | 0 | 0 | 0 | 0 | 0 | 0 | 0 | 0 | 0 | 0
F2_Commercial_College_Existing_Food Preparation_Natural Gas_Broiler_E6 | F2 | Commercial | College | Existing | Food Preparation | Natural Gas | Broiler | E6 | RVT - Cost of Operation | 0 | 0 | 0 | 0 | 0 | 0 | 0 | 0 | 0 | 0 | 0 | 0 | 0 | 0 | 0 | 0 | 0 | 0 | 0 | 0 | 0 | 0 | 0 | 0 | 0 | 0 | 0 | 0 | 0 | 0 | 0 | 0 | 0
F2_Commercial_College_Existing_Food Preparation_Natural Gas_Broiler_E7 | F2 | Commercial | College | Existing | Food Preparation | Natural Gas | Broiler | E7 | RVT - Cost of Operation | 0 | 0 | 0 | 0 | 0 | 0 | 0 | 0 | 0 | 0 | 0 | 0 | 0 | 0 | 0 | 0 | 0 | 0 | 0 | 0 | 0 | 0 | 0 | 0 | 0 | 0 | 0 | 0 | 0 | 0 | 0 | 0 | 0
F2_Commercial_College_Existing_Food Preparation_Natural Gas_Broiler_E8 | F2 | Commercial | College | Existing | Food Preparation | Natural Gas | Broiler | E8 | RVT - Cost of Operation | 0 | 0 | 0 | 0 | 0 | 0 | 0 | 0 | 0 | 0 | 0 | 0 | 0 | 0 | 0 | 0 | 0 | 0 | 0 | 0 | 0 | 0 | 0 | 0 | 0 | 0 | 0 | 0 | 0 | 0 | 0 | 0 | 0
F2_Commercial_College_Existing_Food Preparation_Natural Gas_Broiler_E9 | F2 | Commercial | College | Existing | Food Preparation | Natural Gas | Broiler | E9 | RVT - Cost of Operation | 0 | 0 | 0 | 0 | 0 | 0 | 0 | 0 | 0 | 0 | 0 | 0 | 0 | 0 | 0 | 0 | 0 | 0 | 0 | 0 | 0 | 0 | 0 | 0 | 0 | 0 | 0 | 0 | 0 | 0 | 0 | 0 | 0
F2_Commercial_College_Existing_Food Preparation_Natural Gas_Broiler_E10 | F2 | Commercial | College | Existing | Food Preparation | Natural Gas | Broiler | E10 | RVT - Cost of Operation | 0 | 0 | 0 | 0 | 0 | 0 | 0 | 0 | 0 | 0 | 0 | 0 | 0 | 0 | 0 | 0 | 0 | 0 | 0 | 0 | 0 | 0 | 0 | 0 | 0 | 0 | 0 | 0 | 0 | 0 | 0 | 0 | 0
F3_Commercial_College_Existing_Food Preparation_Natural Gas_Broiler_E1 | F3 | Commercial | College | Existing | Food Preparation | Natural Gas | Broiler | E1 | System - kBTUs of Consumption | 0.021185 | 0.021185 | 0.021185 | 0.021185 | 0.021185 | 0.021185 | 0.021185 | 0.021185 | 0.021185 | 0.021185 | 0.021185 | 0.021185 | 0.021185 | 0.021185 | 0.021185 | 0.021185 | 0.021185 | 0.021185 | 0.021185 | 0.021185 | 0.021185 | 0.021185 | 0.021185 | 0.021185 | 0.021185 | 0.021185 | 0.021185 | 0.021185 | 0.021185 | 0.021185 | 0.021185 | 0.021185 | 0.021185
F3_Commercial_College_Existing_Food Preparation_Natural Gas_Broiler_E2 | F3 | Commercial | College | Existing | Food Preparation | Natural Gas | Broiler | E2 | System - kBTUs of Consumption | 0.029659 | 0.029659 | 0.029659 | 0.029659 | 0.029659 | 0.029659 | 0.029659 | 0.029659 | 0.029659 | 0.029659 | 0.029659 | 0.029659 | 0.029659 | 0.029659 | 0.029659 | 0.029659 | 0.029659 | 0.029659 | 0.029659 | 0.029659 | 0.029659 | 0.029659 | 0.029659 | 0.029659 | 0.029659 | 0.029659 | 0.029659 | 0.029659 | 0.029659 | 0.029659 | 0.029659 | 0.029659 | 0.029659
F3_Commercial_College_Existing_Food Preparation_Natural Gas_Broiler_E3 | F3 | Commercial | College | Existing | Food Preparation | Natural Gas | Broiler | E3 | System - kBTUs of Consumption | 0 | 0 | 0 | 0 | 0 | 0 | 0 | 0 | 0 | 0 | 0 | 0 | 0 | 0 | 0 | 0 | 0 | 0 | 0 | 0 | 0 | 0 | 0 | 0 | 0 | 0 | 0 | 0 | 0 | 0 | 0 | 0 | 0
F3_Commercial_College_Existing_Food Preparation_Natural Gas_Broiler_E4 | F3 | Commercial | College | Existing | Food Preparation | Natural Gas | Broiler | E4 | System - kBTUs of Consumption | 0 | 0 | 0 | 0 | 0 | 0 | 0 | 0 | 0 | 0 | 0 | 0 | 0 | 0 | 0 | 0 | 0 | 0 | 0 | 0 | 0 | 0 | 0 | 0 | 0 | 0 | 0 | 0 | 0 | 0 | 0 | 0 | 0
F3_Commercial_College_Existing_Food Preparation_Natural Gas_Broiler_E5 | F3 | Commercial | College | Existing | Food Preparation | Natural Gas | Broiler | E5 | System - kBTUs of Consumption | 0 | 0 | 0 | 0 | 0 | 0 | 0 | 0 | 0 | 0 | 0 | 0 | 0 | 0 | 0 | 0 | 0 | 0 | 0 | 0 | 0 | 0 | 0 | 0 | 0 | 0 | 0 | 0 | 0 | 0 | 0 | 0 | 0
F3_Commercial_College_Existing_Food Preparation_Natural Gas_Broiler_E6 | F3 | Commercial | College | Existing | Food Preparation | Natural Gas | Broiler | E6 | System - kBTUs of Consumption | 0 | 0 | 0 | 0 | 0 | 0 | 0 | 0 | 0 | 0 | 0 | 0 | 0 | 0 | 0 | 0 | 0 | 0 | 0 | 0 | 0 | 0 | 0 | 0 | 0 | 0 | 0 | 0 | 0 | 0 | 0 | 0 | 0
F3_Commercial_College_Existing_Food Preparation_Natural Gas_Broiler_E7 | F3 | Commercial | College | Existing | Food Preparation | Natural Gas | Broiler | E7 | System - kBTUs of Consumption | 0 | 0 | 0 | 0 | 0 | 0 | 0 | 0 | 0 | 0 | 0 | 0 | 0 | 0 | 0 | 0 | 0 | 0 | 0 | 0 | 0 | 0 | 0 | 0 | 0 | 0 | 0 | 0 | 0 | 0 | 0 | 0 | 0
F3_Commercial_College_Existing_Food Preparation_Natural Gas_Broiler_E8 | F3 | Commercial | College | Existing | Food Preparation | Natural Gas | Broiler | E8 | System - kBTUs of Consumption | 0 | 0 | 0 | 0 | 0 | 0 | 0 | 0 | 0 | 0 | 0 | 0 | 0 | 0 | 0 | 0 | 0 | 0 | 0 | 0 | 0 | 0 | 0 | 0 | 0 | 0 | 0 | 0 | 0 | 0 | 0 | 0 | 0
F3_Commercial_College_Existing_Food Preparation_Natural Gas_Broiler_E9 | F3 | Commercial | College | Existing | Food Preparation | Natural Gas | Broiler | E9 | System - kBTUs of Consumption | 0 | 0 | 0 | 0 | 0 | 0 | 0 | 0 | 0 | 0 | 0 | 0 | 0 | 0 | 0 | 0 | 0 | 0 | 0 | 0 | 0 | 0 | 0 | 0 | 0 | 0 | 0 | 0 | 0 | 0 | 0 | 0 | 0
F3_Commercial_College_Existing_Food Preparation_Natural Gas_Broiler_E10 | F3 | Commercial | College | Existing | Food Preparation | Natural Gas | Broiler | E10 | System - kBTUs of Consumption | 0 | 0 | 0 | 0 | 0 | 0 | 0 | 0 | 0 | 0 | 0 | 0 | 0 | 0 | 0 | 0 | 0 | 0 | 0 | 0 | 0 | 0 | 0 | 0 | 0 | 0 | 0 | 0 | 0 | 0 | 0 | 0 | 0
F4_Commercial_College_Existing_Food Preparation_Natural Gas_Broiler_E1 | F4 | Commercial | College | Existing | Food Preparation | Natural Gas | Broiler | E1 | Utility - Cost of Equipment | 0.093873 | 0.093993 | 0.094506 | 0.094028 | 0.093784 | 0.094157 | 0.095055 | 0.095784 | 0.096675 | 0.097532 | 0.0984 | 0.099219 | 0.10009 | 0.10099 | 0.10187 | 0.10276 | 0.10367 | 0.10464 | 0.10564 | 0.10668 | 0.10768 | 0.10868 | 0.10958 | 0.11047 | 0.11125 | 0.11193 | 0.11254 | 0.11307 | 0.11348 | 0.11382 | 0.11401 | 0.11413 | 0.11413
F4_Commercial_College_Existing_Food Preparation_Natural Gas_Broiler_E2 | F4 | Commercial | College | Existing | Food Preparation | Natural Gas | Broiler | E2 | Utility - Cost of Equipment | 0.060347 | 0.060424 | 0.060754 | 0.060447 | 0.06029 | 0.06053 | 0.061107 | 0.061576 | 0.062148 | 0.062699 | 0.063257 | 0.063783 | 0.064344 | 0.064924 | 0.065487 | 0.066063 | 0.066642 | 0.067266 | 0.067913 | 0.068581 | 0.069221 | 0.069865 | 0.070441 | 0.071019 | 0.07152 | 0.071953 | 0.072347 | 0.072687 | 0.072953 | 0.073171 | 0.07329 | 0.073369 | 0.073369
F4_Commercial_College_Existing_Food Preparation_Natural Gas_Broiler_E3 | F4 | Commercial | College | Existing | Food Preparation | Natural Gas | Broiler | E3 | Utility - Cost of Equipment | 0 | 0 | 0 | 0 | 0 | 0 | 0 | 0 | 0 | 0 | 0 | 0 | 0 | 0 | 0 | 0 | 0 | 0 | 0 | 0 | 0 | 0 | 0 | 0 | 0 | 0 | 0 | 0 | 0 | 0 | 0 | 0 | 0
F4_Commercial_College_Existing_Food Preparation_Natural Gas_Broiler_E4 | F4 | Commercial | College | Existing | Food Preparation | Natural Gas | Broiler | E4 | Utility - Cost of Equipment | 0 | 0 | 0 | 0 | 0 | 0 | 0 | 0 | 0 | 0 | 0 | 0 | 0 | 0 | 0 | 0 | 0 | 0 | 0 | 0 | 0 | 0 | 0 | 0 | 0 | 0 | 0 | 0 | 0 | 0 | 0 | 0 | 0
F4_Commercial_College_Existing_Food Preparation_Natural Gas_Broiler_E5 | F4 | Commercial | College | Existing | Food Preparation | Natural Gas | Broiler | E5 | Utility - Cost of Equipment | 0 | 0 | 0 | 0 | 0 | 0 | 0 | 0 | 0 | 0 | 0 | 0 | 0 | 0 | 0 | 0 | 0 | 0 | 0 | 0 | 0 | 0 | 0 | 0 | 0 | 0 | 0 | 0 | 0 | 0 | 0 | 0 | 0
F4_Commercial_College_Existing_Food Preparation_Natural Gas_Broiler_E6 | F4 | Commercial | College | Existing | Food Preparation | Natural Gas | Broiler | E6 | Utility - Cost of Equipment | 0 | 0 | 0 | 0 | 0 | 0 | 0 | 0 | 0 | 0 | 0 | 0 | 0 | 0 | 0 | 0 | 0 | 0 | 0 | 0 | 0 | 0 | 0 | 0 | 0 | 0 | 0 | 0 | 0 | 0 | 0 | 0 | 0
F4_Commercial_College_Existing_Food Preparation_Natural Gas_Broiler_E7 | F4 | Commercial | College | Existing | Food Preparation | Natural Gas | Broiler | E7 | Utility - Cost of Equipment | 0 | 0 | 0 | 0 | 0 | 0 | 0 | 0 | 0 | 0 | 0 | 0 | 0 | 0 | 0 | 0 | 0 | 0 | 0 | 0 | 0 | 0 | 0 | 0 | 0 | 0 | 0 | 0 | 0 | 0 | 0 | 0 | 0
F4_Commercial_College_Existing_Food Preparation_Natural Gas_Broiler_E8 | F4 | Commercial | College | Existing | Food Preparation | Natural Gas | Broiler | E8 | Utility - Cost of Equipment | 0 | 0 | 0 | 0 | 0 | 0 | 0 | 0 | 0 | 0 | 0 | 0 | 0 | 0 | 0 | 0 | 0 | 0 | 0 | 0 | 0 | 0 | 0 | 0 | 0 | 0 | 0 | 0 | 0 | 0 | 0 | 0 | 0
F4_Commercial_College_Existing_Food Preparation_Natural Gas_Broiler_E9 | F4 | Commercial | College | Existing | Food Preparation | Natural Gas | Broiler | E9 | Utility - Cost of Equipment | 0 | 0 | 0 | 0 | 0 | 0 | 0 | 0 | 0 | 0 | 0 | 0 | 0 | 0 | 0 | 0 | 0 | 0 | 0 | 0 | 0 | 0 | 0 | 0 | 0 | 0 | 0 | 0 | 0 | 0 | 0 | 0 | 0
F4_Commercial_College_Existing_Food Preparation_Natural Gas_Broiler_E10 | F4 | Commercial | College | Existing | Food Preparation | Natural Gas | Broiler | E10 | Utility - Cost of Equipment | 0 | 0 | 0 | 0 | 0 | 0 | 0 | 0 | 0 | 0 | 0 | 0 | 0 | 0 | 0 | 0 | 0 | 0 | 0 | 0 | 0 | 0 | 0 | 0 | 0 | 0 | 0 | 0 | 0 | 0 | 0 | 0 | 0
F5_Commercial_College_Existing_Food Preparation_Natural Gas_Broiler_E1 | F5 | Commercial | College | Existing | Food Preparation | Natural Gas | Broiler | E1 | Utility - Cost of Operation | 0.021185 | 0.021185 | 0.021185 | 0.021185 | 0.021185 | 0.021185 | 0.021185 | 0.021185 | 0.021185 | 0.021185 | 0.021185 | 0.021185 | 0.021185 | 0.021185 | 0.021185 | 0.021185 | 0.021185 | 0.021185 | 0.021185 | 0.021185 | 0.021185 | 0.021185 | 0.021185 | 0.021185 | 0.021185 | 0.021185 | 0.021185 | 0.021185 | 0.021185 | 0.021185 | 0.021185 | 0.021185 | 0.021185
F5_Commercial_College_Existing_Food Preparation_Natural Gas_Broiler_E2 | F5 | Commercial | College | Existing | Food Preparation | Natural Gas | Broiler | E2 | Utility - Cost of Operation | 0.029659 | 0.029659 | 0.029659 | 0.029659 | 0.029659 | 0.029659 | 0.029659 | 0.029659 | 0.029659 | 0.029659 | 0.029659 | 0.029659 | 0.029659 | 0.029659 | 0.029659 | 0.029659 | 0.029659 | 0.029659 | 0.029659 | 0.029659 | 0.029659 | 0.029659 | 0.029659 | 0.029659 | 0.029659 | 0.029659 | 0.029659 | 0.029659 | 0.029659 | 0.029659 | 0.029659 | 0.029659 | 0.029659
F5_Commercial_College_Existing_Food Preparation_Natural Gas_Broiler_E3 | F5 | Commercial | College | Existing | Food Preparation | Natural Gas | Broiler | E3 | Utility - Cost of Operation | 0 | 0 | 0 | 0 | 0 | 0 | 0 | 0 | 0 | 0 | 0 | 0 | 0 | 0 | 0 | 0 | 0 | 0 | 0 | 0 | 0 | 0 | 0 | 0 | 0 | 0 | 0 | 0 | 0 | 0 | 0 | 0 | 0
F5_Commercial_College_Existing_Food Preparation_Natural Gas_Broiler_E4 | F5 | Commercial | College | Existing | Food Preparation | Natural Gas | Broiler | E4 | Utility - Cost of Operation | 0 | 0 | 0 | 0 | 0 | 0 | 0 | 0 | 0 | 0 | 0 | 0 | 0 | 0 | 0 | 0 | 0 | 0 | 0 | 0 | 0 | 0 | 0 | 0 | 0 | 0 | 0 | 0 | 0 | 0 | 0 | 0 | 0
F5_Commercial_College_Existing_Food Preparation_Natural Gas_Broiler_E5 | F5 | Commercial | College | Existing | Food Preparation | Natural Gas | Broiler | E5 | Utility - Cost of Operation | 0 | 0 | 0 | 0 | 0 | 0 | 0 | 0 | 0 | 0 | 0 | 0 | 0 | 0 | 0 | 0 | 0 | 0 | 0 | 0 | 0 | 0 | 0 | 0 | 0 | 0 | 0 | 0 | 0 | 0 | 0 | 0 | 0
F5_Commercial_College_Existing_Food Preparation_Natural Gas_Broiler_E6 | F5 | Commercial | College | Existing | Food Preparation | Natural Gas | Broiler | E6 | Utility - Cost of Operation | 0 | 0 | 0 | 0 | 0 | 0 | 0 | 0 | 0 | 0 | 0 | 0 | 0 | 0 | 0 | 0 | 0 | 0 | 0 | 0 | 0 | 0 | 0 | 0 | 0 | 0 | 0 | 0 | 0 | 0 | 0 | 0 | 0
F5_Commercial_College_Existing_Food Preparation_Natural Gas_Broiler_E7 | F5 | Commercial | College | Existing | Food Preparation | Natural Gas | Broiler | E7 | Utility - Cost of Operation | 0 | 0 | 0 | 0 | 0 | 0 | 0 | 0 | 0 | 0 | 0 | 0 | 0 | 0 | 0 | 0 | 0 | 0 | 0 | 0 | 0 | 0 | 0 | 0 | 0 | 0 | 0 | 0 | 0 | 0 | 0 | 0 | 0
F5_Commercial_College_Existing_Food Preparation_Natural Gas_Broiler_E8 | F5 | Commercial | College | Existing | Food Preparation | Natural Gas | Broiler | E8 | Utility - Cost of Operation | 0 | 0 | 0 | 0 | 0 | 0 | 0 | 0 | 0 | 0 | 0 | 0 | 0 | 0 | 0 | 0 | 0 | 0 | 0 | 0 | 0 | 0 | 0 | 0 | 0 | 0 | 0 | 0 | 0 | 0 | 0 | 0 | 0
F5_Commercial_College_Existing_Food Preparation_Natural Gas_Broiler_E9 | F5 | Commercial | College | Existing | Food Preparation | Natural Gas | Broiler | E9 | Utility - Cost of Operation | 0 | 0 | 0 | 0 | 0 | 0 | 0 | 0 | 0 | 0 | 0 | 0 | 0 | 0 | 0 | 0 | 0 | 0 | 0 | 0 | 0 | 0 | 0 | 0 | 0 | 0 | 0 | 0 | 0 | 0 | 0 | 0 | 0
F5_Commercial_College_Existing_Food Preparation_Natural Gas_Broiler_E10 | F5 | Commercial | College | Existing | Food Preparation | Natural Gas | Broiler | E10 | Utility - Cost of Operation | 0 | 0 | 0 | 0 | 0 | 0 | 0 | 0 | 0 | 0 | 0 | 0 | 0 | 0 | 0 | 0 | 0 | 0 | 0 | 0 | 0 | 0 | 0 | 0 | 0 | 0 | 0 | 0 | 0 | 0 | 0 | 0 | 0
F6_Commercial_College_Existing_Food Preparation_Natural Gas_Broiler_E1 | F6 | Commercial | College | Existing | Food Preparation | Natural Gas | Broiler | E1 | Utility - Value of Sales | 0.04969 | 0.049912 | 0.05027 | 0.050191 | 0.050191 | 0.050191 | 0.050191 | 0.050191 | 0.050191 | 0.050191 | 0.050191 | 0.050191 | 0.050191 | 0.050191 | 0.050191 | 0.050191 | 0.050191 | 0.050191 | 0.050191 | 0.050191 | 0.050191 | 0.050191 | 0.050191 | 0.050191 | 0.050191 | 0.050191 | 0.050191 | 0.050191 | 0.050191 | 0.050191 | 0.050191 | 0.050191 | 0.050191
F6_Commercial_College_Existing_Food Preparation_Natural Gas_Broiler_E2 | F6 | Commercial | College | Existing | Food Preparation | Natural Gas | Broiler | E2 | Utility - Value of Sales | 0.031943 | 0.032086 | 0.032316 | 0.032266 | 0.032266 | 0.032266 | 0.032266 | 0.032266 | 0.032266 | 0.032266 | 0.032266 | 0.032266 | 0.032266 | 0.032266 | 0.032266 | 0.032266 | 0.032266 | 0.032266 | 0.032266 | 0.032266 | 0.032266 | 0.032266 | 0.032266 | 0.032266 | 0.032266 | 0.032266 | 0.032266 | 0.032266 | 0.032266 | 0.032266 | 0.032266 | 0.032266 | 0.032266
F6_Commercial_College_Existing_Food Preparation_Natural Gas_Broiler_E3 | F6 | Commercial | College | Existing | Food Preparation | Natural Gas | Broiler | E3 | Utility - Value of Sales | 0 | 0 | 0 | 0 | 0 | 0 | 0 | 0 | 0 | 0 | 0 | 0 | 0 | 0 | 0 | 0 | 0 | 0 | 0 | 0 | 0 | 0 | 0 | 0 | 0 | 0 | 0 | 0 | 0 | 0 | 0 | 0 | 0
F6_Commercial_College_Existing_Food Preparation_Natural Gas_Broiler_E4 | F6 | Commercial | College | Existing | Food Preparation | Natural Gas | Broiler | E4 | Utility - Value of Sales | 0 | 0 | 0 | 0 | 0 | 0 | 0 | 0 | 0 | 0 | 0 | 0 | 0 | 0 | 0 | 0 | 0 | 0 | 0 | 0 | 0 | 0 | 0 | 0 | 0 | 0 | 0 | 0 | 0 | 0 | 0 | 0 | 0
F6_Commercial_College_Existing_Food Preparation_Natural Gas_Broiler_E5 | F6 | Commercial | College | Existing | Food Preparation | Natural Gas | Broiler | E5 | Utility - Value of Sales | 0 | 0 | 0 | 0 | 0 | 0 | 0 | 0 | 0 | 0 | 0 | 0 | 0 | 0 | 0 | 0 | 0 | 0 | 0 | 0 | 0 | 0 | 0 | 0 | 0 | 0 | 0 | 0 | 0 | 0 | 0 | 0 | 0
F6_Commercial_College_Existing_Food Preparation_Natural Gas_Broiler_E6 | F6 | Commercial | College | Existing | Food Preparation | Natural Gas | Broiler | E6 | Utility - Value of Sales | 0 | 0 | 0 | 0 | 0 | 0 | 0 | 0 | 0 | 0 | 0 | 0 | 0 | 0 | 0 | 0 | 0 | 0 | 0 | 0 | 0 | 0 | 0 | 0 | 0 | 0 | 0 | 0 | 0 | 0 | 0 | 0 | 0
F6_Commercial_College_Existing_Food Preparation_Natural Gas_Broiler_E7 | F6 | Commercial | College | Existing | Food Preparation | Natural Gas | Broiler | E7 | Utility - Value of Sales | 0 | 0 | 0 | 0 | 0 | 0 | 0 | 0 | 0 | 0 | 0 | 0 | 0 | 0 | 0 | 0 | 0 | 0 | 0 | 0 | 0 | 0 | 0 | 0 | 0 | 0 | 0 | 0 | 0 | 0 | 0 | 0 | 0
F6_Commercial_College_Existing_Food Preparation_Natural Gas_Broiler_E8 | F6 | Commercial | College | Existing | Food Preparation | Natural Gas | Broiler | E8 | Utility - Value of Sales | 0 | 0 | 0 | 0 | 0 | 0 | 0 | 0 | 0 | 0 | 0 | 0 | 0 | 0 | 0 | 0 | 0 | 0 | 0 | 0 | 0 | 0 | 0 | 0 | 0 | 0 | 0 | 0 | 0 | 0 | 0 | 0 | 0
F6_Commercial_College_Existing_Food Preparation_Natural Gas_Broiler_E9 | F6 | Commercial | College | Existing | Food Preparation | Natural Gas | Broiler | E9 | Utility - Value of Sales | 0 | 0 | 0 | 0 | 0 | 0 | 0 | 0 | 0 | 0 | 0 | 0 | 0 | 0 | 0 | 0 | 0 | 0 | 0 | 0 | 0 | 0 | 0 | 0 | 0 | 0 | 0 | 0 | 0 | 0 | 0 | 0 | 0
F6_Commercial_College_Existing_Food Preparation_Natural Gas_Broiler_E10 | F6 | Commercial | College | Existing | Food Preparation | Natural Gas | Broiler | E10 | Utility - Value of Sales | 0 | 0 | 0 | 0 | 0 | 0 | 0 | 0 | 0 | 0 | 0 | 0 | 0 | 0 | 0 | 0 | 0 | 0 | 0 | 0 | 0 | 0 | 0 | 0 | 0 | 0 | 0 | 0 | 0 | 0 | 0 | 0 | 0
F1_Commercial_College_Existing_Food Preparation_Natural Gas_Griddle_E1 | F1 | Commercial | College | Existing | Food Preparation | Natural Gas | Griddle | E1 | RVT - Cost of Equipment | 0.049123 | 0.049186 | 0.049455 | 0 | 0 | 0 | 0 | 0 | 0 | 0 | 0 | 0 | 0 | 0 | 0 | 0 | 0 | 0 | 0 | 0 | 0 | 0 | 0 | 0 | 0 | 0 | 0 | 0 | 0 | 0 | 0 | 0 | 0
F1_Commercial_College_Existing_Food Preparation_Natural Gas_Griddle_E2 | F1 | Commercial | College | Existing | Food Preparation | Natural Gas | Griddle | E2 | RVT - Cost of Equipment | 0.042426 | 0.042481 | 0.042712 | 0.042496 | 0.042386 | 0.042555 | 0.04296 | 0.04329 | 0.043692 | 0.04408 | 0.044472 | 0.044842 | 0.045237 | 0.045644 | 0.04604 | 0.046445 | 0.046852 | 0.04729 | 0.047746 | 0.048215 | 0.048665 | 0.049118 | 0.049523 | 0.049929 | 0.050281 | 0.050586 | 0.050863 | 0.051101 | 0.051289 | 0.051442 | 0.051526 | 0.051582 | 0.051582
F1_Commercial_College_Existing_Food Preparation_Natural Gas_Griddle_E3 | F1 | Commercial | College | Existing | Food Preparation | Natural Gas | Griddle | E3 | RVT - Cost of Equipment | 0 | 0 | 0 | 0 | 0 | 0 | 0 | 0 | 0 | 0 | 0 | 0 | 0 | 0 | 0 | 0 | 0 | 0 | 0 | 0 | 0 | 0 | 0 | 0 | 0 | 0 | 0 | 0 | 0 | 0 | 0 | 0 | 0
F1_Commercial_College_Existing_Food Preparation_Natural Gas_Griddle_E4 | F1 | Commercial | College | Existing | Food Preparation | Natural Gas | Griddle | E4 | RVT - Cost of Equipment | 0 | 0 | 0 | 0 | 0 | 0 | 0 | 0 | 0 | 0 | 0 | 0 | 0 | 0 | 0 | 0 | 0 | 0 | 0 | 0 | 0 | 0 | 0 | 0 | 0 | 0 | 0 | 0 | 0 | 0 | 0 | 0 | 0
F1_Commercial_College_Existing_Food Preparation_Natural Gas_Griddle_E5 | F1 | Commercial | College | Existing | Food Preparation | Natural Gas | Griddle | E5 | RVT - Cost of Equipment | 0 | 0 | 0 | 0 | 0 | 0 | 0 | 0 | 0 | 0 | 0 | 0 | 0 | 0 | 0 | 0 | 0 | 0 | 0 | 0 | 0 | 0 | 0 | 0 | 0 | 0 | 0 | 0 | 0 | 0 | 0 | 0 | 0
F1_Commercial_College_Existing_Food Preparation_Natural Gas_Griddle_E6 | F1 | Commercial | College | Existing | Food Preparation | Natural Gas | Griddle | E6 | RVT - Cost of Equipment | 0 | 0 | 0 | 0 | 0 | 0 | 0 | 0 | 0 | 0 | 0 | 0 | 0 | 0 | 0 | 0 | 0 | 0 | 0 | 0 | 0 | 0 | 0 | 0 | 0 | 0 | 0 | 0 | 0 | 0 | 0 | 0 | 0
F1_Commercial_College_Existing_Food Preparation_Natural Gas_Griddle_E7 | F1 | Commercial | College | Existing | Food Preparation | Natural Gas | Griddle | E7 | RVT - Cost of Equipment | 0 | 0 | 0 | 0 | 0 | 0 | 0 | 0 | 0 | 0 | 0 | 0 | 0 | 0 | 0 | 0 | 0 | 0 | 0 | 0 | 0 | 0 | 0 | 0 | 0 | 0 | 0 | 0 | 0 | 0 | 0 | 0 | 0
F1_Commercial_College_Existing_Food Preparation_Natural Gas_Griddle_E8 | F1 | Commercial | College | Existing | Food Preparation | Natural Gas | Griddle | E8 | RVT - Cost of Equipment | 0 | 0 | 0 | 0 | 0 | 0 | 0 | 0 | 0 | 0 | 0 | 0 | 0 | 0 | 0 | 0 | 0 | 0 | 0 | 0 | 0 | 0 | 0 | 0 | 0 | 0 | 0 | 0 | 0 | 0 | 0 | 0 | 0
F1_Commercial_College_Existing_Food Preparation_Natural Gas_Griddle_E9 | F1 | Commercial | College | Existing | Food Preparation | Natural Gas | Griddle | E9 | RVT - Cost of Equipment | 0 | 0 | 0 | 0 | 0 | 0 | 0 | 0 | 0 | 0 | 0 | 0 | 0 | 0 | 0 | 0 | 0 | 0 | 0 | 0 | 0 | 0 | 0 | 0 | 0 | 0 | 0 | 0 | 0 | 0 | 0 | 0 | 0
F1_Commercial_College_Existing_Food Preparation_Natural Gas_Griddle_E10 | F1 | Commercial | College | Existing | Food Preparation | Natural Gas | Griddle | E10 | RVT - Cost of Equipment | 0 | 0 | 0 | 0 | 0 | 0 | 0 | 0 | 0 | 0 | 0 | 0 | 0 | 0 | 0 | 0 | 0 | 0 | 0 | 0 | 0 | 0 | 0 | 0 | 0 | 0 | 0 | 0 | 0 | 0 | 0 | 0 | 0
F2_Commercial_College_Existing_Food Preparation_Natural Gas_Griddle_E1 | F2 | Commercial | College | Existing | Food Preparation | Natural Gas | Griddle | E1 | RVT - Cost of Operation | 0.058853 | 0.058928 | 0.05925 | 0 | 0 | 0 | 0 | 0 | 0 | 0 | 0 | 0 | 0 | 0 | 0 | 0 | 0 | 0 | 0 | 0 | 0 | 0 | 0 | 0 | 0 | 0 | 0 | 0 | 0 | 0 | 0 | 0 | 0
F2_Commercial_College_Existing_Food Preparation_Natural Gas_Griddle_E2 | F2 | Commercial | College | Existing | Food Preparation | Natural Gas | Griddle | E2 | RVT - Cost of Operation | 0.050829 | 0.050895 | 0.051172 | 0.050913 | 0.050781 | 0.050983 | 0.051469 | 0.051864 | 0.052346 | 0.052811 | 0.05328 | 0.053724 | 0.054196 | 0.054685 | 0.055159 | 0.055644 | 0.056132 | 0.056657 | 0.057202 | 0.057764 | 0.058304 | 0.058846 | 0.059332 | 0.059819 | 0.06024 | 0.060605 | 0.060937 | 0.061223 | 0.061447 | 0.061631 | 0.061731 | 0.061798 | 0.061798
F2_Commercial_College_Existing_Food Preparation_Natural Gas_Griddle_E3 | F2 | Commercial | College | Existing | Food Preparation | Natural Gas | Griddle | E3 | RVT - Cost of Operation | 0 | 0 | 0 | 0 | 0 | 0 | 0 | 0 | 0 | 0 | 0 | 0 | 0 | 0 | 0 | 0 | 0 | 0 | 0 | 0 | 0 | 0 | 0 | 0 | 0 | 0 | 0 | 0 | 0 | 0 | 0 | 0 | 0
F2_Commercial_College_Existing_Food Preparation_Natural Gas_Griddle_E4 | F2 | Commercial | College | Existing | Food Preparation | Natural Gas | Griddle | E4 | RVT - Cost of Operation | 0 | 0 | 0 | 0 | 0 | 0 | 0 | 0 | 0 | 0 | 0 | 0 | 0 | 0 | 0 | 0 | 0 | 0 | 0 | 0 | 0 | 0 | 0 | 0 | 0 | 0 | 0 | 0 | 0 | 0 | 0 | 0 | 0
F2_Commercial_College_Existing_Food Preparation_Natural Gas_Griddle_E5 | F2 | Commercial | College | Existing | Food Preparation | Natural Gas | Griddle | E5 | RVT - Cost of Operation | 0 | 0 | 0 | 0 | 0 | 0 | 0 | 0 | 0 | 0 | 0 | 0 | 0 | 0 | 0 | 0 | 0 | 0 | 0 | 0 | 0 | 0 | 0 | 0 | 0 | 0 | 0 | 0 | 0 | 0 | 0 | 0 | 0
F2_Commercial_College_Existing_Food Preparation_Natural Gas_Griddle_E6 | F2 | Commercial | College | Existing | Food Preparation | Natural Gas | Griddle | E6 | RVT - Cost of Operation | 0 | 0 | 0 | 0 | 0 | 0 | 0 | 0 | 0 | 0 | 0 | 0 | 0 | 0 | 0 | 0 | 0 | 0 | 0 | 0 | 0 | 0 | 0 | 0 | 0 | 0 | 0 | 0 | 0 | 0 | 0 | 0 | 0
F2_Commercial_College_Existing_Food Preparation_Natural Gas_Griddle_E7 | F2 | Commercial | College | Existing | Food Preparation | Natural Gas | Griddle | E7 | RVT - Cost of Operation | 0 | 0 | 0 | 0 | 0 | 0 | 0 | 0 | 0 | 0 | 0 | 0 | 0 | 0 | 0 | 0 | 0 | 0 | 0 | 0 | 0 | 0 | 0 | 0 | 0 | 0 | 0 | 0 | 0 | 0 | 0 | 0 | 0
F2_Commercial_College_Existing_Food Preparation_Natural Gas_Griddle_E8 | F2 | Commercial | College | Existing | Food Preparation | Natural Gas | Griddle | E8 | RVT - Cost of Operation | 0 | 0 | 0 | 0 | 0 | 0 | 0 | 0 | 0 | 0 | 0 | 0 | 0 | 0 | 0 | 0 | 0 | 0 | 0 | 0 | 0 | 0 | 0 | 0 | 0 | 0 | 0 | 0 | 0 | 0 | 0 | 0 | 0
F2_Commercial_College_Existing_Food Preparation_Natural Gas_Griddle_E9 | F2 | Commercial | College | Existing | Food Preparation | Natural Gas | Griddle | E9 | RVT - Cost of Operation | 0 | 0 | 0 | 0 | 0 | 0 | 0 | 0 | 0 | 0 | 0 | 0 | 0 | 0 | 0 | 0 | 0 | 0 | 0 | 0 | 0 | 0 | 0 | 0 | 0 | 0 | 0 | 0 | 0 | 0 | 0 | 0 | 0
F2_Commercial_College_Existing_Food Preparation_Natural Gas_Griddle_E10 | F2 | Commercial | College | Existing | Food Preparation | Natural Gas | Griddle | E10 | RVT - Cost of Operation | 0 | 0 | 0 | 0 | 0 | 0 | 0 | 0 | 0 | 0 | 0 | 0 | 0 | 0 | 0 | 0 | 0 | 0 | 0 | 0 | 0 | 0 | 0 | 0 | 0 | 0 | 0 | 0 | 0 | 0 | 0 | 0 | 0
F3_Commercial_College_Existing_Food Preparation_Natural Gas_Griddle_E1 | F3 | Commercial | College | Existing | Food Preparation | Natural Gas | Griddle | E1 | System - kBTUs of Consumption | 0.014401 | 0.014401 | 0.014401 | 0 | 0 | 0 | 0 | 0 | 0 | 0 | 0 | 0 | 0 | 0 | 0 | 0 | 0 | 0 | 0 | 0 | 0 | 0 | 0 | 0 | 0 | 0 | 0 | 0 | 0 | 0 | 0 | 0 | 0
F3_Commercial_College_Existing_Food Preparation_Natural Gas_Griddle_E2 | F3 | Commercial | College | Existing | Food Preparation | Natural Gas | Griddle | E2 | System - kBTUs of Consumption | 0.015408 | 0.015408 | 0.015408 | 0.015408 | 0.015408 | 0.015408 | 0.015408 | 0.015408 | 0.015408 | 0.015408 | 0.015408 | 0.015408 | 0.015408 | 0.015408 | 0.015408 | 0.015408 | 0.015408 | 0.015408 | 0.015408 | 0.015408 | 0.015408 | 0.015408 | 0.015408 | 0.015408 | 0.015408 | 0.015408 | 0.015408 | 0.015408 | 0.015408 | 0.015408 | 0.015408 | 0.015408 | 0.015408
F3_Commercial_College_Existing_Food Preparation_Natural Gas_Griddle_E3 | F3 | Commercial | College | Existing | Food Preparation | Natural Gas | Griddle | E3 | System - kBTUs of Consumption | 0 | 0 | 0 | 0 | 0 | 0 | 0 | 0 | 0 | 0 | 0 | 0 | 0 | 0 | 0 | 0 | 0 | 0 | 0 | 0 | 0 | 0 | 0 | 0 | 0 | 0 | 0 | 0 | 0 | 0 | 0 | 0 | 0
F3_Commercial_College_Existing_Food Preparation_Natural Gas_Griddle_E4 | F3 | Commercial | College | Existing | Food Preparation | Natural Gas | Griddle | E4 | System - kBTUs of Consumption | 0 | 0 | 0 | 0 | 0 | 0 | 0 | 0 | 0 | 0 | 0 | 0 | 0 | 0 | 0 | 0 | 0 | 0 | 0 | 0 | 0 | 0 | 0 | 0 | 0 | 0 | 0 | 0 | 0 | 0 | 0 | 0 | 0
F3_Commercial_College_Existing_Food Preparation_Natural Gas_Griddle_E5 | F3 | Commercial | College | Existing | Food Preparation | Natural Gas | Griddle | E5 | System - kBTUs of Consumption | 0 | 0 | 0 | 0 | 0 | 0 | 0 | 0 | 0 | 0 | 0 | 0 | 0 | 0 | 0 | 0 | 0 | 0 | 0 | 0 | 0 | 0 | 0 | 0 | 0 | 0 | 0 | 0 | 0 | 0 | 0 | 0 | 0
F3_Commercial_College_Existing_Food Preparation_Natural Gas_Griddle_E6 | F3 | Commercial | College | Existing | Food Preparation | Natural Gas | Griddle | E6 | System - kBTUs of Consumption | 0 | 0 | 0 | 0 | 0 | 0 | 0 | 0 | 0 | 0 | 0 | 0 | 0 | 0 | 0 | 0 | 0 | 0 | 0 | 0 | 0 | 0 | 0 | 0 | 0 | 0 | 0 | 0 | 0 | 0 | 0 | 0 | 0
F3_Commercial_College_Existing_Food Preparation_Natural Gas_Griddle_E7 | F3 | Commercial | College | Existing | Food Preparation | Natural Gas | Griddle | E7 | System - kBTUs of Consumption | 0 | 0 | 0 | 0 | 0 | 0 | 0 | 0 | 0 | 0 | 0 | 0 | 0 | 0 | 0 | 0 | 0 | 0 | 0 | 0 | 0 | 0 | 0 | 0 | 0 | 0 | 0 | 0 | 0 | 0 | 0 | 0 | 0
F3_Commercial_College_Existing_Food Preparation_Natural Gas_Griddle_E8 | F3 | Commercial | College | Existing | Food Preparation | Natural Gas | Griddle | E8 | System - kBTUs of Consumption | 0 | 0 | 0 | 0 | 0 | 0 | 0 | 0 | 0 | 0 | 0 | 0 | 0 | 0 | 0 | 0 | 0 | 0 | 0 | 0 | 0 | 0 | 0 | 0 | 0 | 0 | 0 | 0 | 0 | 0 | 0 | 0 | 0
F3_Commercial_College_Existing_Food Preparation_Natural Gas_Griddle_E9 | F3 | Commercial | College | Existing | Food Preparation | Natural Gas | Griddle | E9 | System - kBTUs of Consumption | 0 | 0 | 0 | 0 | 0 | 0 | 0 | 0 | 0 | 0 | 0 | 0 | 0 | 0 | 0 | 0 | 0 | 0 | 0 | 0 | 0 | 0 | 0 | 0 | 0 | 0 | 0 | 0 | 0 | 0 | 0 | 0 | 0
F3_Commercial_College_Existing_Food Preparation_Natural Gas_Griddle_E10 | F3 | Commercial | College | Existing | Food Preparation | Natural Gas | Griddle | E10 | System - kBTUs of Consumption | 0 | 0 | 0 | 0 | 0 | 0 | 0 | 0 | 0 | 0 | 0 | 0 | 0 | 0 | 0 | 0 | 0 | 0 | 0 | 0 | 0 | 0 | 0 | 0 | 0 | 0 | 0 | 0 | 0 | 0 | 0 | 0 | 0
F4_Commercial_College_Existing_Food Preparation_Natural Gas_Griddle_E1 | F4 | Commercial | College | Existing | Food Preparation | Natural Gas | Griddle | E1 | Utility - Cost of Equipment | 0.058853 | 0.058928 | 0.05925 | 0 | 0 | 0 | 0 | 0 | 0 | 0 | 0 | 0 | 0 | 0 | 0 | 0 | 0 | 0 | 0 | 0 | 0 | 0 | 0 | 0 | 0 | 0 | 0 | 0 | 0 | 0 | 0 | 0 | 0
F4_Commercial_College_Existing_Food Preparation_Natural Gas_Griddle_E2 | F4 | Commercial | College | Existing | Food Preparation | Natural Gas | Griddle | E2 | Utility - Cost of Equipment | 0.050829 | 0.050895 | 0.051172 | 0.050913 | 0.050781 | 0.050983 | 0.051469 | 0.051864 | 0.052346 | 0.052811 | 0.05328 | 0.053724 | 0.054196 | 0.054685 | 0.055159 | 0.055644 | 0.056132 | 0.056657 | 0.057202 | 0.057764 | 0.058304 | 0.058846 | 0.059332 | 0.059819 | 0.06024 | 0.060605 | 0.060937 | 0.061223 | 0.061447 | 0.061631 | 0.061731 | 0.061798 | 0.061798
F4_Commercial_College_Existing_Food Preparation_Natural Gas_Griddle_E3 | F4 | Commercial | College | Existing | Food Preparation | Natural Gas | Griddle | E3 | Utility - Cost of Equipment | 0 | 0 | 0 | 0 | 0 | 0 | 0 | 0 | 0 | 0 | 0 | 0 | 0 | 0 | 0 | 0 | 0 | 0 | 0 | 0 | 0 | 0 | 0 | 0 | 0 | 0 | 0 | 0 | 0 | 0 | 0 | 0 | 0
F4_Commercial_College_Existing_Food Preparation_Natural Gas_Griddle_E4 | F4 | Commercial | College | Existing | Food Preparation | Natural Gas | Griddle | E4 | Utility - Cost of Equipment | 0 | 0 | 0 | 0 | 0 | 0 | 0 | 0 | 0 | 0 | 0 | 0 | 0 | 0 | 0 | 0 | 0 | 0 | 0 | 0 | 0 | 0 | 0 | 0 | 0 | 0 | 0 | 0 | 0 | 0 | 0 | 0 | 0
F4_Commercial_College_Existing_Food Preparation_Natural Gas_Griddle_E5 | F4 | Commercial | College | Existing | Food Preparation | Natural Gas | Griddle | E5 | Utility - Cost of Equipment | 0 | 0 | 0 | 0 | 0 | 0 | 0 | 0 | 0 | 0 | 0 | 0 | 0 | 0 | 0 | 0 | 0 | 0 | 0 | 0 | 0 | 0 | 0 | 0 | 0 | 0 | 0 | 0 | 0 | 0 | 0 | 0 | 0
F4_Commercial_College_Existing_Food Preparation_Natural Gas_Griddle_E6 | F4 | Commercial | College | Existing | Food Preparation | Natural Gas | Griddle | E6 | Utility - Cost of Equipment | 0 | 0 | 0 | 0 | 0 | 0 | 0 | 0 | 0 | 0 | 0 | 0 | 0 | 0 | 0 | 0 | 0 | 0 | 0 | 0 | 0 | 0 | 0 | 0 | 0 | 0 | 0 | 0 | 0 | 0 | 0 | 0 | 0
F4_Commercial_College_Existing_Food Preparation_Natural Gas_Griddle_E7 | F4 | Commercial | College | Existing | Food Preparation | Natural Gas | Griddle | E7 | Utility - Cost of Equipment | 0 | 0 | 0 | 0 | 0 | 0 | 0 | 0 | 0 | 0 | 0 | 0 | 0 | 0 | 0 | 0 | 0 | 0 | 0 | 0 | 0 | 0 | 0 | 0 | 0 | 0 | 0 | 0 | 0 | 0 | 0 | 0 | 0
F4_Commercial_College_Existing_Food Preparation_Natural Gas_Griddle_E8 | F4 | Commercial | College | Existing | Food Preparation | Natural Gas | Griddle | E8 | Utility - Cost of Equipment | 0 | 0 | 0 | 0 | 0 | 0 | 0 | 0 | 0 | 0 | 0 | 0 | 0 | 0 | 0 | 0 | 0 | 0 | 0 | 0 | 0 | 0 | 0 | 0 | 0 | 0 | 0 | 0 | 0 | 0 | 0 | 0 | 0
F4_Commercial_College_Existing_Food Preparation_Natural Gas_Griddle_E9 | F4 | Commercial | College | Existing | Food Preparation | Natural Gas | Griddle | E9 | Utility - Cost of Equipment | 0 | 0 | 0 | 0 | 0 | 0 | 0 | 0 | 0 | 0 | 0 | 0 | 0 | 0 | 0 | 0 | 0 | 0 | 0 | 0 | 0 | 0 | 0 | 0 | 0 | 0 | 0 | 0 | 0 | 0 | 0 | 0 | 0
F4_Commercial_College_Existing_Food Preparation_Natural Gas_Griddle_E10 | F4 | Commercial | College | Existing | Food Preparation | Natural Gas | Griddle | E10 | Utility - Cost of Equipment | 0 | 0 | 0 | 0 | 0 | 0 | 0 | 0 | 0 | 0 | 0 | 0 | 0 | 0 | 0 | 0 | 0 | 0 | 0 | 0 | 0 | 0 | 0 | 0 | 0 | 0 | 0 | 0 | 0 | 0 | 0 | 0 | 0
F5_Commercial_College_Existing_Food Preparation_Natural Gas_Griddle_E1 | F5 | Commercial | College | Existing | Food Preparation | Natural Gas | Griddle | E1 | Utility - Cost of Operation | 0.014401 | 0.014401 | 0.014401 | 0 | 0 | 0 | 0 | 0 | 0 | 0 | 0 | 0 | 0 | 0 | 0 | 0 | 0 | 0 | 0 | 0 | 0 | 0 | 0 | 0 | 0 | 0 | 0 | 0 | 0 | 0 | 0 | 0 | 0
F5_Commercial_College_Existing_Food Preparation_Natural Gas_Griddle_E2 | F5 | Commercial | College | Existing | Food Preparation | Natural Gas | Griddle | E2 | Utility - Cost of Operation | 0.015408 | 0.015408 | 0.015408 | 0.015408 | 0.015408 | 0.015408 | 0.015408 | 0.015408 | 0.015408 | 0.015408 | 0.015408 | 0.015408 | 0.015408 | 0.015408 | 0.015408 | 0.015408 | 0.015408 | 0.015408 | 0.015408 | 0.015408 | 0.015408 | 0.015408 | 0.015408 | 0.015408 | 0.015408 | 0.015408 | 0.015408 | 0.015408 | 0.015408 | 0.015408 | 0.015408 | 0.015408 | 0.015408
F5_Commercial_College_Existing_Food Preparation_Natural Gas_Griddle_E3 | F5 | Commercial | College | Existing | Food Preparation | Natural Gas | Griddle | E3 | Utility - Cost of Operation | 0 | 0 | 0 | 0 | 0 | 0 | 0 | 0 | 0 | 0 | 0 | 0 | 0 | 0 | 0 | 0 | 0 | 0 | 0 | 0 | 0 | 0 | 0 | 0 | 0 | 0 | 0 | 0 | 0 | 0 | 0 | 0 | 0
F5_Commercial_College_Existing_Food Preparation_Natural Gas_Griddle_E4 | F5 | Commercial | College | Existing | Food Preparation | Natural Gas | Griddle | E4 | Utility - Cost of Operation | 0 | 0 | 0 | 0 | 0 | 0 | 0 | 0 | 0 | 0 | 0 | 0 | 0 | 0 | 0 | 0 | 0 | 0 | 0 | 0 | 0 | 0 | 0 | 0 | 0 | 0 | 0 | 0 | 0 | 0 | 0 | 0 | 0
F5_Commercial_College_Existing_Food Preparation_Natural Gas_Griddle_E5 | F5 | Commercial | College | Existing | Food Preparation | Natural Gas | Griddle | E5 | Utility - Cost of Operation | 0 | 0 | 0 | 0 | 0 | 0 | 0 | 0 | 0 | 0 | 0 | 0 | 0 | 0 | 0 | 0 | 0 | 0 | 0 | 0 | 0 | 0 | 0 | 0 | 0 | 0 | 0 | 0 | 0 | 0 | 0 | 0 | 0
F5_Commercial_College_Existing_Food Preparation_Natural Gas_Griddle_E6 | F5 | Commercial | College | Existing | Food Preparation | Natural Gas | Griddle | E6 | Utility - Cost of Operation | 0 | 0 | 0 | 0 | 0 | 0 | 0 | 0 | 0 | 0 | 0 | 0 | 0 | 0 | 0 | 0 | 0 | 0 | 0 | 0 | 0 | 0 | 0 | 0 | 0 | 0 | 0 | 0 | 0 | 0 | 0 | 0 | 0
F5_Commercial_College_Existing_Food Preparation_Natural Gas_Griddle_E7 | F5 | Commercial | College | Existing | Food Preparation | Natural Gas | Griddle | E7 | Utility - Cost of Operation | 0 | 0 | 0 | 0 | 0 | 0 | 0 | 0 | 0 | 0 | 0 | 0 | 0 | 0 | 0 | 0 | 0 | 0 | 0 | 0 | 0 | 0 | 0 | 0 | 0 | 0 | 0 | 0 | 0 | 0 | 0 | 0 | 0
F5_Commercial_College_Existing_Food Preparation_Natural Gas_Griddle_E8 | F5 | Commercial | College | Existing | Food Preparation | Natural Gas | Griddle | E8 | Utility - Cost of Operation | 0 | 0 | 0 | 0 | 0 | 0 | 0 | 0 | 0 | 0 | 0 | 0 | 0 | 0 | 0 | 0 | 0 | 0 | 0 | 0 | 0 | 0 | 0 | 0 | 0 | 0 | 0 | 0 | 0 | 0 | 0 | 0 | 0
F5_Commercial_College_Existing_Food Preparation_Natural Gas_Griddle_E9 | F5 | Commercial | College | Existing | Food Preparation | Natural Gas | Griddle | E9 | Utility - Cost of Operation | 0 | 0 | 0 | 0 | 0 | 0 | 0 | 0 | 0 | 0 | 0 | 0 | 0 | 0 | 0 | 0 | 0 | 0 | 0 | 0 | 0 | 0 | 0 | 0 | 0 | 0 | 0 | 0 | 0 | 0 | 0 | 0 | 0
F5_Commercial_College_Existing_Food Preparation_Natural Gas_Griddle_E10 | F5 | Commercial | College | Existing | Food Preparation | Natural Gas | Griddle | E10 | Utility - Cost of Operation | 0 | 0 | 0 | 0 | 0 | 0 | 0 | 0 | 0 | 0 | 0 | 0 | 0 | 0 | 0 | 0 | 0 | 0 | 0 | 0 | 0 | 0 | 0 | 0 | 0 | 0 | 0 | 0 | 0 | 0 | 0 | 0 | 0
F6_Commercial_College_Existing_Food Preparation_Natural Gas_Griddle_E1 | F6 | Commercial | College | Existing | Food Preparation | Natural Gas | Griddle | E1 | Utility - Value of Sales | 0.031152 | 0.031292 | 0.031516 | 0 | 0 | 0 | 0 | 0 | 0 | 0 | 0 | 0 | 0 | 0 | 0 | 0 | 0 | 0 | 0 | 0 | 0 | 0 | 0 | 0 | 0 | 0 | 0 | 0 | 0 | 0 | 0 | 0 | 0
F6_Commercial_College_Existing_Food Preparation_Natural Gas_Griddle_E2 | F6 | Commercial | College | Existing | Food Preparation | Natural Gas | Griddle | E2 | Utility - Value of Sales | 0.026905 | 0.027026 | 0.027219 | 0.027177 | 0.027177 | 0.027177 | 0.027177 | 0.027177 | 0.027177 | 0.027177 | 0.027177 | 0.027177 | 0.027177 | 0.027177 | 0.027177 | 0.027177 | 0.027177 | 0.027177 | 0.027177 | 0.027177 | 0.027177 | 0.027177 | 0.027177 | 0.027177 | 0.027177 | 0.027177 | 0.027177 | 0.027177 | 0.027177 | 0.027177 | 0.027177 | 0.027177 | 0.027177
F6_Commercial_College_Existing_Food Preparation_Natural Gas_Griddle_E3 | F6 | Commercial | College | Existing | Food Preparation | Natural Gas | Griddle | E3 | Utility - Value of Sales | 0 | 0 | 0 | 0 | 0 | 0 | 0 | 0 | 0 | 0 | 0 | 0 | 0 | 0 | 0 | 0 | 0 | 0 | 0 | 0 | 0 | 0 | 0 | 0 | 0 | 0 | 0 | 0 | 0 | 0 | 0 | 0 | 0
F6_Commercial_College_Existing_Food Preparation_Natural Gas_Griddle_E4 | F6 | Commercial | College | Existing | Food Preparation | Natural Gas | Griddle | E4 | Utility - Value of Sales | 0 | 0 | 0 | 0 | 0 | 0 | 0 | 0 | 0 | 0 | 0 | 0 | 0 | 0 | 0 | 0 | 0 | 0 | 0 | 0 | 0 | 0 | 0 | 0 | 0 | 0 | 0 | 0 | 0 | 0 | 0 | 0 | 0
F6_Commercial_College_Existing_Food Preparation_Natural Gas_Griddle_E5 | F6 | Commercial | College | Existing | Food Preparation | Natural Gas | Griddle | E5 | Utility - Value of Sales | 0 | 0 | 0 | 0 | 0 | 0 | 0 | 0 | 0 | 0 | 0 | 0 | 0 | 0 | 0 | 0 | 0 | 0 | 0 | 0 | 0 | 0 | 0 | 0 | 0 | 0 | 0 | 0 | 0 | 0 | 0 | 0 | 0
F6_Commercial_College_Existing_Food Preparation_Natural Gas_Griddle_E6 | F6 | Commercial | College | Existing | Food Preparation | Natural Gas | Griddle | E6 | Utility - Value of Sales | 0 | 0 | 0 | 0 | 0 | 0 | 0 | 0 | 0 | 0 | 0 | 0 | 0 | 0 | 0 | 0 | 0 | 0 | 0 | 0 | 0 | 0 | 0 | 0 | 0 | 0 | 0 | 0 | 0 | 0 | 0 | 0 | 0
F6_Commercial_College_Existing_Food Preparation_Natural Gas_Griddle_E7 | F6 | Commercial | College | Existing | Food Preparation | Natural Gas | Griddle | E7 | Utility - Value of Sales | 0 | 0 | 0 | 0 | 0 | 0 | 0 | 0 | 0 | 0 | 0 | 0 | 0 | 0 | 0 | 0 | 0 | 0 | 0 | 0 | 0 | 0 | 0 | 0 | 0 | 0 | 0 | 0 | 0 | 0 | 0 | 0 | 0
F6_Commercial_College_Existing_Food Preparation_Natural Gas_Griddle_E8 | F6 | Commercial | College | Existing | Food Preparation | Natural Gas | Griddle | E8 | Utility - Value of Sales | 0 | 0 | 0 | 0 | 0 | 0 | 0 | 0 | 0 | 0 | 0 | 0 | 0 | 0 | 0 | 0 | 0 | 0 | 0 | 0 | 0 | 0 | 0 | 0 | 0 | 0 | 0 | 0 | 0 | 0 | 0 | 0 | 0
F6_Commercial_College_Existing_Food Preparation_Natural Gas_Griddle_E9 | F6 | Commercial | College | Existing | Food Preparation | Natural Gas | Griddle | E9 | Utility - Value of Sales | 0 | 0 | 0 | 0 | 0 | 0 | 0 | 0 | 0 | 0 | 0 | 0 | 0 | 0 | 0 | 0 | 0 | 0 | 0 | 0 | 0 | 0 | 0 | 0 | 0 | 0 | 0 | 0 | 0 | 0 | 0 | 0 | 0
F6_Commercial_College_Existing_Food Preparation_Natural Gas_Griddle_E10 | F6 | Commercial | College | Existing | Food Preparation | Natural Gas | Griddle | E10 | Utility - Value of Sales | 0 | 0 | 0 | 0 | 0 | 0 | 0 | 0 | 0 | 0 | 0 | 0 | 0 | 0 | 0 | 0 | 0 | 0 | 0 | 0 | 0 | 0 | 0 | 0 | 0 | 0 | 0 | 0 | 0 | 0 | 0 | 0 | 0
F1_Commercial_College_Existing_Food Preparation_Natural Gas_Range_E1 | F1 | Commercial | College | Existing | Food Preparation | Natural Gas | Range | E1 | RVT - Cost of Equipment | 0.057328 | 0.057319 | 0.057594 | 0.057171 | 0.056913 | 0.0571 | 0.057665 | 0.05811 | 0.058663 | 0.059185 | 0.05971 | 0.060191 | 0.060708 | 0.061248 | 0.061764 | 0.062289 | 0.062822 | 0.063402 | 0.064007 | 0.064644 | 0.065272 | 0.065928 | 0.066533 | 0.067159 | 0.067713 | 0.068192 | 0.068627 | 0.069003 | 0.069298 | 0.069539 | 0.069671 | 0.069759 | 0.069759
F1_Commercial_College_Existing_Food Preparation_Natural Gas_Range_E2 | F1 | Commercial | College | Existing | Food Preparation | Natural Gas | Range | E2 | RVT - Cost of Equipment | 0.042996 | 0.042989 | 0.043196 | 0.042878 | 0.042685 | 0.042825 | 0.043249 | 0.043582 | 0.043997 | 0.044389 | 0.044782 | 0.045143 | 0.045531 | 0.045936 | 0.046323 | 0.046716 | 0.047117 | 0.047551 | 0.048005 | 0.048483 | 0.048954 | 0.049446 | 0.049899 | 0.050369 | 0.050785 | 0.051144 | 0.051471 | 0.051752 | 0.051973 | 0.052154 | 0.052253 | 0.052319 | 0.052319
F1_Commercial_College_Existing_Food Preparation_Natural Gas_Range_E3 | F1 | Commercial | College | Existing | Food Preparation | Natural Gas | Range | E3 | RVT - Cost of Equipment | 0 | 0 | 0 | 0 | 0 | 0 | 0 | 0 | 0 | 0 | 0 | 0 | 0 | 0 | 0 | 0 | 0 | 0 | 0 | 0 | 0 | 0 | 0 | 0 | 0 | 0 | 0 | 0 | 0 | 0 | 0 | 0 | 0
F1_Commercial_College_Existing_Food Preparation_Natural Gas_Range_E4 | F1 | Commercial | College | Existing | Food Preparation | Natural Gas | Range | E4 | RVT - Cost of Equipment | 0 | 0 | 0 | 0 | 0 | 0 | 0 | 0 | 0 | 0 | 0 | 0 | 0 | 0 | 0 | 0 | 0 | 0 | 0 | 0 | 0 | 0 | 0 | 0 | 0 | 0 | 0 | 0 | 0 | 0 | 0 | 0 | 0
F1_Commercial_College_Existing_Food Preparation_Natural Gas_Range_E5 | F1 | Commercial | College | Existing | Food Preparation | Natural Gas | Range | E5 | RVT - Cost of Equipment | 0 | 0 | 0 | 0 | 0 | 0 | 0 | 0 | 0 | 0 | 0 | 0 | 0 | 0 | 0 | 0 | 0 | 0 | 0 | 0 | 0 | 0 | 0 | 0 | 0 | 0 | 0 | 0 | 0 | 0 | 0 | 0 | 0
F1_Commercial_College_Existing_Food Preparation_Natural Gas_Range_E6 | F1 | Commercial | College | Existing | Food Preparation | Natural Gas | Range | E6 | RVT - Cost of Equipment | 0 | 0 | 0 | 0 | 0 | 0 | 0 | 0 | 0 | 0 | 0 | 0 | 0 | 0 | 0 | 0 | 0 | 0 | 0 | 0 | 0 | 0 | 0 | 0 | 0 | 0 | 0 | 0 | 0 | 0 | 0 | 0 | 0
F1_Commercial_College_Existing_Food Preparation_Natural Gas_Range_E7 | F1 | Commercial | College | Existing | Food Preparation | Natural Gas | Range | E7 | RVT - Cost of Equipment | 0 | 0 | 0 | 0 | 0 | 0 | 0 | 0 | 0 | 0 | 0 | 0 | 0 | 0 | 0 | 0 | 0 | 0 | 0 | 0 | 0 | 0 | 0 | 0 | 0 | 0 | 0 | 0 | 0 | 0 | 0 | 0 | 0
F1_Commercial_College_Existing_Food Preparation_Natural Gas_Range_E8 | F1 | Commercial | College | Existing | Food Preparation | Natural Gas | Range | E8 | RVT - Cost of Equipment | 0 | 0 | 0 | 0 | 0 | 0 | 0 | 0 | 0 | 0 | 0 | 0 | 0 | 0 | 0 | 0 | 0 | 0 | 0 | 0 | 0 | 0 | 0 | 0 | 0 | 0 | 0 | 0 | 0 | 0 | 0 | 0 | 0
F1_Commercial_College_Existing_Food Preparation_Natural Gas_Range_E9 | F1 | Commercial | College | Existing | Food Preparation | Natural Gas | Range | E9 | RVT - Cost of Equipment | 0 | 0 | 0 | 0 | 0 | 0 | 0 | 0 | 0 | 0 | 0 | 0 | 0 | 0 | 0 | 0 | 0 | 0 | 0 | 0 | 0 | 0 | 0 | 0 | 0 | 0 | 0 | 0 | 0 | 0 | 0 | 0 | 0
F1_Commercial_College_Existing_Food Preparation_Natural Gas_Range_E10 | F1 | Commercial | College | Existing | Food Preparation | Natural Gas | Range | E10 | RVT - Cost of Equipment | 0 | 0 | 0 | 0 | 0 | 0 | 0 | 0 | 0 | 0 | 0 | 0 | 0 | 0 | 0 | 0 | 0 | 0 | 0 | 0 | 0 | 0 | 0 | 0 | 0 | 0 | 0 | 0 | 0 | 0 | 0 | 0 | 0
F2_Commercial_College_Existing_Food Preparation_Natural Gas_Range_E1 | F2 | Commercial | College | Existing | Food Preparation | Natural Gas | Range | E1 | RVT - Cost of Operation | 0.068683 | 0.068672 | 0.069002 | 0.068494 | 0.068185 | 0.06841 | 0.069086 | 0.06962 | 0.070282 | 0.070907 | 0.071536 | 0.072113 | 0.072732 | 0.073379 | 0.073997 | 0.074626 | 0.075265 | 0.07596 | 0.076685 | 0.077448 | 0.0782 | 0.078986 | 0.07971 | 0.080461 | 0.081124 | 0.081698 | 0.08222 | 0.08267 | 0.083023 | 0.083312 | 0.08347 | 0.083576 | 0.083576
F2_Commercial_College_Existing_Food Preparation_Natural Gas_Range_E2 | F2 | Commercial | College | Existing | Food Preparation | Natural Gas | Range | E2 | RVT - Cost of Operation | 0.051512 | 0.051504 | 0.051751 | 0.051371 | 0.051139 | 0.051308 | 0.051815 | 0.052215 | 0.052712 | 0.05318 | 0.053652 | 0.054085 | 0.054549 | 0.055034 | 0.055498 | 0.055969 | 0.056449 | 0.05697 | 0.057514 | 0.058086 | 0.05865 | 0.059239 | 0.059783 | 0.060345 | 0.060843 | 0.061273 | 0.061665 | 0.062003 | 0.062267 | 0.062484 | 0.062602 | 0.062682 | 0.062682
F2_Commercial_College_Existing_Food Preparation_Natural Gas_Range_E3 | F2 | Commercial | College | Existing | Food Preparation | Natural Gas | Range | E3 | RVT - Cost of Operation | 0 | 0 | 0 | 0 | 0 | 0 | 0 | 0 | 0 | 0 | 0 | 0 | 0 | 0 | 0 | 0 | 0 | 0 | 0 | 0 | 0 | 0 | 0 | 0 | 0 | 0 | 0 | 0 | 0 | 0 | 0 | 0 | 0
F2_Commercial_College_Existing_Food Preparation_Natural Gas_Range_E4 | F2 | Commercial | College | Existing | Food Preparation | Natural Gas | Range | E4 | RVT - Cost of Operation | 0 | 0 | 0 | 0 | 0 | 0 | 0 | 0 | 0 | 0 | 0 | 0 | 0 | 0 | 0 | 0 | 0 | 0 | 0 | 0 | 0 | 0 | 0 | 0 | 0 | 0 | 0 | 0 | 0 | 0 | 0 | 0 | 0
F2_Commercial_College_Existing_Food Preparation_Natural Gas_Range_E5 | F2 | Commercial | College | Existing | Food Preparation | Natural Gas | Range | E5 | RVT - Cost of Operation | 0 | 0 | 0 | 0 | 0 | 0 | 0 | 0 | 0 | 0 | 0 | 0 | 0 | 0 | 0 | 0 | 0 | 0 | 0 | 0 | 0 | 0 | 0 | 0 | 0 | 0 | 0 | 0 | 0 | 0 | 0 | 0 | 0
F2_Commercial_College_Existing_Food Preparation_Natural Gas_Range_E6 | F2 | Commercial | College | Existing | Food Preparation | Natural Gas | Range | E6 | RVT - Cost of Operation | 0 | 0 | 0 | 0 | 0 | 0 | 0 | 0 | 0 | 0 | 0 | 0 | 0 | 0 | 0 | 0 | 0 | 0 | 0 | 0 | 0 | 0 | 0 | 0 | 0 | 0 | 0 | 0 | 0 | 0 | 0 | 0 | 0
F2_Commercial_College_Existing_Food Preparation_Natural Gas_Range_E7 | F2 | Commercial | College | Existing | Food Preparation | Natural Gas | Range | E7 | RVT - Cost of Operation | 0 | 0 | 0 | 0 | 0 | 0 | 0 | 0 | 0 | 0 | 0 | 0 | 0 | 0 | 0 | 0 | 0 | 0 | 0 | 0 | 0 | 0 | 0 | 0 | 0 | 0 | 0 | 0 | 0 | 0 | 0 | 0 | 0
F2_Commercial_College_Existing_Food Preparation_Natural Gas_Range_E8 | F2 | Commercial | College | Existing | Food Preparation | Natural Gas | Range | E8 | RVT - Cost of Operation | 0 | 0 | 0 | 0 | 0 | 0 | 0 | 0 | 0 | 0 | 0 | 0 | 0 | 0 | 0 | 0 | 0 | 0 | 0 | 0 | 0 | 0 | 0 | 0 | 0 | 0 | 0 | 0 | 0 | 0 | 0 | 0 | 0
F2_Commercial_College_Existing_Food Preparation_Natural Gas_Range_E9 | F2 | Commercial | College | Existing | Food Preparation | Natural Gas | Range | E9 | RVT - Cost of Operation | 0 | 0 | 0 | 0 | 0 | 0 | 0 | 0 | 0 | 0 | 0 | 0 | 0 | 0 | 0 | 0 | 0 | 0 | 0 | 0 | 0 | 0 | 0 | 0 | 0 | 0 | 0 | 0 | 0 | 0 | 0 | 0 | 0
F2_Commercial_College_Existing_Food Preparation_Natural Gas_Range_E10 | F2 | Commercial | College | Existing | Food Preparation | Natural Gas | Range | E10 | RVT - Cost of Operation | 0 | 0 | 0 | 0 | 0 | 0 | 0 | 0 | 0 | 0 | 0 | 0 | 0 | 0 | 0 | 0 | 0 | 0 | 0 | 0 | 0 | 0 | 0 | 0 | 0 | 0 | 0 | 0 | 0 | 0 | 0 | 0 | 0
F3_Commercial_College_Existing_Food Preparation_Natural Gas_Range_E1 | F3 | Commercial | College | Existing | Food Preparation | Natural Gas | Range | E1 | System - kBTUs of Consumption | 0.027478 | 0.027478 | 0.027478 | 0.027478 | 0.027478 | 0.027478 | 0.027478 | 0.027478 | 0.027478 | 0.027478 | 0.027478 | 0.027478 | 0.027478 | 0.027478 | 0.027478 | 0.027478 | 0.027478 | 0.027478 | 0.027478 | 0.027478 | 0.027478 | 0.027478 | 0.027478 | 0.027478 | 0.027478 | 0.027478 | 0.027478 | 0.027478 | 0.027478 | 0.027478 | 0.027478 | 0.027478 | 0.027478
F3_Commercial_College_Existing_Food Preparation_Natural Gas_Range_E2 | F3 | Commercial | College | Existing | Food Preparation | Natural Gas | Range | E2 | System - kBTUs of Consumption | 0.027481 | 0.027481 | 0.027481 | 0.027481 | 0.027481 | 0.027481 | 0.027481 | 0.027481 | 0.027481 | 0.027481 | 0.027481 | 0.027481 | 0.027481 | 0.027481 | 0.027481 | 0.027481 | 0.027481 | 0.027481 | 0.027481 | 0.027481 | 0.027481 | 0.027481 | 0.027481 | 0.027481 | 0.027481 | 0.027481 | 0.027481 | 0.027481 | 0.027481 | 0.027481 | 0.027481 | 0.027481 | 0.027481
F3_Commercial_College_Existing_Food Preparation_Natural Gas_Range_E3 | F3 | Commercial | College | Existing | Food Preparation | Natural Gas | Range | E3 | System - kBTUs of Consumption | 0 | 0 | 0 | 0 | 0 | 0 | 0 | 0 | 0 | 0 | 0 | 0 | 0 | 0 | 0 | 0 | 0 | 0 | 0 | 0 | 0 | 0 | 0 | 0 | 0 | 0 | 0 | 0 | 0 | 0 | 0 | 0 | 0
F3_Commercial_College_Existing_Food Preparation_Natural Gas_Range_E4 | F3 | Commercial | College | Existing | Food Preparation | Natural Gas | Range | E4 | System - kBTUs of Consumption | 0 | 0 | 0 | 0 | 0 | 0 | 0 | 0 | 0 | 0 | 0 | 0 | 0 | 0 | 0 | 0 | 0 | 0 | 0 | 0 | 0 | 0 | 0 | 0 | 0 | 0 | 0 | 0 | 0 | 0 | 0 | 0 | 0
F3_Commercial_College_Existing_Food Preparation_Natural Gas_Range_E5 | F3 | Commercial | College | Existing | Food Preparation | Natural Gas | Range | E5 | System - kBTUs of Consumption | 0 | 0 | 0 | 0 | 0 | 0 | 0 | 0 | 0 | 0 | 0 | 0 | 0 | 0 | 0 | 0 | 0 | 0 | 0 | 0 | 0 | 0 | 0 | 0 | 0 | 0 | 0 | 0 | 0 | 0 | 0 | 0 | 0
F3_Commercial_College_Existing_Food Preparation_Natural Gas_Range_E6 | F3 | Commercial | College | Existing | Food Preparation | Natural Gas | Range | E6 | System - kBTUs of Consumption | 0 | 0 | 0 | 0 | 0 | 0 | 0 | 0 | 0 | 0 | 0 | 0 | 0 | 0 | 0 | 0 | 0 | 0 | 0 | 0 | 0 | 0 | 0 | 0 | 0 | 0 | 0 | 0 | 0 | 0 | 0 | 0 | 0
F3_Commercial_College_Existing_Food Preparation_Natural Gas_Range_E7 | F3 | Commercial | College | Existing | Food Preparation | Natural Gas | Range | E7 | System - kBTUs of Consumption | 0 | 0 | 0 | 0 | 0 | 0 | 0 | 0 | 0 | 0 | 0 | 0 | 0 | 0 | 0 | 0 | 0 | 0 | 0 | 0 | 0 | 0 | 0 | 0 | 0 | 0 | 0 | 0 | 0 | 0 | 0 | 0 | 0
F3_Commercial_College_Existing_Food Preparation_Natural Gas_Range_E8 | F3 | Commercial | College | Existing | Food Preparation | Natural Gas | Range | E8 | System - kBTUs of Consumption | 0 | 0 | 0 | 0 | 0 | 0 | 0 | 0 | 0 | 0 | 0 | 0 | 0 | 0 | 0 | 0 | 0 | 0 | 0 | 0 | 0 | 0 | 0 | 0 | 0 | 0 | 0 | 0 | 0 | 0 | 0 | 0 | 0
F3_Commercial_College_Existing_Food Preparation_Natural Gas_Range_E9 | F3 | Commercial | College | Existing | Food Preparation | Natural Gas | Range | E9 | System - kBTUs of Consumption | 0 | 0 | 0 | 0 | 0 | 0 | 0 | 0 | 0 | 0 | 0 | 0 | 0 | 0 | 0 | 0 | 0 | 0 | 0 | 0 | 0 | 0 | 0 | 0 | 0 | 0 | 0 | 0 | 0 | 0 | 0 | 0 | 0
F3_Commercial_College_Existing_Food Preparation_Natural Gas_Range_E10 | F3 | Commercial | College | Existing | Food Preparation | Natural Gas | Range | E10 | System - kBTUs of Consumption | 0 | 0 | 0 | 0 | 0 | 0 | 0 | 0 | 0 | 0 | 0 | 0 | 0 | 0 | 0 | 0 | 0 | 0 | 0 | 0 | 0 | 0 | 0 | 0 | 0 | 0 | 0 | 0 | 0 | 0 | 0 | 0 | 0
F4_Commercial_College_Existing_Food Preparation_Natural Gas_Range_E1 | F4 | Commercial | College | Existing | Food Preparation | Natural Gas | Range | E1 | Utility - Cost of Equipment | 0.068683 | 0.068672 | 0.069002 | 0.068494 | 0.068185 | 0.06841 | 0.069086 | 0.06962 | 0.070282 | 0.070907 | 0.071536 | 0.072113 | 0.072732 | 0.073379 | 0.073997 | 0.074626 | 0.075265 | 0.07596 | 0.076685 | 0.077448 | 0.0782 | 0.078986 | 0.07971 | 0.080461 | 0.081124 | 0.081698 | 0.08222 | 0.08267 | 0.083023 | 0.083312 | 0.08347 | 0.083576 | 0.083576
F4_Commercial_College_Existing_Food Preparation_Natural Gas_Range_E2 | F4 | Commercial | College | Existing | Food Preparation | Natural Gas | Range | E2 | Utility - Cost of Equipment | 0.051512 | 0.051504 | 0.051751 | 0.051371 | 0.051139 | 0.051308 | 0.051815 | 0.052215 | 0.052712 | 0.05318 | 0.053652 | 0.054085 | 0.054549 | 0.055034 | 0.055498 | 0.055969 | 0.056449 | 0.05697 | 0.057514 | 0.058086 | 0.05865 | 0.059239 | 0.059783 | 0.060345 | 0.060843 | 0.061273 | 0.061665 | 0.062003 | 0.062267 | 0.062484 | 0.062602 | 0.062682 | 0.062682
F4_Commercial_College_Existing_Food Preparation_Natural Gas_Range_E3 | F4 | Commercial | College | Existing | Food Preparation | Natural Gas | Range | E3 | Utility - Cost of Equipment | 0 | 0 | 0 | 0 | 0 | 0 | 0 | 0 | 0 | 0 | 0 | 0 | 0 | 0 | 0 | 0 | 0 | 0 | 0 | 0 | 0 | 0 | 0 | 0 | 0 | 0 | 0 | 0 | 0 | 0 | 0 | 0 | 0
F4_Commercial_College_Existing_Food Preparation_Natural Gas_Range_E4 | F4 | Commercial | College | Existing | Food Preparation | Natural Gas | Range | E4 | Utility - Cost of Equipment | 0 | 0 | 0 | 0 | 0 | 0 | 0 | 0 | 0 | 0 | 0 | 0 | 0 | 0 | 0 | 0 | 0 | 0 | 0 | 0 | 0 | 0 | 0 | 0 | 0 | 0 | 0 | 0 | 0 | 0 | 0 | 0 | 0
F4_Commercial_College_Existing_Food Preparation_Natural Gas_Range_E5 | F4 | Commercial | College | Existing | Food Preparation | Natural Gas | Range | E5 | Utility - Cost of Equipment | 0 | 0 | 0 | 0 | 0 | 0 | 0 | 0 | 0 | 0 | 0 | 0 | 0 | 0 | 0 | 0 | 0 | 0 | 0 | 0 | 0 | 0 | 0 | 0 | 0 | 0 | 0 | 0 | 0 | 0 | 0 | 0 | 0
F4_Commercial_College_Existing_Food Preparation_Natural Gas_Range_E6 | F4 | Commercial | College | Existing | Food Preparation | Natural Gas | Range | E6 | Utility - Cost of Equipment | 0 | 0 | 0 | 0 | 0 | 0 | 0 | 0 | 0 | 0 | 0 | 0 | 0 | 0 | 0 | 0 | 0 | 0 | 0 | 0 | 0 | 0 | 0 | 0 | 0 | 0 | 0 | 0 | 0 | 0 | 0 | 0 | 0
F4_Commercial_College_Existing_Food Preparation_Natural Gas_Range_E7 | F4 | Commercial | College | Existing | Food Preparation | Natural Gas | Range | E7 | Utility - Cost of Equipment | 0 | 0 | 0 | 0 | 0 | 0 | 0 | 0 | 0 | 0 | 0 | 0 | 0 | 0 | 0 | 0 | 0 | 0 | 0 | 0 | 0 | 0 | 0 | 0 | 0 | 0 | 0 | 0 | 0 | 0 | 0 | 0 | 0
F4_Commercial_College_Existing_Food Preparation_Natural Gas_Range_E8 | F4 | Commercial | College | Existing | Food Preparation | Natural Gas | Range | E8 | Utility - Cost of Equipment | 0 | 0 | 0 | 0 | 0 | 0 | 0 | 0 | 0 | 0 | 0 | 0 | 0 | 0 | 0 | 0 | 0 | 0 | 0 | 0 | 0 | 0 | 0 | 0 | 0 | 0 | 0 | 0 | 0 | 0 | 0 | 0 | 0
F4_Commercial_College_Existing_Food Preparation_Natural Gas_Range_E9 | F4 | Commercial | College | Existing | Food Preparation | Natural Gas | Range | E9 | Utility - Cost of Equipment | 0 | 0 | 0 | 0 | 0 | 0 | 0 | 0 | 0 | 0 | 0 | 0 | 0 | 0 | 0 | 0 | 0 | 0 | 0 | 0 | 0 | 0 | 0 | 0 | 0 | 0 | 0 | 0 | 0 | 0 | 0 | 0 | 0
F4_Commercial_College_Existing_Food Preparation_Natural Gas_Range_E10 | F4 | Commercial | College | Existing | Food Preparation | Natural Gas | Range | E10 | Utility - Cost of Equipment | 0 | 0 | 0 | 0 | 0 | 0 | 0 | 0 | 0 | 0 | 0 | 0 | 0 | 0 | 0 | 0 | 0 | 0 | 0 | 0 | 0 | 0 | 0 | 0 | 0 | 0 | 0 | 0 | 0 | 0 | 0 | 0 | 0
F5_Commercial_College_Existing_Food Preparation_Natural Gas_Range_E1 | F5 | Commercial | College | Existing | Food Preparation | Natural Gas | Range | E1 | Utility - Cost of Operation | 0.027478 | 0.027478 | 0.027478 | 0.027478 | 0.027478 | 0.027478 | 0.027478 | 0.027478 | 0.027478 | 0.027478 | 0.027478 | 0.027478 | 0.027478 | 0.027478 | 0.027478 | 0.027478 | 0.027478 | 0.027478 | 0.027478 | 0.027478 | 0.027478 | 0.027478 | 0.027478 | 0.027478 | 0.027478 | 0.027478 | 0.027478 | 0.027478 | 0.027478 | 0.027478 | 0.027478 | 0.027478 | 0.027478
F5_Commercial_College_Existing_Food Preparation_Natural Gas_Range_E2 | F5 | Commercial | College | Existing | Food Preparation | Natural Gas | Range | E2 | Utility - Cost of Operation | 0.027481 | 0.027481 | 0.027481 | 0.027481 | 0.027481 | 0.027481 | 0.027481 | 0.027481 | 0.027481 | 0.027481 | 0.027481 | 0.027481 | 0.027481 | 0.027481 | 0.027481 | 0.027481 | 0.027481 | 0.027481 | 0.027481 | 0.027481 | 0.027481 | 0.027481 | 0.027481 | 0.027481 | 0.027481 | 0.027481 | 0.027481 | 0.027481 | 0.027481 | 0.027481 | 0.027481 | 0.027481 | 0.027481
F5_Commercial_College_Existing_Food Preparation_Natural Gas_Range_E3 | F5 | Commercial | College | Existing | Food Preparation | Natural Gas | Range | E3 | Utility - Cost of Operation | 0 | 0 | 0 | 0 | 0 | 0 | 0 | 0 | 0 | 0 | 0 | 0 | 0 | 0 | 0 | 0 | 0 | 0 | 0 | 0 | 0 | 0 | 0 | 0 | 0 | 0 | 0 | 0 | 0 | 0 | 0 | 0 | 0
F5_Commercial_College_Existing_Food Preparation_Natural Gas_Range_E4 | F5 | Commercial | College | Existing | Food Preparation | Natural Gas | Range | E4 | Utility - Cost of Operation | 0 | 0 | 0 | 0 | 0 | 0 | 0 | 0 | 0 | 0 | 0 | 0 | 0 | 0 | 0 | 0 | 0 | 0 | 0 | 0 | 0 | 0 | 0 | 0 | 0 | 0 | 0 | 0 | 0 | 0 | 0 | 0 | 0
F5_Commercial_College_Existing_Food Preparation_Natural Gas_Range_E5 | F5 | Commercial | College | Existing | Food Preparation | Natural Gas | Range | E5 | Utility - Cost of Operation | 0 | 0 | 0 | 0 | 0 | 0 | 0 | 0 | 0 | 0 | 0 | 0 | 0 | 0 | 0 | 0 | 0 | 0 | 0 | 0 | 0 | 0 | 0 | 0 | 0 | 0 | 0 | 0 | 0 | 0 | 0 | 0 | 0
F5_Commercial_College_Existing_Food Preparation_Natural Gas_Range_E6 | F5 | Commercial | College | Existing | Food Preparation | Natural Gas | Range | E6 | Utility - Cost of Operation | 0 | 0 | 0 | 0 | 0 | 0 | 0 | 0 | 0 | 0 | 0 | 0 | 0 | 0 | 0 | 0 | 0 | 0 | 0 | 0 | 0 | 0 | 0 | 0 | 0 | 0 | 0 | 0 | 0 | 0 | 0 | 0 | 0
F5_Commercial_College_Existing_Food Preparation_Natural Gas_Range_E7 | F5 | Commercial | College | Existing | Food Preparation | Natural Gas | Range | E7 | Utility - Cost of Operation | 0 | 0 | 0 | 0 | 0 | 0 | 0 | 0 | 0 | 0 | 0 | 0 | 0 | 0 | 0 | 0 | 0 | 0 | 0 | 0 | 0 | 0 | 0 | 0 | 0 | 0 | 0 | 0 | 0 | 0 | 0 | 0 | 0
F5_Commercial_College_Existing_Food Preparation_Natural Gas_Range_E8 | F5 | Commercial | College | Existing | Food Preparation | Natural Gas | Range | E8 | Utility - Cost of Operation | 0 | 0 | 0 | 0 | 0 | 0 | 0 | 0 | 0 | 0 | 0 | 0 | 0 | 0 | 0 | 0 | 0 | 0 | 0 | 0 | 0 | 0 | 0 | 0 | 0 | 0 | 0 | 0 | 0 | 0 | 0 | 0 | 0
F5_Commercial_College_Existing_Food Preparation_Natural Gas_Range_E9 | F5 | Commercial | College | Existing | Food Preparation | Natural Gas | Range | E9 | Utility - Cost of Operation | 0 | 0 | 0 | 0 | 0 | 0 | 0 | 0 | 0 | 0 | 0 | 0 | 0 | 0 | 0 | 0 | 0 | 0 | 0 | 0 | 0 | 0 | 0 | 0 | 0 | 0 | 0 | 0 | 0 | 0 | 0 | 0 | 0
F5_Commercial_College_Existing_Food Preparation_Natural Gas_Range_E10 | F5 | Commercial | College | Existing | Food Preparation | Natural Gas | Range | E10 | Utility - Cost of Operation | 0 | 0 | 0 | 0 | 0 | 0 | 0 | 0 | 0 | 0 | 0 | 0 | 0 | 0 | 0 | 0 | 0 | 0 | 0 | 0 | 0 | 0 | 0 | 0 | 0 | 0 | 0 | 0 | 0 | 0 | 0 | 0 | 0
F6_Commercial_College_Existing_Food Preparation_Natural Gas_Range_E1 | F6 | Commercial | College | Existing | Food Preparation | Natural Gas | Range | E1 | Utility - Value of Sales | 0.036333 | 0.036529 | 0.036843 | 0.036774 | 0.036774 | 0.036774 | 0.036774 | 0.036774 | 0.036774 | 0.036774 | 0.036774 | 0.036774 | 0.036774 | 0.036774 | 0.036774 | 0.036774 | 0.036774 | 0.036774 | 0.036774 | 0.036774 | 0.036774 | 0.036774 | 0.036774 | 0.036774 | 0.036774 | 0.036774 | 0.036774 | 0.036774 | 0.036774 | 0.036774 | 0.036774 | 0.036774 | 0.036774
F6_Commercial_College_Existing_Food Preparation_Natural Gas_Range_E2 | F6 | Commercial | College | Existing | Food Preparation | Natural Gas | Range | E2 | Utility - Value of Sales | 0.02725 | 0.027397 | 0.027632 | 0.027581 | 0.027581 | 0.027581 | 0.027581 | 0.027581 | 0.027581 | 0.027581 | 0.027581 | 0.027581 | 0.027581 | 0.027581 | 0.027581 | 0.027581 | 0.027581 | 0.027581 | 0.027581 | 0.027581 | 0.027581 | 0.027581 | 0.027581 | 0.027581 | 0.027581 | 0.027581 | 0.027581 | 0.027581 | 0.027581 | 0.027581 | 0.027581 | 0.027581 | 0.027581
F6_Commercial_College_Existing_Food Preparation_Natural Gas_Range_E3 | F6 | Commercial | College | Existing | Food Preparation | Natural Gas | Range | E3 | Utility - Value of Sales | 0 | 0 | 0 | 0 | 0 | 0 | 0 | 0 | 0 | 0 | 0 | 0 | 0 | 0 | 0 | 0 | 0 | 0 | 0 | 0 | 0 | 0 | 0 | 0 | 0 | 0 | 0 | 0 | 0 | 0 | 0 | 0 | 0
F6_Commercial_College_Existing_Food Preparation_Natural Gas_Range_E4 | F6 | Commercial | College | Existing | Food Preparation | Natural Gas | Range | E4 | Utility - Value of Sales | 0 | 0 | 0 | 0 | 0 | 0 | 0 | 0 | 0 | 0 | 0 | 0 | 0 | 0 | 0 | 0 | 0 | 0 | 0 | 0 | 0 | 0 | 0 | 0 | 0 | 0 | 0 | 0 | 0 | 0 | 0 | 0 | 0
F6_Commercial_College_Existing_Food Preparation_Natural Gas_Range_E5 | F6 | Commercial | College | Existing | Food Preparation | Natural Gas | Range | E5 | Utility - Value of Sales | 0 | 0 | 0 | 0 | 0 | 0 | 0 | 0 | 0 | 0 | 0 | 0 | 0 | 0 | 0 | 0 | 0 | 0 | 0 | 0 | 0 | 0 | 0 | 0 | 0 | 0 | 0 | 0 | 0 | 0 | 0 | 0 | 0
F6_Commercial_College_Existing_Food Preparation_Natural Gas_Range_E6 | F6 | Commercial | College | Existing | Food Preparation | Natural Gas | Range | E6 | Utility - Value of Sales | 0 | 0 | 0 | 0 | 0 | 0 | 0 | 0 | 0 | 0 | 0 | 0 | 0 | 0 | 0 | 0 | 0 | 0 | 0 | 0 | 0 | 0 | 0 | 0 | 0 | 0 | 0 | 0 | 0 | 0 | 0 | 0 | 0
F6_Commercial_College_Existing_Food Preparation_Natural Gas_Range_E7 | F6 | Commercial | College | Existing | Food Preparation | Natural Gas | Range | E7 | Utility - Value of Sales | 0 | 0 | 0 | 0 | 0 | 0 | 0 | 0 | 0 | 0 | 0 | 0 | 0 | 0 | 0 | 0 | 0 | 0 | 0 | 0 | 0 | 0 | 0 | 0 | 0 | 0 | 0 | 0 | 0 | 0 | 0 | 0 | 0
F6_Commercial_College_Existing_Food Preparation_Natural Gas_Range_E8 | F6 | Commercial | College | Existing | Food Preparation | Natural Gas | Range | E8 | Utility - Value of Sales | 0 | 0 | 0 | 0 | 0 | 0 | 0 | 0 | 0 | 0 | 0 | 0 | 0 | 0 | 0 | 0 | 0 | 0 | 0 | 0 | 0 | 0 | 0 | 0 | 0 | 0 | 0 | 0 | 0 | 0 | 0 | 0 | 0
F6_Commercial_College_Existing_Food Preparation_Natural Gas_Range_E9 | F6 | Commercial | College | Existing | Food Preparation | Natural Gas | Range | E9 | Utility - Value of Sales | 0 | 0 | 0 | 0 | 0 | 0 | 0 | 0 | 0 | 0 | 0 | 0 | 0 | 0 | 0 | 0 | 0 | 0 | 0 | 0 | 0 | 0 | 0 | 0 | 0 | 0 | 0 | 0 | 0 | 0 | 0 | 0 | 0
F6_Commercial_College_Existing_Food Preparation_Natural Gas_Range_E10 | F6 | Commercial | College | Existing | Food Preparation | Natural Gas | Range | E10 | Utility - Value of Sales | 0 | 0 | 0 | 0 | 0 | 0 | 0 | 0 | 0 | 0 | 0 | 0 | 0 | 0 | 0 | 0 | 0 | 0 | 0 | 0 | 0 | 0 | 0 | 0 | 0 | 0 | 0 | 0 | 0 | 0 | 0 | 0 | 0
F1_Commercial_College_Existing_Food Preparation_Natural Gas_Steamer_E1 | F1 | Commercial | College | Existing | Food Preparation | Natural Gas | Steamer | E1 | RVT - Cost of Equipment | 0.13475 | 0.13491 | 0.13563 | 0 | 0 | 0 | 0 | 0 | 0 | 0 | 0 | 0 | 0 | 0 | 0 | 0 | 0 | 0 | 0 | 0 | 0 | 0 | 0 | 0 | 0 | 0 | 0 | 0 | 0 | 0 | 0 | 0 | 0
F1_Commercial_College_Existing_Food Preparation_Natural Gas_Steamer_E2 | F1 | Commercial | College | Existing | Food Preparation | Natural Gas | Steamer | E2 | RVT - Cost of Equipment | 0.028107 | 0.02814 | 0.028291 | 0.028145 | 0.028067 | 0.028177 | 0.028448 | 0.028669 | 0.028938 | 0.029198 | 0.029459 | 0.029705 | 0.029966 | 0.030237 | 0.030499 | 0.030766 | 0.031036 | 0.031324 | 0.031618 | 0.031918 | 0.032204 | 0.032494 | 0.032756 | 0.033023 | 0.033258 | 0.03346 | 0.033644 | 0.033803 | 0.033927 | 0.034029 | 0.034085 | 0.034122 | 0.034122
F1_Commercial_College_Existing_Food Preparation_Natural Gas_Steamer_E3 | F1 | Commercial | College | Existing | Food Preparation | Natural Gas | Steamer | E3 | RVT - Cost of Equipment | 0 | 0 | 0 | 0 | 0 | 0 | 0 | 0 | 0 | 0 | 0 | 0 | 0 | 0 | 0 | 0 | 0 | 0 | 0 | 0 | 0 | 0 | 0 | 0 | 0 | 0 | 0 | 0 | 0 | 0 | 0 | 0 | 0
F1_Commercial_College_Existing_Food Preparation_Natural Gas_Steamer_E4 | F1 | Commercial | College | Existing | Food Preparation | Natural Gas | Steamer | E4 | RVT - Cost of Equipment | 0 | 0 | 0 | 0 | 0 | 0 | 0 | 0 | 0 | 0 | 0 | 0 | 0 | 0 | 0 | 0 | 0 | 0 | 0 | 0 | 0 | 0 | 0 | 0 | 0 | 0 | 0 | 0 | 0 | 0 | 0 | 0 | 0
F1_Commercial_College_Existing_Food Preparation_Natural Gas_Steamer_E5 | F1 | Commercial | College | Existing | Food Preparation | Natural Gas | Steamer | E5 | RVT - Cost of Equipment | 0 | 0 | 0 | 0 | 0 | 0 | 0 | 0 | 0 | 0 | 0 | 0 | 0 | 0 | 0 | 0 | 0 | 0 | 0 | 0 | 0 | 0 | 0 | 0 | 0 | 0 | 0 | 0 | 0 | 0 | 0 | 0 | 0
F1_Commercial_College_Existing_Food Preparation_Natural Gas_Steamer_E6 | F1 | Commercial | College | Existing | Food Preparation | Natural Gas | Steamer | E6 | RVT - Cost of Equipment | 0 | 0 | 0 | 0 | 0 | 0 | 0 | 0 | 0 | 0 | 0 | 0 | 0 | 0 | 0 | 0 | 0 | 0 | 0 | 0 | 0 | 0 | 0 | 0 | 0 | 0 | 0 | 0 | 0 | 0 | 0 | 0 | 0
F1_Commercial_College_Existing_Food Preparation_Natural Gas_Steamer_E7 | F1 | Commercial | College | Existing | Food Preparation | Natural Gas | Steamer | E7 | RVT - Cost of Equipment | 0 | 0 | 0 | 0 | 0 | 0 | 0 | 0 | 0 | 0 | 0 | 0 | 0 | 0 | 0 | 0 | 0 | 0 | 0 | 0 | 0 | 0 | 0 | 0 | 0 | 0 | 0 | 0 | 0 | 0 | 0 | 0 | 0
F1_Commercial_College_Existing_Food Preparation_Natural Gas_Steamer_E8 | F1 | Commercial | College | Existing | Food Preparation | Natural Gas | Steamer | E8 | RVT - Cost of Equipment | 0 | 0 | 0 | 0 | 0 | 0 | 0 | 0 | 0 | 0 | 0 | 0 | 0 | 0 | 0 | 0 | 0 | 0 | 0 | 0 | 0 | 0 | 0 | 0 | 0 | 0 | 0 | 0 | 0 | 0 | 0 | 0 | 0
F1_Commercial_College_Existing_Food Preparation_Natural Gas_Steamer_E9 | F1 | Commercial | College | Existing | Food Preparation | Natural Gas | Steamer | E9 | RVT - Cost of Equipment | 0 | 0 | 0 | 0 | 0 | 0 | 0 | 0 | 0 | 0 | 0 | 0 | 0 | 0 | 0 | 0 | 0 | 0 | 0 | 0 | 0 | 0 | 0 | 0 | 0 | 0 | 0 | 0 | 0 | 0 | 0 | 0 | 0
F1_Commercial_College_Existing_Food Preparation_Natural Gas_Steamer_E10 | F1 | Commercial | College | Existing | Food Preparation | Natural Gas | Steamer | E10 | RVT - Cost of Equipment | 0 | 0 | 0 | 0 | 0 | 0 | 0 | 0 | 0 | 0 | 0 | 0 | 0 | 0 | 0 | 0 | 0 | 0 | 0 | 0 | 0 | 0 | 0 | 0 | 0 | 0 | 0 | 0 | 0 | 0 | 0 | 0 | 0
F2_Commercial_College_Existing_Food Preparation_Natural Gas_Steamer_E1 | F2 | Commercial | College | Existing | Food Preparation | Natural Gas | Steamer | E1 | RVT - Cost of Operation | 0.16144 | 0.16163 | 0.16249 | 0 | 0 | 0 | 0 | 0 | 0 | 0 | 0 | 0 | 0 | 0 | 0 | 0 | 0 | 0 | 0 | 0 | 0 | 0 | 0 | 0 | 0 | 0 | 0 | 0 | 0 | 0 | 0 | 0 | 0
F2_Commercial_College_Existing_Food Preparation_Natural Gas_Steamer_E2 | F2 | Commercial | College | Existing | Food Preparation | Natural Gas | Steamer | E2 | RVT - Cost of Operation | 0.033674 | 0.033714 | 0.033895 | 0.033719 | 0.033626 | 0.033758 | 0.034082 | 0.034348 | 0.03467 | 0.034981 | 0.035294 | 0.035588 | 0.035901 | 0.036226 | 0.03654 | 0.03686 | 0.037183 | 0.037528 | 0.03788 | 0.03824 | 0.038583 | 0.03893 | 0.039244 | 0.039564 | 0.039845 | 0.040087 | 0.040308 | 0.040498 | 0.040647 | 0.040769 | 0.040836 | 0.040881 | 0.040881
F2_Commercial_College_Existing_Food Preparation_Natural Gas_Steamer_E3 | F2 | Commercial | College | Existing | Food Preparation | Natural Gas | Steamer | E3 | RVT - Cost of Operation | 0 | 0 | 0 | 0 | 0 | 0 | 0 | 0 | 0 | 0 | 0 | 0 | 0 | 0 | 0 | 0 | 0 | 0 | 0 | 0 | 0 | 0 | 0 | 0 | 0 | 0 | 0 | 0 | 0 | 0 | 0 | 0 | 0
F2_Commercial_College_Existing_Food Preparation_Natural Gas_Steamer_E4 | F2 | Commercial | College | Existing | Food Preparation | Natural Gas | Steamer | E4 | RVT - Cost of Operation | 0 | 0 | 0 | 0 | 0 | 0 | 0 | 0 | 0 | 0 | 0 | 0 | 0 | 0 | 0 | 0 | 0 | 0 | 0 | 0 | 0 | 0 | 0 | 0 | 0 | 0 | 0 | 0 | 0 | 0 | 0 | 0 | 0
F2_Commercial_College_Existing_Food Preparation_Natural Gas_Steamer_E5 | F2 | Commercial | College | Existing | Food Preparation | Natural Gas | Steamer | E5 | RVT - Cost of Operation | 0 | 0 | 0 | 0 | 0 | 0 | 0 | 0 | 0 | 0 | 0 | 0 | 0 | 0 | 0 | 0 | 0 | 0 | 0 | 0 | 0 | 0 | 0 | 0 | 0 | 0 | 0 | 0 | 0 | 0 | 0 | 0 | 0
F2_Commercial_College_Existing_Food Preparation_Natural Gas_Steamer_E6 | F2 | Commercial | College | Existing | Food Preparation | Natural Gas | Steamer | E6 | RVT - Cost of Operation | 0 | 0 | 0 | 0 | 0 | 0 | 0 | 0 | 0 | 0 | 0 | 0 | 0 | 0 | 0 | 0 | 0 | 0 | 0 | 0 | 0 | 0 | 0 | 0 | 0 | 0 | 0 | 0 | 0 | 0 | 0 | 0 | 0
F2_Commercial_College_Existing_Food Preparation_Natural Gas_Steamer_E7 | F2 | Commercial | College | Existing | Food Preparation | Natural Gas | Steamer | E7 | RVT - Cost of Operation | 0 | 0 | 0 | 0 | 0 | 0 | 0 | 0 | 0 | 0 | 0 | 0 | 0 | 0 | 0 | 0 | 0 | 0 | 0 | 0 | 0 | 0 | 0 | 0 | 0 | 0 | 0 | 0 | 0 | 0 | 0 | 0 | 0
F2_Commercial_College_Existing_Food Preparation_Natural Gas_Steamer_E8 | F2 | Commercial | College | Existing | Food Preparation | Natural Gas | Steamer | E8 | RVT - Cost of Operation | 0 | 0 | 0 | 0 | 0 | 0 | 0 | 0 | 0 | 0 | 0 | 0 | 0 | 0 | 0 | 0 | 0 | 0 | 0 | 0 | 0 | 0 | 0 | 0 | 0 | 0 | 0 | 0 | 0 | 0 | 0 | 0 | 0
F2_Commercial_College_Existing_Food Preparation_Natural Gas_Steamer_E9 | F2 | Commercial | College | Existing | Food Preparation | Natural Gas | Steamer | E9 | RVT - Cost of Operation | 0 | 0 | 0 | 0 | 0 | 0 | 0 | 0 | 0 | 0 | 0 | 0 | 0 | 0 | 0 | 0 | 0 | 0 | 0 | 0 | 0 | 0 | 0 | 0 | 0 | 0 | 0 | 0 | 0 | 0 | 0 | 0 | 0
F2_Commercial_College_Existing_Food Preparation_Natural Gas_Steamer_E10 | F2 | Commercial | College | Existing | Food Preparation | Natural Gas | Steamer | E10 | RVT - Cost of Operation | 0 | 0 | 0 | 0 | 0 | 0 | 0 | 0 | 0 | 0 | 0 | 0 | 0 | 0 | 0 | 0 | 0 | 0 | 0 | 0 | 0 | 0 | 0 | 0 | 0 | 0 | 0 | 0 | 0 | 0 | 0 | 0 | 0
F3_Commercial_College_Existing_Food Preparation_Natural Gas_Steamer_E1 | F3 | Commercial | College | Existing | Food Preparation | Natural Gas | Steamer | E1 | System - kBTUs of Consumption | 0.082946 | 0.082946 | 0.082946 | 0 | 0 | 0 | 0 | 0 | 0 | 0 | 0 | 0 | 0 | 0 | 0 | 0 | 0 | 0 | 0 | 0 | 0 | 0 | 0 | 0 | 0 | 0 | 0 | 0 | 0 | 0 | 0 | 0 | 0
F3_Commercial_College_Existing_Food Preparation_Natural Gas_Steamer_E2 | F3 | Commercial | College | Existing | Food Preparation | Natural Gas | Steamer | E2 | System - kBTUs of Consumption | 0.089104 | 0.089104 | 0.089104 | 0.089104 | 0.089104 | 0.089104 | 0.089104 | 0.089104 | 0.089104 | 0.089104 | 0.089104 | 0.089104 | 0.089104 | 0.089104 | 0.089104 | 0.089104 | 0.089104 | 0.089104 | 0.089104 | 0.089104 | 0.089104 | 0.089104 | 0.089104 | 0.089104 | 0.089104 | 0.089104 | 0.089104 | 0.089104 | 0.089104 | 0.089104 | 0.089104 | 0.089104 | 0.089104
F3_Commercial_College_Existing_Food Preparation_Natural Gas_Steamer_E3 | F3 | Commercial | College | Existing | Food Preparation | Natural Gas | Steamer | E3 | System - kBTUs of Consumption | 0 | 0 | 0 | 0 | 0 | 0 | 0 | 0 | 0 | 0 | 0 | 0 | 0 | 0 | 0 | 0 | 0 | 0 | 0 | 0 | 0 | 0 | 0 | 0 | 0 | 0 | 0 | 0 | 0 | 0 | 0 | 0 | 0
F3_Commercial_College_Existing_Food Preparation_Natural Gas_Steamer_E4 | F3 | Commercial | College | Existing | Food Preparation | Natural Gas | Steamer | E4 | System - kBTUs of Consumption | 0 | 0 | 0 | 0 | 0 | 0 | 0 | 0 | 0 | 0 | 0 | 0 | 0 | 0 | 0 | 0 | 0 | 0 | 0 | 0 | 0 | 0 | 0 | 0 | 0 | 0 | 0 | 0 | 0 | 0 | 0 | 0 | 0
F3_Commercial_College_Existing_Food Preparation_Natural Gas_Steamer_E5 | F3 | Commercial | College | Existing | Food Preparation | Natural Gas | Steamer | E5 | System - kBTUs of Consumption | 0 | 0 | 0 | 0 | 0 | 0 | 0 | 0 | 0 | 0 | 0 | 0 | 0 | 0 | 0 | 0 | 0 | 0 | 0 | 0 | 0 | 0 | 0 | 0 | 0 | 0 | 0 | 0 | 0 | 0 | 0 | 0 | 0
F3_Commercial_College_Existing_Food Preparation_Natural Gas_Steamer_E6 | F3 | Commercial | College | Existing | Food Preparation | Natural Gas | Steamer | E6 | System - kBTUs of Consumption | 0 | 0 | 0 | 0 | 0 | 0 | 0 | 0 | 0 | 0 | 0 | 0 | 0 | 0 | 0 | 0 | 0 | 0 | 0 | 0 | 0 | 0 | 0 | 0 | 0 | 0 | 0 | 0 | 0 | 0 | 0 | 0 | 0
F3_Commercial_College_Existing_Food Preparation_Natural Gas_Steamer_E7 | F3 | Commercial | College | Existing | Food Preparation | Natural Gas | Steamer | E7 | System - kBTUs of Consumption | 0 | 0 | 0 | 0 | 0 | 0 | 0 | 0 | 0 | 0 | 0 | 0 | 0 | 0 | 0 | 0 | 0 | 0 | 0 | 0 | 0 | 0 | 0 | 0 | 0 | 0 | 0 | 0 | 0 | 0 | 0 | 0 | 0
F3_Commercial_College_Existing_Food Preparation_Natural Gas_Steamer_E8 | F3 | Commercial | College | Existing | Food Preparation | Natural Gas | Steamer | E8 | System - kBTUs of Consumption | 0 | 0 | 0 | 0 | 0 | 0 | 0 | 0 | 0 | 0 | 0 | 0 | 0 | 0 | 0 | 0 | 0 | 0 | 0 | 0 | 0 | 0 | 0 | 0 | 0 | 0 | 0 | 0 | 0 | 0 | 0 | 0 | 0
F3_Commercial_College_Existing_Food Preparation_Natural Gas_Steamer_E9 | F3 | Commercial | College | Existing | Food Preparation | Natural Gas | Steamer | E9 | System - kBTUs of Consumption | 0 | 0 | 0 | 0 | 0 | 0 | 0 | 0 | 0 | 0 | 0 | 0 | 0 | 0 | 0 | 0 | 0 | 0 | 0 | 0 | 0 | 0 | 0 | 0 | 0 | 0 | 0 | 0 | 0 | 0 | 0 | 0 | 0
F3_Commercial_College_Existing_Food Preparation_Natural Gas_Steamer_E10 | F3 | Commercial | College | Existing | Food Preparation | Natural Gas | Steamer | E10 | System - kBTUs of Consumption | 0 | 0 | 0 | 0 | 0 | 0 | 0 | 0 | 0 | 0 | 0 | 0 | 0 | 0 | 0 | 0 | 0 | 0 | 0 | 0 | 0 | 0 | 0 | 0 | 0 | 0 | 0 | 0 | 0 | 0 | 0 | 0 | 0
F4_Commercial_College_Existing_Food Preparation_Natural Gas_Steamer_E1 | F4 | Commercial | College | Existing | Food Preparation | Natural Gas | Steamer | E1 | Utility - Cost of Equipment | 0.16144 | 0.16163 | 0.16249 | 0 | 0 | 0 | 0 | 0 | 0 | 0 | 0 | 0 | 0 | 0 | 0 | 0 | 0 | 0 | 0 | 0 | 0 | 0 | 0 | 0 | 0 | 0 | 0 | 0 | 0 | 0 | 0 | 0 | 0
F4_Commercial_College_Existing_Food Preparation_Natural Gas_Steamer_E2 | F4 | Commercial | College | Existing | Food Preparation | Natural Gas | Steamer | E2 | Utility - Cost of Equipment | 0.033674 | 0.033714 | 0.033895 | 0.033719 | 0.033626 | 0.033758 | 0.034082 | 0.034348 | 0.03467 | 0.034981 | 0.035294 | 0.035588 | 0.035901 | 0.036226 | 0.03654 | 0.03686 | 0.037183 | 0.037528 | 0.03788 | 0.03824 | 0.038583 | 0.03893 | 0.039244 | 0.039564 | 0.039845 | 0.040087 | 0.040308 | 0.040498 | 0.040647 | 0.040769 | 0.040836 | 0.040881 | 0.040881
F4_Commercial_College_Existing_Food Preparation_Natural Gas_Steamer_E3 | F4 | Commercial | College | Existing | Food Preparation | Natural Gas | Steamer | E3 | Utility - Cost of Equipment | 0 | 0 | 0 | 0 | 0 | 0 | 0 | 0 | 0 | 0 | 0 | 0 | 0 | 0 | 0 | 0 | 0 | 0 | 0 | 0 | 0 | 0 | 0 | 0 | 0 | 0 | 0 | 0 | 0 | 0 | 0 | 0 | 0
F4_Commercial_College_Existing_Food Preparation_Natural Gas_Steamer_E4 | F4 | Commercial | College | Existing | Food Preparation | Natural Gas | Steamer | E4 | Utility - Cost of Equipment | 0 | 0 | 0 | 0 | 0 | 0 | 0 | 0 | 0 | 0 | 0 | 0 | 0 | 0 | 0 | 0 | 0 | 0 | 0 | 0 | 0 | 0 | 0 | 0 | 0 | 0 | 0 | 0 | 0 | 0 | 0 | 0 | 0
F4_Commercial_College_Existing_Food Preparation_Natural Gas_Steamer_E5 | F4 | Commercial | College | Existing | Food Preparation | Natural Gas | Steamer | E5 | Utility - Cost of Equipment | 0 | 0 | 0 | 0 | 0 | 0 | 0 | 0 | 0 | 0 | 0 | 0 | 0 | 0 | 0 | 0 | 0 | 0 | 0 | 0 | 0 | 0 | 0 | 0 | 0 | 0 | 0 | 0 | 0 | 0 | 0 | 0 | 0
F4_Commercial_College_Existing_Food Preparation_Natural Gas_Steamer_E6 | F4 | Commercial | College | Existing | Food Preparation | Natural Gas | Steamer | E6 | Utility - Cost of Equipment | 0 | 0 | 0 | 0 | 0 | 0 | 0 | 0 | 0 | 0 | 0 | 0 | 0 | 0 | 0 | 0 | 0 | 0 | 0 | 0 | 0 | 0 | 0 | 0 | 0 | 0 | 0 | 0 | 0 | 0 | 0 | 0 | 0
F4_Commercial_College_Existing_Food Preparation_Natural Gas_Steamer_E7 | F4 | Commercial | College | Existing | Food Preparation | Natural Gas | Steamer | E7 | Utility - Cost of Equipment | 0 | 0 | 0 | 0 | 0 | 0 | 0 | 0 | 0 | 0 | 0 | 0 | 0 | 0 | 0 | 0 | 0 | 0 | 0 | 0 | 0 | 0 | 0 | 0 | 0 | 0 | 0 | 0 | 0 | 0 | 0 | 0 | 0
F4_Commercial_College_Existing_Food Preparation_Natural Gas_Steamer_E8 | F4 | Commercial | College | Existing | Food Preparation | Natural Gas | Steamer | E8 | Utility - Cost of Equipment | 0 | 0 | 0 | 0 | 0 | 0 | 0 | 0 | 0 | 0 | 0 | 0 | 0 | 0 | 0 | 0 | 0 | 0 | 0 | 0 | 0 | 0 | 0 | 0 | 0 | 0 | 0 | 0 | 0 | 0 | 0 | 0 | 0
F4_Commercial_College_Existing_Food Preparation_Natural Gas_Steamer_E9 | F4 | Commercial | College | Existing | Food Preparation | Natural Gas | Steamer | E9 | Utility - Cost of Equipment | 0 | 0 | 0 | 0 | 0 | 0 | 0 | 0 | 0 | 0 | 0 | 0 | 0 | 0 | 0 | 0 | 0 | 0 | 0 | 0 | 0 | 0 | 0 | 0 | 0 | 0 | 0 | 0 | 0 | 0 | 0 | 0 | 0
F4_Commercial_College_Existing_Food Preparation_Natural Gas_Steamer_E10 | F4 | Commercial | College | Existing | Food Preparation | Natural Gas | Steamer | E10 | Utility - Cost of Equipment | 0 | 0 | 0 | 0 | 0 | 0 | 0 | 0 | 0 | 0 | 0 | 0 | 0 | 0 | 0 | 0 | 0 | 0 | 0 | 0 | 0 | 0 | 0 | 0 | 0 | 0 | 0 | 0 | 0 | 0 | 0 | 0 | 0
F5_Commercial_College_Existing_Food Preparation_Natural Gas_Steamer_E1 | F5 | Commercial | College | Existing | Food Preparation | Natural Gas | Steamer | E1 | Utility - Cost of Operation | 0.082946 | 0.082946 | 0.082946 | 0 | 0 | 0 | 0 | 0 | 0 | 0 | 0 | 0 | 0 | 0 | 0 | 0 | 0 | 0 | 0 | 0 | 0 | 0 | 0 | 0 | 0 | 0 | 0 | 0 | 0 | 0 | 0 | 0 | 0
F5_Commercial_College_Existing_Food Preparation_Natural Gas_Steamer_E2 | F5 | Commercial | College | Existing | Food Preparation | Natural Gas | Steamer | E2 | Utility - Cost of Operation | 0.089104 | 0.089104 | 0.089104 | 0.089104 | 0.089104 | 0.089104 | 0.089104 | 0.089104 | 0.089104 | 0.089104 | 0.089104 | 0.089104 | 0.089104 | 0.089104 | 0.089104 | 0.089104 | 0.089104 | 0.089104 | 0.089104 | 0.089104 | 0.089104 | 0.089104 | 0.089104 | 0.089104 | 0.089104 | 0.089104 | 0.089104 | 0.089104 | 0.089104 | 0.089104 | 0.089104 | 0.089104 | 0.089104
F5_Commercial_College_Existing_Food Preparation_Natural Gas_Steamer_E3 | F5 | Commercial | College | Existing | Food Preparation | Natural Gas | Steamer | E3 | Utility - Cost of Operation | 0 | 0 | 0 | 0 | 0 | 0 | 0 | 0 | 0 | 0 | 0 | 0 | 0 | 0 | 0 | 0 | 0 | 0 | 0 | 0 | 0 | 0 | 0 | 0 | 0 | 0 | 0 | 0 | 0 | 0 | 0 | 0 | 0
F5_Commercial_College_Existing_Food Preparation_Natural Gas_Steamer_E4 | F5 | Commercial | College | Existing | Food Preparation | Natural Gas | Steamer | E4 | Utility - Cost of Operation | 0 | 0 | 0 | 0 | 0 | 0 | 0 | 0 | 0 | 0 | 0 | 0 | 0 | 0 | 0 | 0 | 0 | 0 | 0 | 0 | 0 | 0 | 0 | 0 | 0 | 0 | 0 | 0 | 0 | 0 | 0 | 0 | 0
F5_Commercial_College_Existing_Food Preparation_Natural Gas_Steamer_E5 | F5 | Commercial | College | Existing | Food Preparation | Natural Gas | Steamer | E5 | Utility - Cost of Operation | 0 | 0 | 0 | 0 | 0 | 0 | 0 | 0 | 0 | 0 | 0 | 0 | 0 | 0 | 0 | 0 | 0 | 0 | 0 | 0 | 0 | 0 | 0 | 0 | 0 | 0 | 0 | 0 | 0 | 0 | 0 | 0 | 0
F5_Commercial_College_Existing_Food Preparation_Natural Gas_Steamer_E6 | F5 | Commercial | College | Existing | Food Preparation | Natural Gas | Steamer | E6 | Utility - Cost of Operation | 0 | 0 | 0 | 0 | 0 | 0 | 0 | 0 | 0 | 0 | 0 | 0 | 0 | 0 | 0 | 0 | 0 | 0 | 0 | 0 | 0 | 0 | 0 | 0 | 0 | 0 | 0 | 0 | 0 | 0 | 0 | 0 | 0
F5_Commercial_College_Existing_Food Preparation_Natural Gas_Steamer_E7 | F5 | Commercial | College | Existing | Food Preparation | Natural Gas | Steamer | E7 | Utility - Cost of Operation | 0 | 0 | 0 | 0 | 0 | 0 | 0 | 0 | 0 | 0 | 0 | 0 | 0 | 0 | 0 | 0 | 0 | 0 | 0 | 0 | 0 | 0 | 0 | 0 | 0 | 0 | 0 | 0 | 0 | 0 | 0 | 0 | 0
F5_Commercial_College_Existing_Food Preparation_Natural Gas_Steamer_E8 | F5 | Commercial | College | Existing | Food Preparation | Natural Gas | Steamer | E8 | Utility - Cost of Operation | 0 | 0 | 0 | 0 | 0 | 0 | 0 | 0 | 0 | 0 | 0 | 0 | 0 | 0 | 0 | 0 | 0 | 0 | 0 | 0 | 0 | 0 | 0 | 0 | 0 | 0 | 0 | 0 | 0 | 0 | 0 | 0 | 0
F5_Commercial_College_Existing_Food Preparation_Natural Gas_Steamer_E9 | F5 | Commercial | College | Existing | Food Preparation | Natural Gas | Steamer | E9 | Utility - Cost of Operation | 0 | 0 | 0 | 0 | 0 | 0 | 0 | 0 | 0 | 0 | 0 | 0 | 0 | 0 | 0 | 0 | 0 | 0 | 0 | 0 | 0 | 0 | 0 | 0 | 0 | 0 | 0 | 0 | 0 | 0 | 0 | 0 | 0
F5_Commercial_College_Existing_Food Preparation_Natural Gas_Steamer_E10 | F5 | Commercial | College | Existing | Food Preparation | Natural Gas | Steamer | E10 | Utility - Cost of Operation | 0 | 0 | 0 | 0 | 0 | 0 | 0 | 0 | 0 | 0 | 0 | 0 | 0 | 0 | 0 | 0 | 0 | 0 | 0 | 0 | 0 | 0 | 0 | 0 | 0 | 0 | 0 | 0 | 0 | 0 | 0 | 0 | 0
F6_Commercial_College_Existing_Food Preparation_Natural Gas_Steamer_E1 | F6 | Commercial | College | Existing | Food Preparation | Natural Gas | Steamer | E1 | Utility - Value of Sales | 0.085781 | 0.086165 | 0.086782 | 0 | 0 | 0 | 0 | 0 | 0 | 0 | 0 | 0 | 0 | 0 | 0 | 0 | 0 | 0 | 0 | 0 | 0 | 0 | 0 | 0 | 0 | 0 | 0 | 0 | 0 | 0 | 0 | 0 | 0
F6_Commercial_College_Existing_Food Preparation_Natural Gas_Steamer_E2 | F6 | Commercial | College | Existing | Food Preparation | Natural Gas | Steamer | E2 | Utility - Value of Sales | 0.017893 | 0.017973 | 0.018102 | 0.018074 | 0.018074 | 0.018074 | 0.018074 | 0.018074 | 0.018074 | 0.018074 | 0.018074 | 0.018074 | 0.018074 | 0.018074 | 0.018074 | 0.018074 | 0.018074 | 0.018074 | 0.018074 | 0.018074 | 0.018074 | 0.018074 | 0.018074 | 0.018074 | 0.018074 | 0.018074 | 0.018074 | 0.018074 | 0.018074 | 0.018074 | 0.018074 | 0.018074 | 0.018074
F6_Commercial_College_Existing_Food Preparation_Natural Gas_Steamer_E3 | F6 | Commercial | College | Existing | Food Preparation | Natural Gas | Steamer | E3 | Utility - Value of Sales | 0 | 0 | 0 | 0 | 0 | 0 | 0 | 0 | 0 | 0 | 0 | 0 | 0 | 0 | 0 | 0 | 0 | 0 | 0 | 0 | 0 | 0 | 0 | 0 | 0 | 0 | 0 | 0 | 0 | 0 | 0 | 0 | 0
F6_Commercial_College_Existing_Food Preparation_Natural Gas_Steamer_E4 | F6 | Commercial | College | Existing | Food Preparation | Natural Gas | Steamer | E4 | Utility - Value of Sales | 0 | 0 | 0 | 0 | 0 | 0 | 0 | 0 | 0 | 0 | 0 | 0 | 0 | 0 | 0 | 0 | 0 | 0 | 0 | 0 | 0 | 0 | 0 | 0 | 0 | 0 | 0 | 0 | 0 | 0 | 0 | 0 | 0
F6_Commercial_College_Existing_Food Preparation_Natural Gas_Steamer_E5 | F6 | Commercial | College | Existing | Food Preparation | Natural Gas | Steamer | E5 | Utility - Value of Sales | 0 | 0 | 0 | 0 | 0 | 0 | 0 | 0 | 0 | 0 | 0 | 0 | 0 | 0 | 0 | 0 | 0 | 0 | 0 | 0 | 0 | 0 | 0 | 0 | 0 | 0 | 0 | 0 | 0 | 0 | 0 | 0 | 0
F6_Commercial_College_Existing_Food Preparation_Natural Gas_Steamer_E6 | F6 | Commercial | College | Existing | Food Preparation | Natural Gas | Steamer | E6 | Utility - Value of Sales | 0 | 0 | 0 | 0 | 0 | 0 | 0 | 0 | 0 | 0 | 0 | 0 | 0 | 0 | 0 | 0 | 0 | 0 | 0 | 0 | 0 | 0 | 0 | 0 | 0 | 0 | 0 | 0 | 0 | 0 | 0 | 0 | 0
F6_Commercial_College_Existing_Food Preparation_Natural Gas_Steamer_E7 | F6 | Commercial | College | Existing | Food Preparation | Natural Gas | Steamer | E7 | Utility - Value of Sales | 0 | 0 | 0 | 0 | 0 | 0 | 0 | 0 | 0 | 0 | 0 | 0 | 0 | 0 | 0 | 0 | 0 | 0 | 0 | 0 | 0 | 0 | 0 | 0 | 0 | 0 | 0 | 0 | 0 | 0 | 0 | 0 | 0
F6_Commercial_College_Existing_Food Preparation_Natural Gas_Steamer_E8 | F6 | Commercial | College | Existing | Food Preparation | Natural Gas | Steamer | E8 | Utility - Value of Sales | 0 | 0 | 0 | 0 | 0 | 0 | 0 | 0 | 0 | 0 | 0 | 0 | 0 | 0 | 0 | 0 | 0 | 0 | 0 | 0 | 0 | 0 | 0 | 0 | 0 | 0 | 0 | 0 | 0 | 0 | 0 | 0 | 0
F6_Commercial_College_Existing_Food Preparation_Natural Gas_Steamer_E9 | F6 | Commercial | College | Existing | Food Preparation | Natural Gas | Steamer | E9 | Utility - Value of Sales | 0 | 0 | 0 | 0 | 0 | 0 | 0 | 0 | 0 | 0 | 0 | 0 | 0 | 0 | 0 | 0 | 0 | 0 | 0 | 0 | 0 | 0 | 0 | 0 | 0 | 0 | 0 | 0 | 0 | 0 | 0 | 0 | 0
F6_Commercial_College_Existing_Food Preparation_Natural Gas_Steamer_E10 | F6 | Commercial | College | Existing | Food Preparation | Natural Gas | Steamer | E10 | Utility - Value of Sales | 0 | 0 | 0 | 0 | 0 | 0 | 0 | 0 | 0 | 0 | 0 | 0 | 0 | 0 | 0 | 0 | 0 | 0 | 0 | 0 | 0 | 0 | 0 | 0 | 0 | 0 | 0 | 0 | 0 | 0 | 0 | 0 | 0
F1_Commercial_College_Existing_Food Preparation_Natural Gas_Food Prep Other_E1 | F1 | Commercial | College | Existing | Food Preparation | Natural Gas | Food Prep Other | E1 | RVT - Cost of Equipment | 0.020396 | 0.020393 | 0.020491 | 0.02034 | 0.020248 | 0.020315 | 0.020516 | 0.020674 | 0.020871 | 0.021057 | 0.021243 | 0.021415 | 0.021599 | 0.021791 | 0.021974 | 0.022161 | 0.022351 | 0.022557 | 0.022772 | 0.022999 | 0.023222 | 0.023456 | 0.023671 | 0.023894 | 0.024091 | 0.024261 | 0.024416 | 0.02455 | 0.024655 | 0.024741 | 0.024787 | 0.024819 | 0.024819
F1_Commercial_College_Existing_Food Preparation_Natural Gas_Food Prep Other_E2 | F1 | Commercial | College | Existing | Food Preparation | Natural Gas | Food Prep Other | E2 | RVT - Cost of Equipment | 0.020396 | 0.020393 | 0.020491 | 0.02034 | 0.020248 | 0.020315 | 0.020516 | 0.020674 | 0.020871 | 0.021057 | 0.021243 | 0.021415 | 0.021598 | 0.02179 | 0.021974 | 0.022161 | 0.022351 | 0.022557 | 0.022772 | 0.022999 | 0.023222 | 0.023455 | 0.023671 | 0.023893 | 0.024091 | 0.024261 | 0.024416 | 0.02455 | 0.024654 | 0.02474 | 0.024787 | 0.024818 | 0.024818
F1_Commercial_College_Existing_Food Preparation_Natural Gas_Food Prep Other_E3 | F1 | Commercial | College | Existing | Food Preparation | Natural Gas | Food Prep Other | E3 | RVT - Cost of Equipment | 0 | 0 | 0 | 0 | 0 | 0 | 0 | 0 | 0 | 0 | 0 | 0 | 0 | 0 | 0 | 0 | 0 | 0 | 0 | 0 | 0 | 0 | 0 | 0 | 0 | 0 | 0 | 0 | 0 | 0 | 0 | 0 | 0
F1_Commercial_College_Existing_Food Preparation_Natural Gas_Food Prep Other_E4 | F1 | Commercial | College | Existing | Food Preparation | Natural Gas | Food Prep Other | E4 | RVT - Cost of Equipment | 0 | 0 | 0 | 0 | 0 | 0 | 0 | 0 | 0 | 0 | 0 | 0 | 0 | 0 | 0 | 0 | 0 | 0 | 0 | 0 | 0 | 0 | 0 | 0 | 0 | 0 | 0 | 0 | 0 | 0 | 0 | 0 | 0
F1_Commercial_College_Existing_Food Preparation_Natural Gas_Food Prep Other_E5 | F1 | Commercial | College | Existing | Food Preparation | Natural Gas | Food Prep Other | E5 | RVT - Cost of Equipment | 0 | 0 | 0 | 0 | 0 | 0 | 0 | 0 | 0 | 0 | 0 | 0 | 0 | 0 | 0 | 0 | 0 | 0 | 0 | 0 | 0 | 0 | 0 | 0 | 0 | 0 | 0 | 0 | 0 | 0 | 0 | 0 | 0
F1_Commercial_College_Existing_Food Preparation_Natural Gas_Food Prep Other_E6 | F1 | Commercial | College | Existing | Food Preparation | Natural Gas | Food Prep Other | E6 | RVT - Cost of Equipment | 0 | 0 | 0 | 0 | 0 | 0 | 0 | 0 | 0 | 0 | 0 | 0 | 0 | 0 | 0 | 0 | 0 | 0 | 0 | 0 | 0 | 0 | 0 | 0 | 0 | 0 | 0 | 0 | 0 | 0 | 0 | 0 | 0
F1_Commercial_College_Existing_Food Preparation_Natural Gas_Food Prep Other_E7 | F1 | Commercial | College | Existing | Food Preparation | Natural Gas | Food Prep Other | E7 | RVT - Cost of Equipment | 0 | 0 | 0 | 0 | 0 | 0 | 0 | 0 | 0 | 0 | 0 | 0 | 0 | 0 | 0 | 0 | 0 | 0 | 0 | 0 | 0 | 0 | 0 | 0 | 0 | 0 | 0 | 0 | 0 | 0 | 0 | 0 | 0
F1_Commercial_College_Existing_Food Preparation_Natural Gas_Food Prep Other_E8 | F1 | Commercial | College | Existing | Food Preparation | Natural Gas | Food Prep Other | E8 | RVT - Cost of Equipment | 0 | 0 | 0 | 0 | 0 | 0 | 0 | 0 | 0 | 0 | 0 | 0 | 0 | 0 | 0 | 0 | 0 | 0 | 0 | 0 | 0 | 0 | 0 | 0 | 0 | 0 | 0 | 0 | 0 | 0 | 0 | 0 | 0
F1_Commercial_College_Existing_Food Preparation_Natural Gas_Food Prep Other_E9 | F1 | Commercial | College | Existing | Food Preparation | Natural Gas | Food Prep Other | E9 | RVT - Cost of Equipment | 0 | 0 | 0 | 0 | 0 | 0 | 0 | 0 | 0 | 0 | 0 | 0 | 0 | 0 | 0 | 0 | 0 | 0 | 0 | 0 | 0 | 0 | 0 | 0 | 0 | 0 | 0 | 0 | 0 | 0 | 0 | 0 | 0
F1_Commercial_College_Existing_Food Preparation_Natural Gas_Food Prep Other_E10 | F1 | Commercial | College | Existing | Food Preparation | Natural Gas | Food Prep Other | E10 | RVT - Cost of Equipment | 0 | 0 | 0 | 0 | 0 | 0 | 0 | 0 | 0 | 0 | 0 | 0 | 0 | 0 | 0 | 0 | 0 | 0 | 0 | 0 | 0 | 0 | 0 | 0 | 0 | 0 | 0 | 0 | 0 | 0 | 0 | 0 | 0
F2_Commercial_College_Existing_Food Preparation_Natural Gas_Food Prep Other_E1 | F2 | Commercial | College | Existing | Food Preparation | Natural Gas | Food Prep Other | E1 | RVT - Cost of Operation | 0.024436 | 0.024432 | 0.024549 | 0.024369 | 0.024259 | 0.024339 | 0.024579 | 0.024769 | 0.025005 | 0.025227 | 0.025451 | 0.025656 | 0.025876 | 0.026107 | 0.026326 | 0.02655 | 0.026778 | 0.027025 | 0.027283 | 0.027554 | 0.027822 | 0.028101 | 0.028359 | 0.028626 | 0.028862 | 0.029066 | 0.029252 | 0.029412 | 0.029538 | 0.029641 | 0.029697 | 0.029734 | 0.029734
F2_Commercial_College_Existing_Food Preparation_Natural Gas_Food Prep Other_E2 | F2 | Commercial | College | Existing | Food Preparation | Natural Gas | Food Prep Other | E2 | RVT - Cost of Operation | 0.024436 | 0.024432 | 0.024549 | 0.024369 | 0.024259 | 0.024339 | 0.024579 | 0.024769 | 0.025005 | 0.025227 | 0.025451 | 0.025656 | 0.025876 | 0.026106 | 0.026326 | 0.02655 | 0.026777 | 0.027025 | 0.027283 | 0.027554 | 0.027822 | 0.028101 | 0.028359 | 0.028626 | 0.028862 | 0.029066 | 0.029252 | 0.029412 | 0.029538 | 0.029641 | 0.029697 | 0.029734 | 0.029734
F2_Commercial_College_Existing_Food Preparation_Natural Gas_Food Prep Other_E3 | F2 | Commercial | College | Existing | Food Preparation | Natural Gas | Food Prep Other | E3 | RVT - Cost of Operation | 0 | 0 | 0 | 0 | 0 | 0 | 0 | 0 | 0 | 0 | 0 | 0 | 0 | 0 | 0 | 0 | 0 | 0 | 0 | 0 | 0 | 0 | 0 | 0 | 0 | 0 | 0 | 0 | 0 | 0 | 0 | 0 | 0
F2_Commercial_College_Existing_Food Preparation_Natural Gas_Food Prep Other_E4 | F2 | Commercial | College | Existing | Food Preparation | Natural Gas | Food Prep Other | E4 | RVT - Cost of Operation | 0 | 0 | 0 | 0 | 0 | 0 | 0 | 0 | 0 | 0 | 0 | 0 | 0 | 0 | 0 | 0 | 0 | 0 | 0 | 0 | 0 | 0 | 0 | 0 | 0 | 0 | 0 | 0 | 0 | 0 | 0 | 0 | 0
F2_Commercial_College_Existing_Food Preparation_Natural Gas_Food Prep Other_E5 | F2 | Commercial | College | Existing | Food Preparation | Natural Gas | Food Prep Other | E5 | RVT - Cost of Operation | 0 | 0 | 0 | 0 | 0 | 0 | 0 | 0 | 0 | 0 | 0 | 0 | 0 | 0 | 0 | 0 | 0 | 0 | 0 | 0 | 0 | 0 | 0 | 0 | 0 | 0 | 0 | 0 | 0 | 0 | 0 | 0 | 0
F2_Commercial_College_Existing_Food Preparation_Natural Gas_Food Prep Other_E6 | F2 | Commercial | College | Existing | Food Preparation | Natural Gas | Food Prep Other | E6 | RVT - Cost of Operation | 0 | 0 | 0 | 0 | 0 | 0 | 0 | 0 | 0 | 0 | 0 | 0 | 0 | 0 | 0 | 0 | 0 | 0 | 0 | 0 | 0 | 0 | 0 | 0 | 0 | 0 | 0 | 0 | 0 | 0 | 0 | 0 | 0
F2_Commercial_College_Existing_Food Preparation_Natural Gas_Food Prep Other_E7 | F2 | Commercial | College | Existing | Food Preparation | Natural Gas | Food Prep Other | E7 | RVT - Cost of Operation | 0 | 0 | 0 | 0 | 0 | 0 | 0 | 0 | 0 | 0 | 0 | 0 | 0 | 0 | 0 | 0 | 0 | 0 | 0 | 0 | 0 | 0 | 0 | 0 | 0 | 0 | 0 | 0 | 0 | 0 | 0 | 0 | 0
F2_Commercial_College_Existing_Food Preparation_Natural Gas_Food Prep Other_E8 | F2 | Commercial | College | Existing | Food Preparation | Natural Gas | Food Prep Other | E8 | RVT - Cost of Operation | 0 | 0 | 0 | 0 | 0 | 0 | 0 | 0 | 0 | 0 | 0 | 0 | 0 | 0 | 0 | 0 | 0 | 0 | 0 | 0 | 0 | 0 | 0 | 0 | 0 | 0 | 0 | 0 | 0 | 0 | 0 | 0 | 0
F2_Commercial_College_Existing_Food Preparation_Natural Gas_Food Prep Other_E9 | F2 | Commercial | College | Existing | Food Preparation | Natural Gas | Food Prep Other | E9 | RVT - Cost of Operation | 0 | 0 | 0 | 0 | 0 | 0 | 0 | 0 | 0 | 0 | 0 | 0 | 0 | 0 | 0 | 0 | 0 | 0 | 0 | 0 | 0 | 0 | 0 | 0 | 0 | 0 | 0 | 0 | 0 | 0 | 0 | 0 | 0
F2_Commercial_College_Existing_Food Preparation_Natural Gas_Food Prep Other_E10 | F2 | Commercial | College | Existing | Food Preparation | Natural Gas | Food Prep Other | E10 | RVT - Cost of Operation | 0 | 0 | 0 | 0 | 0 | 0 | 0 | 0 | 0 | 0 | 0 | 0 | 0 | 0 | 0 | 0 | 0 | 0 | 0 | 0 | 0 | 0 | 0 | 0 | 0 | 0 | 0 | 0 | 0 | 0 | 0 | 0 | 0
F3_Commercial_College_Existing_Food Preparation_Natural Gas_Food Prep Other_E1 | F3 | Commercial | College | Existing | Food Preparation | Natural Gas | Food Prep Other | E1 | System - kBTUs of Consumption | 0.001234 | 0.001234 | 0.001234 | 0.001234 | 0.001234 | 0.001234 | 0.001234 | 0.001234 | 0.001234 | 0.001234 | 0.001234 | 0.001234 | 0.001234 | 0.001234 | 0.001234 | 0.001234 | 0.001234 | 0.001234 | 0.001234 | 0.001234 | 0.001234 | 0.001234 | 0.001234 | 0.001234 | 0.001234 | 0.001234 | 0.001234 | 0.001234 | 0.001234 | 0.001234 | 0.001234 | 0.001234 | 0.001234
F3_Commercial_College_Existing_Food Preparation_Natural Gas_Food Prep Other_E2 | F3 | Commercial | College | Existing | Food Preparation | Natural Gas | Food Prep Other | E2 | System - kBTUs of Consumption | 0.0012353 | 0.0012353 | 0.0012353 | 0.0012353 | 0.0012353 | 0.0012353 | 0.0012353 | 0.0012353 | 0.0012353 | 0.0012353 | 0.0012353 | 0.0012353 | 0.0012353 | 0.0012353 | 0.0012353 | 0.0012353 | 0.0012353 | 0.0012353 | 0.0012353 | 0.0012353 | 0.0012353 | 0.0012353 | 0.0012353 | 0.0012353 | 0.0012353 | 0.0012353 | 0.0012353 | 0.0012353 | 0.0012353 | 0.0012353 | 0.0012353 | 0.0012353 | 0.0012353
F3_Commercial_College_Existing_Food Preparation_Natural Gas_Food Prep Other_E3 | F3 | Commercial | College | Existing | Food Preparation | Natural Gas | Food Prep Other | E3 | System - kBTUs of Consumption | 0 | 0 | 0 | 0 | 0 | 0 | 0 | 0 | 0 | 0 | 0 | 0 | 0 | 0 | 0 | 0 | 0 | 0 | 0 | 0 | 0 | 0 | 0 | 0 | 0 | 0 | 0 | 0 | 0 | 0 | 0 | 0 | 0
F3_Commercial_College_Existing_Food Preparation_Natural Gas_Food Prep Other_E4 | F3 | Commercial | College | Existing | Food Preparation | Natural Gas | Food Prep Other | E4 | System - kBTUs of Consumption | 0 | 0 | 0 | 0 | 0 | 0 | 0 | 0 | 0 | 0 | 0 | 0 | 0 | 0 | 0 | 0 | 0 | 0 | 0 | 0 | 0 | 0 | 0 | 0 | 0 | 0 | 0 | 0 | 0 | 0 | 0 | 0 | 0
F3_Commercial_College_Existing_Food Preparation_Natural Gas_Food Prep Other_E5 | F3 | Commercial | College | Existing | Food Preparation | Natural Gas | Food Prep Other | E5 | System - kBTUs of Consumption | 0 | 0 | 0 | 0 | 0 | 0 | 0 | 0 | 0 | 0 | 0 | 0 | 0 | 0 | 0 | 0 | 0 | 0 | 0 | 0 | 0 | 0 | 0 | 0 | 0 | 0 | 0 | 0 | 0 | 0 | 0 | 0 | 0
F3_Commercial_College_Existing_Food Preparation_Natural Gas_Food Prep Other_E6 | F3 | Commercial | College | Existing | Food Preparation | Natural Gas | Food Prep Other | E6 | System - kBTUs of Consumption | 0 | 0 | 0 | 0 | 0 | 0 | 0 | 0 | 0 | 0 | 0 | 0 | 0 | 0 | 0 | 0 | 0 | 0 | 0 | 0 | 0 | 0 | 0 | 0 | 0 | 0 | 0 | 0 | 0 | 0 | 0 | 0 | 0
F3_Commercial_College_Existing_Food Preparation_Natural Gas_Food Prep Other_E7 | F3 | Commercial | College | Existing | Food Preparation | Natural Gas | Food Prep Other | E7 | System - kBTUs of Consumption | 0 | 0 | 0 | 0 | 0 | 0 | 0 | 0 | 0 | 0 | 0 | 0 | 0 | 0 | 0 | 0 | 0 | 0 | 0 | 0 | 0 | 0 | 0 | 0 | 0 | 0 | 0 | 0 | 0 | 0 | 0 | 0 | 0
F3_Commercial_College_Existing_Food Preparation_Natural Gas_Food Prep Other_E8 | F3 | Commercial | College | Existing | Food Preparation | Natural Gas | Food Prep Other | E8 | System - kBTUs of Consumption | 0 | 0 | 0 | 0 | 0 | 0 | 0 | 0 | 0 | 0 | 0 | 0 | 0 | 0 | 0 | 0 | 0 | 0 | 0 | 0 | 0 | 0 | 0 | 0 | 0 | 0 | 0 | 0 | 0 | 0 | 0 | 0 | 0
F3_Commercial_College_Existing_Food Preparation_Natural Gas_Food Prep Other_E9 | F3 | Commercial | College | Existing | Food Preparation | Natural Gas | Food Prep Other | E9 | System - kBTUs of Consumption | 0 | 0 | 0 | 0 | 0 | 0 | 0 | 0 | 0 | 0 | 0 | 0 | 0 | 0 | 0 | 0 | 0 | 0 | 0 | 0 | 0 | 0 | 0 | 0 | 0 | 0 | 0 | 0 | 0 | 0 | 0 | 0 | 0
F3_Commercial_College_Existing_Food Preparation_Natural Gas_Food Prep Other_E10 | F3 | Commercial | College | Existing | Food Preparation | Natural Gas | Food Prep Other | E10 | System - kBTUs of Consumption | 0 | 0 | 0 | 0 | 0 | 0 | 0 | 0 | 0 | 0 | 0 | 0 | 0 | 0 | 0 | 0 | 0 | 0 | 0 | 0 | 0 | 0 | 0 | 0 | 0 | 0 | 0 | 0 | 0 | 0 | 0 | 0 | 0
F4_Commercial_College_Existing_Food Preparation_Natural Gas_Food Prep Other_E1 | F4 | Commercial | College | Existing | Food Preparation | Natural Gas | Food Prep Other | E1 | Utility - Cost of Equipment | 0.024436 | 0.024432 | 0.024549 | 0.024369 | 0.024259 | 0.024339 | 0.024579 | 0.024769 | 0.025005 | 0.025227 | 0.025451 | 0.025656 | 0.025876 | 0.026107 | 0.026326 | 0.02655 | 0.026778 | 0.027025 | 0.027283 | 0.027554 | 0.027822 | 0.028101 | 0.028359 | 0.028626 | 0.028862 | 0.029066 | 0.029252 | 0.029412 | 0.029538 | 0.029641 | 0.029697 | 0.029734 | 0.029734
F4_Commercial_College_Existing_Food Preparation_Natural Gas_Food Prep Other_E2 | F4 | Commercial | College | Existing | Food Preparation | Natural Gas | Food Prep Other | E2 | Utility - Cost of Equipment | 0.024436 | 0.024432 | 0.024549 | 0.024369 | 0.024259 | 0.024339 | 0.024579 | 0.024769 | 0.025005 | 0.025227 | 0.025451 | 0.025656 | 0.025876 | 0.026106 | 0.026326 | 0.02655 | 0.026777 | 0.027025 | 0.027283 | 0.027554 | 0.027822 | 0.028101 | 0.028359 | 0.028626 | 0.028862 | 0.029066 | 0.029252 | 0.029412 | 0.029538 | 0.029641 | 0.029697 | 0.029734 | 0.029734
F4_Commercial_College_Existing_Food Preparation_Natural Gas_Food Prep Other_E3 | F4 | Commercial | College | Existing | Food Preparation | Natural Gas | Food Prep Other | E3 | Utility - Cost of Equipment | 0 | 0 | 0 | 0 | 0 | 0 | 0 | 0 | 0 | 0 | 0 | 0 | 0 | 0 | 0 | 0 | 0 | 0 | 0 | 0 | 0 | 0 | 0 | 0 | 0 | 0 | 0 | 0 | 0 | 0 | 0 | 0 | 0
F4_Commercial_College_Existing_Food Preparation_Natural Gas_Food Prep Other_E4 | F4 | Commercial | College | Existing | Food Preparation | Natural Gas | Food Prep Other | E4 | Utility - Cost of Equipment | 0 | 0 | 0 | 0 | 0 | 0 | 0 | 0 | 0 | 0 | 0 | 0 | 0 | 0 | 0 | 0 | 0 | 0 | 0 | 0 | 0 | 0 | 0 | 0 | 0 | 0 | 0 | 0 | 0 | 0 | 0 | 0 | 0
F4_Commercial_College_Existing_Food Preparation_Natural Gas_Food Prep Other_E5 | F4 | Commercial | College | Existing | Food Preparation | Natural Gas | Food Prep Other | E5 | Utility - Cost of Equipment | 0 | 0 | 0 | 0 | 0 | 0 | 0 | 0 | 0 | 0 | 0 | 0 | 0 | 0 | 0 | 0 | 0 | 0 | 0 | 0 | 0 | 0 | 0 | 0 | 0 | 0 | 0 | 0 | 0 | 0 | 0 | 0 | 0
F4_Commercial_College_Existing_Food Preparation_Natural Gas_Food Prep Other_E6 | F4 | Commercial | College | Existing | Food Preparation | Natural Gas | Food Prep Other | E6 | Utility - Cost of Equipment | 0 | 0 | 0 | 0 | 0 | 0 | 0 | 0 | 0 | 0 | 0 | 0 | 0 | 0 | 0 | 0 | 0 | 0 | 0 | 0 | 0 | 0 | 0 | 0 | 0 | 0 | 0 | 0 | 0 | 0 | 0 | 0 | 0
F4_Commercial_College_Existing_Food Preparation_Natural Gas_Food Prep Other_E7 | F4 | Commercial | College | Existing | Food Preparation | Natural Gas | Food Prep Other | E7 | Utility - Cost of Equipment | 0 | 0 | 0 | 0 | 0 | 0 | 0 | 0 | 0 | 0 | 0 | 0 | 0 | 0 | 0 | 0 | 0 | 0 | 0 | 0 | 0 | 0 | 0 | 0 | 0 | 0 | 0 | 0 | 0 | 0 | 0 | 0 | 0
F4_Commercial_College_Existing_Food Preparation_Natural Gas_Food Prep Other_E8 | F4 | Commercial | College | Existing | Food Preparation | Natural Gas | Food Prep Other | E8 | Utility - Cost of Equipment | 0 | 0 | 0 | 0 | 0 | 0 | 0 | 0 | 0 | 0 | 0 | 0 | 0 | 0 | 0 | 0 | 0 | 0 | 0 | 0 | 0 | 0 | 0 | 0 | 0 | 0 | 0 | 0 | 0 | 0 | 0 | 0 | 0
F4_Commercial_College_Existing_Food Preparation_Natural Gas_Food Prep Other_E9 | F4 | Commercial | College | Existing | Food Preparation | Natural Gas | Food Prep Other | E9 | Utility - Cost of Equipment | 0 | 0 | 0 | 0 | 0 | 0 | 0 | 0 | 0 | 0 | 0 | 0 | 0 | 0 | 0 | 0 | 0 | 0 | 0 | 0 | 0 | 0 | 0 | 0 | 0 | 0 | 0 | 0 | 0 | 0 | 0 | 0 | 0
F4_Commercial_College_Existing_Food Preparation_Natural Gas_Food Prep Other_E10 | F4 | Commercial | College | Existing | Food Preparation | Natural Gas | Food Prep Other | E10 | Utility - Cost of Equipment | 0 | 0 | 0 | 0 | 0 | 0 | 0 | 0 | 0 | 0 | 0 | 0 | 0 | 0 | 0 | 0 | 0 | 0 | 0 | 0 | 0 | 0 | 0 | 0 | 0 | 0 | 0 | 0 | 0 | 0 | 0 | 0 | 0
F5_Commercial_College_Existing_Food Preparation_Natural Gas_Food Prep Other_E1 | F5 | Commercial | College | Existing | Food Preparation | Natural Gas | Food Prep Other | E1 | Utility - Cost of Operation | 0.001234 | 0.001234 | 0.001234 | 0.001234 | 0.001234 | 0.001234 | 0.001234 | 0.001234 | 0.001234 | 0.001234 | 0.001234 | 0.001234 | 0.001234 | 0.001234 | 0.001234 | 0.001234 | 0.001234 | 0.001234 | 0.001234 | 0.001234 | 0.001234 | 0.001234 | 0.001234 | 0.001234 | 0.001234 | 0.001234 | 0.001234 | 0.001234 | 0.001234 | 0.001234 | 0.001234 | 0.001234 | 0.001234
F5_Commercial_College_Existing_Food Preparation_Natural Gas_Food Prep Other_E2 | F5 | Commercial | College | Existing | Food Preparation | Natural Gas | Food Prep Other | E2 | Utility - Cost of Operation | 0.0012353 | 0.0012353 | 0.0012353 | 0.0012353 | 0.0012353 | 0.0012353 | 0.0012353 | 0.0012353 | 0.0012353 | 0.0012353 | 0.0012353 | 0.0012353 | 0.0012353 | 0.0012353 | 0.0012353 | 0.0012353 | 0.0012353 | 0.0012353 | 0.0012353 | 0.0012353 | 0.0012353 | 0.0012353 | 0.0012353 | 0.0012353 | 0.0012353 | 0.0012353 | 0.0012353 | 0.0012353 | 0.0012353 | 0.0012353 | 0.0012353 | 0.0012353 | 0.0012353
F5_Commercial_College_Existing_Food Preparation_Natural Gas_Food Prep Other_E3 | F5 | Commercial | College | Existing | Food Preparation | Natural Gas | Food Prep Other | E3 | Utility - Cost of Operation | 0 | 0 | 0 | 0 | 0 | 0 | 0 | 0 | 0 | 0 | 0 | 0 | 0 | 0 | 0 | 0 | 0 | 0 | 0 | 0 | 0 | 0 | 0 | 0 | 0 | 0 | 0 | 0 | 0 | 0 | 0 | 0 | 0
F5_Commercial_College_Existing_Food Preparation_Natural Gas_Food Prep Other_E4 | F5 | Commercial | College | Existing | Food Preparation | Natural Gas | Food Prep Other | E4 | Utility - Cost of Operation | 0 | 0 | 0 | 0 | 0 | 0 | 0 | 0 | 0 | 0 | 0 | 0 | 0 | 0 | 0 | 0 | 0 | 0 | 0 | 0 | 0 | 0 | 0 | 0 | 0 | 0 | 0 | 0 | 0 | 0 | 0 | 0 | 0
F5_Commercial_College_Existing_Food Preparation_Natural Gas_Food Prep Other_E5 | F5 | Commercial | College | Existing | Food Preparation | Natural Gas | Food Prep Other | E5 | Utility - Cost of Operation | 0 | 0 | 0 | 0 | 0 | 0 | 0 | 0 | 0 | 0 | 0 | 0 | 0 | 0 | 0 | 0 | 0 | 0 | 0 | 0 | 0 | 0 | 0 | 0 | 0 | 0 | 0 | 0 | 0 | 0 | 0 | 0 | 0
F5_Commercial_College_Existing_Food Preparation_Natural Gas_Food Prep Other_E6 | F5 | Commercial | College | Existing | Food Preparation | Natural Gas | Food Prep Other | E6 | Utility - Cost of Operation | 0 | 0 | 0 | 0 | 0 | 0 | 0 | 0 | 0 | 0 | 0 | 0 | 0 | 0 | 0 | 0 | 0 | 0 | 0 | 0 | 0 | 0 | 0 | 0 | 0 | 0 | 0 | 0 | 0 | 0 | 0 | 0 | 0
F5_Commercial_College_Existing_Food Preparation_Natural Gas_Food Prep Other_E7 | F5 | Commercial | College | Existing | Food Preparation | Natural Gas | Food Prep Other | E7 | Utility - Cost of Operation | 0 | 0 | 0 | 0 | 0 | 0 | 0 | 0 | 0 | 0 | 0 | 0 | 0 | 0 | 0 | 0 | 0 | 0 | 0 | 0 | 0 | 0 | 0 | 0 | 0 | 0 | 0 | 0 | 0 | 0 | 0 | 0 | 0
F5_Commercial_College_Existing_Food Preparation_Natural Gas_Food Prep Other_E8 | F5 | Commercial | College | Existing | Food Preparation | Natural Gas | Food Prep Other | E8 | Utility - Cost of Operation | 0 | 0 | 0 | 0 | 0 | 0 | 0 | 0 | 0 | 0 | 0 | 0 | 0 | 0 | 0 | 0 | 0 | 0 | 0 | 0 | 0 | 0 | 0 | 0 | 0 | 0 | 0 | 0 | 0 | 0 | 0 | 0 | 0
F5_Commercial_College_Existing_Food Preparation_Natural Gas_Food Prep Other_E9 | F5 | Commercial | College | Existing | Food Preparation | Natural Gas | Food Prep Other | E9 | Utility - Cost of Operation | 0 | 0 | 0 | 0 | 0 | 0 | 0 | 0 | 0 | 0 | 0 | 0 | 0 | 0 | 0 | 0 | 0 | 0 | 0 | 0 | 0 | 0 | 0 | 0 | 0 | 0 | 0 | 0 | 0 | 0 | 0 | 0 | 0
F5_Commercial_College_Existing_Food Preparation_Natural Gas_Food Prep Other_E10 | F5 | Commercial | College | Existing | Food Preparation | Natural Gas | Food Prep Other | E10 | Utility - Cost of Operation | 0 | 0 | 0 | 0 | 0 | 0 | 0 | 0 | 0 | 0 | 0 | 0 | 0 | 0 | 0 | 0 | 0 | 0 | 0 | 0 | 0 | 0 | 0 | 0 | 0 | 0 | 0 | 0 | 0 | 0 | 0 | 0 | 0
F6_Commercial_College_Existing_Food Preparation_Natural Gas_Food Prep Other_E1 | F6 | Commercial | College | Existing | Food Preparation | Natural Gas | Food Prep Other | E1 | Utility - Value of Sales | 0.012927 | 0.012996 | 0.013108 | 0.013084 | 0.013084 | 0.013084 | 0.013084 | 0.013084 | 0.013084 | 0.013084 | 0.013084 | 0.013084 | 0.013084 | 0.013084 | 0.013084 | 0.013084 | 0.013084 | 0.013084 | 0.013084 | 0.013084 | 0.013084 | 0.013084 | 0.013084 | 0.013084 | 0.013084 | 0.013084 | 0.013084 | 0.013084 | 0.013084 | 0.013084 | 0.013084 | 0.013084 | 0.013084
F6_Commercial_College_Existing_Food Preparation_Natural Gas_Food Prep Other_E2 | F6 | Commercial | College | Existing | Food Preparation | Natural Gas | Food Prep Other | E2 | Utility - Value of Sales | 0.012927 | 0.012996 | 0.013108 | 0.013083 | 0.013083 | 0.013083 | 0.013083 | 0.013083 | 0.013083 | 0.013083 | 0.013083 | 0.013083 | 0.013083 | 0.013083 | 0.013083 | 0.013083 | 0.013083 | 0.013083 | 0.013083 | 0.013083 | 0.013083 | 0.013083 | 0.013083 | 0.013083 | 0.013083 | 0.013083 | 0.013083 | 0.013083 | 0.013083 | 0.013083 | 0.013083 | 0.013083 | 0.013083
F6_Commercial_College_Existing_Food Preparation_Natural Gas_Food Prep Other_E3 | F6 | Commercial | College | Existing | Food Preparation | Natural Gas | Food Prep Other | E3 | Utility - Value of Sales | 0 | 0 | 0 | 0 | 0 | 0 | 0 | 0 | 0 | 0 | 0 | 0 | 0 | 0 | 0 | 0 | 0 | 0 | 0 | 0 | 0 | 0 | 0 | 0 | 0 | 0 | 0 | 0 | 0 | 0 | 0 | 0 | 0
F6_Commercial_College_Existing_Food Preparation_Natural Gas_Food Prep Other_E4 | F6 | Commercial | College | Existing | Food Preparation | Natural Gas | Food Prep Other | E4 | Utility - Value of Sales | 0 | 0 | 0 | 0 | 0 | 0 | 0 | 0 | 0 | 0 | 0 | 0 | 0 | 0 | 0 | 0 | 0 | 0 | 0 | 0 | 0 | 0 | 0 | 0 | 0 | 0 | 0 | 0 | 0 | 0 | 0 | 0 | 0
F6_Commercial_College_Existing_Food Preparation_Natural Gas_Food Prep Other_E5 | F6 | Commercial | College | Existing | Food Preparation | Natural Gas | Food Prep Other | E5 | Utility - Value of Sales | 0 | 0 | 0 | 0 | 0 | 0 | 0 | 0 | 0 | 0 | 0 | 0 | 0 | 0 | 0 | 0 | 0 | 0 | 0 | 0 | 0 | 0 | 0 | 0 | 0 | 0 | 0 | 0 | 0 | 0 | 0 | 0 | 0
F6_Commercial_College_Existing_Food Preparation_Natural Gas_Food Prep Other_E6 | F6 | Commercial | College | Existing | Food Preparation | Natural Gas | Food Prep Other | E6 | Utility - Value of Sales | 0 | 0 | 0 | 0 | 0 | 0 | 0 | 0 | 0 | 0 | 0 | 0 | 0 | 0 | 0 | 0 | 0 | 0 | 0 | 0 | 0 | 0 | 0 | 0 | 0 | 0 | 0 | 0 | 0 | 0 | 0 | 0 | 0
F6_Commercial_College_Existing_Food Preparation_Natural Gas_Food Prep Other_E7 | F6 | Commercial | College | Existing | Food Preparation | Natural Gas | Food Prep Other | E7 | Utility - Value of Sales | 0 | 0 | 0 | 0 | 0 | 0 | 0 | 0 | 0 | 0 | 0 | 0 | 0 | 0 | 0 | 0 | 0 | 0 | 0 | 0 | 0 | 0 | 0 | 0 | 0 | 0 | 0 | 0 | 0 | 0 | 0 | 0 | 0
F6_Commercial_College_Existing_Food Preparation_Natural Gas_Food Prep Other_E8 | F6 | Commercial | College | Existing | Food Preparation | Natural Gas | Food Prep Other | E8 | Utility - Value of Sales | 0 | 0 | 0 | 0 | 0 | 0 | 0 | 0 | 0 | 0 | 0 | 0 | 0 | 0 | 0 | 0 | 0 | 0 | 0 | 0 | 0 | 0 | 0 | 0 | 0 | 0 | 0 | 0 | 0 | 0 | 0 | 0 | 0
F6_Commercial_College_Existing_Food Preparation_Natural Gas_Food Prep Other_E9 | F6 | Commercial | College | Existing | Food Preparation | Natural Gas | Food Prep Other | E9 | Utility - Value of Sales | 0 | 0 | 0 | 0 | 0 | 0 | 0 | 0 | 0 | 0 | 0 | 0 | 0 | 0 | 0 | 0 | 0 | 0 | 0 | 0 | 0 | 0 | 0 | 0 | 0 | 0 | 0 | 0 | 0 | 0 | 0 | 0 | 0
F6_Commercial_College_Existing_Food Preparation_Natural Gas_Food Prep Other_E10 | F6 | Commercial | College | Existing | Food Preparation | Natural Gas | Food Prep Other | E10 | Utility - Value of Sales | 0 | 0 | 0 | 0 | 0 | 0 | 0 | 0 | 0 | 0 | 0 | 0 | 0 | 0 | 0 | 0 | 0 | 0 | 0 | 0 | 0 | 0 | 0 | 0 | 0 | 0 | 0 | 0 | 0 | 0 | 0 | 0 | 0
F1_Commercial_College_Existing_Miscellaneous_Natural Gas_Pool Heater_E1 | F1 | Commercial | College | Existing | Miscellaneous | Natural Gas | Pool Heater | E1 | RVT - Cost of Equipment | 0 | 0 | 0 | 0 | 0 | 0 | 0 | 0 | 0 | 0 | 0 | 0 | 0 | 0 | 0 | 0 | 0 | 0 | 0 | 0 | 0 | 0 | 0 | 0 | 0 | 0 | 0 | 0 | 0 | 0 | 0 | 0 | 0
F1_Commercial_College_Existing_Miscellaneous_Natural Gas_Pool Heater_E2 | F1 | Commercial | College | Existing | Miscellaneous | Natural Gas | Pool Heater | E2 | RVT - Cost of Equipment | 0 | 0 | 0 | 0 | 0 | 0 | 0 | 0 | 0 | 0 | 0 | 0 | 0 | 0 | 0 | 0 | 0 | 0 | 0 | 0 | 0 | 0 | 0 | 0 | 0 | 0 | 0 | 0 | 0 | 0 | 0 | 0 | 0
F1_Commercial_College_Existing_Miscellaneous_Natural Gas_Pool Heater_E3 | F1 | Commercial | College | Existing | Miscellaneous | Natural Gas | Pool Heater | E3 | RVT - Cost of Equipment | 0 | 0 | 0 | 0 | 0 | 0 | 0 | 0 | 0 | 0 | 0 | 0 | 0 | 0 | 0 | 0 | 0 | 0 | 0 | 0 | 0 | 0 | 0 | 0 | 0 | 0 | 0 | 0 | 0 | 0 | 0 | 0 | 0
F1_Commercial_College_Existing_Miscellaneous_Natural Gas_Pool Heater_E4 | F1 | Commercial | College | Existing | Miscellaneous | Natural Gas | Pool Heater | E4 | RVT - Cost of Equipment | 0 | 0 | 0 | 0 | 0 | 0 | 0 | 0 | 0 | 0 | 0 | 0 | 0 | 0 | 0 | 0 | 0 | 0 | 0 | 0 | 0 | 0 | 0 | 0 | 0 | 0 | 0 | 0 | 0 | 0 | 0 | 0 | 0
F1_Commercial_College_Existing_Miscellaneous_Natural Gas_Pool Heater_E5 | F1 | Commercial | College | Existing | Miscellaneous | Natural Gas | Pool Heater | E5 | RVT - Cost of Equipment | 0 | 0 | 0 | 0 | 0 | 0 | 0 | 0 | 0 | 0 | 0 | 0 | 0 | 0 | 0 | 0 | 0 | 0 | 0 | 0 | 0 | 0 | 0 | 0 | 0 | 0 | 0 | 0 | 0 | 0 | 0 | 0 | 0
F1_Commercial_College_Existing_Miscellaneous_Natural Gas_Pool Heater_E6 | F1 | Commercial | College | Existing | Miscellaneous | Natural Gas | Pool Heater | E6 | RVT - Cost of Equipment | 0 | 0 | 0 | 0 | 0 | 0 | 0 | 0 | 0 | 0 | 0 | 0 | 0 | 0 | 0 | 0 | 0 | 0 | 0 | 0 | 0 | 0 | 0 | 0 | 0 | 0 | 0 | 0 | 0 | 0 | 0 | 0 | 0
F1_Commercial_College_Existing_Miscellaneous_Natural Gas_Pool Heater_E7 | F1 | Commercial | College | Existing | Miscellaneous | Natural Gas | Pool Heater | E7 | RVT - Cost of Equipment | 0 | 0 | 0 | 0 | 0 | 0 | 0 | 0 | 0 | 0 | 0 | 0 | 0 | 0 | 0 | 0 | 0 | 0 | 0 | 0 | 0 | 0 | 0 | 0 | 0 | 0 | 0 | 0 | 0 | 0 | 0 | 0 | 0
F1_Commercial_College_Existing_Miscellaneous_Natural Gas_Pool Heater_E8 | F1 | Commercial | College | Existing | Miscellaneous | Natural Gas | Pool Heater | E8 | RVT - Cost of Equipment | 0 | 0 | 0 | 0 | 0 | 0 | 0 | 0 | 0 | 0 | 0 | 0 | 0 | 0 | 0 | 0 | 0 | 0 | 0 | 0 | 0 | 0 | 0 | 0 | 0 | 0 | 0 | 0 | 0 | 0 | 0 | 0 | 0
F1_Commercial_College_Existing_Miscellaneous_Natural Gas_Pool Heater_E9 | F1 | Commercial | College | Existing | Miscellaneous | Natural Gas | Pool Heater | E9 | RVT - Cost of Equipment | 0 | 0 | 0 | 0 | 0 | 0 | 0 | 0 | 0 | 0 | 0 | 0 | 0 | 0 | 0 | 0 | 0 | 0 | 0 | 0 | 0 | 0 | 0 | 0 | 0 | 0 | 0 | 0 | 0 | 0 | 0 | 0 | 0
F1_Commercial_College_Existing_Miscellaneous_Natural Gas_Pool Heater_E10 | F1 | Commercial | College | Existing | Miscellaneous | Natural Gas | Pool Heater | E10 | RVT - Cost of Equipment | 0 | 0 | 0 | 0 | 0 | 0 | 0 | 0 | 0 | 0 | 0 | 0 | 0 | 0 | 0 | 0 | 0 | 0 | 0 | 0 | 0 | 0 | 0 | 0 | 0 | 0 | 0 | 0 | 0 | 0 | 0 | 0 | 0
F2_Commercial_College_Existing_Miscellaneous_Natural Gas_Pool Heater_E1 | F2 | Commercial | College | Existing | Miscellaneous | Natural Gas | Pool Heater | E1 | RVT - Cost of Operation | 0 | 0 | 0 | 0 | 0 | 0 | 0 | 0 | 0 | 0 | 0 | 0 | 0 | 0 | 0 | 0 | 0 | 0 | 0 | 0 | 0 | 0 | 0 | 0 | 0 | 0 | 0 | 0 | 0 | 0 | 0 | 0 | 0
F2_Commercial_College_Existing_Miscellaneous_Natural Gas_Pool Heater_E2 | F2 | Commercial | College | Existing | Miscellaneous | Natural Gas | Pool Heater | E2 | RVT - Cost of Operation | 0 | 0 | 0 | 0 | 0 | 0 | 0 | 0 | 0 | 0 | 0 | 0 | 0 | 0 | 0 | 0 | 0 | 0 | 0 | 0 | 0 | 0 | 0 | 0 | 0 | 0 | 0 | 0 | 0 | 0 | 0 | 0 | 0
F2_Commercial_College_Existing_Miscellaneous_Natural Gas_Pool Heater_E3 | F2 | Commercial | College | Existing | Miscellaneous | Natural Gas | Pool Heater | E3 | RVT - Cost of Operation | 0 | 0 | 0 | 0 | 0 | 0 | 0 | 0 | 0 | 0 | 0 | 0 | 0 | 0 | 0 | 0 | 0 | 0 | 0 | 0 | 0 | 0 | 0 | 0 | 0 | 0 | 0 | 0 | 0 | 0 | 0 | 0 | 0
F2_Commercial_College_Existing_Miscellaneous_Natural Gas_Pool Heater_E4 | F2 | Commercial | College | Existing | Miscellaneous | Natural Gas | Pool Heater | E4 | RVT - Cost of Operation | 0 | 0 | 0 | 0 | 0 | 0 | 0 | 0 | 0 | 0 | 0 | 0 | 0 | 0 | 0 | 0 | 0 | 0 | 0 | 0 | 0 | 0 | 0 | 0 | 0 | 0 | 0 | 0 | 0 | 0 | 0 | 0 | 0
F2_Commercial_College_Existing_Miscellaneous_Natural Gas_Pool Heater_E5 | F2 | Commercial | College | Existing | Miscellaneous | Natural Gas | Pool Heater | E5 | RVT - Cost of Operation | 0 | 0 | 0 | 0 | 0 | 0 | 0 | 0 | 0 | 0 | 0 | 0 | 0 | 0 | 0 | 0 | 0 | 0 | 0 | 0 | 0 | 0 | 0 | 0 | 0 | 0 | 0 | 0 | 0 | 0 | 0 | 0 | 0
F2_Commercial_College_Existing_Miscellaneous_Natural Gas_Pool Heater_E6 | F2 | Commercial | College | Existing | Miscellaneous | Natural Gas | Pool Heater | E6 | RVT - Cost of Operation | 0 | 0 | 0 | 0 | 0 | 0 | 0 | 0 | 0 | 0 | 0 | 0 | 0 | 0 | 0 | 0 | 0 | 0 | 0 | 0 | 0 | 0 | 0 | 0 | 0 | 0 | 0 | 0 | 0 | 0 | 0 | 0 | 0
F2_Commercial_College_Existing_Miscellaneous_Natural Gas_Pool Heater_E7 | F2 | Commercial | College | Existing | Miscellaneous | Natural Gas | Pool Heater | E7 | RVT - Cost of Operation | 0 | 0 | 0 | 0 | 0 | 0 | 0 | 0 | 0 | 0 | 0 | 0 | 0 | 0 | 0 | 0 | 0 | 0 | 0 | 0 | 0 | 0 | 0 | 0 | 0 | 0 | 0 | 0 | 0 | 0 | 0 | 0 | 0
F2_Commercial_College_Existing_Miscellaneous_Natural Gas_Pool Heater_E8 | F2 | Commercial | College | Existing | Miscellaneous | Natural Gas | Pool Heater | E8 | RVT - Cost of Operation | 0 | 0 | 0 | 0 | 0 | 0 | 0 | 0 | 0 | 0 | 0 | 0 | 0 | 0 | 0 | 0 | 0 | 0 | 0 | 0 | 0 | 0 | 0 | 0 | 0 | 0 | 0 | 0 | 0 | 0 | 0 | 0 | 0
F2_Commercial_College_Existing_Miscellaneous_Natural Gas_Pool Heater_E9 | F2 | Commercial | College | Existing | Miscellaneous | Natural Gas | Pool Heater | E9 | RVT - Cost of Operation | 0 | 0 | 0 | 0 | 0 | 0 | 0 | 0 | 0 | 0 | 0 | 0 | 0 | 0 | 0 | 0 | 0 | 0 | 0 | 0 | 0 | 0 | 0 | 0 | 0 | 0 | 0 | 0 | 0 | 0 | 0 | 0 | 0
F2_Commercial_College_Existing_Miscellaneous_Natural Gas_Pool Heater_E10 | F2 | Commercial | College | Existing | Miscellaneous | Natural Gas | Pool Heater | E10 | RVT - Cost of Operation | 0 | 0 | 0 | 0 | 0 | 0 | 0 | 0 | 0 | 0 | 0 | 0 | 0 | 0 | 0 | 0 | 0 | 0 | 0 | 0 | 0 | 0 | 0 | 0 | 0 | 0 | 0 | 0 | 0 | 0 | 0 | 0 | 0
F3_Commercial_College_Existing_Miscellaneous_Natural Gas_Pool Heater_E1 | F3 | Commercial | College | Existing | Miscellaneous | Natural Gas | Pool Heater | E1 | System - kBTUs of Consumption | 0.0022263 | 0.0022263 | 0.0022263 | 0.0022263 | 0.0022263 | 0.0022263 | 0.0022263 | 0.0022263 | 0.0022263 | 0.0022263 | 0.0022263 | 0.0022263 | 0.0022263 | 0.0022263 | 0.0022263 | 0.0022263 | 0.0022263 | 0.0022263 | 0.0022263 | 0.0022263 | 0.0022263 | 0.0022263 | 0.0022263 | 0.0022263 | 0.0022263 | 0.0022263 | 0.0022263 | 0.0022263 | 0.0022263 | 0.0022263 | 0.0022263 | 0.0022263 | 0.0022263
F3_Commercial_College_Existing_Miscellaneous_Natural Gas_Pool Heater_E2 | F3 | Commercial | College | Existing | Miscellaneous | Natural Gas | Pool Heater | E2 | System - kBTUs of Consumption | 0.0036452 | 0.0036452 | 0.0036452 | 0.0036452 | 0.0036452 | 0.0036452 | 0.0036452 | 0.0036452 | 0.0036452 | 0.0036452 | 0.0036452 | 0.0036452 | 0.0036452 | 0.0036452 | 0.0036452 | 0.0036452 | 0.0036452 | 0.0036452 | 0.0036452 | 0.0036452 | 0.0036452 | 0.0036452 | 0.0036452 | 0.0036452 | 0.0036452 | 0.0036452 | 0.0036452 | 0.0036452 | 0.0036452 | 0.0036452 | 0.0036452 | 0.0036452 | 0.0036452
F3_Commercial_College_Existing_Miscellaneous_Natural Gas_Pool Heater_E3 | F3 | Commercial | College | Existing | Miscellaneous | Natural Gas | Pool Heater | E3 | System - kBTUs of Consumption | 0 | 0 | 0 | 0 | 0 | 0 | 0 | 0 | 0 | 0 | 0 | 0 | 0 | 0 | 0 | 0 | 0 | 0 | 0 | 0 | 0 | 0 | 0 | 0 | 0 | 0 | 0 | 0 | 0 | 0 | 0 | 0 | 0
F3_Commercial_College_Existing_Miscellaneous_Natural Gas_Pool Heater_E4 | F3 | Commercial | College | Existing | Miscellaneous | Natural Gas | Pool Heater | E4 | System - kBTUs of Consumption | 0 | 0 | 0 | 0 | 0 | 0 | 0 | 0 | 0 | 0 | 0 | 0 | 0 | 0 | 0 | 0 | 0 | 0 | 0 | 0 | 0 | 0 | 0 | 0 | 0 | 0 | 0 | 0 | 0 | 0 | 0 | 0 | 0
F3_Commercial_College_Existing_Miscellaneous_Natural Gas_Pool Heater_E5 | F3 | Commercial | College | Existing | Miscellaneous | Natural Gas | Pool Heater | E5 | System - kBTUs of Consumption | 0 | 0 | 0 | 0 | 0 | 0 | 0 | 0 | 0 | 0 | 0 | 0 | 0 | 0 | 0 | 0 | 0 | 0 | 0 | 0 | 0 | 0 | 0 | 0 | 0 | 0 | 0 | 0 | 0 | 0 | 0 | 0 | 0
F3_Commercial_College_Existing_Miscellaneous_Natural Gas_Pool Heater_E6 | F3 | Commercial | College | Existing | Miscellaneous | Natural Gas | Pool Heater | E6 | System - kBTUs of Consumption | 0 | 0 | 0 | 0 | 0 | 0 | 0 | 0 | 0 | 0 | 0 | 0 | 0 | 0 | 0 | 0 | 0 | 0 | 0 | 0 | 0 | 0 | 0 | 0 | 0 | 0 | 0 | 0 | 0 | 0 | 0 | 0 | 0
F3_Commercial_College_Existing_Miscellaneous_Natural Gas_Pool Heater_E7 | F3 | Commercial | College | Existing | Miscellaneous | Natural Gas | Pool Heater | E7 | System - kBTUs of Consumption | 0 | 0 | 0 | 0 | 0 | 0 | 0 | 0 | 0 | 0 | 0 | 0 | 0 | 0 | 0 | 0 | 0 | 0 | 0 | 0 | 0 | 0 | 0 | 0 | 0 | 0 | 0 | 0 | 0 | 0 | 0 | 0 | 0
F3_Commercial_College_Existing_Miscellaneous_Natural Gas_Pool Heater_E8 | F3 | Commercial | College | Existing | Miscellaneous | Natural Gas | Pool Heater | E8 | System - kBTUs of Consumption | 0 | 0 | 0 | 0 | 0 | 0 | 0 | 0 | 0 | 0 | 0 | 0 | 0 | 0 | 0 | 0 | 0 | 0 | 0 | 0 | 0 | 0 | 0 | 0 | 0 | 0 | 0 | 0 | 0 | 0 | 0 | 0 | 0
F3_Commercial_College_Existing_Miscellaneous_Natural Gas_Pool Heater_E9 | F3 | Commercial | College | Existing | Miscellaneous | Natural Gas | Pool Heater | E9 | System - kBTUs of Consumption | 0 | 0 | 0 | 0 | 0 | 0 | 0 | 0 | 0 | 0 | 0 | 0 | 0 | 0 | 0 | 0 | 0 | 0 | 0 | 0 | 0 | 0 | 0 | 0 | 0 | 0 | 0 | 0 | 0 | 0 | 0 | 0 | 0
F3_Commercial_College_Existing_Miscellaneous_Natural Gas_Pool Heater_E10 | F3 | Commercial | College | Existing | Miscellaneous | Natural Gas | Pool Heater | E10 | System - kBTUs of Consumption | 0 | 0 | 0 | 0 | 0 | 0 | 0 | 0 | 0 | 0 | 0 | 0 | 0 | 0 | 0 | 0 | 0 | 0 | 0 | 0 | 0 | 0 | 0 | 0 | 0 | 0 | 0 | 0 | 0 | 0 | 0 | 0 | 0
F4_Commercial_College_Existing_Miscellaneous_Natural Gas_Pool Heater_E1 | F4 | Commercial | College | Existing | Miscellaneous | Natural Gas | Pool Heater | E1 | Utility - Cost of Equipment | 0 | 0 | 0 | 0 | 0 | 0 | 0 | 0 | 0 | 0 | 0 | 0 | 0 | 0 | 0 | 0 | 0 | 0 | 0 | 0 | 0 | 0 | 0 | 0 | 0 | 0 | 0 | 0 | 0 | 0 | 0 | 0 | 0
F4_Commercial_College_Existing_Miscellaneous_Natural Gas_Pool Heater_E2 | F4 | Commercial | College | Existing | Miscellaneous | Natural Gas | Pool Heater | E2 | Utility - Cost of Equipment | 0 | 0 | 0 | 0 | 0 | 0 | 0 | 0 | 0 | 0 | 0 | 0 | 0 | 0 | 0 | 0 | 0 | 0 | 0 | 0 | 0 | 0 | 0 | 0 | 0 | 0 | 0 | 0 | 0 | 0 | 0 | 0 | 0
F4_Commercial_College_Existing_Miscellaneous_Natural Gas_Pool Heater_E3 | F4 | Commercial | College | Existing | Miscellaneous | Natural Gas | Pool Heater | E3 | Utility - Cost of Equipment | 0 | 0 | 0 | 0 | 0 | 0 | 0 | 0 | 0 | 0 | 0 | 0 | 0 | 0 | 0 | 0 | 0 | 0 | 0 | 0 | 0 | 0 | 0 | 0 | 0 | 0 | 0 | 0 | 0 | 0 | 0 | 0 | 0
F4_Commercial_College_Existing_Miscellaneous_Natural Gas_Pool Heater_E4 | F4 | Commercial | College | Existing | Miscellaneous | Natural Gas | Pool Heater | E4 | Utility - Cost of Equipment | 0 | 0 | 0 | 0 | 0 | 0 | 0 | 0 | 0 | 0 | 0 | 0 | 0 | 0 | 0 | 0 | 0 | 0 | 0 | 0 | 0 | 0 | 0 | 0 | 0 | 0 | 0 | 0 | 0 | 0 | 0 | 0 | 0
F4_Commercial_College_Existing_Miscellaneous_Natural Gas_Pool Heater_E5 | F4 | Commercial | College | Existing | Miscellaneous | Natural Gas | Pool Heater | E5 | Utility - Cost of Equipment | 0 | 0 | 0 | 0 | 0 | 0 | 0 | 0 | 0 | 0 | 0 | 0 | 0 | 0 | 0 | 0 | 0 | 0 | 0 | 0 | 0 | 0 | 0 | 0 | 0 | 0 | 0 | 0 | 0 | 0 | 0 | 0 | 0
F4_Commercial_College_Existing_Miscellaneous_Natural Gas_Pool Heater_E6 | F4 | Commercial | College | Existing | Miscellaneous | Natural Gas | Pool Heater | E6 | Utility - Cost of Equipment | 0 | 0 | 0 | 0 | 0 | 0 | 0 | 0 | 0 | 0 | 0 | 0 | 0 | 0 | 0 | 0 | 0 | 0 | 0 | 0 | 0 | 0 | 0 | 0 | 0 | 0 | 0 | 0 | 0 | 0 | 0 | 0 | 0
F4_Commercial_College_Existing_Miscellaneous_Natural Gas_Pool Heater_E7 | F4 | Commercial | College | Existing | Miscellaneous | Natural Gas | Pool Heater | E7 | Utility - Cost of Equipment | 0 | 0 | 0 | 0 | 0 | 0 | 0 | 0 | 0 | 0 | 0 | 0 | 0 | 0 | 0 | 0 | 0 | 0 | 0 | 0 | 0 | 0 | 0 | 0 | 0 | 0 | 0 | 0 | 0 | 0 | 0 | 0 | 0
F4_Commercial_College_Existing_Miscellaneous_Natural Gas_Pool Heater_E8 | F4 | Commercial | College | Existing | Miscellaneous | Natural Gas | Pool Heater | E8 | Utility - Cost of Equipment | 0 | 0 | 0 | 0 | 0 | 0 | 0 | 0 | 0 | 0 | 0 | 0 | 0 | 0 | 0 | 0 | 0 | 0 | 0 | 0 | 0 | 0 | 0 | 0 | 0 | 0 | 0 | 0 | 0 | 0 | 0 | 0 | 0
F4_Commercial_College_Existing_Miscellaneous_Natural Gas_Pool Heater_E9 | F4 | Commercial | College | Existing | Miscellaneous | Natural Gas | Pool Heater | E9 | Utility - Cost of Equipment | 0 | 0 | 0 | 0 | 0 | 0 | 0 | 0 | 0 | 0 | 0 | 0 | 0 | 0 | 0 | 0 | 0 | 0 | 0 | 0 | 0 | 0 | 0 | 0 | 0 | 0 | 0 | 0 | 0 | 0 | 0 | 0 | 0
F4_Commercial_College_Existing_Miscellaneous_Natural Gas_Pool Heater_E10 | F4 | Commercial | College | Existing | Miscellaneous | Natural Gas | Pool Heater | E10 | Utility - Cost of Equipment | 0 | 0 | 0 | 0 | 0 | 0 | 0 | 0 | 0 | 0 | 0 | 0 | 0 | 0 | 0 | 0 | 0 | 0 | 0 | 0 | 0 | 0 | 0 | 0 | 0 | 0 | 0 | 0 | 0 | 0 | 0 | 0 | 0
F5_Commercial_College_Existing_Miscellaneous_Natural Gas_Pool Heater_E1 | F5 | Commercial | College | Existing | Miscellaneous | Natural Gas | Pool Heater | E1 | Utility - Cost of Operation | 0.0022263 | 0.0022263 | 0.0022263 | 0.0022263 | 0.0022263 | 0.0022263 | 0.0022263 | 0.0022263 | 0.0022263 | 0.0022263 | 0.0022263 | 0.0022263 | 0.0022263 | 0.0022263 | 0.0022263 | 0.0022263 | 0.0022263 | 0.0022263 | 0.0022263 | 0.0022263 | 0.0022263 | 0.0022263 | 0.0022263 | 0.0022263 | 0.0022263 | 0.0022263 | 0.0022263 | 0.0022263 | 0.0022263 | 0.0022263 | 0.0022263 | 0.0022263 | 0.0022263
F5_Commercial_College_Existing_Miscellaneous_Natural Gas_Pool Heater_E2 | F5 | Commercial | College | Existing | Miscellaneous | Natural Gas | Pool Heater | E2 | Utility - Cost of Operation | 0.0036452 | 0.0036452 | 0.0036452 | 0.0036452 | 0.0036452 | 0.0036452 | 0.0036452 | 0.0036452 | 0.0036452 | 0.0036452 | 0.0036452 | 0.0036452 | 0.0036452 | 0.0036452 | 0.0036452 | 0.0036452 | 0.0036452 | 0.0036452 | 0.0036452 | 0.0036452 | 0.0036452 | 0.0036452 | 0.0036452 | 0.0036452 | 0.0036452 | 0.0036452 | 0.0036452 | 0.0036452 | 0.0036452 | 0.0036452 | 0.0036452 | 0.0036452 | 0.0036452
F5_Commercial_College_Existing_Miscellaneous_Natural Gas_Pool Heater_E3 | F5 | Commercial | College | Existing | Miscellaneous | Natural Gas | Pool Heater | E3 | Utility - Cost of Operation | 0 | 0 | 0 | 0 | 0 | 0 | 0 | 0 | 0 | 0 | 0 | 0 | 0 | 0 | 0 | 0 | 0 | 0 | 0 | 0 | 0 | 0 | 0 | 0 | 0 | 0 | 0 | 0 | 0 | 0 | 0 | 0 | 0
F5_Commercial_College_Existing_Miscellaneous_Natural Gas_Pool Heater_E4 | F5 | Commercial | College | Existing | Miscellaneous | Natural Gas | Pool Heater | E4 | Utility - Cost of Operation | 0 | 0 | 0 | 0 | 0 | 0 | 0 | 0 | 0 | 0 | 0 | 0 | 0 | 0 | 0 | 0 | 0 | 0 | 0 | 0 | 0 | 0 | 0 | 0 | 0 | 0 | 0 | 0 | 0 | 0 | 0 | 0 | 0
F5_Commercial_College_Existing_Miscellaneous_Natural Gas_Pool Heater_E5 | F5 | Commercial | College | Existing | Miscellaneous | Natural Gas | Pool Heater | E5 | Utility - Cost of Operation | 0 | 0 | 0 | 0 | 0 | 0 | 0 | 0 | 0 | 0 | 0 | 0 | 0 | 0 | 0 | 0 | 0 | 0 | 0 | 0 | 0 | 0 | 0 | 0 | 0 | 0 | 0 | 0 | 0 | 0 | 0 | 0 | 0
F5_Commercial_College_Existing_Miscellaneous_Natural Gas_Pool Heater_E6 | F5 | Commercial | College | Existing | Miscellaneous | Natural Gas | Pool Heater | E6 | Utility - Cost of Operation | 0 | 0 | 0 | 0 | 0 | 0 | 0 | 0 | 0 | 0 | 0 | 0 | 0 | 0 | 0 | 0 | 0 | 0 | 0 | 0 | 0 | 0 | 0 | 0 | 0 | 0 | 0 | 0 | 0 | 0 | 0 | 0 | 0
F5_Commercial_College_Existing_Miscellaneous_Natural Gas_Pool Heater_E7 | F5 | Commercial | College | Existing | Miscellaneous | Natural Gas | Pool Heater | E7 | Utility - Cost of Operation | 0 | 0 | 0 | 0 | 0 | 0 | 0 | 0 | 0 | 0 | 0 | 0 | 0 | 0 | 0 | 0 | 0 | 0 | 0 | 0 | 0 | 0 | 0 | 0 | 0 | 0 | 0 | 0 | 0 | 0 | 0 | 0 | 0
F5_Commercial_College_Existing_Miscellaneous_Natural Gas_Pool Heater_E8 | F5 | Commercial | College | Existing | Miscellaneous | Natural Gas | Pool Heater | E8 | Utility - Cost of Operation | 0 | 0 | 0 | 0 | 0 | 0 | 0 | 0 | 0 | 0 | 0 | 0 | 0 | 0 | 0 | 0 | 0 | 0 | 0 | 0 | 0 | 0 | 0 | 0 | 0 | 0 | 0 | 0 | 0 | 0 | 0 | 0 | 0
F5_Commercial_College_Existing_Miscellaneous_Natural Gas_Pool Heater_E9 | F5 | Commercial | College | Existing | Miscellaneous | Natural Gas | Pool Heater | E9 | Utility - Cost of Operation | 0 | 0 | 0 | 0 | 0 | 0 | 0 | 0 | 0 | 0 | 0 | 0 | 0 | 0 | 0 | 0 | 0 | 0 | 0 | 0 | 0 | 0 | 0 | 0 | 0 | 0 | 0 | 0 | 0 | 0 | 0 | 0 | 0
F5_Commercial_College_Existing_Miscellaneous_Natural Gas_Pool Heater_E10 | F5 | Commercial | College | Existing | Miscellaneous | Natural Gas | Pool Heater | E10 | Utility - Cost of Operation | 0 | 0 | 0 | 0 | 0 | 0 | 0 | 0 | 0 | 0 | 0 | 0 | 0 | 0 | 0 | 0 | 0 | 0 | 0 | 0 | 0 | 0 | 0 | 0 | 0 | 0 | 0 | 0 | 0 | 0 | 0 | 0 | 0
F6_Commercial_College_Existing_Miscellaneous_Natural Gas_Pool Heater_E1 | F6 | Commercial | College | Existing | Miscellaneous | Natural Gas | Pool Heater | E1 | Utility - Value of Sales | 0.0092537 | 0.0093373 | 0.0094719 | 0.0094424 | 0.0094424 | 0.0094424 | 0.0094424 | 0.0094424 | 0.0094424 | 0.0094424 | 0.0094424 | 0.0094424 | 0.0094424 | 0.0094424 | 0.0094424 | 0.0094424 | 0.0094424 | 0.0094424 | 0.0094424 | 0.0094424 | 0.0094424 | 0.0094424 | 0.0094424 | 0.0094424 | 0.0094424 | 0.0094424 | 0.0094424 | 0.0094424 | 0.0094424 | 0.0094424 | 0.0094424 | 0.0094424 | 0.0094424
F6_Commercial_College_Existing_Miscellaneous_Natural Gas_Pool Heater_E2 | F6 | Commercial | College | Existing | Miscellaneous | Natural Gas | Pool Heater | E2 | Utility - Value of Sales | 0.0078656 | 0.0079367 | 0.0080511 | 0.008026 | 0.008026 | 0.008026 | 0.008026 | 0.008026 | 0.008026 | 0.008026 | 0.008026 | 0.008026 | 0.008026 | 0.008026 | 0.008026 | 0.008026 | 0.008026 | 0.008026 | 0.008026 | 0.008026 | 0.008026 | 0.008026 | 0.008026 | 0.008026 | 0.008026 | 0.008026 | 0.008026 | 0.008026 | 0.008026 | 0.008026 | 0.008026 | 0.008026 | 0.008026
F6_Commercial_College_Existing_Miscellaneous_Natural Gas_Pool Heater_E3 | F6 | Commercial | College | Existing | Miscellaneous | Natural Gas | Pool Heater | E3 | Utility - Value of Sales | 0 | 0 | 0 | 0 | 0 | 0 | 0 | 0 | 0 | 0 | 0 | 0 | 0 | 0 | 0 | 0 | 0 | 0 | 0 | 0 | 0 | 0 | 0 | 0 | 0 | 0 | 0 | 0 | 0 | 0 | 0 | 0 | 0
F6_Commercial_College_Existing_Miscellaneous_Natural Gas_Pool Heater_E4 | F6 | Commercial | College | Existing | Miscellaneous | Natural Gas | Pool Heater | E4 | Utility - Value of Sales | 0 | 0 | 0 | 0 | 0 | 0 | 0 | 0 | 0 | 0 | 0 | 0 | 0 | 0 | 0 | 0 | 0 | 0 | 0 | 0 | 0 | 0 | 0 | 0 | 0 | 0 | 0 | 0 | 0 | 0 | 0 | 0 | 0
F6_Commercial_College_Existing_Miscellaneous_Natural Gas_Pool Heater_E5 | F6 | Commercial | College | Existing | Miscellaneous | Natural Gas | Pool Heater | E5 | Utility - Value of Sales | 0 | 0 | 0 | 0 | 0 | 0 | 0 | 0 | 0 | 0 | 0 | 0 | 0 | 0 | 0 | 0 | 0 | 0 | 0 | 0 | 0 | 0 | 0 | 0 | 0 | 0 | 0 | 0 | 0 | 0 | 0 | 0 | 0
F6_Commercial_College_Existing_Miscellaneous_Natural Gas_Pool Heater_E6 | F6 | Commercial | College | Existing | Miscellaneous | Natural Gas | Pool Heater | E6 | Utility - Value of Sales | 0 | 0 | 0 | 0 | 0 | 0 | 0 | 0 | 0 | 0 | 0 | 0 | 0 | 0 | 0 | 0 | 0 | 0 | 0 | 0 | 0 | 0 | 0 | 0 | 0 | 0 | 0 | 0 | 0 | 0 | 0 | 0 | 0
F6_Commercial_College_Existing_Miscellaneous_Natural Gas_Pool Heater_E7 | F6 | Commercial | College | Existing | Miscellaneous | Natural Gas | Pool Heater | E7 | Utility - Value of Sales | 0 | 0 | 0 | 0 | 0 | 0 | 0 | 0 | 0 | 0 | 0 | 0 | 0 | 0 | 0 | 0 | 0 | 0 | 0 | 0 | 0 | 0 | 0 | 0 | 0 | 0 | 0 | 0 | 0 | 0 | 0 | 0 | 0
F6_Commercial_College_Existing_Miscellaneous_Natural Gas_Pool Heater_E8 | F6 | Commercial | College | Existing | Miscellaneous | Natural Gas | Pool Heater | E8 | Utility - Value of Sales | 0 | 0 | 0 | 0 | 0 | 0 | 0 | 0 | 0 | 0 | 0 | 0 | 0 | 0 | 0 | 0 | 0 | 0 | 0 | 0 | 0 | 0 | 0 | 0 | 0 | 0 | 0 | 0 | 0 | 0 | 0 | 0 | 0
F6_Commercial_College_Existing_Miscellaneous_Natural Gas_Pool Heater_E9 | F6 | Commercial | College | Existing | Miscellaneous | Natural Gas | Pool Heater | E9 | Utility - Value of Sales | 0 | 0 | 0 | 0 | 0 | 0 | 0 | 0 | 0 | 0 | 0 | 0 | 0 | 0 | 0 | 0 | 0 | 0 | 0 | 0 | 0 | 0 | 0 | 0 | 0 | 0 | 0 | 0 | 0 | 0 | 0 | 0 | 0
F6_Commercial_College_Existing_Miscellaneous_Natural Gas_Pool Heater_E10 | F6 | Commercial | College | Existing | Miscellaneous | Natural Gas | Pool Heater | E10 | Utility - Value of Sales | 0 | 0 | 0 | 0 | 0 | 0 | 0 | 0 | 0 | 0 | 0 | 0 | 0 | 0 | 0 | 0 | 0 | 0 | 0 | 0 | 0 | 0 | 0 | 0 | 0 | 0 | 0 | 0 | 0 | 0 | 0 | 0 | 0
F1_Commercial_College_Existing_Miscellaneous_Natural Gas_Miscellaneous_E1 | F1 | Commercial | College | Existing | Miscellaneous | Natural Gas | Miscellaneous | E1 | RVT - Cost of Equipment | 0 | 0 | 0 | 0 | 0 | 0 | 0 | 0 | 0 | 0 | 0 | 0 | 0 | 0 | 0 | 0 | 0 | 0 | 0 | 0 | 0 | 0 | 0 | 0 | 0 | 0 | 0 | 0 | 0 | 0 | 0 | 0 | 0
F1_Commercial_College_Existing_Miscellaneous_Natural Gas_Miscellaneous_E2 | F1 | Commercial | College | Existing | Miscellaneous | Natural Gas | Miscellaneous | E2 | RVT - Cost of Equipment | 0 | 0 | 0 | 0 | 0 | 0 | 0 | 0 | 0 | 0 | 0 | 0 | 0 | 0 | 0 | 0 | 0 | 0 | 0 | 0 | 0 | 0 | 0 | 0 | 0 | 0 | 0 | 0 | 0 | 0 | 0 | 0 | 0
F1_Commercial_College_Existing_Miscellaneous_Natural Gas_Miscellaneous_E3 | F1 | Commercial | College | Existing | Miscellaneous | Natural Gas | Miscellaneous | E3 | RVT - Cost of Equipment | 0 | 0 | 0 | 0 | 0 | 0 | 0 | 0 | 0 | 0 | 0 | 0 | 0 | 0 | 0 | 0 | 0 | 0 | 0 | 0 | 0 | 0 | 0 | 0 | 0 | 0 | 0 | 0 | 0 | 0 | 0 | 0 | 0
F1_Commercial_College_Existing_Miscellaneous_Natural Gas_Miscellaneous_E4 | F1 | Commercial | College | Existing | Miscellaneous | Natural Gas | Miscellaneous | E4 | RVT - Cost of Equipment | 0 | 0 | 0 | 0 | 0 | 0 | 0 | 0 | 0 | 0 | 0 | 0 | 0 | 0 | 0 | 0 | 0 | 0 | 0 | 0 | 0 | 0 | 0 | 0 | 0 | 0 | 0 | 0 | 0 | 0 | 0 | 0 | 0
F1_Commercial_College_Existing_Miscellaneous_Natural Gas_Miscellaneous_E5 | F1 | Commercial | College | Existing | Miscellaneous | Natural Gas | Miscellaneous | E5 | RVT - Cost of Equipment | 0 | 0 | 0 | 0 | 0 | 0 | 0 | 0 | 0 | 0 | 0 | 0 | 0 | 0 | 0 | 0 | 0 | 0 | 0 | 0 | 0 | 0 | 0 | 0 | 0 | 0 | 0 | 0 | 0 | 0 | 0 | 0 | 0
F1_Commercial_College_Existing_Miscellaneous_Natural Gas_Miscellaneous_E6 | F1 | Commercial | College | Existing | Miscellaneous | Natural Gas | Miscellaneous | E6 | RVT - Cost of Equipment | 0 | 0 | 0 | 0 | 0 | 0 | 0 | 0 | 0 | 0 | 0 | 0 | 0 | 0 | 0 | 0 | 0 | 0 | 0 | 0 | 0 | 0 | 0 | 0 | 0 | 0 | 0 | 0 | 0 | 0 | 0 | 0 | 0
F1_Commercial_College_Existing_Miscellaneous_Natural Gas_Miscellaneous_E7 | F1 | Commercial | College | Existing | Miscellaneous | Natural Gas | Miscellaneous | E7 | RVT - Cost of Equipment | 0 | 0 | 0 | 0 | 0 | 0 | 0 | 0 | 0 | 0 | 0 | 0 | 0 | 0 | 0 | 0 | 0 | 0 | 0 | 0 | 0 | 0 | 0 | 0 | 0 | 0 | 0 | 0 | 0 | 0 | 0 | 0 | 0
F1_Commercial_College_Existing_Miscellaneous_Natural Gas_Miscellaneous_E8 | F1 | Commercial | College | Existing | Miscellaneous | Natural Gas | Miscellaneous | E8 | RVT - Cost of Equipment | 0 | 0 | 0 | 0 | 0 | 0 | 0 | 0 | 0 | 0 | 0 | 0 | 0 | 0 | 0 | 0 | 0 | 0 | 0 | 0 | 0 | 0 | 0 | 0 | 0 | 0 | 0 | 0 | 0 | 0 | 0 | 0 | 0
F1_Commercial_College_Existing_Miscellaneous_Natural Gas_Miscellaneous_E9 | F1 | Commercial | College | Existing | Miscellaneous | Natural Gas | Miscellaneous | E9 | RVT - Cost of Equipment | 0 | 0 | 0 | 0 | 0 | 0 | 0 | 0 | 0 | 0 | 0 | 0 | 0 | 0 | 0 | 0 | 0 | 0 | 0 | 0 | 0 | 0 | 0 | 0 | 0 | 0 | 0 | 0 | 0 | 0 | 0 | 0 | 0
F1_Commercial_College_Existing_Miscellaneous_Natural Gas_Miscellaneous_E10 | F1 | Commercial | College | Existing | Miscellaneous | Natural Gas | Miscellaneous | E10 | RVT - Cost of Equipment | 0 | 0 | 0 | 0 | 0 | 0 | 0 | 0 | 0 | 0 | 0 | 0 | 0 | 0 | 0 | 0 | 0 | 0 | 0 | 0 | 0 | 0 | 0 | 0 | 0 | 0 | 0 | 0 | 0 | 0 | 0 | 0 | 0
F2_Commercial_College_Existing_Miscellaneous_Natural Gas_Miscellaneous_E1 | F2 | Commercial | College | Existing | Miscellaneous | Natural Gas | Miscellaneous | E1 | RVT - Cost of Operation | 0 | 0 | 0 | 0 | 0 | 0 | 0 | 0 | 0 | 0 | 0 | 0 | 0 | 0 | 0 | 0 | 0 | 0 | 0 | 0 | 0 | 0 | 0 | 0 | 0 | 0 | 0 | 0 | 0 | 0 | 0 | 0 | 0
F2_Commercial_College_Existing_Miscellaneous_Natural Gas_Miscellaneous_E2 | F2 | Commercial | College | Existing | Miscellaneous | Natural Gas | Miscellaneous | E2 | RVT - Cost of Operation | 0 | 0 | 0 | 0 | 0 | 0 | 0 | 0 | 0 | 0 | 0 | 0 | 0 | 0 | 0 | 0 | 0 | 0 | 0 | 0 | 0 | 0 | 0 | 0 | 0 | 0 | 0 | 0 | 0 | 0 | 0 | 0 | 0
F2_Commercial_College_Existing_Miscellaneous_Natural Gas_Miscellaneous_E3 | F2 | Commercial | College | Existing | Miscellaneous | Natural Gas | Miscellaneous | E3 | RVT - Cost of Operation | 0 | 0 | 0 | 0 | 0 | 0 | 0 | 0 | 0 | 0 | 0 | 0 | 0 | 0 | 0 | 0 | 0 | 0 | 0 | 0 | 0 | 0 | 0 | 0 | 0 | 0 | 0 | 0 | 0 | 0 | 0 | 0 | 0
F2_Commercial_College_Existing_Miscellaneous_Natural Gas_Miscellaneous_E4 | F2 | Commercial | College | Existing | Miscellaneous | Natural Gas | Miscellaneous | E4 | RVT - Cost of Operation | 0 | 0 | 0 | 0 | 0 | 0 | 0 | 0 | 0 | 0 | 0 | 0 | 0 | 0 | 0 | 0 | 0 | 0 | 0 | 0 | 0 | 0 | 0 | 0 | 0 | 0 | 0 | 0 | 0 | 0 | 0 | 0 | 0
F2_Commercial_College_Existing_Miscellaneous_Natural Gas_Miscellaneous_E5 | F2 | Commercial | College | Existing | Miscellaneous | Natural Gas | Miscellaneous | E5 | RVT - Cost of Operation | 0 | 0 | 0 | 0 | 0 | 0 | 0 | 0 | 0 | 0 | 0 | 0 | 0 | 0 | 0 | 0 | 0 | 0 | 0 | 0 | 0 | 0 | 0 | 0 | 0 | 0 | 0 | 0 | 0 | 0 | 0 | 0 | 0
F2_Commercial_College_Existing_Miscellaneous_Natural Gas_Miscellaneous_E6 | F2 | Commercial | College | Existing | Miscellaneous | Natural Gas | Miscellaneous | E6 | RVT - Cost of Operation | 0 | 0 | 0 | 0 | 0 | 0 | 0 | 0 | 0 | 0 | 0 | 0 | 0 | 0 | 0 | 0 | 0 | 0 | 0 | 0 | 0 | 0 | 0 | 0 | 0 | 0 | 0 | 0 | 0 | 0 | 0 | 0 | 0
F2_Commercial_College_Existing_Miscellaneous_Natural Gas_Miscellaneous_E7 | F2 | Commercial | College | Existing | Miscellaneous | Natural Gas | Miscellaneous | E7 | RVT - Cost of Operation | 0 | 0 | 0 | 0 | 0 | 0 | 0 | 0 | 0 | 0 | 0 | 0 | 0 | 0 | 0 | 0 | 0 | 0 | 0 | 0 | 0 | 0 | 0 | 0 | 0 | 0 | 0 | 0 | 0 | 0 | 0 | 0 | 0
F2_Commercial_College_Existing_Miscellaneous_Natural Gas_Miscellaneous_E8 | F2 | Commercial | College | Existing | Miscellaneous | Natural Gas | Miscellaneous | E8 | RVT - Cost of Operation | 0 | 0 | 0 | 0 | 0 | 0 | 0 | 0 | 0 | 0 | 0 | 0 | 0 | 0 | 0 | 0 | 0 | 0 | 0 | 0 | 0 | 0 | 0 | 0 | 0 | 0 | 0 | 0 | 0 | 0 | 0 | 0 | 0
F2_Commercial_College_Existing_Miscellaneous_Natural Gas_Miscellaneous_E9 | F2 | Commercial | College | Existing | Miscellaneous | Natural Gas | Miscellaneous | E9 | RVT - Cost of Operation | 0 | 0 | 0 | 0 | 0 | 0 | 0 | 0 | 0 | 0 | 0 | 0 | 0 | 0 | 0 | 0 | 0 | 0 | 0 | 0 | 0 | 0 | 0 | 0 | 0 | 0 | 0 | 0 | 0 | 0 | 0 | 0 | 0
F2_Commercial_College_Existing_Miscellaneous_Natural Gas_Miscellaneous_E10 | F2 | Commercial | College | Existing | Miscellaneous | Natural Gas | Miscellaneous | E10 | RVT - Cost of Operation | 0 | 0 | 0 | 0 | 0 | 0 | 0 | 0 | 0 | 0 | 0 | 0 | 0 | 0 | 0 | 0 | 0 | 0 | 0 | 0 | 0 | 0 | 0 | 0 | 0 | 0 | 0 | 0 | 0 | 0 | 0 | 0 | 0
F3_Commercial_College_Existing_Miscellaneous_Natural Gas_Miscellaneous_E1 | F3 | Commercial | College | Existing | Miscellaneous | Natural Gas | Miscellaneous | E1 | System - kBTUs of Consumption | 0.0082023 | 0.0082023 | 0.0082023 | 0.0082023 | 0.0082023 | 0.0082023 | 0.0082023 | 0.0082023 | 0.0082023 | 0.0082023 | 0.0082023 | 0.0082023 | 0.0082023 | 0.0082023 | 0.0082023 | 0.0082023 | 0.0082023 | 0.0082023 | 0.0082023 | 0.0082023 | 0.0082023 | 0.0082023 | 0.0082023 | 0.0082023 | 0.0082023 | 0.0082023 | 0.0082023 | 0.0082023 | 0.0082023 | 0.0082023 | 0.0082023 | 0.0082023 | 0.0082023
F3_Commercial_College_Existing_Miscellaneous_Natural Gas_Miscellaneous_E2 | F3 | Commercial | College | Existing | Miscellaneous | Natural Gas | Miscellaneous | E2 | System - kBTUs of Consumption | 0 | 0 | 0 | 0 | 0 | 0 | 0 | 0 | 0 | 0 | 0 | 0 | 0 | 0 | 0 | 0 | 0 | 0 | 0 | 0 | 0 | 0 | 0 | 0 | 0 | 0 | 0 | 0 | 0 | 0 | 0 | 0 | 0
F3_Commercial_College_Existing_Miscellaneous_Natural Gas_Miscellaneous_E3 | F3 | Commercial | College | Existing | Miscellaneous | Natural Gas | Miscellaneous | E3 | System - kBTUs of Consumption | 0 | 0 | 0 | 0 | 0 | 0 | 0 | 0 | 0 | 0 | 0 | 0 | 0 | 0 | 0 | 0 | 0 | 0 | 0 | 0 | 0 | 0 | 0 | 0 | 0 | 0 | 0 | 0 | 0 | 0 | 0 | 0 | 0
F3_Commercial_College_Existing_Miscellaneous_Natural Gas_Miscellaneous_E4 | F3 | Commercial | College | Existing | Miscellaneous | Natural Gas | Miscellaneous | E4 | System - kBTUs of Consumption | 0 | 0 | 0 | 0 | 0 | 0 | 0 | 0 | 0 | 0 | 0 | 0 | 0 | 0 | 0 | 0 | 0 | 0 | 0 | 0 | 0 | 0 | 0 | 0 | 0 | 0 | 0 | 0 | 0 | 0 | 0 | 0 | 0
F3_Commercial_College_Existing_Miscellaneous_Natural Gas_Miscellaneous_E5 | F3 | Commercial | College | Existing | Miscellaneous | Natural Gas | Miscellaneous | E5 | System - kBTUs of Consumption | 0 | 0 | 0 | 0 | 0 | 0 | 0 | 0 | 0 | 0 | 0 | 0 | 0 | 0 | 0 | 0 | 0 | 0 | 0 | 0 | 0 | 0 | 0 | 0 | 0 | 0 | 0 | 0 | 0 | 0 | 0 | 0 | 0
F3_Commercial_College_Existing_Miscellaneous_Natural Gas_Miscellaneous_E6 | F3 | Commercial | College | Existing | Miscellaneous | Natural Gas | Miscellaneous | E6 | System - kBTUs of Consumption | 0 | 0 | 0 | 0 | 0 | 0 | 0 | 0 | 0 | 0 | 0 | 0 | 0 | 0 | 0 | 0 | 0 | 0 | 0 | 0 | 0 | 0 | 0 | 0 | 0 | 0 | 0 | 0 | 0 | 0 | 0 | 0 | 0
F3_Commercial_College_Existing_Miscellaneous_Natural Gas_Miscellaneous_E7 | F3 | Commercial | College | Existing | Miscellaneous | Natural Gas | Miscellaneous | E7 | System - kBTUs of Consumption | 0 | 0 | 0 | 0 | 0 | 0 | 0 | 0 | 0 | 0 | 0 | 0 | 0 | 0 | 0 | 0 | 0 | 0 | 0 | 0 | 0 | 0 | 0 | 0 | 0 | 0 | 0 | 0 | 0 | 0 | 0 | 0 | 0
F3_Commercial_College_Existing_Miscellaneous_Natural Gas_Miscellaneous_E8 | F3 | Commercial | College | Existing | Miscellaneous | Natural Gas | Miscellaneous | E8 | System - kBTUs of Consumption | 0 | 0 | 0 | 0 | 0 | 0 | 0 | 0 | 0 | 0 | 0 | 0 | 0 | 0 | 0 | 0 | 0 | 0 | 0 | 0 | 0 | 0 | 0 | 0 | 0 | 0 | 0 | 0 | 0 | 0 | 0 | 0 | 0
F3_Commercial_College_Existing_Miscellaneous_Natural Gas_Miscellaneous_E9 | F3 | Commercial | College | Existing | Miscellaneous | Natural Gas | Miscellaneous | E9 | System - kBTUs of Consumption | 0 | 0 | 0 | 0 | 0 | 0 | 0 | 0 | 0 | 0 | 0 | 0 | 0 | 0 | 0 | 0 | 0 | 0 | 0 | 0 | 0 | 0 | 0 | 0 | 0 | 0 | 0 | 0 | 0 | 0 | 0 | 0 | 0
F3_Commercial_College_Existing_Miscellaneous_Natural Gas_Miscellaneous_E10 | F3 | Commercial | College | Existing | Miscellaneous | Natural Gas | Miscellaneous | E10 | System - kBTUs of Consumption | 0 | 0 | 0 | 0 | 0 | 0 | 0 | 0 | 0 | 0 | 0 | 0 | 0 | 0 | 0 | 0 | 0 | 0 | 0 | 0 | 0 | 0 | 0 | 0 | 0 | 0 | 0 | 0 | 0 | 0 | 0 | 0 | 0
F4_Commercial_College_Existing_Miscellaneous_Natural Gas_Miscellaneous_E1 | F4 | Commercial | College | Existing | Miscellaneous | Natural Gas | Miscellaneous | E1 | Utility - Cost of Equipment | 0 | 0 | 0 | 0 | 0 | 0 | 0 | 0 | 0 | 0 | 0 | 0 | 0 | 0 | 0 | 0 | 0 | 0 | 0 | 0 | 0 | 0 | 0 | 0 | 0 | 0 | 0 | 0 | 0 | 0 | 0 | 0 | 0
F4_Commercial_College_Existing_Miscellaneous_Natural Gas_Miscellaneous_E2 | F4 | Commercial | College | Existing | Miscellaneous | Natural Gas | Miscellaneous | E2 | Utility - Cost of Equipment | 0 | 0 | 0 | 0 | 0 | 0 | 0 | 0 | 0 | 0 | 0 | 0 | 0 | 0 | 0 | 0 | 0 | 0 | 0 | 0 | 0 | 0 | 0 | 0 | 0 | 0 | 0 | 0 | 0 | 0 | 0 | 0 | 0
F4_Commercial_College_Existing_Miscellaneous_Natural Gas_Miscellaneous_E3 | F4 | Commercial | College | Existing | Miscellaneous | Natural Gas | Miscellaneous | E3 | Utility - Cost of Equipment | 0 | 0 | 0 | 0 | 0 | 0 | 0 | 0 | 0 | 0 | 0 | 0 | 0 | 0 | 0 | 0 | 0 | 0 | 0 | 0 | 0 | 0 | 0 | 0 | 0 | 0 | 0 | 0 | 0 | 0 | 0 | 0 | 0
F4_Commercial_College_Existing_Miscellaneous_Natural Gas_Miscellaneous_E4 | F4 | Commercial | College | Existing | Miscellaneous | Natural Gas | Miscellaneous | E4 | Utility - Cost of Equipment | 0 | 0 | 0 | 0 | 0 | 0 | 0 | 0 | 0 | 0 | 0 | 0 | 0 | 0 | 0 | 0 | 0 | 0 | 0 | 0 | 0 | 0 | 0 | 0 | 0 | 0 | 0 | 0 | 0 | 0 | 0 | 0 | 0
F4_Commercial_College_Existing_Miscellaneous_Natural Gas_Miscellaneous_E5 | F4 | Commercial | College | Existing | Miscellaneous | Natural Gas | Miscellaneous | E5 | Utility - Cost of Equipment | 0 | 0 | 0 | 0 | 0 | 0 | 0 | 0 | 0 | 0 | 0 | 0 | 0 | 0 | 0 | 0 | 0 | 0 | 0 | 0 | 0 | 0 | 0 | 0 | 0 | 0 | 0 | 0 | 0 | 0 | 0 | 0 | 0
F4_Commercial_College_Existing_Miscellaneous_Natural Gas_Miscellaneous_E6 | F4 | Commercial | College | Existing | Miscellaneous | Natural Gas | Miscellaneous | E6 | Utility - Cost of Equipment | 0 | 0 | 0 | 0 | 0 | 0 | 0 | 0 | 0 | 0 | 0 | 0 | 0 | 0 | 0 | 0 | 0 | 0 | 0 | 0 | 0 | 0 | 0 | 0 | 0 | 0 | 0 | 0 | 0 | 0 | 0 | 0 | 0
F4_Commercial_College_Existing_Miscellaneous_Natural Gas_Miscellaneous_E7 | F4 | Commercial | College | Existing | Miscellaneous | Natural Gas | Miscellaneous | E7 | Utility - Cost of Equipment | 0 | 0 | 0 | 0 | 0 | 0 | 0 | 0 | 0 | 0 | 0 | 0 | 0 | 0 | 0 | 0 | 0 | 0 | 0 | 0 | 0 | 0 | 0 | 0 | 0 | 0 | 0 | 0 | 0 | 0 | 0 | 0 | 0
F4_Commercial_College_Existing_Miscellaneous_Natural Gas_Miscellaneous_E8 | F4 | Commercial | College | Existing | Miscellaneous | Natural Gas | Miscellaneous | E8 | Utility - Cost of Equipment | 0 | 0 | 0 | 0 | 0 | 0 | 0 | 0 | 0 | 0 | 0 | 0 | 0 | 0 | 0 | 0 | 0 | 0 | 0 | 0 | 0 | 0 | 0 | 0 | 0 | 0 | 0 | 0 | 0 | 0 | 0 | 0 | 0
F4_Commercial_College_Existing_Miscellaneous_Natural Gas_Miscellaneous_E9 | F4 | Commercial | College | Existing | Miscellaneous | Natural Gas | Miscellaneous | E9 | Utility - Cost of Equipment | 0 | 0 | 0 | 0 | 0 | 0 | 0 | 0 | 0 | 0 | 0 | 0 | 0 | 0 | 0 | 0 | 0 | 0 | 0 | 0 | 0 | 0 | 0 | 0 | 0 | 0 | 0 | 0 | 0 | 0 | 0 | 0 | 0
F4_Commercial_College_Existing_Miscellaneous_Natural Gas_Miscellaneous_E10 | F4 | Commercial | College | Existing | Miscellaneous | Natural Gas | Miscellaneous | E10 | Utility - Cost of Equipment | 0 | 0 | 0 | 0 | 0 | 0 | 0 | 0 | 0 | 0 | 0 | 0 | 0 | 0 | 0 | 0 | 0 | 0 | 0 | 0 | 0 | 0 | 0 | 0 | 0 | 0 | 0 | 0 | 0 | 0 | 0 | 0 | 0
F5_Commercial_College_Existing_Miscellaneous_Natural Gas_Miscellaneous_E1 | F5 | Commercial | College | Existing | Miscellaneous | Natural Gas | Miscellaneous | E1 | Utility - Cost of Operation | 0.0082023 | 0.0082023 | 0.0082023 | 0.0082023 | 0.0082023 | 0.0082023 | 0.0082023 | 0.0082023 | 0.0082023 | 0.0082023 | 0.0082023 | 0.0082023 | 0.0082023 | 0.0082023 | 0.0082023 | 0.0082023 | 0.0082023 | 0.0082023 | 0.0082023 | 0.0082023 | 0.0082023 | 0.0082023 | 0.0082023 | 0.0082023 | 0.0082023 | 0.0082023 | 0.0082023 | 0.0082023 | 0.0082023 | 0.0082023 | 0.0082023 | 0.0082023 | 0.0082023
F5_Commercial_College_Existing_Miscellaneous_Natural Gas_Miscellaneous_E2 | F5 | Commercial | College | Existing | Miscellaneous | Natural Gas | Miscellaneous | E2 | Utility - Cost of Operation | 0 | 0 | 0 | 0 | 0 | 0 | 0 | 0 | 0 | 0 | 0 | 0 | 0 | 0 | 0 | 0 | 0 | 0 | 0 | 0 | 0 | 0 | 0 | 0 | 0 | 0 | 0 | 0 | 0 | 0 | 0 | 0 | 0
F5_Commercial_College_Existing_Miscellaneous_Natural Gas_Miscellaneous_E3 | F5 | Commercial | College | Existing | Miscellaneous | Natural Gas | Miscellaneous | E3 | Utility - Cost of Operation | 0 | 0 | 0 | 0 | 0 | 0 | 0 | 0 | 0 | 0 | 0 | 0 | 0 | 0 | 0 | 0 | 0 | 0 | 0 | 0 | 0 | 0 | 0 | 0 | 0 | 0 | 0 | 0 | 0 | 0 | 0 | 0 | 0
F5_Commercial_College_Existing_Miscellaneous_Natural Gas_Miscellaneous_E4 | F5 | Commercial | College | Existing | Miscellaneous | Natural Gas | Miscellaneous | E4 | Utility - Cost of Operation | 0 | 0 | 0 | 0 | 0 | 0 | 0 | 0 | 0 | 0 | 0 | 0 | 0 | 0 | 0 | 0 | 0 | 0 | 0 | 0 | 0 | 0 | 0 | 0 | 0 | 0 | 0 | 0 | 0 | 0 | 0 | 0 | 0
F5_Commercial_College_Existing_Miscellaneous_Natural Gas_Miscellaneous_E5 | F5 | Commercial | College | Existing | Miscellaneous | Natural Gas | Miscellaneous | E5 | Utility - Cost of Operation | 0 | 0 | 0 | 0 | 0 | 0 | 0 | 0 | 0 | 0 | 0 | 0 | 0 | 0 | 0 | 0 | 0 | 0 | 0 | 0 | 0 | 0 | 0 | 0 | 0 | 0 | 0 | 0 | 0 | 0 | 0 | 0 | 0
F5_Commercial_College_Existing_Miscellaneous_Natural Gas_Miscellaneous_E6 | F5 | Commercial | College | Existing | Miscellaneous | Natural Gas | Miscellaneous | E6 | Utility - Cost of Operation | 0 | 0 | 0 | 0 | 0 | 0 | 0 | 0 | 0 | 0 | 0 | 0 | 0 | 0 | 0 | 0 | 0 | 0 | 0 | 0 | 0 | 0 | 0 | 0 | 0 | 0 | 0 | 0 | 0 | 0 | 0 | 0 | 0
F5_Commercial_College_Existing_Miscellaneous_Natural Gas_Miscellaneous_E7 | F5 | Commercial | College | Existing | Miscellaneous | Natural Gas | Miscellaneous | E7 | Utility - Cost of Operation | 0 | 0 | 0 | 0 | 0 | 0 | 0 | 0 | 0 | 0 | 0 | 0 | 0 | 0 | 0 | 0 | 0 | 0 | 0 | 0 | 0 | 0 | 0 | 0 | 0 | 0 | 0 | 0 | 0 | 0 | 0 | 0 | 0
F5_Commercial_College_Existing_Miscellaneous_Natural Gas_Miscellaneous_E8 | F5 | Commercial | College | Existing | Miscellaneous | Natural Gas | Miscellaneous | E8 | Utility - Cost of Operation | 0 | 0 | 0 | 0 | 0 | 0 | 0 | 0 | 0 | 0 | 0 | 0 | 0 | 0 | 0 | 0 | 0 | 0 | 0 | 0 | 0 | 0 | 0 | 0 | 0 | 0 | 0 | 0 | 0 | 0 | 0 | 0 | 0
F5_Commercial_College_Existing_Miscellaneous_Natural Gas_Miscellaneous_E9 | F5 | Commercial | College | Existing | Miscellaneous | Natural Gas | Miscellaneous | E9 | Utility - Cost of Operation | 0 | 0 | 0 | 0 | 0 | 0 | 0 | 0 | 0 | 0 | 0 | 0 | 0 | 0 | 0 | 0 | 0 | 0 | 0 | 0 | 0 | 0 | 0 | 0 | 0 | 0 | 0 | 0 | 0 | 0 | 0 | 0 | 0
F5_Commercial_College_Existing_Miscellaneous_Natural Gas_Miscellaneous_E10 | F5 | Commercial | College | Existing | Miscellaneous | Natural Gas | Miscellaneous | E10 | Utility - Cost of Operation | 0 | 0 | 0 | 0 | 0 | 0 | 0 | 0 | 0 | 0 | 0 | 0 | 0 | 0 | 0 | 0 | 0 | 0 | 0 | 0 | 0 | 0 | 0 | 0 | 0 | 0 | 0 | 0 | 0 | 0 | 0 | 0 | 0
F6_Commercial_College_Existing_Miscellaneous_Natural Gas_Miscellaneous_E1 | F6 | Commercial | College | Existing | Miscellaneous | Natural Gas | Miscellaneous | E1 | Utility - Value of Sales | 0.035628 | 0.036036 | 0.036661 | 0.036524 | 0.036524 | 0.036524 | 0.036524 | 0.036524 | 0.036524 | 0.036524 | 0.036524 | 0.036524 | 0.036524 | 0.036524 | 0.036524 | 0.036524 | 0.036524 | 0.036524 | 0.036524 | 0.036524 | 0.036524 | 0.036524 | 0.036524 | 0.036524 | 0.036524 | 0.036524 | 0.036524 | 0.036524 | 0.036524 | 0.036524 | 0.036524 | 0.036524 | 0.036524
F6_Commercial_College_Existing_Miscellaneous_Natural Gas_Miscellaneous_E2 | F6 | Commercial | College | Existing | Miscellaneous | Natural Gas | Miscellaneous | E2 | Utility - Value of Sales | 0 | 0 | 0 | 0 | 0 | 0 | 0 | 0 | 0 | 0 | 0 | 0 | 0 | 0 | 0 | 0 | 0 | 0 | 0 | 0 | 0 | 0 | 0 | 0 | 0 | 0 | 0 | 0 | 0 | 0 | 0 | 0 | 0
F6_Commercial_College_Existing_Miscellaneous_Natural Gas_Miscellaneous_E3 | F6 | Commercial | College | Existing | Miscellaneous | Natural Gas | Miscellaneous | E3 | Utility - Value of Sales | 0 | 0 | 0 | 0 | 0 | 0 | 0 | 0 | 0 | 0 | 0 | 0 | 0 | 0 | 0 | 0 | 0 | 0 | 0 | 0 | 0 | 0 | 0 | 0 | 0 | 0 | 0 | 0 | 0 | 0 | 0 | 0 | 0
F6_Commercial_College_Existing_Miscellaneous_Natural Gas_Miscellaneous_E4 | F6 | Commercial | College | Existing | Miscellaneous | Natural Gas | Miscellaneous | E4 | Utility - Value of Sales | 0 | 0 | 0 | 0 | 0 | 0 | 0 | 0 | 0 | 0 | 0 | 0 | 0 | 0 | 0 | 0 | 0 | 0 | 0 | 0 | 0 | 0 | 0 | 0 | 0 | 0 | 0 | 0 | 0 | 0 | 0 | 0 | 0
F6_Commercial_College_Existing_Miscellaneous_Natural Gas_Miscellaneous_E5 | F6 | Commercial | College | Existing | Miscellaneous | Natural Gas | Miscellaneous | E5 | Utility - Value of Sales | 0 | 0 | 0 | 0 | 0 | 0 | 0 | 0 | 0 | 0 | 0 | 0 | 0 | 0 | 0 | 0 | 0 | 0 | 0 | 0 | 0 | 0 | 0 | 0 | 0 | 0 | 0 | 0 | 0 | 0 | 0 | 0 | 0
F6_Commercial_College_Existing_Miscellaneous_Natural Gas_Miscellaneous_E6 | F6 | Commercial | College | Existing | Miscellaneous | Natural Gas | Miscellaneous | E6 | Utility - Value of Sales | 0 | 0 | 0 | 0 | 0 | 0 | 0 | 0 | 0 | 0 | 0 | 0 | 0 | 0 | 0 | 0 | 0 | 0 | 0 | 0 | 0 | 0 | 0 | 0 | 0 | 0 | 0 | 0 | 0 | 0 | 0 | 0 | 0
F6_Commercial_College_Existing_Miscellaneous_Natural Gas_Miscellaneous_E7 | F6 | Commercial | College | Existing | Miscellaneous | Natural Gas | Miscellaneous | E7 | Utility - Value of Sales | 0 | 0 | 0 | 0 | 0 | 0 | 0 | 0 | 0 | 0 | 0 | 0 | 0 | 0 | 0 | 0 | 0 | 0 | 0 | 0 | 0 | 0 | 0 | 0 | 0 | 0 | 0 | 0 | 0 | 0 | 0 | 0 | 0
F6_Commercial_College_Existing_Miscellaneous_Natural Gas_Miscellaneous_E8 | F6 | Commercial | College | Existing | Miscellaneous | Natural Gas | Miscellaneous | E8 | Utility - Value of Sales | 0 | 0 | 0 | 0 | 0 | 0 | 0 | 0 | 0 | 0 | 0 | 0 | 0 | 0 | 0 | 0 | 0 | 0 | 0 | 0 | 0 | 0 | 0 | 0 | 0 | 0 | 0 | 0 | 0 | 0 | 0 | 0 | 0
F6_Commercial_College_Existing_Miscellaneous_Natural Gas_Miscellaneous_E9 | F6 | Commercial | College | Existing | Miscellaneous | Natural Gas | Miscellaneous | E9 | Utility - Value of Sales | 0 | 0 | 0 | 0 | 0 | 0 | 0 | 0 | 0 | 0 | 0 | 0 | 0 | 0 | 0 | 0 | 0 | 0 | 0 | 0 | 0 | 0 | 0 | 0 | 0 | 0 | 0 | 0 | 0 | 0 | 0 | 0 | 0
F6_Commercial_College_Existing_Miscellaneous_Natural Gas_Miscellaneous_E10 | F6 | Commercial | College | Existing | Miscellaneous | Natural Gas | Miscellaneous | E10 | Utility - Value of Sales | 0 | 0 | 0 | 0 | 0 | 0 | 0 | 0 | 0 | 0 | 0 | 0 | 0 | 0 | 0 | 0 | 0 | 0 | 0 | 0 | 0 | 0 | 0 | 0 | 0 | 0 | 0 | 0 | 0 | 0 | 0 | 0 | 0
F1_Commercial_College_New_Space Heating_Natural Gas_Furnace_E1 | F1 | Commercial | College | New | Space Heating | Natural Gas | Furnace | E1 | RVT - Cost of Equipment | 0.46528 | 0.4651 | 0.46595 | 0.46373 | 0.46222 | 0 | 0 | 0 | 0 | 0 | 0 | 0 | 0 | 0 | 0 | 0 | 0 | 0 | 0 | 0 | 0 | 0 | 0 | 0 | 0 | 0 | 0 | 0 | 0 | 0 | 0 | 0 | 0
F1_Commercial_College_New_Space Heating_Natural Gas_Furnace_E2 | F1 | Commercial | College | New | Space Heating | Natural Gas | Furnace | E2 | RVT - Cost of Equipment | 0.45954 | 0.45936 | 0.46019 | 0.45801 | 0.45651 | 0 | 0 | 0 | 0 | 0 | 0 | 0 | 0 | 0 | 0 | 0 | 0 | 0 | 0 | 0 | 0 | 0 | 0 | 0 | 0 | 0 | 0 | 0 | 0 | 0 | 0 | 0 | 0
F1_Commercial_College_New_Space Heating_Natural Gas_Furnace_E3 | F1 | Commercial | College | New | Space Heating | Natural Gas | Furnace | E3 | RVT - Cost of Equipment | 0.41823 | 0.41807 | 0.41883 | 0.41684 | 0.41548 | 0.41504 | 0.41546 | 0.41568 | 0.41616 | 0.41656 | 0.4169 | 0.41716 | 0.4175 | 0.41787 | 0.41816 | 0.41846 | 0.41876 | 0.41915 | 0.41951 | 0.41998 | 0.42038 | 0.42082 | 0.42118 | 0.4216 | 0.42193 | 0.42223 | 0.42252 | 0.42283 | 0.42303 | 0.42325 | 0.42338 | 0.42355 | 0.42355
F1_Commercial_College_New_Space Heating_Natural Gas_Furnace_E4 | F1 | Commercial | College | New | Space Heating | Natural Gas | Furnace | E4 | RVT - Cost of Equipment | 0.38773 | 0.38759 | 0.38829 | 0.38644 | 0.38518 | 0.38478 | 0.38517 | 0.38537 | 0.38582 | 0.38619 | 0.3865 | 0.38674 | 0.38706 | 0.3874 | 0.38767 | 0.38795 | 0.38823 | 0.38859 | 0.38892 | 0.38936 | 0.38973 | 0.39013 | 0.39047 | 0.39086 | 0.39117 | 0.39145 | 0.39171 | 0.392 | 0.39218 | 0.39239 | 0.39251 | 0.39267 | 0.39267
F1_Commercial_College_New_Space Heating_Natural Gas_Furnace_E5 | F1 | Commercial | College | New | Space Heating | Natural Gas | Furnace | E5 | RVT - Cost of Equipment | 0 | 0 | 0 | 0 | 0 | 0 | 0 | 0.28458 | 0.28491 | 0.28518 | 0.28542 | 0.2856 | 0.28583 | 0.28608 | 0.28628 | 0.28649 | 0.28669 | 0.28696 | 0.28721 | 0.28753 | 0.2878 | 0.2881 | 0.28835 | 0.28864 | 0.28886 | 0.28907 | 0.28926 | 0.28947 | 0.28961 | 0.28977 | 0.28985 | 0.28997 | 0.28997
F1_Commercial_College_New_Space Heating_Natural Gas_Furnace_E6 | F1 | Commercial | College | New | Space Heating | Natural Gas | Furnace | E6 | RVT - Cost of Equipment | 0 | 0 | 0 | 0 | 0 | 0 | 0 | 0 | 0 | 0 | 0 | 0 | 0 | 0 | 0 | 0 | 0 | 0 | 0 | 0 | 0 | 0 | 0 | 0 | 0 | 0 | 0 | 0 | 0 | 0 | 0 | 0 | 0
F1_Commercial_College_New_Space Heating_Natural Gas_Furnace_E7 | F1 | Commercial | College | New | Space Heating | Natural Gas | Furnace | E7 | RVT - Cost of Equipment | 0 | 0 | 0 | 0 | 0 | 0 | 0 | 0 | 0 | 0 | 0 | 0 | 0 | 0 | 0 | 0 | 0 | 0 | 0 | 0 | 0 | 0 | 0 | 0 | 0 | 0 | 0 | 0 | 0 | 0 | 0 | 0 | 0
F1_Commercial_College_New_Space Heating_Natural Gas_Furnace_E8 | F1 | Commercial | College | New | Space Heating | Natural Gas | Furnace | E8 | RVT - Cost of Equipment | 0 | 0 | 0 | 0 | 0 | 0 | 0 | 0 | 0 | 0 | 0 | 0 | 0 | 0 | 0 | 0 | 0 | 0 | 0 | 0 | 0 | 0 | 0 | 0 | 0 | 0 | 0 | 0 | 0 | 0 | 0 | 0 | 0
F1_Commercial_College_New_Space Heating_Natural Gas_Furnace_E9 | F1 | Commercial | College | New | Space Heating | Natural Gas | Furnace | E9 | RVT - Cost of Equipment | 0 | 0 | 0 | 0 | 0 | 0 | 0 | 0 | 0 | 0 | 0 | 0 | 0 | 0 | 0 | 0 | 0 | 0 | 0 | 0 | 0 | 0 | 0 | 0 | 0 | 0 | 0 | 0 | 0 | 0 | 0 | 0 | 0
F1_Commercial_College_New_Space Heating_Natural Gas_Furnace_E10 | F1 | Commercial | College | New | Space Heating | Natural Gas | Furnace | E10 | RVT - Cost of Equipment | 0 | 0 | 0 | 0 | 0 | 0 | 0 | 0 | 0 | 0 | 0 | 0 | 0 | 0 | 0 | 0 | 0 | 0 | 0 | 0 | 0 | 0 | 0 | 0 | 0 | 0 | 0 | 0 | 0 | 0 | 0 | 0 | 0
F2_Commercial_College_New_Space Heating_Natural Gas_Furnace_E1 | F2 | Commercial | College | New | Space Heating | Natural Gas | Furnace | E1 | RVT - Cost of Operation | 0.55744 | 0.55722 | 0.55823 | 0.55558 | 0.55377 | 0 | 0 | 0 | 0 | 0 | 0 | 0 | 0 | 0 | 0 | 0 | 0 | 0 | 0 | 0 | 0 | 0 | 0 | 0 | 0 | 0 | 0 | 0 | 0 | 0 | 0 | 0 | 0
F2_Commercial_College_New_Space Heating_Natural Gas_Furnace_E2 | F2 | Commercial | College | New | Space Heating | Natural Gas | Furnace | E2 | RVT - Cost of Operation | 0.55056 | 0.55034 | 0.55134 | 0.54872 | 0.54693 | 0 | 0 | 0 | 0 | 0 | 0 | 0 | 0 | 0 | 0 | 0 | 0 | 0 | 0 | 0 | 0 | 0 | 0 | 0 | 0 | 0 | 0 | 0 | 0 | 0 | 0 | 0 | 0
F2_Commercial_College_New_Space Heating_Natural Gas_Furnace_E3 | F2 | Commercial | College | New | Space Heating | Natural Gas | Furnace | E3 | RVT - Cost of Operation | 0.50107 | 0.50087 | 0.50178 | 0.4994 | 0.49777 | 0.49725 | 0.49775 | 0.49801 | 0.49859 | 0.49907 | 0.49948 | 0.49979 | 0.50019 | 0.50064 | 0.50098 | 0.50135 | 0.5017 | 0.50217 | 0.50261 | 0.50316 | 0.50365 | 0.50417 | 0.5046 | 0.50511 | 0.5055 | 0.50586 | 0.5062 | 0.50658 | 0.50682 | 0.50709 | 0.50724 | 0.50744 | 0.50744
F2_Commercial_College_New_Space Heating_Natural Gas_Furnace_E4 | F2 | Commercial | College | New | Space Heating | Natural Gas | Furnace | E4 | RVT - Cost of Operation | 0.46453 | 0.46435 | 0.4652 | 0.46299 | 0.46147 | 0.46099 | 0.46145 | 0.46169 | 0.46223 | 0.46268 | 0.46306 | 0.46334 | 0.46372 | 0.46413 | 0.46445 | 0.46479 | 0.46512 | 0.46555 | 0.46596 | 0.46648 | 0.46692 | 0.46741 | 0.46781 | 0.46828 | 0.46864 | 0.46898 | 0.46929 | 0.46964 | 0.46986 | 0.47011 | 0.47025 | 0.47044 | 0.47044
F2_Commercial_College_New_Space Heating_Natural Gas_Furnace_E5 | F2 | Commercial | College | New | Space Heating | Natural Gas | Furnace | E5 | RVT - Cost of Operation | 0 | 0 | 0 | 0 | 0 | 0 | 0 | 0.34094 | 0.34134 | 0.34167 | 0.34195 | 0.34216 | 0.34244 | 0.34274 | 0.34298 | 0.34323 | 0.34347 | 0.34379 | 0.34409 | 0.34447 | 0.34481 | 0.34516 | 0.34546 | 0.34581 | 0.34607 | 0.34632 | 0.34656 | 0.34681 | 0.34698 | 0.34716 | 0.34726 | 0.3474 | 0.3474
F2_Commercial_College_New_Space Heating_Natural Gas_Furnace_E6 | F2 | Commercial | College | New | Space Heating | Natural Gas | Furnace | E6 | RVT - Cost of Operation | 0 | 0 | 0 | 0 | 0 | 0 | 0 | 0 | 0 | 0 | 0 | 0 | 0 | 0 | 0 | 0 | 0 | 0 | 0 | 0 | 0 | 0 | 0 | 0 | 0 | 0 | 0 | 0 | 0 | 0 | 0 | 0 | 0
F2_Commercial_College_New_Space Heating_Natural Gas_Furnace_E7 | F2 | Commercial | College | New | Space Heating | Natural Gas | Furnace | E7 | RVT - Cost of Operation | 0 | 0 | 0 | 0 | 0 | 0 | 0 | 0 | 0 | 0 | 0 | 0 | 0 | 0 | 0 | 0 | 0 | 0 | 0 | 0 | 0 | 0 | 0 | 0 | 0 | 0 | 0 | 0 | 0 | 0 | 0 | 0 | 0
F2_Commercial_College_New_Space Heating_Natural Gas_Furnace_E8 | F2 | Commercial | College | New | Space Heating | Natural Gas | Furnace | E8 | RVT - Cost of Operation | 0 | 0 | 0 | 0 | 0 | 0 | 0 | 0 | 0 | 0 | 0 | 0 | 0 | 0 | 0 | 0 | 0 | 0 | 0 | 0 | 0 | 0 | 0 | 0 | 0 | 0 | 0 | 0 | 0 | 0 | 0 | 0 | 0
F2_Commercial_College_New_Space Heating_Natural Gas_Furnace_E9 | F2 | Commercial | College | New | Space Heating | Natural Gas | Furnace | E9 | RVT - Cost of Operation | 0 | 0 | 0 | 0 | 0 | 0 | 0 | 0 | 0 | 0 | 0 | 0 | 0 | 0 | 0 | 0 | 0 | 0 | 0 | 0 | 0 | 0 | 0 | 0 | 0 | 0 | 0 | 0 | 0 | 0 | 0 | 0 | 0
F2_Commercial_College_New_Space Heating_Natural Gas_Furnace_E10 | F2 | Commercial | College | New | Space Heating | Natural Gas | Furnace | E10 | RVT - Cost of Operation | 0 | 0 | 0 | 0 | 0 | 0 | 0 | 0 | 0 | 0 | 0 | 0 | 0 | 0 | 0 | 0 | 0 | 0 | 0 | 0 | 0 | 0 | 0 | 0 | 0 | 0 | 0 | 0 | 0 | 0 | 0 | 0 | 0
F3_Commercial_College_New_Space Heating_Natural Gas_Furnace_E1 | F3 | Commercial | College | New | Space Heating | Natural Gas | Furnace | E1 | System - kBTUs of Consumption | 0.065374 | 0.065374 | 0.065374 | 0.065374 | 0.065374 | 0 | 0 | 0 | 0 | 0 | 0 | 0 | 0 | 0 | 0 | 0 | 0 | 0 | 0 | 0 | 0 | 0 | 0 | 0 | 0 | 0 | 0 | 0 | 0 | 0 | 0 | 0 | 0
F3_Commercial_College_New_Space Heating_Natural Gas_Furnace_E2 | F3 | Commercial | College | New | Space Heating | Natural Gas | Furnace | E2 | System - kBTUs of Consumption | 0.065936 | 0.065936 | 0.065936 | 0.065936 | 0.065936 | 0 | 0 | 0 | 0 | 0 | 0 | 0 | 0 | 0 | 0 | 0 | 0 | 0 | 0 | 0 | 0 | 0 | 0 | 0 | 0 | 0 | 0 | 0 | 0 | 0 | 0 | 0 | 0
F3_Commercial_College_New_Space Heating_Natural Gas_Furnace_E3 | F3 | Commercial | College | New | Space Heating | Natural Gas | Furnace | E3 | System - kBTUs of Consumption | 0.0763 | 0.0763 | 0.0763 | 0.0763 | 0.0763 | 0.0763 | 0.0763 | 0.0763 | 0.0763 | 0.0763 | 0.0763 | 0.0763 | 0.0763 | 0.0763 | 0.0763 | 0.0763 | 0.0763 | 0.0763 | 0.0763 | 0.0763 | 0.0763 | 0.0763 | 0.0763 | 0.0763 | 0.0763 | 0.0763 | 0.0763 | 0.0763 | 0.0763 | 0.0763 | 0.0763 | 0.0763 | 0.0763
F3_Commercial_College_New_Space Heating_Natural Gas_Furnace_E4 | F3 | Commercial | College | New | Space Heating | Natural Gas | Furnace | E4 | System - kBTUs of Consumption | 0.093764 | 0.093764 | 0.093764 | 0.093764 | 0.093764 | 0.093764 | 0.093764 | 0.093764 | 0.093764 | 0.093764 | 0.093764 | 0.093764 | 0.093764 | 0.093764 | 0.093764 | 0.093764 | 0.093764 | 0.093764 | 0.093764 | 0.093764 | 0.093764 | 0.093764 | 0.093764 | 0.093764 | 0.093764 | 0.093764 | 0.093764 | 0.093764 | 0.093764 | 0.093764 | 0.093764 | 0.093764 | 0.093764
F3_Commercial_College_New_Space Heating_Natural Gas_Furnace_E5 | F3 | Commercial | College | New | Space Heating | Natural Gas | Furnace | E5 | System - kBTUs of Consumption | 0 | 0 | 0 | 0 | 0 | 0 | 0 | 0.74754 | 0.74754 | 0.74754 | 0.74754 | 0.74754 | 0.74754 | 0.74754 | 0.74754 | 0.74754 | 0.74754 | 0.74754 | 0.74754 | 0.74754 | 0.74754 | 0.74754 | 0.74754 | 0.74754 | 0.74754 | 0.74754 | 0.74754 | 0.74754 | 0.74754 | 0.74754 | 0.74754 | 0.74754 | 0.74754
F3_Commercial_College_New_Space Heating_Natural Gas_Furnace_E6 | F3 | Commercial | College | New | Space Heating | Natural Gas | Furnace | E6 | System - kBTUs of Consumption | 0 | 0 | 0 | 0 | 0 | 0 | 0 | 0 | 0 | 0 | 0 | 0 | 0 | 0 | 0 | 0 | 0 | 0 | 0 | 0 | 0 | 0 | 0 | 0 | 0 | 0 | 0 | 0 | 0 | 0 | 0 | 0 | 0
F3_Commercial_College_New_Space Heating_Natural Gas_Furnace_E7 | F3 | Commercial | College | New | Space Heating | Natural Gas | Furnace | E7 | System - kBTUs of Consumption | 0 | 0 | 0 | 0 | 0 | 0 | 0 | 0 | 0 | 0 | 0 | 0 | 0 | 0 | 0 | 0 | 0 | 0 | 0 | 0 | 0 | 0 | 0 | 0 | 0 | 0 | 0 | 0 | 0 | 0 | 0 | 0 | 0
F3_Commercial_College_New_Space Heating_Natural Gas_Furnace_E8 | F3 | Commercial | College | New | Space Heating | Natural Gas | Furnace | E8 | System - kBTUs of Consumption | 0 | 0 | 0 | 0 | 0 | 0 | 0 | 0 | 0 | 0 | 0 | 0 | 0 | 0 | 0 | 0 | 0 | 0 | 0 | 0 | 0 | 0 | 0 | 0 | 0 | 0 | 0 | 0 | 0 | 0 | 0 | 0 | 0
F3_Commercial_College_New_Space Heating_Natural Gas_Furnace_E9 | F3 | Commercial | College | New | Space Heating | Natural Gas | Furnace | E9 | System - kBTUs of Consumption | 0 | 0 | 0 | 0 | 0 | 0 | 0 | 0 | 0 | 0 | 0 | 0 | 0 | 0 | 0 | 0 | 0 | 0 | 0 | 0 | 0 | 0 | 0 | 0 | 0 | 0 | 0 | 0 | 0 | 0 | 0 | 0 | 0
F3_Commercial_College_New_Space Heating_Natural Gas_Furnace_E10 | F3 | Commercial | College | New | Space Heating | Natural Gas | Furnace | E10 | System - kBTUs of Consumption | 0 | 0 | 0 | 0 | 0 | 0 | 0 | 0 | 0 | 0 | 0 | 0 | 0 | 0 | 0 | 0 | 0 | 0 | 0 | 0 | 0 | 0 | 0 | 0 | 0 | 0 | 0 | 0 | 0 | 0 | 0 | 0 | 0
F4_Commercial_College_New_Space Heating_Natural Gas_Furnace_E1 | F4 | Commercial | College | New | Space Heating | Natural Gas | Furnace | E1 | Utility - Cost of Equipment | 0.55744 | 0.55722 | 0.55823 | 0.55558 | 0.55377 | 0 | 0 | 0 | 0 | 0 | 0 | 0 | 0 | 0 | 0 | 0 | 0 | 0 | 0 | 0 | 0 | 0 | 0 | 0 | 0 | 0 | 0 | 0 | 0 | 0 | 0 | 0 | 0
F4_Commercial_College_New_Space Heating_Natural Gas_Furnace_E2 | F4 | Commercial | College | New | Space Heating | Natural Gas | Furnace | E2 | Utility - Cost of Equipment | 0.55056 | 0.55034 | 0.55134 | 0.54872 | 0.54693 | 0 | 0 | 0 | 0 | 0 | 0 | 0 | 0 | 0 | 0 | 0 | 0 | 0 | 0 | 0 | 0 | 0 | 0 | 0 | 0 | 0 | 0 | 0 | 0 | 0 | 0 | 0 | 0
F4_Commercial_College_New_Space Heating_Natural Gas_Furnace_E3 | F4 | Commercial | College | New | Space Heating | Natural Gas | Furnace | E3 | Utility - Cost of Equipment | 0.50107 | 0.50087 | 0.50178 | 0.4994 | 0.49777 | 0.49725 | 0.49775 | 0.49801 | 0.49859 | 0.49907 | 0.49948 | 0.49979 | 0.50019 | 0.50064 | 0.50098 | 0.50135 | 0.5017 | 0.50217 | 0.50261 | 0.50316 | 0.50365 | 0.50417 | 0.5046 | 0.50511 | 0.5055 | 0.50586 | 0.5062 | 0.50658 | 0.50682 | 0.50709 | 0.50724 | 0.50744 | 0.50744
F4_Commercial_College_New_Space Heating_Natural Gas_Furnace_E4 | F4 | Commercial | College | New | Space Heating | Natural Gas | Furnace | E4 | Utility - Cost of Equipment | 0.46453 | 0.46435 | 0.4652 | 0.46299 | 0.46147 | 0.46099 | 0.46145 | 0.46169 | 0.46223 | 0.46268 | 0.46306 | 0.46334 | 0.46372 | 0.46413 | 0.46445 | 0.46479 | 0.46512 | 0.46555 | 0.46596 | 0.46648 | 0.46692 | 0.46741 | 0.46781 | 0.46828 | 0.46864 | 0.46898 | 0.46929 | 0.46964 | 0.46986 | 0.47011 | 0.47025 | 0.47044 | 0.47044
F4_Commercial_College_New_Space Heating_Natural Gas_Furnace_E5 | F4 | Commercial | College | New | Space Heating | Natural Gas | Furnace | E5 | Utility - Cost of Equipment | 0 | 0 | 0 | 0 | 0 | 0 | 0 | 0.34094 | 0.34134 | 0.34167 | 0.34195 | 0.34216 | 0.34244 | 0.34274 | 0.34298 | 0.34323 | 0.34347 | 0.34379 | 0.34409 | 0.34447 | 0.34481 | 0.34516 | 0.34546 | 0.34581 | 0.34607 | 0.34632 | 0.34656 | 0.34681 | 0.34698 | 0.34716 | 0.34726 | 0.3474 | 0.3474
F4_Commercial_College_New_Space Heating_Natural Gas_Furnace_E6 | F4 | Commercial | College | New | Space Heating | Natural Gas | Furnace | E6 | Utility - Cost of Equipment | 0 | 0 | 0 | 0 | 0 | 0 | 0 | 0 | 0 | 0 | 0 | 0 | 0 | 0 | 0 | 0 | 0 | 0 | 0 | 0 | 0 | 0 | 0 | 0 | 0 | 0 | 0 | 0 | 0 | 0 | 0 | 0 | 0
F4_Commercial_College_New_Space Heating_Natural Gas_Furnace_E7 | F4 | Commercial | College | New | Space Heating | Natural Gas | Furnace | E7 | Utility - Cost of Equipment | 0 | 0 | 0 | 0 | 0 | 0 | 0 | 0 | 0 | 0 | 0 | 0 | 0 | 0 | 0 | 0 | 0 | 0 | 0 | 0 | 0 | 0 | 0 | 0 | 0 | 0 | 0 | 0 | 0 | 0 | 0 | 0 | 0
F4_Commercial_College_New_Space Heating_Natural Gas_Furnace_E8 | F4 | Commercial | College | New | Space Heating | Natural Gas | Furnace | E8 | Utility - Cost of Equipment | 0 | 0 | 0 | 0 | 0 | 0 | 0 | 0 | 0 | 0 | 0 | 0 | 0 | 0 | 0 | 0 | 0 | 0 | 0 | 0 | 0 | 0 | 0 | 0 | 0 | 0 | 0 | 0 | 0 | 0 | 0 | 0 | 0
F4_Commercial_College_New_Space Heating_Natural Gas_Furnace_E9 | F4 | Commercial | College | New | Space Heating | Natural Gas | Furnace | E9 | Utility - Cost of Equipment | 0 | 0 | 0 | 0 | 0 | 0 | 0 | 0 | 0 | 0 | 0 | 0 | 0 | 0 | 0 | 0 | 0 | 0 | 0 | 0 | 0 | 0 | 0 | 0 | 0 | 0 | 0 | 0 | 0 | 0 | 0 | 0 | 0
F4_Commercial_College_New_Space Heating_Natural Gas_Furnace_E10 | F4 | Commercial | College | New | Space Heating | Natural Gas | Furnace | E10 | Utility - Cost of Equipment | 0 | 0 | 0 | 0 | 0 | 0 | 0 | 0 | 0 | 0 | 0 | 0 | 0 | 0 | 0 | 0 | 0 | 0 | 0 | 0 | 0 | 0 | 0 | 0 | 0 | 0 | 0 | 0 | 0 | 0 | 0 | 0 | 0
F5_Commercial_College_New_Space Heating_Natural Gas_Furnace_E1 | F5 | Commercial | College | New | Space Heating | Natural Gas | Furnace | E1 | Utility - Cost of Operation | 0.065374 | 0.065374 | 0.065374 | 0.065374 | 0.065374 | 0 | 0 | 0 | 0 | 0 | 0 | 0 | 0 | 0 | 0 | 0 | 0 | 0 | 0 | 0 | 0 | 0 | 0 | 0 | 0 | 0 | 0 | 0 | 0 | 0 | 0 | 0 | 0
F5_Commercial_College_New_Space Heating_Natural Gas_Furnace_E2 | F5 | Commercial | College | New | Space Heating | Natural Gas | Furnace | E2 | Utility - Cost of Operation | 0.065936 | 0.065936 | 0.065936 | 0.065936 | 0.065936 | 0 | 0 | 0 | 0 | 0 | 0 | 0 | 0 | 0 | 0 | 0 | 0 | 0 | 0 | 0 | 0 | 0 | 0 | 0 | 0 | 0 | 0 | 0 | 0 | 0 | 0 | 0 | 0
F5_Commercial_College_New_Space Heating_Natural Gas_Furnace_E3 | F5 | Commercial | College | New | Space Heating | Natural Gas | Furnace | E3 | Utility - Cost of Operation | 0.0763 | 0.0763 | 0.0763 | 0.0763 | 0.0763 | 0.0763 | 0.0763 | 0.0763 | 0.0763 | 0.0763 | 0.0763 | 0.0763 | 0.0763 | 0.0763 | 0.0763 | 0.0763 | 0.0763 | 0.0763 | 0.0763 | 0.0763 | 0.0763 | 0.0763 | 0.0763 | 0.0763 | 0.0763 | 0.0763 | 0.0763 | 0.0763 | 0.0763 | 0.0763 | 0.0763 | 0.0763 | 0.0763
F5_Commercial_College_New_Space Heating_Natural Gas_Furnace_E4 | F5 | Commercial | College | New | Space Heating | Natural Gas | Furnace | E4 | Utility - Cost of Operation | 0.093764 | 0.093764 | 0.093764 | 0.093764 | 0.093764 | 0.093764 | 0.093764 | 0.093764 | 0.093764 | 0.093764 | 0.093764 | 0.093764 | 0.093764 | 0.093764 | 0.093764 | 0.093764 | 0.093764 | 0.093764 | 0.093764 | 0.093764 | 0.093764 | 0.093764 | 0.093764 | 0.093764 | 0.093764 | 0.093764 | 0.093764 | 0.093764 | 0.093764 | 0.093764 | 0.093764 | 0.093764 | 0.093764
F5_Commercial_College_New_Space Heating_Natural Gas_Furnace_E5 | F5 | Commercial | College | New | Space Heating | Natural Gas | Furnace | E5 | Utility - Cost of Operation | 0 | 0 | 0 | 0 | 0 | 0 | 0 | 0.74754 | 0.74754 | 0.74754 | 0.74754 | 0.74754 | 0.74754 | 0.74754 | 0.74754 | 0.74754 | 0.74754 | 0.74754 | 0.74754 | 0.74754 | 0.74754 | 0.74754 | 0.74754 | 0.74754 | 0.74754 | 0.74754 | 0.74754 | 0.74754 | 0.74754 | 0.74754 | 0.74754 | 0.74754 | 0.74754
F5_Commercial_College_New_Space Heating_Natural Gas_Furnace_E6 | F5 | Commercial | College | New | Space Heating | Natural Gas | Furnace | E6 | Utility - Cost of Operation | 0 | 0 | 0 | 0 | 0 | 0 | 0 | 0 | 0 | 0 | 0 | 0 | 0 | 0 | 0 | 0 | 0 | 0 | 0 | 0 | 0 | 0 | 0 | 0 | 0 | 0 | 0 | 0 | 0 | 0 | 0 | 0 | 0
F5_Commercial_College_New_Space Heating_Natural Gas_Furnace_E7 | F5 | Commercial | College | New | Space Heating | Natural Gas | Furnace | E7 | Utility - Cost of Operation | 0 | 0 | 0 | 0 | 0 | 0 | 0 | 0 | 0 | 0 | 0 | 0 | 0 | 0 | 0 | 0 | 0 | 0 | 0 | 0 | 0 | 0 | 0 | 0 | 0 | 0 | 0 | 0 | 0 | 0 | 0 | 0 | 0
F5_Commercial_College_New_Space Heating_Natural Gas_Furnace_E8 | F5 | Commercial | College | New | Space Heating | Natural Gas | Furnace | E8 | Utility - Cost of Operation | 0 | 0 | 0 | 0 | 0 | 0 | 0 | 0 | 0 | 0 | 0 | 0 | 0 | 0 | 0 | 0 | 0 | 0 | 0 | 0 | 0 | 0 | 0 | 0 | 0 | 0 | 0 | 0 | 0 | 0 | 0 | 0 | 0
F5_Commercial_College_New_Space Heating_Natural Gas_Furnace_E9 | F5 | Commercial | College | New | Space Heating | Natural Gas | Furnace | E9 | Utility - Cost of Operation | 0 | 0 | 0 | 0 | 0 | 0 | 0 | 0 | 0 | 0 | 0 | 0 | 0 | 0 | 0 | 0 | 0 | 0 | 0 | 0 | 0 | 0 | 0 | 0 | 0 | 0 | 0 | 0 | 0 | 0 | 0 | 0 | 0
F5_Commercial_College_New_Space Heating_Natural Gas_Furnace_E10 | F5 | Commercial | College | New | Space Heating | Natural Gas | Furnace | E10 | Utility - Cost of Operation | 0 | 0 | 0 | 0 | 0 | 0 | 0 | 0 | 0 | 0 | 0 | 0 | 0 | 0 | 0 | 0 | 0 | 0 | 0 | 0 | 0 | 0 | 0 | 0 | 0 | 0 | 0 | 0 | 0 | 0 | 0 | 0 | 0
F6_Commercial_College_New_Space Heating_Natural Gas_Furnace_E1 | F6 | Commercial | College | New | Space Heating | Natural Gas | Furnace | E1 | Utility - Value of Sales | 0.2122 | 0.21158 | 0.21123 | 0.20985 | 0.20866 | 0 | 0 | 0 | 0 | 0 | 0 | 0 | 0 | 0 | 0 | 0 | 0 | 0 | 0 | 0 | 0 | 0 | 0 | 0 | 0 | 0 | 0 | 0 | 0 | 0 | 0 | 0 | 0
F6_Commercial_College_New_Space Heating_Natural Gas_Furnace_E2 | F6 | Commercial | College | New | Space Heating | Natural Gas | Furnace | E2 | Utility - Value of Sales | 0.20958 | 0.20897 | 0.20862 | 0.20726 | 0.20608 | 0 | 0 | 0 | 0 | 0 | 0 | 0 | 0 | 0 | 0 | 0 | 0 | 0 | 0 | 0 | 0 | 0 | 0 | 0 | 0 | 0 | 0 | 0 | 0 | 0 | 0 | 0 | 0
F6_Commercial_College_New_Space Heating_Natural Gas_Furnace_E3 | F6 | Commercial | College | New | Space Heating | Natural Gas | Furnace | E3 | Utility - Value of Sales | 0.19075 | 0.19019 | 0.18987 | 0.18863 | 0.18756 | 0.1865 | 0.18544 | 0.18441 | 0.18339 | 0.18239 | 0.18142 | 0.18047 | 0.17956 | 0.17868 | 0.17785 | 0.17705 | 0.17631 | 0.17561 | 0.17495 | 0.17435 | 0.17379 | 0.17327 | 0.17281 | 0.17239 | 0.17202 | 0.17169 | 0.17141 | 0.17118 | 0.17099 | 0.17085 | 0.17076 | 0.17071 | 0.17071
F6_Commercial_College_New_Space Heating_Natural Gas_Furnace_E4 | F6 | Commercial | College | New | Space Heating | Natural Gas | Furnace | E4 | Utility - Value of Sales | 0.17684 | 0.17632 | 0.17602 | 0.17488 | 0.17388 | 0.1729 | 0.17192 | 0.17096 | 0.17002 | 0.16909 | 0.16819 | 0.16731 | 0.16647 | 0.16566 | 0.16488 | 0.16414 | 0.16345 | 0.1628 | 0.1622 | 0.16164 | 0.16112 | 0.16064 | 0.16021 | 0.15982 | 0.15947 | 0.15917 | 0.15891 | 0.15869 | 0.15852 | 0.15839 | 0.1583 | 0.15826 | 0.15826
F6_Commercial_College_New_Space Heating_Natural Gas_Furnace_E5 | F6 | Commercial | College | New | Space Heating | Natural Gas | Furnace | E5 | Utility - Value of Sales | 0 | 0 | 0 | 0 | 0 | 0 | 0 | 0.12625 | 0.12555 | 0.12487 | 0.1242 | 0.12355 | 0.12293 | 0.12233 | 0.12176 | 0.12121 | 0.1207 | 0.12022 | 0.11978 | 0.11936 | 0.11898 | 0.11863 | 0.11831 | 0.11802 | 0.11776 | 0.11754 | 0.11735 | 0.11719 | 0.11706 | 0.11697 | 0.1169 | 0.11687 | 0.11687
F6_Commercial_College_New_Space Heating_Natural Gas_Furnace_E6 | F6 | Commercial | College | New | Space Heating | Natural Gas | Furnace | E6 | Utility - Value of Sales | 0 | 0 | 0 | 0 | 0 | 0 | 0 | 0 | 0 | 0 | 0 | 0 | 0 | 0 | 0 | 0 | 0 | 0 | 0 | 0 | 0 | 0 | 0 | 0 | 0 | 0 | 0 | 0 | 0 | 0 | 0 | 0 | 0
F6_Commercial_College_New_Space Heating_Natural Gas_Furnace_E7 | F6 | Commercial | College | New | Space Heating | Natural Gas | Furnace | E7 | Utility - Value of Sales | 0 | 0 | 0 | 0 | 0 | 0 | 0 | 0 | 0 | 0 | 0 | 0 | 0 | 0 | 0 | 0 | 0 | 0 | 0 | 0 | 0 | 0 | 0 | 0 | 0 | 0 | 0 | 0 | 0 | 0 | 0 | 0 | 0
F6_Commercial_College_New_Space Heating_Natural Gas_Furnace_E8 | F6 | Commercial | College | New | Space Heating | Natural Gas | Furnace | E8 | Utility - Value of Sales | 0 | 0 | 0 | 0 | 0 | 0 | 0 | 0 | 0 | 0 | 0 | 0 | 0 | 0 | 0 | 0 | 0 | 0 | 0 | 0 | 0 | 0 | 0 | 0 | 0 | 0 | 0 | 0 | 0 | 0 | 0 | 0 | 0
F6_Commercial_College_New_Space Heating_Natural Gas_Furnace_E9 | F6 | Commercial | College | New | Space Heating | Natural Gas | Furnace | E9 | Utility - Value of Sales | 0 | 0 | 0 | 0 | 0 | 0 | 0 | 0 | 0 | 0 | 0 | 0 | 0 | 0 | 0 | 0 | 0 | 0 | 0 | 0 | 0 | 0 | 0 | 0 | 0 | 0 | 0 | 0 | 0 | 0 | 0 | 0 | 0
F6_Commercial_College_New_Space Heating_Natural Gas_Furnace_E10 | F6 | Commercial | College | New | Space Heating | Natural Gas | Furnace | E10 | Utility - Value of Sales | 0 | 0 | 0 | 0 | 0 | 0 | 0 | 0 | 0 | 0 | 0 | 0 | 0 | 0 | 0 | 0 | 0 | 0 | 0 | 0 | 0 | 0 | 0 | 0 | 0 | 0 | 0 | 0 | 0 | 0 | 0 | 0 | 0
F1_Commercial_College_New_Space Heating_Natural Gas_Boiler_E1 | F1 | Commercial | College | New | Space Heating | Natural Gas | Boiler | E1 | RVT - Cost of Equipment | 1.5206 | 1.5201 | 1.5229 | 1.5162 | 1.5116 | 0 | 0 | 0 | 0 | 0 | 0 | 0 | 0 | 0 | 0 | 0 | 0 | 0 | 0 | 0 | 0 | 0 | 0 | 0 | 0 | 0 | 0 | 0 | 0 | 0 | 0 | 0 | 0
F1_Commercial_College_New_Space Heating_Natural Gas_Boiler_E2 | F1 | Commercial | College | New | Space Heating | Natural Gas | Boiler | E2 | RVT - Cost of Equipment | 1.4482 | 1.4477 | 1.4504 | 1.444 | 1.4396 | 0 | 0 | 0 | 0 | 0 | 0 | 0 | 0 | 0 | 0 | 0 | 0 | 0 | 0 | 0 | 0 | 0 | 0 | 0 | 0 | 0 | 0 | 0 | 0 | 0 | 0 | 0 | 0
F1_Commercial_College_New_Space Heating_Natural Gas_Boiler_E3 | F1 | Commercial | College | New | Space Heating | Natural Gas | Boiler | E3 | RVT - Cost of Equipment | 1.2941 | 1.2937 | 1.2961 | 1.2903 | 1.2865 | 1.2853 | 1.2866 | 1.2873 | 1.2888 | 1.29 | 1.2911 | 1.2919 | 1.293 | 1.2941 | 1.295 | 1.2958 | 1.2967 | 1.2978 | 1.2989 | 1.3003 | 1.3015 | 1.3027 | 1.3038 | 1.305 | 1.306 | 1.3069 | 1.3077 | 1.3086 | 1.3092 | 1.3099 | 1.3102 | 1.3107 | 1.3107
F1_Commercial_College_New_Space Heating_Natural Gas_Boiler_E4 | F1 | Commercial | College | New | Space Heating | Natural Gas | Boiler | E4 | RVT - Cost of Equipment | 1.2413 | 1.2409 | 1.2432 | 1.2377 | 1.2339 | 1.2328 | 1.2341 | 1.2348 | 1.2362 | 1.2374 | 1.2384 | 1.2392 | 1.2402 | 1.2413 | 1.2421 | 1.2429 | 1.2438 | 1.2449 | 1.2459 | 1.2472 | 1.2483 | 1.2496 | 1.2506 | 1.2518 | 1.2527 | 1.2535 | 1.2543 | 1.2552 | 1.2558 | 1.2564 | 1.2568 | 1.2572 | 1.2572
F1_Commercial_College_New_Space Heating_Natural Gas_Boiler_E5 | F1 | Commercial | College | New | Space Heating | Natural Gas | Boiler | E5 | RVT - Cost of Equipment | 0.93574 | 0.93547 | 0.93715 | 0.93302 | 0.93021 | 0.92936 | 0.93031 | 0.93082 | 0.93191 | 0.9328 | 0.93358 | 0.93416 | 0.93491 | 0.93573 | 0.93635 | 0.93699 | 0.93763 | 0.93844 | 0.93922 | 0.94021 | 0.94106 | 0.94198 | 0.94274 | 0.94365 | 0.94434 | 0.94498 | 0.94558 | 0.94624 | 0.94667 | 0.94714 | 0.94741 | 0.94777 | 0.94777
F1_Commercial_College_New_Space Heating_Natural Gas_Boiler_E6 | F1 | Commercial | College | New | Space Heating | Natural Gas | Boiler | E6 | RVT - Cost of Equipment | 0 | 0 | 0 | 0 | 0 | 0 | 0 | 0 | 0 | 0 | 0 | 0 | 0 | 0 | 0 | 0 | 0 | 0 | 0 | 0 | 0 | 0 | 0 | 0 | 0 | 0 | 0 | 0 | 0 | 0 | 0 | 0 | 0
F1_Commercial_College_New_Space Heating_Natural Gas_Boiler_E7 | F1 | Commercial | College | New | Space Heating | Natural Gas | Boiler | E7 | RVT - Cost of Equipment | 0 | 0 | 0 | 0 | 0 | 0 | 0 | 0 | 0 | 0 | 0 | 0 | 0 | 0 | 0 | 0 | 0 | 0 | 0 | 0 | 0 | 0 | 0 | 0 | 0 | 0 | 0 | 0 | 0 | 0 | 0 | 0 | 0
F1_Commercial_College_New_Space Heating_Natural Gas_Boiler_E8 | F1 | Commercial | College | New | Space Heating | Natural Gas | Boiler | E8 | RVT - Cost of Equipment | 0 | 0 | 0 | 0 | 0 | 0 | 0 | 0 | 0 | 0 | 0 | 0 | 0 | 0 | 0 | 0 | 0 | 0 | 0 | 0 | 0 | 0 | 0 | 0 | 0 | 0 | 0 | 0 | 0 | 0 | 0 | 0 | 0
F1_Commercial_College_New_Space Heating_Natural Gas_Boiler_E9 | F1 | Commercial | College | New | Space Heating | Natural Gas | Boiler | E9 | RVT - Cost of Equipment | 0 | 0 | 0 | 0 | 0 | 0 | 0 | 0 | 0 | 0 | 0 | 0 | 0 | 0 | 0 | 0 | 0 | 0 | 0 | 0 | 0 | 0 | 0 | 0 | 0 | 0 | 0 | 0 | 0 | 0 | 0 | 0 | 0
F1_Commercial_College_New_Space Heating_Natural Gas_Boiler_E10 | F1 | Commercial | College | New | Space Heating | Natural Gas | Boiler | E10 | RVT - Cost of Equipment | 0 | 0 | 0 | 0 | 0 | 0 | 0 | 0 | 0 | 0 | 0 | 0 | 0 | 0 | 0 | 0 | 0 | 0 | 0 | 0 | 0 | 0 | 0 | 0 | 0 | 0 | 0 | 0 | 0 | 0 | 0 | 0 | 0
F2_Commercial_College_New_Space Heating_Natural Gas_Boiler_E1 | F2 | Commercial | College | New | Space Heating | Natural Gas | Boiler | E1 | RVT - Cost of Operation | 1.8218 | 1.8212 | 1.8245 | 1.8165 | 1.811 | 0 | 0 | 0 | 0 | 0 | 0 | 0 | 0 | 0 | 0 | 0 | 0 | 0 | 0 | 0 | 0 | 0 | 0 | 0 | 0 | 0 | 0 | 0 | 0 | 0 | 0 | 0 | 0
F2_Commercial_College_New_Space Heating_Natural Gas_Boiler_E2 | F2 | Commercial | College | New | Space Heating | Natural Gas | Boiler | E2 | RVT - Cost of Operation | 1.735 | 1.7345 | 1.7376 | 1.73 | 1.7247 | 0 | 0 | 0 | 0 | 0 | 0 | 0 | 0 | 0 | 0 | 0 | 0 | 0 | 0 | 0 | 0 | 0 | 0 | 0 | 0 | 0 | 0 | 0 | 0 | 0 | 0 | 0 | 0
F2_Commercial_College_New_Space Heating_Natural Gas_Boiler_E3 | F2 | Commercial | College | New | Space Heating | Natural Gas | Boiler | E3 | RVT - Cost of Operation | 1.5504 | 1.55 | 1.5528 | 1.5459 | 1.5413 | 1.5399 | 1.5414 | 1.5423 | 1.5441 | 1.5456 | 1.5468 | 1.5478 | 1.549 | 1.5504 | 1.5514 | 1.5525 | 1.5536 | 1.5549 | 1.5562 | 1.5578 | 1.5592 | 1.5608 | 1.562 | 1.5635 | 1.5647 | 1.5657 | 1.5667 | 1.5678 | 1.5685 | 1.5693 | 1.5698 | 1.5704 | 1.5704
F2_Commercial_College_New_Space Heating_Natural Gas_Boiler_E4 | F2 | Commercial | College | New | Space Heating | Natural Gas | Boiler | E4 | RVT - Cost of Operation | 1.4871 | 1.4867 | 1.4894 | 1.4828 | 1.4783 | 1.477 | 1.4785 | 1.4793 | 1.4811 | 1.4825 | 1.4837 | 1.4846 | 1.4858 | 1.4871 | 1.4881 | 1.4891 | 1.4901 | 1.4914 | 1.4927 | 1.4942 | 1.4956 | 1.4971 | 1.4983 | 1.4997 | 1.5008 | 1.5018 | 1.5028 | 1.5038 | 1.5045 | 1.5053 | 1.5057 | 1.5063 | 1.5063
F2_Commercial_College_New_Space Heating_Natural Gas_Boiler_E5 | F2 | Commercial | College | New | Space Heating | Natural Gas | Boiler | E5 | RVT - Cost of Operation | 1.1211 | 1.1208 | 1.1228 | 1.1178 | 1.1144 | 1.1134 | 1.1146 | 1.1152 | 1.1165 | 1.1176 | 1.1185 | 1.1192 | 1.1201 | 1.1211 | 1.1218 | 1.1226 | 1.1233 | 1.1243 | 1.1252 | 1.1264 | 1.1275 | 1.1286 | 1.1295 | 1.1305 | 1.1314 | 1.1321 | 1.1329 | 1.1337 | 1.1342 | 1.1347 | 1.1351 | 1.1355 | 1.1355
F2_Commercial_College_New_Space Heating_Natural Gas_Boiler_E6 | F2 | Commercial | College | New | Space Heating | Natural Gas | Boiler | E6 | RVT - Cost of Operation | 0 | 0 | 0 | 0 | 0 | 0 | 0 | 0 | 0 | 0 | 0 | 0 | 0 | 0 | 0 | 0 | 0 | 0 | 0 | 0 | 0 | 0 | 0 | 0 | 0 | 0 | 0 | 0 | 0 | 0 | 0 | 0 | 0
F2_Commercial_College_New_Space Heating_Natural Gas_Boiler_E7 | F2 | Commercial | College | New | Space Heating | Natural Gas | Boiler | E7 | RVT - Cost of Operation | 0 | 0 | 0 | 0 | 0 | 0 | 0 | 0 | 0 | 0 | 0 | 0 | 0 | 0 | 0 | 0 | 0 | 0 | 0 | 0 | 0 | 0 | 0 | 0 | 0 | 0 | 0 | 0 | 0 | 0 | 0 | 0 | 0
F2_Commercial_College_New_Space Heating_Natural Gas_Boiler_E8 | F2 | Commercial | College | New | Space Heating | Natural Gas | Boiler | E8 | RVT - Cost of Operation | 0 | 0 | 0 | 0 | 0 | 0 | 0 | 0 | 0 | 0 | 0 | 0 | 0 | 0 | 0 | 0 | 0 | 0 | 0 | 0 | 0 | 0 | 0 | 0 | 0 | 0 | 0 | 0 | 0 | 0 | 0 | 0 | 0
F2_Commercial_College_New_Space Heating_Natural Gas_Boiler_E9 | F2 | Commercial | College | New | Space Heating | Natural Gas | Boiler | E9 | RVT - Cost of Operation | 0 | 0 | 0 | 0 | 0 | 0 | 0 | 0 | 0 | 0 | 0 | 0 | 0 | 0 | 0 | 0 | 0 | 0 | 0 | 0 | 0 | 0 | 0 | 0 | 0 | 0 | 0 | 0 | 0 | 0 | 0 | 0 | 0
F2_Commercial_College_New_Space Heating_Natural Gas_Boiler_E10 | F2 | Commercial | College | New | Space Heating | Natural Gas | Boiler | E10 | RVT - Cost of Operation | 0 | 0 | 0 | 0 | 0 | 0 | 0 | 0 | 0 | 0 | 0 | 0 | 0 | 0 | 0 | 0 | 0 | 0 | 0 | 0 | 0 | 0 | 0 | 0 | 0 | 0 | 0 | 0 | 0 | 0 | 0 | 0 | 0
F3_Commercial_College_New_Space Heating_Natural Gas_Boiler_E1 | F3 | Commercial | College | New | Space Heating | Natural Gas | Boiler | E1 | System - kBTUs of Consumption | 0.13784 | 0.13784 | 0.13784 | 0.13784 | 0.13784 | 0 | 0 | 0 | 0 | 0 | 0 | 0 | 0 | 0 | 0 | 0 | 0 | 0 | 0 | 0 | 0 | 0 | 0 | 0 | 0 | 0 | 0 | 0 | 0 | 0 | 0 | 0 | 0
F3_Commercial_College_New_Space Heating_Natural Gas_Boiler_E2 | F3 | Commercial | College | New | Space Heating | Natural Gas | Boiler | E2 | System - kBTUs of Consumption | 0.14249 | 0.14249 | 0.14249 | 0.14249 | 0.14249 | 0 | 0 | 0 | 0 | 0 | 0 | 0 | 0 | 0 | 0 | 0 | 0 | 0 | 0 | 0 | 0 | 0 | 0 | 0 | 0 | 0 | 0 | 0 | 0 | 0 | 0 | 0 | 0
F3_Commercial_College_New_Space Heating_Natural Gas_Boiler_E3 | F3 | Commercial | College | New | Space Heating | Natural Gas | Boiler | E3 | System - kBTUs of Consumption | 0.22397 | 0.22397 | 0.22397 | 0.22397 | 0.22397 | 0.22397 | 0.22397 | 0.22397 | 0.22397 | 0.22397 | 0.22397 | 0.22397 | 0.22397 | 0.22397 | 0.22397 | 0.22397 | 0.22397 | 0.22397 | 0.22397 | 0.22397 | 0.22397 | 0.22397 | 0.22397 | 0.22397 | 0.22397 | 0.22397 | 0.22397 | 0.22397 | 0.22397 | 0.22397 | 0.22397 | 0.22397 | 0.22397
F3_Commercial_College_New_Space Heating_Natural Gas_Boiler_E4 | F3 | Commercial | College | New | Space Heating | Natural Gas | Boiler | E4 | System - kBTUs of Consumption | 0.24494 | 0.24494 | 0.24494 | 0.24494 | 0.24494 | 0.24494 | 0.24494 | 0.24494 | 0.24494 | 0.24494 | 0.24494 | 0.24494 | 0.24494 | 0.24494 | 0.24494 | 0.24494 | 0.24494 | 0.24494 | 0.24494 | 0.24494 | 0.24494 | 0.24494 | 0.24494 | 0.24494 | 0.24494 | 0.24494 | 0.24494 | 0.24494 | 0.24494 | 0.24494 | 0.24494 | 0.24494 | 0.24494
F3_Commercial_College_New_Space Heating_Natural Gas_Boiler_E5 | F3 | Commercial | College | New | Space Heating | Natural Gas | Boiler | E5 | System - kBTUs of Consumption | 0.82867 | 0.82867 | 0.82867 | 0.82867 | 0.82867 | 0.82867 | 0.82867 | 0.82867 | 0.82867 | 0.82867 | 0.82867 | 0.82867 | 0.82867 | 0.82867 | 0.82867 | 0.82867 | 0.82867 | 0.82867 | 0.82867 | 0.82867 | 0.82867 | 0.82867 | 0.82867 | 0.82867 | 0.82867 | 0.82867 | 0.82867 | 0.82867 | 0.82867 | 0.82867 | 0.82867 | 0.82867 | 0.82867
F3_Commercial_College_New_Space Heating_Natural Gas_Boiler_E6 | F3 | Commercial | College | New | Space Heating | Natural Gas | Boiler | E6 | System - kBTUs of Consumption | 0 | 0 | 0 | 0 | 0 | 0 | 0 | 0 | 0 | 0 | 0 | 0 | 0 | 0 | 0 | 0 | 0 | 0 | 0 | 0 | 0 | 0 | 0 | 0 | 0 | 0 | 0 | 0 | 0 | 0 | 0 | 0 | 0
F3_Commercial_College_New_Space Heating_Natural Gas_Boiler_E7 | F3 | Commercial | College | New | Space Heating | Natural Gas | Boiler | E7 | System - kBTUs of Consumption | 0 | 0 | 0 | 0 | 0 | 0 | 0 | 0 | 0 | 0 | 0 | 0 | 0 | 0 | 0 | 0 | 0 | 0 | 0 | 0 | 0 | 0 | 0 | 0 | 0 | 0 | 0 | 0 | 0 | 0 | 0 | 0 | 0
F3_Commercial_College_New_Space Heating_Natural Gas_Boiler_E8 | F3 | Commercial | College | New | Space Heating | Natural Gas | Boiler | E8 | System - kBTUs of Consumption | 0 | 0 | 0 | 0 | 0 | 0 | 0 | 0 | 0 | 0 | 0 | 0 | 0 | 0 | 0 | 0 | 0 | 0 | 0 | 0 | 0 | 0 | 0 | 0 | 0 | 0 | 0 | 0 | 0 | 0 | 0 | 0 | 0
F3_Commercial_College_New_Space Heating_Natural Gas_Boiler_E9 | F3 | Commercial | College | New | Space Heating | Natural Gas | Boiler | E9 | System - kBTUs of Consumption | 0 | 0 | 0 | 0 | 0 | 0 | 0 | 0 | 0 | 0 | 0 | 0 | 0 | 0 | 0 | 0 | 0 | 0 | 0 | 0 | 0 | 0 | 0 | 0 | 0 | 0 | 0 | 0 | 0 | 0 | 0 | 0 | 0
F3_Commercial_College_New_Space Heating_Natural Gas_Boiler_E10 | F3 | Commercial | College | New | Space Heating | Natural Gas | Boiler | E10 | System - kBTUs of Consumption | 0 | 0 | 0 | 0 | 0 | 0 | 0 | 0 | 0 | 0 | 0 | 0 | 0 | 0 | 0 | 0 | 0 | 0 | 0 | 0 | 0 | 0 | 0 | 0 | 0 | 0 | 0 | 0 | 0 | 0 | 0 | 0 | 0
F4_Commercial_College_New_Space Heating_Natural Gas_Boiler_E1 | F4 | Commercial | College | New | Space Heating | Natural Gas | Boiler | E1 | Utility - Cost of Equipment | 1.8218 | 1.8212 | 1.8245 | 1.8165 | 1.811 | 0 | 0 | 0 | 0 | 0 | 0 | 0 | 0 | 0 | 0 | 0 | 0 | 0 | 0 | 0 | 0 | 0 | 0 | 0 | 0 | 0 | 0 | 0 | 0 | 0 | 0 | 0 | 0
F4_Commercial_College_New_Space Heating_Natural Gas_Boiler_E2 | F4 | Commercial | College | New | Space Heating | Natural Gas | Boiler | E2 | Utility - Cost of Equipment | 1.735 | 1.7345 | 1.7376 | 1.73 | 1.7247 | 0 | 0 | 0 | 0 | 0 | 0 | 0 | 0 | 0 | 0 | 0 | 0 | 0 | 0 | 0 | 0 | 0 | 0 | 0 | 0 | 0 | 0 | 0 | 0 | 0 | 0 | 0 | 0
F4_Commercial_College_New_Space Heating_Natural Gas_Boiler_E3 | F4 | Commercial | College | New | Space Heating | Natural Gas | Boiler | E3 | Utility - Cost of Equipment | 1.5504 | 1.55 | 1.5528 | 1.5459 | 1.5413 | 1.5399 | 1.5414 | 1.5423 | 1.5441 | 1.5456 | 1.5468 | 1.5478 | 1.549 | 1.5504 | 1.5514 | 1.5525 | 1.5536 | 1.5549 | 1.5562 | 1.5578 | 1.5592 | 1.5608 | 1.562 | 1.5635 | 1.5647 | 1.5657 | 1.5667 | 1.5678 | 1.5685 | 1.5693 | 1.5698 | 1.5704 | 1.5704
F4_Commercial_College_New_Space Heating_Natural Gas_Boiler_E4 | F4 | Commercial | College | New | Space Heating | Natural Gas | Boiler | E4 | Utility - Cost of Equipment | 1.4871 | 1.4867 | 1.4894 | 1.4828 | 1.4783 | 1.477 | 1.4785 | 1.4793 | 1.4811 | 1.4825 | 1.4837 | 1.4846 | 1.4858 | 1.4871 | 1.4881 | 1.4891 | 1.4901 | 1.4914 | 1.4927 | 1.4942 | 1.4956 | 1.4971 | 1.4983 | 1.4997 | 1.5008 | 1.5018 | 1.5028 | 1.5038 | 1.5045 | 1.5053 | 1.5057 | 1.5063 | 1.5063
F4_Commercial_College_New_Space Heating_Natural Gas_Boiler_E5 | F4 | Commercial | College | New | Space Heating | Natural Gas | Boiler | E5 | Utility - Cost of Equipment | 1.1211 | 1.1208 | 1.1228 | 1.1178 | 1.1144 | 1.1134 | 1.1146 | 1.1152 | 1.1165 | 1.1176 | 1.1185 | 1.1192 | 1.1201 | 1.1211 | 1.1218 | 1.1226 | 1.1233 | 1.1243 | 1.1252 | 1.1264 | 1.1275 | 1.1286 | 1.1295 | 1.1305 | 1.1314 | 1.1321 | 1.1329 | 1.1337 | 1.1342 | 1.1347 | 1.1351 | 1.1355 | 1.1355
F4_Commercial_College_New_Space Heating_Natural Gas_Boiler_E6 | F4 | Commercial | College | New | Space Heating | Natural Gas | Boiler | E6 | Utility - Cost of Equipment | 0 | 0 | 0 | 0 | 0 | 0 | 0 | 0 | 0 | 0 | 0 | 0 | 0 | 0 | 0 | 0 | 0 | 0 | 0 | 0 | 0 | 0 | 0 | 0 | 0 | 0 | 0 | 0 | 0 | 0 | 0 | 0 | 0
F4_Commercial_College_New_Space Heating_Natural Gas_Boiler_E7 | F4 | Commercial | College | New | Space Heating | Natural Gas | Boiler | E7 | Utility - Cost of Equipment | 0 | 0 | 0 | 0 | 0 | 0 | 0 | 0 | 0 | 0 | 0 | 0 | 0 | 0 | 0 | 0 | 0 | 0 | 0 | 0 | 0 | 0 | 0 | 0 | 0 | 0 | 0 | 0 | 0 | 0 | 0 | 0 | 0
F4_Commercial_College_New_Space Heating_Natural Gas_Boiler_E8 | F4 | Commercial | College | New | Space Heating | Natural Gas | Boiler | E8 | Utility - Cost of Equipment | 0 | 0 | 0 | 0 | 0 | 0 | 0 | 0 | 0 | 0 | 0 | 0 | 0 | 0 | 0 | 0 | 0 | 0 | 0 | 0 | 0 | 0 | 0 | 0 | 0 | 0 | 0 | 0 | 0 | 0 | 0 | 0 | 0
F4_Commercial_College_New_Space Heating_Natural Gas_Boiler_E9 | F4 | Commercial | College | New | Space Heating | Natural Gas | Boiler | E9 | Utility - Cost of Equipment | 0 | 0 | 0 | 0 | 0 | 0 | 0 | 0 | 0 | 0 | 0 | 0 | 0 | 0 | 0 | 0 | 0 | 0 | 0 | 0 | 0 | 0 | 0 | 0 | 0 | 0 | 0 | 0 | 0 | 0 | 0 | 0 | 0
F4_Commercial_College_New_Space Heating_Natural Gas_Boiler_E10 | F4 | Commercial | College | New | Space Heating | Natural Gas | Boiler | E10 | Utility - Cost of Equipment | 0 | 0 | 0 | 0 | 0 | 0 | 0 | 0 | 0 | 0 | 0 | 0 | 0 | 0 | 0 | 0 | 0 | 0 | 0 | 0 | 0 | 0 | 0 | 0 | 0 | 0 | 0 | 0 | 0 | 0 | 0 | 0 | 0
F5_Commercial_College_New_Space Heating_Natural Gas_Boiler_E1 | F5 | Commercial | College | New | Space Heating | Natural Gas | Boiler | E1 | Utility - Cost of Operation | 0.13784 | 0.13784 | 0.13784 | 0.13784 | 0.13784 | 0 | 0 | 0 | 0 | 0 | 0 | 0 | 0 | 0 | 0 | 0 | 0 | 0 | 0 | 0 | 0 | 0 | 0 | 0 | 0 | 0 | 0 | 0 | 0 | 0 | 0 | 0 | 0
F5_Commercial_College_New_Space Heating_Natural Gas_Boiler_E2 | F5 | Commercial | College | New | Space Heating | Natural Gas | Boiler | E2 | Utility - Cost of Operation | 0.14249 | 0.14249 | 0.14249 | 0.14249 | 0.14249 | 0 | 0 | 0 | 0 | 0 | 0 | 0 | 0 | 0 | 0 | 0 | 0 | 0 | 0 | 0 | 0 | 0 | 0 | 0 | 0 | 0 | 0 | 0 | 0 | 0 | 0 | 0 | 0
F5_Commercial_College_New_Space Heating_Natural Gas_Boiler_E3 | F5 | Commercial | College | New | Space Heating | Natural Gas | Boiler | E3 | Utility - Cost of Operation | 0.22397 | 0.22397 | 0.22397 | 0.22397 | 0.22397 | 0.22397 | 0.22397 | 0.22397 | 0.22397 | 0.22397 | 0.22397 | 0.22397 | 0.22397 | 0.22397 | 0.22397 | 0.22397 | 0.22397 | 0.22397 | 0.22397 | 0.22397 | 0.22397 | 0.22397 | 0.22397 | 0.22397 | 0.22397 | 0.22397 | 0.22397 | 0.22397 | 0.22397 | 0.22397 | 0.22397 | 0.22397 | 0.22397
F5_Commercial_College_New_Space Heating_Natural Gas_Boiler_E4 | F5 | Commercial | College | New | Space Heating | Natural Gas | Boiler | E4 | Utility - Cost of Operation | 0.24494 | 0.24494 | 0.24494 | 0.24494 | 0.24494 | 0.24494 | 0.24494 | 0.24494 | 0.24494 | 0.24494 | 0.24494 | 0.24494 | 0.24494 | 0.24494 | 0.24494 | 0.24494 | 0.24494 | 0.24494 | 0.24494 | 0.24494 | 0.24494 | 0.24494 | 0.24494 | 0.24494 | 0.24494 | 0.24494 | 0.24494 | 0.24494 | 0.24494 | 0.24494 | 0.24494 | 0.24494 | 0.24494
F5_Commercial_College_New_Space Heating_Natural Gas_Boiler_E5 | F5 | Commercial | College | New | Space Heating | Natural Gas | Boiler | E5 | Utility - Cost of Operation | 0.82867 | 0.82867 | 0.82867 | 0.82867 | 0.82867 | 0.82867 | 0.82867 | 0.82867 | 0.82867 | 0.82867 | 0.82867 | 0.82867 | 0.82867 | 0.82867 | 0.82867 | 0.82867 | 0.82867 | 0.82867 | 0.82867 | 0.82867 | 0.82867 | 0.82867 | 0.82867 | 0.82867 | 0.82867 | 0.82867 | 0.82867 | 0.82867 | 0.82867 | 0.82867 | 0.82867 | 0.82867 | 0.82867
F5_Commercial_College_New_Space Heating_Natural Gas_Boiler_E6 | F5 | Commercial | College | New | Space Heating | Natural Gas | Boiler | E6 | Utility - Cost of Operation | 0 | 0 | 0 | 0 | 0 | 0 | 0 | 0 | 0 | 0 | 0 | 0 | 0 | 0 | 0 | 0 | 0 | 0 | 0 | 0 | 0 | 0 | 0 | 0 | 0 | 0 | 0 | 0 | 0 | 0 | 0 | 0 | 0
F5_Commercial_College_New_Space Heating_Natural Gas_Boiler_E7 | F5 | Commercial | College | New | Space Heating | Natural Gas | Boiler | E7 | Utility - Cost of Operation | 0 | 0 | 0 | 0 | 0 | 0 | 0 | 0 | 0 | 0 | 0 | 0 | 0 | 0 | 0 | 0 | 0 | 0 | 0 | 0 | 0 | 0 | 0 | 0 | 0 | 0 | 0 | 0 | 0 | 0 | 0 | 0 | 0
F5_Commercial_College_New_Space Heating_Natural Gas_Boiler_E8 | F5 | Commercial | College | New | Space Heating | Natural Gas | Boiler | E8 | Utility - Cost of Operation | 0 | 0 | 0 | 0 | 0 | 0 | 0 | 0 | 0 | 0 | 0 | 0 | 0 | 0 | 0 | 0 | 0 | 0 | 0 | 0 | 0 | 0 | 0 | 0 | 0 | 0 | 0 | 0 | 0 | 0 | 0 | 0 | 0
F5_Commercial_College_New_Space Heating_Natural Gas_Boiler_E9 | F5 | Commercial | College | New | Space Heating | Natural Gas | Boiler | E9 | Utility - Cost of Operation | 0 | 0 | 0 | 0 | 0 | 0 | 0 | 0 | 0 | 0 | 0 | 0 | 0 | 0 | 0 | 0 | 0 | 0 | 0 | 0 | 0 | 0 | 0 | 0 | 0 | 0 | 0 | 0 | 0 | 0 | 0 | 0 | 0
F5_Commercial_College_New_Space Heating_Natural Gas_Boiler_E10 | F5 | Commercial | College | New | Space Heating | Natural Gas | Boiler | E10 | Utility - Cost of Operation | 0 | 0 | 0 | 0 | 0 | 0 | 0 | 0 | 0 | 0 | 0 | 0 | 0 | 0 | 0 | 0 | 0 | 0 | 0 | 0 | 0 | 0 | 0 | 0 | 0 | 0 | 0 | 0 | 0 | 0 | 0 | 0 | 0
F6_Commercial_College_New_Space Heating_Natural Gas_Boiler_E1 | F6 | Commercial | College | New | Space Heating | Natural Gas | Boiler | E1 | Utility - Value of Sales | 0.68957 | 0.68739 | 0.68602 | 0.68161 | 0.67778 | 0 | 0 | 0 | 0 | 0 | 0 | 0 | 0 | 0 | 0 | 0 | 0 | 0 | 0 | 0 | 0 | 0 | 0 | 0 | 0 | 0 | 0 | 0 | 0 | 0 | 0 | 0 | 0
F6_Commercial_College_New_Space Heating_Natural Gas_Boiler_E2 | F6 | Commercial | College | New | Space Heating | Natural Gas | Boiler | E2 | Utility - Value of Sales | 0.65673 | 0.65466 | 0.65335 | 0.64915 | 0.6455 | 0 | 0 | 0 | 0 | 0 | 0 | 0 | 0 | 0 | 0 | 0 | 0 | 0 | 0 | 0 | 0 | 0 | 0 | 0 | 0 | 0 | 0 | 0 | 0 | 0 | 0 | 0 | 0
F6_Commercial_College_New_Space Heating_Natural Gas_Boiler_E3 | F6 | Commercial | College | New | Space Heating | Natural Gas | Boiler | E3 | Utility - Value of Sales | 0.58687 | 0.58501 | 0.58385 | 0.58009 | 0.57683 | 0.57362 | 0.57045 | 0.56734 | 0.56431 | 0.56136 | 0.5585 | 0.55574 | 0.5531 | 0.55057 | 0.54818 | 0.54593 | 0.5438 | 0.54181 | 0.53995 | 0.53823 | 0.53663 | 0.53517 | 0.53385 | 0.53265 | 0.53159 | 0.53066 | 0.52986 | 0.5292 | 0.52867 | 0.52827 | 0.52801 | 0.52787 | 0.52787
F6_Commercial_College_New_Space Heating_Natural Gas_Boiler_E4 | F6 | Commercial | College | New | Space Heating | Natural Gas | Boiler | E4 | Utility - Value of Sales | 0.56291 | 0.56114 | 0.56002 | 0.55641 | 0.55329 | 0.5502 | 0.54717 | 0.54419 | 0.54128 | 0.53845 | 0.5357 | 0.53306 | 0.53052 | 0.5281 | 0.52581 | 0.52364 | 0.52161 | 0.5197 | 0.51791 | 0.51626 | 0.51473 | 0.51333 | 0.51206 | 0.51091 | 0.50989 | 0.509 | 0.50824 | 0.5076 | 0.50709 | 0.50671 | 0.50645 | 0.50633 | 0.50633
F6_Commercial_College_New_Space Heating_Natural Gas_Boiler_E5 | F6 | Commercial | College | New | Space Heating | Natural Gas | Boiler | E5 | Utility - Value of Sales | 0.42435 | 0.42301 | 0.42217 | 0.41945 | 0.41709 | 0.41477 | 0.41248 | 0.41023 | 0.40804 | 0.40591 | 0.40384 | 0.40184 | 0.39993 | 0.39811 | 0.39638 | 0.39475 | 0.39321 | 0.39177 | 0.39043 | 0.38918 | 0.38803 | 0.38697 | 0.38601 | 0.38515 | 0.38438 | 0.38371 | 0.38313 | 0.38265 | 0.38227 | 0.38198 | 0.38179 | 0.38169 | 0.38169
F6_Commercial_College_New_Space Heating_Natural Gas_Boiler_E6 | F6 | Commercial | College | New | Space Heating | Natural Gas | Boiler | E6 | Utility - Value of Sales | 0 | 0 | 0 | 0 | 0 | 0 | 0 | 0 | 0 | 0 | 0 | 0 | 0 | 0 | 0 | 0 | 0 | 0 | 0 | 0 | 0 | 0 | 0 | 0 | 0 | 0 | 0 | 0 | 0 | 0 | 0 | 0 | 0
F6_Commercial_College_New_Space Heating_Natural Gas_Boiler_E7 | F6 | Commercial | College | New | Space Heating | Natural Gas | Boiler | E7 | Utility - Value of Sales | 0 | 0 | 0 | 0 | 0 | 0 | 0 | 0 | 0 | 0 | 0 | 0 | 0 | 0 | 0 | 0 | 0 | 0 | 0 | 0 | 0 | 0 | 0 | 0 | 0 | 0 | 0 | 0 | 0 | 0 | 0 | 0 | 0
F6_Commercial_College_New_Space Heating_Natural Gas_Boiler_E8 | F6 | Commercial | College | New | Space Heating | Natural Gas | Boiler | E8 | Utility - Value of Sales | 0 | 0 | 0 | 0 | 0 | 0 | 0 | 0 | 0 | 0 | 0 | 0 | 0 | 0 | 0 | 0 | 0 | 0 | 0 | 0 | 0 | 0 | 0 | 0 | 0 | 0 | 0 | 0 | 0 | 0 | 0 | 0 | 0
F6_Commercial_College_New_Space Heating_Natural Gas_Boiler_E9 | F6 | Commercial | College | New | Space Heating | Natural Gas | Boiler | E9 | Utility - Value of Sales | 0 | 0 | 0 | 0 | 0 | 0 | 0 | 0 | 0 | 0 | 0 | 0 | 0 | 0 | 0 | 0 | 0 | 0 | 0 | 0 | 0 | 0 | 0 | 0 | 0 | 0 | 0 | 0 | 0 | 0 | 0 | 0 | 0
F6_Commercial_College_New_Space Heating_Natural Gas_Boiler_E10 | F6 | Commercial | College | New | Space Heating | Natural Gas | Boiler | E10 | Utility - Value of Sales | 0 | 0 | 0 | 0 | 0 | 0 | 0 | 0 | 0 | 0 | 0 | 0 | 0 | 0 | 0 | 0 | 0 | 0 | 0 | 0 | 0 | 0 | 0 | 0 | 0 | 0 | 0 | 0 | 0 | 0 | 0 | 0 | 0
F1_Commercial_College_New_Space Heating_Natural Gas_Unit Heater_E1 | F1 | Commercial | College | New | Space Heating | Natural Gas | Unit Heater | E1 | RVT - Cost of Equipment | 0.23992 | 0.23971 | 0.24035 | 0.23842 | 0.23705 | 0 | 0 | 0 | 0 | 0 | 0 | 0 | 0 | 0 | 0 | 0 | 0 | 0 | 0 | 0 | 0 | 0 | 0 | 0 | 0 | 0 | 0 | 0 | 0 | 0 | 0 | 0 | 0
F1_Commercial_College_New_Space Heating_Natural Gas_Unit Heater_E2 | F1 | Commercial | College | New | Space Heating | Natural Gas | Unit Heater | E2 | RVT - Cost of Equipment | 0.2159 | 0.21571 | 0.21629 | 0.21455 | 0.21332 | 0.21284 | 0.21306 | 0.21309 | 0.21332 | 0.21347 | 0.21357 | 0.21361 | 0.21371 | 0.21385 | 0.21393 | 0.21404 | 0.21416 | 0.21437 | 0.21459 | 0.21492 | 0.21521 | 0.21555 | 0.21583 | 0.21619 | 0.21646 | 0.21671 | 0.21695 | 0.21721 | 0.21737 | 0.21756 | 0.21767 | 0.21781 | 0.21781
F1_Commercial_College_New_Space Heating_Natural Gas_Unit Heater_E3 | F1 | Commercial | College | New | Space Heating | Natural Gas | Unit Heater | E3 | RVT - Cost of Equipment | 0.18646 | 0.1863 | 0.1868 | 0.18529 | 0.18423 | 0.18382 | 0.18401 | 0.18403 | 0.18423 | 0.18436 | 0.18445 | 0.18448 | 0.18457 | 0.18469 | 0.18476 | 0.18486 | 0.18496 | 0.18514 | 0.18533 | 0.18561 | 0.18587 | 0.18616 | 0.1864 | 0.18671 | 0.18694 | 0.18716 | 0.18737 | 0.18759 | 0.18773 | 0.1879 | 0.18799 | 0.18811 | 0.18811
F1_Commercial_College_New_Space Heating_Natural Gas_Unit Heater_E4 | F1 | Commercial | College | New | Space Heating | Natural Gas | Unit Heater | E4 | RVT - Cost of Equipment | 0 | 0 | 0 | 0 | 0 | 0 | 0 | 0 | 0 | 0 | 0 | 0 | 0 | 0 | 0 | 0 | 0 | 0 | 0 | 0 | 0 | 0 | 0 | 0 | 0 | 0 | 0 | 0 | 0 | 0 | 0 | 0 | 0
F1_Commercial_College_New_Space Heating_Natural Gas_Unit Heater_E5 | F1 | Commercial | College | New | Space Heating | Natural Gas | Unit Heater | E5 | RVT - Cost of Equipment | 0 | 0 | 0 | 0 | 0 | 0 | 0 | 0 | 0 | 0 | 0 | 0 | 0 | 0 | 0 | 0 | 0 | 0 | 0 | 0 | 0 | 0 | 0 | 0 | 0 | 0 | 0 | 0 | 0 | 0 | 0 | 0 | 0
F1_Commercial_College_New_Space Heating_Natural Gas_Unit Heater_E6 | F1 | Commercial | College | New | Space Heating | Natural Gas | Unit Heater | E6 | RVT - Cost of Equipment | 0 | 0 | 0 | 0 | 0 | 0 | 0 | 0 | 0 | 0 | 0 | 0 | 0 | 0 | 0 | 0 | 0 | 0 | 0 | 0 | 0 | 0 | 0 | 0 | 0 | 0 | 0 | 0 | 0 | 0 | 0 | 0 | 0
F1_Commercial_College_New_Space Heating_Natural Gas_Unit Heater_E7 | F1 | Commercial | College | New | Space Heating | Natural Gas | Unit Heater | E7 | RVT - Cost of Equipment | 0 | 0 | 0 | 0 | 0 | 0 | 0 | 0 | 0 | 0 | 0 | 0 | 0 | 0 | 0 | 0 | 0 | 0 | 0 | 0 | 0 | 0 | 0 | 0 | 0 | 0 | 0 | 0 | 0 | 0 | 0 | 0 | 0
F1_Commercial_College_New_Space Heating_Natural Gas_Unit Heater_E8 | F1 | Commercial | College | New | Space Heating | Natural Gas | Unit Heater | E8 | RVT - Cost of Equipment | 0 | 0 | 0 | 0 | 0 | 0 | 0 | 0 | 0 | 0 | 0 | 0 | 0 | 0 | 0 | 0 | 0 | 0 | 0 | 0 | 0 | 0 | 0 | 0 | 0 | 0 | 0 | 0 | 0 | 0 | 0 | 0 | 0
F1_Commercial_College_New_Space Heating_Natural Gas_Unit Heater_E9 | F1 | Commercial | College | New | Space Heating | Natural Gas | Unit Heater | E9 | RVT - Cost of Equipment | 0 | 0 | 0 | 0 | 0 | 0 | 0 | 0 | 0 | 0 | 0 | 0 | 0 | 0 | 0 | 0 | 0 | 0 | 0 | 0 | 0 | 0 | 0 | 0 | 0 | 0 | 0 | 0 | 0 | 0 | 0 | 0 | 0
F1_Commercial_College_New_Space Heating_Natural Gas_Unit Heater_E10 | F1 | Commercial | College | New | Space Heating | Natural Gas | Unit Heater | E10 | RVT - Cost of Equipment | 0 | 0 | 0 | 0 | 0 | 0 | 0 | 0 | 0 | 0 | 0 | 0 | 0 | 0 | 0 | 0 | 0 | 0 | 0 | 0 | 0 | 0 | 0 | 0 | 0 | 0 | 0 | 0 | 0 | 0 | 0 | 0 | 0
F2_Commercial_College_New_Space Heating_Natural Gas_Unit Heater_E1 | F2 | Commercial | College | New | Space Heating | Natural Gas | Unit Heater | E1 | RVT - Cost of Operation | 0.28744 | 0.28719 | 0.28795 | 0.28564 | 0.284 | 0 | 0 | 0 | 0 | 0 | 0 | 0 | 0 | 0 | 0 | 0 | 0 | 0 | 0 | 0 | 0 | 0 | 0 | 0 | 0 | 0 | 0 | 0 | 0 | 0 | 0 | 0 | 0
F2_Commercial_College_New_Space Heating_Natural Gas_Unit Heater_E2 | F2 | Commercial | College | New | Space Heating | Natural Gas | Unit Heater | E2 | RVT - Cost of Operation | 0.25866 | 0.25844 | 0.25912 | 0.25704 | 0.25557 | 0.255 | 0.25526 | 0.25529 | 0.25557 | 0.25575 | 0.25587 | 0.25592 | 0.25604 | 0.25621 | 0.2563 | 0.25643 | 0.25657 | 0.25683 | 0.25709 | 0.25749 | 0.25783 | 0.25824 | 0.25858 | 0.259 | 0.25933 | 0.25963 | 0.25992 | 0.26023 | 0.26043 | 0.26065 | 0.26078 | 0.26095 | 0.26095
F2_Commercial_College_New_Space Heating_Natural Gas_Unit Heater_E3 | F2 | Commercial | College | New | Space Heating | Natural Gas | Unit Heater | E3 | RVT - Cost of Operation | 0.2234 | 0.2232 | 0.22379 | 0.222 | 0.22072 | 0.22023 | 0.22045 | 0.22048 | 0.22072 | 0.22088 | 0.22099 | 0.22102 | 0.22113 | 0.22128 | 0.22136 | 0.22147 | 0.22159 | 0.22181 | 0.22204 | 0.22238 | 0.22268 | 0.22303 | 0.22332 | 0.22369 | 0.22397 | 0.22423 | 0.22448 | 0.22474 | 0.22492 | 0.22511 | 0.22522 | 0.22537 | 0.22537
F2_Commercial_College_New_Space Heating_Natural Gas_Unit Heater_E4 | F2 | Commercial | College | New | Space Heating | Natural Gas | Unit Heater | E4 | RVT - Cost of Operation | 0 | 0 | 0 | 0 | 0 | 0 | 0 | 0 | 0 | 0 | 0 | 0 | 0 | 0 | 0 | 0 | 0 | 0 | 0 | 0 | 0 | 0 | 0 | 0 | 0 | 0 | 0 | 0 | 0 | 0 | 0 | 0 | 0
F2_Commercial_College_New_Space Heating_Natural Gas_Unit Heater_E5 | F2 | Commercial | College | New | Space Heating | Natural Gas | Unit Heater | E5 | RVT - Cost of Operation | 0 | 0 | 0 | 0 | 0 | 0 | 0 | 0 | 0 | 0 | 0 | 0 | 0 | 0 | 0 | 0 | 0 | 0 | 0 | 0 | 0 | 0 | 0 | 0 | 0 | 0 | 0 | 0 | 0 | 0 | 0 | 0 | 0
F2_Commercial_College_New_Space Heating_Natural Gas_Unit Heater_E6 | F2 | Commercial | College | New | Space Heating | Natural Gas | Unit Heater | E6 | RVT - Cost of Operation | 0 | 0 | 0 | 0 | 0 | 0 | 0 | 0 | 0 | 0 | 0 | 0 | 0 | 0 | 0 | 0 | 0 | 0 | 0 | 0 | 0 | 0 | 0 | 0 | 0 | 0 | 0 | 0 | 0 | 0 | 0 | 0 | 0
F2_Commercial_College_New_Space Heating_Natural Gas_Unit Heater_E7 | F2 | Commercial | College | New | Space Heating | Natural Gas | Unit Heater | E7 | RVT - Cost of Operation | 0 | 0 | 0 | 0 | 0 | 0 | 0 | 0 | 0 | 0 | 0 | 0 | 0 | 0 | 0 | 0 | 0 | 0 | 0 | 0 | 0 | 0 | 0 | 0 | 0 | 0 | 0 | 0 | 0 | 0 | 0 | 0 | 0
F2_Commercial_College_New_Space Heating_Natural Gas_Unit Heater_E8 | F2 | Commercial | College | New | Space Heating | Natural Gas | Unit Heater | E8 | RVT - Cost of Operation | 0 | 0 | 0 | 0 | 0 | 0 | 0 | 0 | 0 | 0 | 0 | 0 | 0 | 0 | 0 | 0 | 0 | 0 | 0 | 0 | 0 | 0 | 0 | 0 | 0 | 0 | 0 | 0 | 0 | 0 | 0 | 0 | 0
F2_Commercial_College_New_Space Heating_Natural Gas_Unit Heater_E9 | F2 | Commercial | College | New | Space Heating | Natural Gas | Unit Heater | E9 | RVT - Cost of Operation | 0 | 0 | 0 | 0 | 0 | 0 | 0 | 0 | 0 | 0 | 0 | 0 | 0 | 0 | 0 | 0 | 0 | 0 | 0 | 0 | 0 | 0 | 0 | 0 | 0 | 0 | 0 | 0 | 0 | 0 | 0 | 0 | 0
F2_Commercial_College_New_Space Heating_Natural Gas_Unit Heater_E10 | F2 | Commercial | College | New | Space Heating | Natural Gas | Unit Heater | E10 | RVT - Cost of Operation | 0 | 0 | 0 | 0 | 0 | 0 | 0 | 0 | 0 | 0 | 0 | 0 | 0 | 0 | 0 | 0 | 0 | 0 | 0 | 0 | 0 | 0 | 0 | 0 | 0 | 0 | 0 | 0 | 0 | 0 | 0 | 0 | 0
F3_Commercial_College_New_Space Heating_Natural Gas_Unit Heater_E1 | F3 | Commercial | College | New | Space Heating | Natural Gas | Unit Heater | E1 | System - kBTUs of Consumption | 0.0093793 | 0.0093793 | 0.0093793 | 0.0093793 | 0.0093793 | 0 | 0 | 0 | 0 | 0 | 0 | 0 | 0 | 0 | 0 | 0 | 0 | 0 | 0 | 0 | 0 | 0 | 0 | 0 | 0 | 0 | 0 | 0 | 0 | 0 | 0 | 0 | 0
F3_Commercial_College_New_Space Heating_Natural Gas_Unit Heater_E2 | F3 | Commercial | College | New | Space Heating | Natural Gas | Unit Heater | E2 | System - kBTUs of Consumption | 0.029992 | 0.029992 | 0.029992 | 0.029992 | 0.029992 | 0.029992 | 0.029992 | 0.029992 | 0.029992 | 0.029992 | 0.029992 | 0.029992 | 0.029992 | 0.029992 | 0.029992 | 0.029992 | 0.029992 | 0.029992 | 0.029992 | 0.029992 | 0.029992 | 0.029992 | 0.029992 | 0.029992 | 0.029992 | 0.029992 | 0.029992 | 0.029992 | 0.029992 | 0.029992 | 0.029992 | 0.029992 | 0.029992
F3_Commercial_College_New_Space Heating_Natural Gas_Unit Heater_E3 | F3 | Commercial | College | New | Space Heating | Natural Gas | Unit Heater | E3 | System - kBTUs of Consumption | 0.012956 | 0.012956 | 0.012956 | 0.012956 | 0.012956 | 0.012956 | 0.012956 | 0.012956 | 0.012956 | 0.012956 | 0.012956 | 0.012956 | 0.012956 | 0.012956 | 0.012956 | 0.012956 | 0.012956 | 0.012956 | 0.012956 | 0.012956 | 0.012956 | 0.012956 | 0.012956 | 0.012956 | 0.012956 | 0.012956 | 0.012956 | 0.012956 | 0.012956 | 0.012956 | 0.012956 | 0.012956 | 0.012956
F3_Commercial_College_New_Space Heating_Natural Gas_Unit Heater_E4 | F3 | Commercial | College | New | Space Heating | Natural Gas | Unit Heater | E4 | System - kBTUs of Consumption | 0 | 0 | 0 | 0 | 0 | 0 | 0 | 0 | 0 | 0 | 0 | 0 | 0 | 0 | 0 | 0 | 0 | 0 | 0 | 0 | 0 | 0 | 0 | 0 | 0 | 0 | 0 | 0 | 0 | 0 | 0 | 0 | 0
F3_Commercial_College_New_Space Heating_Natural Gas_Unit Heater_E5 | F3 | Commercial | College | New | Space Heating | Natural Gas | Unit Heater | E5 | System - kBTUs of Consumption | 0 | 0 | 0 | 0 | 0 | 0 | 0 | 0 | 0 | 0 | 0 | 0 | 0 | 0 | 0 | 0 | 0 | 0 | 0 | 0 | 0 | 0 | 0 | 0 | 0 | 0 | 0 | 0 | 0 | 0 | 0 | 0 | 0
F3_Commercial_College_New_Space Heating_Natural Gas_Unit Heater_E6 | F3 | Commercial | College | New | Space Heating | Natural Gas | Unit Heater | E6 | System - kBTUs of Consumption | 0 | 0 | 0 | 0 | 0 | 0 | 0 | 0 | 0 | 0 | 0 | 0 | 0 | 0 | 0 | 0 | 0 | 0 | 0 | 0 | 0 | 0 | 0 | 0 | 0 | 0 | 0 | 0 | 0 | 0 | 0 | 0 | 0
F3_Commercial_College_New_Space Heating_Natural Gas_Unit Heater_E7 | F3 | Commercial | College | New | Space Heating | Natural Gas | Unit Heater | E7 | System - kBTUs of Consumption | 0 | 0 | 0 | 0 | 0 | 0 | 0 | 0 | 0 | 0 | 0 | 0 | 0 | 0 | 0 | 0 | 0 | 0 | 0 | 0 | 0 | 0 | 0 | 0 | 0 | 0 | 0 | 0 | 0 | 0 | 0 | 0 | 0
F3_Commercial_College_New_Space Heating_Natural Gas_Unit Heater_E8 | F3 | Commercial | College | New | Space Heating | Natural Gas | Unit Heater | E8 | System - kBTUs of Consumption | 0 | 0 | 0 | 0 | 0 | 0 | 0 | 0 | 0 | 0 | 0 | 0 | 0 | 0 | 0 | 0 | 0 | 0 | 0 | 0 | 0 | 0 | 0 | 0 | 0 | 0 | 0 | 0 | 0 | 0 | 0 | 0 | 0
F3_Commercial_College_New_Space Heating_Natural Gas_Unit Heater_E9 | F3 | Commercial | College | New | Space Heating | Natural Gas | Unit Heater | E9 | System - kBTUs of Consumption | 0 | 0 | 0 | 0 | 0 | 0 | 0 | 0 | 0 | 0 | 0 | 0 | 0 | 0 | 0 | 0 | 0 | 0 | 0 | 0 | 0 | 0 | 0 | 0 | 0 | 0 | 0 | 0 | 0 | 0 | 0 | 0 | 0
F3_Commercial_College_New_Space Heating_Natural Gas_Unit Heater_E10 | F3 | Commercial | College | New | Space Heating | Natural Gas | Unit Heater | E10 | System - kBTUs of Consumption | 0 | 0 | 0 | 0 | 0 | 0 | 0 | 0 | 0 | 0 | 0 | 0 | 0 | 0 | 0 | 0 | 0 | 0 | 0 | 0 | 0 | 0 | 0 | 0 | 0 | 0 | 0 | 0 | 0 | 0 | 0 | 0 | 0
F4_Commercial_College_New_Space Heating_Natural Gas_Unit Heater_E1 | F4 | Commercial | College | New | Space Heating | Natural Gas | Unit Heater | E1 | Utility - Cost of Equipment | 0.28744 | 0.28719 | 0.28795 | 0.28564 | 0.284 | 0 | 0 | 0 | 0 | 0 | 0 | 0 | 0 | 0 | 0 | 0 | 0 | 0 | 0 | 0 | 0 | 0 | 0 | 0 | 0 | 0 | 0 | 0 | 0 | 0 | 0 | 0 | 0
F4_Commercial_College_New_Space Heating_Natural Gas_Unit Heater_E2 | F4 | Commercial | College | New | Space Heating | Natural Gas | Unit Heater | E2 | Utility - Cost of Equipment | 0.25866 | 0.25844 | 0.25912 | 0.25704 | 0.25557 | 0.255 | 0.25526 | 0.25529 | 0.25557 | 0.25575 | 0.25587 | 0.25592 | 0.25604 | 0.25621 | 0.2563 | 0.25643 | 0.25657 | 0.25683 | 0.25709 | 0.25749 | 0.25783 | 0.25824 | 0.25858 | 0.259 | 0.25933 | 0.25963 | 0.25992 | 0.26023 | 0.26043 | 0.26065 | 0.26078 | 0.26095 | 0.26095
F4_Commercial_College_New_Space Heating_Natural Gas_Unit Heater_E3 | F4 | Commercial | College | New | Space Heating | Natural Gas | Unit Heater | E3 | Utility - Cost of Equipment | 0.2234 | 0.2232 | 0.22379 | 0.222 | 0.22072 | 0.22023 | 0.22045 | 0.22048 | 0.22072 | 0.22088 | 0.22099 | 0.22102 | 0.22113 | 0.22128 | 0.22136 | 0.22147 | 0.22159 | 0.22181 | 0.22204 | 0.22238 | 0.22268 | 0.22303 | 0.22332 | 0.22369 | 0.22397 | 0.22423 | 0.22448 | 0.22474 | 0.22492 | 0.22511 | 0.22522 | 0.22537 | 0.22537
F4_Commercial_College_New_Space Heating_Natural Gas_Unit Heater_E4 | F4 | Commercial | College | New | Space Heating | Natural Gas | Unit Heater | E4 | Utility - Cost of Equipment | 0 | 0 | 0 | 0 | 0 | 0 | 0 | 0 | 0 | 0 | 0 | 0 | 0 | 0 | 0 | 0 | 0 | 0 | 0 | 0 | 0 | 0 | 0 | 0 | 0 | 0 | 0 | 0 | 0 | 0 | 0 | 0 | 0
F4_Commercial_College_New_Space Heating_Natural Gas_Unit Heater_E5 | F4 | Commercial | College | New | Space Heating | Natural Gas | Unit Heater | E5 | Utility - Cost of Equipment | 0 | 0 | 0 | 0 | 0 | 0 | 0 | 0 | 0 | 0 | 0 | 0 | 0 | 0 | 0 | 0 | 0 | 0 | 0 | 0 | 0 | 0 | 0 | 0 | 0 | 0 | 0 | 0 | 0 | 0 | 0 | 0 | 0
F4_Commercial_College_New_Space Heating_Natural Gas_Unit Heater_E6 | F4 | Commercial | College | New | Space Heating | Natural Gas | Unit Heater | E6 | Utility - Cost of Equipment | 0 | 0 | 0 | 0 | 0 | 0 | 0 | 0 | 0 | 0 | 0 | 0 | 0 | 0 | 0 | 0 | 0 | 0 | 0 | 0 | 0 | 0 | 0 | 0 | 0 | 0 | 0 | 0 | 0 | 0 | 0 | 0 | 0
F4_Commercial_College_New_Space Heating_Natural Gas_Unit Heater_E7 | F4 | Commercial | College | New | Space Heating | Natural Gas | Unit Heater | E7 | Utility - Cost of Equipment | 0 | 0 | 0 | 0 | 0 | 0 | 0 | 0 | 0 | 0 | 0 | 0 | 0 | 0 | 0 | 0 | 0 | 0 | 0 | 0 | 0 | 0 | 0 | 0 | 0 | 0 | 0 | 0 | 0 | 0 | 0 | 0 | 0
F4_Commercial_College_New_Space Heating_Natural Gas_Unit Heater_E8 | F4 | Commercial | College | New | Space Heating | Natural Gas | Unit Heater | E8 | Utility - Cost of Equipment | 0 | 0 | 0 | 0 | 0 | 0 | 0 | 0 | 0 | 0 | 0 | 0 | 0 | 0 | 0 | 0 | 0 | 0 | 0 | 0 | 0 | 0 | 0 | 0 | 0 | 0 | 0 | 0 | 0 | 0 | 0 | 0 | 0
F4_Commercial_College_New_Space Heating_Natural Gas_Unit Heater_E9 | F4 | Commercial | College | New | Space Heating | Natural Gas | Unit Heater | E9 | Utility - Cost of Equipment | 0 | 0 | 0 | 0 | 0 | 0 | 0 | 0 | 0 | 0 | 0 | 0 | 0 | 0 | 0 | 0 | 0 | 0 | 0 | 0 | 0 | 0 | 0 | 0 | 0 | 0 | 0 | 0 | 0 | 0 | 0 | 0 | 0
F4_Commercial_College_New_Space Heating_Natural Gas_Unit Heater_E10 | F4 | Commercial | College | New | Space Heating | Natural Gas | Unit Heater | E10 | Utility - Cost of Equipment | 0 | 0 | 0 | 0 | 0 | 0 | 0 | 0 | 0 | 0 | 0 | 0 | 0 | 0 | 0 | 0 | 0 | 0 | 0 | 0 | 0 | 0 | 0 | 0 | 0 | 0 | 0 | 0 | 0 | 0 | 0 | 0 | 0
F5_Commercial_College_New_Space Heating_Natural Gas_Unit Heater_E1 | F5 | Commercial | College | New | Space Heating | Natural Gas | Unit Heater | E1 | Utility - Cost of Operation | 0.0093793 | 0.0093793 | 0.0093793 | 0.0093793 | 0.0093793 | 0 | 0 | 0 | 0 | 0 | 0 | 0 | 0 | 0 | 0 | 0 | 0 | 0 | 0 | 0 | 0 | 0 | 0 | 0 | 0 | 0 | 0 | 0 | 0 | 0 | 0 | 0 | 0
F5_Commercial_College_New_Space Heating_Natural Gas_Unit Heater_E2 | F5 | Commercial | College | New | Space Heating | Natural Gas | Unit Heater | E2 | Utility - Cost of Operation | 0.029992 | 0.029992 | 0.029992 | 0.029992 | 0.029992 | 0.029992 | 0.029992 | 0.029992 | 0.029992 | 0.029992 | 0.029992 | 0.029992 | 0.029992 | 0.029992 | 0.029992 | 0.029992 | 0.029992 | 0.029992 | 0.029992 | 0.029992 | 0.029992 | 0.029992 | 0.029992 | 0.029992 | 0.029992 | 0.029992 | 0.029992 | 0.029992 | 0.029992 | 0.029992 | 0.029992 | 0.029992 | 0.029992
F5_Commercial_College_New_Space Heating_Natural Gas_Unit Heater_E3 | F5 | Commercial | College | New | Space Heating | Natural Gas | Unit Heater | E3 | Utility - Cost of Operation | 0.012956 | 0.012956 | 0.012956 | 0.012956 | 0.012956 | 0.012956 | 0.012956 | 0.012956 | 0.012956 | 0.012956 | 0.012956 | 0.012956 | 0.012956 | 0.012956 | 0.012956 | 0.012956 | 0.012956 | 0.012956 | 0.012956 | 0.012956 | 0.012956 | 0.012956 | 0.012956 | 0.012956 | 0.012956 | 0.012956 | 0.012956 | 0.012956 | 0.012956 | 0.012956 | 0.012956 | 0.012956 | 0.012956
F5_Commercial_College_New_Space Heating_Natural Gas_Unit Heater_E4 | F5 | Commercial | College | New | Space Heating | Natural Gas | Unit Heater | E4 | Utility - Cost of Operation | 0 | 0 | 0 | 0 | 0 | 0 | 0 | 0 | 0 | 0 | 0 | 0 | 0 | 0 | 0 | 0 | 0 | 0 | 0 | 0 | 0 | 0 | 0 | 0 | 0 | 0 | 0 | 0 | 0 | 0 | 0 | 0 | 0
F5_Commercial_College_New_Space Heating_Natural Gas_Unit Heater_E5 | F5 | Commercial | College | New | Space Heating | Natural Gas | Unit Heater | E5 | Utility - Cost of Operation | 0 | 0 | 0 | 0 | 0 | 0 | 0 | 0 | 0 | 0 | 0 | 0 | 0 | 0 | 0 | 0 | 0 | 0 | 0 | 0 | 0 | 0 | 0 | 0 | 0 | 0 | 0 | 0 | 0 | 0 | 0 | 0 | 0
F5_Commercial_College_New_Space Heating_Natural Gas_Unit Heater_E6 | F5 | Commercial | College | New | Space Heating | Natural Gas | Unit Heater | E6 | Utility - Cost of Operation | 0 | 0 | 0 | 0 | 0 | 0 | 0 | 0 | 0 | 0 | 0 | 0 | 0 | 0 | 0 | 0 | 0 | 0 | 0 | 0 | 0 | 0 | 0 | 0 | 0 | 0 | 0 | 0 | 0 | 0 | 0 | 0 | 0
F5_Commercial_College_New_Space Heating_Natural Gas_Unit Heater_E7 | F5 | Commercial | College | New | Space Heating | Natural Gas | Unit Heater | E7 | Utility - Cost of Operation | 0 | 0 | 0 | 0 | 0 | 0 | 0 | 0 | 0 | 0 | 0 | 0 | 0 | 0 | 0 | 0 | 0 | 0 | 0 | 0 | 0 | 0 | 0 | 0 | 0 | 0 | 0 | 0 | 0 | 0 | 0 | 0 | 0
F5_Commercial_College_New_Space Heating_Natural Gas_Unit Heater_E8 | F5 | Commercial | College | New | Space Heating | Natural Gas | Unit Heater | E8 | Utility - Cost of Operation | 0 | 0 | 0 | 0 | 0 | 0 | 0 | 0 | 0 | 0 | 0 | 0 | 0 | 0 | 0 | 0 | 0 | 0 | 0 | 0 | 0 | 0 | 0 | 0 | 0 | 0 | 0 | 0 | 0 | 0 | 0 | 0 | 0
F5_Commercial_College_New_Space Heating_Natural Gas_Unit Heater_E9 | F5 | Commercial | College | New | Space Heating | Natural Gas | Unit Heater | E9 | Utility - Cost of Operation | 0 | 0 | 0 | 0 | 0 | 0 | 0 | 0 | 0 | 0 | 0 | 0 | 0 | 0 | 0 | 0 | 0 | 0 | 0 | 0 | 0 | 0 | 0 | 0 | 0 | 0 | 0 | 0 | 0 | 0 | 0 | 0 | 0
F5_Commercial_College_New_Space Heating_Natural Gas_Unit Heater_E10 | F5 | Commercial | College | New | Space Heating | Natural Gas | Unit Heater | E10 | Utility - Cost of Operation | 0 | 0 | 0 | 0 | 0 | 0 | 0 | 0 | 0 | 0 | 0 | 0 | 0 | 0 | 0 | 0 | 0 | 0 | 0 | 0 | 0 | 0 | 0 | 0 | 0 | 0 | 0 | 0 | 0 | 0 | 0 | 0 | 0
F6_Commercial_College_New_Space Heating_Natural Gas_Unit Heater_E1 | F6 | Commercial | College | New | Space Heating | Natural Gas | Unit Heater | E1 | Utility - Value of Sales | 0.11163 | 0.11158 | 0.11179 | 0.111 | 0.11039 | 0 | 0 | 0 | 0 | 0 | 0 | 0 | 0 | 0 | 0 | 0 | 0 | 0 | 0 | 0 | 0 | 0 | 0 | 0 | 0 | 0 | 0 | 0 | 0 | 0 | 0 | 0 | 0
F6_Commercial_College_New_Space Heating_Natural Gas_Unit Heater_E2 | F6 | Commercial | College | New | Space Heating | Natural Gas | Unit Heater | E2 | Utility - Value of Sales | 0.10045 | 0.10041 | 0.1006 | 0.099889 | 0.099338 | 0.098787 | 0.098235 | 0.097685 | 0.097134 | 0.096583 | 0.096032 | 0.095481 | 0.09493 | 0.094379 | 0.093829 | 0.093278 | 0.092727 | 0.092176 | 0.091632 | 0.091101 | 0.09059 | 0.090105 | 0.089653 | 0.08924 | 0.088873 | 0.088552 | 0.088276 | 0.088047 | 0.087863 | 0.087725 | 0.087634 | 0.087588 | 0.087588
F6_Commercial_College_New_Space Heating_Natural Gas_Unit Heater_E3 | F6 | Commercial | College | New | Space Heating | Natural Gas | Unit Heater | E3 | Utility - Value of Sales | 0.086757 | 0.086719 | 0.086884 | 0.086268 | 0.085793 | 0.085317 | 0.084841 | 0.084365 | 0.083889 | 0.083413 | 0.082938 | 0.082462 | 0.081986 | 0.08151 | 0.081035 | 0.080559 | 0.080084 | 0.079608 | 0.079138 | 0.078679 | 0.078238 | 0.077819 | 0.077428 | 0.077072 | 0.076755 | 0.076477 | 0.076239 | 0.076041 | 0.075883 | 0.075764 | 0.075685 | 0.075645 | 0.075645
F6_Commercial_College_New_Space Heating_Natural Gas_Unit Heater_E4 | F6 | Commercial | College | New | Space Heating | Natural Gas | Unit Heater | E4 | Utility - Value of Sales | 0 | 0 | 0 | 0 | 0 | 0 | 0 | 0 | 0 | 0 | 0 | 0 | 0 | 0 | 0 | 0 | 0 | 0 | 0 | 0 | 0 | 0 | 0 | 0 | 0 | 0 | 0 | 0 | 0 | 0 | 0 | 0 | 0
F6_Commercial_College_New_Space Heating_Natural Gas_Unit Heater_E5 | F6 | Commercial | College | New | Space Heating | Natural Gas | Unit Heater | E5 | Utility - Value of Sales | 0 | 0 | 0 | 0 | 0 | 0 | 0 | 0 | 0 | 0 | 0 | 0 | 0 | 0 | 0 | 0 | 0 | 0 | 0 | 0 | 0 | 0 | 0 | 0 | 0 | 0 | 0 | 0 | 0 | 0 | 0 | 0 | 0
F6_Commercial_College_New_Space Heating_Natural Gas_Unit Heater_E6 | F6 | Commercial | College | New | Space Heating | Natural Gas | Unit Heater | E6 | Utility - Value of Sales | 0 | 0 | 0 | 0 | 0 | 0 | 0 | 0 | 0 | 0 | 0 | 0 | 0 | 0 | 0 | 0 | 0 | 0 | 0 | 0 | 0 | 0 | 0 | 0 | 0 | 0 | 0 | 0 | 0 | 0 | 0 | 0 | 0
F6_Commercial_College_New_Space Heating_Natural Gas_Unit Heater_E7 | F6 | Commercial | College | New | Space Heating | Natural Gas | Unit Heater | E7 | Utility - Value of Sales | 0 | 0 | 0 | 0 | 0 | 0 | 0 | 0 | 0 | 0 | 0 | 0 | 0 | 0 | 0 | 0 | 0 | 0 | 0 | 0 | 0 | 0 | 0 | 0 | 0 | 0 | 0 | 0 | 0 | 0 | 0 | 0 | 0
F6_Commercial_College_New_Space Heating_Natural Gas_Unit Heater_E8 | F6 | Commercial | College | New | Space Heating | Natural Gas | Unit Heater | E8 | Utility - Value of Sales | 0 | 0 | 0 | 0 | 0 | 0 | 0 | 0 | 0 | 0 | 0 | 0 | 0 | 0 | 0 | 0 | 0 | 0 | 0 | 0 | 0 | 0 | 0 | 0 | 0 | 0 | 0 | 0 | 0 | 0 | 0 | 0 | 0
F6_Commercial_College_New_Space Heating_Natural Gas_Unit Heater_E9 | F6 | Commercial | College | New | Space Heating | Natural Gas | Unit Heater | E9 | Utility - Value of Sales | 0 | 0 | 0 | 0 | 0 | 0 | 0 | 0 | 0 | 0 | 0 | 0 | 0 | 0 | 0 | 0 | 0 | 0 | 0 | 0 | 0 | 0 | 0 | 0 | 0 | 0 | 0 | 0 | 0 | 0 | 0 | 0 | 0
F6_Commercial_College_New_Space Heating_Natural Gas_Unit Heater_E10 | F6 | Commercial | College | New | Space Heating | Natural Gas | Unit Heater | E10 | Utility - Value of Sales | 0 | 0 | 0 | 0 | 0 | 0 | 0 | 0 | 0 | 0 | 0 | 0 | 0 | 0 | 0 | 0 | 0 | 0 | 0 | 0 | 0 | 0 | 0 | 0 | 0 | 0 | 0 | 0 | 0 | 0 | 0 | 0 | 0
F1_Commercial_College_New_Water Heating_Natural Gas_Water Heater_E1 | F1 | Commercial | College | New | Water Heating | Natural Gas | Water Heater | E1 | RVT - Cost of Equipment | 0.23966 | 0.2393 | 0.24018 | 0.23816 | 0.23688 | 0.23786 | 0.24085 | 0.24321 | 0.24614 | 0.24891 | 0.25168 | 0.25422 | 0.25696 | 0.25981 | 0.26254 | 0.26532 | 0.26815 | 0.27122 | 0.27442 | 0.27781 | 0.28114 | 0.28462 | 0.28784 | 0.29118 | 0.29413 | 0.29669 | 0.29902 | 0.30104 | 0.30261 | 0.30391 | 0.30464 | 0.30512 | 0.30512
F1_Commercial_College_New_Water Heating_Natural Gas_Water Heater_E2 | F1 | Commercial | College | New | Water Heating | Natural Gas | Water Heater | E2 | RVT - Cost of Equipment | 0.2367 | 0.23634 | 0.23722 | 0.23522 | 0.23395 | 0.23493 | 0.23788 | 0.24021 | 0.2431 | 0.24584 | 0.24857 | 0.25108 | 0.25378 | 0.2566 | 0.2593 | 0.26205 | 0.26483 | 0.26788 | 0.27104 | 0.27438 | 0.27767 | 0.2811 | 0.28429 | 0.28758 | 0.2905 | 0.29303 | 0.29533 | 0.29732 | 0.29887 | 0.30016 | 0.30087 | 0.30135 | 0.30135
F1_Commercial_College_New_Water Heating_Natural Gas_Water Heater_E3 | F1 | Commercial | College | New | Water Heating | Natural Gas | Water Heater | E3 | RVT - Cost of Equipment | 0.21787 | 0.21754 | 0.21835 | 0.21651 | 0.21534 | 0.21624 | 0.21895 | 0.2211 | 0.22377 | 0.22628 | 0.2288 | 0.23111 | 0.2336 | 0.23619 | 0.23867 | 0.2412 | 0.24377 | 0.24657 | 0.24948 | 0.25255 | 0.25558 | 0.25874 | 0.26168 | 0.2647 | 0.26739 | 0.26972 | 0.27183 | 0.27367 | 0.2751 | 0.27628 | 0.27694 | 0.27738 | 0.27738
F1_Commercial_College_New_Water Heating_Natural Gas_Water Heater_E4 | F1 | Commercial | College | New | Water Heating | Natural Gas | Water Heater | E4 | RVT - Cost of Equipment | 0.20396 | 0.20366 | 0.20441 | 0.20269 | 0.2016 | 0.20244 | 0.20498 | 0.20699 | 0.20948 | 0.21184 | 0.2142 | 0.21636 | 0.21869 | 0.22111 | 0.22344 | 0.22581 | 0.22821 | 0.23083 | 0.23355 | 0.23643 | 0.23927 | 0.24223 | 0.24497 | 0.24781 | 0.25032 | 0.2525 | 0.25448 | 0.2562 | 0.25754 | 0.25865 | 0.25926 | 0.25968 | 0.25968
F1_Commercial_College_New_Water Heating_Natural Gas_Water Heater_E5 | F1 | Commercial | College | New | Water Heating | Natural Gas | Water Heater | E5 | RVT - Cost of Equipment | 0.19971 | 0.19942 | 0.20015 | 0.19847 | 0.1974 | 0.19822 | 0.20071 | 0.20268 | 0.20512 | 0.20743 | 0.20973 | 0.21185 | 0.21413 | 0.21651 | 0.21878 | 0.2211 | 0.22345 | 0.22602 | 0.22869 | 0.2315 | 0.23428 | 0.23718 | 0.23987 | 0.24265 | 0.24511 | 0.24724 | 0.24918 | 0.25086 | 0.25218 | 0.25326 | 0.25386 | 0.25427 | 0.25427
F1_Commercial_College_New_Water Heating_Natural Gas_Water Heater_E6 | F1 | Commercial | College | New | Water Heating | Natural Gas | Water Heater | E6 | RVT - Cost of Equipment | 0.19564 | 0.19535 | 0.19607 | 0.19442 | 0.19337 | 0.19417 | 0.19661 | 0.19854 | 0.20093 | 0.20319 | 0.20545 | 0.20753 | 0.20976 | 0.21209 | 0.21432 | 0.21659 | 0.21889 | 0.22141 | 0.22402 | 0.22678 | 0.2295 | 0.23234 | 0.23497 | 0.23769 | 0.2401 | 0.2422 | 0.2441 | 0.24574 | 0.24703 | 0.24809 | 0.24868 | 0.24908 | 0.24908
F1_Commercial_College_New_Water Heating_Natural Gas_Water Heater_E7 | F1 | Commercial | College | New | Water Heating | Natural Gas | Water Heater | E7 | RVT - Cost of Equipment | 0.12803 | 0.12817 | 0.12884 | 0.12823 | 0.12795 | 0.12863 | 0.13017 | 0.13145 | 0.13299 | 0.13449 | 0.136 | 0.13744 | 0.13896 | 0.14053 | 0.14207 | 0.14364 | 0.14521 | 0.14689 | 0.14859 | 0.15032 | 0.15196 | 0.15359 | 0.15506 | 0.15653 | 0.15779 | 0.1589 | 0.1599 | 0.16076 | 0.16144 | 0.162 | 0.16231 | 0.16252 | 0.16252
F1_Commercial_College_New_Water Heating_Natural Gas_Water Heater_E8 | F1 | Commercial | College | New | Water Heating | Natural Gas | Water Heater | E8 | RVT - Cost of Equipment | 0 | 0 | 0 | 0 | 0 | 0 | 0 | 0 | 0 | 0 | 0 | 0 | 0 | 0 | 0 | 0 | 0 | 0 | 0 | 0 | 0 | 0 | 0 | 0 | 0 | 0 | 0 | 0 | 0 | 0 | 0 | 0 | 0
F1_Commercial_College_New_Water Heating_Natural Gas_Water Heater_E9 | F1 | Commercial | College | New | Water Heating | Natural Gas | Water Heater | E9 | RVT - Cost of Equipment | 0 | 0 | 0 | 0 | 0 | 0 | 0 | 0 | 0 | 0 | 0 | 0 | 0 | 0 | 0 | 0 | 0 | 0 | 0 | 0 | 0 | 0 | 0 | 0 | 0 | 0 | 0 | 0 | 0 | 0 | 0 | 0 | 0
F1_Commercial_College_New_Water Heating_Natural Gas_Water Heater_E10 | F1 | Commercial | College | New | Water Heating | Natural Gas | Water Heater | E10 | RVT - Cost of Equipment | 0 | 0 | 0 | 0 | 0 | 0 | 0 | 0 | 0 | 0 | 0 | 0 | 0 | 0 | 0 | 0 | 0 | 0 | 0 | 0 | 0 | 0 | 0 | 0 | 0 | 0 | 0 | 0 | 0 | 0 | 0 | 0 | 0
F2_Commercial_College_New_Water Heating_Natural Gas_Water Heater_E1 | F2 | Commercial | College | New | Water Heating | Natural Gas | Water Heater | E1 | RVT - Cost of Operation | 0.28713 | 0.2867 | 0.28776 | 0.28533 | 0.28379 | 0.28498 | 0.28855 | 0.29138 | 0.29489 | 0.29821 | 0.30153 | 0.30457 | 0.30785 | 0.31127 | 0.31454 | 0.31787 | 0.32126 | 0.32494 | 0.32878 | 0.33283 | 0.33682 | 0.34099 | 0.34486 | 0.34885 | 0.35238 | 0.35546 | 0.35824 | 0.36066 | 0.36255 | 0.3641 | 0.36497 | 0.36555 | 0.36555
F2_Commercial_College_New_Water Heating_Natural Gas_Water Heater_E2 | F2 | Commercial | College | New | Water Heating | Natural Gas | Water Heater | E2 | RVT - Cost of Operation | 0.28358 | 0.28316 | 0.2842 | 0.28181 | 0.28029 | 0.28146 | 0.28499 | 0.28779 | 0.29125 | 0.29453 | 0.29781 | 0.30081 | 0.30405 | 0.30742 | 0.31066 | 0.31395 | 0.31729 | 0.32093 | 0.32472 | 0.32872 | 0.33267 | 0.33678 | 0.3406 | 0.34454 | 0.34803 | 0.35107 | 0.35382 | 0.35621 | 0.35807 | 0.35961 | 0.36047 | 0.36104 | 0.36104
F2_Commercial_College_New_Water Heating_Natural Gas_Water Heater_E3 | F2 | Commercial | College | New | Water Heating | Natural Gas | Water Heater | E3 | RVT - Cost of Operation | 0.26102 | 0.26063 | 0.2616 | 0.25939 | 0.25799 | 0.25907 | 0.26232 | 0.26489 | 0.26809 | 0.2711 | 0.27412 | 0.27689 | 0.27986 | 0.28297 | 0.28594 | 0.28897 | 0.29205 | 0.2954 | 0.29889 | 0.30257 | 0.3062 | 0.30999 | 0.31351 | 0.31713 | 0.32035 | 0.32314 | 0.32568 | 0.32787 | 0.32959 | 0.331 | 0.33179 | 0.33232 | 0.33232
F2_Commercial_College_New_Water Heating_Natural Gas_Water Heater_E4 | F2 | Commercial | College | New | Water Heating | Natural Gas | Water Heater | E4 | RVT - Cost of Operation | 0.24436 | 0.244 | 0.2449 | 0.24284 | 0.24153 | 0.24253 | 0.24558 | 0.24799 | 0.25097 | 0.2538 | 0.25662 | 0.25921 | 0.262 | 0.26491 | 0.26769 | 0.27053 | 0.27341 | 0.27655 | 0.27981 | 0.28326 | 0.28666 | 0.2902 | 0.29349 | 0.29689 | 0.2999 | 0.30252 | 0.30489 | 0.30695 | 0.30855 | 0.30988 | 0.31062 | 0.31111 | 0.31111
F2_Commercial_College_New_Water Heating_Natural Gas_Water Heater_E5 | F2 | Commercial | College | New | Water Heating | Natural Gas | Water Heater | E5 | RVT - Cost of Operation | 0.23927 | 0.23891 | 0.2398 | 0.23778 | 0.23649 | 0.23748 | 0.24046 | 0.24282 | 0.24575 | 0.24851 | 0.25127 | 0.25381 | 0.25654 | 0.25939 | 0.26212 | 0.26489 | 0.26771 | 0.27079 | 0.27398 | 0.27736 | 0.28069 | 0.28416 | 0.28738 | 0.29071 | 0.29365 | 0.29621 | 0.29854 | 0.30055 | 0.30212 | 0.30342 | 0.30414 | 0.30463 | 0.30463
F2_Commercial_College_New_Water Heating_Natural Gas_Water Heater_E6 | F2 | Commercial | College | New | Water Heating | Natural Gas | Water Heater | E6 | RVT - Cost of Operation | 0.23439 | 0.23404 | 0.2349 | 0.23292 | 0.23167 | 0.23263 | 0.23555 | 0.23786 | 0.24073 | 0.24344 | 0.24615 | 0.24863 | 0.25131 | 0.2541 | 0.25677 | 0.25949 | 0.26225 | 0.26526 | 0.26839 | 0.2717 | 0.27496 | 0.27836 | 0.28151 | 0.28477 | 0.28766 | 0.29017 | 0.29244 | 0.29442 | 0.29596 | 0.29723 | 0.29794 | 0.29841 | 0.29841
F2_Commercial_College_New_Water Heating_Natural Gas_Water Heater_E7 | F2 | Commercial | College | New | Water Heating | Natural Gas | Water Heater | E7 | RVT - Cost of Operation | 0.15338 | 0.15356 | 0.15436 | 0.15363 | 0.15329 | 0.15411 | 0.15596 | 0.15749 | 0.15933 | 0.16113 | 0.16294 | 0.16466 | 0.16648 | 0.16837 | 0.17021 | 0.17209 | 0.17397 | 0.17598 | 0.17802 | 0.18009 | 0.18206 | 0.18402 | 0.18577 | 0.18753 | 0.18905 | 0.19037 | 0.19157 | 0.19261 | 0.19342 | 0.19409 | 0.19446 | 0.19471 | 0.19471
F2_Commercial_College_New_Water Heating_Natural Gas_Water Heater_E8 | F2 | Commercial | College | New | Water Heating | Natural Gas | Water Heater | E8 | RVT - Cost of Operation | 0 | 0 | 0 | 0 | 0 | 0 | 0 | 0 | 0 | 0 | 0 | 0 | 0 | 0 | 0 | 0 | 0 | 0 | 0 | 0 | 0 | 0 | 0 | 0 | 0 | 0 | 0 | 0 | 0 | 0 | 0 | 0 | 0
F2_Commercial_College_New_Water Heating_Natural Gas_Water Heater_E9 | F2 | Commercial | College | New | Water Heating | Natural Gas | Water Heater | E9 | RVT - Cost of Operation | 0 | 0 | 0 | 0 | 0 | 0 | 0 | 0 | 0 | 0 | 0 | 0 | 0 | 0 | 0 | 0 | 0 | 0 | 0 | 0 | 0 | 0 | 0 | 0 | 0 | 0 | 0 | 0 | 0 | 0 | 0 | 0 | 0
F2_Commercial_College_New_Water Heating_Natural Gas_Water Heater_E10 | F2 | Commercial | College | New | Water Heating | Natural Gas | Water Heater | E10 | RVT - Cost of Operation | 0 | 0 | 0 | 0 | 0 | 0 | 0 | 0 | 0 | 0 | 0 | 0 | 0 | 0 | 0 | 0 | 0 | 0 | 0 | 0 | 0 | 0 | 0 | 0 | 0 | 0 | 0 | 0 | 0 | 0 | 0 | 0 | 0
F3_Commercial_College_New_Water Heating_Natural Gas_Water Heater_E1 | F3 | Commercial | College | New | Water Heating | Natural Gas | Water Heater | E1 | System - kBTUs of Consumption | 0.035528 | 0.035528 | 0.035528 | 0.035528 | 0.035528 | 0.035528 | 0.035528 | 0.035528 | 0.035528 | 0.035528 | 0.035528 | 0.035528 | 0.035528 | 0.035528 | 0.035528 | 0.035528 | 0.035528 | 0.035528 | 0.035528 | 0.035528 | 0.035528 | 0.035528 | 0.035528 | 0.035528 | 0.035528 | 0.035528 | 0.035528 | 0.035528 | 0.035528 | 0.035528 | 0.035528 | 0.035528 | 0.035528
F3_Commercial_College_New_Water Heating_Natural Gas_Water Heater_E2 | F3 | Commercial | College | New | Water Heating | Natural Gas | Water Heater | E2 | System - kBTUs of Consumption | 0.03552 | 0.03552 | 0.03552 | 0.03552 | 0.03552 | 0.03552 | 0.03552 | 0.03552 | 0.03552 | 0.03552 | 0.03552 | 0.03552 | 0.03552 | 0.03552 | 0.03552 | 0.03552 | 0.03552 | 0.03552 | 0.03552 | 0.03552 | 0.03552 | 0.03552 | 0.03552 | 0.03552 | 0.03552 | 0.03552 | 0.03552 | 0.03552 | 0.03552 | 0.03552 | 0.03552 | 0.03552 | 0.03552
F3_Commercial_College_New_Water Heating_Natural Gas_Water Heater_E3 | F3 | Commercial | College | New | Water Heating | Natural Gas | Water Heater | E3 | System - kBTUs of Consumption | 0.036037 | 0.036037 | 0.036037 | 0.036037 | 0.036037 | 0.036037 | 0.036037 | 0.036037 | 0.036037 | 0.036037 | 0.036037 | 0.036037 | 0.036037 | 0.036037 | 0.036037 | 0.036037 | 0.036037 | 0.036037 | 0.036037 | 0.036037 | 0.036037 | 0.036037 | 0.036037 | 0.036037 | 0.036037 | 0.036037 | 0.036037 | 0.036037 | 0.036037 | 0.036037 | 0.036037 | 0.036037 | 0.036037
F3_Commercial_College_New_Water Heating_Natural Gas_Water Heater_E4 | F3 | Commercial | College | New | Water Heating | Natural Gas | Water Heater | E4 | System - kBTUs of Consumption | 0.036554 | 0.036554 | 0.036554 | 0.036554 | 0.036554 | 0.036554 | 0.036554 | 0.036554 | 0.036554 | 0.036554 | 0.036554 | 0.036554 | 0.036554 | 0.036554 | 0.036554 | 0.036554 | 0.036554 | 0.036554 | 0.036554 | 0.036554 | 0.036554 | 0.036554 | 0.036554 | 0.036554 | 0.036554 | 0.036554 | 0.036554 | 0.036554 | 0.036554 | 0.036554 | 0.036554 | 0.036554 | 0.036554
F3_Commercial_College_New_Water Heating_Natural Gas_Water Heater_E5 | F3 | Commercial | College | New | Water Heating | Natural Gas | Water Heater | E5 | System - kBTUs of Consumption | 0.037332 | 0.037332 | 0.037332 | 0.037332 | 0.037332 | 0.037332 | 0.037332 | 0.037332 | 0.037332 | 0.037332 | 0.037332 | 0.037332 | 0.037332 | 0.037332 | 0.037332 | 0.037332 | 0.037332 | 0.037332 | 0.037332 | 0.037332 | 0.037332 | 0.037332 | 0.037332 | 0.037332 | 0.037332 | 0.037332 | 0.037332 | 0.037332 | 0.037332 | 0.037332 | 0.037332 | 0.037332 | 0.037332
F3_Commercial_College_New_Water Heating_Natural Gas_Water Heater_E6 | F3 | Commercial | College | New | Water Heating | Natural Gas | Water Heater | E6 | System - kBTUs of Consumption | 0.031077 | 0.031077 | 0.031077 | 0.031077 | 0.031077 | 0.031077 | 0.031077 | 0.031077 | 0.031077 | 0.031077 | 0.031077 | 0.031077 | 0.031077 | 0.031077 | 0.031077 | 0.031077 | 0.031077 | 0.031077 | 0.031077 | 0.031077 | 0.031077 | 0.031077 | 0.031077 | 0.031077 | 0.031077 | 0.031077 | 0.031077 | 0.031077 | 0.031077 | 0.031077 | 0.031077 | 0.031077 | 0.031077
F3_Commercial_College_New_Water Heating_Natural Gas_Water Heater_E7 | F3 | Commercial | College | New | Water Heating | Natural Gas | Water Heater | E7 | System - kBTUs of Consumption | 0.02707 | 0.02707 | 0.02707 | 0.02707 | 0.02707 | 0.02707 | 0.02707 | 0.02707 | 0.02707 | 0.02707 | 0.02707 | 0.02707 | 0.02707 | 0.02707 | 0.02707 | 0.02707 | 0.02707 | 0.02707 | 0.02707 | 0.02707 | 0.02707 | 0.02707 | 0.02707 | 0.02707 | 0.02707 | 0.02707 | 0.02707 | 0.02707 | 0.02707 | 0.02707 | 0.02707 | 0.02707 | 0.02707
F3_Commercial_College_New_Water Heating_Natural Gas_Water Heater_E8 | F3 | Commercial | College | New | Water Heating | Natural Gas | Water Heater | E8 | System - kBTUs of Consumption | 0 | 0 | 0 | 0 | 0 | 0 | 0 | 0 | 0 | 0 | 0 | 0 | 0 | 0 | 0 | 0 | 0 | 0 | 0 | 0 | 0 | 0 | 0 | 0 | 0 | 0 | 0 | 0 | 0 | 0 | 0 | 0 | 0
F3_Commercial_College_New_Water Heating_Natural Gas_Water Heater_E9 | F3 | Commercial | College | New | Water Heating | Natural Gas | Water Heater | E9 | System - kBTUs of Consumption | 0 | 0 | 0 | 0 | 0 | 0 | 0 | 0 | 0 | 0 | 0 | 0 | 0 | 0 | 0 | 0 | 0 | 0 | 0 | 0 | 0 | 0 | 0 | 0 | 0 | 0 | 0 | 0 | 0 | 0 | 0 | 0 | 0
F3_Commercial_College_New_Water Heating_Natural Gas_Water Heater_E10 | F3 | Commercial | College | New | Water Heating | Natural Gas | Water Heater | E10 | System - kBTUs of Consumption | 0 | 0 | 0 | 0 | 0 | 0 | 0 | 0 | 0 | 0 | 0 | 0 | 0 | 0 | 0 | 0 | 0 | 0 | 0 | 0 | 0 | 0 | 0 | 0 | 0 | 0 | 0 | 0 | 0 | 0 | 0 | 0 | 0
F4_Commercial_College_New_Water Heating_Natural Gas_Water Heater_E1 | F4 | Commercial | College | New | Water Heating | Natural Gas | Water Heater | E1 | Utility - Cost of Equipment | 0.28713 | 0.2867 | 0.28776 | 0.28533 | 0.28379 | 0.28498 | 0.28855 | 0.29138 | 0.29489 | 0.29821 | 0.30153 | 0.30457 | 0.30785 | 0.31127 | 0.31454 | 0.31787 | 0.32126 | 0.32494 | 0.32878 | 0.33283 | 0.33682 | 0.34099 | 0.34486 | 0.34885 | 0.35238 | 0.35546 | 0.35824 | 0.36066 | 0.36255 | 0.3641 | 0.36497 | 0.36555 | 0.36555
F4_Commercial_College_New_Water Heating_Natural Gas_Water Heater_E2 | F4 | Commercial | College | New | Water Heating | Natural Gas | Water Heater | E2 | Utility - Cost of Equipment | 0.28358 | 0.28316 | 0.2842 | 0.28181 | 0.28029 | 0.28146 | 0.28499 | 0.28779 | 0.29125 | 0.29453 | 0.29781 | 0.30081 | 0.30405 | 0.30742 | 0.31066 | 0.31395 | 0.31729 | 0.32093 | 0.32472 | 0.32872 | 0.33267 | 0.33678 | 0.3406 | 0.34454 | 0.34803 | 0.35107 | 0.35382 | 0.35621 | 0.35807 | 0.35961 | 0.36047 | 0.36104 | 0.36104
F4_Commercial_College_New_Water Heating_Natural Gas_Water Heater_E3 | F4 | Commercial | College | New | Water Heating | Natural Gas | Water Heater | E3 | Utility - Cost of Equipment | 0.26102 | 0.26063 | 0.2616 | 0.25939 | 0.25799 | 0.25907 | 0.26232 | 0.26489 | 0.26809 | 0.2711 | 0.27412 | 0.27689 | 0.27986 | 0.28297 | 0.28594 | 0.28897 | 0.29205 | 0.2954 | 0.29889 | 0.30257 | 0.3062 | 0.30999 | 0.31351 | 0.31713 | 0.32035 | 0.32314 | 0.32568 | 0.32787 | 0.32959 | 0.331 | 0.33179 | 0.33232 | 0.33232
F4_Commercial_College_New_Water Heating_Natural Gas_Water Heater_E4 | F4 | Commercial | College | New | Water Heating | Natural Gas | Water Heater | E4 | Utility - Cost of Equipment | 0.24436 | 0.244 | 0.2449 | 0.24284 | 0.24153 | 0.24253 | 0.24558 | 0.24799 | 0.25097 | 0.2538 | 0.25662 | 0.25921 | 0.262 | 0.26491 | 0.26769 | 0.27053 | 0.27341 | 0.27655 | 0.27981 | 0.28326 | 0.28666 | 0.2902 | 0.29349 | 0.29689 | 0.2999 | 0.30252 | 0.30489 | 0.30695 | 0.30855 | 0.30988 | 0.31062 | 0.31111 | 0.31111
F4_Commercial_College_New_Water Heating_Natural Gas_Water Heater_E5 | F4 | Commercial | College | New | Water Heating | Natural Gas | Water Heater | E5 | Utility - Cost of Equipment | 0.23927 | 0.23891 | 0.2398 | 0.23778 | 0.23649 | 0.23748 | 0.24046 | 0.24282 | 0.24575 | 0.24851 | 0.25127 | 0.25381 | 0.25654 | 0.25939 | 0.26212 | 0.26489 | 0.26771 | 0.27079 | 0.27398 | 0.27736 | 0.28069 | 0.28416 | 0.28738 | 0.29071 | 0.29365 | 0.29621 | 0.29854 | 0.30055 | 0.30212 | 0.30342 | 0.30414 | 0.30463 | 0.30463
F4_Commercial_College_New_Water Heating_Natural Gas_Water Heater_E6 | F4 | Commercial | College | New | Water Heating | Natural Gas | Water Heater | E6 | Utility - Cost of Equipment | 0.23439 | 0.23404 | 0.2349 | 0.23292 | 0.23167 | 0.23263 | 0.23555 | 0.23786 | 0.24073 | 0.24344 | 0.24615 | 0.24863 | 0.25131 | 0.2541 | 0.25677 | 0.25949 | 0.26225 | 0.26526 | 0.26839 | 0.2717 | 0.27496 | 0.27836 | 0.28151 | 0.28477 | 0.28766 | 0.29017 | 0.29244 | 0.29442 | 0.29596 | 0.29723 | 0.29794 | 0.29841 | 0.29841
F4_Commercial_College_New_Water Heating_Natural Gas_Water Heater_E7 | F4 | Commercial | College | New | Water Heating | Natural Gas | Water Heater | E7 | Utility - Cost of Equipment | 0.15338 | 0.15356 | 0.15436 | 0.15363 | 0.15329 | 0.15411 | 0.15596 | 0.15749 | 0.15933 | 0.16113 | 0.16294 | 0.16466 | 0.16648 | 0.16837 | 0.17021 | 0.17209 | 0.17397 | 0.17598 | 0.17802 | 0.18009 | 0.18206 | 0.18402 | 0.18577 | 0.18753 | 0.18905 | 0.19037 | 0.19157 | 0.19261 | 0.19342 | 0.19409 | 0.19446 | 0.19471 | 0.19471
F4_Commercial_College_New_Water Heating_Natural Gas_Water Heater_E8 | F4 | Commercial | College | New | Water Heating | Natural Gas | Water Heater | E8 | Utility - Cost of Equipment | 0 | 0 | 0 | 0 | 0 | 0 | 0 | 0 | 0 | 0 | 0 | 0 | 0 | 0 | 0 | 0 | 0 | 0 | 0 | 0 | 0 | 0 | 0 | 0 | 0 | 0 | 0 | 0 | 0 | 0 | 0 | 0 | 0
F4_Commercial_College_New_Water Heating_Natural Gas_Water Heater_E9 | F4 | Commercial | College | New | Water Heating | Natural Gas | Water Heater | E9 | Utility - Cost of Equipment | 0 | 0 | 0 | 0 | 0 | 0 | 0 | 0 | 0 | 0 | 0 | 0 | 0 | 0 | 0 | 0 | 0 | 0 | 0 | 0 | 0 | 0 | 0 | 0 | 0 | 0 | 0 | 0 | 0 | 0 | 0 | 0 | 0
F4_Commercial_College_New_Water Heating_Natural Gas_Water Heater_E10 | F4 | Commercial | College | New | Water Heating | Natural Gas | Water Heater | E10 | Utility - Cost of Equipment | 0 | 0 | 0 | 0 | 0 | 0 | 0 | 0 | 0 | 0 | 0 | 0 | 0 | 0 | 0 | 0 | 0 | 0 | 0 | 0 | 0 | 0 | 0 | 0 | 0 | 0 | 0 | 0 | 0 | 0 | 0 | 0 | 0
F5_Commercial_College_New_Water Heating_Natural Gas_Water Heater_E1 | F5 | Commercial | College | New | Water Heating | Natural Gas | Water Heater | E1 | Utility - Cost of Operation | 0.035528 | 0.035528 | 0.035528 | 0.035528 | 0.035528 | 0.035528 | 0.035528 | 0.035528 | 0.035528 | 0.035528 | 0.035528 | 0.035528 | 0.035528 | 0.035528 | 0.035528 | 0.035528 | 0.035528 | 0.035528 | 0.035528 | 0.035528 | 0.035528 | 0.035528 | 0.035528 | 0.035528 | 0.035528 | 0.035528 | 0.035528 | 0.035528 | 0.035528 | 0.035528 | 0.035528 | 0.035528 | 0.035528
F5_Commercial_College_New_Water Heating_Natural Gas_Water Heater_E2 | F5 | Commercial | College | New | Water Heating | Natural Gas | Water Heater | E2 | Utility - Cost of Operation | 0.03552 | 0.03552 | 0.03552 | 0.03552 | 0.03552 | 0.03552 | 0.03552 | 0.03552 | 0.03552 | 0.03552 | 0.03552 | 0.03552 | 0.03552 | 0.03552 | 0.03552 | 0.03552 | 0.03552 | 0.03552 | 0.03552 | 0.03552 | 0.03552 | 0.03552 | 0.03552 | 0.03552 | 0.03552 | 0.03552 | 0.03552 | 0.03552 | 0.03552 | 0.03552 | 0.03552 | 0.03552 | 0.03552
F5_Commercial_College_New_Water Heating_Natural Gas_Water Heater_E3 | F5 | Commercial | College | New | Water Heating | Natural Gas | Water Heater | E3 | Utility - Cost of Operation | 0.036037 | 0.036037 | 0.036037 | 0.036037 | 0.036037 | 0.036037 | 0.036037 | 0.036037 | 0.036037 | 0.036037 | 0.036037 | 0.036037 | 0.036037 | 0.036037 | 0.036037 | 0.036037 | 0.036037 | 0.036037 | 0.036037 | 0.036037 | 0.036037 | 0.036037 | 0.036037 | 0.036037 | 0.036037 | 0.036037 | 0.036037 | 0.036037 | 0.036037 | 0.036037 | 0.036037 | 0.036037 | 0.036037
F5_Commercial_College_New_Water Heating_Natural Gas_Water Heater_E4 | F5 | Commercial | College | New | Water Heating | Natural Gas | Water Heater | E4 | Utility - Cost of Operation | 0.036554 | 0.036554 | 0.036554 | 0.036554 | 0.036554 | 0.036554 | 0.036554 | 0.036554 | 0.036554 | 0.036554 | 0.036554 | 0.036554 | 0.036554 | 0.036554 | 0.036554 | 0.036554 | 0.036554 | 0.036554 | 0.036554 | 0.036554 | 0.036554 | 0.036554 | 0.036554 | 0.036554 | 0.036554 | 0.036554 | 0.036554 | 0.036554 | 0.036554 | 0.036554 | 0.036554 | 0.036554 | 0.036554
F5_Commercial_College_New_Water Heating_Natural Gas_Water Heater_E5 | F5 | Commercial | College | New | Water Heating | Natural Gas | Water Heater | E5 | Utility - Cost of Operation | 0.037332 | 0.037332 | 0.037332 | 0.037332 | 0.037332 | 0.037332 | 0.037332 | 0.037332 | 0.037332 | 0.037332 | 0.037332 | 0.037332 | 0.037332 | 0.037332 | 0.037332 | 0.037332 | 0.037332 | 0.037332 | 0.037332 | 0.037332 | 0.037332 | 0.037332 | 0.037332 | 0.037332 | 0.037332 | 0.037332 | 0.037332 | 0.037332 | 0.037332 | 0.037332 | 0.037332 | 0.037332 | 0.037332
F5_Commercial_College_New_Water Heating_Natural Gas_Water Heater_E6 | F5 | Commercial | College | New | Water Heating | Natural Gas | Water Heater | E6 | Utility - Cost of Operation | 0.031077 | 0.031077 | 0.031077 | 0.031077 | 0.031077 | 0.031077 | 0.031077 | 0.031077 | 0.031077 | 0.031077 | 0.031077 | 0.031077 | 0.031077 | 0.031077 | 0.031077 | 0.031077 | 0.031077 | 0.031077 | 0.031077 | 0.031077 | 0.031077 | 0.031077 | 0.031077 | 0.031077 | 0.031077 | 0.031077 | 0.031077 | 0.031077 | 0.031077 | 0.031077 | 0.031077 | 0.031077 | 0.031077
F5_Commercial_College_New_Water Heating_Natural Gas_Water Heater_E7 | F5 | Commercial | College | New | Water Heating | Natural Gas | Water Heater | E7 | Utility - Cost of Operation | 0.02707 | 0.02707 | 0.02707 | 0.02707 | 0.02707 | 0.02707 | 0.02707 | 0.02707 | 0.02707 | 0.02707 | 0.02707 | 0.02707 | 0.02707 | 0.02707 | 0.02707 | 0.02707 | 0.02707 | 0.02707 | 0.02707 | 0.02707 | 0.02707 | 0.02707 | 0.02707 | 0.02707 | 0.02707 | 0.02707 | 0.02707 | 0.02707 | 0.02707 | 0.02707 | 0.02707 | 0.02707 | 0.02707
F5_Commercial_College_New_Water Heating_Natural Gas_Water Heater_E8 | F5 | Commercial | College | New | Water Heating | Natural Gas | Water Heater | E8 | Utility - Cost of Operation | 0 | 0 | 0 | 0 | 0 | 0 | 0 | 0 | 0 | 0 | 0 | 0 | 0 | 0 | 0 | 0 | 0 | 0 | 0 | 0 | 0 | 0 | 0 | 0 | 0 | 0 | 0 | 0 | 0 | 0 | 0 | 0 | 0
F5_Commercial_College_New_Water Heating_Natural Gas_Water Heater_E9 | F5 | Commercial | College | New | Water Heating | Natural Gas | Water Heater | E9 | Utility - Cost of Operation | 0 | 0 | 0 | 0 | 0 | 0 | 0 | 0 | 0 | 0 | 0 | 0 | 0 | 0 | 0 | 0 | 0 | 0 | 0 | 0 | 0 | 0 | 0 | 0 | 0 | 0 | 0 | 0 | 0 | 0 | 0 | 0 | 0
F5_Commercial_College_New_Water Heating_Natural Gas_Water Heater_E10 | F5 | Commercial | College | New | Water Heating | Natural Gas | Water Heater | E10 | Utility - Cost of Operation | 0 | 0 | 0 | 0 | 0 | 0 | 0 | 0 | 0 | 0 | 0 | 0 | 0 | 0 | 0 | 0 | 0 | 0 | 0 | 0 | 0 | 0 | 0 | 0 | 0 | 0 | 0 | 0 | 0 | 0 | 0 | 0 | 0
F6_Commercial_College_New_Water Heating_Natural Gas_Water Heater_E1 | F6 | Commercial | College | New | Water Heating | Natural Gas | Water Heater | E1 | Utility - Value of Sales | 0.19309 | 0.19412 | 0.1958 | 0.19543 | 0.19543 | 0.19543 | 0.19543 | 0.19543 | 0.19543 | 0.19543 | 0.19543 | 0.19543 | 0.19543 | 0.19543 | 0.19543 | 0.19543 | 0.19543 | 0.19543 | 0.19543 | 0.19543 | 0.19543 | 0.19543 | 0.19543 | 0.19543 | 0.19543 | 0.19543 | 0.19543 | 0.19543 | 0.19543 | 0.19543 | 0.19543 | 0.19543 | 0.19543
F6_Commercial_College_New_Water Heating_Natural Gas_Water Heater_E2 | F6 | Commercial | College | New | Water Heating | Natural Gas | Water Heater | E2 | Utility - Value of Sales | 0.1907 | 0.19173 | 0.19338 | 0.19302 | 0.19302 | 0.19302 | 0.19302 | 0.19302 | 0.19302 | 0.19302 | 0.19302 | 0.19302 | 0.19302 | 0.19302 | 0.19302 | 0.19302 | 0.19302 | 0.19302 | 0.19302 | 0.19302 | 0.19302 | 0.19302 | 0.19302 | 0.19302 | 0.19302 | 0.19302 | 0.19302 | 0.19302 | 0.19302 | 0.19302 | 0.19302 | 0.19302 | 0.19302
F6_Commercial_College_New_Water Heating_Natural Gas_Water Heater_E3 | F6 | Commercial | College | New | Water Heating | Natural Gas | Water Heater | E3 | Utility - Value of Sales | 0.17553 | 0.17648 | 0.178 | 0.17766 | 0.17766 | 0.17766 | 0.17766 | 0.17766 | 0.17766 | 0.17766 | 0.17766 | 0.17766 | 0.17766 | 0.17766 | 0.17766 | 0.17766 | 0.17766 | 0.17766 | 0.17766 | 0.17766 | 0.17766 | 0.17766 | 0.17766 | 0.17766 | 0.17766 | 0.17766 | 0.17766 | 0.17766 | 0.17766 | 0.17766 | 0.17766 | 0.17766 | 0.17766
F6_Commercial_College_New_Water Heating_Natural Gas_Water Heater_E4 | F6 | Commercial | College | New | Water Heating | Natural Gas | Water Heater | E4 | Utility - Value of Sales | 0.16433 | 0.16521 | 0.16663 | 0.16632 | 0.16632 | 0.16632 | 0.16632 | 0.16632 | 0.16632 | 0.16632 | 0.16632 | 0.16632 | 0.16632 | 0.16632 | 0.16632 | 0.16632 | 0.16632 | 0.16632 | 0.16632 | 0.16632 | 0.16632 | 0.16632 | 0.16632 | 0.16632 | 0.16632 | 0.16632 | 0.16632 | 0.16632 | 0.16632 | 0.16632 | 0.16632 | 0.16632 | 0.16632
F6_Commercial_College_New_Water Heating_Natural Gas_Water Heater_E5 | F6 | Commercial | College | New | Water Heating | Natural Gas | Water Heater | E5 | Utility - Value of Sales | 0.1609 | 0.16177 | 0.16316 | 0.16286 | 0.16286 | 0.16286 | 0.16286 | 0.16286 | 0.16286 | 0.16286 | 0.16286 | 0.16286 | 0.16286 | 0.16286 | 0.16286 | 0.16286 | 0.16286 | 0.16286 | 0.16286 | 0.16286 | 0.16286 | 0.16286 | 0.16286 | 0.16286 | 0.16286 | 0.16286 | 0.16286 | 0.16286 | 0.16286 | 0.16286 | 0.16286 | 0.16286 | 0.16286
F6_Commercial_College_New_Water Heating_Natural Gas_Water Heater_E6 | F6 | Commercial | College | New | Water Heating | Natural Gas | Water Heater | E6 | Utility - Value of Sales | 0.15762 | 0.15847 | 0.15983 | 0.15953 | 0.15953 | 0.15953 | 0.15953 | 0.15953 | 0.15953 | 0.15953 | 0.15953 | 0.15953 | 0.15953 | 0.15953 | 0.15953 | 0.15953 | 0.15953 | 0.15953 | 0.15953 | 0.15953 | 0.15953 | 0.15953 | 0.15953 | 0.15953 | 0.15953 | 0.15953 | 0.15953 | 0.15953 | 0.15953 | 0.15953 | 0.15953 | 0.15953 | 0.15953
F6_Commercial_College_New_Water Heating_Natural Gas_Water Heater_E7 | F6 | Commercial | College | New | Water Heating | Natural Gas | Water Heater | E7 | Utility - Value of Sales | 0.10327 | 0.10369 | 0.10438 | 0.10423 | 0.10423 | 0.10423 | 0.10423 | 0.10423 | 0.10423 | 0.10423 | 0.10423 | 0.10423 | 0.10423 | 0.10423 | 0.10423 | 0.10423 | 0.10423 | 0.10423 | 0.10423 | 0.10423 | 0.10423 | 0.10423 | 0.10423 | 0.10423 | 0.10423 | 0.10423 | 0.10423 | 0.10423 | 0.10423 | 0.10423 | 0.10423 | 0.10423 | 0.10423
F6_Commercial_College_New_Water Heating_Natural Gas_Water Heater_E8 | F6 | Commercial | College | New | Water Heating | Natural Gas | Water Heater | E8 | Utility - Value of Sales | 0 | 0 | 0 | 0 | 0 | 0 | 0 | 0 | 0 | 0 | 0 | 0 | 0 | 0 | 0 | 0 | 0 | 0 | 0 | 0 | 0 | 0 | 0 | 0 | 0 | 0 | 0 | 0 | 0 | 0 | 0 | 0 | 0
F6_Commercial_College_New_Water Heating_Natural Gas_Water Heater_E9 | F6 | Commercial | College | New | Water Heating | Natural Gas | Water Heater | E9 | Utility - Value of Sales | 0 | 0 | 0 | 0 | 0 | 0 | 0 | 0 | 0 | 0 | 0 | 0 | 0 | 0 | 0 | 0 | 0 | 0 | 0 | 0 | 0 | 0 | 0 | 0 | 0 | 0 | 0 | 0 | 0 | 0 | 0 | 0 | 0
F6_Commercial_College_New_Water Heating_Natural Gas_Water Heater_E10 | F6 | Commercial | College | New | Water Heating | Natural Gas | Water Heater | E10 | Utility - Value of Sales | 0 | 0 | 0 | 0 | 0 | 0 | 0 | 0 | 0 | 0 | 0 | 0 | 0 | 0 | 0 | 0 | 0 | 0 | 0 | 0 | 0 | 0 | 0 | 0 | 0 | 0 | 0 | 0 | 0 | 0 | 0 | 0 | 0
F1_Commercial_College_New_Food Preparation_Natural Gas_Oven_E1 | F1 | Commercial | College | New | Food Preparation | Natural Gas | Oven | E1 | RVT - Cost of Equipment | 0.053305 | 0.053318 | 0.053584 | 0.053226 | 0.053013 | 0.053197 | 0.053716 | 0.054132 | 0.054642 | 0.055131 | 0.055618 | 0.056071 | 0.056557 | 0.057062 | 0.057546 | 0.05804 | 0.058539 | 0.059084 | 0.059648 | 0.060242 | 0.060819 | 0.061415 | 0.06196 | 0.062522 | 0.063017 | 0.063444 | 0.063833 | 0.064169 | 0.064432 | 0.064648 | 0.064765 | 0.064844 | 0.064844
F1_Commercial_College_New_Food Preparation_Natural Gas_Oven_E2 | F1 | Commercial | College | New | Food Preparation | Natural Gas | Oven | E2 | RVT - Cost of Equipment | 0.030524 | 0.030531 | 0.030684 | 0.030479 | 0.030357 | 0.030462 | 0.030759 | 0.030997 | 0.03129 | 0.03157 | 0.031848 | 0.032108 | 0.032386 | 0.032675 | 0.032952 | 0.033235 | 0.033521 | 0.033833 | 0.034156 | 0.034496 | 0.034827 | 0.035168 | 0.03548 | 0.035802 | 0.036085 | 0.03633 | 0.036553 | 0.036745 | 0.036896 | 0.037019 | 0.037086 | 0.037132 | 0.037132
F1_Commercial_College_New_Food Preparation_Natural Gas_Oven_E3 | F1 | Commercial | College | New | Food Preparation | Natural Gas | Oven | E3 | RVT - Cost of Equipment | 0 | 0 | 0 | 0 | 0 | 0 | 0 | 0 | 0 | 0 | 0 | 0 | 0 | 0 | 0 | 0 | 0 | 0 | 0 | 0 | 0 | 0 | 0 | 0 | 0 | 0 | 0 | 0 | 0 | 0 | 0 | 0 | 0
F1_Commercial_College_New_Food Preparation_Natural Gas_Oven_E4 | F1 | Commercial | College | New | Food Preparation | Natural Gas | Oven | E4 | RVT - Cost of Equipment | 0 | 0 | 0 | 0 | 0 | 0 | 0 | 0 | 0 | 0 | 0 | 0 | 0 | 0 | 0 | 0 | 0 | 0 | 0 | 0 | 0 | 0 | 0 | 0 | 0 | 0 | 0 | 0 | 0 | 0 | 0 | 0 | 0
F1_Commercial_College_New_Food Preparation_Natural Gas_Oven_E5 | F1 | Commercial | College | New | Food Preparation | Natural Gas | Oven | E5 | RVT - Cost of Equipment | 0 | 0 | 0 | 0 | 0 | 0 | 0 | 0 | 0 | 0 | 0 | 0 | 0 | 0 | 0 | 0 | 0 | 0 | 0 | 0 | 0 | 0 | 0 | 0 | 0 | 0 | 0 | 0 | 0 | 0 | 0 | 0 | 0
F1_Commercial_College_New_Food Preparation_Natural Gas_Oven_E6 | F1 | Commercial | College | New | Food Preparation | Natural Gas | Oven | E6 | RVT - Cost of Equipment | 0 | 0 | 0 | 0 | 0 | 0 | 0 | 0 | 0 | 0 | 0 | 0 | 0 | 0 | 0 | 0 | 0 | 0 | 0 | 0 | 0 | 0 | 0 | 0 | 0 | 0 | 0 | 0 | 0 | 0 | 0 | 0 | 0
F1_Commercial_College_New_Food Preparation_Natural Gas_Oven_E7 | F1 | Commercial | College | New | Food Preparation | Natural Gas | Oven | E7 | RVT - Cost of Equipment | 0 | 0 | 0 | 0 | 0 | 0 | 0 | 0 | 0 | 0 | 0 | 0 | 0 | 0 | 0 | 0 | 0 | 0 | 0 | 0 | 0 | 0 | 0 | 0 | 0 | 0 | 0 | 0 | 0 | 0 | 0 | 0 | 0
F1_Commercial_College_New_Food Preparation_Natural Gas_Oven_E8 | F1 | Commercial | College | New | Food Preparation | Natural Gas | Oven | E8 | RVT - Cost of Equipment | 0 | 0 | 0 | 0 | 0 | 0 | 0 | 0 | 0 | 0 | 0 | 0 | 0 | 0 | 0 | 0 | 0 | 0 | 0 | 0 | 0 | 0 | 0 | 0 | 0 | 0 | 0 | 0 | 0 | 0 | 0 | 0 | 0
F1_Commercial_College_New_Food Preparation_Natural Gas_Oven_E9 | F1 | Commercial | College | New | Food Preparation | Natural Gas | Oven | E9 | RVT - Cost of Equipment | 0 | 0 | 0 | 0 | 0 | 0 | 0 | 0 | 0 | 0 | 0 | 0 | 0 | 0 | 0 | 0 | 0 | 0 | 0 | 0 | 0 | 0 | 0 | 0 | 0 | 0 | 0 | 0 | 0 | 0 | 0 | 0 | 0
F1_Commercial_College_New_Food Preparation_Natural Gas_Oven_E10 | F1 | Commercial | College | New | Food Preparation | Natural Gas | Oven | E10 | RVT - Cost of Equipment | 0 | 0 | 0 | 0 | 0 | 0 | 0 | 0 | 0 | 0 | 0 | 0 | 0 | 0 | 0 | 0 | 0 | 0 | 0 | 0 | 0 | 0 | 0 | 0 | 0 | 0 | 0 | 0 | 0 | 0 | 0 | 0 | 0
F2_Commercial_College_New_Food Preparation_Natural Gas_Oven_E1 | F2 | Commercial | College | New | Food Preparation | Natural Gas | Oven | E1 | RVT - Cost of Operation | 0.063862 | 0.063878 | 0.064197 | 0.063768 | 0.063513 | 0.063733 | 0.064355 | 0.064853 | 0.065465 | 0.066051 | 0.066634 | 0.067177 | 0.067759 | 0.068364 | 0.068944 | 0.069535 | 0.070134 | 0.070786 | 0.071462 | 0.072174 | 0.072865 | 0.073579 | 0.074233 | 0.074905 | 0.075498 | 0.07601 | 0.076477 | 0.076879 | 0.077194 | 0.077452 | 0.077593 | 0.077687 | 0.077687
F2_Commercial_College_New_Food Preparation_Natural Gas_Oven_E2 | F2 | Commercial | College | New | Food Preparation | Natural Gas | Oven | E2 | RVT - Cost of Operation | 0.036569 | 0.036578 | 0.036761 | 0.036516 | 0.036369 | 0.036496 | 0.036851 | 0.037137 | 0.037487 | 0.037822 | 0.038156 | 0.038467 | 0.038801 | 0.039147 | 0.039479 | 0.039818 | 0.040161 | 0.040534 | 0.040921 | 0.041329 | 0.041725 | 0.042134 | 0.042508 | 0.042893 | 0.043232 | 0.043526 | 0.043793 | 0.044023 | 0.044203 | 0.044351 | 0.044432 | 0.044486 | 0.044486
F2_Commercial_College_New_Food Preparation_Natural Gas_Oven_E3 | F2 | Commercial | College | New | Food Preparation | Natural Gas | Oven | E3 | RVT - Cost of Operation | 0 | 0 | 0 | 0 | 0 | 0 | 0 | 0 | 0 | 0 | 0 | 0 | 0 | 0 | 0 | 0 | 0 | 0 | 0 | 0 | 0 | 0 | 0 | 0 | 0 | 0 | 0 | 0 | 0 | 0 | 0 | 0 | 0
F2_Commercial_College_New_Food Preparation_Natural Gas_Oven_E4 | F2 | Commercial | College | New | Food Preparation | Natural Gas | Oven | E4 | RVT - Cost of Operation | 0 | 0 | 0 | 0 | 0 | 0 | 0 | 0 | 0 | 0 | 0 | 0 | 0 | 0 | 0 | 0 | 0 | 0 | 0 | 0 | 0 | 0 | 0 | 0 | 0 | 0 | 0 | 0 | 0 | 0 | 0 | 0 | 0
F2_Commercial_College_New_Food Preparation_Natural Gas_Oven_E5 | F2 | Commercial | College | New | Food Preparation | Natural Gas | Oven | E5 | RVT - Cost of Operation | 0 | 0 | 0 | 0 | 0 | 0 | 0 | 0 | 0 | 0 | 0 | 0 | 0 | 0 | 0 | 0 | 0 | 0 | 0 | 0 | 0 | 0 | 0 | 0 | 0 | 0 | 0 | 0 | 0 | 0 | 0 | 0 | 0
F2_Commercial_College_New_Food Preparation_Natural Gas_Oven_E6 | F2 | Commercial | College | New | Food Preparation | Natural Gas | Oven | E6 | RVT - Cost of Operation | 0 | 0 | 0 | 0 | 0 | 0 | 0 | 0 | 0 | 0 | 0 | 0 | 0 | 0 | 0 | 0 | 0 | 0 | 0 | 0 | 0 | 0 | 0 | 0 | 0 | 0 | 0 | 0 | 0 | 0 | 0 | 0 | 0
F2_Commercial_College_New_Food Preparation_Natural Gas_Oven_E7 | F2 | Commercial | College | New | Food Preparation | Natural Gas | Oven | E7 | RVT - Cost of Operation | 0 | 0 | 0 | 0 | 0 | 0 | 0 | 0 | 0 | 0 | 0 | 0 | 0 | 0 | 0 | 0 | 0 | 0 | 0 | 0 | 0 | 0 | 0 | 0 | 0 | 0 | 0 | 0 | 0 | 0 | 0 | 0 | 0
F2_Commercial_College_New_Food Preparation_Natural Gas_Oven_E8 | F2 | Commercial | College | New | Food Preparation | Natural Gas | Oven | E8 | RVT - Cost of Operation | 0 | 0 | 0 | 0 | 0 | 0 | 0 | 0 | 0 | 0 | 0 | 0 | 0 | 0 | 0 | 0 | 0 | 0 | 0 | 0 | 0 | 0 | 0 | 0 | 0 | 0 | 0 | 0 | 0 | 0 | 0 | 0 | 0
F2_Commercial_College_New_Food Preparation_Natural Gas_Oven_E9 | F2 | Commercial | College | New | Food Preparation | Natural Gas | Oven | E9 | RVT - Cost of Operation | 0 | 0 | 0 | 0 | 0 | 0 | 0 | 0 | 0 | 0 | 0 | 0 | 0 | 0 | 0 | 0 | 0 | 0 | 0 | 0 | 0 | 0 | 0 | 0 | 0 | 0 | 0 | 0 | 0 | 0 | 0 | 0 | 0
F2_Commercial_College_New_Food Preparation_Natural Gas_Oven_E10 | F2 | Commercial | College | New | Food Preparation | Natural Gas | Oven | E10 | RVT - Cost of Operation | 0 | 0 | 0 | 0 | 0 | 0 | 0 | 0 | 0 | 0 | 0 | 0 | 0 | 0 | 0 | 0 | 0 | 0 | 0 | 0 | 0 | 0 | 0 | 0 | 0 | 0 | 0 | 0 | 0 | 0 | 0 | 0 | 0
F3_Commercial_College_New_Food Preparation_Natural Gas_Oven_E1 | F3 | Commercial | College | New | Food Preparation | Natural Gas | Oven | E1 | System - kBTUs of Consumption | 0.089405 | 0.089405 | 0.089405 | 0.089405 | 0.089405 | 0.089405 | 0.089405 | 0.089405 | 0.089405 | 0.089405 | 0.089405 | 0.089405 | 0.089405 | 0.089405 | 0.089405 | 0.089405 | 0.089405 | 0.089405 | 0.089405 | 0.089405 | 0.089405 | 0.089405 | 0.089405 | 0.089405 | 0.089405 | 0.089405 | 0.089405 | 0.089405 | 0.089405 | 0.089405 | 0.089405 | 0.089405 | 0.089405
F3_Commercial_College_New_Food Preparation_Natural Gas_Oven_E2 | F3 | Commercial | College | New | Food Preparation | Natural Gas | Oven | E2 | System - kBTUs of Consumption | 0.093162 | 0.093162 | 0.093162 | 0.093162 | 0.093162 | 0.093162 | 0.093162 | 0.093162 | 0.093162 | 0.093162 | 0.093162 | 0.093162 | 0.093162 | 0.093162 | 0.093162 | 0.093162 | 0.093162 | 0.093162 | 0.093162 | 0.093162 | 0.093162 | 0.093162 | 0.093162 | 0.093162 | 0.093162 | 0.093162 | 0.093162 | 0.093162 | 0.093162 | 0.093162 | 0.093162 | 0.093162 | 0.093162
F3_Commercial_College_New_Food Preparation_Natural Gas_Oven_E3 | F3 | Commercial | College | New | Food Preparation | Natural Gas | Oven | E3 | System - kBTUs of Consumption | 0 | 0 | 0 | 0 | 0 | 0 | 0 | 0 | 0 | 0 | 0 | 0 | 0 | 0 | 0 | 0 | 0 | 0 | 0 | 0 | 0 | 0 | 0 | 0 | 0 | 0 | 0 | 0 | 0 | 0 | 0 | 0 | 0
F3_Commercial_College_New_Food Preparation_Natural Gas_Oven_E4 | F3 | Commercial | College | New | Food Preparation | Natural Gas | Oven | E4 | System - kBTUs of Consumption | 0 | 0 | 0 | 0 | 0 | 0 | 0 | 0 | 0 | 0 | 0 | 0 | 0 | 0 | 0 | 0 | 0 | 0 | 0 | 0 | 0 | 0 | 0 | 0 | 0 | 0 | 0 | 0 | 0 | 0 | 0 | 0 | 0
F3_Commercial_College_New_Food Preparation_Natural Gas_Oven_E5 | F3 | Commercial | College | New | Food Preparation | Natural Gas | Oven | E5 | System - kBTUs of Consumption | 0 | 0 | 0 | 0 | 0 | 0 | 0 | 0 | 0 | 0 | 0 | 0 | 0 | 0 | 0 | 0 | 0 | 0 | 0 | 0 | 0 | 0 | 0 | 0 | 0 | 0 | 0 | 0 | 0 | 0 | 0 | 0 | 0
F3_Commercial_College_New_Food Preparation_Natural Gas_Oven_E6 | F3 | Commercial | College | New | Food Preparation | Natural Gas | Oven | E6 | System - kBTUs of Consumption | 0 | 0 | 0 | 0 | 0 | 0 | 0 | 0 | 0 | 0 | 0 | 0 | 0 | 0 | 0 | 0 | 0 | 0 | 0 | 0 | 0 | 0 | 0 | 0 | 0 | 0 | 0 | 0 | 0 | 0 | 0 | 0 | 0
F3_Commercial_College_New_Food Preparation_Natural Gas_Oven_E7 | F3 | Commercial | College | New | Food Preparation | Natural Gas | Oven | E7 | System - kBTUs of Consumption | 0 | 0 | 0 | 0 | 0 | 0 | 0 | 0 | 0 | 0 | 0 | 0 | 0 | 0 | 0 | 0 | 0 | 0 | 0 | 0 | 0 | 0 | 0 | 0 | 0 | 0 | 0 | 0 | 0 | 0 | 0 | 0 | 0
F3_Commercial_College_New_Food Preparation_Natural Gas_Oven_E8 | F3 | Commercial | College | New | Food Preparation | Natural Gas | Oven | E8 | System - kBTUs of Consumption | 0 | 0 | 0 | 0 | 0 | 0 | 0 | 0 | 0 | 0 | 0 | 0 | 0 | 0 | 0 | 0 | 0 | 0 | 0 | 0 | 0 | 0 | 0 | 0 | 0 | 0 | 0 | 0 | 0 | 0 | 0 | 0 | 0
F3_Commercial_College_New_Food Preparation_Natural Gas_Oven_E9 | F3 | Commercial | College | New | Food Preparation | Natural Gas | Oven | E9 | System - kBTUs of Consumption | 0 | 0 | 0 | 0 | 0 | 0 | 0 | 0 | 0 | 0 | 0 | 0 | 0 | 0 | 0 | 0 | 0 | 0 | 0 | 0 | 0 | 0 | 0 | 0 | 0 | 0 | 0 | 0 | 0 | 0 | 0 | 0 | 0
F3_Commercial_College_New_Food Preparation_Natural Gas_Oven_E10 | F3 | Commercial | College | New | Food Preparation | Natural Gas | Oven | E10 | System - kBTUs of Consumption | 0 | 0 | 0 | 0 | 0 | 0 | 0 | 0 | 0 | 0 | 0 | 0 | 0 | 0 | 0 | 0 | 0 | 0 | 0 | 0 | 0 | 0 | 0 | 0 | 0 | 0 | 0 | 0 | 0 | 0 | 0 | 0 | 0
F4_Commercial_College_New_Food Preparation_Natural Gas_Oven_E1 | F4 | Commercial | College | New | Food Preparation | Natural Gas | Oven | E1 | Utility - Cost of Equipment | 0.063862 | 0.063878 | 0.064197 | 0.063768 | 0.063513 | 0.063733 | 0.064355 | 0.064853 | 0.065465 | 0.066051 | 0.066634 | 0.067177 | 0.067759 | 0.068364 | 0.068944 | 0.069535 | 0.070134 | 0.070786 | 0.071462 | 0.072174 | 0.072865 | 0.073579 | 0.074233 | 0.074905 | 0.075498 | 0.07601 | 0.076477 | 0.076879 | 0.077194 | 0.077452 | 0.077593 | 0.077687 | 0.077687
F4_Commercial_College_New_Food Preparation_Natural Gas_Oven_E2 | F4 | Commercial | College | New | Food Preparation | Natural Gas | Oven | E2 | Utility - Cost of Equipment | 0.036569 | 0.036578 | 0.036761 | 0.036516 | 0.036369 | 0.036496 | 0.036851 | 0.037137 | 0.037487 | 0.037822 | 0.038156 | 0.038467 | 0.038801 | 0.039147 | 0.039479 | 0.039818 | 0.040161 | 0.040534 | 0.040921 | 0.041329 | 0.041725 | 0.042134 | 0.042508 | 0.042893 | 0.043232 | 0.043526 | 0.043793 | 0.044023 | 0.044203 | 0.044351 | 0.044432 | 0.044486 | 0.044486
F4_Commercial_College_New_Food Preparation_Natural Gas_Oven_E3 | F4 | Commercial | College | New | Food Preparation | Natural Gas | Oven | E3 | Utility - Cost of Equipment | 0 | 0 | 0 | 0 | 0 | 0 | 0 | 0 | 0 | 0 | 0 | 0 | 0 | 0 | 0 | 0 | 0 | 0 | 0 | 0 | 0 | 0 | 0 | 0 | 0 | 0 | 0 | 0 | 0 | 0 | 0 | 0 | 0
F4_Commercial_College_New_Food Preparation_Natural Gas_Oven_E4 | F4 | Commercial | College | New | Food Preparation | Natural Gas | Oven | E4 | Utility - Cost of Equipment | 0 | 0 | 0 | 0 | 0 | 0 | 0 | 0 | 0 | 0 | 0 | 0 | 0 | 0 | 0 | 0 | 0 | 0 | 0 | 0 | 0 | 0 | 0 | 0 | 0 | 0 | 0 | 0 | 0 | 0 | 0 | 0 | 0
F4_Commercial_College_New_Food Preparation_Natural Gas_Oven_E5 | F4 | Commercial | College | New | Food Preparation | Natural Gas | Oven | E5 | Utility - Cost of Equipment | 0 | 0 | 0 | 0 | 0 | 0 | 0 | 0 | 0 | 0 | 0 | 0 | 0 | 0 | 0 | 0 | 0 | 0 | 0 | 0 | 0 | 0 | 0 | 0 | 0 | 0 | 0 | 0 | 0 | 0 | 0 | 0 | 0
F4_Commercial_College_New_Food Preparation_Natural Gas_Oven_E6 | F4 | Commercial | College | New | Food Preparation | Natural Gas | Oven | E6 | Utility - Cost of Equipment | 0 | 0 | 0 | 0 | 0 | 0 | 0 | 0 | 0 | 0 | 0 | 0 | 0 | 0 | 0 | 0 | 0 | 0 | 0 | 0 | 0 | 0 | 0 | 0 | 0 | 0 | 0 | 0 | 0 | 0 | 0 | 0 | 0
F4_Commercial_College_New_Food Preparation_Natural Gas_Oven_E7 | F4 | Commercial | College | New | Food Preparation | Natural Gas | Oven | E7 | Utility - Cost of Equipment | 0 | 0 | 0 | 0 | 0 | 0 | 0 | 0 | 0 | 0 | 0 | 0 | 0 | 0 | 0 | 0 | 0 | 0 | 0 | 0 | 0 | 0 | 0 | 0 | 0 | 0 | 0 | 0 | 0 | 0 | 0 | 0 | 0
F4_Commercial_College_New_Food Preparation_Natural Gas_Oven_E8 | F4 | Commercial | College | New | Food Preparation | Natural Gas | Oven | E8 | Utility - Cost of Equipment | 0 | 0 | 0 | 0 | 0 | 0 | 0 | 0 | 0 | 0 | 0 | 0 | 0 | 0 | 0 | 0 | 0 | 0 | 0 | 0 | 0 | 0 | 0 | 0 | 0 | 0 | 0 | 0 | 0 | 0 | 0 | 0 | 0
F4_Commercial_College_New_Food Preparation_Natural Gas_Oven_E9 | F4 | Commercial | College | New | Food Preparation | Natural Gas | Oven | E9 | Utility - Cost of Equipment | 0 | 0 | 0 | 0 | 0 | 0 | 0 | 0 | 0 | 0 | 0 | 0 | 0 | 0 | 0 | 0 | 0 | 0 | 0 | 0 | 0 | 0 | 0 | 0 | 0 | 0 | 0 | 0 | 0 | 0 | 0 | 0 | 0
F4_Commercial_College_New_Food Preparation_Natural Gas_Oven_E10 | F4 | Commercial | College | New | Food Preparation | Natural Gas | Oven | E10 | Utility - Cost of Equipment | 0 | 0 | 0 | 0 | 0 | 0 | 0 | 0 | 0 | 0 | 0 | 0 | 0 | 0 | 0 | 0 | 0 | 0 | 0 | 0 | 0 | 0 | 0 | 0 | 0 | 0 | 0 | 0 | 0 | 0 | 0 | 0 | 0
F5_Commercial_College_New_Food Preparation_Natural Gas_Oven_E1 | F5 | Commercial | College | New | Food Preparation | Natural Gas | Oven | E1 | Utility - Cost of Operation | 0.089405 | 0.089405 | 0.089405 | 0.089405 | 0.089405 | 0.089405 | 0.089405 | 0.089405 | 0.089405 | 0.089405 | 0.089405 | 0.089405 | 0.089405 | 0.089405 | 0.089405 | 0.089405 | 0.089405 | 0.089405 | 0.089405 | 0.089405 | 0.089405 | 0.089405 | 0.089405 | 0.089405 | 0.089405 | 0.089405 | 0.089405 | 0.089405 | 0.089405 | 0.089405 | 0.089405 | 0.089405 | 0.089405
F5_Commercial_College_New_Food Preparation_Natural Gas_Oven_E2 | F5 | Commercial | College | New | Food Preparation | Natural Gas | Oven | E2 | Utility - Cost of Operation | 0.093162 | 0.093162 | 0.093162 | 0.093162 | 0.093162 | 0.093162 | 0.093162 | 0.093162 | 0.093162 | 0.093162 | 0.093162 | 0.093162 | 0.093162 | 0.093162 | 0.093162 | 0.093162 | 0.093162 | 0.093162 | 0.093162 | 0.093162 | 0.093162 | 0.093162 | 0.093162 | 0.093162 | 0.093162 | 0.093162 | 0.093162 | 0.093162 | 0.093162 | 0.093162 | 0.093162 | 0.093162 | 0.093162
F5_Commercial_College_New_Food Preparation_Natural Gas_Oven_E3 | F5 | Commercial | College | New | Food Preparation | Natural Gas | Oven | E3 | Utility - Cost of Operation | 0 | 0 | 0 | 0 | 0 | 0 | 0 | 0 | 0 | 0 | 0 | 0 | 0 | 0 | 0 | 0 | 0 | 0 | 0 | 0 | 0 | 0 | 0 | 0 | 0 | 0 | 0 | 0 | 0 | 0 | 0 | 0 | 0
F5_Commercial_College_New_Food Preparation_Natural Gas_Oven_E4 | F5 | Commercial | College | New | Food Preparation | Natural Gas | Oven | E4 | Utility - Cost of Operation | 0 | 0 | 0 | 0 | 0 | 0 | 0 | 0 | 0 | 0 | 0 | 0 | 0 | 0 | 0 | 0 | 0 | 0 | 0 | 0 | 0 | 0 | 0 | 0 | 0 | 0 | 0 | 0 | 0 | 0 | 0 | 0 | 0
F5_Commercial_College_New_Food Preparation_Natural Gas_Oven_E5 | F5 | Commercial | College | New | Food Preparation | Natural Gas | Oven | E5 | Utility - Cost of Operation | 0 | 0 | 0 | 0 | 0 | 0 | 0 | 0 | 0 | 0 | 0 | 0 | 0 | 0 | 0 | 0 | 0 | 0 | 0 | 0 | 0 | 0 | 0 | 0 | 0 | 0 | 0 | 0 | 0 | 0 | 0 | 0 | 0
F5_Commercial_College_New_Food Preparation_Natural Gas_Oven_E6 | F5 | Commercial | College | New | Food Preparation | Natural Gas | Oven | E6 | Utility - Cost of Operation | 0 | 0 | 0 | 0 | 0 | 0 | 0 | 0 | 0 | 0 | 0 | 0 | 0 | 0 | 0 | 0 | 0 | 0 | 0 | 0 | 0 | 0 | 0 | 0 | 0 | 0 | 0 | 0 | 0 | 0 | 0 | 0 | 0
F5_Commercial_College_New_Food Preparation_Natural Gas_Oven_E7 | F5 | Commercial | College | New | Food Preparation | Natural Gas | Oven | E7 | Utility - Cost of Operation | 0 | 0 | 0 | 0 | 0 | 0 | 0 | 0 | 0 | 0 | 0 | 0 | 0 | 0 | 0 | 0 | 0 | 0 | 0 | 0 | 0 | 0 | 0 | 0 | 0 | 0 | 0 | 0 | 0 | 0 | 0 | 0 | 0
F5_Commercial_College_New_Food Preparation_Natural Gas_Oven_E8 | F5 | Commercial | College | New | Food Preparation | Natural Gas | Oven | E8 | Utility - Cost of Operation | 0 | 0 | 0 | 0 | 0 | 0 | 0 | 0 | 0 | 0 | 0 | 0 | 0 | 0 | 0 | 0 | 0 | 0 | 0 | 0 | 0 | 0 | 0 | 0 | 0 | 0 | 0 | 0 | 0 | 0 | 0 | 0 | 0
F5_Commercial_College_New_Food Preparation_Natural Gas_Oven_E9 | F5 | Commercial | College | New | Food Preparation | Natural Gas | Oven | E9 | Utility - Cost of Operation | 0 | 0 | 0 | 0 | 0 | 0 | 0 | 0 | 0 | 0 | 0 | 0 | 0 | 0 | 0 | 0 | 0 | 0 | 0 | 0 | 0 | 0 | 0 | 0 | 0 | 0 | 0 | 0 | 0 | 0 | 0 | 0 | 0
F5_Commercial_College_New_Food Preparation_Natural Gas_Oven_E10 | F5 | Commercial | College | New | Food Preparation | Natural Gas | Oven | E10 | Utility - Cost of Operation | 0 | 0 | 0 | 0 | 0 | 0 | 0 | 0 | 0 | 0 | 0 | 0 | 0 | 0 | 0 | 0 | 0 | 0 | 0 | 0 | 0 | 0 | 0 | 0 | 0 | 0 | 0 | 0 | 0 | 0 | 0 | 0 | 0
F6_Commercial_College_New_Food Preparation_Natural Gas_Oven_E1 | F6 | Commercial | College | New | Food Preparation | Natural Gas | Oven | E1 | Utility - Value of Sales | 0.033829 | 0.034002 | 0.034281 | 0.03422 | 0.03422 | 0.03422 | 0.03422 | 0.03422 | 0.03422 | 0.03422 | 0.03422 | 0.03422 | 0.03422 | 0.03422 | 0.03422 | 0.03422 | 0.03422 | 0.03422 | 0.03422 | 0.03422 | 0.03422 | 0.03422 | 0.03422 | 0.03422 | 0.03422 | 0.03422 | 0.03422 | 0.03422 | 0.03422 | 0.03422 | 0.03422 | 0.03422 | 0.03422
F6_Commercial_College_New_Food Preparation_Natural Gas_Oven_E2 | F6 | Commercial | College | New | Food Preparation | Natural Gas | Oven | E2 | Utility - Value of Sales | 0.019371 | 0.019471 | 0.01963 | 0.019595 | 0.019595 | 0.019595 | 0.019595 | 0.019595 | 0.019595 | 0.019595 | 0.019595 | 0.019595 | 0.019595 | 0.019595 | 0.019595 | 0.019595 | 0.019595 | 0.019595 | 0.019595 | 0.019595 | 0.019595 | 0.019595 | 0.019595 | 0.019595 | 0.019595 | 0.019595 | 0.019595 | 0.019595 | 0.019595 | 0.019595 | 0.019595 | 0.019595 | 0.019595
F6_Commercial_College_New_Food Preparation_Natural Gas_Oven_E3 | F6 | Commercial | College | New | Food Preparation | Natural Gas | Oven | E3 | Utility - Value of Sales | 0 | 0 | 0 | 0 | 0 | 0 | 0 | 0 | 0 | 0 | 0 | 0 | 0 | 0 | 0 | 0 | 0 | 0 | 0 | 0 | 0 | 0 | 0 | 0 | 0 | 0 | 0 | 0 | 0 | 0 | 0 | 0 | 0
F6_Commercial_College_New_Food Preparation_Natural Gas_Oven_E4 | F6 | Commercial | College | New | Food Preparation | Natural Gas | Oven | E4 | Utility - Value of Sales | 0 | 0 | 0 | 0 | 0 | 0 | 0 | 0 | 0 | 0 | 0 | 0 | 0 | 0 | 0 | 0 | 0 | 0 | 0 | 0 | 0 | 0 | 0 | 0 | 0 | 0 | 0 | 0 | 0 | 0 | 0 | 0 | 0
F6_Commercial_College_New_Food Preparation_Natural Gas_Oven_E5 | F6 | Commercial | College | New | Food Preparation | Natural Gas | Oven | E5 | Utility - Value of Sales | 0 | 0 | 0 | 0 | 0 | 0 | 0 | 0 | 0 | 0 | 0 | 0 | 0 | 0 | 0 | 0 | 0 | 0 | 0 | 0 | 0 | 0 | 0 | 0 | 0 | 0 | 0 | 0 | 0 | 0 | 0 | 0 | 0
F6_Commercial_College_New_Food Preparation_Natural Gas_Oven_E6 | F6 | Commercial | College | New | Food Preparation | Natural Gas | Oven | E6 | Utility - Value of Sales | 0 | 0 | 0 | 0 | 0 | 0 | 0 | 0 | 0 | 0 | 0 | 0 | 0 | 0 | 0 | 0 | 0 | 0 | 0 | 0 | 0 | 0 | 0 | 0 | 0 | 0 | 0 | 0 | 0 | 0 | 0 | 0 | 0
F6_Commercial_College_New_Food Preparation_Natural Gas_Oven_E7 | F6 | Commercial | College | New | Food Preparation | Natural Gas | Oven | E7 | Utility - Value of Sales | 0 | 0 | 0 | 0 | 0 | 0 | 0 | 0 | 0 | 0 | 0 | 0 | 0 | 0 | 0 | 0 | 0 | 0 | 0 | 0 | 0 | 0 | 0 | 0 | 0 | 0 | 0 | 0 | 0 | 0 | 0 | 0 | 0
F6_Commercial_College_New_Food Preparation_Natural Gas_Oven_E8 | F6 | Commercial | College | New | Food Preparation | Natural Gas | Oven | E8 | Utility - Value of Sales | 0 | 0 | 0 | 0 | 0 | 0 | 0 | 0 | 0 | 0 | 0 | 0 | 0 | 0 | 0 | 0 | 0 | 0 | 0 | 0 | 0 | 0 | 0 | 0 | 0 | 0 | 0 | 0 | 0 | 0 | 0 | 0 | 0
F6_Commercial_College_New_Food Preparation_Natural Gas_Oven_E9 | F6 | Commercial | College | New | Food Preparation | Natural Gas | Oven | E9 | Utility - Value of Sales | 0 | 0 | 0 | 0 | 0 | 0 | 0 | 0 | 0 | 0 | 0 | 0 | 0 | 0 | 0 | 0 | 0 | 0 | 0 | 0 | 0 | 0 | 0 | 0 | 0 | 0 | 0 | 0 | 0 | 0 | 0 | 0 | 0
F6_Commercial_College_New_Food Preparation_Natural Gas_Oven_E10 | F6 | Commercial | College | New | Food Preparation | Natural Gas | Oven | E10 | Utility - Value of Sales | 0 | 0 | 0 | 0 | 0 | 0 | 0 | 0 | 0 | 0 | 0 | 0 | 0 | 0 | 0 | 0 | 0 | 0 | 0 | 0 | 0 | 0 | 0 | 0 | 0 | 0 | 0 | 0 | 0 | 0 | 0 | 0 | 0
F1_Commercial_College_New_Food Preparation_Natural Gas_Conveyor Oven_E1 | F1 | Commercial | College | New | Food Preparation | Natural Gas | Conveyor Oven | E1 | RVT - Cost of Equipment | 0.080402 | 0.080643 | 0.081131 | 0.080981 | 0.080982 | 0.081394 | 0.082154 | 0.082821 | 0.083595 | 0.08436 | 0.085134 | 0.085881 | 0.086663 | 0.087471 | 0.088251 | 0.089031 | 0.089788 | 0.090556 | 0.091302 | 0.092032 | 0.092704 | 0.093363 | 0.093943 | 0.094524 | 0.095028 | 0.095463 | 0.095859 | 0.0962 | 0.096468 | 0.096687 | 0.096807 | 0.096887 | 0.096887
F1_Commercial_College_New_Food Preparation_Natural Gas_Conveyor Oven_E2 | F1 | Commercial | College | New | Food Preparation | Natural Gas | Conveyor Oven | E2 | RVT - Cost of Equipment | 0.061118 | 0.061301 | 0.061672 | 0.061558 | 0.061559 | 0.061872 | 0.06245 | 0.062957 | 0.063545 | 0.064127 | 0.064715 | 0.065283 | 0.065877 | 0.066492 | 0.067084 | 0.067677 | 0.068253 | 0.068836 | 0.069404 | 0.069958 | 0.070469 | 0.07097 | 0.071411 | 0.071853 | 0.072236 | 0.072566 | 0.072868 | 0.073127 | 0.073331 | 0.073497 | 0.073588 | 0.073649 | 0.073649
F1_Commercial_College_New_Food Preparation_Natural Gas_Conveyor Oven_E3 | F1 | Commercial | College | New | Food Preparation | Natural Gas | Conveyor Oven | E3 | RVT - Cost of Equipment | 0 | 0 | 0 | 0 | 0 | 0 | 0 | 0 | 0 | 0 | 0 | 0 | 0 | 0 | 0 | 0 | 0 | 0 | 0 | 0 | 0 | 0 | 0 | 0 | 0 | 0 | 0 | 0 | 0 | 0 | 0 | 0 | 0
F1_Commercial_College_New_Food Preparation_Natural Gas_Conveyor Oven_E4 | F1 | Commercial | College | New | Food Preparation | Natural Gas | Conveyor Oven | E4 | RVT - Cost of Equipment | 0 | 0 | 0 | 0 | 0 | 0 | 0 | 0 | 0 | 0 | 0 | 0 | 0 | 0 | 0 | 0 | 0 | 0 | 0 | 0 | 0 | 0 | 0 | 0 | 0 | 0 | 0 | 0 | 0 | 0 | 0 | 0 | 0
F1_Commercial_College_New_Food Preparation_Natural Gas_Conveyor Oven_E5 | F1 | Commercial | College | New | Food Preparation | Natural Gas | Conveyor Oven | E5 | RVT - Cost of Equipment | 0 | 0 | 0 | 0 | 0 | 0 | 0 | 0 | 0 | 0 | 0 | 0 | 0 | 0 | 0 | 0 | 0 | 0 | 0 | 0 | 0 | 0 | 0 | 0 | 0 | 0 | 0 | 0 | 0 | 0 | 0 | 0 | 0
F1_Commercial_College_New_Food Preparation_Natural Gas_Conveyor Oven_E6 | F1 | Commercial | College | New | Food Preparation | Natural Gas | Conveyor Oven | E6 | RVT - Cost of Equipment | 0 | 0 | 0 | 0 | 0 | 0 | 0 | 0 | 0 | 0 | 0 | 0 | 0 | 0 | 0 | 0 | 0 | 0 | 0 | 0 | 0 | 0 | 0 | 0 | 0 | 0 | 0 | 0 | 0 | 0 | 0 | 0 | 0
F1_Commercial_College_New_Food Preparation_Natural Gas_Conveyor Oven_E7 | F1 | Commercial | College | New | Food Preparation | Natural Gas | Conveyor Oven | E7 | RVT - Cost of Equipment | 0 | 0 | 0 | 0 | 0 | 0 | 0 | 0 | 0 | 0 | 0 | 0 | 0 | 0 | 0 | 0 | 0 | 0 | 0 | 0 | 0 | 0 | 0 | 0 | 0 | 0 | 0 | 0 | 0 | 0 | 0 | 0 | 0
F1_Commercial_College_New_Food Preparation_Natural Gas_Conveyor Oven_E8 | F1 | Commercial | College | New | Food Preparation | Natural Gas | Conveyor Oven | E8 | RVT - Cost of Equipment | 0 | 0 | 0 | 0 | 0 | 0 | 0 | 0 | 0 | 0 | 0 | 0 | 0 | 0 | 0 | 0 | 0 | 0 | 0 | 0 | 0 | 0 | 0 | 0 | 0 | 0 | 0 | 0 | 0 | 0 | 0 | 0 | 0
F1_Commercial_College_New_Food Preparation_Natural Gas_Conveyor Oven_E9 | F1 | Commercial | College | New | Food Preparation | Natural Gas | Conveyor Oven | E9 | RVT - Cost of Equipment | 0 | 0 | 0 | 0 | 0 | 0 | 0 | 0 | 0 | 0 | 0 | 0 | 0 | 0 | 0 | 0 | 0 | 0 | 0 | 0 | 0 | 0 | 0 | 0 | 0 | 0 | 0 | 0 | 0 | 0 | 0 | 0 | 0
F1_Commercial_College_New_Food Preparation_Natural Gas_Conveyor Oven_E10 | F1 | Commercial | College | New | Food Preparation | Natural Gas | Conveyor Oven | E10 | RVT - Cost of Equipment | 0 | 0 | 0 | 0 | 0 | 0 | 0 | 0 | 0 | 0 | 0 | 0 | 0 | 0 | 0 | 0 | 0 | 0 | 0 | 0 | 0 | 0 | 0 | 0 | 0 | 0 | 0 | 0 | 0 | 0 | 0 | 0 | 0
F2_Commercial_College_New_Food Preparation_Natural Gas_Conveyor Oven_E1 | F2 | Commercial | College | New | Food Preparation | Natural Gas | Conveyor Oven | E1 | RVT - Cost of Operation | 0.096327 | 0.096615 | 0.0972 | 0.097021 | 0.097022 | 0.097516 | 0.098426 | 0.099225 | 0.10015 | 0.10107 | 0.102 | 0.10289 | 0.10383 | 0.1048 | 0.10573 | 0.10666 | 0.10757 | 0.10849 | 0.10939 | 0.11026 | 0.11107 | 0.11185 | 0.11255 | 0.11325 | 0.11385 | 0.11437 | 0.11485 | 0.11525 | 0.11557 | 0.11584 | 0.11598 | 0.11608 | 0.11608
F2_Commercial_College_New_Food Preparation_Natural Gas_Conveyor Oven_E2 | F2 | Commercial | College | New | Food Preparation | Natural Gas | Conveyor Oven | E2 | RVT - Cost of Operation | 0.073224 | 0.073442 | 0.073887 | 0.073751 | 0.073752 | 0.074127 | 0.074819 | 0.075427 | 0.076131 | 0.076828 | 0.077533 | 0.078213 | 0.078925 | 0.079662 | 0.080372 | 0.081082 | 0.081771 | 0.08247 | 0.08315 | 0.083815 | 0.084427 | 0.085027 | 0.085555 | 0.086084 | 0.086543 | 0.086939 | 0.0873 | 0.087611 | 0.087855 | 0.088055 | 0.088164 | 0.088237 | 0.088237
F2_Commercial_College_New_Food Preparation_Natural Gas_Conveyor Oven_E3 | F2 | Commercial | College | New | Food Preparation | Natural Gas | Conveyor Oven | E3 | RVT - Cost of Operation | 0 | 0 | 0 | 0 | 0 | 0 | 0 | 0 | 0 | 0 | 0 | 0 | 0 | 0 | 0 | 0 | 0 | 0 | 0 | 0 | 0 | 0 | 0 | 0 | 0 | 0 | 0 | 0 | 0 | 0 | 0 | 0 | 0
F2_Commercial_College_New_Food Preparation_Natural Gas_Conveyor Oven_E4 | F2 | Commercial | College | New | Food Preparation | Natural Gas | Conveyor Oven | E4 | RVT - Cost of Operation | 0 | 0 | 0 | 0 | 0 | 0 | 0 | 0 | 0 | 0 | 0 | 0 | 0 | 0 | 0 | 0 | 0 | 0 | 0 | 0 | 0 | 0 | 0 | 0 | 0 | 0 | 0 | 0 | 0 | 0 | 0 | 0 | 0
F2_Commercial_College_New_Food Preparation_Natural Gas_Conveyor Oven_E5 | F2 | Commercial | College | New | Food Preparation | Natural Gas | Conveyor Oven | E5 | RVT - Cost of Operation | 0 | 0 | 0 | 0 | 0 | 0 | 0 | 0 | 0 | 0 | 0 | 0 | 0 | 0 | 0 | 0 | 0 | 0 | 0 | 0 | 0 | 0 | 0 | 0 | 0 | 0 | 0 | 0 | 0 | 0 | 0 | 0 | 0
F2_Commercial_College_New_Food Preparation_Natural Gas_Conveyor Oven_E6 | F2 | Commercial | College | New | Food Preparation | Natural Gas | Conveyor Oven | E6 | RVT - Cost of Operation | 0 | 0 | 0 | 0 | 0 | 0 | 0 | 0 | 0 | 0 | 0 | 0 | 0 | 0 | 0 | 0 | 0 | 0 | 0 | 0 | 0 | 0 | 0 | 0 | 0 | 0 | 0 | 0 | 0 | 0 | 0 | 0 | 0
F2_Commercial_College_New_Food Preparation_Natural Gas_Conveyor Oven_E7 | F2 | Commercial | College | New | Food Preparation | Natural Gas | Conveyor Oven | E7 | RVT - Cost of Operation | 0 | 0 | 0 | 0 | 0 | 0 | 0 | 0 | 0 | 0 | 0 | 0 | 0 | 0 | 0 | 0 | 0 | 0 | 0 | 0 | 0 | 0 | 0 | 0 | 0 | 0 | 0 | 0 | 0 | 0 | 0 | 0 | 0
F2_Commercial_College_New_Food Preparation_Natural Gas_Conveyor Oven_E8 | F2 | Commercial | College | New | Food Preparation | Natural Gas | Conveyor Oven | E8 | RVT - Cost of Operation | 0 | 0 | 0 | 0 | 0 | 0 | 0 | 0 | 0 | 0 | 0 | 0 | 0 | 0 | 0 | 0 | 0 | 0 | 0 | 0 | 0 | 0 | 0 | 0 | 0 | 0 | 0 | 0 | 0 | 0 | 0 | 0 | 0
F2_Commercial_College_New_Food Preparation_Natural Gas_Conveyor Oven_E9 | F2 | Commercial | College | New | Food Preparation | Natural Gas | Conveyor Oven | E9 | RVT - Cost of Operation | 0 | 0 | 0 | 0 | 0 | 0 | 0 | 0 | 0 | 0 | 0 | 0 | 0 | 0 | 0 | 0 | 0 | 0 | 0 | 0 | 0 | 0 | 0 | 0 | 0 | 0 | 0 | 0 | 0 | 0 | 0 | 0 | 0
F2_Commercial_College_New_Food Preparation_Natural Gas_Conveyor Oven_E10 | F2 | Commercial | College | New | Food Preparation | Natural Gas | Conveyor Oven | E10 | RVT - Cost of Operation | 0 | 0 | 0 | 0 | 0 | 0 | 0 | 0 | 0 | 0 | 0 | 0 | 0 | 0 | 0 | 0 | 0 | 0 | 0 | 0 | 0 | 0 | 0 | 0 | 0 | 0 | 0 | 0 | 0 | 0 | 0 | 0 | 0
F3_Commercial_College_New_Food Preparation_Natural Gas_Conveyor Oven_E1 | F3 | Commercial | College | New | Food Preparation | Natural Gas | Conveyor Oven | E1 | System - kBTUs of Consumption | 0.014511 | 0.014511 | 0.014511 | 0.014511 | 0.014511 | 0.014511 | 0.014511 | 0.014511 | 0.014511 | 0.014511 | 0.014511 | 0.014511 | 0.014511 | 0.014511 | 0.014511 | 0.014511 | 0.014511 | 0.014511 | 0.014511 | 0.014511 | 0.014511 | 0.014511 | 0.014511 | 0.014511 | 0.014511 | 0.014511 | 0.014511 | 0.014511 | 0.014511 | 0.014511 | 0.014511 | 0.014511 | 0.014511
F3_Commercial_College_New_Food Preparation_Natural Gas_Conveyor Oven_E2 | F3 | Commercial | College | New | Food Preparation | Natural Gas | Conveyor Oven | E2 | System - kBTUs of Consumption | 0.017691 | 0.017691 | 0.017691 | 0.017691 | 0.017691 | 0.017691 | 0.017691 | 0.017691 | 0.017691 | 0.017691 | 0.017691 | 0.017691 | 0.017691 | 0.017691 | 0.017691 | 0.017691 | 0.017691 | 0.017691 | 0.017691 | 0.017691 | 0.017691 | 0.017691 | 0.017691 | 0.017691 | 0.017691 | 0.017691 | 0.017691 | 0.017691 | 0.017691 | 0.017691 | 0.017691 | 0.017691 | 0.017691
F3_Commercial_College_New_Food Preparation_Natural Gas_Conveyor Oven_E3 | F3 | Commercial | College | New | Food Preparation | Natural Gas | Conveyor Oven | E3 | System - kBTUs of Consumption | 0 | 0 | 0 | 0 | 0 | 0 | 0 | 0 | 0 | 0 | 0 | 0 | 0 | 0 | 0 | 0 | 0 | 0 | 0 | 0 | 0 | 0 | 0 | 0 | 0 | 0 | 0 | 0 | 0 | 0 | 0 | 0 | 0
F3_Commercial_College_New_Food Preparation_Natural Gas_Conveyor Oven_E4 | F3 | Commercial | College | New | Food Preparation | Natural Gas | Conveyor Oven | E4 | System - kBTUs of Consumption | 0 | 0 | 0 | 0 | 0 | 0 | 0 | 0 | 0 | 0 | 0 | 0 | 0 | 0 | 0 | 0 | 0 | 0 | 0 | 0 | 0 | 0 | 0 | 0 | 0 | 0 | 0 | 0 | 0 | 0 | 0 | 0 | 0
F3_Commercial_College_New_Food Preparation_Natural Gas_Conveyor Oven_E5 | F3 | Commercial | College | New | Food Preparation | Natural Gas | Conveyor Oven | E5 | System - kBTUs of Consumption | 0 | 0 | 0 | 0 | 0 | 0 | 0 | 0 | 0 | 0 | 0 | 0 | 0 | 0 | 0 | 0 | 0 | 0 | 0 | 0 | 0 | 0 | 0 | 0 | 0 | 0 | 0 | 0 | 0 | 0 | 0 | 0 | 0
F3_Commercial_College_New_Food Preparation_Natural Gas_Conveyor Oven_E6 | F3 | Commercial | College | New | Food Preparation | Natural Gas | Conveyor Oven | E6 | System - kBTUs of Consumption | 0 | 0 | 0 | 0 | 0 | 0 | 0 | 0 | 0 | 0 | 0 | 0 | 0 | 0 | 0 | 0 | 0 | 0 | 0 | 0 | 0 | 0 | 0 | 0 | 0 | 0 | 0 | 0 | 0 | 0 | 0 | 0 | 0
F3_Commercial_College_New_Food Preparation_Natural Gas_Conveyor Oven_E7 | F3 | Commercial | College | New | Food Preparation | Natural Gas | Conveyor Oven | E7 | System - kBTUs of Consumption | 0 | 0 | 0 | 0 | 0 | 0 | 0 | 0 | 0 | 0 | 0 | 0 | 0 | 0 | 0 | 0 | 0 | 0 | 0 | 0 | 0 | 0 | 0 | 0 | 0 | 0 | 0 | 0 | 0 | 0 | 0 | 0 | 0
F3_Commercial_College_New_Food Preparation_Natural Gas_Conveyor Oven_E8 | F3 | Commercial | College | New | Food Preparation | Natural Gas | Conveyor Oven | E8 | System - kBTUs of Consumption | 0 | 0 | 0 | 0 | 0 | 0 | 0 | 0 | 0 | 0 | 0 | 0 | 0 | 0 | 0 | 0 | 0 | 0 | 0 | 0 | 0 | 0 | 0 | 0 | 0 | 0 | 0 | 0 | 0 | 0 | 0 | 0 | 0
F3_Commercial_College_New_Food Preparation_Natural Gas_Conveyor Oven_E9 | F3 | Commercial | College | New | Food Preparation | Natural Gas | Conveyor Oven | E9 | System - kBTUs of Consumption | 0 | 0 | 0 | 0 | 0 | 0 | 0 | 0 | 0 | 0 | 0 | 0 | 0 | 0 | 0 | 0 | 0 | 0 | 0 | 0 | 0 | 0 | 0 | 0 | 0 | 0 | 0 | 0 | 0 | 0 | 0 | 0 | 0
F3_Commercial_College_New_Food Preparation_Natural Gas_Conveyor Oven_E10 | F3 | Commercial | College | New | Food Preparation | Natural Gas | Conveyor Oven | E10 | System - kBTUs of Consumption | 0 | 0 | 0 | 0 | 0 | 0 | 0 | 0 | 0 | 0 | 0 | 0 | 0 | 0 | 0 | 0 | 0 | 0 | 0 | 0 | 0 | 0 | 0 | 0 | 0 | 0 | 0 | 0 | 0 | 0 | 0 | 0 | 0
F4_Commercial_College_New_Food Preparation_Natural Gas_Conveyor Oven_E1 | F4 | Commercial | College | New | Food Preparation | Natural Gas | Conveyor Oven | E1 | Utility - Cost of Equipment | 0.096327 | 0.096615 | 0.0972 | 0.097021 | 0.097022 | 0.097516 | 0.098426 | 0.099225 | 0.10015 | 0.10107 | 0.102 | 0.10289 | 0.10383 | 0.1048 | 0.10573 | 0.10666 | 0.10757 | 0.10849 | 0.10939 | 0.11026 | 0.11107 | 0.11185 | 0.11255 | 0.11325 | 0.11385 | 0.11437 | 0.11485 | 0.11525 | 0.11557 | 0.11584 | 0.11598 | 0.11608 | 0.11608
F4_Commercial_College_New_Food Preparation_Natural Gas_Conveyor Oven_E2 | F4 | Commercial | College | New | Food Preparation | Natural Gas | Conveyor Oven | E2 | Utility - Cost of Equipment | 0.073224 | 0.073442 | 0.073887 | 0.073751 | 0.073752 | 0.074127 | 0.074819 | 0.075427 | 0.076131 | 0.076828 | 0.077533 | 0.078213 | 0.078925 | 0.079662 | 0.080372 | 0.081082 | 0.081771 | 0.08247 | 0.08315 | 0.083815 | 0.084427 | 0.085027 | 0.085555 | 0.086084 | 0.086543 | 0.086939 | 0.0873 | 0.087611 | 0.087855 | 0.088055 | 0.088164 | 0.088237 | 0.088237
F4_Commercial_College_New_Food Preparation_Natural Gas_Conveyor Oven_E3 | F4 | Commercial | College | New | Food Preparation | Natural Gas | Conveyor Oven | E3 | Utility - Cost of Equipment | 0 | 0 | 0 | 0 | 0 | 0 | 0 | 0 | 0 | 0 | 0 | 0 | 0 | 0 | 0 | 0 | 0 | 0 | 0 | 0 | 0 | 0 | 0 | 0 | 0 | 0 | 0 | 0 | 0 | 0 | 0 | 0 | 0
F4_Commercial_College_New_Food Preparation_Natural Gas_Conveyor Oven_E4 | F4 | Commercial | College | New | Food Preparation | Natural Gas | Conveyor Oven | E4 | Utility - Cost of Equipment | 0 | 0 | 0 | 0 | 0 | 0 | 0 | 0 | 0 | 0 | 0 | 0 | 0 | 0 | 0 | 0 | 0 | 0 | 0 | 0 | 0 | 0 | 0 | 0 | 0 | 0 | 0 | 0 | 0 | 0 | 0 | 0 | 0
F4_Commercial_College_New_Food Preparation_Natural Gas_Conveyor Oven_E5 | F4 | Commercial | College | New | Food Preparation | Natural Gas | Conveyor Oven | E5 | Utility - Cost of Equipment | 0 | 0 | 0 | 0 | 0 | 0 | 0 | 0 | 0 | 0 | 0 | 0 | 0 | 0 | 0 | 0 | 0 | 0 | 0 | 0 | 0 | 0 | 0 | 0 | 0 | 0 | 0 | 0 | 0 | 0 | 0 | 0 | 0
F4_Commercial_College_New_Food Preparation_Natural Gas_Conveyor Oven_E6 | F4 | Commercial | College | New | Food Preparation | Natural Gas | Conveyor Oven | E6 | Utility - Cost of Equipment | 0 | 0 | 0 | 0 | 0 | 0 | 0 | 0 | 0 | 0 | 0 | 0 | 0 | 0 | 0 | 0 | 0 | 0 | 0 | 0 | 0 | 0 | 0 | 0 | 0 | 0 | 0 | 0 | 0 | 0 | 0 | 0 | 0
F4_Commercial_College_New_Food Preparation_Natural Gas_Conveyor Oven_E7 | F4 | Commercial | College | New | Food Preparation | Natural Gas | Conveyor Oven | E7 | Utility - Cost of Equipment | 0 | 0 | 0 | 0 | 0 | 0 | 0 | 0 | 0 | 0 | 0 | 0 | 0 | 0 | 0 | 0 | 0 | 0 | 0 | 0 | 0 | 0 | 0 | 0 | 0 | 0 | 0 | 0 | 0 | 0 | 0 | 0 | 0
F4_Commercial_College_New_Food Preparation_Natural Gas_Conveyor Oven_E8 | F4 | Commercial | College | New | Food Preparation | Natural Gas | Conveyor Oven | E8 | Utility - Cost of Equipment | 0 | 0 | 0 | 0 | 0 | 0 | 0 | 0 | 0 | 0 | 0 | 0 | 0 | 0 | 0 | 0 | 0 | 0 | 0 | 0 | 0 | 0 | 0 | 0 | 0 | 0 | 0 | 0 | 0 | 0 | 0 | 0 | 0
F4_Commercial_College_New_Food Preparation_Natural Gas_Conveyor Oven_E9 | F4 | Commercial | College | New | Food Preparation | Natural Gas | Conveyor Oven | E9 | Utility - Cost of Equipment | 0 | 0 | 0 | 0 | 0 | 0 | 0 | 0 | 0 | 0 | 0 | 0 | 0 | 0 | 0 | 0 | 0 | 0 | 0 | 0 | 0 | 0 | 0 | 0 | 0 | 0 | 0 | 0 | 0 | 0 | 0 | 0 | 0
F4_Commercial_College_New_Food Preparation_Natural Gas_Conveyor Oven_E10 | F4 | Commercial | College | New | Food Preparation | Natural Gas | Conveyor Oven | E10 | Utility - Cost of Equipment | 0 | 0 | 0 | 0 | 0 | 0 | 0 | 0 | 0 | 0 | 0 | 0 | 0 | 0 | 0 | 0 | 0 | 0 | 0 | 0 | 0 | 0 | 0 | 0 | 0 | 0 | 0 | 0 | 0 | 0 | 0 | 0 | 0
F5_Commercial_College_New_Food Preparation_Natural Gas_Conveyor Oven_E1 | F5 | Commercial | College | New | Food Preparation | Natural Gas | Conveyor Oven | E1 | Utility - Cost of Operation | 0.014511 | 0.014511 | 0.014511 | 0.014511 | 0.014511 | 0.014511 | 0.014511 | 0.014511 | 0.014511 | 0.014511 | 0.014511 | 0.014511 | 0.014511 | 0.014511 | 0.014511 | 0.014511 | 0.014511 | 0.014511 | 0.014511 | 0.014511 | 0.014511 | 0.014511 | 0.014511 | 0.014511 | 0.014511 | 0.014511 | 0.014511 | 0.014511 | 0.014511 | 0.014511 | 0.014511 | 0.014511 | 0.014511
F5_Commercial_College_New_Food Preparation_Natural Gas_Conveyor Oven_E2 | F5 | Commercial | College | New | Food Preparation | Natural Gas | Conveyor Oven | E2 | Utility - Cost of Operation | 0.017691 | 0.017691 | 0.017691 | 0.017691 | 0.017691 | 0.017691 | 0.017691 | 0.017691 | 0.017691 | 0.017691 | 0.017691 | 0.017691 | 0.017691 | 0.017691 | 0.017691 | 0.017691 | 0.017691 | 0.017691 | 0.017691 | 0.017691 | 0.017691 | 0.017691 | 0.017691 | 0.017691 | 0.017691 | 0.017691 | 0.017691 | 0.017691 | 0.017691 | 0.017691 | 0.017691 | 0.017691 | 0.017691
F5_Commercial_College_New_Food Preparation_Natural Gas_Conveyor Oven_E3 | F5 | Commercial | College | New | Food Preparation | Natural Gas | Conveyor Oven | E3 | Utility - Cost of Operation | 0 | 0 | 0 | 0 | 0 | 0 | 0 | 0 | 0 | 0 | 0 | 0 | 0 | 0 | 0 | 0 | 0 | 0 | 0 | 0 | 0 | 0 | 0 | 0 | 0 | 0 | 0 | 0 | 0 | 0 | 0 | 0 | 0
F5_Commercial_College_New_Food Preparation_Natural Gas_Conveyor Oven_E4 | F5 | Commercial | College | New | Food Preparation | Natural Gas | Conveyor Oven | E4 | Utility - Cost of Operation | 0 | 0 | 0 | 0 | 0 | 0 | 0 | 0 | 0 | 0 | 0 | 0 | 0 | 0 | 0 | 0 | 0 | 0 | 0 | 0 | 0 | 0 | 0 | 0 | 0 | 0 | 0 | 0 | 0 | 0 | 0 | 0 | 0
F5_Commercial_College_New_Food Preparation_Natural Gas_Conveyor Oven_E5 | F5 | Commercial | College | New | Food Preparation | Natural Gas | Conveyor Oven | E5 | Utility - Cost of Operation | 0 | 0 | 0 | 0 | 0 | 0 | 0 | 0 | 0 | 0 | 0 | 0 | 0 | 0 | 0 | 0 | 0 | 0 | 0 | 0 | 0 | 0 | 0 | 0 | 0 | 0 | 0 | 0 | 0 | 0 | 0 | 0 | 0
F5_Commercial_College_New_Food Preparation_Natural Gas_Conveyor Oven_E6 | F5 | Commercial | College | New | Food Preparation | Natural Gas | Conveyor Oven | E6 | Utility - Cost of Operation | 0 | 0 | 0 | 0 | 0 | 0 | 0 | 0 | 0 | 0 | 0 | 0 | 0 | 0 | 0 | 0 | 0 | 0 | 0 | 0 | 0 | 0 | 0 | 0 | 0 | 0 | 0 | 0 | 0 | 0 | 0 | 0 | 0
F5_Commercial_College_New_Food Preparation_Natural Gas_Conveyor Oven_E7 | F5 | Commercial | College | New | Food Preparation | Natural Gas | Conveyor Oven | E7 | Utility - Cost of Operation | 0 | 0 | 0 | 0 | 0 | 0 | 0 | 0 | 0 | 0 | 0 | 0 | 0 | 0 | 0 | 0 | 0 | 0 | 0 | 0 | 0 | 0 | 0 | 0 | 0 | 0 | 0 | 0 | 0 | 0 | 0 | 0 | 0
F5_Commercial_College_New_Food Preparation_Natural Gas_Conveyor Oven_E8 | F5 | Commercial | College | New | Food Preparation | Natural Gas | Conveyor Oven | E8 | Utility - Cost of Operation | 0 | 0 | 0 | 0 | 0 | 0 | 0 | 0 | 0 | 0 | 0 | 0 | 0 | 0 | 0 | 0 | 0 | 0 | 0 | 0 | 0 | 0 | 0 | 0 | 0 | 0 | 0 | 0 | 0 | 0 | 0 | 0 | 0
F5_Commercial_College_New_Food Preparation_Natural Gas_Conveyor Oven_E9 | F5 | Commercial | College | New | Food Preparation | Natural Gas | Conveyor Oven | E9 | Utility - Cost of Operation | 0 | 0 | 0 | 0 | 0 | 0 | 0 | 0 | 0 | 0 | 0 | 0 | 0 | 0 | 0 | 0 | 0 | 0 | 0 | 0 | 0 | 0 | 0 | 0 | 0 | 0 | 0 | 0 | 0 | 0 | 0 | 0 | 0
F5_Commercial_College_New_Food Preparation_Natural Gas_Conveyor Oven_E10 | F5 | Commercial | College | New | Food Preparation | Natural Gas | Conveyor Oven | E10 | Utility - Cost of Operation | 0 | 0 | 0 | 0 | 0 | 0 | 0 | 0 | 0 | 0 | 0 | 0 | 0 | 0 | 0 | 0 | 0 | 0 | 0 | 0 | 0 | 0 | 0 | 0 | 0 | 0 | 0 | 0 | 0 | 0 | 0 | 0 | 0
F6_Commercial_College_New_Food Preparation_Natural Gas_Conveyor Oven_E1 | F6 | Commercial | College | New | Food Preparation | Natural Gas | Conveyor Oven | E1 | Utility - Value of Sales | 0.050646 | 0.050806 | 0.051063 | 0.051006 | 0.051006 | 0.051006 | 0.051006 | 0.051006 | 0.051006 | 0.051006 | 0.051006 | 0.051006 | 0.051006 | 0.051006 | 0.051006 | 0.051006 | 0.051006 | 0.051006 | 0.051006 | 0.051006 | 0.051006 | 0.051006 | 0.051006 | 0.051006 | 0.051006 | 0.051006 | 0.051006 | 0.051006 | 0.051006 | 0.051006 | 0.051006 | 0.051006 | 0.051006
F6_Commercial_College_New_Food Preparation_Natural Gas_Conveyor Oven_E2 | F6 | Commercial | College | New | Food Preparation | Natural Gas | Conveyor Oven | E2 | Utility - Value of Sales | 0.038499 | 0.03862 | 0.038815 | 0.038773 | 0.038773 | 0.038773 | 0.038773 | 0.038773 | 0.038773 | 0.038773 | 0.038773 | 0.038773 | 0.038773 | 0.038773 | 0.038773 | 0.038773 | 0.038773 | 0.038773 | 0.038773 | 0.038773 | 0.038773 | 0.038773 | 0.038773 | 0.038773 | 0.038773 | 0.038773 | 0.038773 | 0.038773 | 0.038773 | 0.038773 | 0.038773 | 0.038773 | 0.038773
F6_Commercial_College_New_Food Preparation_Natural Gas_Conveyor Oven_E3 | F6 | Commercial | College | New | Food Preparation | Natural Gas | Conveyor Oven | E3 | Utility - Value of Sales | 0 | 0 | 0 | 0 | 0 | 0 | 0 | 0 | 0 | 0 | 0 | 0 | 0 | 0 | 0 | 0 | 0 | 0 | 0 | 0 | 0 | 0 | 0 | 0 | 0 | 0 | 0 | 0 | 0 | 0 | 0 | 0 | 0
F6_Commercial_College_New_Food Preparation_Natural Gas_Conveyor Oven_E4 | F6 | Commercial | College | New | Food Preparation | Natural Gas | Conveyor Oven | E4 | Utility - Value of Sales | 0 | 0 | 0 | 0 | 0 | 0 | 0 | 0 | 0 | 0 | 0 | 0 | 0 | 0 | 0 | 0 | 0 | 0 | 0 | 0 | 0 | 0 | 0 | 0 | 0 | 0 | 0 | 0 | 0 | 0 | 0 | 0 | 0
F6_Commercial_College_New_Food Preparation_Natural Gas_Conveyor Oven_E5 | F6 | Commercial | College | New | Food Preparation | Natural Gas | Conveyor Oven | E5 | Utility - Value of Sales | 0 | 0 | 0 | 0 | 0 | 0 | 0 | 0 | 0 | 0 | 0 | 0 | 0 | 0 | 0 | 0 | 0 | 0 | 0 | 0 | 0 | 0 | 0 | 0 | 0 | 0 | 0 | 0 | 0 | 0 | 0 | 0 | 0
F6_Commercial_College_New_Food Preparation_Natural Gas_Conveyor Oven_E6 | F6 | Commercial | College | New | Food Preparation | Natural Gas | Conveyor Oven | E6 | Utility - Value of Sales | 0 | 0 | 0 | 0 | 0 | 0 | 0 | 0 | 0 | 0 | 0 | 0 | 0 | 0 | 0 | 0 | 0 | 0 | 0 | 0 | 0 | 0 | 0 | 0 | 0 | 0 | 0 | 0 | 0 | 0 | 0 | 0 | 0
F6_Commercial_College_New_Food Preparation_Natural Gas_Conveyor Oven_E7 | F6 | Commercial | College | New | Food Preparation | Natural Gas | Conveyor Oven | E7 | Utility - Value of Sales | 0 | 0 | 0 | 0 | 0 | 0 | 0 | 0 | 0 | 0 | 0 | 0 | 0 | 0 | 0 | 0 | 0 | 0 | 0 | 0 | 0 | 0 | 0 | 0 | 0 | 0 | 0 | 0 | 0 | 0 | 0 | 0 | 0
F6_Commercial_College_New_Food Preparation_Natural Gas_Conveyor Oven_E8 | F6 | Commercial | College | New | Food Preparation | Natural Gas | Conveyor Oven | E8 | Utility - Value of Sales | 0 | 0 | 0 | 0 | 0 | 0 | 0 | 0 | 0 | 0 | 0 | 0 | 0 | 0 | 0 | 0 | 0 | 0 | 0 | 0 | 0 | 0 | 0 | 0 | 0 | 0 | 0 | 0 | 0 | 0 | 0 | 0 | 0
F6_Commercial_College_New_Food Preparation_Natural Gas_Conveyor Oven_E9 | F6 | Commercial | College | New | Food Preparation | Natural Gas | Conveyor Oven | E9 | Utility - Value of Sales | 0 | 0 | 0 | 0 | 0 | 0 | 0 | 0 | 0 | 0 | 0 | 0 | 0 | 0 | 0 | 0 | 0 | 0 | 0 | 0 | 0 | 0 | 0 | 0 | 0 | 0 | 0 | 0 | 0 | 0 | 0 | 0 | 0
F6_Commercial_College_New_Food Preparation_Natural Gas_Conveyor Oven_E10 | F6 | Commercial | College | New | Food Preparation | Natural Gas | Conveyor Oven | E10 | Utility - Value of Sales | 0 | 0 | 0 | 0 | 0 | 0 | 0 | 0 | 0 | 0 | 0 | 0 | 0 | 0 | 0 | 0 | 0 | 0 | 0 | 0 | 0 | 0 | 0 | 0 | 0 | 0 | 0 | 0 | 0 | 0 | 0 | 0 | 0
F1_Commercial_College_New_Food Preparation_Natural Gas_Double Rack Oven_E1 | F1 | Commercial | College | New | Food Preparation | Natural Gas | Double Rack Oven | E1 | RVT - Cost of Equipment | 0.14191 | 0.14209 | 0.14286 | 0.14214 | 0.14177 | 0.14234 | 0.14369 | 0.14479 | 0.14614 | 0.14744 | 0.14875 | 0.14999 | 0.15131 | 0.15267 | 0.15399 | 0.15535 | 0.15671 | 0.15818 | 0.1597 | 0.16127 | 0.16277 | 0.16429 | 0.16564 | 0.167 | 0.16818 | 0.1692 | 0.17012 | 0.17092 | 0.17155 | 0.17206 | 0.17234 | 0.17253 | 0.17253
F1_Commercial_College_New_Food Preparation_Natural Gas_Double Rack Oven_E2 | F1 | Commercial | College | New | Food Preparation | Natural Gas | Double Rack Oven | E2 | RVT - Cost of Equipment | 0.077403 | 0.077502 | 0.077925 | 0.077531 | 0.07733 | 0.077638 | 0.078377 | 0.078979 | 0.079713 | 0.08042 | 0.081136 | 0.081811 | 0.08253 | 0.083274 | 0.083996 | 0.084734 | 0.085478 | 0.086277 | 0.087108 | 0.087964 | 0.088785 | 0.089611 | 0.090351 | 0.091092 | 0.091734 | 0.092289 | 0.092795 | 0.09323 | 0.093572 | 0.093852 | 0.094004 | 0.094106 | 0.094106
F1_Commercial_College_New_Food Preparation_Natural Gas_Double Rack Oven_E3 | F1 | Commercial | College | New | Food Preparation | Natural Gas | Double Rack Oven | E3 | RVT - Cost of Equipment | 0 | 0 | 0 | 0 | 0 | 0 | 0 | 0 | 0 | 0 | 0 | 0 | 0 | 0 | 0 | 0 | 0 | 0 | 0 | 0 | 0 | 0 | 0 | 0 | 0 | 0 | 0 | 0 | 0 | 0 | 0 | 0 | 0
F1_Commercial_College_New_Food Preparation_Natural Gas_Double Rack Oven_E4 | F1 | Commercial | College | New | Food Preparation | Natural Gas | Double Rack Oven | E4 | RVT - Cost of Equipment | 0 | 0 | 0 | 0 | 0 | 0 | 0 | 0 | 0 | 0 | 0 | 0 | 0 | 0 | 0 | 0 | 0 | 0 | 0 | 0 | 0 | 0 | 0 | 0 | 0 | 0 | 0 | 0 | 0 | 0 | 0 | 0 | 0
F1_Commercial_College_New_Food Preparation_Natural Gas_Double Rack Oven_E5 | F1 | Commercial | College | New | Food Preparation | Natural Gas | Double Rack Oven | E5 | RVT - Cost of Equipment | 0 | 0 | 0 | 0 | 0 | 0 | 0 | 0 | 0 | 0 | 0 | 0 | 0 | 0 | 0 | 0 | 0 | 0 | 0 | 0 | 0 | 0 | 0 | 0 | 0 | 0 | 0 | 0 | 0 | 0 | 0 | 0 | 0
F1_Commercial_College_New_Food Preparation_Natural Gas_Double Rack Oven_E6 | F1 | Commercial | College | New | Food Preparation | Natural Gas | Double Rack Oven | E6 | RVT - Cost of Equipment | 0 | 0 | 0 | 0 | 0 | 0 | 0 | 0 | 0 | 0 | 0 | 0 | 0 | 0 | 0 | 0 | 0 | 0 | 0 | 0 | 0 | 0 | 0 | 0 | 0 | 0 | 0 | 0 | 0 | 0 | 0 | 0 | 0
F1_Commercial_College_New_Food Preparation_Natural Gas_Double Rack Oven_E7 | F1 | Commercial | College | New | Food Preparation | Natural Gas | Double Rack Oven | E7 | RVT - Cost of Equipment | 0 | 0 | 0 | 0 | 0 | 0 | 0 | 0 | 0 | 0 | 0 | 0 | 0 | 0 | 0 | 0 | 0 | 0 | 0 | 0 | 0 | 0 | 0 | 0 | 0 | 0 | 0 | 0 | 0 | 0 | 0 | 0 | 0
F1_Commercial_College_New_Food Preparation_Natural Gas_Double Rack Oven_E8 | F1 | Commercial | College | New | Food Preparation | Natural Gas | Double Rack Oven | E8 | RVT - Cost of Equipment | 0 | 0 | 0 | 0 | 0 | 0 | 0 | 0 | 0 | 0 | 0 | 0 | 0 | 0 | 0 | 0 | 0 | 0 | 0 | 0 | 0 | 0 | 0 | 0 | 0 | 0 | 0 | 0 | 0 | 0 | 0 | 0 | 0
F1_Commercial_College_New_Food Preparation_Natural Gas_Double Rack Oven_E9 | F1 | Commercial | College | New | Food Preparation | Natural Gas | Double Rack Oven | E9 | RVT - Cost of Equipment | 0 | 0 | 0 | 0 | 0 | 0 | 0 | 0 | 0 | 0 | 0 | 0 | 0 | 0 | 0 | 0 | 0 | 0 | 0 | 0 | 0 | 0 | 0 | 0 | 0 | 0 | 0 | 0 | 0 | 0 | 0 | 0 | 0
F1_Commercial_College_New_Food Preparation_Natural Gas_Double Rack Oven_E10 | F1 | Commercial | College | New | Food Preparation | Natural Gas | Double Rack Oven | E10 | RVT - Cost of Equipment | 0 | 0 | 0 | 0 | 0 | 0 | 0 | 0 | 0 | 0 | 0 | 0 | 0 | 0 | 0 | 0 | 0 | 0 | 0 | 0 | 0 | 0 | 0 | 0 | 0 | 0 | 0 | 0 | 0 | 0 | 0 | 0 | 0
F2_Commercial_College_New_Food Preparation_Natural Gas_Double Rack Oven_E1 | F2 | Commercial | College | New | Food Preparation | Natural Gas | Double Rack Oven | E1 | RVT - Cost of Operation | 0.17001 | 0.17023 | 0.17116 | 0.17029 | 0.16985 | 0.17053 | 0.17215 | 0.17347 | 0.17509 | 0.17664 | 0.17821 | 0.17969 | 0.18127 | 0.18291 | 0.18449 | 0.18611 | 0.18775 | 0.1895 | 0.19133 | 0.19321 | 0.19501 | 0.19683 | 0.19845 | 0.20008 | 0.20149 | 0.20271 | 0.20382 | 0.20478 | 0.20553 | 0.20614 | 0.20648 | 0.2067 | 0.2067
F2_Commercial_College_New_Food Preparation_Natural Gas_Double Rack Oven_E2 | F2 | Commercial | College | New | Food Preparation | Natural Gas | Double Rack Oven | E2 | RVT - Cost of Operation | 0.092734 | 0.092853 | 0.09336 | 0.092887 | 0.092646 | 0.093015 | 0.093901 | 0.094622 | 0.095502 | 0.096349 | 0.097206 | 0.098015 | 0.098877 | 0.099768 | 0.10063 | 0.10152 | 0.10241 | 0.10337 | 0.10436 | 0.10539 | 0.10637 | 0.10736 | 0.10825 | 0.10913 | 0.1099 | 0.11057 | 0.11117 | 0.1117 | 0.11211 | 0.11244 | 0.11262 | 0.11275 | 0.11275
F2_Commercial_College_New_Food Preparation_Natural Gas_Double Rack Oven_E3 | F2 | Commercial | College | New | Food Preparation | Natural Gas | Double Rack Oven | E3 | RVT - Cost of Operation | 0 | 0 | 0 | 0 | 0 | 0 | 0 | 0 | 0 | 0 | 0 | 0 | 0 | 0 | 0 | 0 | 0 | 0 | 0 | 0 | 0 | 0 | 0 | 0 | 0 | 0 | 0 | 0 | 0 | 0 | 0 | 0 | 0
F2_Commercial_College_New_Food Preparation_Natural Gas_Double Rack Oven_E4 | F2 | Commercial | College | New | Food Preparation | Natural Gas | Double Rack Oven | E4 | RVT - Cost of Operation | 0 | 0 | 0 | 0 | 0 | 0 | 0 | 0 | 0 | 0 | 0 | 0 | 0 | 0 | 0 | 0 | 0 | 0 | 0 | 0 | 0 | 0 | 0 | 0 | 0 | 0 | 0 | 0 | 0 | 0 | 0 | 0 | 0
F2_Commercial_College_New_Food Preparation_Natural Gas_Double Rack Oven_E5 | F2 | Commercial | College | New | Food Preparation | Natural Gas | Double Rack Oven | E5 | RVT - Cost of Operation | 0 | 0 | 0 | 0 | 0 | 0 | 0 | 0 | 0 | 0 | 0 | 0 | 0 | 0 | 0 | 0 | 0 | 0 | 0 | 0 | 0 | 0 | 0 | 0 | 0 | 0 | 0 | 0 | 0 | 0 | 0 | 0 | 0
F2_Commercial_College_New_Food Preparation_Natural Gas_Double Rack Oven_E6 | F2 | Commercial | College | New | Food Preparation | Natural Gas | Double Rack Oven | E6 | RVT - Cost of Operation | 0 | 0 | 0 | 0 | 0 | 0 | 0 | 0 | 0 | 0 | 0 | 0 | 0 | 0 | 0 | 0 | 0 | 0 | 0 | 0 | 0 | 0 | 0 | 0 | 0 | 0 | 0 | 0 | 0 | 0 | 0 | 0 | 0
F2_Commercial_College_New_Food Preparation_Natural Gas_Double Rack Oven_E7 | F2 | Commercial | College | New | Food Preparation | Natural Gas | Double Rack Oven | E7 | RVT - Cost of Operation | 0 | 0 | 0 | 0 | 0 | 0 | 0 | 0 | 0 | 0 | 0 | 0 | 0 | 0 | 0 | 0 | 0 | 0 | 0 | 0 | 0 | 0 | 0 | 0 | 0 | 0 | 0 | 0 | 0 | 0 | 0 | 0 | 0
F2_Commercial_College_New_Food Preparation_Natural Gas_Double Rack Oven_E8 | F2 | Commercial | College | New | Food Preparation | Natural Gas | Double Rack Oven | E8 | RVT - Cost of Operation | 0 | 0 | 0 | 0 | 0 | 0 | 0 | 0 | 0 | 0 | 0 | 0 | 0 | 0 | 0 | 0 | 0 | 0 | 0 | 0 | 0 | 0 | 0 | 0 | 0 | 0 | 0 | 0 | 0 | 0 | 0 | 0 | 0
F2_Commercial_College_New_Food Preparation_Natural Gas_Double Rack Oven_E9 | F2 | Commercial | College | New | Food Preparation | Natural Gas | Double Rack Oven | E9 | RVT - Cost of Operation | 0 | 0 | 0 | 0 | 0 | 0 | 0 | 0 | 0 | 0 | 0 | 0 | 0 | 0 | 0 | 0 | 0 | 0 | 0 | 0 | 0 | 0 | 0 | 0 | 0 | 0 | 0 | 0 | 0 | 0 | 0 | 0 | 0
F2_Commercial_College_New_Food Preparation_Natural Gas_Double Rack Oven_E10 | F2 | Commercial | College | New | Food Preparation | Natural Gas | Double Rack Oven | E10 | RVT - Cost of Operation | 0 | 0 | 0 | 0 | 0 | 0 | 0 | 0 | 0 | 0 | 0 | 0 | 0 | 0 | 0 | 0 | 0 | 0 | 0 | 0 | 0 | 0 | 0 | 0 | 0 | 0 | 0 | 0 | 0 | 0 | 0 | 0 | 0
F3_Commercial_College_New_Food Preparation_Natural Gas_Double Rack Oven_E1 | F3 | Commercial | College | New | Food Preparation | Natural Gas | Double Rack Oven | E1 | System - kBTUs of Consumption | 0.028006 | 0.028006 | 0.028006 | 0.028006 | 0.028006 | 0.028006 | 0.028006 | 0.028006 | 0.028006 | 0.028006 | 0.028006 | 0.028006 | 0.028006 | 0.028006 | 0.028006 | 0.028006 | 0.028006 | 0.028006 | 0.028006 | 0.028006 | 0.028006 | 0.028006 | 0.028006 | 0.028006 | 0.028006 | 0.028006 | 0.028006 | 0.028006 | 0.028006 | 0.028006 | 0.028006 | 0.028006 | 0.028006
F3_Commercial_College_New_Food Preparation_Natural Gas_Double Rack Oven_E2 | F3 | Commercial | College | New | Food Preparation | Natural Gas | Double Rack Oven | E2 | System - kBTUs of Consumption | 0.037245 | 0.037245 | 0.037245 | 0.037245 | 0.037245 | 0.037245 | 0.037245 | 0.037245 | 0.037245 | 0.037245 | 0.037245 | 0.037245 | 0.037245 | 0.037245 | 0.037245 | 0.037245 | 0.037245 | 0.037245 | 0.037245 | 0.037245 | 0.037245 | 0.037245 | 0.037245 | 0.037245 | 0.037245 | 0.037245 | 0.037245 | 0.037245 | 0.037245 | 0.037245 | 0.037245 | 0.037245 | 0.037245
F3_Commercial_College_New_Food Preparation_Natural Gas_Double Rack Oven_E3 | F3 | Commercial | College | New | Food Preparation | Natural Gas | Double Rack Oven | E3 | System - kBTUs of Consumption | 0 | 0 | 0 | 0 | 0 | 0 | 0 | 0 | 0 | 0 | 0 | 0 | 0 | 0 | 0 | 0 | 0 | 0 | 0 | 0 | 0 | 0 | 0 | 0 | 0 | 0 | 0 | 0 | 0 | 0 | 0 | 0 | 0
F3_Commercial_College_New_Food Preparation_Natural Gas_Double Rack Oven_E4 | F3 | Commercial | College | New | Food Preparation | Natural Gas | Double Rack Oven | E4 | System - kBTUs of Consumption | 0 | 0 | 0 | 0 | 0 | 0 | 0 | 0 | 0 | 0 | 0 | 0 | 0 | 0 | 0 | 0 | 0 | 0 | 0 | 0 | 0 | 0 | 0 | 0 | 0 | 0 | 0 | 0 | 0 | 0 | 0 | 0 | 0
F3_Commercial_College_New_Food Preparation_Natural Gas_Double Rack Oven_E5 | F3 | Commercial | College | New | Food Preparation | Natural Gas | Double Rack Oven | E5 | System - kBTUs of Consumption | 0 | 0 | 0 | 0 | 0 | 0 | 0 | 0 | 0 | 0 | 0 | 0 | 0 | 0 | 0 | 0 | 0 | 0 | 0 | 0 | 0 | 0 | 0 | 0 | 0 | 0 | 0 | 0 | 0 | 0 | 0 | 0 | 0
F3_Commercial_College_New_Food Preparation_Natural Gas_Double Rack Oven_E6 | F3 | Commercial | College | New | Food Preparation | Natural Gas | Double Rack Oven | E6 | System - kBTUs of Consumption | 0 | 0 | 0 | 0 | 0 | 0 | 0 | 0 | 0 | 0 | 0 | 0 | 0 | 0 | 0 | 0 | 0 | 0 | 0 | 0 | 0 | 0 | 0 | 0 | 0 | 0 | 0 | 0 | 0 | 0 | 0 | 0 | 0
F3_Commercial_College_New_Food Preparation_Natural Gas_Double Rack Oven_E7 | F3 | Commercial | College | New | Food Preparation | Natural Gas | Double Rack Oven | E7 | System - kBTUs of Consumption | 0 | 0 | 0 | 0 | 0 | 0 | 0 | 0 | 0 | 0 | 0 | 0 | 0 | 0 | 0 | 0 | 0 | 0 | 0 | 0 | 0 | 0 | 0 | 0 | 0 | 0 | 0 | 0 | 0 | 0 | 0 | 0 | 0
F3_Commercial_College_New_Food Preparation_Natural Gas_Double Rack Oven_E8 | F3 | Commercial | College | New | Food Preparation | Natural Gas | Double Rack Oven | E8 | System - kBTUs of Consumption | 0 | 0 | 0 | 0 | 0 | 0 | 0 | 0 | 0 | 0 | 0 | 0 | 0 | 0 | 0 | 0 | 0 | 0 | 0 | 0 | 0 | 0 | 0 | 0 | 0 | 0 | 0 | 0 | 0 | 0 | 0 | 0 | 0
F3_Commercial_College_New_Food Preparation_Natural Gas_Double Rack Oven_E9 | F3 | Commercial | College | New | Food Preparation | Natural Gas | Double Rack Oven | E9 | System - kBTUs of Consumption | 0 | 0 | 0 | 0 | 0 | 0 | 0 | 0 | 0 | 0 | 0 | 0 | 0 | 0 | 0 | 0 | 0 | 0 | 0 | 0 | 0 | 0 | 0 | 0 | 0 | 0 | 0 | 0 | 0 | 0 | 0 | 0 | 0
F3_Commercial_College_New_Food Preparation_Natural Gas_Double Rack Oven_E10 | F3 | Commercial | College | New | Food Preparation | Natural Gas | Double Rack Oven | E10 | System - kBTUs of Consumption | 0 | 0 | 0 | 0 | 0 | 0 | 0 | 0 | 0 | 0 | 0 | 0 | 0 | 0 | 0 | 0 | 0 | 0 | 0 | 0 | 0 | 0 | 0 | 0 | 0 | 0 | 0 | 0 | 0 | 0 | 0 | 0 | 0
F4_Commercial_College_New_Food Preparation_Natural Gas_Double Rack Oven_E1 | F4 | Commercial | College | New | Food Preparation | Natural Gas | Double Rack Oven | E1 | Utility - Cost of Equipment | 0.17001 | 0.17023 | 0.17116 | 0.17029 | 0.16985 | 0.17053 | 0.17215 | 0.17347 | 0.17509 | 0.17664 | 0.17821 | 0.17969 | 0.18127 | 0.18291 | 0.18449 | 0.18611 | 0.18775 | 0.1895 | 0.19133 | 0.19321 | 0.19501 | 0.19683 | 0.19845 | 0.20008 | 0.20149 | 0.20271 | 0.20382 | 0.20478 | 0.20553 | 0.20614 | 0.20648 | 0.2067 | 0.2067
F4_Commercial_College_New_Food Preparation_Natural Gas_Double Rack Oven_E2 | F4 | Commercial | College | New | Food Preparation | Natural Gas | Double Rack Oven | E2 | Utility - Cost of Equipment | 0.092734 | 0.092853 | 0.09336 | 0.092887 | 0.092646 | 0.093015 | 0.093901 | 0.094622 | 0.095502 | 0.096349 | 0.097206 | 0.098015 | 0.098877 | 0.099768 | 0.10063 | 0.10152 | 0.10241 | 0.10337 | 0.10436 | 0.10539 | 0.10637 | 0.10736 | 0.10825 | 0.10913 | 0.1099 | 0.11057 | 0.11117 | 0.1117 | 0.11211 | 0.11244 | 0.11262 | 0.11275 | 0.11275
F4_Commercial_College_New_Food Preparation_Natural Gas_Double Rack Oven_E3 | F4 | Commercial | College | New | Food Preparation | Natural Gas | Double Rack Oven | E3 | Utility - Cost of Equipment | 0 | 0 | 0 | 0 | 0 | 0 | 0 | 0 | 0 | 0 | 0 | 0 | 0 | 0 | 0 | 0 | 0 | 0 | 0 | 0 | 0 | 0 | 0 | 0 | 0 | 0 | 0 | 0 | 0 | 0 | 0 | 0 | 0
F4_Commercial_College_New_Food Preparation_Natural Gas_Double Rack Oven_E4 | F4 | Commercial | College | New | Food Preparation | Natural Gas | Double Rack Oven | E4 | Utility - Cost of Equipment | 0 | 0 | 0 | 0 | 0 | 0 | 0 | 0 | 0 | 0 | 0 | 0 | 0 | 0 | 0 | 0 | 0 | 0 | 0 | 0 | 0 | 0 | 0 | 0 | 0 | 0 | 0 | 0 | 0 | 0 | 0 | 0 | 0
F4_Commercial_College_New_Food Preparation_Natural Gas_Double Rack Oven_E5 | F4 | Commercial | College | New | Food Preparation | Natural Gas | Double Rack Oven | E5 | Utility - Cost of Equipment | 0 | 0 | 0 | 0 | 0 | 0 | 0 | 0 | 0 | 0 | 0 | 0 | 0 | 0 | 0 | 0 | 0 | 0 | 0 | 0 | 0 | 0 | 0 | 0 | 0 | 0 | 0 | 0 | 0 | 0 | 0 | 0 | 0
F4_Commercial_College_New_Food Preparation_Natural Gas_Double Rack Oven_E6 | F4 | Commercial | College | New | Food Preparation | Natural Gas | Double Rack Oven | E6 | Utility - Cost of Equipment | 0 | 0 | 0 | 0 | 0 | 0 | 0 | 0 | 0 | 0 | 0 | 0 | 0 | 0 | 0 | 0 | 0 | 0 | 0 | 0 | 0 | 0 | 0 | 0 | 0 | 0 | 0 | 0 | 0 | 0 | 0 | 0 | 0
F4_Commercial_College_New_Food Preparation_Natural Gas_Double Rack Oven_E7 | F4 | Commercial | College | New | Food Preparation | Natural Gas | Double Rack Oven | E7 | Utility - Cost of Equipment | 0 | 0 | 0 | 0 | 0 | 0 | 0 | 0 | 0 | 0 | 0 | 0 | 0 | 0 | 0 | 0 | 0 | 0 | 0 | 0 | 0 | 0 | 0 | 0 | 0 | 0 | 0 | 0 | 0 | 0 | 0 | 0 | 0
F4_Commercial_College_New_Food Preparation_Natural Gas_Double Rack Oven_E8 | F4 | Commercial | College | New | Food Preparation | Natural Gas | Double Rack Oven | E8 | Utility - Cost of Equipment | 0 | 0 | 0 | 0 | 0 | 0 | 0 | 0 | 0 | 0 | 0 | 0 | 0 | 0 | 0 | 0 | 0 | 0 | 0 | 0 | 0 | 0 | 0 | 0 | 0 | 0 | 0 | 0 | 0 | 0 | 0 | 0 | 0
F4_Commercial_College_New_Food Preparation_Natural Gas_Double Rack Oven_E9 | F4 | Commercial | College | New | Food Preparation | Natural Gas | Double Rack Oven | E9 | Utility - Cost of Equipment | 0 | 0 | 0 | 0 | 0 | 0 | 0 | 0 | 0 | 0 | 0 | 0 | 0 | 0 | 0 | 0 | 0 | 0 | 0 | 0 | 0 | 0 | 0 | 0 | 0 | 0 | 0 | 0 | 0 | 0 | 0 | 0 | 0
F4_Commercial_College_New_Food Preparation_Natural Gas_Double Rack Oven_E10 | F4 | Commercial | College | New | Food Preparation | Natural Gas | Double Rack Oven | E10 | Utility - Cost of Equipment | 0 | 0 | 0 | 0 | 0 | 0 | 0 | 0 | 0 | 0 | 0 | 0 | 0 | 0 | 0 | 0 | 0 | 0 | 0 | 0 | 0 | 0 | 0 | 0 | 0 | 0 | 0 | 0 | 0 | 0 | 0 | 0 | 0
F5_Commercial_College_New_Food Preparation_Natural Gas_Double Rack Oven_E1 | F5 | Commercial | College | New | Food Preparation | Natural Gas | Double Rack Oven | E1 | Utility - Cost of Operation | 0.028006 | 0.028006 | 0.028006 | 0.028006 | 0.028006 | 0.028006 | 0.028006 | 0.028006 | 0.028006 | 0.028006 | 0.028006 | 0.028006 | 0.028006 | 0.028006 | 0.028006 | 0.028006 | 0.028006 | 0.028006 | 0.028006 | 0.028006 | 0.028006 | 0.028006 | 0.028006 | 0.028006 | 0.028006 | 0.028006 | 0.028006 | 0.028006 | 0.028006 | 0.028006 | 0.028006 | 0.028006 | 0.028006
F5_Commercial_College_New_Food Preparation_Natural Gas_Double Rack Oven_E2 | F5 | Commercial | College | New | Food Preparation | Natural Gas | Double Rack Oven | E2 | Utility - Cost of Operation | 0.037245 | 0.037245 | 0.037245 | 0.037245 | 0.037245 | 0.037245 | 0.037245 | 0.037245 | 0.037245 | 0.037245 | 0.037245 | 0.037245 | 0.037245 | 0.037245 | 0.037245 | 0.037245 | 0.037245 | 0.037245 | 0.037245 | 0.037245 | 0.037245 | 0.037245 | 0.037245 | 0.037245 | 0.037245 | 0.037245 | 0.037245 | 0.037245 | 0.037245 | 0.037245 | 0.037245 | 0.037245 | 0.037245
F5_Commercial_College_New_Food Preparation_Natural Gas_Double Rack Oven_E3 | F5 | Commercial | College | New | Food Preparation | Natural Gas | Double Rack Oven | E3 | Utility - Cost of Operation | 0 | 0 | 0 | 0 | 0 | 0 | 0 | 0 | 0 | 0 | 0 | 0 | 0 | 0 | 0 | 0 | 0 | 0 | 0 | 0 | 0 | 0 | 0 | 0 | 0 | 0 | 0 | 0 | 0 | 0 | 0 | 0 | 0
F5_Commercial_College_New_Food Preparation_Natural Gas_Double Rack Oven_E4 | F5 | Commercial | College | New | Food Preparation | Natural Gas | Double Rack Oven | E4 | Utility - Cost of Operation | 0 | 0 | 0 | 0 | 0 | 0 | 0 | 0 | 0 | 0 | 0 | 0 | 0 | 0 | 0 | 0 | 0 | 0 | 0 | 0 | 0 | 0 | 0 | 0 | 0 | 0 | 0 | 0 | 0 | 0 | 0 | 0 | 0
F5_Commercial_College_New_Food Preparation_Natural Gas_Double Rack Oven_E5 | F5 | Commercial | College | New | Food Preparation | Natural Gas | Double Rack Oven | E5 | Utility - Cost of Operation | 0 | 0 | 0 | 0 | 0 | 0 | 0 | 0 | 0 | 0 | 0 | 0 | 0 | 0 | 0 | 0 | 0 | 0 | 0 | 0 | 0 | 0 | 0 | 0 | 0 | 0 | 0 | 0 | 0 | 0 | 0 | 0 | 0
F5_Commercial_College_New_Food Preparation_Natural Gas_Double Rack Oven_E6 | F5 | Commercial | College | New | Food Preparation | Natural Gas | Double Rack Oven | E6 | Utility - Cost of Operation | 0 | 0 | 0 | 0 | 0 | 0 | 0 | 0 | 0 | 0 | 0 | 0 | 0 | 0 | 0 | 0 | 0 | 0 | 0 | 0 | 0 | 0 | 0 | 0 | 0 | 0 | 0 | 0 | 0 | 0 | 0 | 0 | 0
F5_Commercial_College_New_Food Preparation_Natural Gas_Double Rack Oven_E7 | F5 | Commercial | College | New | Food Preparation | Natural Gas | Double Rack Oven | E7 | Utility - Cost of Operation | 0 | 0 | 0 | 0 | 0 | 0 | 0 | 0 | 0 | 0 | 0 | 0 | 0 | 0 | 0 | 0 | 0 | 0 | 0 | 0 | 0 | 0 | 0 | 0 | 0 | 0 | 0 | 0 | 0 | 0 | 0 | 0 | 0
F5_Commercial_College_New_Food Preparation_Natural Gas_Double Rack Oven_E8 | F5 | Commercial | College | New | Food Preparation | Natural Gas | Double Rack Oven | E8 | Utility - Cost of Operation | 0 | 0 | 0 | 0 | 0 | 0 | 0 | 0 | 0 | 0 | 0 | 0 | 0 | 0 | 0 | 0 | 0 | 0 | 0 | 0 | 0 | 0 | 0 | 0 | 0 | 0 | 0 | 0 | 0 | 0 | 0 | 0 | 0
F5_Commercial_College_New_Food Preparation_Natural Gas_Double Rack Oven_E9 | F5 | Commercial | College | New | Food Preparation | Natural Gas | Double Rack Oven | E9 | Utility - Cost of Operation | 0 | 0 | 0 | 0 | 0 | 0 | 0 | 0 | 0 | 0 | 0 | 0 | 0 | 0 | 0 | 0 | 0 | 0 | 0 | 0 | 0 | 0 | 0 | 0 | 0 | 0 | 0 | 0 | 0 | 0 | 0 | 0 | 0
F5_Commercial_College_New_Food Preparation_Natural Gas_Double Rack Oven_E10 | F5 | Commercial | College | New | Food Preparation | Natural Gas | Double Rack Oven | E10 | Utility - Cost of Operation | 0 | 0 | 0 | 0 | 0 | 0 | 0 | 0 | 0 | 0 | 0 | 0 | 0 | 0 | 0 | 0 | 0 | 0 | 0 | 0 | 0 | 0 | 0 | 0 | 0 | 0 | 0 | 0 | 0 | 0 | 0 | 0 | 0
F6_Commercial_College_New_Food Preparation_Natural Gas_Double Rack Oven_E1 | F6 | Commercial | College | New | Food Preparation | Natural Gas | Double Rack Oven | E1 | Utility - Value of Sales | 0.089992 | 0.090395 | 0.091043 | 0.090901 | 0.090901 | 0.090901 | 0.090901 | 0.090901 | 0.090901 | 0.090901 | 0.090901 | 0.090901 | 0.090901 | 0.090901 | 0.090901 | 0.090901 | 0.090901 | 0.090901 | 0.090901 | 0.090901 | 0.090901 | 0.090901 | 0.090901 | 0.090901 | 0.090901 | 0.090901 | 0.090901 | 0.090901 | 0.090901 | 0.090901 | 0.090901 | 0.090901 | 0.090901
F6_Commercial_College_New_Food Preparation_Natural Gas_Double Rack Oven_E2 | F6 | Commercial | College | New | Food Preparation | Natural Gas | Double Rack Oven | E2 | Utility - Value of Sales | 0.049087 | 0.049306 | 0.04966 | 0.049582 | 0.049582 | 0.049582 | 0.049582 | 0.049582 | 0.049582 | 0.049582 | 0.049582 | 0.049582 | 0.049582 | 0.049582 | 0.049582 | 0.049582 | 0.049582 | 0.049582 | 0.049582 | 0.049582 | 0.049582 | 0.049582 | 0.049582 | 0.049582 | 0.049582 | 0.049582 | 0.049582 | 0.049582 | 0.049582 | 0.049582 | 0.049582 | 0.049582 | 0.049582
F6_Commercial_College_New_Food Preparation_Natural Gas_Double Rack Oven_E3 | F6 | Commercial | College | New | Food Preparation | Natural Gas | Double Rack Oven | E3 | Utility - Value of Sales | 0 | 0 | 0 | 0 | 0 | 0 | 0 | 0 | 0 | 0 | 0 | 0 | 0 | 0 | 0 | 0 | 0 | 0 | 0 | 0 | 0 | 0 | 0 | 0 | 0 | 0 | 0 | 0 | 0 | 0 | 0 | 0 | 0
F6_Commercial_College_New_Food Preparation_Natural Gas_Double Rack Oven_E4 | F6 | Commercial | College | New | Food Preparation | Natural Gas | Double Rack Oven | E4 | Utility - Value of Sales | 0 | 0 | 0 | 0 | 0 | 0 | 0 | 0 | 0 | 0 | 0 | 0 | 0 | 0 | 0 | 0 | 0 | 0 | 0 | 0 | 0 | 0 | 0 | 0 | 0 | 0 | 0 | 0 | 0 | 0 | 0 | 0 | 0
F6_Commercial_College_New_Food Preparation_Natural Gas_Double Rack Oven_E5 | F6 | Commercial | College | New | Food Preparation | Natural Gas | Double Rack Oven | E5 | Utility - Value of Sales | 0 | 0 | 0 | 0 | 0 | 0 | 0 | 0 | 0 | 0 | 0 | 0 | 0 | 0 | 0 | 0 | 0 | 0 | 0 | 0 | 0 | 0 | 0 | 0 | 0 | 0 | 0 | 0 | 0 | 0 | 0 | 0 | 0
F6_Commercial_College_New_Food Preparation_Natural Gas_Double Rack Oven_E6 | F6 | Commercial | College | New | Food Preparation | Natural Gas | Double Rack Oven | E6 | Utility - Value of Sales | 0 | 0 | 0 | 0 | 0 | 0 | 0 | 0 | 0 | 0 | 0 | 0 | 0 | 0 | 0 | 0 | 0 | 0 | 0 | 0 | 0 | 0 | 0 | 0 | 0 | 0 | 0 | 0 | 0 | 0 | 0 | 0 | 0
F6_Commercial_College_New_Food Preparation_Natural Gas_Double Rack Oven_E7 | F6 | Commercial | College | New | Food Preparation | Natural Gas | Double Rack Oven | E7 | Utility - Value of Sales | 0 | 0 | 0 | 0 | 0 | 0 | 0 | 0 | 0 | 0 | 0 | 0 | 0 | 0 | 0 | 0 | 0 | 0 | 0 | 0 | 0 | 0 | 0 | 0 | 0 | 0 | 0 | 0 | 0 | 0 | 0 | 0 | 0
F6_Commercial_College_New_Food Preparation_Natural Gas_Double Rack Oven_E8 | F6 | Commercial | College | New | Food Preparation | Natural Gas | Double Rack Oven | E8 | Utility - Value of Sales | 0 | 0 | 0 | 0 | 0 | 0 | 0 | 0 | 0 | 0 | 0 | 0 | 0 | 0 | 0 | 0 | 0 | 0 | 0 | 0 | 0 | 0 | 0 | 0 | 0 | 0 | 0 | 0 | 0 | 0 | 0 | 0 | 0
F6_Commercial_College_New_Food Preparation_Natural Gas_Double Rack Oven_E9 | F6 | Commercial | College | New | Food Preparation | Natural Gas | Double Rack Oven | E9 | Utility - Value of Sales | 0 | 0 | 0 | 0 | 0 | 0 | 0 | 0 | 0 | 0 | 0 | 0 | 0 | 0 | 0 | 0 | 0 | 0 | 0 | 0 | 0 | 0 | 0 | 0 | 0 | 0 | 0 | 0 | 0 | 0 | 0 | 0 | 0
F6_Commercial_College_New_Food Preparation_Natural Gas_Double Rack Oven_E10 | F6 | Commercial | College | New | Food Preparation | Natural Gas | Double Rack Oven | E10 | Utility - Value of Sales | 0 | 0 | 0 | 0 | 0 | 0 | 0 | 0 | 0 | 0 | 0 | 0 | 0 | 0 | 0 | 0 | 0 | 0 | 0 | 0 | 0 | 0 | 0 | 0 | 0 | 0 | 0 | 0 | 0 | 0 | 0 | 0 | 0
F1_Commercial_College_New_Food Preparation_Natural Gas_Fryer_E1 | F1 | Commercial | College | New | Food Preparation | Natural Gas | Fryer | E1 | RVT - Cost of Equipment | 0.070582 | 0.070504 | 0.070808 | 0 | 0 | 0 | 0 | 0 | 0 | 0 | 0 | 0 | 0 | 0 | 0 | 0 | 0 | 0 | 0 | 0 | 0 | 0 | 0 | 0 | 0 | 0 | 0 | 0 | 0 | 0 | 0 | 0 | 0
F1_Commercial_College_New_Food Preparation_Natural Gas_Fryer_E2 | F1 | Commercial | College | New | Food Preparation | Natural Gas | Fryer | E2 | RVT - Cost of Equipment | 0.04743 | 0.047378 | 0.047582 | 0.047154 | 0.046881 | 0.047011 | 0.047481 | 0.04785 | 0.048313 | 0.048752 | 0.049183 | 0.049579 | 0.049998 | 0.050439 | 0.050854 | 0.051283 | 0.05171 | 0.052184 | 0.052679 | 0.053204 | 0.053717 | 0.054268 | 0.054781 | 0.055328 | 0.055817 | 0.05625 | 0.056644 | 0.056984 | 0.05725 | 0.057469 | 0.057588 | 0.057667 | 0.057667
F1_Commercial_College_New_Food Preparation_Natural Gas_Fryer_E3 | F1 | Commercial | College | New | Food Preparation | Natural Gas | Fryer | E3 | RVT - Cost of Equipment | 0 | 0 | 0 | 0 | 0 | 0 | 0 | 0 | 0 | 0 | 0 | 0 | 0 | 0 | 0 | 0 | 0 | 0 | 0 | 0 | 0 | 0 | 0 | 0 | 0 | 0 | 0 | 0 | 0 | 0 | 0 | 0 | 0
F1_Commercial_College_New_Food Preparation_Natural Gas_Fryer_E4 | F1 | Commercial | College | New | Food Preparation | Natural Gas | Fryer | E4 | RVT - Cost of Equipment | 0 | 0 | 0 | 0 | 0 | 0 | 0 | 0 | 0 | 0 | 0 | 0 | 0 | 0 | 0 | 0 | 0 | 0 | 0 | 0 | 0 | 0 | 0 | 0 | 0 | 0 | 0 | 0 | 0 | 0 | 0 | 0 | 0
F1_Commercial_College_New_Food Preparation_Natural Gas_Fryer_E5 | F1 | Commercial | College | New | Food Preparation | Natural Gas | Fryer | E5 | RVT - Cost of Equipment | 0 | 0 | 0 | 0 | 0 | 0 | 0 | 0 | 0 | 0 | 0 | 0 | 0 | 0 | 0 | 0 | 0 | 0 | 0 | 0 | 0 | 0 | 0 | 0 | 0 | 0 | 0 | 0 | 0 | 0 | 0 | 0 | 0
F1_Commercial_College_New_Food Preparation_Natural Gas_Fryer_E6 | F1 | Commercial | College | New | Food Preparation | Natural Gas | Fryer | E6 | RVT - Cost of Equipment | 0 | 0 | 0 | 0 | 0 | 0 | 0 | 0 | 0 | 0 | 0 | 0 | 0 | 0 | 0 | 0 | 0 | 0 | 0 | 0 | 0 | 0 | 0 | 0 | 0 | 0 | 0 | 0 | 0 | 0 | 0 | 0 | 0
F1_Commercial_College_New_Food Preparation_Natural Gas_Fryer_E7 | F1 | Commercial | College | New | Food Preparation | Natural Gas | Fryer | E7 | RVT - Cost of Equipment | 0 | 0 | 0 | 0 | 0 | 0 | 0 | 0 | 0 | 0 | 0 | 0 | 0 | 0 | 0 | 0 | 0 | 0 | 0 | 0 | 0 | 0 | 0 | 0 | 0 | 0 | 0 | 0 | 0 | 0 | 0 | 0 | 0
F1_Commercial_College_New_Food Preparation_Natural Gas_Fryer_E8 | F1 | Commercial | College | New | Food Preparation | Natural Gas | Fryer | E8 | RVT - Cost of Equipment | 0 | 0 | 0 | 0 | 0 | 0 | 0 | 0 | 0 | 0 | 0 | 0 | 0 | 0 | 0 | 0 | 0 | 0 | 0 | 0 | 0 | 0 | 0 | 0 | 0 | 0 | 0 | 0 | 0 | 0 | 0 | 0 | 0
F1_Commercial_College_New_Food Preparation_Natural Gas_Fryer_E9 | F1 | Commercial | College | New | Food Preparation | Natural Gas | Fryer | E9 | RVT - Cost of Equipment | 0 | 0 | 0 | 0 | 0 | 0 | 0 | 0 | 0 | 0 | 0 | 0 | 0 | 0 | 0 | 0 | 0 | 0 | 0 | 0 | 0 | 0 | 0 | 0 | 0 | 0 | 0 | 0 | 0 | 0 | 0 | 0 | 0
F1_Commercial_College_New_Food Preparation_Natural Gas_Fryer_E10 | F1 | Commercial | College | New | Food Preparation | Natural Gas | Fryer | E10 | RVT - Cost of Equipment | 0 | 0 | 0 | 0 | 0 | 0 | 0 | 0 | 0 | 0 | 0 | 0 | 0 | 0 | 0 | 0 | 0 | 0 | 0 | 0 | 0 | 0 | 0 | 0 | 0 | 0 | 0 | 0 | 0 | 0 | 0 | 0 | 0
F2_Commercial_College_New_Food Preparation_Natural Gas_Fryer_E1 | F2 | Commercial | College | New | Food Preparation | Natural Gas | Fryer | E1 | RVT - Cost of Operation | 0.084561 | 0.084468 | 0.084832 | 0 | 0 | 0 | 0 | 0 | 0 | 0 | 0 | 0 | 0 | 0 | 0 | 0 | 0 | 0 | 0 | 0 | 0 | 0 | 0 | 0 | 0 | 0 | 0 | 0 | 0 | 0 | 0 | 0 | 0
F2_Commercial_College_New_Food Preparation_Natural Gas_Fryer_E2 | F2 | Commercial | College | New | Food Preparation | Natural Gas | Fryer | E2 | RVT - Cost of Operation | 0.056824 | 0.056762 | 0.057006 | 0.056493 | 0.056166 | 0.056322 | 0.056885 | 0.057327 | 0.057882 | 0.058408 | 0.058925 | 0.059399 | 0.059901 | 0.060429 | 0.060927 | 0.061441 | 0.061952 | 0.06252 | 0.063113 | 0.063741 | 0.064357 | 0.065017 | 0.065631 | 0.066287 | 0.066872 | 0.067391 | 0.067863 | 0.068271 | 0.06859 | 0.068851 | 0.068994 | 0.069089 | 0.069089
F2_Commercial_College_New_Food Preparation_Natural Gas_Fryer_E3 | F2 | Commercial | College | New | Food Preparation | Natural Gas | Fryer | E3 | RVT - Cost of Operation | 0 | 0 | 0 | 0 | 0 | 0 | 0 | 0 | 0 | 0 | 0 | 0 | 0 | 0 | 0 | 0 | 0 | 0 | 0 | 0 | 0 | 0 | 0 | 0 | 0 | 0 | 0 | 0 | 0 | 0 | 0 | 0 | 0
F2_Commercial_College_New_Food Preparation_Natural Gas_Fryer_E4 | F2 | Commercial | College | New | Food Preparation | Natural Gas | Fryer | E4 | RVT - Cost of Operation | 0 | 0 | 0 | 0 | 0 | 0 | 0 | 0 | 0 | 0 | 0 | 0 | 0 | 0 | 0 | 0 | 0 | 0 | 0 | 0 | 0 | 0 | 0 | 0 | 0 | 0 | 0 | 0 | 0 | 0 | 0 | 0 | 0
F2_Commercial_College_New_Food Preparation_Natural Gas_Fryer_E5 | F2 | Commercial | College | New | Food Preparation | Natural Gas | Fryer | E5 | RVT - Cost of Operation | 0 | 0 | 0 | 0 | 0 | 0 | 0 | 0 | 0 | 0 | 0 | 0 | 0 | 0 | 0 | 0 | 0 | 0 | 0 | 0 | 0 | 0 | 0 | 0 | 0 | 0 | 0 | 0 | 0 | 0 | 0 | 0 | 0
F2_Commercial_College_New_Food Preparation_Natural Gas_Fryer_E6 | F2 | Commercial | College | New | Food Preparation | Natural Gas | Fryer | E6 | RVT - Cost of Operation | 0 | 0 | 0 | 0 | 0 | 0 | 0 | 0 | 0 | 0 | 0 | 0 | 0 | 0 | 0 | 0 | 0 | 0 | 0 | 0 | 0 | 0 | 0 | 0 | 0 | 0 | 0 | 0 | 0 | 0 | 0 | 0 | 0
F2_Commercial_College_New_Food Preparation_Natural Gas_Fryer_E7 | F2 | Commercial | College | New | Food Preparation | Natural Gas | Fryer | E7 | RVT - Cost of Operation | 0 | 0 | 0 | 0 | 0 | 0 | 0 | 0 | 0 | 0 | 0 | 0 | 0 | 0 | 0 | 0 | 0 | 0 | 0 | 0 | 0 | 0 | 0 | 0 | 0 | 0 | 0 | 0 | 0 | 0 | 0 | 0 | 0
F2_Commercial_College_New_Food Preparation_Natural Gas_Fryer_E8 | F2 | Commercial | College | New | Food Preparation | Natural Gas | Fryer | E8 | RVT - Cost of Operation | 0 | 0 | 0 | 0 | 0 | 0 | 0 | 0 | 0 | 0 | 0 | 0 | 0 | 0 | 0 | 0 | 0 | 0 | 0 | 0 | 0 | 0 | 0 | 0 | 0 | 0 | 0 | 0 | 0 | 0 | 0 | 0 | 0
F2_Commercial_College_New_Food Preparation_Natural Gas_Fryer_E9 | F2 | Commercial | College | New | Food Preparation | Natural Gas | Fryer | E9 | RVT - Cost of Operation | 0 | 0 | 0 | 0 | 0 | 0 | 0 | 0 | 0 | 0 | 0 | 0 | 0 | 0 | 0 | 0 | 0 | 0 | 0 | 0 | 0 | 0 | 0 | 0 | 0 | 0 | 0 | 0 | 0 | 0 | 0 | 0 | 0
F2_Commercial_College_New_Food Preparation_Natural Gas_Fryer_E10 | F2 | Commercial | College | New | Food Preparation | Natural Gas | Fryer | E10 | RVT - Cost of Operation | 0 | 0 | 0 | 0 | 0 | 0 | 0 | 0 | 0 | 0 | 0 | 0 | 0 | 0 | 0 | 0 | 0 | 0 | 0 | 0 | 0 | 0 | 0 | 0 | 0 | 0 | 0 | 0 | 0 | 0 | 0 | 0 | 0
F3_Commercial_College_New_Food Preparation_Natural Gas_Fryer_E1 | F3 | Commercial | College | New | Food Preparation | Natural Gas | Fryer | E1 | System - kBTUs of Consumption | 0.022525 | 0.022525 | 0.022525 | 0 | 0 | 0 | 0 | 0 | 0 | 0 | 0 | 0 | 0 | 0 | 0 | 0 | 0 | 0 | 0 | 0 | 0 | 0 | 0 | 0 | 0 | 0 | 0 | 0 | 0 | 0 | 0 | 0 | 0
F3_Commercial_College_New_Food Preparation_Natural Gas_Fryer_E2 | F3 | Commercial | College | New | Food Preparation | Natural Gas | Fryer | E2 | System - kBTUs of Consumption | 0.026864 | 0.026864 | 0.026864 | 0.026864 | 0.026864 | 0.026864 | 0.026864 | 0.026864 | 0.026864 | 0.026864 | 0.026864 | 0.026864 | 0.026864 | 0.026864 | 0.026864 | 0.026864 | 0.026864 | 0.026864 | 0.026864 | 0.026864 | 0.026864 | 0.026864 | 0.026864 | 0.026864 | 0.026864 | 0.026864 | 0.026864 | 0.026864 | 0.026864 | 0.026864 | 0.026864 | 0.026864 | 0.026864
F3_Commercial_College_New_Food Preparation_Natural Gas_Fryer_E3 | F3 | Commercial | College | New | Food Preparation | Natural Gas | Fryer | E3 | System - kBTUs of Consumption | 0 | 0 | 0 | 0 | 0 | 0 | 0 | 0 | 0 | 0 | 0 | 0 | 0 | 0 | 0 | 0 | 0 | 0 | 0 | 0 | 0 | 0 | 0 | 0 | 0 | 0 | 0 | 0 | 0 | 0 | 0 | 0 | 0
F3_Commercial_College_New_Food Preparation_Natural Gas_Fryer_E4 | F3 | Commercial | College | New | Food Preparation | Natural Gas | Fryer | E4 | System - kBTUs of Consumption | 0 | 0 | 0 | 0 | 0 | 0 | 0 | 0 | 0 | 0 | 0 | 0 | 0 | 0 | 0 | 0 | 0 | 0 | 0 | 0 | 0 | 0 | 0 | 0 | 0 | 0 | 0 | 0 | 0 | 0 | 0 | 0 | 0
F3_Commercial_College_New_Food Preparation_Natural Gas_Fryer_E5 | F3 | Commercial | College | New | Food Preparation | Natural Gas | Fryer | E5 | System - kBTUs of Consumption | 0 | 0 | 0 | 0 | 0 | 0 | 0 | 0 | 0 | 0 | 0 | 0 | 0 | 0 | 0 | 0 | 0 | 0 | 0 | 0 | 0 | 0 | 0 | 0 | 0 | 0 | 0 | 0 | 0 | 0 | 0 | 0 | 0
F3_Commercial_College_New_Food Preparation_Natural Gas_Fryer_E6 | F3 | Commercial | College | New | Food Preparation | Natural Gas | Fryer | E6 | System - kBTUs of Consumption | 0 | 0 | 0 | 0 | 0 | 0 | 0 | 0 | 0 | 0 | 0 | 0 | 0 | 0 | 0 | 0 | 0 | 0 | 0 | 0 | 0 | 0 | 0 | 0 | 0 | 0 | 0 | 0 | 0 | 0 | 0 | 0 | 0
F3_Commercial_College_New_Food Preparation_Natural Gas_Fryer_E7 | F3 | Commercial | College | New | Food Preparation | Natural Gas | Fryer | E7 | System - kBTUs of Consumption | 0 | 0 | 0 | 0 | 0 | 0 | 0 | 0 | 0 | 0 | 0 | 0 | 0 | 0 | 0 | 0 | 0 | 0 | 0 | 0 | 0 | 0 | 0 | 0 | 0 | 0 | 0 | 0 | 0 | 0 | 0 | 0 | 0
F3_Commercial_College_New_Food Preparation_Natural Gas_Fryer_E8 | F3 | Commercial | College | New | Food Preparation | Natural Gas | Fryer | E8 | System - kBTUs of Consumption | 0 | 0 | 0 | 0 | 0 | 0 | 0 | 0 | 0 | 0 | 0 | 0 | 0 | 0 | 0 | 0 | 0 | 0 | 0 | 0 | 0 | 0 | 0 | 0 | 0 | 0 | 0 | 0 | 0 | 0 | 0 | 0 | 0
F3_Commercial_College_New_Food Preparation_Natural Gas_Fryer_E9 | F3 | Commercial | College | New | Food Preparation | Natural Gas | Fryer | E9 | System - kBTUs of Consumption | 0 | 0 | 0 | 0 | 0 | 0 | 0 | 0 | 0 | 0 | 0 | 0 | 0 | 0 | 0 | 0 | 0 | 0 | 0 | 0 | 0 | 0 | 0 | 0 | 0 | 0 | 0 | 0 | 0 | 0 | 0 | 0 | 0
F3_Commercial_College_New_Food Preparation_Natural Gas_Fryer_E10 | F3 | Commercial | College | New | Food Preparation | Natural Gas | Fryer | E10 | System - kBTUs of Consumption | 0 | 0 | 0 | 0 | 0 | 0 | 0 | 0 | 0 | 0 | 0 | 0 | 0 | 0 | 0 | 0 | 0 | 0 | 0 | 0 | 0 | 0 | 0 | 0 | 0 | 0 | 0 | 0 | 0 | 0 | 0 | 0 | 0
F4_Commercial_College_New_Food Preparation_Natural Gas_Fryer_E1 | F4 | Commercial | College | New | Food Preparation | Natural Gas | Fryer | E1 | Utility - Cost of Equipment | 0.084561 | 0.084468 | 0.084832 | 0 | 0 | 0 | 0 | 0 | 0 | 0 | 0 | 0 | 0 | 0 | 0 | 0 | 0 | 0 | 0 | 0 | 0 | 0 | 0 | 0 | 0 | 0 | 0 | 0 | 0 | 0 | 0 | 0 | 0
F4_Commercial_College_New_Food Preparation_Natural Gas_Fryer_E2 | F4 | Commercial | College | New | Food Preparation | Natural Gas | Fryer | E2 | Utility - Cost of Equipment | 0.056824 | 0.056762 | 0.057006 | 0.056493 | 0.056166 | 0.056322 | 0.056885 | 0.057327 | 0.057882 | 0.058408 | 0.058925 | 0.059399 | 0.059901 | 0.060429 | 0.060927 | 0.061441 | 0.061952 | 0.06252 | 0.063113 | 0.063741 | 0.064357 | 0.065017 | 0.065631 | 0.066287 | 0.066872 | 0.067391 | 0.067863 | 0.068271 | 0.06859 | 0.068851 | 0.068994 | 0.069089 | 0.069089
F4_Commercial_College_New_Food Preparation_Natural Gas_Fryer_E3 | F4 | Commercial | College | New | Food Preparation | Natural Gas | Fryer | E3 | Utility - Cost of Equipment | 0 | 0 | 0 | 0 | 0 | 0 | 0 | 0 | 0 | 0 | 0 | 0 | 0 | 0 | 0 | 0 | 0 | 0 | 0 | 0 | 0 | 0 | 0 | 0 | 0 | 0 | 0 | 0 | 0 | 0 | 0 | 0 | 0
F4_Commercial_College_New_Food Preparation_Natural Gas_Fryer_E4 | F4 | Commercial | College | New | Food Preparation | Natural Gas | Fryer | E4 | Utility - Cost of Equipment | 0 | 0 | 0 | 0 | 0 | 0 | 0 | 0 | 0 | 0 | 0 | 0 | 0 | 0 | 0 | 0 | 0 | 0 | 0 | 0 | 0 | 0 | 0 | 0 | 0 | 0 | 0 | 0 | 0 | 0 | 0 | 0 | 0
F4_Commercial_College_New_Food Preparation_Natural Gas_Fryer_E5 | F4 | Commercial | College | New | Food Preparation | Natural Gas | Fryer | E5 | Utility - Cost of Equipment | 0 | 0 | 0 | 0 | 0 | 0 | 0 | 0 | 0 | 0 | 0 | 0 | 0 | 0 | 0 | 0 | 0 | 0 | 0 | 0 | 0 | 0 | 0 | 0 | 0 | 0 | 0 | 0 | 0 | 0 | 0 | 0 | 0
F4_Commercial_College_New_Food Preparation_Natural Gas_Fryer_E6 | F4 | Commercial | College | New | Food Preparation | Natural Gas | Fryer | E6 | Utility - Cost of Equipment | 0 | 0 | 0 | 0 | 0 | 0 | 0 | 0 | 0 | 0 | 0 | 0 | 0 | 0 | 0 | 0 | 0 | 0 | 0 | 0 | 0 | 0 | 0 | 0 | 0 | 0 | 0 | 0 | 0 | 0 | 0 | 0 | 0
F4_Commercial_College_New_Food Preparation_Natural Gas_Fryer_E7 | F4 | Commercial | College | New | Food Preparation | Natural Gas | Fryer | E7 | Utility - Cost of Equipment | 0 | 0 | 0 | 0 | 0 | 0 | 0 | 0 | 0 | 0 | 0 | 0 | 0 | 0 | 0 | 0 | 0 | 0 | 0 | 0 | 0 | 0 | 0 | 0 | 0 | 0 | 0 | 0 | 0 | 0 | 0 | 0 | 0
F4_Commercial_College_New_Food Preparation_Natural Gas_Fryer_E8 | F4 | Commercial | College | New | Food Preparation | Natural Gas | Fryer | E8 | Utility - Cost of Equipment | 0 | 0 | 0 | 0 | 0 | 0 | 0 | 0 | 0 | 0 | 0 | 0 | 0 | 0 | 0 | 0 | 0 | 0 | 0 | 0 | 0 | 0 | 0 | 0 | 0 | 0 | 0 | 0 | 0 | 0 | 0 | 0 | 0
F4_Commercial_College_New_Food Preparation_Natural Gas_Fryer_E9 | F4 | Commercial | College | New | Food Preparation | Natural Gas | Fryer | E9 | Utility - Cost of Equipment | 0 | 0 | 0 | 0 | 0 | 0 | 0 | 0 | 0 | 0 | 0 | 0 | 0 | 0 | 0 | 0 | 0 | 0 | 0 | 0 | 0 | 0 | 0 | 0 | 0 | 0 | 0 | 0 | 0 | 0 | 0 | 0 | 0
F4_Commercial_College_New_Food Preparation_Natural Gas_Fryer_E10 | F4 | Commercial | College | New | Food Preparation | Natural Gas | Fryer | E10 | Utility - Cost of Equipment | 0 | 0 | 0 | 0 | 0 | 0 | 0 | 0 | 0 | 0 | 0 | 0 | 0 | 0 | 0 | 0 | 0 | 0 | 0 | 0 | 0 | 0 | 0 | 0 | 0 | 0 | 0 | 0 | 0 | 0 | 0 | 0 | 0
F5_Commercial_College_New_Food Preparation_Natural Gas_Fryer_E1 | F5 | Commercial | College | New | Food Preparation | Natural Gas | Fryer | E1 | Utility - Cost of Operation | 0.022525 | 0.022525 | 0.022525 | 0 | 0 | 0 | 0 | 0 | 0 | 0 | 0 | 0 | 0 | 0 | 0 | 0 | 0 | 0 | 0 | 0 | 0 | 0 | 0 | 0 | 0 | 0 | 0 | 0 | 0 | 0 | 0 | 0 | 0
F5_Commercial_College_New_Food Preparation_Natural Gas_Fryer_E2 | F5 | Commercial | College | New | Food Preparation | Natural Gas | Fryer | E2 | Utility - Cost of Operation | 0.026864 | 0.026864 | 0.026864 | 0.026864 | 0.026864 | 0.026864 | 0.026864 | 0.026864 | 0.026864 | 0.026864 | 0.026864 | 0.026864 | 0.026864 | 0.026864 | 0.026864 | 0.026864 | 0.026864 | 0.026864 | 0.026864 | 0.026864 | 0.026864 | 0.026864 | 0.026864 | 0.026864 | 0.026864 | 0.026864 | 0.026864 | 0.026864 | 0.026864 | 0.026864 | 0.026864 | 0.026864 | 0.026864
F5_Commercial_College_New_Food Preparation_Natural Gas_Fryer_E3 | F5 | Commercial | College | New | Food Preparation | Natural Gas | Fryer | E3 | Utility - Cost of Operation | 0 | 0 | 0 | 0 | 0 | 0 | 0 | 0 | 0 | 0 | 0 | 0 | 0 | 0 | 0 | 0 | 0 | 0 | 0 | 0 | 0 | 0 | 0 | 0 | 0 | 0 | 0 | 0 | 0 | 0 | 0 | 0 | 0
F5_Commercial_College_New_Food Preparation_Natural Gas_Fryer_E4 | F5 | Commercial | College | New | Food Preparation | Natural Gas | Fryer | E4 | Utility - Cost of Operation | 0 | 0 | 0 | 0 | 0 | 0 | 0 | 0 | 0 | 0 | 0 | 0 | 0 | 0 | 0 | 0 | 0 | 0 | 0 | 0 | 0 | 0 | 0 | 0 | 0 | 0 | 0 | 0 | 0 | 0 | 0 | 0 | 0
F5_Commercial_College_New_Food Preparation_Natural Gas_Fryer_E5 | F5 | Commercial | College | New | Food Preparation | Natural Gas | Fryer | E5 | Utility - Cost of Operation | 0 | 0 | 0 | 0 | 0 | 0 | 0 | 0 | 0 | 0 | 0 | 0 | 0 | 0 | 0 | 0 | 0 | 0 | 0 | 0 | 0 | 0 | 0 | 0 | 0 | 0 | 0 | 0 | 0 | 0 | 0 | 0 | 0
F5_Commercial_College_New_Food Preparation_Natural Gas_Fryer_E6 | F5 | Commercial | College | New | Food Preparation | Natural Gas | Fryer | E6 | Utility - Cost of Operation | 0 | 0 | 0 | 0 | 0 | 0 | 0 | 0 | 0 | 0 | 0 | 0 | 0 | 0 | 0 | 0 | 0 | 0 | 0 | 0 | 0 | 0 | 0 | 0 | 0 | 0 | 0 | 0 | 0 | 0 | 0 | 0 | 0
F5_Commercial_College_New_Food Preparation_Natural Gas_Fryer_E7 | F5 | Commercial | College | New | Food Preparation | Natural Gas | Fryer | E7 | Utility - Cost of Operation | 0 | 0 | 0 | 0 | 0 | 0 | 0 | 0 | 0 | 0 | 0 | 0 | 0 | 0 | 0 | 0 | 0 | 0 | 0 | 0 | 0 | 0 | 0 | 0 | 0 | 0 | 0 | 0 | 0 | 0 | 0 | 0 | 0
F5_Commercial_College_New_Food Preparation_Natural Gas_Fryer_E8 | F5 | Commercial | College | New | Food Preparation | Natural Gas | Fryer | E8 | Utility - Cost of Operation | 0 | 0 | 0 | 0 | 0 | 0 | 0 | 0 | 0 | 0 | 0 | 0 | 0 | 0 | 0 | 0 | 0 | 0 | 0 | 0 | 0 | 0 | 0 | 0 | 0 | 0 | 0 | 0 | 0 | 0 | 0 | 0 | 0
F5_Commercial_College_New_Food Preparation_Natural Gas_Fryer_E9 | F5 | Commercial | College | New | Food Preparation | Natural Gas | Fryer | E9 | Utility - Cost of Operation | 0 | 0 | 0 | 0 | 0 | 0 | 0 | 0 | 0 | 0 | 0 | 0 | 0 | 0 | 0 | 0 | 0 | 0 | 0 | 0 | 0 | 0 | 0 | 0 | 0 | 0 | 0 | 0 | 0 | 0 | 0 | 0 | 0
F5_Commercial_College_New_Food Preparation_Natural Gas_Fryer_E10 | F5 | Commercial | College | New | Food Preparation | Natural Gas | Fryer | E10 | Utility - Cost of Operation | 0 | 0 | 0 | 0 | 0 | 0 | 0 | 0 | 0 | 0 | 0 | 0 | 0 | 0 | 0 | 0 | 0 | 0 | 0 | 0 | 0 | 0 | 0 | 0 | 0 | 0 | 0 | 0 | 0 | 0 | 0 | 0 | 0
F6_Commercial_College_New_Food Preparation_Natural Gas_Fryer_E1 | F6 | Commercial | College | New | Food Preparation | Natural Gas | Fryer | E1 | Utility - Value of Sales | 0.044653 | 0.04492 | 0.04535 | 0 | 0 | 0 | 0 | 0 | 0 | 0 | 0 | 0 | 0 | 0 | 0 | 0 | 0 | 0 | 0 | 0 | 0 | 0 | 0 | 0 | 0 | 0 | 0 | 0 | 0 | 0 | 0 | 0 | 0
F6_Commercial_College_New_Food Preparation_Natural Gas_Fryer_E2 | F6 | Commercial | College | New | Food Preparation | Natural Gas | Fryer | E2 | Utility - Value of Sales | 0.030006 | 0.030186 | 0.030475 | 0.030411 | 0.030411 | 0.030411 | 0.030411 | 0.030411 | 0.030411 | 0.030411 | 0.030411 | 0.030411 | 0.030411 | 0.030411 | 0.030411 | 0.030411 | 0.030411 | 0.030411 | 0.030411 | 0.030411 | 0.030411 | 0.030411 | 0.030411 | 0.030411 | 0.030411 | 0.030411 | 0.030411 | 0.030411 | 0.030411 | 0.030411 | 0.030411 | 0.030411 | 0.030411
F6_Commercial_College_New_Food Preparation_Natural Gas_Fryer_E3 | F6 | Commercial | College | New | Food Preparation | Natural Gas | Fryer | E3 | Utility - Value of Sales | 0 | 0 | 0 | 0 | 0 | 0 | 0 | 0 | 0 | 0 | 0 | 0 | 0 | 0 | 0 | 0 | 0 | 0 | 0 | 0 | 0 | 0 | 0 | 0 | 0 | 0 | 0 | 0 | 0 | 0 | 0 | 0 | 0
F6_Commercial_College_New_Food Preparation_Natural Gas_Fryer_E4 | F6 | Commercial | College | New | Food Preparation | Natural Gas | Fryer | E4 | Utility - Value of Sales | 0 | 0 | 0 | 0 | 0 | 0 | 0 | 0 | 0 | 0 | 0 | 0 | 0 | 0 | 0 | 0 | 0 | 0 | 0 | 0 | 0 | 0 | 0 | 0 | 0 | 0 | 0 | 0 | 0 | 0 | 0 | 0 | 0
F6_Commercial_College_New_Food Preparation_Natural Gas_Fryer_E5 | F6 | Commercial | College | New | Food Preparation | Natural Gas | Fryer | E5 | Utility - Value of Sales | 0 | 0 | 0 | 0 | 0 | 0 | 0 | 0 | 0 | 0 | 0 | 0 | 0 | 0 | 0 | 0 | 0 | 0 | 0 | 0 | 0 | 0 | 0 | 0 | 0 | 0 | 0 | 0 | 0 | 0 | 0 | 0 | 0
F6_Commercial_College_New_Food Preparation_Natural Gas_Fryer_E6 | F6 | Commercial | College | New | Food Preparation | Natural Gas | Fryer | E6 | Utility - Value of Sales | 0 | 0 | 0 | 0 | 0 | 0 | 0 | 0 | 0 | 0 | 0 | 0 | 0 | 0 | 0 | 0 | 0 | 0 | 0 | 0 | 0 | 0 | 0 | 0 | 0 | 0 | 0 | 0 | 0 | 0 | 0 | 0 | 0
F6_Commercial_College_New_Food Preparation_Natural Gas_Fryer_E7 | F6 | Commercial | College | New | Food Preparation | Natural Gas | Fryer | E7 | Utility - Value of Sales | 0 | 0 | 0 | 0 | 0 | 0 | 0 | 0 | 0 | 0 | 0 | 0 | 0 | 0 | 0 | 0 | 0 | 0 | 0 | 0 | 0 | 0 | 0 | 0 | 0 | 0 | 0 | 0 | 0 | 0 | 0 | 0 | 0
F6_Commercial_College_New_Food Preparation_Natural Gas_Fryer_E8 | F6 | Commercial | College | New | Food Preparation | Natural Gas | Fryer | E8 | Utility - Value of Sales | 0 | 0 | 0 | 0 | 0 | 0 | 0 | 0 | 0 | 0 | 0 | 0 | 0 | 0 | 0 | 0 | 0 | 0 | 0 | 0 | 0 | 0 | 0 | 0 | 0 | 0 | 0 | 0 | 0 | 0 | 0 | 0 | 0
F6_Commercial_College_New_Food Preparation_Natural Gas_Fryer_E9 | F6 | Commercial | College | New | Food Preparation | Natural Gas | Fryer | E9 | Utility - Value of Sales | 0 | 0 | 0 | 0 | 0 | 0 | 0 | 0 | 0 | 0 | 0 | 0 | 0 | 0 | 0 | 0 | 0 | 0 | 0 | 0 | 0 | 0 | 0 | 0 | 0 | 0 | 0 | 0 | 0 | 0 | 0 | 0 | 0
F6_Commercial_College_New_Food Preparation_Natural Gas_Fryer_E10 | F6 | Commercial | College | New | Food Preparation | Natural Gas | Fryer | E10 | Utility - Value of Sales | 0 | 0 | 0 | 0 | 0 | 0 | 0 | 0 | 0 | 0 | 0 | 0 | 0 | 0 | 0 | 0 | 0 | 0 | 0 | 0 | 0 | 0 | 0 | 0 | 0 | 0 | 0 | 0 | 0 | 0 | 0 | 0 | 0
F1_Commercial_College_New_Food Preparation_Natural Gas_Broiler_E1 | F1 | Commercial | College | New | Food Preparation | Natural Gas | Broiler | E1 | RVT - Cost of Equipment | 0.078354 | 0.078454 | 0.078882 | 0.078483 | 0.07828 | 0.078591 | 0.07934 | 0.079949 | 0.080692 | 0.081408 | 0.082132 | 0.082816 | 0.083544 | 0.084297 | 0.085028 | 0.085775 | 0.086528 | 0.087337 | 0.088178 | 0.089044 | 0.089876 | 0.090712 | 0.09146 | 0.092211 | 0.092861 | 0.093423 | 0.093934 | 0.094376 | 0.094721 | 0.095004 | 0.095159 | 0.095262 | 0.095262
F1_Commercial_College_New_Food Preparation_Natural Gas_Broiler_E2 | F1 | Commercial | College | New | Food Preparation | Natural Gas | Broiler | E2 | RVT - Cost of Equipment | 0.05037 | 0.050435 | 0.05071 | 0.050454 | 0.050323 | 0.050523 | 0.051004 | 0.051396 | 0.051874 | 0.052334 | 0.052799 | 0.053239 | 0.053707 | 0.054191 | 0.054661 | 0.055141 | 0.055625 | 0.056145 | 0.056686 | 0.057243 | 0.057777 | 0.058315 | 0.058796 | 0.059278 | 0.059696 | 0.060058 | 0.060386 | 0.06067 | 0.060892 | 0.061074 | 0.061173 | 0.06124 | 0.06124
F1_Commercial_College_New_Food Preparation_Natural Gas_Broiler_E3 | F1 | Commercial | College | New | Food Preparation | Natural Gas | Broiler | E3 | RVT - Cost of Equipment | 0 | 0 | 0 | 0 | 0 | 0 | 0 | 0 | 0 | 0 | 0 | 0 | 0 | 0 | 0 | 0 | 0 | 0 | 0 | 0 | 0 | 0 | 0 | 0 | 0 | 0 | 0 | 0 | 0 | 0 | 0 | 0 | 0
F1_Commercial_College_New_Food Preparation_Natural Gas_Broiler_E4 | F1 | Commercial | College | New | Food Preparation | Natural Gas | Broiler | E4 | RVT - Cost of Equipment | 0 | 0 | 0 | 0 | 0 | 0 | 0 | 0 | 0 | 0 | 0 | 0 | 0 | 0 | 0 | 0 | 0 | 0 | 0 | 0 | 0 | 0 | 0 | 0 | 0 | 0 | 0 | 0 | 0 | 0 | 0 | 0 | 0
F1_Commercial_College_New_Food Preparation_Natural Gas_Broiler_E5 | F1 | Commercial | College | New | Food Preparation | Natural Gas | Broiler | E5 | RVT - Cost of Equipment | 0 | 0 | 0 | 0 | 0 | 0 | 0 | 0 | 0 | 0 | 0 | 0 | 0 | 0 | 0 | 0 | 0 | 0 | 0 | 0 | 0 | 0 | 0 | 0 | 0 | 0 | 0 | 0 | 0 | 0 | 0 | 0 | 0
F1_Commercial_College_New_Food Preparation_Natural Gas_Broiler_E6 | F1 | Commercial | College | New | Food Preparation | Natural Gas | Broiler | E6 | RVT - Cost of Equipment | 0 | 0 | 0 | 0 | 0 | 0 | 0 | 0 | 0 | 0 | 0 | 0 | 0 | 0 | 0 | 0 | 0 | 0 | 0 | 0 | 0 | 0 | 0 | 0 | 0 | 0 | 0 | 0 | 0 | 0 | 0 | 0 | 0
F1_Commercial_College_New_Food Preparation_Natural Gas_Broiler_E7 | F1 | Commercial | College | New | Food Preparation | Natural Gas | Broiler | E7 | RVT - Cost of Equipment | 0 | 0 | 0 | 0 | 0 | 0 | 0 | 0 | 0 | 0 | 0 | 0 | 0 | 0 | 0 | 0 | 0 | 0 | 0 | 0 | 0 | 0 | 0 | 0 | 0 | 0 | 0 | 0 | 0 | 0 | 0 | 0 | 0
F1_Commercial_College_New_Food Preparation_Natural Gas_Broiler_E8 | F1 | Commercial | College | New | Food Preparation | Natural Gas | Broiler | E8 | RVT - Cost of Equipment | 0 | 0 | 0 | 0 | 0 | 0 | 0 | 0 | 0 | 0 | 0 | 0 | 0 | 0 | 0 | 0 | 0 | 0 | 0 | 0 | 0 | 0 | 0 | 0 | 0 | 0 | 0 | 0 | 0 | 0 | 0 | 0 | 0
F1_Commercial_College_New_Food Preparation_Natural Gas_Broiler_E9 | F1 | Commercial | College | New | Food Preparation | Natural Gas | Broiler | E9 | RVT - Cost of Equipment | 0 | 0 | 0 | 0 | 0 | 0 | 0 | 0 | 0 | 0 | 0 | 0 | 0 | 0 | 0 | 0 | 0 | 0 | 0 | 0 | 0 | 0 | 0 | 0 | 0 | 0 | 0 | 0 | 0 | 0 | 0 | 0 | 0
F1_Commercial_College_New_Food Preparation_Natural Gas_Broiler_E10 | F1 | Commercial | College | New | Food Preparation | Natural Gas | Broiler | E10 | RVT - Cost of Equipment | 0 | 0 | 0 | 0 | 0 | 0 | 0 | 0 | 0 | 0 | 0 | 0 | 0 | 0 | 0 | 0 | 0 | 0 | 0 | 0 | 0 | 0 | 0 | 0 | 0 | 0 | 0 | 0 | 0 | 0 | 0 | 0 | 0
F2_Commercial_College_New_Food Preparation_Natural Gas_Broiler_E1 | F2 | Commercial | College | New | Food Preparation | Natural Gas | Broiler | E1 | RVT - Cost of Operation | 0.093873 | 0.093993 | 0.094506 | 0.094028 | 0.093784 | 0.094157 | 0.095055 | 0.095784 | 0.096675 | 0.097532 | 0.0984 | 0.099219 | 0.10009 | 0.10099 | 0.10187 | 0.10276 | 0.10367 | 0.10464 | 0.10564 | 0.10668 | 0.10768 | 0.10868 | 0.10958 | 0.11047 | 0.11125 | 0.11193 | 0.11254 | 0.11307 | 0.11348 | 0.11382 | 0.11401 | 0.11413 | 0.11413
F2_Commercial_College_New_Food Preparation_Natural Gas_Broiler_E2 | F2 | Commercial | College | New | Food Preparation | Natural Gas | Broiler | E2 | RVT - Cost of Operation | 0.060347 | 0.060424 | 0.060754 | 0.060447 | 0.06029 | 0.06053 | 0.061107 | 0.061576 | 0.062148 | 0.062699 | 0.063257 | 0.063783 | 0.064344 | 0.064924 | 0.065487 | 0.066063 | 0.066642 | 0.067266 | 0.067913 | 0.068581 | 0.069221 | 0.069865 | 0.070441 | 0.071019 | 0.07152 | 0.071953 | 0.072347 | 0.072687 | 0.072953 | 0.073171 | 0.07329 | 0.073369 | 0.073369
F2_Commercial_College_New_Food Preparation_Natural Gas_Broiler_E3 | F2 | Commercial | College | New | Food Preparation | Natural Gas | Broiler | E3 | RVT - Cost of Operation | 0 | 0 | 0 | 0 | 0 | 0 | 0 | 0 | 0 | 0 | 0 | 0 | 0 | 0 | 0 | 0 | 0 | 0 | 0 | 0 | 0 | 0 | 0 | 0 | 0 | 0 | 0 | 0 | 0 | 0 | 0 | 0 | 0
F2_Commercial_College_New_Food Preparation_Natural Gas_Broiler_E4 | F2 | Commercial | College | New | Food Preparation | Natural Gas | Broiler | E4 | RVT - Cost of Operation | 0 | 0 | 0 | 0 | 0 | 0 | 0 | 0 | 0 | 0 | 0 | 0 | 0 | 0 | 0 | 0 | 0 | 0 | 0 | 0 | 0 | 0 | 0 | 0 | 0 | 0 | 0 | 0 | 0 | 0 | 0 | 0 | 0
F2_Commercial_College_New_Food Preparation_Natural Gas_Broiler_E5 | F2 | Commercial | College | New | Food Preparation | Natural Gas | Broiler | E5 | RVT - Cost of Operation | 0 | 0 | 0 | 0 | 0 | 0 | 0 | 0 | 0 | 0 | 0 | 0 | 0 | 0 | 0 | 0 | 0 | 0 | 0 | 0 | 0 | 0 | 0 | 0 | 0 | 0 | 0 | 0 | 0 | 0 | 0 | 0 | 0
F2_Commercial_College_New_Food Preparation_Natural Gas_Broiler_E6 | F2 | Commercial | College | New | Food Preparation | Natural Gas | Broiler | E6 | RVT - Cost of Operation | 0 | 0 | 0 | 0 | 0 | 0 | 0 | 0 | 0 | 0 | 0 | 0 | 0 | 0 | 0 | 0 | 0 | 0 | 0 | 0 | 0 | 0 | 0 | 0 | 0 | 0 | 0 | 0 | 0 | 0 | 0 | 0 | 0
F2_Commercial_College_New_Food Preparation_Natural Gas_Broiler_E7 | F2 | Commercial | College | New | Food Preparation | Natural Gas | Broiler | E7 | RVT - Cost of Operation | 0 | 0 | 0 | 0 | 0 | 0 | 0 | 0 | 0 | 0 | 0 | 0 | 0 | 0 | 0 | 0 | 0 | 0 | 0 | 0 | 0 | 0 | 0 | 0 | 0 | 0 | 0 | 0 | 0 | 0 | 0 | 0 | 0
F2_Commercial_College_New_Food Preparation_Natural Gas_Broiler_E8 | F2 | Commercial | College | New | Food Preparation | Natural Gas | Broiler | E8 | RVT - Cost of Operation | 0 | 0 | 0 | 0 | 0 | 0 | 0 | 0 | 0 | 0 | 0 | 0 | 0 | 0 | 0 | 0 | 0 | 0 | 0 | 0 | 0 | 0 | 0 | 0 | 0 | 0 | 0 | 0 | 0 | 0 | 0 | 0 | 0
F2_Commercial_College_New_Food Preparation_Natural Gas_Broiler_E9 | F2 | Commercial | College | New | Food Preparation | Natural Gas | Broiler | E9 | RVT - Cost of Operation | 0 | 0 | 0 | 0 | 0 | 0 | 0 | 0 | 0 | 0 | 0 | 0 | 0 | 0 | 0 | 0 | 0 | 0 | 0 | 0 | 0 | 0 | 0 | 0 | 0 | 0 | 0 | 0 | 0 | 0 | 0 | 0 | 0
F2_Commercial_College_New_Food Preparation_Natural Gas_Broiler_E10 | F2 | Commercial | College | New | Food Preparation | Natural Gas | Broiler | E10 | RVT - Cost of Operation | 0 | 0 | 0 | 0 | 0 | 0 | 0 | 0 | 0 | 0 | 0 | 0 | 0 | 0 | 0 | 0 | 0 | 0 | 0 | 0 | 0 | 0 | 0 | 0 | 0 | 0 | 0 | 0 | 0 | 0 | 0 | 0 | 0
F3_Commercial_College_New_Food Preparation_Natural Gas_Broiler_E1 | F3 | Commercial | College | New | Food Preparation | Natural Gas | Broiler | E1 | System - kBTUs of Consumption | 0.021185 | 0.021185 | 0.021185 | 0.021185 | 0.021185 | 0.021185 | 0.021185 | 0.021185 | 0.021185 | 0.021185 | 0.021185 | 0.021185 | 0.021185 | 0.021185 | 0.021185 | 0.021185 | 0.021185 | 0.021185 | 0.021185 | 0.021185 | 0.021185 | 0.021185 | 0.021185 | 0.021185 | 0.021185 | 0.021185 | 0.021185 | 0.021185 | 0.021185 | 0.021185 | 0.021185 | 0.021185 | 0.021185
F3_Commercial_College_New_Food Preparation_Natural Gas_Broiler_E2 | F3 | Commercial | College | New | Food Preparation | Natural Gas | Broiler | E2 | System - kBTUs of Consumption | 0.029659 | 0.029659 | 0.029659 | 0.029659 | 0.029659 | 0.029659 | 0.029659 | 0.029659 | 0.029659 | 0.029659 | 0.029659 | 0.029659 | 0.029659 | 0.029659 | 0.029659 | 0.029659 | 0.029659 | 0.029659 | 0.029659 | 0.029659 | 0.029659 | 0.029659 | 0.029659 | 0.029659 | 0.029659 | 0.029659 | 0.029659 | 0.029659 | 0.029659 | 0.029659 | 0.029659 | 0.029659 | 0.029659
F3_Commercial_College_New_Food Preparation_Natural Gas_Broiler_E3 | F3 | Commercial | College | New | Food Preparation | Natural Gas | Broiler | E3 | System - kBTUs of Consumption | 0 | 0 | 0 | 0 | 0 | 0 | 0 | 0 | 0 | 0 | 0 | 0 | 0 | 0 | 0 | 0 | 0 | 0 | 0 | 0 | 0 | 0 | 0 | 0 | 0 | 0 | 0 | 0 | 0 | 0 | 0 | 0 | 0
F3_Commercial_College_New_Food Preparation_Natural Gas_Broiler_E4 | F3 | Commercial | College | New | Food Preparation | Natural Gas | Broiler | E4 | System - kBTUs of Consumption | 0 | 0 | 0 | 0 | 0 | 0 | 0 | 0 | 0 | 0 | 0 | 0 | 0 | 0 | 0 | 0 | 0 | 0 | 0 | 0 | 0 | 0 | 0 | 0 | 0 | 0 | 0 | 0 | 0 | 0 | 0 | 0 | 0
F3_Commercial_College_New_Food Preparation_Natural Gas_Broiler_E5 | F3 | Commercial | College | New | Food Preparation | Natural Gas | Broiler | E5 | System - kBTUs of Consumption | 0 | 0 | 0 | 0 | 0 | 0 | 0 | 0 | 0 | 0 | 0 | 0 | 0 | 0 | 0 | 0 | 0 | 0 | 0 | 0 | 0 | 0 | 0 | 0 | 0 | 0 | 0 | 0 | 0 | 0 | 0 | 0 | 0
F3_Commercial_College_New_Food Preparation_Natural Gas_Broiler_E6 | F3 | Commercial | College | New | Food Preparation | Natural Gas | Broiler | E6 | System - kBTUs of Consumption | 0 | 0 | 0 | 0 | 0 | 0 | 0 | 0 | 0 | 0 | 0 | 0 | 0 | 0 | 0 | 0 | 0 | 0 | 0 | 0 | 0 | 0 | 0 | 0 | 0 | 0 | 0 | 0 | 0 | 0 | 0 | 0 | 0
F3_Commercial_College_New_Food Preparation_Natural Gas_Broiler_E7 | F3 | Commercial | College | New | Food Preparation | Natural Gas | Broiler | E7 | System - kBTUs of Consumption | 0 | 0 | 0 | 0 | 0 | 0 | 0 | 0 | 0 | 0 | 0 | 0 | 0 | 0 | 0 | 0 | 0 | 0 | 0 | 0 | 0 | 0 | 0 | 0 | 0 | 0 | 0 | 0 | 0 | 0 | 0 | 0 | 0
F3_Commercial_College_New_Food Preparation_Natural Gas_Broiler_E8 | F3 | Commercial | College | New | Food Preparation | Natural Gas | Broiler | E8 | System - kBTUs of Consumption | 0 | 0 | 0 | 0 | 0 | 0 | 0 | 0 | 0 | 0 | 0 | 0 | 0 | 0 | 0 | 0 | 0 | 0 | 0 | 0 | 0 | 0 | 0 | 0 | 0 | 0 | 0 | 0 | 0 | 0 | 0 | 0 | 0
F3_Commercial_College_New_Food Preparation_Natural Gas_Broiler_E9 | F3 | Commercial | College | New | Food Preparation | Natural Gas | Broiler | E9 | System - kBTUs of Consumption | 0 | 0 | 0 | 0 | 0 | 0 | 0 | 0 | 0 | 0 | 0 | 0 | 0 | 0 | 0 | 0 | 0 | 0 | 0 | 0 | 0 | 0 | 0 | 0 | 0 | 0 | 0 | 0 | 0 | 0 | 0 | 0 | 0
F3_Commercial_College_New_Food Preparation_Natural Gas_Broiler_E10 | F3 | Commercial | College | New | Food Preparation | Natural Gas | Broiler | E10 | System - kBTUs of Consumption | 0 | 0 | 0 | 0 | 0 | 0 | 0 | 0 | 0 | 0 | 0 | 0 | 0 | 0 | 0 | 0 | 0 | 0 | 0 | 0 | 0 | 0 | 0 | 0 | 0 | 0 | 0 | 0 | 0 | 0 | 0 | 0 | 0
F4_Commercial_College_New_Food Preparation_Natural Gas_Broiler_E1 | F4 | Commercial | College | New | Food Preparation | Natural Gas | Broiler | E1 | Utility - Cost of Equipment | 0.093873 | 0.093993 | 0.094506 | 0.094028 | 0.093784 | 0.094157 | 0.095055 | 0.095784 | 0.096675 | 0.097532 | 0.0984 | 0.099219 | 0.10009 | 0.10099 | 0.10187 | 0.10276 | 0.10367 | 0.10464 | 0.10564 | 0.10668 | 0.10768 | 0.10868 | 0.10958 | 0.11047 | 0.11125 | 0.11193 | 0.11254 | 0.11307 | 0.11348 | 0.11382 | 0.11401 | 0.11413 | 0.11413
F4_Commercial_College_New_Food Preparation_Natural Gas_Broiler_E2 | F4 | Commercial | College | New | Food Preparation | Natural Gas | Broiler | E2 | Utility - Cost of Equipment | 0.060347 | 0.060424 | 0.060754 | 0.060447 | 0.06029 | 0.06053 | 0.061107 | 0.061576 | 0.062148 | 0.062699 | 0.063257 | 0.063783 | 0.064344 | 0.064924 | 0.065487 | 0.066063 | 0.066642 | 0.067266 | 0.067913 | 0.068581 | 0.069221 | 0.069865 | 0.070441 | 0.071019 | 0.07152 | 0.071953 | 0.072347 | 0.072687 | 0.072953 | 0.073171 | 0.07329 | 0.073369 | 0.073369
F4_Commercial_College_New_Food Preparation_Natural Gas_Broiler_E3 | F4 | Commercial | College | New | Food Preparation | Natural Gas | Broiler | E3 | Utility - Cost of Equipment | 0 | 0 | 0 | 0 | 0 | 0 | 0 | 0 | 0 | 0 | 0 | 0 | 0 | 0 | 0 | 0 | 0 | 0 | 0 | 0 | 0 | 0 | 0 | 0 | 0 | 0 | 0 | 0 | 0 | 0 | 0 | 0 | 0
F4_Commercial_College_New_Food Preparation_Natural Gas_Broiler_E4 | F4 | Commercial | College | New | Food Preparation | Natural Gas | Broiler | E4 | Utility - Cost of Equipment | 0 | 0 | 0 | 0 | 0 | 0 | 0 | 0 | 0 | 0 | 0 | 0 | 0 | 0 | 0 | 0 | 0 | 0 | 0 | 0 | 0 | 0 | 0 | 0 | 0 | 0 | 0 | 0 | 0 | 0 | 0 | 0 | 0
F4_Commercial_College_New_Food Preparation_Natural Gas_Broiler_E5 | F4 | Commercial | College | New | Food Preparation | Natural Gas | Broiler | E5 | Utility - Cost of Equipment | 0 | 0 | 0 | 0 | 0 | 0 | 0 | 0 | 0 | 0 | 0 | 0 | 0 | 0 | 0 | 0 | 0 | 0 | 0 | 0 | 0 | 0 | 0 | 0 | 0 | 0 | 0 | 0 | 0 | 0 | 0 | 0 | 0
F4_Commercial_College_New_Food Preparation_Natural Gas_Broiler_E6 | F4 | Commercial | College | New | Food Preparation | Natural Gas | Broiler | E6 | Utility - Cost of Equipment | 0 | 0 | 0 | 0 | 0 | 0 | 0 | 0 | 0 | 0 | 0 | 0 | 0 | 0 | 0 | 0 | 0 | 0 | 0 | 0 | 0 | 0 | 0 | 0 | 0 | 0 | 0 | 0 | 0 | 0 | 0 | 0 | 0
F4_Commercial_College_New_Food Preparation_Natural Gas_Broiler_E7 | F4 | Commercial | College | New | Food Preparation | Natural Gas | Broiler | E7 | Utility - Cost of Equipment | 0 | 0 | 0 | 0 | 0 | 0 | 0 | 0 | 0 | 0 | 0 | 0 | 0 | 0 | 0 | 0 | 0 | 0 | 0 | 0 | 0 | 0 | 0 | 0 | 0 | 0 | 0 | 0 | 0 | 0 | 0 | 0 | 0
F4_Commercial_College_New_Food Preparation_Natural Gas_Broiler_E8 | F4 | Commercial | College | New | Food Preparation | Natural Gas | Broiler | E8 | Utility - Cost of Equipment | 0 | 0 | 0 | 0 | 0 | 0 | 0 | 0 | 0 | 0 | 0 | 0 | 0 | 0 | 0 | 0 | 0 | 0 | 0 | 0 | 0 | 0 | 0 | 0 | 0 | 0 | 0 | 0 | 0 | 0 | 0 | 0 | 0
F4_Commercial_College_New_Food Preparation_Natural Gas_Broiler_E9 | F4 | Commercial | College | New | Food Preparation | Natural Gas | Broiler | E9 | Utility - Cost of Equipment | 0 | 0 | 0 | 0 | 0 | 0 | 0 | 0 | 0 | 0 | 0 | 0 | 0 | 0 | 0 | 0 | 0 | 0 | 0 | 0 | 0 | 0 | 0 | 0 | 0 | 0 | 0 | 0 | 0 | 0 | 0 | 0 | 0
F4_Commercial_College_New_Food Preparation_Natural Gas_Broiler_E10 | F4 | Commercial | College | New | Food Preparation | Natural Gas | Broiler | E10 | Utility - Cost of Equipment | 0 | 0 | 0 | 0 | 0 | 0 | 0 | 0 | 0 | 0 | 0 | 0 | 0 | 0 | 0 | 0 | 0 | 0 | 0 | 0 | 0 | 0 | 0 | 0 | 0 | 0 | 0 | 0 | 0 | 0 | 0 | 0 | 0
F5_Commercial_College_New_Food Preparation_Natural Gas_Broiler_E1 | F5 | Commercial | College | New | Food Preparation | Natural Gas | Broiler | E1 | Utility - Cost of Operation | 0.021185 | 0.021185 | 0.021185 | 0.021185 | 0.021185 | 0.021185 | 0.021185 | 0.021185 | 0.021185 | 0.021185 | 0.021185 | 0.021185 | 0.021185 | 0.021185 | 0.021185 | 0.021185 | 0.021185 | 0.021185 | 0.021185 | 0.021185 | 0.021185 | 0.021185 | 0.021185 | 0.021185 | 0.021185 | 0.021185 | 0.021185 | 0.021185 | 0.021185 | 0.021185 | 0.021185 | 0.021185 | 0.021185
F5_Commercial_College_New_Food Preparation_Natural Gas_Broiler_E2 | F5 | Commercial | College | New | Food Preparation | Natural Gas | Broiler | E2 | Utility - Cost of Operation | 0.029659 | 0.029659 | 0.029659 | 0.029659 | 0.029659 | 0.029659 | 0.029659 | 0.029659 | 0.029659 | 0.029659 | 0.029659 | 0.029659 | 0.029659 | 0.029659 | 0.029659 | 0.029659 | 0.029659 | 0.029659 | 0.029659 | 0.029659 | 0.029659 | 0.029659 | 0.029659 | 0.029659 | 0.029659 | 0.029659 | 0.029659 | 0.029659 | 0.029659 | 0.029659 | 0.029659 | 0.029659 | 0.029659
F5_Commercial_College_New_Food Preparation_Natural Gas_Broiler_E3 | F5 | Commercial | College | New | Food Preparation | Natural Gas | Broiler | E3 | Utility - Cost of Operation | 0 | 0 | 0 | 0 | 0 | 0 | 0 | 0 | 0 | 0 | 0 | 0 | 0 | 0 | 0 | 0 | 0 | 0 | 0 | 0 | 0 | 0 | 0 | 0 | 0 | 0 | 0 | 0 | 0 | 0 | 0 | 0 | 0
F5_Commercial_College_New_Food Preparation_Natural Gas_Broiler_E4 | F5 | Commercial | College | New | Food Preparation | Natural Gas | Broiler | E4 | Utility - Cost of Operation | 0 | 0 | 0 | 0 | 0 | 0 | 0 | 0 | 0 | 0 | 0 | 0 | 0 | 0 | 0 | 0 | 0 | 0 | 0 | 0 | 0 | 0 | 0 | 0 | 0 | 0 | 0 | 0 | 0 | 0 | 0 | 0 | 0
F5_Commercial_College_New_Food Preparation_Natural Gas_Broiler_E5 | F5 | Commercial | College | New | Food Preparation | Natural Gas | Broiler | E5 | Utility - Cost of Operation | 0 | 0 | 0 | 0 | 0 | 0 | 0 | 0 | 0 | 0 | 0 | 0 | 0 | 0 | 0 | 0 | 0 | 0 | 0 | 0 | 0 | 0 | 0 | 0 | 0 | 0 | 0 | 0 | 0 | 0 | 0 | 0 | 0
F5_Commercial_College_New_Food Preparation_Natural Gas_Broiler_E6 | F5 | Commercial | College | New | Food Preparation | Natural Gas | Broiler | E6 | Utility - Cost of Operation | 0 | 0 | 0 | 0 | 0 | 0 | 0 | 0 | 0 | 0 | 0 | 0 | 0 | 0 | 0 | 0 | 0 | 0 | 0 | 0 | 0 | 0 | 0 | 0 | 0 | 0 | 0 | 0 | 0 | 0 | 0 | 0 | 0
F5_Commercial_College_New_Food Preparation_Natural Gas_Broiler_E7 | F5 | Commercial | College | New | Food Preparation | Natural Gas | Broiler | E7 | Utility - Cost of Operation | 0 | 0 | 0 | 0 | 0 | 0 | 0 | 0 | 0 | 0 | 0 | 0 | 0 | 0 | 0 | 0 | 0 | 0 | 0 | 0 | 0 | 0 | 0 | 0 | 0 | 0 | 0 | 0 | 0 | 0 | 0 | 0 | 0
F5_Commercial_College_New_Food Preparation_Natural Gas_Broiler_E8 | F5 | Commercial | College | New | Food Preparation | Natural Gas | Broiler | E8 | Utility - Cost of Operation | 0 | 0 | 0 | 0 | 0 | 0 | 0 | 0 | 0 | 0 | 0 | 0 | 0 | 0 | 0 | 0 | 0 | 0 | 0 | 0 | 0 | 0 | 0 | 0 | 0 | 0 | 0 | 0 | 0 | 0 | 0 | 0 | 0
F5_Commercial_College_New_Food Preparation_Natural Gas_Broiler_E9 | F5 | Commercial | College | New | Food Preparation | Natural Gas | Broiler | E9 | Utility - Cost of Operation | 0 | 0 | 0 | 0 | 0 | 0 | 0 | 0 | 0 | 0 | 0 | 0 | 0 | 0 | 0 | 0 | 0 | 0 | 0 | 0 | 0 | 0 | 0 | 0 | 0 | 0 | 0 | 0 | 0 | 0 | 0 | 0 | 0
F5_Commercial_College_New_Food Preparation_Natural Gas_Broiler_E10 | F5 | Commercial | College | New | Food Preparation | Natural Gas | Broiler | E10 | Utility - Cost of Operation | 0 | 0 | 0 | 0 | 0 | 0 | 0 | 0 | 0 | 0 | 0 | 0 | 0 | 0 | 0 | 0 | 0 | 0 | 0 | 0 | 0 | 0 | 0 | 0 | 0 | 0 | 0 | 0 | 0 | 0 | 0 | 0 | 0
F6_Commercial_College_New_Food Preparation_Natural Gas_Broiler_E1 | F6 | Commercial | College | New | Food Preparation | Natural Gas | Broiler | E1 | Utility - Value of Sales | 0.04969 | 0.049912 | 0.05027 | 0.050191 | 0.050191 | 0.050191 | 0.050191 | 0.050191 | 0.050191 | 0.050191 | 0.050191 | 0.050191 | 0.050191 | 0.050191 | 0.050191 | 0.050191 | 0.050191 | 0.050191 | 0.050191 | 0.050191 | 0.050191 | 0.050191 | 0.050191 | 0.050191 | 0.050191 | 0.050191 | 0.050191 | 0.050191 | 0.050191 | 0.050191 | 0.050191 | 0.050191 | 0.050191
F6_Commercial_College_New_Food Preparation_Natural Gas_Broiler_E2 | F6 | Commercial | College | New | Food Preparation | Natural Gas | Broiler | E2 | Utility - Value of Sales | 0.031943 | 0.032086 | 0.032316 | 0.032266 | 0.032266 | 0.032266 | 0.032266 | 0.032266 | 0.032266 | 0.032266 | 0.032266 | 0.032266 | 0.032266 | 0.032266 | 0.032266 | 0.032266 | 0.032266 | 0.032266 | 0.032266 | 0.032266 | 0.032266 | 0.032266 | 0.032266 | 0.032266 | 0.032266 | 0.032266 | 0.032266 | 0.032266 | 0.032266 | 0.032266 | 0.032266 | 0.032266 | 0.032266
F6_Commercial_College_New_Food Preparation_Natural Gas_Broiler_E3 | F6 | Commercial | College | New | Food Preparation | Natural Gas | Broiler | E3 | Utility - Value of Sales | 0 | 0 | 0 | 0 | 0 | 0 | 0 | 0 | 0 | 0 | 0 | 0 | 0 | 0 | 0 | 0 | 0 | 0 | 0 | 0 | 0 | 0 | 0 | 0 | 0 | 0 | 0 | 0 | 0 | 0 | 0 | 0 | 0
F6_Commercial_College_New_Food Preparation_Natural Gas_Broiler_E4 | F6 | Commercial | College | New | Food Preparation | Natural Gas | Broiler | E4 | Utility - Value of Sales | 0 | 0 | 0 | 0 | 0 | 0 | 0 | 0 | 0 | 0 | 0 | 0 | 0 | 0 | 0 | 0 | 0 | 0 | 0 | 0 | 0 | 0 | 0 | 0 | 0 | 0 | 0 | 0 | 0 | 0 | 0 | 0 | 0
F6_Commercial_College_New_Food Preparation_Natural Gas_Broiler_E5 | F6 | Commercial | College | New | Food Preparation | Natural Gas | Broiler | E5 | Utility - Value of Sales | 0 | 0 | 0 | 0 | 0 | 0 | 0 | 0 | 0 | 0 | 0 | 0 | 0 | 0 | 0 | 0 | 0 | 0 | 0 | 0 | 0 | 0 | 0 | 0 | 0 | 0 | 0 | 0 | 0 | 0 | 0 | 0 | 0
F6_Commercial_College_New_Food Preparation_Natural Gas_Broiler_E6 | F6 | Commercial | College | New | Food Preparation | Natural Gas | Broiler | E6 | Utility - Value of Sales | 0 | 0 | 0 | 0 | 0 | 0 | 0 | 0 | 0 | 0 | 0 | 0 | 0 | 0 | 0 | 0 | 0 | 0 | 0 | 0 | 0 | 0 | 0 | 0 | 0 | 0 | 0 | 0 | 0 | 0 | 0 | 0 | 0
F6_Commercial_College_New_Food Preparation_Natural Gas_Broiler_E7 | F6 | Commercial | College | New | Food Preparation | Natural Gas | Broiler | E7 | Utility - Value of Sales | 0 | 0 | 0 | 0 | 0 | 0 | 0 | 0 | 0 | 0 | 0 | 0 | 0 | 0 | 0 | 0 | 0 | 0 | 0 | 0 | 0 | 0 | 0 | 0 | 0 | 0 | 0 | 0 | 0 | 0 | 0 | 0 | 0
F6_Commercial_College_New_Food Preparation_Natural Gas_Broiler_E8 | F6 | Commercial | College | New | Food Preparation | Natural Gas | Broiler | E8 | Utility - Value of Sales | 0 | 0 | 0 | 0 | 0 | 0 | 0 | 0 | 0 | 0 | 0 | 0 | 0 | 0 | 0 | 0 | 0 | 0 | 0 | 0 | 0 | 0 | 0 | 0 | 0 | 0 | 0 | 0 | 0 | 0 | 0 | 0 | 0
F6_Commercial_College_New_Food Preparation_Natural Gas_Broiler_E9 | F6 | Commercial | College | New | Food Preparation | Natural Gas | Broiler | E9 | Utility - Value of Sales | 0 | 0 | 0 | 0 | 0 | 0 | 0 | 0 | 0 | 0 | 0 | 0 | 0 | 0 | 0 | 0 | 0 | 0 | 0 | 0 | 0 | 0 | 0 | 0 | 0 | 0 | 0 | 0 | 0 | 0 | 0 | 0 | 0
F6_Commercial_College_New_Food Preparation_Natural Gas_Broiler_E10 | F6 | Commercial | College | New | Food Preparation | Natural Gas | Broiler | E10 | Utility - Value of Sales | 0 | 0 | 0 | 0 | 0 | 0 | 0 | 0 | 0 | 0 | 0 | 0 | 0 | 0 | 0 | 0 | 0 | 0 | 0 | 0 | 0 | 0 | 0 | 0 | 0 | 0 | 0 | 0 | 0 | 0 | 0 | 0 | 0
F1_Commercial_College_New_Food Preparation_Natural Gas_Griddle_E1 | F1 | Commercial | College | New | Food Preparation | Natural Gas | Griddle | E1 | RVT - Cost of Equipment | 0.049123 | 0.049186 | 0.049455 | 0 | 0 | 0 | 0 | 0 | 0 | 0 | 0 | 0 | 0 | 0 | 0 | 0 | 0 | 0 | 0 | 0 | 0 | 0 | 0 | 0 | 0 | 0 | 0 | 0 | 0 | 0 | 0 | 0 | 0
F1_Commercial_College_New_Food Preparation_Natural Gas_Griddle_E2 | F1 | Commercial | College | New | Food Preparation | Natural Gas | Griddle | E2 | RVT - Cost of Equipment | 0.042426 | 0.042481 | 0.042712 | 0.042496 | 0.042386 | 0.042555 | 0.04296 | 0.04329 | 0.043692 | 0.04408 | 0.044472 | 0.044842 | 0.045237 | 0.045644 | 0.04604 | 0.046445 | 0.046852 | 0.04729 | 0.047746 | 0.048215 | 0.048665 | 0.049118 | 0.049523 | 0.049929 | 0.050281 | 0.050586 | 0.050863 | 0.051101 | 0.051289 | 0.051442 | 0.051526 | 0.051582 | 0.051582
F1_Commercial_College_New_Food Preparation_Natural Gas_Griddle_E3 | F1 | Commercial | College | New | Food Preparation | Natural Gas | Griddle | E3 | RVT - Cost of Equipment | 0 | 0 | 0 | 0 | 0 | 0 | 0 | 0 | 0 | 0 | 0 | 0 | 0 | 0 | 0 | 0 | 0 | 0 | 0 | 0 | 0 | 0 | 0 | 0 | 0 | 0 | 0 | 0 | 0 | 0 | 0 | 0 | 0
F1_Commercial_College_New_Food Preparation_Natural Gas_Griddle_E4 | F1 | Commercial | College | New | Food Preparation | Natural Gas | Griddle | E4 | RVT - Cost of Equipment | 0 | 0 | 0 | 0 | 0 | 0 | 0 | 0 | 0 | 0 | 0 | 0 | 0 | 0 | 0 | 0 | 0 | 0 | 0 | 0 | 0 | 0 | 0 | 0 | 0 | 0 | 0 | 0 | 0 | 0 | 0 | 0 | 0
F1_Commercial_College_New_Food Preparation_Natural Gas_Griddle_E5 | F1 | Commercial | College | New | Food Preparation | Natural Gas | Griddle | E5 | RVT - Cost of Equipment | 0 | 0 | 0 | 0 | 0 | 0 | 0 | 0 | 0 | 0 | 0 | 0 | 0 | 0 | 0 | 0 | 0 | 0 | 0 | 0 | 0 | 0 | 0 | 0 | 0 | 0 | 0 | 0 | 0 | 0 | 0 | 0 | 0
F1_Commercial_College_New_Food Preparation_Natural Gas_Griddle_E6 | F1 | Commercial | College | New | Food Preparation | Natural Gas | Griddle | E6 | RVT - Cost of Equipment | 0 | 0 | 0 | 0 | 0 | 0 | 0 | 0 | 0 | 0 | 0 | 0 | 0 | 0 | 0 | 0 | 0 | 0 | 0 | 0 | 0 | 0 | 0 | 0 | 0 | 0 | 0 | 0 | 0 | 0 | 0 | 0 | 0
F1_Commercial_College_New_Food Preparation_Natural Gas_Griddle_E7 | F1 | Commercial | College | New | Food Preparation | Natural Gas | Griddle | E7 | RVT - Cost of Equipment | 0 | 0 | 0 | 0 | 0 | 0 | 0 | 0 | 0 | 0 | 0 | 0 | 0 | 0 | 0 | 0 | 0 | 0 | 0 | 0 | 0 | 0 | 0 | 0 | 0 | 0 | 0 | 0 | 0 | 0 | 0 | 0 | 0
F1_Commercial_College_New_Food Preparation_Natural Gas_Griddle_E8 | F1 | Commercial | College | New | Food Preparation | Natural Gas | Griddle | E8 | RVT - Cost of Equipment | 0 | 0 | 0 | 0 | 0 | 0 | 0 | 0 | 0 | 0 | 0 | 0 | 0 | 0 | 0 | 0 | 0 | 0 | 0 | 0 | 0 | 0 | 0 | 0 | 0 | 0 | 0 | 0 | 0 | 0 | 0 | 0 | 0
F1_Commercial_College_New_Food Preparation_Natural Gas_Griddle_E9 | F1 | Commercial | College | New | Food Preparation | Natural Gas | Griddle | E9 | RVT - Cost of Equipment | 0 | 0 | 0 | 0 | 0 | 0 | 0 | 0 | 0 | 0 | 0 | 0 | 0 | 0 | 0 | 0 | 0 | 0 | 0 | 0 | 0 | 0 | 0 | 0 | 0 | 0 | 0 | 0 | 0 | 0 | 0 | 0 | 0
F1_Commercial_College_New_Food Preparation_Natural Gas_Griddle_E10 | F1 | Commercial | College | New | Food Preparation | Natural Gas | Griddle | E10 | RVT - Cost of Equipment | 0 | 0 | 0 | 0 | 0 | 0 | 0 | 0 | 0 | 0 | 0 | 0 | 0 | 0 | 0 | 0 | 0 | 0 | 0 | 0 | 0 | 0 | 0 | 0 | 0 | 0 | 0 | 0 | 0 | 0 | 0 | 0 | 0
F2_Commercial_College_New_Food Preparation_Natural Gas_Griddle_E1 | F2 | Commercial | College | New | Food Preparation | Natural Gas | Griddle | E1 | RVT - Cost of Operation | 0.058853 | 0.058928 | 0.05925 | 0 | 0 | 0 | 0 | 0 | 0 | 0 | 0 | 0 | 0 | 0 | 0 | 0 | 0 | 0 | 0 | 0 | 0 | 0 | 0 | 0 | 0 | 0 | 0 | 0 | 0 | 0 | 0 | 0 | 0
F2_Commercial_College_New_Food Preparation_Natural Gas_Griddle_E2 | F2 | Commercial | College | New | Food Preparation | Natural Gas | Griddle | E2 | RVT - Cost of Operation | 0.050829 | 0.050895 | 0.051172 | 0.050913 | 0.050781 | 0.050983 | 0.051469 | 0.051864 | 0.052346 | 0.052811 | 0.05328 | 0.053724 | 0.054196 | 0.054685 | 0.055159 | 0.055644 | 0.056132 | 0.056657 | 0.057202 | 0.057764 | 0.058304 | 0.058846 | 0.059332 | 0.059819 | 0.06024 | 0.060605 | 0.060937 | 0.061223 | 0.061447 | 0.061631 | 0.061731 | 0.061798 | 0.061798
F2_Commercial_College_New_Food Preparation_Natural Gas_Griddle_E3 | F2 | Commercial | College | New | Food Preparation | Natural Gas | Griddle | E3 | RVT - Cost of Operation | 0 | 0 | 0 | 0 | 0 | 0 | 0 | 0 | 0 | 0 | 0 | 0 | 0 | 0 | 0 | 0 | 0 | 0 | 0 | 0 | 0 | 0 | 0 | 0 | 0 | 0 | 0 | 0 | 0 | 0 | 0 | 0 | 0
F2_Commercial_College_New_Food Preparation_Natural Gas_Griddle_E4 | F2 | Commercial | College | New | Food Preparation | Natural Gas | Griddle | E4 | RVT - Cost of Operation | 0 | 0 | 0 | 0 | 0 | 0 | 0 | 0 | 0 | 0 | 0 | 0 | 0 | 0 | 0 | 0 | 0 | 0 | 0 | 0 | 0 | 0 | 0 | 0 | 0 | 0 | 0 | 0 | 0 | 0 | 0 | 0 | 0
F2_Commercial_College_New_Food Preparation_Natural Gas_Griddle_E5 | F2 | Commercial | College | New | Food Preparation | Natural Gas | Griddle | E5 | RVT - Cost of Operation | 0 | 0 | 0 | 0 | 0 | 0 | 0 | 0 | 0 | 0 | 0 | 0 | 0 | 0 | 0 | 0 | 0 | 0 | 0 | 0 | 0 | 0 | 0 | 0 | 0 | 0 | 0 | 0 | 0 | 0 | 0 | 0 | 0
F2_Commercial_College_New_Food Preparation_Natural Gas_Griddle_E6 | F2 | Commercial | College | New | Food Preparation | Natural Gas | Griddle | E6 | RVT - Cost of Operation | 0 | 0 | 0 | 0 | 0 | 0 | 0 | 0 | 0 | 0 | 0 | 0 | 0 | 0 | 0 | 0 | 0 | 0 | 0 | 0 | 0 | 0 | 0 | 0 | 0 | 0 | 0 | 0 | 0 | 0 | 0 | 0 | 0
F2_Commercial_College_New_Food Preparation_Natural Gas_Griddle_E7 | F2 | Commercial | College | New | Food Preparation | Natural Gas | Griddle | E7 | RVT - Cost of Operation | 0 | 0 | 0 | 0 | 0 | 0 | 0 | 0 | 0 | 0 | 0 | 0 | 0 | 0 | 0 | 0 | 0 | 0 | 0 | 0 | 0 | 0 | 0 | 0 | 0 | 0 | 0 | 0 | 0 | 0 | 0 | 0 | 0
F2_Commercial_College_New_Food Preparation_Natural Gas_Griddle_E8 | F2 | Commercial | College | New | Food Preparation | Natural Gas | Griddle | E8 | RVT - Cost of Operation | 0 | 0 | 0 | 0 | 0 | 0 | 0 | 0 | 0 | 0 | 0 | 0 | 0 | 0 | 0 | 0 | 0 | 0 | 0 | 0 | 0 | 0 | 0 | 0 | 0 | 0 | 0 | 0 | 0 | 0 | 0 | 0 | 0
F2_Commercial_College_New_Food Preparation_Natural Gas_Griddle_E9 | F2 | Commercial | College | New | Food Preparation | Natural Gas | Griddle | E9 | RVT - Cost of Operation | 0 | 0 | 0 | 0 | 0 | 0 | 0 | 0 | 0 | 0 | 0 | 0 | 0 | 0 | 0 | 0 | 0 | 0 | 0 | 0 | 0 | 0 | 0 | 0 | 0 | 0 | 0 | 0 | 0 | 0 | 0 | 0 | 0
F2_Commercial_College_New_Food Preparation_Natural Gas_Griddle_E10 | F2 | Commercial | College | New | Food Preparation | Natural Gas | Griddle | E10 | RVT - Cost of Operation | 0 | 0 | 0 | 0 | 0 | 0 | 0 | 0 | 0 | 0 | 0 | 0 | 0 | 0 | 0 | 0 | 0 | 0 | 0 | 0 | 0 | 0 | 0 | 0 | 0 | 0 | 0 | 0 | 0 | 0 | 0 | 0 | 0
F3_Commercial_College_New_Food Preparation_Natural Gas_Griddle_E1 | F3 | Commercial | College | New | Food Preparation | Natural Gas | Griddle | E1 | System - kBTUs of Consumption | 0.014401 | 0.014401 | 0.014401 | 0 | 0 | 0 | 0 | 0 | 0 | 0 | 0 | 0 | 0 | 0 | 0 | 0 | 0 | 0 | 0 | 0 | 0 | 0 | 0 | 0 | 0 | 0 | 0 | 0 | 0 | 0 | 0 | 0 | 0
F3_Commercial_College_New_Food Preparation_Natural Gas_Griddle_E2 | F3 | Commercial | College | New | Food Preparation | Natural Gas | Griddle | E2 | System - kBTUs of Consumption | 0.015408 | 0.015408 | 0.015408 | 0.015408 | 0.015408 | 0.015408 | 0.015408 | 0.015408 | 0.015408 | 0.015408 | 0.015408 | 0.015408 | 0.015408 | 0.015408 | 0.015408 | 0.015408 | 0.015408 | 0.015408 | 0.015408 | 0.015408 | 0.015408 | 0.015408 | 0.015408 | 0.015408 | 0.015408 | 0.015408 | 0.015408 | 0.015408 | 0.015408 | 0.015408 | 0.015408 | 0.015408 | 0.015408
F3_Commercial_College_New_Food Preparation_Natural Gas_Griddle_E3 | F3 | Commercial | College | New | Food Preparation | Natural Gas | Griddle | E3 | System - kBTUs of Consumption | 0 | 0 | 0 | 0 | 0 | 0 | 0 | 0 | 0 | 0 | 0 | 0 | 0 | 0 | 0 | 0 | 0 | 0 | 0 | 0 | 0 | 0 | 0 | 0 | 0 | 0 | 0 | 0 | 0 | 0 | 0 | 0 | 0
F3_Commercial_College_New_Food Preparation_Natural Gas_Griddle_E4 | F3 | Commercial | College | New | Food Preparation | Natural Gas | Griddle | E4 | System - kBTUs of Consumption | 0 | 0 | 0 | 0 | 0 | 0 | 0 | 0 | 0 | 0 | 0 | 0 | 0 | 0 | 0 | 0 | 0 | 0 | 0 | 0 | 0 | 0 | 0 | 0 | 0 | 0 | 0 | 0 | 0 | 0 | 0 | 0 | 0
F3_Commercial_College_New_Food Preparation_Natural Gas_Griddle_E5 | F3 | Commercial | College | New | Food Preparation | Natural Gas | Griddle | E5 | System - kBTUs of Consumption | 0 | 0 | 0 | 0 | 0 | 0 | 0 | 0 | 0 | 0 | 0 | 0 | 0 | 0 | 0 | 0 | 0 | 0 | 0 | 0 | 0 | 0 | 0 | 0 | 0 | 0 | 0 | 0 | 0 | 0 | 0 | 0 | 0
F3_Commercial_College_New_Food Preparation_Natural Gas_Griddle_E6 | F3 | Commercial | College | New | Food Preparation | Natural Gas | Griddle | E6 | System - kBTUs of Consumption | 0 | 0 | 0 | 0 | 0 | 0 | 0 | 0 | 0 | 0 | 0 | 0 | 0 | 0 | 0 | 0 | 0 | 0 | 0 | 0 | 0 | 0 | 0 | 0 | 0 | 0 | 0 | 0 | 0 | 0 | 0 | 0 | 0
F3_Commercial_College_New_Food Preparation_Natural Gas_Griddle_E7 | F3 | Commercial | College | New | Food Preparation | Natural Gas | Griddle | E7 | System - kBTUs of Consumption | 0 | 0 | 0 | 0 | 0 | 0 | 0 | 0 | 0 | 0 | 0 | 0 | 0 | 0 | 0 | 0 | 0 | 0 | 0 | 0 | 0 | 0 | 0 | 0 | 0 | 0 | 0 | 0 | 0 | 0 | 0 | 0 | 0
F3_Commercial_College_New_Food Preparation_Natural Gas_Griddle_E8 | F3 | Commercial | College | New | Food Preparation | Natural Gas | Griddle | E8 | System - kBTUs of Consumption | 0 | 0 | 0 | 0 | 0 | 0 | 0 | 0 | 0 | 0 | 0 | 0 | 0 | 0 | 0 | 0 | 0 | 0 | 0 | 0 | 0 | 0 | 0 | 0 | 0 | 0 | 0 | 0 | 0 | 0 | 0 | 0 | 0
F3_Commercial_College_New_Food Preparation_Natural Gas_Griddle_E9 | F3 | Commercial | College | New | Food Preparation | Natural Gas | Griddle | E9 | System - kBTUs of Consumption | 0 | 0 | 0 | 0 | 0 | 0 | 0 | 0 | 0 | 0 | 0 | 0 | 0 | 0 | 0 | 0 | 0 | 0 | 0 | 0 | 0 | 0 | 0 | 0 | 0 | 0 | 0 | 0 | 0 | 0 | 0 | 0 | 0
F3_Commercial_College_New_Food Preparation_Natural Gas_Griddle_E10 | F3 | Commercial | College | New | Food Preparation | Natural Gas | Griddle | E10 | System - kBTUs of Consumption | 0 | 0 | 0 | 0 | 0 | 0 | 0 | 0 | 0 | 0 | 0 | 0 | 0 | 0 | 0 | 0 | 0 | 0 | 0 | 0 | 0 | 0 | 0 | 0 | 0 | 0 | 0 | 0 | 0 | 0 | 0 | 0 | 0
F4_Commercial_College_New_Food Preparation_Natural Gas_Griddle_E1 | F4 | Commercial | College | New | Food Preparation | Natural Gas | Griddle | E1 | Utility - Cost of Equipment | 0.058853 | 0.058928 | 0.05925 | 0 | 0 | 0 | 0 | 0 | 0 | 0 | 0 | 0 | 0 | 0 | 0 | 0 | 0 | 0 | 0 | 0 | 0 | 0 | 0 | 0 | 0 | 0 | 0 | 0 | 0 | 0 | 0 | 0 | 0
F4_Commercial_College_New_Food Preparation_Natural Gas_Griddle_E2 | F4 | Commercial | College | New | Food Preparation | Natural Gas | Griddle | E2 | Utility - Cost of Equipment | 0.050829 | 0.050895 | 0.051172 | 0.050913 | 0.050781 | 0.050983 | 0.051469 | 0.051864 | 0.052346 | 0.052811 | 0.05328 | 0.053724 | 0.054196 | 0.054685 | 0.055159 | 0.055644 | 0.056132 | 0.056657 | 0.057202 | 0.057764 | 0.058304 | 0.058846 | 0.059332 | 0.059819 | 0.06024 | 0.060605 | 0.060937 | 0.061223 | 0.061447 | 0.061631 | 0.061731 | 0.061798 | 0.061798
F4_Commercial_College_New_Food Preparation_Natural Gas_Griddle_E3 | F4 | Commercial | College | New | Food Preparation | Natural Gas | Griddle | E3 | Utility - Cost of Equipment | 0 | 0 | 0 | 0 | 0 | 0 | 0 | 0 | 0 | 0 | 0 | 0 | 0 | 0 | 0 | 0 | 0 | 0 | 0 | 0 | 0 | 0 | 0 | 0 | 0 | 0 | 0 | 0 | 0 | 0 | 0 | 0 | 0
F4_Commercial_College_New_Food Preparation_Natural Gas_Griddle_E4 | F4 | Commercial | College | New | Food Preparation | Natural Gas | Griddle | E4 | Utility - Cost of Equipment | 0 | 0 | 0 | 0 | 0 | 0 | 0 | 0 | 0 | 0 | 0 | 0 | 0 | 0 | 0 | 0 | 0 | 0 | 0 | 0 | 0 | 0 | 0 | 0 | 0 | 0 | 0 | 0 | 0 | 0 | 0 | 0 | 0
F4_Commercial_College_New_Food Preparation_Natural Gas_Griddle_E5 | F4 | Commercial | College | New | Food Preparation | Natural Gas | Griddle | E5 | Utility - Cost of Equipment | 0 | 0 | 0 | 0 | 0 | 0 | 0 | 0 | 0 | 0 | 0 | 0 | 0 | 0 | 0 | 0 | 0 | 0 | 0 | 0 | 0 | 0 | 0 | 0 | 0 | 0 | 0 | 0 | 0 | 0 | 0 | 0 | 0
F4_Commercial_College_New_Food Preparation_Natural Gas_Griddle_E6 | F4 | Commercial | College | New | Food Preparation | Natural Gas | Griddle | E6 | Utility - Cost of Equipment | 0 | 0 | 0 | 0 | 0 | 0 | 0 | 0 | 0 | 0 | 0 | 0 | 0 | 0 | 0 | 0 | 0 | 0 | 0 | 0 | 0 | 0 | 0 | 0 | 0 | 0 | 0 | 0 | 0 | 0 | 0 | 0 | 0
F4_Commercial_College_New_Food Preparation_Natural Gas_Griddle_E7 | F4 | Commercial | College | New | Food Preparation | Natural Gas | Griddle | E7 | Utility - Cost of Equipment | 0 | 0 | 0 | 0 | 0 | 0 | 0 | 0 | 0 | 0 | 0 | 0 | 0 | 0 | 0 | 0 | 0 | 0 | 0 | 0 | 0 | 0 | 0 | 0 | 0 | 0 | 0 | 0 | 0 | 0 | 0 | 0 | 0
F4_Commercial_College_New_Food Preparation_Natural Gas_Griddle_E8 | F4 | Commercial | College | New | Food Preparation | Natural Gas | Griddle | E8 | Utility - Cost of Equipment | 0 | 0 | 0 | 0 | 0 | 0 | 0 | 0 | 0 | 0 | 0 | 0 | 0 | 0 | 0 | 0 | 0 | 0 | 0 | 0 | 0 | 0 | 0 | 0 | 0 | 0 | 0 | 0 | 0 | 0 | 0 | 0 | 0
F4_Commercial_College_New_Food Preparation_Natural Gas_Griddle_E9 | F4 | Commercial | College | New | Food Preparation | Natural Gas | Griddle | E9 | Utility - Cost of Equipment | 0 | 0 | 0 | 0 | 0 | 0 | 0 | 0 | 0 | 0 | 0 | 0 | 0 | 0 | 0 | 0 | 0 | 0 | 0 | 0 | 0 | 0 | 0 | 0 | 0 | 0 | 0 | 0 | 0 | 0 | 0 | 0 | 0
F4_Commercial_College_New_Food Preparation_Natural Gas_Griddle_E10 | F4 | Commercial | College | New | Food Preparation | Natural Gas | Griddle | E10 | Utility - Cost of Equipment | 0 | 0 | 0 | 0 | 0 | 0 | 0 | 0 | 0 | 0 | 0 | 0 | 0 | 0 | 0 | 0 | 0 | 0 | 0 | 0 | 0 | 0 | 0 | 0 | 0 | 0 | 0 | 0 | 0 | 0 | 0 | 0 | 0
F5_Commercial_College_New_Food Preparation_Natural Gas_Griddle_E1 | F5 | Commercial | College | New | Food Preparation | Natural Gas | Griddle | E1 | Utility - Cost of Operation | 0.014401 | 0.014401 | 0.014401 | 0 | 0 | 0 | 0 | 0 | 0 | 0 | 0 | 0 | 0 | 0 | 0 | 0 | 0 | 0 | 0 | 0 | 0 | 0 | 0 | 0 | 0 | 0 | 0 | 0 | 0 | 0 | 0 | 0 | 0
F5_Commercial_College_New_Food Preparation_Natural Gas_Griddle_E2 | F5 | Commercial | College | New | Food Preparation | Natural Gas | Griddle | E2 | Utility - Cost of Operation | 0.015408 | 0.015408 | 0.015408 | 0.015408 | 0.015408 | 0.015408 | 0.015408 | 0.015408 | 0.015408 | 0.015408 | 0.015408 | 0.015408 | 0.015408 | 0.015408 | 0.015408 | 0.015408 | 0.015408 | 0.015408 | 0.015408 | 0.015408 | 0.015408 | 0.015408 | 0.015408 | 0.015408 | 0.015408 | 0.015408 | 0.015408 | 0.015408 | 0.015408 | 0.015408 | 0.015408 | 0.015408 | 0.015408
F5_Commercial_College_New_Food Preparation_Natural Gas_Griddle_E3 | F5 | Commercial | College | New | Food Preparation | Natural Gas | Griddle | E3 | Utility - Cost of Operation | 0 | 0 | 0 | 0 | 0 | 0 | 0 | 0 | 0 | 0 | 0 | 0 | 0 | 0 | 0 | 0 | 0 | 0 | 0 | 0 | 0 | 0 | 0 | 0 | 0 | 0 | 0 | 0 | 0 | 0 | 0 | 0 | 0
F5_Commercial_College_New_Food Preparation_Natural Gas_Griddle_E4 | F5 | Commercial | College | New | Food Preparation | Natural Gas | Griddle | E4 | Utility - Cost of Operation | 0 | 0 | 0 | 0 | 0 | 0 | 0 | 0 | 0 | 0 | 0 | 0 | 0 | 0 | 0 | 0 | 0 | 0 | 0 | 0 | 0 | 0 | 0 | 0 | 0 | 0 | 0 | 0 | 0 | 0 | 0 | 0 | 0
F5_Commercial_College_New_Food Preparation_Natural Gas_Griddle_E5 | F5 | Commercial | College | New | Food Preparation | Natural Gas | Griddle | E5 | Utility - Cost of Operation | 0 | 0 | 0 | 0 | 0 | 0 | 0 | 0 | 0 | 0 | 0 | 0 | 0 | 0 | 0 | 0 | 0 | 0 | 0 | 0 | 0 | 0 | 0 | 0 | 0 | 0 | 0 | 0 | 0 | 0 | 0 | 0 | 0
F5_Commercial_College_New_Food Preparation_Natural Gas_Griddle_E6 | F5 | Commercial | College | New | Food Preparation | Natural Gas | Griddle | E6 | Utility - Cost of Operation | 0 | 0 | 0 | 0 | 0 | 0 | 0 | 0 | 0 | 0 | 0 | 0 | 0 | 0 | 0 | 0 | 0 | 0 | 0 | 0 | 0 | 0 | 0 | 0 | 0 | 0 | 0 | 0 | 0 | 0 | 0 | 0 | 0
F5_Commercial_College_New_Food Preparation_Natural Gas_Griddle_E7 | F5 | Commercial | College | New | Food Preparation | Natural Gas | Griddle | E7 | Utility - Cost of Operation | 0 | 0 | 0 | 0 | 0 | 0 | 0 | 0 | 0 | 0 | 0 | 0 | 0 | 0 | 0 | 0 | 0 | 0 | 0 | 0 | 0 | 0 | 0 | 0 | 0 | 0 | 0 | 0 | 0 | 0 | 0 | 0 | 0
F5_Commercial_College_New_Food Preparation_Natural Gas_Griddle_E8 | F5 | Commercial | College | New | Food Preparation | Natural Gas | Griddle | E8 | Utility - Cost of Operation | 0 | 0 | 0 | 0 | 0 | 0 | 0 | 0 | 0 | 0 | 0 | 0 | 0 | 0 | 0 | 0 | 0 | 0 | 0 | 0 | 0 | 0 | 0 | 0 | 0 | 0 | 0 | 0 | 0 | 0 | 0 | 0 | 0
F5_Commercial_College_New_Food Preparation_Natural Gas_Griddle_E9 | F5 | Commercial | College | New | Food Preparation | Natural Gas | Griddle | E9 | Utility - Cost of Operation | 0 | 0 | 0 | 0 | 0 | 0 | 0 | 0 | 0 | 0 | 0 | 0 | 0 | 0 | 0 | 0 | 0 | 0 | 0 | 0 | 0 | 0 | 0 | 0 | 0 | 0 | 0 | 0 | 0 | 0 | 0 | 0 | 0
F5_Commercial_College_New_Food Preparation_Natural Gas_Griddle_E10 | F5 | Commercial | College | New | Food Preparation | Natural Gas | Griddle | E10 | Utility - Cost of Operation | 0 | 0 | 0 | 0 | 0 | 0 | 0 | 0 | 0 | 0 | 0 | 0 | 0 | 0 | 0 | 0 | 0 | 0 | 0 | 0 | 0 | 0 | 0 | 0 | 0 | 0 | 0 | 0 | 0 | 0 | 0 | 0 | 0
F6_Commercial_College_New_Food Preparation_Natural Gas_Griddle_E1 | F6 | Commercial | College | New | Food Preparation | Natural Gas | Griddle | E1 | Utility - Value of Sales | 0.031152 | 0.031292 | 0.031516 | 0 | 0 | 0 | 0 | 0 | 0 | 0 | 0 | 0 | 0 | 0 | 0 | 0 | 0 | 0 | 0 | 0 | 0 | 0 | 0 | 0 | 0 | 0 | 0 | 0 | 0 | 0 | 0 | 0 | 0
F6_Commercial_College_New_Food Preparation_Natural Gas_Griddle_E2 | F6 | Commercial | College | New | Food Preparation | Natural Gas | Griddle | E2 | Utility - Value of Sales | 0.026905 | 0.027026 | 0.027219 | 0.027177 | 0.027177 | 0.027177 | 0.027177 | 0.027177 | 0.027177 | 0.027177 | 0.027177 | 0.027177 | 0.027177 | 0.027177 | 0.027177 | 0.027177 | 0.027177 | 0.027177 | 0.027177 | 0.027177 | 0.027177 | 0.027177 | 0.027177 | 0.027177 | 0.027177 | 0.027177 | 0.027177 | 0.027177 | 0.027177 | 0.027177 | 0.027177 | 0.027177 | 0.027177
F6_Commercial_College_New_Food Preparation_Natural Gas_Griddle_E3 | F6 | Commercial | College | New | Food Preparation | Natural Gas | Griddle | E3 | Utility - Value of Sales | 0 | 0 | 0 | 0 | 0 | 0 | 0 | 0 | 0 | 0 | 0 | 0 | 0 | 0 | 0 | 0 | 0 | 0 | 0 | 0 | 0 | 0 | 0 | 0 | 0 | 0 | 0 | 0 | 0 | 0 | 0 | 0 | 0
F6_Commercial_College_New_Food Preparation_Natural Gas_Griddle_E4 | F6 | Commercial | College | New | Food Preparation | Natural Gas | Griddle | E4 | Utility - Value of Sales | 0 | 0 | 0 | 0 | 0 | 0 | 0 | 0 | 0 | 0 | 0 | 0 | 0 | 0 | 0 | 0 | 0 | 0 | 0 | 0 | 0 | 0 | 0 | 0 | 0 | 0 | 0 | 0 | 0 | 0 | 0 | 0 | 0
F6_Commercial_College_New_Food Preparation_Natural Gas_Griddle_E5 | F6 | Commercial | College | New | Food Preparation | Natural Gas | Griddle | E5 | Utility - Value of Sales | 0 | 0 | 0 | 0 | 0 | 0 | 0 | 0 | 0 | 0 | 0 | 0 | 0 | 0 | 0 | 0 | 0 | 0 | 0 | 0 | 0 | 0 | 0 | 0 | 0 | 0 | 0 | 0 | 0 | 0 | 0 | 0 | 0
F6_Commercial_College_New_Food Preparation_Natural Gas_Griddle_E6 | F6 | Commercial | College | New | Food Preparation | Natural Gas | Griddle | E6 | Utility - Value of Sales | 0 | 0 | 0 | 0 | 0 | 0 | 0 | 0 | 0 | 0 | 0 | 0 | 0 | 0 | 0 | 0 | 0 | 0 | 0 | 0 | 0 | 0 | 0 | 0 | 0 | 0 | 0 | 0 | 0 | 0 | 0 | 0 | 0
F6_Commercial_College_New_Food Preparation_Natural Gas_Griddle_E7 | F6 | Commercial | College | New | Food Preparation | Natural Gas | Griddle | E7 | Utility - Value of Sales | 0 | 0 | 0 | 0 | 0 | 0 | 0 | 0 | 0 | 0 | 0 | 0 | 0 | 0 | 0 | 0 | 0 | 0 | 0 | 0 | 0 | 0 | 0 | 0 | 0 | 0 | 0 | 0 | 0 | 0 | 0 | 0 | 0
F6_Commercial_College_New_Food Preparation_Natural Gas_Griddle_E8 | F6 | Commercial | College | New | Food Preparation | Natural Gas | Griddle | E8 | Utility - Value of Sales | 0 | 0 | 0 | 0 | 0 | 0 | 0 | 0 | 0 | 0 | 0 | 0 | 0 | 0 | 0 | 0 | 0 | 0 | 0 | 0 | 0 | 0 | 0 | 0 | 0 | 0 | 0 | 0 | 0 | 0 | 0 | 0 | 0
F6_Commercial_College_New_Food Preparation_Natural Gas_Griddle_E9 | F6 | Commercial | College | New | Food Preparation | Natural Gas | Griddle | E9 | Utility - Value of Sales | 0 | 0 | 0 | 0 | 0 | 0 | 0 | 0 | 0 | 0 | 0 | 0 | 0 | 0 | 0 | 0 | 0 | 0 | 0 | 0 | 0 | 0 | 0 | 0 | 0 | 0 | 0 | 0 | 0 | 0 | 0 | 0 | 0
F6_Commercial_College_New_Food Preparation_Natural Gas_Griddle_E10 | F6 | Commercial | College | New | Food Preparation | Natural Gas | Griddle | E10 | Utility - Value of Sales | 0 | 0 | 0 | 0 | 0 | 0 | 0 | 0 | 0 | 0 | 0 | 0 | 0 | 0 | 0 | 0 | 0 | 0 | 0 | 0 | 0 | 0 | 0 | 0 | 0 | 0 | 0 | 0 | 0 | 0 | 0 | 0 | 0
F1_Commercial_College_New_Food Preparation_Natural Gas_Range_E1 | F1 | Commercial | College | New | Food Preparation | Natural Gas | Range | E1 | RVT - Cost of Equipment | 0.057328 | 0.057319 | 0.057594 | 0.057171 | 0.056913 | 0.0571 | 0.057665 | 0.05811 | 0.058663 | 0.059185 | 0.05971 | 0.060191 | 0.060708 | 0.061248 | 0.061764 | 0.062289 | 0.062822 | 0.063402 | 0.064007 | 0.064644 | 0.065272 | 0.065928 | 0.066533 | 0.067159 | 0.067713 | 0.068192 | 0.068627 | 0.069003 | 0.069298 | 0.069539 | 0.069671 | 0.069759 | 0.069759
F1_Commercial_College_New_Food Preparation_Natural Gas_Range_E2 | F1 | Commercial | College | New | Food Preparation | Natural Gas | Range | E2 | RVT - Cost of Equipment | 0.042996 | 0.042989 | 0.043196 | 0.042878 | 0.042685 | 0.042825 | 0.043249 | 0.043582 | 0.043997 | 0.044389 | 0.044782 | 0.045143 | 0.045531 | 0.045936 | 0.046323 | 0.046716 | 0.047117 | 0.047551 | 0.048005 | 0.048483 | 0.048954 | 0.049446 | 0.049899 | 0.050369 | 0.050785 | 0.051144 | 0.051471 | 0.051752 | 0.051973 | 0.052154 | 0.052253 | 0.052319 | 0.052319
F1_Commercial_College_New_Food Preparation_Natural Gas_Range_E3 | F1 | Commercial | College | New | Food Preparation | Natural Gas | Range | E3 | RVT - Cost of Equipment | 0 | 0 | 0 | 0 | 0 | 0 | 0 | 0 | 0 | 0 | 0 | 0 | 0 | 0 | 0 | 0 | 0 | 0 | 0 | 0 | 0 | 0 | 0 | 0 | 0 | 0 | 0 | 0 | 0 | 0 | 0 | 0 | 0
F1_Commercial_College_New_Food Preparation_Natural Gas_Range_E4 | F1 | Commercial | College | New | Food Preparation | Natural Gas | Range | E4 | RVT - Cost of Equipment | 0 | 0 | 0 | 0 | 0 | 0 | 0 | 0 | 0 | 0 | 0 | 0 | 0 | 0 | 0 | 0 | 0 | 0 | 0 | 0 | 0 | 0 | 0 | 0 | 0 | 0 | 0 | 0 | 0 | 0 | 0 | 0 | 0
F1_Commercial_College_New_Food Preparation_Natural Gas_Range_E5 | F1 | Commercial | College | New | Food Preparation | Natural Gas | Range | E5 | RVT - Cost of Equipment | 0 | 0 | 0 | 0 | 0 | 0 | 0 | 0 | 0 | 0 | 0 | 0 | 0 | 0 | 0 | 0 | 0 | 0 | 0 | 0 | 0 | 0 | 0 | 0 | 0 | 0 | 0 | 0 | 0 | 0 | 0 | 0 | 0
F1_Commercial_College_New_Food Preparation_Natural Gas_Range_E6 | F1 | Commercial | College | New | Food Preparation | Natural Gas | Range | E6 | RVT - Cost of Equipment | 0 | 0 | 0 | 0 | 0 | 0 | 0 | 0 | 0 | 0 | 0 | 0 | 0 | 0 | 0 | 0 | 0 | 0 | 0 | 0 | 0 | 0 | 0 | 0 | 0 | 0 | 0 | 0 | 0 | 0 | 0 | 0 | 0
F1_Commercial_College_New_Food Preparation_Natural Gas_Range_E7 | F1 | Commercial | College | New | Food Preparation | Natural Gas | Range | E7 | RVT - Cost of Equipment | 0 | 0 | 0 | 0 | 0 | 0 | 0 | 0 | 0 | 0 | 0 | 0 | 0 | 0 | 0 | 0 | 0 | 0 | 0 | 0 | 0 | 0 | 0 | 0 | 0 | 0 | 0 | 0 | 0 | 0 | 0 | 0 | 0
F1_Commercial_College_New_Food Preparation_Natural Gas_Range_E8 | F1 | Commercial | College | New | Food Preparation | Natural Gas | Range | E8 | RVT - Cost of Equipment | 0 | 0 | 0 | 0 | 0 | 0 | 0 | 0 | 0 | 0 | 0 | 0 | 0 | 0 | 0 | 0 | 0 | 0 | 0 | 0 | 0 | 0 | 0 | 0 | 0 | 0 | 0 | 0 | 0 | 0 | 0 | 0 | 0
F1_Commercial_College_New_Food Preparation_Natural Gas_Range_E9 | F1 | Commercial | College | New | Food Preparation | Natural Gas | Range | E9 | RVT - Cost of Equipment | 0 | 0 | 0 | 0 | 0 | 0 | 0 | 0 | 0 | 0 | 0 | 0 | 0 | 0 | 0 | 0 | 0 | 0 | 0 | 0 | 0 | 0 | 0 | 0 | 0 | 0 | 0 | 0 | 0 | 0 | 0 | 0 | 0
F1_Commercial_College_New_Food Preparation_Natural Gas_Range_E10 | F1 | Commercial | College | New | Food Preparation | Natural Gas | Range | E10 | RVT - Cost of Equipment | 0 | 0 | 0 | 0 | 0 | 0 | 0 | 0 | 0 | 0 | 0 | 0 | 0 | 0 | 0 | 0 | 0 | 0 | 0 | 0 | 0 | 0 | 0 | 0 | 0 | 0 | 0 | 0 | 0 | 0 | 0 | 0 | 0
F2_Commercial_College_New_Food Preparation_Natural Gas_Range_E1 | F2 | Commercial | College | New | Food Preparation | Natural Gas | Range | E1 | RVT - Cost of Operation | 0.068683 | 0.068672 | 0.069002 | 0.068494 | 0.068185 | 0.06841 | 0.069086 | 0.06962 | 0.070282 | 0.070907 | 0.071536 | 0.072113 | 0.072732 | 0.073379 | 0.073997 | 0.074626 | 0.075265 | 0.07596 | 0.076685 | 0.077448 | 0.0782 | 0.078986 | 0.07971 | 0.080461 | 0.081124 | 0.081698 | 0.08222 | 0.08267 | 0.083023 | 0.083312 | 0.08347 | 0.083576 | 0.083576
F2_Commercial_College_New_Food Preparation_Natural Gas_Range_E2 | F2 | Commercial | College | New | Food Preparation | Natural Gas | Range | E2 | RVT - Cost of Operation | 0.051512 | 0.051504 | 0.051751 | 0.051371 | 0.051139 | 0.051308 | 0.051815 | 0.052215 | 0.052712 | 0.05318 | 0.053652 | 0.054085 | 0.054549 | 0.055034 | 0.055498 | 0.055969 | 0.056449 | 0.05697 | 0.057514 | 0.058086 | 0.05865 | 0.059239 | 0.059783 | 0.060345 | 0.060843 | 0.061273 | 0.061665 | 0.062003 | 0.062267 | 0.062484 | 0.062602 | 0.062682 | 0.062682
F2_Commercial_College_New_Food Preparation_Natural Gas_Range_E3 | F2 | Commercial | College | New | Food Preparation | Natural Gas | Range | E3 | RVT - Cost of Operation | 0 | 0 | 0 | 0 | 0 | 0 | 0 | 0 | 0 | 0 | 0 | 0 | 0 | 0 | 0 | 0 | 0 | 0 | 0 | 0 | 0 | 0 | 0 | 0 | 0 | 0 | 0 | 0 | 0 | 0 | 0 | 0 | 0
F2_Commercial_College_New_Food Preparation_Natural Gas_Range_E4 | F2 | Commercial | College | New | Food Preparation | Natural Gas | Range | E4 | RVT - Cost of Operation | 0 | 0 | 0 | 0 | 0 | 0 | 0 | 0 | 0 | 0 | 0 | 0 | 0 | 0 | 0 | 0 | 0 | 0 | 0 | 0 | 0 | 0 | 0 | 0 | 0 | 0 | 0 | 0 | 0 | 0 | 0 | 0 | 0
F2_Commercial_College_New_Food Preparation_Natural Gas_Range_E5 | F2 | Commercial | College | New | Food Preparation | Natural Gas | Range | E5 | RVT - Cost of Operation | 0 | 0 | 0 | 0 | 0 | 0 | 0 | 0 | 0 | 0 | 0 | 0 | 0 | 0 | 0 | 0 | 0 | 0 | 0 | 0 | 0 | 0 | 0 | 0 | 0 | 0 | 0 | 0 | 0 | 0 | 0 | 0 | 0
F2_Commercial_College_New_Food Preparation_Natural Gas_Range_E6 | F2 | Commercial | College | New | Food Preparation | Natural Gas | Range | E6 | RVT - Cost of Operation | 0 | 0 | 0 | 0 | 0 | 0 | 0 | 0 | 0 | 0 | 0 | 0 | 0 | 0 | 0 | 0 | 0 | 0 | 0 | 0 | 0 | 0 | 0 | 0 | 0 | 0 | 0 | 0 | 0 | 0 | 0 | 0 | 0
F2_Commercial_College_New_Food Preparation_Natural Gas_Range_E7 | F2 | Commercial | College | New | Food Preparation | Natural Gas | Range | E7 | RVT - Cost of Operation | 0 | 0 | 0 | 0 | 0 | 0 | 0 | 0 | 0 | 0 | 0 | 0 | 0 | 0 | 0 | 0 | 0 | 0 | 0 | 0 | 0 | 0 | 0 | 0 | 0 | 0 | 0 | 0 | 0 | 0 | 0 | 0 | 0
F2_Commercial_College_New_Food Preparation_Natural Gas_Range_E8 | F2 | Commercial | College | New | Food Preparation | Natural Gas | Range | E8 | RVT - Cost of Operation | 0 | 0 | 0 | 0 | 0 | 0 | 0 | 0 | 0 | 0 | 0 | 0 | 0 | 0 | 0 | 0 | 0 | 0 | 0 | 0 | 0 | 0 | 0 | 0 | 0 | 0 | 0 | 0 | 0 | 0 | 0 | 0 | 0
F2_Commercial_College_New_Food Preparation_Natural Gas_Range_E9 | F2 | Commercial | College | New | Food Preparation | Natural Gas | Range | E9 | RVT - Cost of Operation | 0 | 0 | 0 | 0 | 0 | 0 | 0 | 0 | 0 | 0 | 0 | 0 | 0 | 0 | 0 | 0 | 0 | 0 | 0 | 0 | 0 | 0 | 0 | 0 | 0 | 0 | 0 | 0 | 0 | 0 | 0 | 0 | 0
F2_Commercial_College_New_Food Preparation_Natural Gas_Range_E10 | F2 | Commercial | College | New | Food Preparation | Natural Gas | Range | E10 | RVT - Cost of Operation | 0 | 0 | 0 | 0 | 0 | 0 | 0 | 0 | 0 | 0 | 0 | 0 | 0 | 0 | 0 | 0 | 0 | 0 | 0 | 0 | 0 | 0 | 0 | 0 | 0 | 0 | 0 | 0 | 0 | 0 | 0 | 0 | 0
F3_Commercial_College_New_Food Preparation_Natural Gas_Range_E1 | F3 | Commercial | College | New | Food Preparation | Natural Gas | Range | E1 | System - kBTUs of Consumption | 0.027478 | 0.027478 | 0.027478 | 0.027478 | 0.027478 | 0.027478 | 0.027478 | 0.027478 | 0.027478 | 0.027478 | 0.027478 | 0.027478 | 0.027478 | 0.027478 | 0.027478 | 0.027478 | 0.027478 | 0.027478 | 0.027478 | 0.027478 | 0.027478 | 0.027478 | 0.027478 | 0.027478 | 0.027478 | 0.027478 | 0.027478 | 0.027478 | 0.027478 | 0.027478 | 0.027478 | 0.027478 | 0.027478
F3_Commercial_College_New_Food Preparation_Natural Gas_Range_E2 | F3 | Commercial | College | New | Food Preparation | Natural Gas | Range | E2 | System - kBTUs of Consumption | 0.027481 | 0.027481 | 0.027481 | 0.027481 | 0.027481 | 0.027481 | 0.027481 | 0.027481 | 0.027481 | 0.027481 | 0.027481 | 0.027481 | 0.027481 | 0.027481 | 0.027481 | 0.027481 | 0.027481 | 0.027481 | 0.027481 | 0.027481 | 0.027481 | 0.027481 | 0.027481 | 0.027481 | 0.027481 | 0.027481 | 0.027481 | 0.027481 | 0.027481 | 0.027481 | 0.027481 | 0.027481 | 0.027481
F3_Commercial_College_New_Food Preparation_Natural Gas_Range_E3 | F3 | Commercial | College | New | Food Preparation | Natural Gas | Range | E3 | System - kBTUs of Consumption | 0 | 0 | 0 | 0 | 0 | 0 | 0 | 0 | 0 | 0 | 0 | 0 | 0 | 0 | 0 | 0 | 0 | 0 | 0 | 0 | 0 | 0 | 0 | 0 | 0 | 0 | 0 | 0 | 0 | 0 | 0 | 0 | 0
F3_Commercial_College_New_Food Preparation_Natural Gas_Range_E4 | F3 | Commercial | College | New | Food Preparation | Natural Gas | Range | E4 | System - kBTUs of Consumption | 0 | 0 | 0 | 0 | 0 | 0 | 0 | 0 | 0 | 0 | 0 | 0 | 0 | 0 | 0 | 0 | 0 | 0 | 0 | 0 | 0 | 0 | 0 | 0 | 0 | 0 | 0 | 0 | 0 | 0 | 0 | 0 | 0
F3_Commercial_College_New_Food Preparation_Natural Gas_Range_E5 | F3 | Commercial | College | New | Food Preparation | Natural Gas | Range | E5 | System - kBTUs of Consumption | 0 | 0 | 0 | 0 | 0 | 0 | 0 | 0 | 0 | 0 | 0 | 0 | 0 | 0 | 0 | 0 | 0 | 0 | 0 | 0 | 0 | 0 | 0 | 0 | 0 | 0 | 0 | 0 | 0 | 0 | 0 | 0 | 0
F3_Commercial_College_New_Food Preparation_Natural Gas_Range_E6 | F3 | Commercial | College | New | Food Preparation | Natural Gas | Range | E6 | System - kBTUs of Consumption | 0 | 0 | 0 | 0 | 0 | 0 | 0 | 0 | 0 | 0 | 0 | 0 | 0 | 0 | 0 | 0 | 0 | 0 | 0 | 0 | 0 | 0 | 0 | 0 | 0 | 0 | 0 | 0 | 0 | 0 | 0 | 0 | 0
F3_Commercial_College_New_Food Preparation_Natural Gas_Range_E7 | F3 | Commercial | College | New | Food Preparation | Natural Gas | Range | E7 | System - kBTUs of Consumption | 0 | 0 | 0 | 0 | 0 | 0 | 0 | 0 | 0 | 0 | 0 | 0 | 0 | 0 | 0 | 0 | 0 | 0 | 0 | 0 | 0 | 0 | 0 | 0 | 0 | 0 | 0 | 0 | 0 | 0 | 0 | 0 | 0
F3_Commercial_College_New_Food Preparation_Natural Gas_Range_E8 | F3 | Commercial | College | New | Food Preparation | Natural Gas | Range | E8 | System - kBTUs of Consumption | 0 | 0 | 0 | 0 | 0 | 0 | 0 | 0 | 0 | 0 | 0 | 0 | 0 | 0 | 0 | 0 | 0 | 0 | 0 | 0 | 0 | 0 | 0 | 0 | 0 | 0 | 0 | 0 | 0 | 0 | 0 | 0 | 0
F3_Commercial_College_New_Food Preparation_Natural Gas_Range_E9 | F3 | Commercial | College | New | Food Preparation | Natural Gas | Range | E9 | System - kBTUs of Consumption | 0 | 0 | 0 | 0 | 0 | 0 | 0 | 0 | 0 | 0 | 0 | 0 | 0 | 0 | 0 | 0 | 0 | 0 | 0 | 0 | 0 | 0 | 0 | 0 | 0 | 0 | 0 | 0 | 0 | 0 | 0 | 0 | 0
F3_Commercial_College_New_Food Preparation_Natural Gas_Range_E10 | F3 | Commercial | College | New | Food Preparation | Natural Gas | Range | E10 | System - kBTUs of Consumption | 0 | 0 | 0 | 0 | 0 | 0 | 0 | 0 | 0 | 0 | 0 | 0 | 0 | 0 | 0 | 0 | 0 | 0 | 0 | 0 | 0 | 0 | 0 | 0 | 0 | 0 | 0 | 0 | 0 | 0 | 0 | 0 | 0
F4_Commercial_College_New_Food Preparation_Natural Gas_Range_E1 | F4 | Commercial | College | New | Food Preparation | Natural Gas | Range | E1 | Utility - Cost of Equipment | 0.068683 | 0.068672 | 0.069002 | 0.068494 | 0.068185 | 0.06841 | 0.069086 | 0.06962 | 0.070282 | 0.070907 | 0.071536 | 0.072113 | 0.072732 | 0.073379 | 0.073997 | 0.074626 | 0.075265 | 0.07596 | 0.076685 | 0.077448 | 0.0782 | 0.078986 | 0.07971 | 0.080461 | 0.081124 | 0.081698 | 0.08222 | 0.08267 | 0.083023 | 0.083312 | 0.08347 | 0.083576 | 0.083576
F4_Commercial_College_New_Food Preparation_Natural Gas_Range_E2 | F4 | Commercial | College | New | Food Preparation | Natural Gas | Range | E2 | Utility - Cost of Equipment | 0.051512 | 0.051504 | 0.051751 | 0.051371 | 0.051139 | 0.051308 | 0.051815 | 0.052215 | 0.052712 | 0.05318 | 0.053652 | 0.054085 | 0.054549 | 0.055034 | 0.055498 | 0.055969 | 0.056449 | 0.05697 | 0.057514 | 0.058086 | 0.05865 | 0.059239 | 0.059783 | 0.060345 | 0.060843 | 0.061273 | 0.061665 | 0.062003 | 0.062267 | 0.062484 | 0.062602 | 0.062682 | 0.062682
F4_Commercial_College_New_Food Preparation_Natural Gas_Range_E3 | F4 | Commercial | College | New | Food Preparation | Natural Gas | Range | E3 | Utility - Cost of Equipment | 0 | 0 | 0 | 0 | 0 | 0 | 0 | 0 | 0 | 0 | 0 | 0 | 0 | 0 | 0 | 0 | 0 | 0 | 0 | 0 | 0 | 0 | 0 | 0 | 0 | 0 | 0 | 0 | 0 | 0 | 0 | 0 | 0
F4_Commercial_College_New_Food Preparation_Natural Gas_Range_E4 | F4 | Commercial | College | New | Food Preparation | Natural Gas | Range | E4 | Utility - Cost of Equipment | 0 | 0 | 0 | 0 | 0 | 0 | 0 | 0 | 0 | 0 | 0 | 0 | 0 | 0 | 0 | 0 | 0 | 0 | 0 | 0 | 0 | 0 | 0 | 0 | 0 | 0 | 0 | 0 | 0 | 0 | 0 | 0 | 0
F4_Commercial_College_New_Food Preparation_Natural Gas_Range_E5 | F4 | Commercial | College | New | Food Preparation | Natural Gas | Range | E5 | Utility - Cost of Equipment | 0 | 0 | 0 | 0 | 0 | 0 | 0 | 0 | 0 | 0 | 0 | 0 | 0 | 0 | 0 | 0 | 0 | 0 | 0 | 0 | 0 | 0 | 0 | 0 | 0 | 0 | 0 | 0 | 0 | 0 | 0 | 0 | 0
F4_Commercial_College_New_Food Preparation_Natural Gas_Range_E6 | F4 | Commercial | College | New | Food Preparation | Natural Gas | Range | E6 | Utility - Cost of Equipment | 0 | 0 | 0 | 0 | 0 | 0 | 0 | 0 | 0 | 0 | 0 | 0 | 0 | 0 | 0 | 0 | 0 | 0 | 0 | 0 | 0 | 0 | 0 | 0 | 0 | 0 | 0 | 0 | 0 | 0 | 0 | 0 | 0
F4_Commercial_College_New_Food Preparation_Natural Gas_Range_E7 | F4 | Commercial | College | New | Food Preparation | Natural Gas | Range | E7 | Utility - Cost of Equipment | 0 | 0 | 0 | 0 | 0 | 0 | 0 | 0 | 0 | 0 | 0 | 0 | 0 | 0 | 0 | 0 | 0 | 0 | 0 | 0 | 0 | 0 | 0 | 0 | 0 | 0 | 0 | 0 | 0 | 0 | 0 | 0 | 0
F4_Commercial_College_New_Food Preparation_Natural Gas_Range_E8 | F4 | Commercial | College | New | Food Preparation | Natural Gas | Range | E8 | Utility - Cost of Equipment | 0 | 0 | 0 | 0 | 0 | 0 | 0 | 0 | 0 | 0 | 0 | 0 | 0 | 0 | 0 | 0 | 0 | 0 | 0 | 0 | 0 | 0 | 0 | 0 | 0 | 0 | 0 | 0 | 0 | 0 | 0 | 0 | 0
F4_Commercial_College_New_Food Preparation_Natural Gas_Range_E9 | F4 | Commercial | College | New | Food Preparation | Natural Gas | Range | E9 | Utility - Cost of Equipment | 0 | 0 | 0 | 0 | 0 | 0 | 0 | 0 | 0 | 0 | 0 | 0 | 0 | 0 | 0 | 0 | 0 | 0 | 0 | 0 | 0 | 0 | 0 | 0 | 0 | 0 | 0 | 0 | 0 | 0 | 0 | 0 | 0
F4_Commercial_College_New_Food Preparation_Natural Gas_Range_E10 | F4 | Commercial | College | New | Food Preparation | Natural Gas | Range | E10 | Utility - Cost of Equipment | 0 | 0 | 0 | 0 | 0 | 0 | 0 | 0 | 0 | 0 | 0 | 0 | 0 | 0 | 0 | 0 | 0 | 0 | 0 | 0 | 0 | 0 | 0 | 0 | 0 | 0 | 0 | 0 | 0 | 0 | 0 | 0 | 0
F5_Commercial_College_New_Food Preparation_Natural Gas_Range_E1 | F5 | Commercial | College | New | Food Preparation | Natural Gas | Range | E1 | Utility - Cost of Operation | 0.027478 | 0.027478 | 0.027478 | 0.027478 | 0.027478 | 0.027478 | 0.027478 | 0.027478 | 0.027478 | 0.027478 | 0.027478 | 0.027478 | 0.027478 | 0.027478 | 0.027478 | 0.027478 | 0.027478 | 0.027478 | 0.027478 | 0.027478 | 0.027478 | 0.027478 | 0.027478 | 0.027478 | 0.027478 | 0.027478 | 0.027478 | 0.027478 | 0.027478 | 0.027478 | 0.027478 | 0.027478 | 0.027478
F5_Commercial_College_New_Food Preparation_Natural Gas_Range_E2 | F5 | Commercial | College | New | Food Preparation | Natural Gas | Range | E2 | Utility - Cost of Operation | 0.027481 | 0.027481 | 0.027481 | 0.027481 | 0.027481 | 0.027481 | 0.027481 | 0.027481 | 0.027481 | 0.027481 | 0.027481 | 0.027481 | 0.027481 | 0.027481 | 0.027481 | 0.027481 | 0.027481 | 0.027481 | 0.027481 | 0.027481 | 0.027481 | 0.027481 | 0.027481 | 0.027481 | 0.027481 | 0.027481 | 0.027481 | 0.027481 | 0.027481 | 0.027481 | 0.027481 | 0.027481 | 0.027481
F5_Commercial_College_New_Food Preparation_Natural Gas_Range_E3 | F5 | Commercial | College | New | Food Preparation | Natural Gas | Range | E3 | Utility - Cost of Operation | 0 | 0 | 0 | 0 | 0 | 0 | 0 | 0 | 0 | 0 | 0 | 0 | 0 | 0 | 0 | 0 | 0 | 0 | 0 | 0 | 0 | 0 | 0 | 0 | 0 | 0 | 0 | 0 | 0 | 0 | 0 | 0 | 0
F5_Commercial_College_New_Food Preparation_Natural Gas_Range_E4 | F5 | Commercial | College | New | Food Preparation | Natural Gas | Range | E4 | Utility - Cost of Operation | 0 | 0 | 0 | 0 | 0 | 0 | 0 | 0 | 0 | 0 | 0 | 0 | 0 | 0 | 0 | 0 | 0 | 0 | 0 | 0 | 0 | 0 | 0 | 0 | 0 | 0 | 0 | 0 | 0 | 0 | 0 | 0 | 0
F5_Commercial_College_New_Food Preparation_Natural Gas_Range_E5 | F5 | Commercial | College | New | Food Preparation | Natural Gas | Range | E5 | Utility - Cost of Operation | 0 | 0 | 0 | 0 | 0 | 0 | 0 | 0 | 0 | 0 | 0 | 0 | 0 | 0 | 0 | 0 | 0 | 0 | 0 | 0 | 0 | 0 | 0 | 0 | 0 | 0 | 0 | 0 | 0 | 0 | 0 | 0 | 0
F5_Commercial_College_New_Food Preparation_Natural Gas_Range_E6 | F5 | Commercial | College | New | Food Preparation | Natural Gas | Range | E6 | Utility - Cost of Operation | 0 | 0 | 0 | 0 | 0 | 0 | 0 | 0 | 0 | 0 | 0 | 0 | 0 | 0 | 0 | 0 | 0 | 0 | 0 | 0 | 0 | 0 | 0 | 0 | 0 | 0 | 0 | 0 | 0 | 0 | 0 | 0 | 0
F5_Commercial_College_New_Food Preparation_Natural Gas_Range_E7 | F5 | Commercial | College | New | Food Preparation | Natural Gas | Range | E7 | Utility - Cost of Operation | 0 | 0 | 0 | 0 | 0 | 0 | 0 | 0 | 0 | 0 | 0 | 0 | 0 | 0 | 0 | 0 | 0 | 0 | 0 | 0 | 0 | 0 | 0 | 0 | 0 | 0 | 0 | 0 | 0 | 0 | 0 | 0 | 0
F5_Commercial_College_New_Food Preparation_Natural Gas_Range_E8 | F5 | Commercial | College | New | Food Preparation | Natural Gas | Range | E8 | Utility - Cost of Operation | 0 | 0 | 0 | 0 | 0 | 0 | 0 | 0 | 0 | 0 | 0 | 0 | 0 | 0 | 0 | 0 | 0 | 0 | 0 | 0 | 0 | 0 | 0 | 0 | 0 | 0 | 0 | 0 | 0 | 0 | 0 | 0 | 0
F5_Commercial_College_New_Food Preparation_Natural Gas_Range_E9 | F5 | Commercial | College | New | Food Preparation | Natural Gas | Range | E9 | Utility - Cost of Operation | 0 | 0 | 0 | 0 | 0 | 0 | 0 | 0 | 0 | 0 | 0 | 0 | 0 | 0 | 0 | 0 | 0 | 0 | 0 | 0 | 0 | 0 | 0 | 0 | 0 | 0 | 0 | 0 | 0 | 0 | 0 | 0 | 0
F5_Commercial_College_New_Food Preparation_Natural Gas_Range_E10 | F5 | Commercial | College | New | Food Preparation | Natural Gas | Range | E10 | Utility - Cost of Operation | 0 | 0 | 0 | 0 | 0 | 0 | 0 | 0 | 0 | 0 | 0 | 0 | 0 | 0 | 0 | 0 | 0 | 0 | 0 | 0 | 0 | 0 | 0 | 0 | 0 | 0 | 0 | 0 | 0 | 0 | 0 | 0 | 0
F6_Commercial_College_New_Food Preparation_Natural Gas_Range_E1 | F6 | Commercial | College | New | Food Preparation | Natural Gas | Range | E1 | Utility - Value of Sales | 0.036333 | 0.036529 | 0.036843 | 0.036774 | 0.036774 | 0.036774 | 0.036774 | 0.036774 | 0.036774 | 0.036774 | 0.036774 | 0.036774 | 0.036774 | 0.036774 | 0.036774 | 0.036774 | 0.036774 | 0.036774 | 0.036774 | 0.036774 | 0.036774 | 0.036774 | 0.036774 | 0.036774 | 0.036774 | 0.036774 | 0.036774 | 0.036774 | 0.036774 | 0.036774 | 0.036774 | 0.036774 | 0.036774
F6_Commercial_College_New_Food Preparation_Natural Gas_Range_E2 | F6 | Commercial | College | New | Food Preparation | Natural Gas | Range | E2 | Utility - Value of Sales | 0.02725 | 0.027397 | 0.027632 | 0.027581 | 0.027581 | 0.027581 | 0.027581 | 0.027581 | 0.027581 | 0.027581 | 0.027581 | 0.027581 | 0.027581 | 0.027581 | 0.027581 | 0.027581 | 0.027581 | 0.027581 | 0.027581 | 0.027581 | 0.027581 | 0.027581 | 0.027581 | 0.027581 | 0.027581 | 0.027581 | 0.027581 | 0.027581 | 0.027581 | 0.027581 | 0.027581 | 0.027581 | 0.027581
F6_Commercial_College_New_Food Preparation_Natural Gas_Range_E3 | F6 | Commercial | College | New | Food Preparation | Natural Gas | Range | E3 | Utility - Value of Sales | 0 | 0 | 0 | 0 | 0 | 0 | 0 | 0 | 0 | 0 | 0 | 0 | 0 | 0 | 0 | 0 | 0 | 0 | 0 | 0 | 0 | 0 | 0 | 0 | 0 | 0 | 0 | 0 | 0 | 0 | 0 | 0 | 0
F6_Commercial_College_New_Food Preparation_Natural Gas_Range_E4 | F6 | Commercial | College | New | Food Preparation | Natural Gas | Range | E4 | Utility - Value of Sales | 0 | 0 | 0 | 0 | 0 | 0 | 0 | 0 | 0 | 0 | 0 | 0 | 0 | 0 | 0 | 0 | 0 | 0 | 0 | 0 | 0 | 0 | 0 | 0 | 0 | 0 | 0 | 0 | 0 | 0 | 0 | 0 | 0
F6_Commercial_College_New_Food Preparation_Natural Gas_Range_E5 | F6 | Commercial | College | New | Food Preparation | Natural Gas | Range | E5 | Utility - Value of Sales | 0 | 0 | 0 | 0 | 0 | 0 | 0 | 0 | 0 | 0 | 0 | 0 | 0 | 0 | 0 | 0 | 0 | 0 | 0 | 0 | 0 | 0 | 0 | 0 | 0 | 0 | 0 | 0 | 0 | 0 | 0 | 0 | 0
F6_Commercial_College_New_Food Preparation_Natural Gas_Range_E6 | F6 | Commercial | College | New | Food Preparation | Natural Gas | Range | E6 | Utility - Value of Sales | 0 | 0 | 0 | 0 | 0 | 0 | 0 | 0 | 0 | 0 | 0 | 0 | 0 | 0 | 0 | 0 | 0 | 0 | 0 | 0 | 0 | 0 | 0 | 0 | 0 | 0 | 0 | 0 | 0 | 0 | 0 | 0 | 0
F6_Commercial_College_New_Food Preparation_Natural Gas_Range_E7 | F6 | Commercial | College | New | Food Preparation | Natural Gas | Range | E7 | Utility - Value of Sales | 0 | 0 | 0 | 0 | 0 | 0 | 0 | 0 | 0 | 0 | 0 | 0 | 0 | 0 | 0 | 0 | 0 | 0 | 0 | 0 | 0 | 0 | 0 | 0 | 0 | 0 | 0 | 0 | 0 | 0 | 0 | 0 | 0
F6_Commercial_College_New_Food Preparation_Natural Gas_Range_E8 | F6 | Commercial | College | New | Food Preparation | Natural Gas | Range | E8 | Utility - Value of Sales | 0 | 0 | 0 | 0 | 0 | 0 | 0 | 0 | 0 | 0 | 0 | 0 | 0 | 0 | 0 | 0 | 0 | 0 | 0 | 0 | 0 | 0 | 0 | 0 | 0 | 0 | 0 | 0 | 0 | 0 | 0 | 0 | 0
F6_Commercial_College_New_Food Preparation_Natural Gas_Range_E9 | F6 | Commercial | College | New | Food Preparation | Natural Gas | Range | E9 | Utility - Value of Sales | 0 | 0 | 0 | 0 | 0 | 0 | 0 | 0 | 0 | 0 | 0 | 0 | 0 | 0 | 0 | 0 | 0 | 0 | 0 | 0 | 0 | 0 | 0 | 0 | 0 | 0 | 0 | 0 | 0 | 0 | 0 | 0 | 0
F6_Commercial_College_New_Food Preparation_Natural Gas_Range_E10 | F6 | Commercial | College | New | Food Preparation | Natural Gas | Range | E10 | Utility - Value of Sales | 0 | 0 | 0 | 0 | 0 | 0 | 0 | 0 | 0 | 0 | 0 | 0 | 0 | 0 | 0 | 0 | 0 | 0 | 0 | 0 | 0 | 0 | 0 | 0 | 0 | 0 | 0 | 0 | 0 | 0 | 0 | 0 | 0
F1_Commercial_College_New_Food Preparation_Natural Gas_Steamer_E1 | F1 | Commercial | College | New | Food Preparation | Natural Gas | Steamer | E1 | RVT - Cost of Equipment | 0.13475 | 0.13491 | 0.13563 | 0 | 0 | 0 | 0 | 0 | 0 | 0 | 0 | 0 | 0 | 0 | 0 | 0 | 0 | 0 | 0 | 0 | 0 | 0 | 0 | 0 | 0 | 0 | 0 | 0 | 0 | 0 | 0 | 0 | 0
F1_Commercial_College_New_Food Preparation_Natural Gas_Steamer_E2 | F1 | Commercial | College | New | Food Preparation | Natural Gas | Steamer | E2 | RVT - Cost of Equipment | 0.028107 | 0.02814 | 0.028291 | 0.028145 | 0.028067 | 0.028177 | 0.028448 | 0.028669 | 0.028938 | 0.029198 | 0.029459 | 0.029705 | 0.029966 | 0.030237 | 0.030499 | 0.030766 | 0.031036 | 0.031324 | 0.031618 | 0.031918 | 0.032204 | 0.032494 | 0.032756 | 0.033023 | 0.033258 | 0.03346 | 0.033644 | 0.033803 | 0.033927 | 0.034029 | 0.034085 | 0.034122 | 0.034122
F1_Commercial_College_New_Food Preparation_Natural Gas_Steamer_E3 | F1 | Commercial | College | New | Food Preparation | Natural Gas | Steamer | E3 | RVT - Cost of Equipment | 0 | 0 | 0 | 0 | 0 | 0 | 0 | 0 | 0 | 0 | 0 | 0 | 0 | 0 | 0 | 0 | 0 | 0 | 0 | 0 | 0 | 0 | 0 | 0 | 0 | 0 | 0 | 0 | 0 | 0 | 0 | 0 | 0
F1_Commercial_College_New_Food Preparation_Natural Gas_Steamer_E4 | F1 | Commercial | College | New | Food Preparation | Natural Gas | Steamer | E4 | RVT - Cost of Equipment | 0 | 0 | 0 | 0 | 0 | 0 | 0 | 0 | 0 | 0 | 0 | 0 | 0 | 0 | 0 | 0 | 0 | 0 | 0 | 0 | 0 | 0 | 0 | 0 | 0 | 0 | 0 | 0 | 0 | 0 | 0 | 0 | 0
F1_Commercial_College_New_Food Preparation_Natural Gas_Steamer_E5 | F1 | Commercial | College | New | Food Preparation | Natural Gas | Steamer | E5 | RVT - Cost of Equipment | 0 | 0 | 0 | 0 | 0 | 0 | 0 | 0 | 0 | 0 | 0 | 0 | 0 | 0 | 0 | 0 | 0 | 0 | 0 | 0 | 0 | 0 | 0 | 0 | 0 | 0 | 0 | 0 | 0 | 0 | 0 | 0 | 0
F1_Commercial_College_New_Food Preparation_Natural Gas_Steamer_E6 | F1 | Commercial | College | New | Food Preparation | Natural Gas | Steamer | E6 | RVT - Cost of Equipment | 0 | 0 | 0 | 0 | 0 | 0 | 0 | 0 | 0 | 0 | 0 | 0 | 0 | 0 | 0 | 0 | 0 | 0 | 0 | 0 | 0 | 0 | 0 | 0 | 0 | 0 | 0 | 0 | 0 | 0 | 0 | 0 | 0
F1_Commercial_College_New_Food Preparation_Natural Gas_Steamer_E7 | F1 | Commercial | College | New | Food Preparation | Natural Gas | Steamer | E7 | RVT - Cost of Equipment | 0 | 0 | 0 | 0 | 0 | 0 | 0 | 0 | 0 | 0 | 0 | 0 | 0 | 0 | 0 | 0 | 0 | 0 | 0 | 0 | 0 | 0 | 0 | 0 | 0 | 0 | 0 | 0 | 0 | 0 | 0 | 0 | 0
F1_Commercial_College_New_Food Preparation_Natural Gas_Steamer_E8 | F1 | Commercial | College | New | Food Preparation | Natural Gas | Steamer | E8 | RVT - Cost of Equipment | 0 | 0 | 0 | 0 | 0 | 0 | 0 | 0 | 0 | 0 | 0 | 0 | 0 | 0 | 0 | 0 | 0 | 0 | 0 | 0 | 0 | 0 | 0 | 0 | 0 | 0 | 0 | 0 | 0 | 0 | 0 | 0 | 0
F1_Commercial_College_New_Food Preparation_Natural Gas_Steamer_E9 | F1 | Commercial | College | New | Food Preparation | Natural Gas | Steamer | E9 | RVT - Cost of Equipment | 0 | 0 | 0 | 0 | 0 | 0 | 0 | 0 | 0 | 0 | 0 | 0 | 0 | 0 | 0 | 0 | 0 | 0 | 0 | 0 | 0 | 0 | 0 | 0 | 0 | 0 | 0 | 0 | 0 | 0 | 0 | 0 | 0
F1_Commercial_College_New_Food Preparation_Natural Gas_Steamer_E10 | F1 | Commercial | College | New | Food Preparation | Natural Gas | Steamer | E10 | RVT - Cost of Equipment | 0 | 0 | 0 | 0 | 0 | 0 | 0 | 0 | 0 | 0 | 0 | 0 | 0 | 0 | 0 | 0 | 0 | 0 | 0 | 0 | 0 | 0 | 0 | 0 | 0 | 0 | 0 | 0 | 0 | 0 | 0 | 0 | 0
F2_Commercial_College_New_Food Preparation_Natural Gas_Steamer_E1 | F2 | Commercial | College | New | Food Preparation | Natural Gas | Steamer | E1 | RVT - Cost of Operation | 0.16144 | 0.16163 | 0.16249 | 0 | 0 | 0 | 0 | 0 | 0 | 0 | 0 | 0 | 0 | 0 | 0 | 0 | 0 | 0 | 0 | 0 | 0 | 0 | 0 | 0 | 0 | 0 | 0 | 0 | 0 | 0 | 0 | 0 | 0
F2_Commercial_College_New_Food Preparation_Natural Gas_Steamer_E2 | F2 | Commercial | College | New | Food Preparation | Natural Gas | Steamer | E2 | RVT - Cost of Operation | 0.033674 | 0.033714 | 0.033895 | 0.033719 | 0.033626 | 0.033758 | 0.034082 | 0.034348 | 0.03467 | 0.034981 | 0.035294 | 0.035588 | 0.035901 | 0.036226 | 0.03654 | 0.03686 | 0.037183 | 0.037528 | 0.03788 | 0.03824 | 0.038583 | 0.03893 | 0.039244 | 0.039564 | 0.039845 | 0.040087 | 0.040308 | 0.040498 | 0.040647 | 0.040769 | 0.040836 | 0.040881 | 0.040881
F2_Commercial_College_New_Food Preparation_Natural Gas_Steamer_E3 | F2 | Commercial | College | New | Food Preparation | Natural Gas | Steamer | E3 | RVT - Cost of Operation | 0 | 0 | 0 | 0 | 0 | 0 | 0 | 0 | 0 | 0 | 0 | 0 | 0 | 0 | 0 | 0 | 0 | 0 | 0 | 0 | 0 | 0 | 0 | 0 | 0 | 0 | 0 | 0 | 0 | 0 | 0 | 0 | 0
F2_Commercial_College_New_Food Preparation_Natural Gas_Steamer_E4 | F2 | Commercial | College | New | Food Preparation | Natural Gas | Steamer | E4 | RVT - Cost of Operation | 0 | 0 | 0 | 0 | 0 | 0 | 0 | 0 | 0 | 0 | 0 | 0 | 0 | 0 | 0 | 0 | 0 | 0 | 0 | 0 | 0 | 0 | 0 | 0 | 0 | 0 | 0 | 0 | 0 | 0 | 0 | 0 | 0
F2_Commercial_College_New_Food Preparation_Natural Gas_Steamer_E5 | F2 | Commercial | College | New | Food Preparation | Natural Gas | Steamer | E5 | RVT - Cost of Operation | 0 | 0 | 0 | 0 | 0 | 0 | 0 | 0 | 0 | 0 | 0 | 0 | 0 | 0 | 0 | 0 | 0 | 0 | 0 | 0 | 0 | 0 | 0 | 0 | 0 | 0 | 0 | 0 | 0 | 0 | 0 | 0 | 0
F2_Commercial_College_New_Food Preparation_Natural Gas_Steamer_E6 | F2 | Commercial | College | New | Food Preparation | Natural Gas | Steamer | E6 | RVT - Cost of Operation | 0 | 0 | 0 | 0 | 0 | 0 | 0 | 0 | 0 | 0 | 0 | 0 | 0 | 0 | 0 | 0 | 0 | 0 | 0 | 0 | 0 | 0 | 0 | 0 | 0 | 0 | 0 | 0 | 0 | 0 | 0 | 0 | 0
F2_Commercial_College_New_Food Preparation_Natural Gas_Steamer_E7 | F2 | Commercial | College | New | Food Preparation | Natural Gas | Steamer | E7 | RVT - Cost of Operation | 0 | 0 | 0 | 0 | 0 | 0 | 0 | 0 | 0 | 0 | 0 | 0 | 0 | 0 | 0 | 0 | 0 | 0 | 0 | 0 | 0 | 0 | 0 | 0 | 0 | 0 | 0 | 0 | 0 | 0 | 0 | 0 | 0
F2_Commercial_College_New_Food Preparation_Natural Gas_Steamer_E8 | F2 | Commercial | College | New | Food Preparation | Natural Gas | Steamer | E8 | RVT - Cost of Operation | 0 | 0 | 0 | 0 | 0 | 0 | 0 | 0 | 0 | 0 | 0 | 0 | 0 | 0 | 0 | 0 | 0 | 0 | 0 | 0 | 0 | 0 | 0 | 0 | 0 | 0 | 0 | 0 | 0 | 0 | 0 | 0 | 0
F2_Commercial_College_New_Food Preparation_Natural Gas_Steamer_E9 | F2 | Commercial | College | New | Food Preparation | Natural Gas | Steamer | E9 | RVT - Cost of Operation | 0 | 0 | 0 | 0 | 0 | 0 | 0 | 0 | 0 | 0 | 0 | 0 | 0 | 0 | 0 | 0 | 0 | 0 | 0 | 0 | 0 | 0 | 0 | 0 | 0 | 0 | 0 | 0 | 0 | 0 | 0 | 0 | 0
F2_Commercial_College_New_Food Preparation_Natural Gas_Steamer_E10 | F2 | Commercial | College | New | Food Preparation | Natural Gas | Steamer | E10 | RVT - Cost of Operation | 0 | 0 | 0 | 0 | 0 | 0 | 0 | 0 | 0 | 0 | 0 | 0 | 0 | 0 | 0 | 0 | 0 | 0 | 0 | 0 | 0 | 0 | 0 | 0 | 0 | 0 | 0 | 0 | 0 | 0 | 0 | 0 | 0
F3_Commercial_College_New_Food Preparation_Natural Gas_Steamer_E1 | F3 | Commercial | College | New | Food Preparation | Natural Gas | Steamer | E1 | System - kBTUs of Consumption | 0.082946 | 0.082946 | 0.082946 | 0 | 0 | 0 | 0 | 0 | 0 | 0 | 0 | 0 | 0 | 0 | 0 | 0 | 0 | 0 | 0 | 0 | 0 | 0 | 0 | 0 | 0 | 0 | 0 | 0 | 0 | 0 | 0 | 0 | 0
F3_Commercial_College_New_Food Preparation_Natural Gas_Steamer_E2 | F3 | Commercial | College | New | Food Preparation | Natural Gas | Steamer | E2 | System - kBTUs of Consumption | 0.089104 | 0.089104 | 0.089104 | 0.089104 | 0.089104 | 0.089104 | 0.089104 | 0.089104 | 0.089104 | 0.089104 | 0.089104 | 0.089104 | 0.089104 | 0.089104 | 0.089104 | 0.089104 | 0.089104 | 0.089104 | 0.089104 | 0.089104 | 0.089104 | 0.089104 | 0.089104 | 0.089104 | 0.089104 | 0.089104 | 0.089104 | 0.089104 | 0.089104 | 0.089104 | 0.089104 | 0.089104 | 0.089104
F3_Commercial_College_New_Food Preparation_Natural Gas_Steamer_E3 | F3 | Commercial | College | New | Food Preparation | Natural Gas | Steamer | E3 | System - kBTUs of Consumption | 0 | 0 | 0 | 0 | 0 | 0 | 0 | 0 | 0 | 0 | 0 | 0 | 0 | 0 | 0 | 0 | 0 | 0 | 0 | 0 | 0 | 0 | 0 | 0 | 0 | 0 | 0 | 0 | 0 | 0 | 0 | 0 | 0
F3_Commercial_College_New_Food Preparation_Natural Gas_Steamer_E4 | F3 | Commercial | College | New | Food Preparation | Natural Gas | Steamer | E4 | System - kBTUs of Consumption | 0 | 0 | 0 | 0 | 0 | 0 | 0 | 0 | 0 | 0 | 0 | 0 | 0 | 0 | 0 | 0 | 0 | 0 | 0 | 0 | 0 | 0 | 0 | 0 | 0 | 0 | 0 | 0 | 0 | 0 | 0 | 0 | 0
F3_Commercial_College_New_Food Preparation_Natural Gas_Steamer_E5 | F3 | Commercial | College | New | Food Preparation | Natural Gas | Steamer | E5 | System - kBTUs of Consumption | 0 | 0 | 0 | 0 | 0 | 0 | 0 | 0 | 0 | 0 | 0 | 0 | 0 | 0 | 0 | 0 | 0 | 0 | 0 | 0 | 0 | 0 | 0 | 0 | 0 | 0 | 0 | 0 | 0 | 0 | 0 | 0 | 0
F3_Commercial_College_New_Food Preparation_Natural Gas_Steamer_E6 | F3 | Commercial | College | New | Food Preparation | Natural Gas | Steamer | E6 | System - kBTUs of Consumption | 0 | 0 | 0 | 0 | 0 | 0 | 0 | 0 | 0 | 0 | 0 | 0 | 0 | 0 | 0 | 0 | 0 | 0 | 0 | 0 | 0 | 0 | 0 | 0 | 0 | 0 | 0 | 0 | 0 | 0 | 0 | 0 | 0
F3_Commercial_College_New_Food Preparation_Natural Gas_Steamer_E7 | F3 | Commercial | College | New | Food Preparation | Natural Gas | Steamer | E7 | System - kBTUs of Consumption | 0 | 0 | 0 | 0 | 0 | 0 | 0 | 0 | 0 | 0 | 0 | 0 | 0 | 0 | 0 | 0 | 0 | 0 | 0 | 0 | 0 | 0 | 0 | 0 | 0 | 0 | 0 | 0 | 0 | 0 | 0 | 0 | 0
F3_Commercial_College_New_Food Preparation_Natural Gas_Steamer_E8 | F3 | Commercial | College | New | Food Preparation | Natural Gas | Steamer | E8 | System - kBTUs of Consumption | 0 | 0 | 0 | 0 | 0 | 0 | 0 | 0 | 0 | 0 | 0 | 0 | 0 | 0 | 0 | 0 | 0 | 0 | 0 | 0 | 0 | 0 | 0 | 0 | 0 | 0 | 0 | 0 | 0 | 0 | 0 | 0 | 0
F3_Commercial_College_New_Food Preparation_Natural Gas_Steamer_E9 | F3 | Commercial | College | New | Food Preparation | Natural Gas | Steamer | E9 | System - kBTUs of Consumption | 0 | 0 | 0 | 0 | 0 | 0 | 0 | 0 | 0 | 0 | 0 | 0 | 0 | 0 | 0 | 0 | 0 | 0 | 0 | 0 | 0 | 0 | 0 | 0 | 0 | 0 | 0 | 0 | 0 | 0 | 0 | 0 | 0
F3_Commercial_College_New_Food Preparation_Natural Gas_Steamer_E10 | F3 | Commercial | College | New | Food Preparation | Natural Gas | Steamer | E10 | System - kBTUs of Consumption | 0 | 0 | 0 | 0 | 0 | 0 | 0 | 0 | 0 | 0 | 0 | 0 | 0 | 0 | 0 | 0 | 0 | 0 | 0 | 0 | 0 | 0 | 0 | 0 | 0 | 0 | 0 | 0 | 0 | 0 | 0 | 0 | 0
F4_Commercial_College_New_Food Preparation_Natural Gas_Steamer_E1 | F4 | Commercial | College | New | Food Preparation | Natural Gas | Steamer | E1 | Utility - Cost of Equipment | 0.16144 | 0.16163 | 0.16249 | 0 | 0 | 0 | 0 | 0 | 0 | 0 | 0 | 0 | 0 | 0 | 0 | 0 | 0 | 0 | 0 | 0 | 0 | 0 | 0 | 0 | 0 | 0 | 0 | 0 | 0 | 0 | 0 | 0 | 0
F4_Commercial_College_New_Food Preparation_Natural Gas_Steamer_E2 | F4 | Commercial | College | New | Food Preparation | Natural Gas | Steamer | E2 | Utility - Cost of Equipment | 0.033674 | 0.033714 | 0.033895 | 0.033719 | 0.033626 | 0.033758 | 0.034082 | 0.034348 | 0.03467 | 0.034981 | 0.035294 | 0.035588 | 0.035901 | 0.036226 | 0.03654 | 0.03686 | 0.037183 | 0.037528 | 0.03788 | 0.03824 | 0.038583 | 0.03893 | 0.039244 | 0.039564 | 0.039845 | 0.040087 | 0.040308 | 0.040498 | 0.040647 | 0.040769 | 0.040836 | 0.040881 | 0.040881
F4_Commercial_College_New_Food Preparation_Natural Gas_Steamer_E3 | F4 | Commercial | College | New | Food Preparation | Natural Gas | Steamer | E3 | Utility - Cost of Equipment | 0 | 0 | 0 | 0 | 0 | 0 | 0 | 0 | 0 | 0 | 0 | 0 | 0 | 0 | 0 | 0 | 0 | 0 | 0 | 0 | 0 | 0 | 0 | 0 | 0 | 0 | 0 | 0 | 0 | 0 | 0 | 0 | 0
F4_Commercial_College_New_Food Preparation_Natural Gas_Steamer_E4 | F4 | Commercial | College | New | Food Preparation | Natural Gas | Steamer | E4 | Utility - Cost of Equipment | 0 | 0 | 0 | 0 | 0 | 0 | 0 | 0 | 0 | 0 | 0 | 0 | 0 | 0 | 0 | 0 | 0 | 0 | 0 | 0 | 0 | 0 | 0 | 0 | 0 | 0 | 0 | 0 | 0 | 0 | 0 | 0 | 0
F4_Commercial_College_New_Food Preparation_Natural Gas_Steamer_E5 | F4 | Commercial | College | New | Food Preparation | Natural Gas | Steamer | E5 | Utility - Cost of Equipment | 0 | 0 | 0 | 0 | 0 | 0 | 0 | 0 | 0 | 0 | 0 | 0 | 0 | 0 | 0 | 0 | 0 | 0 | 0 | 0 | 0 | 0 | 0 | 0 | 0 | 0 | 0 | 0 | 0 | 0 | 0 | 0 | 0
F4_Commercial_College_New_Food Preparation_Natural Gas_Steamer_E6 | F4 | Commercial | College | New | Food Preparation | Natural Gas | Steamer | E6 | Utility - Cost of Equipment | 0 | 0 | 0 | 0 | 0 | 0 | 0 | 0 | 0 | 0 | 0 | 0 | 0 | 0 | 0 | 0 | 0 | 0 | 0 | 0 | 0 | 0 | 0 | 0 | 0 | 0 | 0 | 0 | 0 | 0 | 0 | 0 | 0
F4_Commercial_College_New_Food Preparation_Natural Gas_Steamer_E7 | F4 | Commercial | College | New | Food Preparation | Natural Gas | Steamer | E7 | Utility - Cost of Equipment | 0 | 0 | 0 | 0 | 0 | 0 | 0 | 0 | 0 | 0 | 0 | 0 | 0 | 0 | 0 | 0 | 0 | 0 | 0 | 0 | 0 | 0 | 0 | 0 | 0 | 0 | 0 | 0 | 0 | 0 | 0 | 0 | 0
F4_Commercial_College_New_Food Preparation_Natural Gas_Steamer_E8 | F4 | Commercial | College | New | Food Preparation | Natural Gas | Steamer | E8 | Utility - Cost of Equipment | 0 | 0 | 0 | 0 | 0 | 0 | 0 | 0 | 0 | 0 | 0 | 0 | 0 | 0 | 0 | 0 | 0 | 0 | 0 | 0 | 0 | 0 | 0 | 0 | 0 | 0 | 0 | 0 | 0 | 0 | 0 | 0 | 0
F4_Commercial_College_New_Food Preparation_Natural Gas_Steamer_E9 | F4 | Commercial | College | New | Food Preparation | Natural Gas | Steamer | E9 | Utility - Cost of Equipment | 0 | 0 | 0 | 0 | 0 | 0 | 0 | 0 | 0 | 0 | 0 | 0 | 0 | 0 | 0 | 0 | 0 | 0 | 0 | 0 | 0 | 0 | 0 | 0 | 0 | 0 | 0 | 0 | 0 | 0 | 0 | 0 | 0
F4_Commercial_College_New_Food Preparation_Natural Gas_Steamer_E10 | F4 | Commercial | College | New | Food Preparation | Natural Gas | Steamer | E10 | Utility - Cost of Equipment | 0 | 0 | 0 | 0 | 0 | 0 | 0 | 0 | 0 | 0 | 0 | 0 | 0 | 0 | 0 | 0 | 0 | 0 | 0 | 0 | 0 | 0 | 0 | 0 | 0 | 0 | 0 | 0 | 0 | 0 | 0 | 0 | 0
F5_Commercial_College_New_Food Preparation_Natural Gas_Steamer_E1 | F5 | Commercial | College | New | Food Preparation | Natural Gas | Steamer | E1 | Utility - Cost of Operation | 0.082946 | 0.082946 | 0.082946 | 0 | 0 | 0 | 0 | 0 | 0 | 0 | 0 | 0 | 0 | 0 | 0 | 0 | 0 | 0 | 0 | 0 | 0 | 0 | 0 | 0 | 0 | 0 | 0 | 0 | 0 | 0 | 0 | 0 | 0
F5_Commercial_College_New_Food Preparation_Natural Gas_Steamer_E2 | F5 | Commercial | College | New | Food Preparation | Natural Gas | Steamer | E2 | Utility - Cost of Operation | 0.089104 | 0.089104 | 0.089104 | 0.089104 | 0.089104 | 0.089104 | 0.089104 | 0.089104 | 0.089104 | 0.089104 | 0.089104 | 0.089104 | 0.089104 | 0.089104 | 0.089104 | 0.089104 | 0.089104 | 0.089104 | 0.089104 | 0.089104 | 0.089104 | 0.089104 | 0.089104 | 0.089104 | 0.089104 | 0.089104 | 0.089104 | 0.089104 | 0.089104 | 0.089104 | 0.089104 | 0.089104 | 0.089104
F5_Commercial_College_New_Food Preparation_Natural Gas_Steamer_E3 | F5 | Commercial | College | New | Food Preparation | Natural Gas | Steamer | E3 | Utility - Cost of Operation | 0 | 0 | 0 | 0 | 0 | 0 | 0 | 0 | 0 | 0 | 0 | 0 | 0 | 0 | 0 | 0 | 0 | 0 | 0 | 0 | 0 | 0 | 0 | 0 | 0 | 0 | 0 | 0 | 0 | 0 | 0 | 0 | 0
F5_Commercial_College_New_Food Preparation_Natural Gas_Steamer_E4 | F5 | Commercial | College | New | Food Preparation | Natural Gas | Steamer | E4 | Utility - Cost of Operation | 0 | 0 | 0 | 0 | 0 | 0 | 0 | 0 | 0 | 0 | 0 | 0 | 0 | 0 | 0 | 0 | 0 | 0 | 0 | 0 | 0 | 0 | 0 | 0 | 0 | 0 | 0 | 0 | 0 | 0 | 0 | 0 | 0
F5_Commercial_College_New_Food Preparation_Natural Gas_Steamer_E5 | F5 | Commercial | College | New | Food Preparation | Natural Gas | Steamer | E5 | Utility - Cost of Operation | 0 | 0 | 0 | 0 | 0 | 0 | 0 | 0 | 0 | 0 | 0 | 0 | 0 | 0 | 0 | 0 | 0 | 0 | 0 | 0 | 0 | 0 | 0 | 0 | 0 | 0 | 0 | 0 | 0 | 0 | 0 | 0 | 0
F5_Commercial_College_New_Food Preparation_Natural Gas_Steamer_E6 | F5 | Commercial | College | New | Food Preparation | Natural Gas | Steamer | E6 | Utility - Cost of Operation | 0 | 0 | 0 | 0 | 0 | 0 | 0 | 0 | 0 | 0 | 0 | 0 | 0 | 0 | 0 | 0 | 0 | 0 | 0 | 0 | 0 | 0 | 0 | 0 | 0 | 0 | 0 | 0 | 0 | 0 | 0 | 0 | 0
F5_Commercial_College_New_Food Preparation_Natural Gas_Steamer_E7 | F5 | Commercial | College | New | Food Preparation | Natural Gas | Steamer | E7 | Utility - Cost of Operation | 0 | 0 | 0 | 0 | 0 | 0 | 0 | 0 | 0 | 0 | 0 | 0 | 0 | 0 | 0 | 0 | 0 | 0 | 0 | 0 | 0 | 0 | 0 | 0 | 0 | 0 | 0 | 0 | 0 | 0 | 0 | 0 | 0
F5_Commercial_College_New_Food Preparation_Natural Gas_Steamer_E8 | F5 | Commercial | College | New | Food Preparation | Natural Gas | Steamer | E8 | Utility - Cost of Operation | 0 | 0 | 0 | 0 | 0 | 0 | 0 | 0 | 0 | 0 | 0 | 0 | 0 | 0 | 0 | 0 | 0 | 0 | 0 | 0 | 0 | 0 | 0 | 0 | 0 | 0 | 0 | 0 | 0 | 0 | 0 | 0 | 0
F5_Commercial_College_New_Food Preparation_Natural Gas_Steamer_E9 | F5 | Commercial | College | New | Food Preparation | Natural Gas | Steamer | E9 | Utility - Cost of Operation | 0 | 0 | 0 | 0 | 0 | 0 | 0 | 0 | 0 | 0 | 0 | 0 | 0 | 0 | 0 | 0 | 0 | 0 | 0 | 0 | 0 | 0 | 0 | 0 | 0 | 0 | 0 | 0 | 0 | 0 | 0 | 0 | 0
F5_Commercial_College_New_Food Preparation_Natural Gas_Steamer_E10 | F5 | Commercial | College | New | Food Preparation | Natural Gas | Steamer | E10 | Utility - Cost of Operation | 0 | 0 | 0 | 0 | 0 | 0 | 0 | 0 | 0 | 0 | 0 | 0 | 0 | 0 | 0 | 0 | 0 | 0 | 0 | 0 | 0 | 0 | 0 | 0 | 0 | 0 | 0 | 0 | 0 | 0 | 0 | 0 | 0
F6_Commercial_College_New_Food Preparation_Natural Gas_Steamer_E1 | F6 | Commercial | College | New | Food Preparation | Natural Gas | Steamer | E1 | Utility - Value of Sales | 0.085781 | 0.086165 | 0.086782 | 0 | 0 | 0 | 0 | 0 | 0 | 0 | 0 | 0 | 0 | 0 | 0 | 0 | 0 | 0 | 0 | 0 | 0 | 0 | 0 | 0 | 0 | 0 | 0 | 0 | 0 | 0 | 0 | 0 | 0
F6_Commercial_College_New_Food Preparation_Natural Gas_Steamer_E2 | F6 | Commercial | College | New | Food Preparation | Natural Gas | Steamer | E2 | Utility - Value of Sales | 0.017893 | 0.017973 | 0.018102 | 0.018074 | 0.018074 | 0.018074 | 0.018074 | 0.018074 | 0.018074 | 0.018074 | 0.018074 | 0.018074 | 0.018074 | 0.018074 | 0.018074 | 0.018074 | 0.018074 | 0.018074 | 0.018074 | 0.018074 | 0.018074 | 0.018074 | 0.018074 | 0.018074 | 0.018074 | 0.018074 | 0.018074 | 0.018074 | 0.018074 | 0.018074 | 0.018074 | 0.018074 | 0.018074
F6_Commercial_College_New_Food Preparation_Natural Gas_Steamer_E3 | F6 | Commercial | College | New | Food Preparation | Natural Gas | Steamer | E3 | Utility - Value of Sales | 0 | 0 | 0 | 0 | 0 | 0 | 0 | 0 | 0 | 0 | 0 | 0 | 0 | 0 | 0 | 0 | 0 | 0 | 0 | 0 | 0 | 0 | 0 | 0 | 0 | 0 | 0 | 0 | 0 | 0 | 0 | 0 | 0
F6_Commercial_College_New_Food Preparation_Natural Gas_Steamer_E4 | F6 | Commercial | College | New | Food Preparation | Natural Gas | Steamer | E4 | Utility - Value of Sales | 0 | 0 | 0 | 0 | 0 | 0 | 0 | 0 | 0 | 0 | 0 | 0 | 0 | 0 | 0 | 0 | 0 | 0 | 0 | 0 | 0 | 0 | 0 | 0 | 0 | 0 | 0 | 0 | 0 | 0 | 0 | 0 | 0
F6_Commercial_College_New_Food Preparation_Natural Gas_Steamer_E5 | F6 | Commercial | College | New | Food Preparation | Natural Gas | Steamer | E5 | Utility - Value of Sales | 0 | 0 | 0 | 0 | 0 | 0 | 0 | 0 | 0 | 0 | 0 | 0 | 0 | 0 | 0 | 0 | 0 | 0 | 0 | 0 | 0 | 0 | 0 | 0 | 0 | 0 | 0 | 0 | 0 | 0 | 0 | 0 | 0
F6_Commercial_College_New_Food Preparation_Natural Gas_Steamer_E6 | F6 | Commercial | College | New | Food Preparation | Natural Gas | Steamer | E6 | Utility - Value of Sales | 0 | 0 | 0 | 0 | 0 | 0 | 0 | 0 | 0 | 0 | 0 | 0 | 0 | 0 | 0 | 0 | 0 | 0 | 0 | 0 | 0 | 0 | 0 | 0 | 0 | 0 | 0 | 0 | 0 | 0 | 0 | 0 | 0
F6_Commercial_College_New_Food Preparation_Natural Gas_Steamer_E7 | F6 | Commercial | College | New | Food Preparation | Natural Gas | Steamer | E7 | Utility - Value of Sales | 0 | 0 | 0 | 0 | 0 | 0 | 0 | 0 | 0 | 0 | 0 | 0 | 0 | 0 | 0 | 0 | 0 | 0 | 0 | 0 | 0 | 0 | 0 | 0 | 0 | 0 | 0 | 0 | 0 | 0 | 0 | 0 | 0
F6_Commercial_College_New_Food Preparation_Natural Gas_Steamer_E8 | F6 | Commercial | College | New | Food Preparation | Natural Gas | Steamer | E8 | Utility - Value of Sales | 0 | 0 | 0 | 0 | 0 | 0 | 0 | 0 | 0 | 0 | 0 | 0 | 0 | 0 | 0 | 0 | 0 | 0 | 0 | 0 | 0 | 0 | 0 | 0 | 0 | 0 | 0 | 0 | 0 | 0 | 0 | 0 | 0
F6_Commercial_College_New_Food Preparation_Natural Gas_Steamer_E9 | F6 | Commercial | College | New | Food Preparation | Natural Gas | Steamer | E9 | Utility - Value of Sales | 0 | 0 | 0 | 0 | 0 | 0 | 0 | 0 | 0 | 0 | 0 | 0 | 0 | 0 | 0 | 0 | 0 | 0 | 0 | 0 | 0 | 0 | 0 | 0 | 0 | 0 | 0 | 0 | 0 | 0 | 0 | 0 | 0
F6_Commercial_College_New_Food Preparation_Natural Gas_Steamer_E10 | F6 | Commercial | College | New | Food Preparation | Natural Gas | Steamer | E10 | Utility - Value of Sales | 0 | 0 | 0 | 0 | 0 | 0 | 0 | 0 | 0 | 0 | 0 | 0 | 0 | 0 | 0 | 0 | 0 | 0 | 0 | 0 | 0 | 0 | 0 | 0 | 0 | 0 | 0 | 0 | 0 | 0 | 0 | 0 | 0
F1_Commercial_College_New_Food Preparation_Natural Gas_Food Prep Other_E1 | F1 | Commercial | College | New | Food Preparation | Natural Gas | Food Prep Other | E1 | RVT - Cost of Equipment | 0.020396 | 0.020393 | 0.020491 | 0.02034 | 0.020248 | 0.020315 | 0.020516 | 0.020674 | 0.020871 | 0.021057 | 0.021243 | 0.021415 | 0.021599 | 0.021791 | 0.021974 | 0.022161 | 0.022351 | 0.022557 | 0.022772 | 0.022999 | 0.023222 | 0.023456 | 0.023671 | 0.023894 | 0.024091 | 0.024261 | 0.024416 | 0.02455 | 0.024655 | 0.024741 | 0.024787 | 0.024819 | 0.024819
F1_Commercial_College_New_Food Preparation_Natural Gas_Food Prep Other_E2 | F1 | Commercial | College | New | Food Preparation | Natural Gas | Food Prep Other | E2 | RVT - Cost of Equipment | 0.020396 | 0.020393 | 0.020491 | 0.02034 | 0.020248 | 0.020315 | 0.020516 | 0.020674 | 0.020871 | 0.021057 | 0.021243 | 0.021415 | 0.021598 | 0.02179 | 0.021974 | 0.022161 | 0.022351 | 0.022557 | 0.022772 | 0.022999 | 0.023222 | 0.023455 | 0.023671 | 0.023893 | 0.024091 | 0.024261 | 0.024416 | 0.02455 | 0.024654 | 0.02474 | 0.024787 | 0.024818 | 0.024818
F1_Commercial_College_New_Food Preparation_Natural Gas_Food Prep Other_E3 | F1 | Commercial | College | New | Food Preparation | Natural Gas | Food Prep Other | E3 | RVT - Cost of Equipment | 0 | 0 | 0 | 0 | 0 | 0 | 0 | 0 | 0 | 0 | 0 | 0 | 0 | 0 | 0 | 0 | 0 | 0 | 0 | 0 | 0 | 0 | 0 | 0 | 0 | 0 | 0 | 0 | 0 | 0 | 0 | 0 | 0
F1_Commercial_College_New_Food Preparation_Natural Gas_Food Prep Other_E4 | F1 | Commercial | College | New | Food Preparation | Natural Gas | Food Prep Other | E4 | RVT - Cost of Equipment | 0 | 0 | 0 | 0 | 0 | 0 | 0 | 0 | 0 | 0 | 0 | 0 | 0 | 0 | 0 | 0 | 0 | 0 | 0 | 0 | 0 | 0 | 0 | 0 | 0 | 0 | 0 | 0 | 0 | 0 | 0 | 0 | 0
F1_Commercial_College_New_Food Preparation_Natural Gas_Food Prep Other_E5 | F1 | Commercial | College | New | Food Preparation | Natural Gas | Food Prep Other | E5 | RVT - Cost of Equipment | 0 | 0 | 0 | 0 | 0 | 0 | 0 | 0 | 0 | 0 | 0 | 0 | 0 | 0 | 0 | 0 | 0 | 0 | 0 | 0 | 0 | 0 | 0 | 0 | 0 | 0 | 0 | 0 | 0 | 0 | 0 | 0 | 0
F1_Commercial_College_New_Food Preparation_Natural Gas_Food Prep Other_E6 | F1 | Commercial | College | New | Food Preparation | Natural Gas | Food Prep Other | E6 | RVT - Cost of Equipment | 0 | 0 | 0 | 0 | 0 | 0 | 0 | 0 | 0 | 0 | 0 | 0 | 0 | 0 | 0 | 0 | 0 | 0 | 0 | 0 | 0 | 0 | 0 | 0 | 0 | 0 | 0 | 0 | 0 | 0 | 0 | 0 | 0
F1_Commercial_College_New_Food Preparation_Natural Gas_Food Prep Other_E7 | F1 | Commercial | College | New | Food Preparation | Natural Gas | Food Prep Other | E7 | RVT - Cost of Equipment | 0 | 0 | 0 | 0 | 0 | 0 | 0 | 0 | 0 | 0 | 0 | 0 | 0 | 0 | 0 | 0 | 0 | 0 | 0 | 0 | 0 | 0 | 0 | 0 | 0 | 0 | 0 | 0 | 0 | 0 | 0 | 0 | 0
F1_Commercial_College_New_Food Preparation_Natural Gas_Food Prep Other_E8 | F1 | Commercial | College | New | Food Preparation | Natural Gas | Food Prep Other | E8 | RVT - Cost of Equipment | 0 | 0 | 0 | 0 | 0 | 0 | 0 | 0 | 0 | 0 | 0 | 0 | 0 | 0 | 0 | 0 | 0 | 0 | 0 | 0 | 0 | 0 | 0 | 0 | 0 | 0 | 0 | 0 | 0 | 0 | 0 | 0 | 0
F1_Commercial_College_New_Food Preparation_Natural Gas_Food Prep Other_E9 | F1 | Commercial | College | New | Food Preparation | Natural Gas | Food Prep Other | E9 | RVT - Cost of Equipment | 0 | 0 | 0 | 0 | 0 | 0 | 0 | 0 | 0 | 0 | 0 | 0 | 0 | 0 | 0 | 0 | 0 | 0 | 0 | 0 | 0 | 0 | 0 | 0 | 0 | 0 | 0 | 0 | 0 | 0 | 0 | 0 | 0
F1_Commercial_College_New_Food Preparation_Natural Gas_Food Prep Other_E10 | F1 | Commercial | College | New | Food Preparation | Natural Gas | Food Prep Other | E10 | RVT - Cost of Equipment | 0 | 0 | 0 | 0 | 0 | 0 | 0 | 0 | 0 | 0 | 0 | 0 | 0 | 0 | 0 | 0 | 0 | 0 | 0 | 0 | 0 | 0 | 0 | 0 | 0 | 0 | 0 | 0 | 0 | 0 | 0 | 0 | 0
F2_Commercial_College_New_Food Preparation_Natural Gas_Food Prep Other_E1 | F2 | Commercial | College | New | Food Preparation | Natural Gas | Food Prep Other | E1 | RVT - Cost of Operation | 0.024436 | 0.024432 | 0.024549 | 0.024369 | 0.024259 | 0.024339 | 0.024579 | 0.024769 | 0.025005 | 0.025227 | 0.025451 | 0.025656 | 0.025876 | 0.026107 | 0.026326 | 0.02655 | 0.026778 | 0.027025 | 0.027283 | 0.027554 | 0.027822 | 0.028101 | 0.028359 | 0.028626 | 0.028862 | 0.029066 | 0.029252 | 0.029412 | 0.029538 | 0.029641 | 0.029697 | 0.029734 | 0.029734
F2_Commercial_College_New_Food Preparation_Natural Gas_Food Prep Other_E2 | F2 | Commercial | College | New | Food Preparation | Natural Gas | Food Prep Other | E2 | RVT - Cost of Operation | 0.024436 | 0.024432 | 0.024549 | 0.024369 | 0.024259 | 0.024339 | 0.024579 | 0.024769 | 0.025005 | 0.025227 | 0.025451 | 0.025656 | 0.025876 | 0.026106 | 0.026326 | 0.02655 | 0.026777 | 0.027025 | 0.027283 | 0.027554 | 0.027822 | 0.028101 | 0.028359 | 0.028626 | 0.028862 | 0.029066 | 0.029252 | 0.029412 | 0.029538 | 0.029641 | 0.029697 | 0.029734 | 0.029734
F2_Commercial_College_New_Food Preparation_Natural Gas_Food Prep Other_E3 | F2 | Commercial | College | New | Food Preparation | Natural Gas | Food Prep Other | E3 | RVT - Cost of Operation | 0 | 0 | 0 | 0 | 0 | 0 | 0 | 0 | 0 | 0 | 0 | 0 | 0 | 0 | 0 | 0 | 0 | 0 | 0 | 0 | 0 | 0 | 0 | 0 | 0 | 0 | 0 | 0 | 0 | 0 | 0 | 0 | 0
F2_Commercial_College_New_Food Preparation_Natural Gas_Food Prep Other_E4 | F2 | Commercial | College | New | Food Preparation | Natural Gas | Food Prep Other | E4 | RVT - Cost of Operation | 0 | 0 | 0 | 0 | 0 | 0 | 0 | 0 | 0 | 0 | 0 | 0 | 0 | 0 | 0 | 0 | 0 | 0 | 0 | 0 | 0 | 0 | 0 | 0 | 0 | 0 | 0 | 0 | 0 | 0 | 0 | 0 | 0
F2_Commercial_College_New_Food Preparation_Natural Gas_Food Prep Other_E5 | F2 | Commercial | College | New | Food Preparation | Natural Gas | Food Prep Other | E5 | RVT - Cost of Operation | 0 | 0 | 0 | 0 | 0 | 0 | 0 | 0 | 0 | 0 | 0 | 0 | 0 | 0 | 0 | 0 | 0 | 0 | 0 | 0 | 0 | 0 | 0 | 0 | 0 | 0 | 0 | 0 | 0 | 0 | 0 | 0 | 0
F2_Commercial_College_New_Food Preparation_Natural Gas_Food Prep Other_E6 | F2 | Commercial | College | New | Food Preparation | Natural Gas | Food Prep Other | E6 | RVT - Cost of Operation | 0 | 0 | 0 | 0 | 0 | 0 | 0 | 0 | 0 | 0 | 0 | 0 | 0 | 0 | 0 | 0 | 0 | 0 | 0 | 0 | 0 | 0 | 0 | 0 | 0 | 0 | 0 | 0 | 0 | 0 | 0 | 0 | 0
F2_Commercial_College_New_Food Preparation_Natural Gas_Food Prep Other_E7 | F2 | Commercial | College | New | Food Preparation | Natural Gas | Food Prep Other | E7 | RVT - Cost of Operation | 0 | 0 | 0 | 0 | 0 | 0 | 0 | 0 | 0 | 0 | 0 | 0 | 0 | 0 | 0 | 0 | 0 | 0 | 0 | 0 | 0 | 0 | 0 | 0 | 0 | 0 | 0 | 0 | 0 | 0 | 0 | 0 | 0
F2_Commercial_College_New_Food Preparation_Natural Gas_Food Prep Other_E8 | F2 | Commercial | College | New | Food Preparation | Natural Gas | Food Prep Other | E8 | RVT - Cost of Operation | 0 | 0 | 0 | 0 | 0 | 0 | 0 | 0 | 0 | 0 | 0 | 0 | 0 | 0 | 0 | 0 | 0 | 0 | 0 | 0 | 0 | 0 | 0 | 0 | 0 | 0 | 0 | 0 | 0 | 0 | 0 | 0 | 0
F2_Commercial_College_New_Food Preparation_Natural Gas_Food Prep Other_E9 | F2 | Commercial | College | New | Food Preparation | Natural Gas | Food Prep Other | E9 | RVT - Cost of Operation | 0 | 0 | 0 | 0 | 0 | 0 | 0 | 0 | 0 | 0 | 0 | 0 | 0 | 0 | 0 | 0 | 0 | 0 | 0 | 0 | 0 | 0 | 0 | 0 | 0 | 0 | 0 | 0 | 0 | 0 | 0 | 0 | 0
F2_Commercial_College_New_Food Preparation_Natural Gas_Food Prep Other_E10 | F2 | Commercial | College | New | Food Preparation | Natural Gas | Food Prep Other | E10 | RVT - Cost of Operation | 0 | 0 | 0 | 0 | 0 | 0 | 0 | 0 | 0 | 0 | 0 | 0 | 0 | 0 | 0 | 0 | 0 | 0 | 0 | 0 | 0 | 0 | 0 | 0 | 0 | 0 | 0 | 0 | 0 | 0 | 0 | 0 | 0
F3_Commercial_College_New_Food Preparation_Natural Gas_Food Prep Other_E1 | F3 | Commercial | College | New | Food Preparation | Natural Gas | Food Prep Other | E1 | System - kBTUs of Consumption | 0.001234 | 0.001234 | 0.001234 | 0.001234 | 0.001234 | 0.001234 | 0.001234 | 0.001234 | 0.001234 | 0.001234 | 0.001234 | 0.001234 | 0.001234 | 0.001234 | 0.001234 | 0.001234 | 0.001234 | 0.001234 | 0.001234 | 0.001234 | 0.001234 | 0.001234 | 0.001234 | 0.001234 | 0.001234 | 0.001234 | 0.001234 | 0.001234 | 0.001234 | 0.001234 | 0.001234 | 0.001234 | 0.001234
F3_Commercial_College_New_Food Preparation_Natural Gas_Food Prep Other_E2 | F3 | Commercial | College | New | Food Preparation | Natural Gas | Food Prep Other | E2 | System - kBTUs of Consumption | 0.0012353 | 0.0012353 | 0.0012353 | 0.0012353 | 0.0012353 | 0.0012353 | 0.0012353 | 0.0012353 | 0.0012353 | 0.0012353 | 0.0012353 | 0.0012353 | 0.0012353 | 0.0012353 | 0.0012353 | 0.0012353 | 0.0012353 | 0.0012353 | 0.0012353 | 0.0012353 | 0.0012353 | 0.0012353 | 0.0012353 | 0.0012353 | 0.0012353 | 0.0012353 | 0.0012353 | 0.0012353 | 0.0012353 | 0.0012353 | 0.0012353 | 0.0012353 | 0.0012353
F3_Commercial_College_New_Food Preparation_Natural Gas_Food Prep Other_E3 | F3 | Commercial | College | New | Food Preparation | Natural Gas | Food Prep Other | E3 | System - kBTUs of Consumption | 0 | 0 | 0 | 0 | 0 | 0 | 0 | 0 | 0 | 0 | 0 | 0 | 0 | 0 | 0 | 0 | 0 | 0 | 0 | 0 | 0 | 0 | 0 | 0 | 0 | 0 | 0 | 0 | 0 | 0 | 0 | 0 | 0
F3_Commercial_College_New_Food Preparation_Natural Gas_Food Prep Other_E4 | F3 | Commercial | College | New | Food Preparation | Natural Gas | Food Prep Other | E4 | System - kBTUs of Consumption | 0 | 0 | 0 | 0 | 0 | 0 | 0 | 0 | 0 | 0 | 0 | 0 | 0 | 0 | 0 | 0 | 0 | 0 | 0 | 0 | 0 | 0 | 0 | 0 | 0 | 0 | 0 | 0 | 0 | 0 | 0 | 0 | 0
F3_Commercial_College_New_Food Preparation_Natural Gas_Food Prep Other_E5 | F3 | Commercial | College | New | Food Preparation | Natural Gas | Food Prep Other | E5 | System - kBTUs of Consumption | 0 | 0 | 0 | 0 | 0 | 0 | 0 | 0 | 0 | 0 | 0 | 0 | 0 | 0 | 0 | 0 | 0 | 0 | 0 | 0 | 0 | 0 | 0 | 0 | 0 | 0 | 0 | 0 | 0 | 0 | 0 | 0 | 0
F3_Commercial_College_New_Food Preparation_Natural Gas_Food Prep Other_E6 | F3 | Commercial | College | New | Food Preparation | Natural Gas | Food Prep Other | E6 | System - kBTUs of Consumption | 0 | 0 | 0 | 0 | 0 | 0 | 0 | 0 | 0 | 0 | 0 | 0 | 0 | 0 | 0 | 0 | 0 | 0 | 0 | 0 | 0 | 0 | 0 | 0 | 0 | 0 | 0 | 0 | 0 | 0 | 0 | 0 | 0
F3_Commercial_College_New_Food Preparation_Natural Gas_Food Prep Other_E7 | F3 | Commercial | College | New | Food Preparation | Natural Gas | Food Prep Other | E7 | System - kBTUs of Consumption | 0 | 0 | 0 | 0 | 0 | 0 | 0 | 0 | 0 | 0 | 0 | 0 | 0 | 0 | 0 | 0 | 0 | 0 | 0 | 0 | 0 | 0 | 0 | 0 | 0 | 0 | 0 | 0 | 0 | 0 | 0 | 0 | 0
F3_Commercial_College_New_Food Preparation_Natural Gas_Food Prep Other_E8 | F3 | Commercial | College | New | Food Preparation | Natural Gas | Food Prep Other | E8 | System - kBTUs of Consumption | 0 | 0 | 0 | 0 | 0 | 0 | 0 | 0 | 0 | 0 | 0 | 0 | 0 | 0 | 0 | 0 | 0 | 0 | 0 | 0 | 0 | 0 | 0 | 0 | 0 | 0 | 0 | 0 | 0 | 0 | 0 | 0 | 0
F3_Commercial_College_New_Food Preparation_Natural Gas_Food Prep Other_E9 | F3 | Commercial | College | New | Food Preparation | Natural Gas | Food Prep Other | E9 | System - kBTUs of Consumption | 0 | 0 | 0 | 0 | 0 | 0 | 0 | 0 | 0 | 0 | 0 | 0 | 0 | 0 | 0 | 0 | 0 | 0 | 0 | 0 | 0 | 0 | 0 | 0 | 0 | 0 | 0 | 0 | 0 | 0 | 0 | 0 | 0
F3_Commercial_College_New_Food Preparation_Natural Gas_Food Prep Other_E10 | F3 | Commercial | College | New | Food Preparation | Natural Gas | Food Prep Other | E10 | System - kBTUs of Consumption | 0 | 0 | 0 | 0 | 0 | 0 | 0 | 0 | 0 | 0 | 0 | 0 | 0 | 0 | 0 | 0 | 0 | 0 | 0 | 0 | 0 | 0 | 0 | 0 | 0 | 0 | 0 | 0 | 0 | 0 | 0 | 0 | 0
F4_Commercial_College_New_Food Preparation_Natural Gas_Food Prep Other_E1 | F4 | Commercial | College | New | Food Preparation | Natural Gas | Food Prep Other | E1 | Utility - Cost of Equipment | 0.024436 | 0.024432 | 0.024549 | 0.024369 | 0.024259 | 0.024339 | 0.024579 | 0.024769 | 0.025005 | 0.025227 | 0.025451 | 0.025656 | 0.025876 | 0.026107 | 0.026326 | 0.02655 | 0.026778 | 0.027025 | 0.027283 | 0.027554 | 0.027822 | 0.028101 | 0.028359 | 0.028626 | 0.028862 | 0.029066 | 0.029252 | 0.029412 | 0.029538 | 0.029641 | 0.029697 | 0.029734 | 0.029734
F4_Commercial_College_New_Food Preparation_Natural Gas_Food Prep Other_E2 | F4 | Commercial | College | New | Food Preparation | Natural Gas | Food Prep Other | E2 | Utility - Cost of Equipment | 0.024436 | 0.024432 | 0.024549 | 0.024369 | 0.024259 | 0.024339 | 0.024579 | 0.024769 | 0.025005 | 0.025227 | 0.025451 | 0.025656 | 0.025876 | 0.026106 | 0.026326 | 0.02655 | 0.026777 | 0.027025 | 0.027283 | 0.027554 | 0.027822 | 0.028101 | 0.028359 | 0.028626 | 0.028862 | 0.029066 | 0.029252 | 0.029412 | 0.029538 | 0.029641 | 0.029697 | 0.029734 | 0.029734
F4_Commercial_College_New_Food Preparation_Natural Gas_Food Prep Other_E3 | F4 | Commercial | College | New | Food Preparation | Natural Gas | Food Prep Other | E3 | Utility - Cost of Equipment | 0 | 0 | 0 | 0 | 0 | 0 | 0 | 0 | 0 | 0 | 0 | 0 | 0 | 0 | 0 | 0 | 0 | 0 | 0 | 0 | 0 | 0 | 0 | 0 | 0 | 0 | 0 | 0 | 0 | 0 | 0 | 0 | 0
F4_Commercial_College_New_Food Preparation_Natural Gas_Food Prep Other_E4 | F4 | Commercial | College | New | Food Preparation | Natural Gas | Food Prep Other | E4 | Utility - Cost of Equipment | 0 | 0 | 0 | 0 | 0 | 0 | 0 | 0 | 0 | 0 | 0 | 0 | 0 | 0 | 0 | 0 | 0 | 0 | 0 | 0 | 0 | 0 | 0 | 0 | 0 | 0 | 0 | 0 | 0 | 0 | 0 | 0 | 0
F4_Commercial_College_New_Food Preparation_Natural Gas_Food Prep Other_E5 | F4 | Commercial | College | New | Food Preparation | Natural Gas | Food Prep Other | E5 | Utility - Cost of Equipment | 0 | 0 | 0 | 0 | 0 | 0 | 0 | 0 | 0 | 0 | 0 | 0 | 0 | 0 | 0 | 0 | 0 | 0 | 0 | 0 | 0 | 0 | 0 | 0 | 0 | 0 | 0 | 0 | 0 | 0 | 0 | 0 | 0
F4_Commercial_College_New_Food Preparation_Natural Gas_Food Prep Other_E6 | F4 | Commercial | College | New | Food Preparation | Natural Gas | Food Prep Other | E6 | Utility - Cost of Equipment | 0 | 0 | 0 | 0 | 0 | 0 | 0 | 0 | 0 | 0 | 0 | 0 | 0 | 0 | 0 | 0 | 0 | 0 | 0 | 0 | 0 | 0 | 0 | 0 | 0 | 0 | 0 | 0 | 0 | 0 | 0 | 0 | 0
F4_Commercial_College_New_Food Preparation_Natural Gas_Food Prep Other_E7 | F4 | Commercial | College | New | Food Preparation | Natural Gas | Food Prep Other | E7 | Utility - Cost of Equipment | 0 | 0 | 0 | 0 | 0 | 0 | 0 | 0 | 0 | 0 | 0 | 0 | 0 | 0 | 0 | 0 | 0 | 0 | 0 | 0 | 0 | 0 | 0 | 0 | 0 | 0 | 0 | 0 | 0 | 0 | 0 | 0 | 0
F4_Commercial_College_New_Food Preparation_Natural Gas_Food Prep Other_E8 | F4 | Commercial | College | New | Food Preparation | Natural Gas | Food Prep Other | E8 | Utility - Cost of Equipment | 0 | 0 | 0 | 0 | 0 | 0 | 0 | 0 | 0 | 0 | 0 | 0 | 0 | 0 | 0 | 0 | 0 | 0 | 0 | 0 | 0 | 0 | 0 | 0 | 0 | 0 | 0 | 0 | 0 | 0 | 0 | 0 | 0
F4_Commercial_College_New_Food Preparation_Natural Gas_Food Prep Other_E9 | F4 | Commercial | College | New | Food Preparation | Natural Gas | Food Prep Other | E9 | Utility - Cost of Equipment | 0 | 0 | 0 | 0 | 0 | 0 | 0 | 0 | 0 | 0 | 0 | 0 | 0 | 0 | 0 | 0 | 0 | 0 | 0 | 0 | 0 | 0 | 0 | 0 | 0 | 0 | 0 | 0 | 0 | 0 | 0 | 0 | 0
F4_Commercial_College_New_Food Preparation_Natural Gas_Food Prep Other_E10 | F4 | Commercial | College | New | Food Preparation | Natural Gas | Food Prep Other | E10 | Utility - Cost of Equipment | 0 | 0 | 0 | 0 | 0 | 0 | 0 | 0 | 0 | 0 | 0 | 0 | 0 | 0 | 0 | 0 | 0 | 0 | 0 | 0 | 0 | 0 | 0 | 0 | 0 | 0 | 0 | 0 | 0 | 0 | 0 | 0 | 0
F5_Commercial_College_New_Food Preparation_Natural Gas_Food Prep Other_E1 | F5 | Commercial | College | New | Food Preparation | Natural Gas | Food Prep Other | E1 | Utility - Cost of Operation | 0.001234 | 0.001234 | 0.001234 | 0.001234 | 0.001234 | 0.001234 | 0.001234 | 0.001234 | 0.001234 | 0.001234 | 0.001234 | 0.001234 | 0.001234 | 0.001234 | 0.001234 | 0.001234 | 0.001234 | 0.001234 | 0.001234 | 0.001234 | 0.001234 | 0.001234 | 0.001234 | 0.001234 | 0.001234 | 0.001234 | 0.001234 | 0.001234 | 0.001234 | 0.001234 | 0.001234 | 0.001234 | 0.001234
F5_Commercial_College_New_Food Preparation_Natural Gas_Food Prep Other_E2 | F5 | Commercial | College | New | Food Preparation | Natural Gas | Food Prep Other | E2 | Utility - Cost of Operation | 0.0012353 | 0.0012353 | 0.0012353 | 0.0012353 | 0.0012353 | 0.0012353 | 0.0012353 | 0.0012353 | 0.0012353 | 0.0012353 | 0.0012353 | 0.0012353 | 0.0012353 | 0.0012353 | 0.0012353 | 0.0012353 | 0.0012353 | 0.0012353 | 0.0012353 | 0.0012353 | 0.0012353 | 0.0012353 | 0.0012353 | 0.0012353 | 0.0012353 | 0.0012353 | 0.0012353 | 0.0012353 | 0.0012353 | 0.0012353 | 0.0012353 | 0.0012353 | 0.0012353
F5_Commercial_College_New_Food Preparation_Natural Gas_Food Prep Other_E3 | F5 | Commercial | College | New | Food Preparation | Natural Gas | Food Prep Other | E3 | Utility - Cost of Operation | 0 | 0 | 0 | 0 | 0 | 0 | 0 | 0 | 0 | 0 | 0 | 0 | 0 | 0 | 0 | 0 | 0 | 0 | 0 | 0 | 0 | 0 | 0 | 0 | 0 | 0 | 0 | 0 | 0 | 0 | 0 | 0 | 0
F5_Commercial_College_New_Food Preparation_Natural Gas_Food Prep Other_E4 | F5 | Commercial | College | New | Food Preparation | Natural Gas | Food Prep Other | E4 | Utility - Cost of Operation | 0 | 0 | 0 | 0 | 0 | 0 | 0 | 0 | 0 | 0 | 0 | 0 | 0 | 0 | 0 | 0 | 0 | 0 | 0 | 0 | 0 | 0 | 0 | 0 | 0 | 0 | 0 | 0 | 0 | 0 | 0 | 0 | 0
F5_Commercial_College_New_Food Preparation_Natural Gas_Food Prep Other_E5 | F5 | Commercial | College | New | Food Preparation | Natural Gas | Food Prep Other | E5 | Utility - Cost of Operation | 0 | 0 | 0 | 0 | 0 | 0 | 0 | 0 | 0 | 0 | 0 | 0 | 0 | 0 | 0 | 0 | 0 | 0 | 0 | 0 | 0 | 0 | 0 | 0 | 0 | 0 | 0 | 0 | 0 | 0 | 0 | 0 | 0
F5_Commercial_College_New_Food Preparation_Natural Gas_Food Prep Other_E6 | F5 | Commercial | College | New | Food Preparation | Natural Gas | Food Prep Other | E6 | Utility - Cost of Operation | 0 | 0 | 0 | 0 | 0 | 0 | 0 | 0 | 0 | 0 | 0 | 0 | 0 | 0 | 0 | 0 | 0 | 0 | 0 | 0 | 0 | 0 | 0 | 0 | 0 | 0 | 0 | 0 | 0 | 0 | 0 | 0 | 0
F5_Commercial_College_New_Food Preparation_Natural Gas_Food Prep Other_E7 | F5 | Commercial | College | New | Food Preparation | Natural Gas | Food Prep Other | E7 | Utility - Cost of Operation | 0 | 0 | 0 | 0 | 0 | 0 | 0 | 0 | 0 | 0 | 0 | 0 | 0 | 0 | 0 | 0 | 0 | 0 | 0 | 0 | 0 | 0 | 0 | 0 | 0 | 0 | 0 | 0 | 0 | 0 | 0 | 0 | 0
F5_Commercial_College_New_Food Preparation_Natural Gas_Food Prep Other_E8 | F5 | Commercial | College | New | Food Preparation | Natural Gas | Food Prep Other | E8 | Utility - Cost of Operation | 0 | 0 | 0 | 0 | 0 | 0 | 0 | 0 | 0 | 0 | 0 | 0 | 0 | 0 | 0 | 0 | 0 | 0 | 0 | 0 | 0 | 0 | 0 | 0 | 0 | 0 | 0 | 0 | 0 | 0 | 0 | 0 | 0
F5_Commercial_College_New_Food Preparation_Natural Gas_Food Prep Other_E9 | F5 | Commercial | College | New | Food Preparation | Natural Gas | Food Prep Other | E9 | Utility - Cost of Operation | 0 | 0 | 0 | 0 | 0 | 0 | 0 | 0 | 0 | 0 | 0 | 0 | 0 | 0 | 0 | 0 | 0 | 0 | 0 | 0 | 0 | 0 | 0 | 0 | 0 | 0 | 0 | 0 | 0 | 0 | 0 | 0 | 0
F5_Commercial_College_New_Food Preparation_Natural Gas_Food Prep Other_E10 | F5 | Commercial | College | New | Food Preparation | Natural Gas | Food Prep Other | E10 | Utility - Cost of Operation | 0 | 0 | 0 | 0 | 0 | 0 | 0 | 0 | 0 | 0 | 0 | 0 | 0 | 0 | 0 | 0 | 0 | 0 | 0 | 0 | 0 | 0 | 0 | 0 | 0 | 0 | 0 | 0 | 0 | 0 | 0 | 0 | 0
F6_Commercial_College_New_Food Preparation_Natural Gas_Food Prep Other_E1 | F6 | Commercial | College | New | Food Preparation | Natural Gas | Food Prep Other | E1 | Utility - Value of Sales | 0.012927 | 0.012996 | 0.013108 | 0.013084 | 0.013084 | 0.013084 | 0.013084 | 0.013084 | 0.013084 | 0.013084 | 0.013084 | 0.013084 | 0.013084 | 0.013084 | 0.013084 | 0.013084 | 0.013084 | 0.013084 | 0.013084 | 0.013084 | 0.013084 | 0.013084 | 0.013084 | 0.013084 | 0.013084 | 0.013084 | 0.013084 | 0.013084 | 0.013084 | 0.013084 | 0.013084 | 0.013084 | 0.013084
F6_Commercial_College_New_Food Preparation_Natural Gas_Food Prep Other_E2 | F6 | Commercial | College | New | Food Preparation | Natural Gas | Food Prep Other | E2 | Utility - Value of Sales | 0.012927 | 0.012996 | 0.013108 | 0.013083 | 0.013083 | 0.013083 | 0.013083 | 0.013083 | 0.013083 | 0.013083 | 0.013083 | 0.013083 | 0.013083 | 0.013083 | 0.013083 | 0.013083 | 0.013083 | 0.013083 | 0.013083 | 0.013083 | 0.013083 | 0.013083 | 0.013083 | 0.013083 | 0.013083 | 0.013083 | 0.013083 | 0.013083 | 0.013083 | 0.013083 | 0.013083 | 0.013083 | 0.013083
F6_Commercial_College_New_Food Preparation_Natural Gas_Food Prep Other_E3 | F6 | Commercial | College | New | Food Preparation | Natural Gas | Food Prep Other | E3 | Utility - Value of Sales | 0 | 0 | 0 | 0 | 0 | 0 | 0 | 0 | 0 | 0 | 0 | 0 | 0 | 0 | 0 | 0 | 0 | 0 | 0 | 0 | 0 | 0 | 0 | 0 | 0 | 0 | 0 | 0 | 0 | 0 | 0 | 0 | 0
F6_Commercial_College_New_Food Preparation_Natural Gas_Food Prep Other_E4 | F6 | Commercial | College | New | Food Preparation | Natural Gas | Food Prep Other | E4 | Utility - Value of Sales | 0 | 0 | 0 | 0 | 0 | 0 | 0 | 0 | 0 | 0 | 0 | 0 | 0 | 0 | 0 | 0 | 0 | 0 | 0 | 0 | 0 | 0 | 0 | 0 | 0 | 0 | 0 | 0 | 0 | 0 | 0 | 0 | 0
F6_Commercial_College_New_Food Preparation_Natural Gas_Food Prep Other_E5 | F6 | Commercial | College | New | Food Preparation | Natural Gas | Food Prep Other | E5 | Utility - Value of Sales | 0 | 0 | 0 | 0 | 0 | 0 | 0 | 0 | 0 | 0 | 0 | 0 | 0 | 0 | 0 | 0 | 0 | 0 | 0 | 0 | 0 | 0 | 0 | 0 | 0 | 0 | 0 | 0 | 0 | 0 | 0 | 0 | 0
F6_Commercial_College_New_Food Preparation_Natural Gas_Food Prep Other_E6 | F6 | Commercial | College | New | Food Preparation | Natural Gas | Food Prep Other | E6 | Utility - Value of Sales | 0 | 0 | 0 | 0 | 0 | 0 | 0 | 0 | 0 | 0 | 0 | 0 | 0 | 0 | 0 | 0 | 0 | 0 | 0 | 0 | 0 | 0 | 0 | 0 | 0 | 0 | 0 | 0 | 0 | 0 | 0 | 0 | 0
F6_Commercial_College_New_Food Preparation_Natural Gas_Food Prep Other_E7 | F6 | Commercial | College | New | Food Preparation | Natural Gas | Food Prep Other | E7 | Utility - Value of Sales | 0 | 0 | 0 | 0 | 0 | 0 | 0 | 0 | 0 | 0 | 0 | 0 | 0 | 0 | 0 | 0 | 0 | 0 | 0 | 0 | 0 | 0 | 0 | 0 | 0 | 0 | 0 | 0 | 0 | 0 | 0 | 0 | 0
F6_Commercial_College_New_Food Preparation_Natural Gas_Food Prep Other_E8 | F6 | Commercial | College | New | Food Preparation | Natural Gas | Food Prep Other | E8 | Utility - Value of Sales | 0 | 0 | 0 | 0 | 0 | 0 | 0 | 0 | 0 | 0 | 0 | 0 | 0 | 0 | 0 | 0 | 0 | 0 | 0 | 0 | 0 | 0 | 0 | 0 | 0 | 0 | 0 | 0 | 0 | 0 | 0 | 0 | 0
F6_Commercial_College_New_Food Preparation_Natural Gas_Food Prep Other_E9 | F6 | Commercial | College | New | Food Preparation | Natural Gas | Food Prep Other | E9 | Utility - Value of Sales | 0 | 0 | 0 | 0 | 0 | 0 | 0 | 0 | 0 | 0 | 0 | 0 | 0 | 0 | 0 | 0 | 0 | 0 | 0 | 0 | 0 | 0 | 0 | 0 | 0 | 0 | 0 | 0 | 0 | 0 | 0 | 0 | 0
F6_Commercial_College_New_Food Preparation_Natural Gas_Food Prep Other_E10 | F6 | Commercial | College | New | Food Preparation | Natural Gas | Food Prep Other | E10 | Utility - Value of Sales | 0 | 0 | 0 | 0 | 0 | 0 | 0 | 0 | 0 | 0 | 0 | 0 | 0 | 0 | 0 | 0 | 0 | 0 | 0 | 0 | 0 | 0 | 0 | 0 | 0 | 0 | 0 | 0 | 0 | 0 | 0 | 0 | 0
F1_Commercial_College_New_Miscellaneous_Natural Gas_Pool Heater_E1 | F1 | Commercial | College | New | Miscellaneous | Natural Gas | Pool Heater | E1 | RVT - Cost of Equipment | 0 | 0 | 0 | 0 | 0 | 0 | 0 | 0 | 0 | 0 | 0 | 0 | 0 | 0 | 0 | 0 | 0 | 0 | 0 | 0 | 0 | 0 | 0 | 0 | 0 | 0 | 0 | 0 | 0 | 0 | 0 | 0 | 0
F1_Commercial_College_New_Miscellaneous_Natural Gas_Pool Heater_E2 | F1 | Commercial | College | New | Miscellaneous | Natural Gas | Pool Heater | E2 | RVT - Cost of Equipment | 0 | 0 | 0 | 0 | 0 | 0 | 0 | 0 | 0 | 0 | 0 | 0 | 0 | 0 | 0 | 0 | 0 | 0 | 0 | 0 | 0 | 0 | 0 | 0 | 0 | 0 | 0 | 0 | 0 | 0 | 0 | 0 | 0
F1_Commercial_College_New_Miscellaneous_Natural Gas_Pool Heater_E3 | F1 | Commercial | College | New | Miscellaneous | Natural Gas | Pool Heater | E3 | RVT - Cost of Equipment | 0 | 0 | 0 | 0 | 0 | 0 | 0 | 0 | 0 | 0 | 0 | 0 | 0 | 0 | 0 | 0 | 0 | 0 | 0 | 0 | 0 | 0 | 0 | 0 | 0 | 0 | 0 | 0 | 0 | 0 | 0 | 0 | 0
F1_Commercial_College_New_Miscellaneous_Natural Gas_Pool Heater_E4 | F1 | Commercial | College | New | Miscellaneous | Natural Gas | Pool Heater | E4 | RVT - Cost of Equipment | 0 | 0 | 0 | 0 | 0 | 0 | 0 | 0 | 0 | 0 | 0 | 0 | 0 | 0 | 0 | 0 | 0 | 0 | 0 | 0 | 0 | 0 | 0 | 0 | 0 | 0 | 0 | 0 | 0 | 0 | 0 | 0 | 0
F1_Commercial_College_New_Miscellaneous_Natural Gas_Pool Heater_E5 | F1 | Commercial | College | New | Miscellaneous | Natural Gas | Pool Heater | E5 | RVT - Cost of Equipment | 0 | 0 | 0 | 0 | 0 | 0 | 0 | 0 | 0 | 0 | 0 | 0 | 0 | 0 | 0 | 0 | 0 | 0 | 0 | 0 | 0 | 0 | 0 | 0 | 0 | 0 | 0 | 0 | 0 | 0 | 0 | 0 | 0
F1_Commercial_College_New_Miscellaneous_Natural Gas_Pool Heater_E6 | F1 | Commercial | College | New | Miscellaneous | Natural Gas | Pool Heater | E6 | RVT - Cost of Equipment | 0 | 0 | 0 | 0 | 0 | 0 | 0 | 0 | 0 | 0 | 0 | 0 | 0 | 0 | 0 | 0 | 0 | 0 | 0 | 0 | 0 | 0 | 0 | 0 | 0 | 0 | 0 | 0 | 0 | 0 | 0 | 0 | 0
F1_Commercial_College_New_Miscellaneous_Natural Gas_Pool Heater_E7 | F1 | Commercial | College | New | Miscellaneous | Natural Gas | Pool Heater | E7 | RVT - Cost of Equipment | 0 | 0 | 0 | 0 | 0 | 0 | 0 | 0 | 0 | 0 | 0 | 0 | 0 | 0 | 0 | 0 | 0 | 0 | 0 | 0 | 0 | 0 | 0 | 0 | 0 | 0 | 0 | 0 | 0 | 0 | 0 | 0 | 0
F1_Commercial_College_New_Miscellaneous_Natural Gas_Pool Heater_E8 | F1 | Commercial | College | New | Miscellaneous | Natural Gas | Pool Heater | E8 | RVT - Cost of Equipment | 0 | 0 | 0 | 0 | 0 | 0 | 0 | 0 | 0 | 0 | 0 | 0 | 0 | 0 | 0 | 0 | 0 | 0 | 0 | 0 | 0 | 0 | 0 | 0 | 0 | 0 | 0 | 0 | 0 | 0 | 0 | 0 | 0
F1_Commercial_College_New_Miscellaneous_Natural Gas_Pool Heater_E9 | F1 | Commercial | College | New | Miscellaneous | Natural Gas | Pool Heater | E9 | RVT - Cost of Equipment | 0 | 0 | 0 | 0 | 0 | 0 | 0 | 0 | 0 | 0 | 0 | 0 | 0 | 0 | 0 | 0 | 0 | 0 | 0 | 0 | 0 | 0 | 0 | 0 | 0 | 0 | 0 | 0 | 0 | 0 | 0 | 0 | 0
F1_Commercial_College_New_Miscellaneous_Natural Gas_Pool Heater_E10 | F1 | Commercial | College | New | Miscellaneous | Natural Gas | Pool Heater | E10 | RVT - Cost of Equipment | 0 | 0 | 0 | 0 | 0 | 0 | 0 | 0 | 0 | 0 | 0 | 0 | 0 | 0 | 0 | 0 | 0 | 0 | 0 | 0 | 0 | 0 | 0 | 0 | 0 | 0 | 0 | 0 | 0 | 0 | 0 | 0 | 0
F2_Commercial_College_New_Miscellaneous_Natural Gas_Pool Heater_E1 | F2 | Commercial | College | New | Miscellaneous | Natural Gas | Pool Heater | E1 | RVT - Cost of Operation | 0 | 0 | 0 | 0 | 0 | 0 | 0 | 0 | 0 | 0 | 0 | 0 | 0 | 0 | 0 | 0 | 0 | 0 | 0 | 0 | 0 | 0 | 0 | 0 | 0 | 0 | 0 | 0 | 0 | 0 | 0 | 0 | 0
F2_Commercial_College_New_Miscellaneous_Natural Gas_Pool Heater_E2 | F2 | Commercial | College | New | Miscellaneous | Natural Gas | Pool Heater | E2 | RVT - Cost of Operation | 0 | 0 | 0 | 0 | 0 | 0 | 0 | 0 | 0 | 0 | 0 | 0 | 0 | 0 | 0 | 0 | 0 | 0 | 0 | 0 | 0 | 0 | 0 | 0 | 0 | 0 | 0 | 0 | 0 | 0 | 0 | 0 | 0
F2_Commercial_College_New_Miscellaneous_Natural Gas_Pool Heater_E3 | F2 | Commercial | College | New | Miscellaneous | Natural Gas | Pool Heater | E3 | RVT - Cost of Operation | 0 | 0 | 0 | 0 | 0 | 0 | 0 | 0 | 0 | 0 | 0 | 0 | 0 | 0 | 0 | 0 | 0 | 0 | 0 | 0 | 0 | 0 | 0 | 0 | 0 | 0 | 0 | 0 | 0 | 0 | 0 | 0 | 0
F2_Commercial_College_New_Miscellaneous_Natural Gas_Pool Heater_E4 | F2 | Commercial | College | New | Miscellaneous | Natural Gas | Pool Heater | E4 | RVT - Cost of Operation | 0 | 0 | 0 | 0 | 0 | 0 | 0 | 0 | 0 | 0 | 0 | 0 | 0 | 0 | 0 | 0 | 0 | 0 | 0 | 0 | 0 | 0 | 0 | 0 | 0 | 0 | 0 | 0 | 0 | 0 | 0 | 0 | 0
F2_Commercial_College_New_Miscellaneous_Natural Gas_Pool Heater_E5 | F2 | Commercial | College | New | Miscellaneous | Natural Gas | Pool Heater | E5 | RVT - Cost of Operation | 0 | 0 | 0 | 0 | 0 | 0 | 0 | 0 | 0 | 0 | 0 | 0 | 0 | 0 | 0 | 0 | 0 | 0 | 0 | 0 | 0 | 0 | 0 | 0 | 0 | 0 | 0 | 0 | 0 | 0 | 0 | 0 | 0
F2_Commercial_College_New_Miscellaneous_Natural Gas_Pool Heater_E6 | F2 | Commercial | College | New | Miscellaneous | Natural Gas | Pool Heater | E6 | RVT - Cost of Operation | 0 | 0 | 0 | 0 | 0 | 0 | 0 | 0 | 0 | 0 | 0 | 0 | 0 | 0 | 0 | 0 | 0 | 0 | 0 | 0 | 0 | 0 | 0 | 0 | 0 | 0 | 0 | 0 | 0 | 0 | 0 | 0 | 0
F2_Commercial_College_New_Miscellaneous_Natural Gas_Pool Heater_E7 | F2 | Commercial | College | New | Miscellaneous | Natural Gas | Pool Heater | E7 | RVT - Cost of Operation | 0 | 0 | 0 | 0 | 0 | 0 | 0 | 0 | 0 | 0 | 0 | 0 | 0 | 0 | 0 | 0 | 0 | 0 | 0 | 0 | 0 | 0 | 0 | 0 | 0 | 0 | 0 | 0 | 0 | 0 | 0 | 0 | 0
F2_Commercial_College_New_Miscellaneous_Natural Gas_Pool Heater_E8 | F2 | Commercial | College | New | Miscellaneous | Natural Gas | Pool Heater | E8 | RVT - Cost of Operation | 0 | 0 | 0 | 0 | 0 | 0 | 0 | 0 | 0 | 0 | 0 | 0 | 0 | 0 | 0 | 0 | 0 | 0 | 0 | 0 | 0 | 0 | 0 | 0 | 0 | 0 | 0 | 0 | 0 | 0 | 0 | 0 | 0
F2_Commercial_College_New_Miscellaneous_Natural Gas_Pool Heater_E9 | F2 | Commercial | College | New | Miscellaneous | Natural Gas | Pool Heater | E9 | RVT - Cost of Operation | 0 | 0 | 0 | 0 | 0 | 0 | 0 | 0 | 0 | 0 | 0 | 0 | 0 | 0 | 0 | 0 | 0 | 0 | 0 | 0 | 0 | 0 | 0 | 0 | 0 | 0 | 0 | 0 | 0 | 0 | 0 | 0 | 0
F2_Commercial_College_New_Miscellaneous_Natural Gas_Pool Heater_E10 | F2 | Commercial | College | New | Miscellaneous | Natural Gas | Pool Heater | E10 | RVT - Cost of Operation | 0 | 0 | 0 | 0 | 0 | 0 | 0 | 0 | 0 | 0 | 0 | 0 | 0 | 0 | 0 | 0 | 0 | 0 | 0 | 0 | 0 | 0 | 0 | 0 | 0 | 0 | 0 | 0 | 0 | 0 | 0 | 0 | 0
F3_Commercial_College_New_Miscellaneous_Natural Gas_Pool Heater_E1 | F3 | Commercial | College | New | Miscellaneous | Natural Gas | Pool Heater | E1 | System - kBTUs of Consumption | 0.0022263 | 0.0022263 | 0.0022263 | 0.0022263 | 0.0022263 | 0.0022263 | 0.0022263 | 0.0022263 | 0.0022263 | 0.0022263 | 0.0022263 | 0.0022263 | 0.0022263 | 0.0022263 | 0.0022263 | 0.0022263 | 0.0022263 | 0.0022263 | 0.0022263 | 0.0022263 | 0.0022263 | 0.0022263 | 0.0022263 | 0.0022263 | 0.0022263 | 0.0022263 | 0.0022263 | 0.0022263 | 0.0022263 | 0.0022263 | 0.0022263 | 0.0022263 | 0.0022263
F3_Commercial_College_New_Miscellaneous_Natural Gas_Pool Heater_E2 | F3 | Commercial | College | New | Miscellaneous | Natural Gas | Pool Heater | E2 | System - kBTUs of Consumption | 0.0036452 | 0.0036452 | 0.0036452 | 0.0036452 | 0.0036452 | 0.0036452 | 0.0036452 | 0.0036452 | 0.0036452 | 0.0036452 | 0.0036452 | 0.0036452 | 0.0036452 | 0.0036452 | 0.0036452 | 0.0036452 | 0.0036452 | 0.0036452 | 0.0036452 | 0.0036452 | 0.0036452 | 0.0036452 | 0.0036452 | 0.0036452 | 0.0036452 | 0.0036452 | 0.0036452 | 0.0036452 | 0.0036452 | 0.0036452 | 0.0036452 | 0.0036452 | 0.0036452
F3_Commercial_College_New_Miscellaneous_Natural Gas_Pool Heater_E3 | F3 | Commercial | College | New | Miscellaneous | Natural Gas | Pool Heater | E3 | System - kBTUs of Consumption | 0 | 0 | 0 | 0 | 0 | 0 | 0 | 0 | 0 | 0 | 0 | 0 | 0 | 0 | 0 | 0 | 0 | 0 | 0 | 0 | 0 | 0 | 0 | 0 | 0 | 0 | 0 | 0 | 0 | 0 | 0 | 0 | 0
F3_Commercial_College_New_Miscellaneous_Natural Gas_Pool Heater_E4 | F3 | Commercial | College | New | Miscellaneous | Natural Gas | Pool Heater | E4 | System - kBTUs of Consumption | 0 | 0 | 0 | 0 | 0 | 0 | 0 | 0 | 0 | 0 | 0 | 0 | 0 | 0 | 0 | 0 | 0 | 0 | 0 | 0 | 0 | 0 | 0 | 0 | 0 | 0 | 0 | 0 | 0 | 0 | 0 | 0 | 0
F3_Commercial_College_New_Miscellaneous_Natural Gas_Pool Heater_E5 | F3 | Commercial | College | New | Miscellaneous | Natural Gas | Pool Heater | E5 | System - kBTUs of Consumption | 0 | 0 | 0 | 0 | 0 | 0 | 0 | 0 | 0 | 0 | 0 | 0 | 0 | 0 | 0 | 0 | 0 | 0 | 0 | 0 | 0 | 0 | 0 | 0 | 0 | 0 | 0 | 0 | 0 | 0 | 0 | 0 | 0
F3_Commercial_College_New_Miscellaneous_Natural Gas_Pool Heater_E6 | F3 | Commercial | College | New | Miscellaneous | Natural Gas | Pool Heater | E6 | System - kBTUs of Consumption | 0 | 0 | 0 | 0 | 0 | 0 | 0 | 0 | 0 | 0 | 0 | 0 | 0 | 0 | 0 | 0 | 0 | 0 | 0 | 0 | 0 | 0 | 0 | 0 | 0 | 0 | 0 | 0 | 0 | 0 | 0 | 0 | 0
F3_Commercial_College_New_Miscellaneous_Natural Gas_Pool Heater_E7 | F3 | Commercial | College | New | Miscellaneous | Natural Gas | Pool Heater | E7 | System - kBTUs of Consumption | 0 | 0 | 0 | 0 | 0 | 0 | 0 | 0 | 0 | 0 | 0 | 0 | 0 | 0 | 0 | 0 | 0 | 0 | 0 | 0 | 0 | 0 | 0 | 0 | 0 | 0 | 0 | 0 | 0 | 0 | 0 | 0 | 0
F3_Commercial_College_New_Miscellaneous_Natural Gas_Pool Heater_E8 | F3 | Commercial | College | New | Miscellaneous | Natural Gas | Pool Heater | E8 | System - kBTUs of Consumption | 0 | 0 | 0 | 0 | 0 | 0 | 0 | 0 | 0 | 0 | 0 | 0 | 0 | 0 | 0 | 0 | 0 | 0 | 0 | 0 | 0 | 0 | 0 | 0 | 0 | 0 | 0 | 0 | 0 | 0 | 0 | 0 | 0
F3_Commercial_College_New_Miscellaneous_Natural Gas_Pool Heater_E9 | F3 | Commercial | College | New | Miscellaneous | Natural Gas | Pool Heater | E9 | System - kBTUs of Consumption | 0 | 0 | 0 | 0 | 0 | 0 | 0 | 0 | 0 | 0 | 0 | 0 | 0 | 0 | 0 | 0 | 0 | 0 | 0 | 0 | 0 | 0 | 0 | 0 | 0 | 0 | 0 | 0 | 0 | 0 | 0 | 0 | 0
F3_Commercial_College_New_Miscellaneous_Natural Gas_Pool Heater_E10 | F3 | Commercial | College | New | Miscellaneous | Natural Gas | Pool Heater | E10 | System - kBTUs of Consumption | 0 | 0 | 0 | 0 | 0 | 0 | 0 | 0 | 0 | 0 | 0 | 0 | 0 | 0 | 0 | 0 | 0 | 0 | 0 | 0 | 0 | 0 | 0 | 0 | 0 | 0 | 0 | 0 | 0 | 0 | 0 | 0 | 0
F4_Commercial_College_New_Miscellaneous_Natural Gas_Pool Heater_E1 | F4 | Commercial | College | New | Miscellaneous | Natural Gas | Pool Heater | E1 | Utility - Cost of Equipment | 0 | 0 | 0 | 0 | 0 | 0 | 0 | 0 | 0 | 0 | 0 | 0 | 0 | 0 | 0 | 0 | 0 | 0 | 0 | 0 | 0 | 0 | 0 | 0 | 0 | 0 | 0 | 0 | 0 | 0 | 0 | 0 | 0
F4_Commercial_College_New_Miscellaneous_Natural Gas_Pool Heater_E2 | F4 | Commercial | College | New | Miscellaneous | Natural Gas | Pool Heater | E2 | Utility - Cost of Equipment | 0 | 0 | 0 | 0 | 0 | 0 | 0 | 0 | 0 | 0 | 0 | 0 | 0 | 0 | 0 | 0 | 0 | 0 | 0 | 0 | 0 | 0 | 0 | 0 | 0 | 0 | 0 | 0 | 0 | 0 | 0 | 0 | 0
F4_Commercial_College_New_Miscellaneous_Natural Gas_Pool Heater_E3 | F4 | Commercial | College | New | Miscellaneous | Natural Gas | Pool Heater | E3 | Utility - Cost of Equipment | 0 | 0 | 0 | 0 | 0 | 0 | 0 | 0 | 0 | 0 | 0 | 0 | 0 | 0 | 0 | 0 | 0 | 0 | 0 | 0 | 0 | 0 | 0 | 0 | 0 | 0 | 0 | 0 | 0 | 0 | 0 | 0 | 0
F4_Commercial_College_New_Miscellaneous_Natural Gas_Pool Heater_E4 | F4 | Commercial | College | New | Miscellaneous | Natural Gas | Pool Heater | E4 | Utility - Cost of Equipment | 0 | 0 | 0 | 0 | 0 | 0 | 0 | 0 | 0 | 0 | 0 | 0 | 0 | 0 | 0 | 0 | 0 | 0 | 0 | 0 | 0 | 0 | 0 | 0 | 0 | 0 | 0 | 0 | 0 | 0 | 0 | 0 | 0
F4_Commercial_College_New_Miscellaneous_Natural Gas_Pool Heater_E5 | F4 | Commercial | College | New | Miscellaneous | Natural Gas | Pool Heater | E5 | Utility - Cost of Equipment | 0 | 0 | 0 | 0 | 0 | 0 | 0 | 0 | 0 | 0 | 0 | 0 | 0 | 0 | 0 | 0 | 0 | 0 | 0 | 0 | 0 | 0 | 0 | 0 | 0 | 0 | 0 | 0 | 0 | 0 | 0 | 0 | 0
F4_Commercial_College_New_Miscellaneous_Natural Gas_Pool Heater_E6 | F4 | Commercial | College | New | Miscellaneous | Natural Gas | Pool Heater | E6 | Utility - Cost of Equipment | 0 | 0 | 0 | 0 | 0 | 0 | 0 | 0 | 0 | 0 | 0 | 0 | 0 | 0 | 0 | 0 | 0 | 0 | 0 | 0 | 0 | 0 | 0 | 0 | 0 | 0 | 0 | 0 | 0 | 0 | 0 | 0 | 0
F4_Commercial_College_New_Miscellaneous_Natural Gas_Pool Heater_E7 | F4 | Commercial | College | New | Miscellaneous | Natural Gas | Pool Heater | E7 | Utility - Cost of Equipment | 0 | 0 | 0 | 0 | 0 | 0 | 0 | 0 | 0 | 0 | 0 | 0 | 0 | 0 | 0 | 0 | 0 | 0 | 0 | 0 | 0 | 0 | 0 | 0 | 0 | 0 | 0 | 0 | 0 | 0 | 0 | 0 | 0
F4_Commercial_College_New_Miscellaneous_Natural Gas_Pool Heater_E8 | F4 | Commercial | College | New | Miscellaneous | Natural Gas | Pool Heater | E8 | Utility - Cost of Equipment | 0 | 0 | 0 | 0 | 0 | 0 | 0 | 0 | 0 | 0 | 0 | 0 | 0 | 0 | 0 | 0 | 0 | 0 | 0 | 0 | 0 | 0 | 0 | 0 | 0 | 0 | 0 | 0 | 0 | 0 | 0 | 0 | 0
F4_Commercial_College_New_Miscellaneous_Natural Gas_Pool Heater_E9 | F4 | Commercial | College | New | Miscellaneous | Natural Gas | Pool Heater | E9 | Utility - Cost of Equipment | 0 | 0 | 0 | 0 | 0 | 0 | 0 | 0 | 0 | 0 | 0 | 0 | 0 | 0 | 0 | 0 | 0 | 0 | 0 | 0 | 0 | 0 | 0 | 0 | 0 | 0 | 0 | 0 | 0 | 0 | 0 | 0 | 0
F4_Commercial_College_New_Miscellaneous_Natural Gas_Pool Heater_E10 | F4 | Commercial | College | New | Miscellaneous | Natural Gas | Pool Heater | E10 | Utility - Cost of Equipment | 0 | 0 | 0 | 0 | 0 | 0 | 0 | 0 | 0 | 0 | 0 | 0 | 0 | 0 | 0 | 0 | 0 | 0 | 0 | 0 | 0 | 0 | 0 | 0 | 0 | 0 | 0 | 0 | 0 | 0 | 0 | 0 | 0
F5_Commercial_College_New_Miscellaneous_Natural Gas_Pool Heater_E1 | F5 | Commercial | College | New | Miscellaneous | Natural Gas | Pool Heater | E1 | Utility - Cost of Operation | 0.0022263 | 0.0022263 | 0.0022263 | 0.0022263 | 0.0022263 | 0.0022263 | 0.0022263 | 0.0022263 | 0.0022263 | 0.0022263 | 0.0022263 | 0.0022263 | 0.0022263 | 0.0022263 | 0.0022263 | 0.0022263 | 0.0022263 | 0.0022263 | 0.0022263 | 0.0022263 | 0.0022263 | 0.0022263 | 0.0022263 | 0.0022263 | 0.0022263 | 0.0022263 | 0.0022263 | 0.0022263 | 0.0022263 | 0.0022263 | 0.0022263 | 0.0022263 | 0.0022263
F5_Commercial_College_New_Miscellaneous_Natural Gas_Pool Heater_E2 | F5 | Commercial | College | New | Miscellaneous | Natural Gas | Pool Heater | E2 | Utility - Cost of Operation | 0.0036452 | 0.0036452 | 0.0036452 | 0.0036452 | 0.0036452 | 0.0036452 | 0.0036452 | 0.0036452 | 0.0036452 | 0.0036452 | 0.0036452 | 0.0036452 | 0.0036452 | 0.0036452 | 0.0036452 | 0.0036452 | 0.0036452 | 0.0036452 | 0.0036452 | 0.0036452 | 0.0036452 | 0.0036452 | 0.0036452 | 0.0036452 | 0.0036452 | 0.0036452 | 0.0036452 | 0.0036452 | 0.0036452 | 0.0036452 | 0.0036452 | 0.0036452 | 0.0036452
F5_Commercial_College_New_Miscellaneous_Natural Gas_Pool Heater_E3 | F5 | Commercial | College | New | Miscellaneous | Natural Gas | Pool Heater | E3 | Utility - Cost of Operation | 0 | 0 | 0 | 0 | 0 | 0 | 0 | 0 | 0 | 0 | 0 | 0 | 0 | 0 | 0 | 0 | 0 | 0 | 0 | 0 | 0 | 0 | 0 | 0 | 0 | 0 | 0 | 0 | 0 | 0 | 0 | 0 | 0
F5_Commercial_College_New_Miscellaneous_Natural Gas_Pool Heater_E4 | F5 | Commercial | College | New | Miscellaneous | Natural Gas | Pool Heater | E4 | Utility - Cost of Operation | 0 | 0 | 0 | 0 | 0 | 0 | 0 | 0 | 0 | 0 | 0 | 0 | 0 | 0 | 0 | 0 | 0 | 0 | 0 | 0 | 0 | 0 | 0 | 0 | 0 | 0 | 0 | 0 | 0 | 0 | 0 | 0 | 0
F5_Commercial_College_New_Miscellaneous_Natural Gas_Pool Heater_E5 | F5 | Commercial | College | New | Miscellaneous | Natural Gas | Pool Heater | E5 | Utility - Cost of Operation | 0 | 0 | 0 | 0 | 0 | 0 | 0 | 0 | 0 | 0 | 0 | 0 | 0 | 0 | 0 | 0 | 0 | 0 | 0 | 0 | 0 | 0 | 0 | 0 | 0 | 0 | 0 | 0 | 0 | 0 | 0 | 0 | 0
F5_Commercial_College_New_Miscellaneous_Natural Gas_Pool Heater_E6 | F5 | Commercial | College | New | Miscellaneous | Natural Gas | Pool Heater | E6 | Utility - Cost of Operation | 0 | 0 | 0 | 0 | 0 | 0 | 0 | 0 | 0 | 0 | 0 | 0 | 0 | 0 | 0 | 0 | 0 | 0 | 0 | 0 | 0 | 0 | 0 | 0 | 0 | 0 | 0 | 0 | 0 | 0 | 0 | 0 | 0
F5_Commercial_College_New_Miscellaneous_Natural Gas_Pool Heater_E7 | F5 | Commercial | College | New | Miscellaneous | Natural Gas | Pool Heater | E7 | Utility - Cost of Operation | 0 | 0 | 0 | 0 | 0 | 0 | 0 | 0 | 0 | 0 | 0 | 0 | 0 | 0 | 0 | 0 | 0 | 0 | 0 | 0 | 0 | 0 | 0 | 0 | 0 | 0 | 0 | 0 | 0 | 0 | 0 | 0 | 0
F5_Commercial_College_New_Miscellaneous_Natural Gas_Pool Heater_E8 | F5 | Commercial | College | New | Miscellaneous | Natural Gas | Pool Heater | E8 | Utility - Cost of Operation | 0 | 0 | 0 | 0 | 0 | 0 | 0 | 0 | 0 | 0 | 0 | 0 | 0 | 0 | 0 | 0 | 0 | 0 | 0 | 0 | 0 | 0 | 0 | 0 | 0 | 0 | 0 | 0 | 0 | 0 | 0 | 0 | 0
F5_Commercial_College_New_Miscellaneous_Natural Gas_Pool Heater_E9 | F5 | Commercial | College | New | Miscellaneous | Natural Gas | Pool Heater | E9 | Utility - Cost of Operation | 0 | 0 | 0 | 0 | 0 | 0 | 0 | 0 | 0 | 0 | 0 | 0 | 0 | 0 | 0 | 0 | 0 | 0 | 0 | 0 | 0 | 0 | 0 | 0 | 0 | 0 | 0 | 0 | 0 | 0 | 0 | 0 | 0
F5_Commercial_College_New_Miscellaneous_Natural Gas_Pool Heater_E10 | F5 | Commercial | College | New | Miscellaneous | Natural Gas | Pool Heater | E10 | Utility - Cost of Operation | 0 | 0 | 0 | 0 | 0 | 0 | 0 | 0 | 0 | 0 | 0 | 0 | 0 | 0 | 0 | 0 | 0 | 0 | 0 | 0 | 0 | 0 | 0 | 0 | 0 | 0 | 0 | 0 | 0 | 0 | 0 | 0 | 0
F6_Commercial_College_New_Miscellaneous_Natural Gas_Pool Heater_E1 | F6 | Commercial | College | New | Miscellaneous | Natural Gas | Pool Heater | E1 | Utility - Value of Sales | 0.0092537 | 0.0093373 | 0.0094719 | 0.0094424 | 0.0094424 | 0.0094424 | 0.0094424 | 0.0094424 | 0.0094424 | 0.0094424 | 0.0094424 | 0.0094424 | 0.0094424 | 0.0094424 | 0.0094424 | 0.0094424 | 0.0094424 | 0.0094424 | 0.0094424 | 0.0094424 | 0.0094424 | 0.0094424 | 0.0094424 | 0.0094424 | 0.0094424 | 0.0094424 | 0.0094424 | 0.0094424 | 0.0094424 | 0.0094424 | 0.0094424 | 0.0094424 | 0.0094424
F6_Commercial_College_New_Miscellaneous_Natural Gas_Pool Heater_E2 | F6 | Commercial | College | New | Miscellaneous | Natural Gas | Pool Heater | E2 | Utility - Value of Sales | 0.0078656 | 0.0079367 | 0.0080511 | 0.008026 | 0.008026 | 0.008026 | 0.008026 | 0.008026 | 0.008026 | 0.008026 | 0.008026 | 0.008026 | 0.008026 | 0.008026 | 0.008026 | 0.008026 | 0.008026 | 0.008026 | 0.008026 | 0.008026 | 0.008026 | 0.008026 | 0.008026 | 0.008026 | 0.008026 | 0.008026 | 0.008026 | 0.008026 | 0.008026 | 0.008026 | 0.008026 | 0.008026 | 0.008026
F6_Commercial_College_New_Miscellaneous_Natural Gas_Pool Heater_E3 | F6 | Commercial | College | New | Miscellaneous | Natural Gas | Pool Heater | E3 | Utility - Value of Sales | 0 | 0 | 0 | 0 | 0 | 0 | 0 | 0 | 0 | 0 | 0 | 0 | 0 | 0 | 0 | 0 | 0 | 0 | 0 | 0 | 0 | 0 | 0 | 0 | 0 | 0 | 0 | 0 | 0 | 0 | 0 | 0 | 0
F6_Commercial_College_New_Miscellaneous_Natural Gas_Pool Heater_E4 | F6 | Commercial | College | New | Miscellaneous | Natural Gas | Pool Heater | E4 | Utility - Value of Sales | 0 | 0 | 0 | 0 | 0 | 0 | 0 | 0 | 0 | 0 | 0 | 0 | 0 | 0 | 0 | 0 | 0 | 0 | 0 | 0 | 0 | 0 | 0 | 0 | 0 | 0 | 0 | 0 | 0 | 0 | 0 | 0 | 0
F6_Commercial_College_New_Miscellaneous_Natural Gas_Pool Heater_E5 | F6 | Commercial | College | New | Miscellaneous | Natural Gas | Pool Heater | E5 | Utility - Value of Sales | 0 | 0 | 0 | 0 | 0 | 0 | 0 | 0 | 0 | 0 | 0 | 0 | 0 | 0 | 0 | 0 | 0 | 0 | 0 | 0 | 0 | 0 | 0 | 0 | 0 | 0 | 0 | 0 | 0 | 0 | 0 | 0 | 0
F6_Commercial_College_New_Miscellaneous_Natural Gas_Pool Heater_E6 | F6 | Commercial | College | New | Miscellaneous | Natural Gas | Pool Heater | E6 | Utility - Value of Sales | 0 | 0 | 0 | 0 | 0 | 0 | 0 | 0 | 0 | 0 | 0 | 0 | 0 | 0 | 0 | 0 | 0 | 0 | 0 | 0 | 0 | 0 | 0 | 0 | 0 | 0 | 0 | 0 | 0 | 0 | 0 | 0 | 0
F6_Commercial_College_New_Miscellaneous_Natural Gas_Pool Heater_E7 | F6 | Commercial | College | New | Miscellaneous | Natural Gas | Pool Heater | E7 | Utility - Value of Sales | 0 | 0 | 0 | 0 | 0 | 0 | 0 | 0 | 0 | 0 | 0 | 0 | 0 | 0 | 0 | 0 | 0 | 0 | 0 | 0 | 0 | 0 | 0 | 0 | 0 | 0 | 0 | 0 | 0 | 0 | 0 | 0 | 0
F6_Commercial_College_New_Miscellaneous_Natural Gas_Pool Heater_E8 | F6 | Commercial | College | New | Miscellaneous | Natural Gas | Pool Heater | E8 | Utility - Value of Sales | 0 | 0 | 0 | 0 | 0 | 0 | 0 | 0 | 0 | 0 | 0 | 0 | 0 | 0 | 0 | 0 | 0 | 0 | 0 | 0 | 0 | 0 | 0 | 0 | 0 | 0 | 0 | 0 | 0 | 0 | 0 | 0 | 0
F6_Commercial_College_New_Miscellaneous_Natural Gas_Pool Heater_E9 | F6 | Commercial | College | New | Miscellaneous | Natural Gas | Pool Heater | E9 | Utility - Value of Sales | 0 | 0 | 0 | 0 | 0 | 0 | 0 | 0 | 0 | 0 | 0 | 0 | 0 | 0 | 0 | 0 | 0 | 0 | 0 | 0 | 0 | 0 | 0 | 0 | 0 | 0 | 0 | 0 | 0 | 0 | 0 | 0 | 0
F6_Commercial_College_New_Miscellaneous_Natural Gas_Pool Heater_E10 | F6 | Commercial | College | New | Miscellaneous | Natural Gas | Pool Heater | E10 | Utility - Value of Sales | 0 | 0 | 0 | 0 | 0 | 0 | 0 | 0 | 0 | 0 | 0 | 0 | 0 | 0 | 0 | 0 | 0 | 0 | 0 | 0 | 0 | 0 | 0 | 0 | 0 | 0 | 0 | 0 | 0 | 0 | 0 | 0 | 0
F1_Commercial_College_New_Miscellaneous_Natural Gas_Miscellaneous_E1 | F1 | Commercial | College | New | Miscellaneous | Natural Gas | Miscellaneous | E1 | RVT - Cost of Equipment | 0 | 0 | 0 | 0 | 0 | 0 | 0 | 0 | 0 | 0 | 0 | 0 | 0 | 0 | 0 | 0 | 0 | 0 | 0 | 0 | 0 | 0 | 0 | 0 | 0 | 0 | 0 | 0 | 0 | 0 | 0 | 0 | 0
F1_Commercial_College_New_Miscellaneous_Natural Gas_Miscellaneous_E2 | F1 | Commercial | College | New | Miscellaneous | Natural Gas | Miscellaneous | E2 | RVT - Cost of Equipment | 0 | 0 | 0 | 0 | 0 | 0 | 0 | 0 | 0 | 0 | 0 | 0 | 0 | 0 | 0 | 0 | 0 | 0 | 0 | 0 | 0 | 0 | 0 | 0 | 0 | 0 | 0 | 0 | 0 | 0 | 0 | 0 | 0
F1_Commercial_College_New_Miscellaneous_Natural Gas_Miscellaneous_E3 | F1 | Commercial | College | New | Miscellaneous | Natural Gas | Miscellaneous | E3 | RVT - Cost of Equipment | 0 | 0 | 0 | 0 | 0 | 0 | 0 | 0 | 0 | 0 | 0 | 0 | 0 | 0 | 0 | 0 | 0 | 0 | 0 | 0 | 0 | 0 | 0 | 0 | 0 | 0 | 0 | 0 | 0 | 0 | 0 | 0 | 0
F1_Commercial_College_New_Miscellaneous_Natural Gas_Miscellaneous_E4 | F1 | Commercial | College | New | Miscellaneous | Natural Gas | Miscellaneous | E4 | RVT - Cost of Equipment | 0 | 0 | 0 | 0 | 0 | 0 | 0 | 0 | 0 | 0 | 0 | 0 | 0 | 0 | 0 | 0 | 0 | 0 | 0 | 0 | 0 | 0 | 0 | 0 | 0 | 0 | 0 | 0 | 0 | 0 | 0 | 0 | 0
F1_Commercial_College_New_Miscellaneous_Natural Gas_Miscellaneous_E5 | F1 | Commercial | College | New | Miscellaneous | Natural Gas | Miscellaneous | E5 | RVT - Cost of Equipment | 0 | 0 | 0 | 0 | 0 | 0 | 0 | 0 | 0 | 0 | 0 | 0 | 0 | 0 | 0 | 0 | 0 | 0 | 0 | 0 | 0 | 0 | 0 | 0 | 0 | 0 | 0 | 0 | 0 | 0 | 0 | 0 | 0
F1_Commercial_College_New_Miscellaneous_Natural Gas_Miscellaneous_E6 | F1 | Commercial | College | New | Miscellaneous | Natural Gas | Miscellaneous | E6 | RVT - Cost of Equipment | 0 | 0 | 0 | 0 | 0 | 0 | 0 | 0 | 0 | 0 | 0 | 0 | 0 | 0 | 0 | 0 | 0 | 0 | 0 | 0 | 0 | 0 | 0 | 0 | 0 | 0 | 0 | 0 | 0 | 0 | 0 | 0 | 0
F1_Commercial_College_New_Miscellaneous_Natural Gas_Miscellaneous_E7 | F1 | Commercial | College | New | Miscellaneous | Natural Gas | Miscellaneous | E7 | RVT - Cost of Equipment | 0 | 0 | 0 | 0 | 0 | 0 | 0 | 0 | 0 | 0 | 0 | 0 | 0 | 0 | 0 | 0 | 0 | 0 | 0 | 0 | 0 | 0 | 0 | 0 | 0 | 0 | 0 | 0 | 0 | 0 | 0 | 0 | 0
F1_Commercial_College_New_Miscellaneous_Natural Gas_Miscellaneous_E8 | F1 | Commercial | College | New | Miscellaneous | Natural Gas | Miscellaneous | E8 | RVT - Cost of Equipment | 0 | 0 | 0 | 0 | 0 | 0 | 0 | 0 | 0 | 0 | 0 | 0 | 0 | 0 | 0 | 0 | 0 | 0 | 0 | 0 | 0 | 0 | 0 | 0 | 0 | 0 | 0 | 0 | 0 | 0 | 0 | 0 | 0
F1_Commercial_College_New_Miscellaneous_Natural Gas_Miscellaneous_E9 | F1 | Commercial | College | New | Miscellaneous | Natural Gas | Miscellaneous | E9 | RVT - Cost of Equipment | 0 | 0 | 0 | 0 | 0 | 0 | 0 | 0 | 0 | 0 | 0 | 0 | 0 | 0 | 0 | 0 | 0 | 0 | 0 | 0 | 0 | 0 | 0 | 0 | 0 | 0 | 0 | 0 | 0 | 0 | 0 | 0 | 0
F1_Commercial_College_New_Miscellaneous_Natural Gas_Miscellaneous_E10 | F1 | Commercial | College | New | Miscellaneous | Natural Gas | Miscellaneous | E10 | RVT - Cost of Equipment | 0 | 0 | 0 | 0 | 0 | 0 | 0 | 0 | 0 | 0 | 0 | 0 | 0 | 0 | 0 | 0 | 0 | 0 | 0 | 0 | 0 | 0 | 0 | 0 | 0 | 0 | 0 | 0 | 0 | 0 | 0 | 0 | 0
F2_Commercial_College_New_Miscellaneous_Natural Gas_Miscellaneous_E1 | F2 | Commercial | College | New | Miscellaneous | Natural Gas | Miscellaneous | E1 | RVT - Cost of Operation | 0 | 0 | 0 | 0 | 0 | 0 | 0 | 0 | 0 | 0 | 0 | 0 | 0 | 0 | 0 | 0 | 0 | 0 | 0 | 0 | 0 | 0 | 0 | 0 | 0 | 0 | 0 | 0 | 0 | 0 | 0 | 0 | 0
F2_Commercial_College_New_Miscellaneous_Natural Gas_Miscellaneous_E2 | F2 | Commercial | College | New | Miscellaneous | Natural Gas | Miscellaneous | E2 | RVT - Cost of Operation | 0 | 0 | 0 | 0 | 0 | 0 | 0 | 0 | 0 | 0 | 0 | 0 | 0 | 0 | 0 | 0 | 0 | 0 | 0 | 0 | 0 | 0 | 0 | 0 | 0 | 0 | 0 | 0 | 0 | 0 | 0 | 0 | 0
F2_Commercial_College_New_Miscellaneous_Natural Gas_Miscellaneous_E3 | F2 | Commercial | College | New | Miscellaneous | Natural Gas | Miscellaneous | E3 | RVT - Cost of Operation | 0 | 0 | 0 | 0 | 0 | 0 | 0 | 0 | 0 | 0 | 0 | 0 | 0 | 0 | 0 | 0 | 0 | 0 | 0 | 0 | 0 | 0 | 0 | 0 | 0 | 0 | 0 | 0 | 0 | 0 | 0 | 0 | 0
F2_Commercial_College_New_Miscellaneous_Natural Gas_Miscellaneous_E4 | F2 | Commercial | College | New | Miscellaneous | Natural Gas | Miscellaneous | E4 | RVT - Cost of Operation | 0 | 0 | 0 | 0 | 0 | 0 | 0 | 0 | 0 | 0 | 0 | 0 | 0 | 0 | 0 | 0 | 0 | 0 | 0 | 0 | 0 | 0 | 0 | 0 | 0 | 0 | 0 | 0 | 0 | 0 | 0 | 0 | 0
F2_Commercial_College_New_Miscellaneous_Natural Gas_Miscellaneous_E5 | F2 | Commercial | College | New | Miscellaneous | Natural Gas | Miscellaneous | E5 | RVT - Cost of Operation | 0 | 0 | 0 | 0 | 0 | 0 | 0 | 0 | 0 | 0 | 0 | 0 | 0 | 0 | 0 | 0 | 0 | 0 | 0 | 0 | 0 | 0 | 0 | 0 | 0 | 0 | 0 | 0 | 0 | 0 | 0 | 0 | 0
F2_Commercial_College_New_Miscellaneous_Natural Gas_Miscellaneous_E6 | F2 | Commercial | College | New | Miscellaneous | Natural Gas | Miscellaneous | E6 | RVT - Cost of Operation | 0 | 0 | 0 | 0 | 0 | 0 | 0 | 0 | 0 | 0 | 0 | 0 | 0 | 0 | 0 | 0 | 0 | 0 | 0 | 0 | 0 | 0 | 0 | 0 | 0 | 0 | 0 | 0 | 0 | 0 | 0 | 0 | 0
F2_Commercial_College_New_Miscellaneous_Natural Gas_Miscellaneous_E7 | F2 | Commercial | College | New | Miscellaneous | Natural Gas | Miscellaneous | E7 | RVT - Cost of Operation | 0 | 0 | 0 | 0 | 0 | 0 | 0 | 0 | 0 | 0 | 0 | 0 | 0 | 0 | 0 | 0 | 0 | 0 | 0 | 0 | 0 | 0 | 0 | 0 | 0 | 0 | 0 | 0 | 0 | 0 | 0 | 0 | 0
F2_Commercial_College_New_Miscellaneous_Natural Gas_Miscellaneous_E8 | F2 | Commercial | College | New | Miscellaneous | Natural Gas | Miscellaneous | E8 | RVT - Cost of Operation | 0 | 0 | 0 | 0 | 0 | 0 | 0 | 0 | 0 | 0 | 0 | 0 | 0 | 0 | 0 | 0 | 0 | 0 | 0 | 0 | 0 | 0 | 0 | 0 | 0 | 0 | 0 | 0 | 0 | 0 | 0 | 0 | 0
F2_Commercial_College_New_Miscellaneous_Natural Gas_Miscellaneous_E9 | F2 | Commercial | College | New | Miscellaneous | Natural Gas | Miscellaneous | E9 | RVT - Cost of Operation | 0 | 0 | 0 | 0 | 0 | 0 | 0 | 0 | 0 | 0 | 0 | 0 | 0 | 0 | 0 | 0 | 0 | 0 | 0 | 0 | 0 | 0 | 0 | 0 | 0 | 0 | 0 | 0 | 0 | 0 | 0 | 0 | 0
F2_Commercial_College_New_Miscellaneous_Natural Gas_Miscellaneous_E10 | F2 | Commercial | College | New | Miscellaneous | Natural Gas | Miscellaneous | E10 | RVT - Cost of Operation | 0 | 0 | 0 | 0 | 0 | 0 | 0 | 0 | 0 | 0 | 0 | 0 | 0 | 0 | 0 | 0 | 0 | 0 | 0 | 0 | 0 | 0 | 0 | 0 | 0 | 0 | 0 | 0 | 0 | 0 | 0 | 0 | 0
F3_Commercial_College_New_Miscellaneous_Natural Gas_Miscellaneous_E1 | F3 | Commercial | College | New | Miscellaneous | Natural Gas | Miscellaneous | E1 | System - kBTUs of Consumption | 0.23718 | 0.23718 | 0.23718 | 0.23718 | 0.23718 | 0.23718 | 0.23718 | 0.23718 | 0.23718 | 0.23718 | 0.23718 | 0.23718 | 0.23718 | 0.23718 | 0.23718 | 0.23718 | 0.23718 | 0.23718 | 0.23718 | 0.23718 | 0.23718 | 0.23718 | 0.23718 | 0.23718 | 0.23718 | 0.23718 | 0.23718 | 0.23718 | 0.23718 | 0.23718 | 0.23718 | 0.23718 | 0.23718
F3_Commercial_College_New_Miscellaneous_Natural Gas_Miscellaneous_E2 | F3 | Commercial | College | New | Miscellaneous | Natural Gas | Miscellaneous | E2 | System - kBTUs of Consumption | 0 | 0 | 0 | 0 | 0 | 0 | 0 | 0 | 0 | 0 | 0 | 0 | 0 | 0 | 0 | 0 | 0 | 0 | 0 | 0 | 0 | 0 | 0 | 0 | 0 | 0 | 0 | 0 | 0 | 0 | 0 | 0 | 0
F3_Commercial_College_New_Miscellaneous_Natural Gas_Miscellaneous_E3 | F3 | Commercial | College | New | Miscellaneous | Natural Gas | Miscellaneous | E3 | System - kBTUs of Consumption | 0 | 0 | 0 | 0 | 0 | 0 | 0 | 0 | 0 | 0 | 0 | 0 | 0 | 0 | 0 | 0 | 0 | 0 | 0 | 0 | 0 | 0 | 0 | 0 | 0 | 0 | 0 | 0 | 0 | 0 | 0 | 0 | 0
F3_Commercial_College_New_Miscellaneous_Natural Gas_Miscellaneous_E4 | F3 | Commercial | College | New | Miscellaneous | Natural Gas | Miscellaneous | E4 | System - kBTUs of Consumption | 0 | 0 | 0 | 0 | 0 | 0 | 0 | 0 | 0 | 0 | 0 | 0 | 0 | 0 | 0 | 0 | 0 | 0 | 0 | 0 | 0 | 0 | 0 | 0 | 0 | 0 | 0 | 0 | 0 | 0 | 0 | 0 | 0
F3_Commercial_College_New_Miscellaneous_Natural Gas_Miscellaneous_E5 | F3 | Commercial | College | New | Miscellaneous | Natural Gas | Miscellaneous | E5 | System - kBTUs of Consumption | 0 | 0 | 0 | 0 | 0 | 0 | 0 | 0 | 0 | 0 | 0 | 0 | 0 | 0 | 0 | 0 | 0 | 0 | 0 | 0 | 0 | 0 | 0 | 0 | 0 | 0 | 0 | 0 | 0 | 0 | 0 | 0 | 0
F3_Commercial_College_New_Miscellaneous_Natural Gas_Miscellaneous_E6 | F3 | Commercial | College | New | Miscellaneous | Natural Gas | Miscellaneous | E6 | System - kBTUs of Consumption | 0 | 0 | 0 | 0 | 0 | 0 | 0 | 0 | 0 | 0 | 0 | 0 | 0 | 0 | 0 | 0 | 0 | 0 | 0 | 0 | 0 | 0 | 0 | 0 | 0 | 0 | 0 | 0 | 0 | 0 | 0 | 0 | 0
F3_Commercial_College_New_Miscellaneous_Natural Gas_Miscellaneous_E7 | F3 | Commercial | College | New | Miscellaneous | Natural Gas | Miscellaneous | E7 | System - kBTUs of Consumption | 0 | 0 | 0 | 0 | 0 | 0 | 0 | 0 | 0 | 0 | 0 | 0 | 0 | 0 | 0 | 0 | 0 | 0 | 0 | 0 | 0 | 0 | 0 | 0 | 0 | 0 | 0 | 0 | 0 | 0 | 0 | 0 | 0
F3_Commercial_College_New_Miscellaneous_Natural Gas_Miscellaneous_E8 | F3 | Commercial | College | New | Miscellaneous | Natural Gas | Miscellaneous | E8 | System - kBTUs of Consumption | 0 | 0 | 0 | 0 | 0 | 0 | 0 | 0 | 0 | 0 | 0 | 0 | 0 | 0 | 0 | 0 | 0 | 0 | 0 | 0 | 0 | 0 | 0 | 0 | 0 | 0 | 0 | 0 | 0 | 0 | 0 | 0 | 0
F3_Commercial_College_New_Miscellaneous_Natural Gas_Miscellaneous_E9 | F3 | Commercial | College | New | Miscellaneous | Natural Gas | Miscellaneous | E9 | System - kBTUs of Consumption | 0 | 0 | 0 | 0 | 0 | 0 | 0 | 0 | 0 | 0 | 0 | 0 | 0 | 0 | 0 | 0 | 0 | 0 | 0 | 0 | 0 | 0 | 0 | 0 | 0 | 0 | 0 | 0 | 0 | 0 | 0 | 0 | 0
F3_Commercial_College_New_Miscellaneous_Natural Gas_Miscellaneous_E10 | F3 | Commercial | College | New | Miscellaneous | Natural Gas | Miscellaneous | E10 | System - kBTUs of Consumption | 0 | 0 | 0 | 0 | 0 | 0 | 0 | 0 | 0 | 0 | 0 | 0 | 0 | 0 | 0 | 0 | 0 | 0 | 0 | 0 | 0 | 0 | 0 | 0 | 0 | 0 | 0 | 0 | 0 | 0 | 0 | 0 | 0
F4_Commercial_College_New_Miscellaneous_Natural Gas_Miscellaneous_E1 | F4 | Commercial | College | New | Miscellaneous | Natural Gas | Miscellaneous | E1 | Utility - Cost of Equipment | 0 | 0 | 0 | 0 | 0 | 0 | 0 | 0 | 0 | 0 | 0 | 0 | 0 | 0 | 0 | 0 | 0 | 0 | 0 | 0 | 0 | 0 | 0 | 0 | 0 | 0 | 0 | 0 | 0 | 0 | 0 | 0 | 0
F4_Commercial_College_New_Miscellaneous_Natural Gas_Miscellaneous_E2 | F4 | Commercial | College | New | Miscellaneous | Natural Gas | Miscellaneous | E2 | Utility - Cost of Equipment | 0 | 0 | 0 | 0 | 0 | 0 | 0 | 0 | 0 | 0 | 0 | 0 | 0 | 0 | 0 | 0 | 0 | 0 | 0 | 0 | 0 | 0 | 0 | 0 | 0 | 0 | 0 | 0 | 0 | 0 | 0 | 0 | 0
F4_Commercial_College_New_Miscellaneous_Natural Gas_Miscellaneous_E3 | F4 | Commercial | College | New | Miscellaneous | Natural Gas | Miscellaneous | E3 | Utility - Cost of Equipment | 0 | 0 | 0 | 0 | 0 | 0 | 0 | 0 | 0 | 0 | 0 | 0 | 0 | 0 | 0 | 0 | 0 | 0 | 0 | 0 | 0 | 0 | 0 | 0 | 0 | 0 | 0 | 0 | 0 | 0 | 0 | 0 | 0
F4_Commercial_College_New_Miscellaneous_Natural Gas_Miscellaneous_E4 | F4 | Commercial | College | New | Miscellaneous | Natural Gas | Miscellaneous | E4 | Utility - Cost of Equipment | 0 | 0 | 0 | 0 | 0 | 0 | 0 | 0 | 0 | 0 | 0 | 0 | 0 | 0 | 0 | 0 | 0 | 0 | 0 | 0 | 0 | 0 | 0 | 0 | 0 | 0 | 0 | 0 | 0 | 0 | 0 | 0 | 0
F4_Commercial_College_New_Miscellaneous_Natural Gas_Miscellaneous_E5 | F4 | Commercial | College | New | Miscellaneous | Natural Gas | Miscellaneous | E5 | Utility - Cost of Equipment | 0 | 0 | 0 | 0 | 0 | 0 | 0 | 0 | 0 | 0 | 0 | 0 | 0 | 0 | 0 | 0 | 0 | 0 | 0 | 0 | 0 | 0 | 0 | 0 | 0 | 0 | 0 | 0 | 0 | 0 | 0 | 0 | 0
F4_Commercial_College_New_Miscellaneous_Natural Gas_Miscellaneous_E6 | F4 | Commercial | College | New | Miscellaneous | Natural Gas | Miscellaneous | E6 | Utility - Cost of Equipment | 0 | 0 | 0 | 0 | 0 | 0 | 0 | 0 | 0 | 0 | 0 | 0 | 0 | 0 | 0 | 0 | 0 | 0 | 0 | 0 | 0 | 0 | 0 | 0 | 0 | 0 | 0 | 0 | 0 | 0 | 0 | 0 | 0
F4_Commercial_College_New_Miscellaneous_Natural Gas_Miscellaneous_E7 | F4 | Commercial | College | New | Miscellaneous | Natural Gas | Miscellaneous | E7 | Utility - Cost of Equipment | 0 | 0 | 0 | 0 | 0 | 0 | 0 | 0 | 0 | 0 | 0 | 0 | 0 | 0 | 0 | 0 | 0 | 0 | 0 | 0 | 0 | 0 | 0 | 0 | 0 | 0 | 0 | 0 | 0 | 0 | 0 | 0 | 0
F4_Commercial_College_New_Miscellaneous_Natural Gas_Miscellaneous_E8 | F4 | Commercial | College | New | Miscellaneous | Natural Gas | Miscellaneous | E8 | Utility - Cost of Equipment | 0 | 0 | 0 | 0 | 0 | 0 | 0 | 0 | 0 | 0 | 0 | 0 | 0 | 0 | 0 | 0 | 0 | 0 | 0 | 0 | 0 | 0 | 0 | 0 | 0 | 0 | 0 | 0 | 0 | 0 | 0 | 0 | 0
F4_Commercial_College_New_Miscellaneous_Natural Gas_Miscellaneous_E9 | F4 | Commercial | College | New | Miscellaneous | Natural Gas | Miscellaneous | E9 | Utility - Cost of Equipment | 0 | 0 | 0 | 0 | 0 | 0 | 0 | 0 | 0 | 0 | 0 | 0 | 0 | 0 | 0 | 0 | 0 | 0 | 0 | 0 | 0 | 0 | 0 | 0 | 0 | 0 | 0 | 0 | 0 | 0 | 0 | 0 | 0
F4_Commercial_College_New_Miscellaneous_Natural Gas_Miscellaneous_E10 | F4 | Commercial | College | New | Miscellaneous | Natural Gas | Miscellaneous | E10 | Utility - Cost of Equipment | 0 | 0 | 0 | 0 | 0 | 0 | 0 | 0 | 0 | 0 | 0 | 0 | 0 | 0 | 0 | 0 | 0 | 0 | 0 | 0 | 0 | 0 | 0 | 0 | 0 | 0 | 0 | 0 | 0 | 0 | 0 | 0 | 0
F5_Commercial_College_New_Miscellaneous_Natural Gas_Miscellaneous_E1 | F5 | Commercial | College | New | Miscellaneous | Natural Gas | Miscellaneous | E1 | Utility - Cost of Operation | 0.23718 | 0.23718 | 0.23718 | 0.23718 | 0.23718 | 0.23718 | 0.23718 | 0.23718 | 0.23718 | 0.23718 | 0.23718 | 0.23718 | 0.23718 | 0.23718 | 0.23718 | 0.23718 | 0.23718 | 0.23718 | 0.23718 | 0.23718 | 0.23718 | 0.23718 | 0.23718 | 0.23718 | 0.23718 | 0.23718 | 0.23718 | 0.23718 | 0.23718 | 0.23718 | 0.23718 | 0.23718 | 0.23718
F5_Commercial_College_New_Miscellaneous_Natural Gas_Miscellaneous_E2 | F5 | Commercial | College | New | Miscellaneous | Natural Gas | Miscellaneous | E2 | Utility - Cost of Operation | 0 | 0 | 0 | 0 | 0 | 0 | 0 | 0 | 0 | 0 | 0 | 0 | 0 | 0 | 0 | 0 | 0 | 0 | 0 | 0 | 0 | 0 | 0 | 0 | 0 | 0 | 0 | 0 | 0 | 0 | 0 | 0 | 0
F5_Commercial_College_New_Miscellaneous_Natural Gas_Miscellaneous_E3 | F5 | Commercial | College | New | Miscellaneous | Natural Gas | Miscellaneous | E3 | Utility - Cost of Operation | 0 | 0 | 0 | 0 | 0 | 0 | 0 | 0 | 0 | 0 | 0 | 0 | 0 | 0 | 0 | 0 | 0 | 0 | 0 | 0 | 0 | 0 | 0 | 0 | 0 | 0 | 0 | 0 | 0 | 0 | 0 | 0 | 0
F5_Commercial_College_New_Miscellaneous_Natural Gas_Miscellaneous_E4 | F5 | Commercial | College | New | Miscellaneous | Natural Gas | Miscellaneous | E4 | Utility - Cost of Operation | 0 | 0 | 0 | 0 | 0 | 0 | 0 | 0 | 0 | 0 | 0 | 0 | 0 | 0 | 0 | 0 | 0 | 0 | 0 | 0 | 0 | 0 | 0 | 0 | 0 | 0 | 0 | 0 | 0 | 0 | 0 | 0 | 0
F5_Commercial_College_New_Miscellaneous_Natural Gas_Miscellaneous_E5 | F5 | Commercial | College | New | Miscellaneous | Natural Gas | Miscellaneous | E5 | Utility - Cost of Operation | 0 | 0 | 0 | 0 | 0 | 0 | 0 | 0 | 0 | 0 | 0 | 0 | 0 | 0 | 0 | 0 | 0 | 0 | 0 | 0 | 0 | 0 | 0 | 0 | 0 | 0 | 0 | 0 | 0 | 0 | 0 | 0 | 0
F5_Commercial_College_New_Miscellaneous_Natural Gas_Miscellaneous_E6 | F5 | Commercial | College | New | Miscellaneous | Natural Gas | Miscellaneous | E6 | Utility - Cost of Operation | 0 | 0 | 0 | 0 | 0 | 0 | 0 | 0 | 0 | 0 | 0 | 0 | 0 | 0 | 0 | 0 | 0 | 0 | 0 | 0 | 0 | 0 | 0 | 0 | 0 | 0 | 0 | 0 | 0 | 0 | 0 | 0 | 0
F5_Commercial_College_New_Miscellaneous_Natural Gas_Miscellaneous_E7 | F5 | Commercial | College | New | Miscellaneous | Natural Gas | Miscellaneous | E7 | Utility - Cost of Operation | 0 | 0 | 0 | 0 | 0 | 0 | 0 | 0 | 0 | 0 | 0 | 0 | 0 | 0 | 0 | 0 | 0 | 0 | 0 | 0 | 0 | 0 | 0 | 0 | 0 | 0 | 0 | 0 | 0 | 0 | 0 | 0 | 0
F5_Commercial_College_New_Miscellaneous_Natural Gas_Miscellaneous_E8 | F5 | Commercial | College | New | Miscellaneous | Natural Gas | Miscellaneous | E8 | Utility - Cost of Operation | 0 | 0 | 0 | 0 | 0 | 0 | 0 | 0 | 0 | 0 | 0 | 0 | 0 | 0 | 0 | 0 | 0 | 0 | 0 | 0 | 0 | 0 | 0 | 0 | 0 | 0 | 0 | 0 | 0 | 0 | 0 | 0 | 0
F5_Commercial_College_New_Miscellaneous_Natural Gas_Miscellaneous_E9 | F5 | Commercial | College | New | Miscellaneous | Natural Gas | Miscellaneous | E9 | Utility - Cost of Operation | 0 | 0 | 0 | 0 | 0 | 0 | 0 | 0 | 0 | 0 | 0 | 0 | 0 | 0 | 0 | 0 | 0 | 0 | 0 | 0 | 0 | 0 | 0 | 0 | 0 | 0 | 0 | 0 | 0 | 0 | 0 | 0 | 0
F5_Commercial_College_New_Miscellaneous_Natural Gas_Miscellaneous_E10 | F5 | Commercial | College | New | Miscellaneous | Natural Gas | Miscellaneous | E10 | Utility - Cost of Operation | 0 | 0 | 0 | 0 | 0 | 0 | 0 | 0 | 0 | 0 | 0 | 0 | 0 | 0 | 0 | 0 | 0 | 0 | 0 | 0 | 0 | 0 | 0 | 0 | 0 | 0 | 0 | 0 | 0 | 0 | 0 | 0 | 0
F6_Commercial_College_New_Miscellaneous_Natural Gas_Miscellaneous_E1 | F6 | Commercial | College | New | Miscellaneous | Natural Gas | Miscellaneous | E1 | Utility - Value of Sales | 0.035628 | 0.036036 | 0.036661 | 0.036524 | 0.036524 | 0.036524 | 0.036524 | 0.036524 | 0.036524 | 0.036524 | 0.036524 | 0.036524 | 0.036524 | 0.036524 | 0.036524 | 0.036524 | 0.036524 | 0.036524 | 0.036524 | 0.036524 | 0.036524 | 0.036524 | 0.036524 | 0.036524 | 0.036524 | 0.036524 | 0.036524 | 0.036524 | 0.036524 | 0.036524 | 0.036524 | 0.036524 | 0.036524
F6_Commercial_College_New_Miscellaneous_Natural Gas_Miscellaneous_E2 | F6 | Commercial | College | New | Miscellaneous | Natural Gas | Miscellaneous | E2 | Utility - Value of Sales | 0 | 0 | 0 | 0 | 0 | 0 | 0 | 0 | 0 | 0 | 0 | 0 | 0 | 0 | 0 | 0 | 0 | 0 | 0 | 0 | 0 | 0 | 0 | 0 | 0 | 0 | 0 | 0 | 0 | 0 | 0 | 0 | 0
F6_Commercial_College_New_Miscellaneous_Natural Gas_Miscellaneous_E3 | F6 | Commercial | College | New | Miscellaneous | Natural Gas | Miscellaneous | E3 | Utility - Value of Sales | 0 | 0 | 0 | 0 | 0 | 0 | 0 | 0 | 0 | 0 | 0 | 0 | 0 | 0 | 0 | 0 | 0 | 0 | 0 | 0 | 0 | 0 | 0 | 0 | 0 | 0 | 0 | 0 | 0 | 0 | 0 | 0 | 0
F6_Commercial_College_New_Miscellaneous_Natural Gas_Miscellaneous_E4 | F6 | Commercial | College | New | Miscellaneous | Natural Gas | Miscellaneous | E4 | Utility - Value of Sales | 0 | 0 | 0 | 0 | 0 | 0 | 0 | 0 | 0 | 0 | 0 | 0 | 0 | 0 | 0 | 0 | 0 | 0 | 0 | 0 | 0 | 0 | 0 | 0 | 0 | 0 | 0 | 0 | 0 | 0 | 0 | 0 | 0
F6_Commercial_College_New_Miscellaneous_Natural Gas_Miscellaneous_E5 | F6 | Commercial | College | New | Miscellaneous | Natural Gas | Miscellaneous | E5 | Utility - Value of Sales | 0 | 0 | 0 | 0 | 0 | 0 | 0 | 0 | 0 | 0 | 0 | 0 | 0 | 0 | 0 | 0 | 0 | 0 | 0 | 0 | 0 | 0 | 0 | 0 | 0 | 0 | 0 | 0 | 0 | 0 | 0 | 0 | 0
F6_Commercial_College_New_Miscellaneous_Natural Gas_Miscellaneous_E6 | F6 | Commercial | College | New | Miscellaneous | Natural Gas | Miscellaneous | E6 | Utility - Value of Sales | 0 | 0 | 0 | 0 | 0 | 0 | 0 | 0 | 0 | 0 | 0 | 0 | 0 | 0 | 0 | 0 | 0 | 0 | 0 | 0 | 0 | 0 | 0 | 0 | 0 | 0 | 0 | 0 | 0 | 0 | 0 | 0 | 0
F6_Commercial_College_New_Miscellaneous_Natural Gas_Miscellaneous_E7 | F6 | Commercial | College | New | Miscellaneous | Natural Gas | Miscellaneous | E7 | Utility - Value of Sales | 0 | 0 | 0 | 0 | 0 | 0 | 0 | 0 | 0 | 0 | 0 | 0 | 0 | 0 | 0 | 0 | 0 | 0 | 0 | 0 | 0 | 0 | 0 | 0 | 0 | 0 | 0 | 0 | 0 | 0 | 0 | 0 | 0
F6_Commercial_College_New_Miscellaneous_Natural Gas_Miscellaneous_E8 | F6 | Commercial | College | New | Miscellaneous | Natural Gas | Miscellaneous | E8 | Utility - Value of Sales | 0 | 0 | 0 | 0 | 0 | 0 | 0 | 0 | 0 | 0 | 0 | 0 | 0 | 0 | 0 | 0 | 0 | 0 | 0 | 0 | 0 | 0 | 0 | 0 | 0 | 0 | 0 | 0 | 0 | 0 | 0 | 0 | 0
F6_Commercial_College_New_Miscellaneous_Natural Gas_Miscellaneous_E9 | F6 | Commercial | College | New | Miscellaneous | Natural Gas | Miscellaneous | E9 | Utility - Value of Sales | 0 | 0 | 0 | 0 | 0 | 0 | 0 | 0 | 0 | 0 | 0 | 0 | 0 | 0 | 0 | 0 | 0 | 0 | 0 | 0 | 0 | 0 | 0 | 0 | 0 | 0 | 0 | 0 | 0 | 0 | 0 | 0 | 0
F6_Commercial_College_New_Miscellaneous_Natural Gas_Miscellaneous_E10 | F6 | Commercial | College | New | Miscellaneous | Natural Gas | Miscellaneous | E10 | Utility - Value of Sales | 0 | 0 | 0 | 0 | 0 | 0 | 0 | 0 | 0 | 0 | 0 | 0 | 0 | 0 | 0 | 0 | 0 | 0 | 0 | 0 | 0 | 0 | 0 | 0 | 0 | 0 | 0 | 0 | 0 | 0 | 0 | 0 | 0
F1_Commercial_Hospital_Existing_Space Heating_Natural Gas_Furnace_E1 | F1 | Commercial | Hospital | Existing | Space Heating | Natural Gas | Furnace | E1 | RVT - Cost of Equipment | 0.31414 | 0.31402 | 0.31459 | 0.3131 | 0.31208 | 0 | 0 | 0 | 0 | 0 | 0 | 0 | 0 | 0 | 0 | 0 | 0 | 0 | 0 | 0 | 0 | 0 | 0 | 0 | 0 | 0 | 0 | 0 | 0 | 0 | 0 | 0 | 0
F1_Commercial_Hospital_Existing_Space Heating_Natural Gas_Furnace_E2 | F1 | Commercial | Hospital | Existing | Space Heating | Natural Gas | Furnace | E2 | RVT - Cost of Equipment | 0.28622 | 0.28611 | 0.28663 | 0.28527 | 0.28433 | 0 | 0 | 0 | 0 | 0 | 0 | 0 | 0 | 0 | 0 | 0 | 0 | 0 | 0 | 0 | 0 | 0 | 0 | 0 | 0 | 0 | 0 | 0 | 0 | 0 | 0 | 0 | 0
F1_Commercial_Hospital_Existing_Space Heating_Natural Gas_Furnace_E3 | F1 | Commercial | Hospital | Existing | Space Heating | Natural Gas | Furnace | E3 | RVT - Cost of Equipment | 0.28238 | 0.28227 | 0.28278 | 0.28144 | 0.28052 | 0.28023 | 0.28051 | 0.28065 | 0.28098 | 0.28125 | 0.28148 | 0.28166 | 0.28188 | 0.28213 | 0.28233 | 0.28253 | 0.28274 | 0.283 | 0.28324 | 0.28356 | 0.28383 | 0.28412 | 0.28437 | 0.28465 | 0.28488 | 0.28508 | 0.28527 | 0.28548 | 0.28562 | 0.28577 | 0.28586 | 0.28597 | 0.28597
F1_Commercial_Hospital_Existing_Space Heating_Natural Gas_Furnace_E4 | F1 | Commercial | Hospital | Existing | Space Heating | Natural Gas | Furnace | E4 | RVT - Cost of Equipment | 0.26179 | 0.26169 | 0.26216 | 0.26092 | 0.26006 | 0.25979 | 0.26005 | 0.26019 | 0.26049 | 0.26074 | 0.26096 | 0.26112 | 0.26133 | 0.26156 | 0.26174 | 0.26193 | 0.26212 | 0.26236 | 0.26259 | 0.26288 | 0.26313 | 0.26341 | 0.26363 | 0.2639 | 0.2641 | 0.26429 | 0.26447 | 0.26466 | 0.26479 | 0.26493 | 0.26501 | 0.26512 | 0.26512
F1_Commercial_Hospital_Existing_Space Heating_Natural Gas_Furnace_E5 | F1 | Commercial | Hospital | Existing | Space Heating | Natural Gas | Furnace | E5 | RVT - Cost of Equipment | 0 | 0 | 0 | 0 | 0 | 0 | 0 | 0.19214 | 0.19236 | 0.19255 | 0.19271 | 0.19283 | 0.19298 | 0.19315 | 0.19329 | 0.19343 | 0.19356 | 0.19374 | 0.19391 | 0.19413 | 0.19432 | 0.19452 | 0.19468 | 0.19488 | 0.19503 | 0.19517 | 0.1953 | 0.19544 | 0.19554 | 0.19564 | 0.1957 | 0.19578 | 0.19578
F1_Commercial_Hospital_Existing_Space Heating_Natural Gas_Furnace_E6 | F1 | Commercial | Hospital | Existing | Space Heating | Natural Gas | Furnace | E6 | RVT - Cost of Equipment | 0 | 0 | 0 | 0 | 0 | 0 | 0 | 0 | 0 | 0 | 0 | 0 | 0 | 0 | 0 | 0 | 0 | 0 | 0 | 0 | 0 | 0 | 0 | 0 | 0 | 0 | 0 | 0 | 0 | 0 | 0 | 0 | 0
F1_Commercial_Hospital_Existing_Space Heating_Natural Gas_Furnace_E7 | F1 | Commercial | Hospital | Existing | Space Heating | Natural Gas | Furnace | E7 | RVT - Cost of Equipment | 0 | 0 | 0 | 0 | 0 | 0 | 0 | 0 | 0 | 0 | 0 | 0 | 0 | 0 | 0 | 0 | 0 | 0 | 0 | 0 | 0 | 0 | 0 | 0 | 0 | 0 | 0 | 0 | 0 | 0 | 0 | 0 | 0
F1_Commercial_Hospital_Existing_Space Heating_Natural Gas_Furnace_E8 | F1 | Commercial | Hospital | Existing | Space Heating | Natural Gas | Furnace | E8 | RVT - Cost of Equipment | 0 | 0 | 0 | 0 | 0 | 0 | 0 | 0 | 0 | 0 | 0 | 0 | 0 | 0 | 0 | 0 | 0 | 0 | 0 | 0 | 0 | 0 | 0 | 0 | 0 | 0 | 0 | 0 | 0 | 0 | 0 | 0 | 0
F1_Commercial_Hospital_Existing_Space Heating_Natural Gas_Furnace_E9 | F1 | Commercial | Hospital | Existing | Space Heating | Natural Gas | Furnace | E9 | RVT - Cost of Equipment | 0 | 0 | 0 | 0 | 0 | 0 | 0 | 0 | 0 | 0 | 0 | 0 | 0 | 0 | 0 | 0 | 0 | 0 | 0 | 0 | 0 | 0 | 0 | 0 | 0 | 0 | 0 | 0 | 0 | 0 | 0 | 0 | 0
F1_Commercial_Hospital_Existing_Space Heating_Natural Gas_Furnace_E10 | F1 | Commercial | Hospital | Existing | Space Heating | Natural Gas | Furnace | E10 | RVT - Cost of Equipment | 0 | 0 | 0 | 0 | 0 | 0 | 0 | 0 | 0 | 0 | 0 | 0 | 0 | 0 | 0 | 0 | 0 | 0 | 0 | 0 | 0 | 0 | 0 | 0 | 0 | 0 | 0 | 0 | 0 | 0 | 0 | 0 | 0
F2_Commercial_Hospital_Existing_Space Heating_Natural Gas_Furnace_E1 | F2 | Commercial | Hospital | Existing | Space Heating | Natural Gas | Furnace | E1 | RVT - Cost of Operation | 0.37637 | 0.37622 | 0.3769 | 0.37511 | 0.37389 | 0 | 0 | 0 | 0 | 0 | 0 | 0 | 0 | 0 | 0 | 0 | 0 | 0 | 0 | 0 | 0 | 0 | 0 | 0 | 0 | 0 | 0 | 0 | 0 | 0 | 0 | 0 | 0
F2_Commercial_Hospital_Existing_Space Heating_Natural Gas_Furnace_E2 | F2 | Commercial | Hospital | Existing | Space Heating | Natural Gas | Furnace | E2 | RVT - Cost of Operation | 0.34291 | 0.34278 | 0.3434 | 0.34177 | 0.34065 | 0 | 0 | 0 | 0 | 0 | 0 | 0 | 0 | 0 | 0 | 0 | 0 | 0 | 0 | 0 | 0 | 0 | 0 | 0 | 0 | 0 | 0 | 0 | 0 | 0 | 0 | 0 | 0
F2_Commercial_Hospital_Existing_Space Heating_Natural Gas_Furnace_E3 | F2 | Commercial | Hospital | Existing | Space Heating | Natural Gas | Furnace | E3 | RVT - Cost of Operation | 0.33831 | 0.33818 | 0.33879 | 0.33718 | 0.33608 | 0.33573 | 0.33606 | 0.33624 | 0.33663 | 0.33695 | 0.33723 | 0.33744 | 0.33771 | 0.33802 | 0.33825 | 0.33849 | 0.33874 | 0.33905 | 0.33934 | 0.33972 | 0.34005 | 0.3404 | 0.34069 | 0.34103 | 0.3413 | 0.34154 | 0.34177 | 0.34203 | 0.34219 | 0.34237 | 0.34247 | 0.34261 | 0.34261
F2_Commercial_Hospital_Existing_Space Heating_Natural Gas_Furnace_E4 | F2 | Commercial | Hospital | Existing | Space Heating | Natural Gas | Furnace | E4 | RVT - Cost of Operation | 0.31364 | 0.31352 | 0.31409 | 0.31259 | 0.31157 | 0.31125 | 0.31156 | 0.31172 | 0.31209 | 0.31238 | 0.31264 | 0.31284 | 0.31309 | 0.31337 | 0.31358 | 0.31381 | 0.31404 | 0.31433 | 0.3146 | 0.31495 | 0.31525 | 0.31558 | 0.31585 | 0.31617 | 0.31641 | 0.31664 | 0.31685 | 0.31709 | 0.31724 | 0.31741 | 0.3175 | 0.31763 | 0.31763
F2_Commercial_Hospital_Existing_Space Heating_Natural Gas_Furnace_E5 | F2 | Commercial | Hospital | Existing | Space Heating | Natural Gas | Furnace | E5 | RVT - Cost of Operation | 0 | 0 | 0 | 0 | 0 | 0 | 0 | 0.23019 | 0.23046 | 0.23068 | 0.23087 | 0.23102 | 0.2312 | 0.23141 | 0.23157 | 0.23174 | 0.2319 | 0.23212 | 0.23232 | 0.23258 | 0.2328 | 0.23304 | 0.23324 | 0.23348 | 0.23366 | 0.23383 | 0.23398 | 0.23416 | 0.23427 | 0.23439 | 0.23446 | 0.23456 | 0.23456
F2_Commercial_Hospital_Existing_Space Heating_Natural Gas_Furnace_E6 | F2 | Commercial | Hospital | Existing | Space Heating | Natural Gas | Furnace | E6 | RVT - Cost of Operation | 0 | 0 | 0 | 0 | 0 | 0 | 0 | 0 | 0 | 0 | 0 | 0 | 0 | 0 | 0 | 0 | 0 | 0 | 0 | 0 | 0 | 0 | 0 | 0 | 0 | 0 | 0 | 0 | 0 | 0 | 0 | 0 | 0
F2_Commercial_Hospital_Existing_Space Heating_Natural Gas_Furnace_E7 | F2 | Commercial | Hospital | Existing | Space Heating | Natural Gas | Furnace | E7 | RVT - Cost of Operation | 0 | 0 | 0 | 0 | 0 | 0 | 0 | 0 | 0 | 0 | 0 | 0 | 0 | 0 | 0 | 0 | 0 | 0 | 0 | 0 | 0 | 0 | 0 | 0 | 0 | 0 | 0 | 0 | 0 | 0 | 0 | 0 | 0
F2_Commercial_Hospital_Existing_Space Heating_Natural Gas_Furnace_E8 | F2 | Commercial | Hospital | Existing | Space Heating | Natural Gas | Furnace | E8 | RVT - Cost of Operation | 0 | 0 | 0 | 0 | 0 | 0 | 0 | 0 | 0 | 0 | 0 | 0 | 0 | 0 | 0 | 0 | 0 | 0 | 0 | 0 | 0 | 0 | 0 | 0 | 0 | 0 | 0 | 0 | 0 | 0 | 0 | 0 | 0
F2_Commercial_Hospital_Existing_Space Heating_Natural Gas_Furnace_E9 | F2 | Commercial | Hospital | Existing | Space Heating | Natural Gas | Furnace | E9 | RVT - Cost of Operation | 0 | 0 | 0 | 0 | 0 | 0 | 0 | 0 | 0 | 0 | 0 | 0 | 0 | 0 | 0 | 0 | 0 | 0 | 0 | 0 | 0 | 0 | 0 | 0 | 0 | 0 | 0 | 0 | 0 | 0 | 0 | 0 | 0
F2_Commercial_Hospital_Existing_Space Heating_Natural Gas_Furnace_E10 | F2 | Commercial | Hospital | Existing | Space Heating | Natural Gas | Furnace | E10 | RVT - Cost of Operation | 0 | 0 | 0 | 0 | 0 | 0 | 0 | 0 | 0 | 0 | 0 | 0 | 0 | 0 | 0 | 0 | 0 | 0 | 0 | 0 | 0 | 0 | 0 | 0 | 0 | 0 | 0 | 0 | 0 | 0 | 0 | 0 | 0
F3_Commercial_Hospital_Existing_Space Heating_Natural Gas_Furnace_E1 | F3 | Commercial | Hospital | Existing | Space Heating | Natural Gas | Furnace | E1 | System - kBTUs of Consumption | 0.059431 | 0.059431 | 0.059431 | 0.059431 | 0.059431 | 0 | 0 | 0 | 0 | 0 | 0 | 0 | 0 | 0 | 0 | 0 | 0 | 0 | 0 | 0 | 0 | 0 | 0 | 0 | 0 | 0 | 0 | 0 | 0 | 0 | 0 | 0 | 0
F3_Commercial_Hospital_Existing_Space Heating_Natural Gas_Furnace_E2 | F3 | Commercial | Hospital | Existing | Space Heating | Natural Gas | Furnace | E2 | System - kBTUs of Consumption | 0.059942 | 0.059942 | 0.059942 | 0.059942 | 0.059942 | 0 | 0 | 0 | 0 | 0 | 0 | 0 | 0 | 0 | 0 | 0 | 0 | 0 | 0 | 0 | 0 | 0 | 0 | 0 | 0 | 0 | 0 | 0 | 0 | 0 | 0 | 0 | 0
F3_Commercial_Hospital_Existing_Space Heating_Natural Gas_Furnace_E3 | F3 | Commercial | Hospital | Existing | Space Heating | Natural Gas | Furnace | E3 | System - kBTUs of Consumption | 0.069363 | 0.069363 | 0.069363 | 0.069363 | 0.069363 | 0.069363 | 0.069363 | 0.069363 | 0.069363 | 0.069363 | 0.069363 | 0.069363 | 0.069363 | 0.069363 | 0.069363 | 0.069363 | 0.069363 | 0.069363 | 0.069363 | 0.069363 | 0.069363 | 0.069363 | 0.069363 | 0.069363 | 0.069363 | 0.069363 | 0.069363 | 0.069363 | 0.069363 | 0.069363 | 0.069363 | 0.069363 | 0.069363
F3_Commercial_Hospital_Existing_Space Heating_Natural Gas_Furnace_E4 | F3 | Commercial | Hospital | Existing | Space Heating | Natural Gas | Furnace | E4 | System - kBTUs of Consumption | 0.08524 | 0.08524 | 0.08524 | 0.08524 | 0.08524 | 0.08524 | 0.08524 | 0.08524 | 0.08524 | 0.08524 | 0.08524 | 0.08524 | 0.08524 | 0.08524 | 0.08524 | 0.08524 | 0.08524 | 0.08524 | 0.08524 | 0.08524 | 0.08524 | 0.08524 | 0.08524 | 0.08524 | 0.08524 | 0.08524 | 0.08524 | 0.08524 | 0.08524 | 0.08524 | 0.08524 | 0.08524 | 0.08524
F3_Commercial_Hospital_Existing_Space Heating_Natural Gas_Furnace_E5 | F3 | Commercial | Hospital | Existing | Space Heating | Natural Gas | Furnace | E5 | System - kBTUs of Consumption | 0 | 0 | 0 | 0 | 0 | 0 | 0 | 0.67958 | 0.67958 | 0.67958 | 0.67958 | 0.67958 | 0.67958 | 0.67958 | 0.67958 | 0.67958 | 0.67958 | 0.67958 | 0.67958 | 0.67958 | 0.67958 | 0.67958 | 0.67958 | 0.67958 | 0.67958 | 0.67958 | 0.67958 | 0.67958 | 0.67958 | 0.67958 | 0.67958 | 0.67958 | 0.67958
F3_Commercial_Hospital_Existing_Space Heating_Natural Gas_Furnace_E6 | F3 | Commercial | Hospital | Existing | Space Heating | Natural Gas | Furnace | E6 | System - kBTUs of Consumption | 0 | 0 | 0 | 0 | 0 | 0 | 0 | 0 | 0 | 0 | 0 | 0 | 0 | 0 | 0 | 0 | 0 | 0 | 0 | 0 | 0 | 0 | 0 | 0 | 0 | 0 | 0 | 0 | 0 | 0 | 0 | 0 | 0
F3_Commercial_Hospital_Existing_Space Heating_Natural Gas_Furnace_E7 | F3 | Commercial | Hospital | Existing | Space Heating | Natural Gas | Furnace | E7 | System - kBTUs of Consumption | 0 | 0 | 0 | 0 | 0 | 0 | 0 | 0 | 0 | 0 | 0 | 0 | 0 | 0 | 0 | 0 | 0 | 0 | 0 | 0 | 0 | 0 | 0 | 0 | 0 | 0 | 0 | 0 | 0 | 0 | 0 | 0 | 0
F3_Commercial_Hospital_Existing_Space Heating_Natural Gas_Furnace_E8 | F3 | Commercial | Hospital | Existing | Space Heating | Natural Gas | Furnace | E8 | System - kBTUs of Consumption | 0 | 0 | 0 | 0 | 0 | 0 | 0 | 0 | 0 | 0 | 0 | 0 | 0 | 0 | 0 | 0 | 0 | 0 | 0 | 0 | 0 | 0 | 0 | 0 | 0 | 0 | 0 | 0 | 0 | 0 | 0 | 0 | 0
F3_Commercial_Hospital_Existing_Space Heating_Natural Gas_Furnace_E9 | F3 | Commercial | Hospital | Existing | Space Heating | Natural Gas | Furnace | E9 | System - kBTUs of Consumption | 0 | 0 | 0 | 0 | 0 | 0 | 0 | 0 | 0 | 0 | 0 | 0 | 0 | 0 | 0 | 0 | 0 | 0 | 0 | 0 | 0 | 0 | 0 | 0 | 0 | 0 | 0 | 0 | 0 | 0 | 0 | 0 | 0
F3_Commercial_Hospital_Existing_Space Heating_Natural Gas_Furnace_E10 | F3 | Commercial | Hospital | Existing | Space Heating | Natural Gas | Furnace | E10 | System - kBTUs of Consumption | 0 | 0 | 0 | 0 | 0 | 0 | 0 | 0 | 0 | 0 | 0 | 0 | 0 | 0 | 0 | 0 | 0 | 0 | 0 | 0 | 0 | 0 | 0 | 0 | 0 | 0 | 0 | 0 | 0 | 0 | 0 | 0 | 0
F4_Commercial_Hospital_Existing_Space Heating_Natural Gas_Furnace_E1 | F4 | Commercial | Hospital | Existing | Space Heating | Natural Gas | Furnace | E1 | Utility - Cost of Equipment | 0.37637 | 0.37622 | 0.3769 | 0.37511 | 0.37389 | 0 | 0 | 0 | 0 | 0 | 0 | 0 | 0 | 0 | 0 | 0 | 0 | 0 | 0 | 0 | 0 | 0 | 0 | 0 | 0 | 0 | 0 | 0 | 0 | 0 | 0 | 0 | 0
F4_Commercial_Hospital_Existing_Space Heating_Natural Gas_Furnace_E2 | F4 | Commercial | Hospital | Existing | Space Heating | Natural Gas | Furnace | E2 | Utility - Cost of Equipment | 0.34291 | 0.34278 | 0.3434 | 0.34177 | 0.34065 | 0 | 0 | 0 | 0 | 0 | 0 | 0 | 0 | 0 | 0 | 0 | 0 | 0 | 0 | 0 | 0 | 0 | 0 | 0 | 0 | 0 | 0 | 0 | 0 | 0 | 0 | 0 | 0
F4_Commercial_Hospital_Existing_Space Heating_Natural Gas_Furnace_E3 | F4 | Commercial | Hospital | Existing | Space Heating | Natural Gas | Furnace | E3 | Utility - Cost of Equipment | 0.33831 | 0.33818 | 0.33879 | 0.33718 | 0.33608 | 0.33573 | 0.33606 | 0.33624 | 0.33663 | 0.33695 | 0.33723 | 0.33744 | 0.33771 | 0.33802 | 0.33825 | 0.33849 | 0.33874 | 0.33905 | 0.33934 | 0.33972 | 0.34005 | 0.3404 | 0.34069 | 0.34103 | 0.3413 | 0.34154 | 0.34177 | 0.34203 | 0.34219 | 0.34237 | 0.34247 | 0.34261 | 0.34261
F4_Commercial_Hospital_Existing_Space Heating_Natural Gas_Furnace_E4 | F4 | Commercial | Hospital | Existing | Space Heating | Natural Gas | Furnace | E4 | Utility - Cost of Equipment | 0.31364 | 0.31352 | 0.31409 | 0.31259 | 0.31157 | 0.31125 | 0.31156 | 0.31172 | 0.31209 | 0.31238 | 0.31264 | 0.31284 | 0.31309 | 0.31337 | 0.31358 | 0.31381 | 0.31404 | 0.31433 | 0.3146 | 0.31495 | 0.31525 | 0.31558 | 0.31585 | 0.31617 | 0.31641 | 0.31664 | 0.31685 | 0.31709 | 0.31724 | 0.31741 | 0.3175 | 0.31763 | 0.31763
F4_Commercial_Hospital_Existing_Space Heating_Natural Gas_Furnace_E5 | F4 | Commercial | Hospital | Existing | Space Heating | Natural Gas | Furnace | E5 | Utility - Cost of Equipment | 0 | 0 | 0 | 0 | 0 | 0 | 0 | 0.23019 | 0.23046 | 0.23068 | 0.23087 | 0.23102 | 0.2312 | 0.23141 | 0.23157 | 0.23174 | 0.2319 | 0.23212 | 0.23232 | 0.23258 | 0.2328 | 0.23304 | 0.23324 | 0.23348 | 0.23366 | 0.23383 | 0.23398 | 0.23416 | 0.23427 | 0.23439 | 0.23446 | 0.23456 | 0.23456
F4_Commercial_Hospital_Existing_Space Heating_Natural Gas_Furnace_E6 | F4 | Commercial | Hospital | Existing | Space Heating | Natural Gas | Furnace | E6 | Utility - Cost of Equipment | 0 | 0 | 0 | 0 | 0 | 0 | 0 | 0 | 0 | 0 | 0 | 0 | 0 | 0 | 0 | 0 | 0 | 0 | 0 | 0 | 0 | 0 | 0 | 0 | 0 | 0 | 0 | 0 | 0 | 0 | 0 | 0 | 0
F4_Commercial_Hospital_Existing_Space Heating_Natural Gas_Furnace_E7 | F4 | Commercial | Hospital | Existing | Space Heating | Natural Gas | Furnace | E7 | Utility - Cost of Equipment | 0 | 0 | 0 | 0 | 0 | 0 | 0 | 0 | 0 | 0 | 0 | 0 | 0 | 0 | 0 | 0 | 0 | 0 | 0 | 0 | 0 | 0 | 0 | 0 | 0 | 0 | 0 | 0 | 0 | 0 | 0 | 0 | 0
F4_Commercial_Hospital_Existing_Space Heating_Natural Gas_Furnace_E8 | F4 | Commercial | Hospital | Existing | Space Heating | Natural Gas | Furnace | E8 | Utility - Cost of Equipment | 0 | 0 | 0 | 0 | 0 | 0 | 0 | 0 | 0 | 0 | 0 | 0 | 0 | 0 | 0 | 0 | 0 | 0 | 0 | 0 | 0 | 0 | 0 | 0 | 0 | 0 | 0 | 0 | 0 | 0 | 0 | 0 | 0
F4_Commercial_Hospital_Existing_Space Heating_Natural Gas_Furnace_E9 | F4 | Commercial | Hospital | Existing | Space Heating | Natural Gas | Furnace | E9 | Utility - Cost of Equipment | 0 | 0 | 0 | 0 | 0 | 0 | 0 | 0 | 0 | 0 | 0 | 0 | 0 | 0 | 0 | 0 | 0 | 0 | 0 | 0 | 0 | 0 | 0 | 0 | 0 | 0 | 0 | 0 | 0 | 0 | 0 | 0 | 0
F4_Commercial_Hospital_Existing_Space Heating_Natural Gas_Furnace_E10 | F4 | Commercial | Hospital | Existing | Space Heating | Natural Gas | Furnace | E10 | Utility - Cost of Equipment | 0 | 0 | 0 | 0 | 0 | 0 | 0 | 0 | 0 | 0 | 0 | 0 | 0 | 0 | 0 | 0 | 0 | 0 | 0 | 0 | 0 | 0 | 0 | 0 | 0 | 0 | 0 | 0 | 0 | 0 | 0 | 0 | 0
F5_Commercial_Hospital_Existing_Space Heating_Natural Gas_Furnace_E1 | F5 | Commercial | Hospital | Existing | Space Heating | Natural Gas | Furnace | E1 | Utility - Cost of Operation | 0.059431 | 0.059431 | 0.059431 | 0.059431 | 0.059431 | 0 | 0 | 0 | 0 | 0 | 0 | 0 | 0 | 0 | 0 | 0 | 0 | 0 | 0 | 0 | 0 | 0 | 0 | 0 | 0 | 0 | 0 | 0 | 0 | 0 | 0 | 0 | 0
F5_Commercial_Hospital_Existing_Space Heating_Natural Gas_Furnace_E2 | F5 | Commercial | Hospital | Existing | Space Heating | Natural Gas | Furnace | E2 | Utility - Cost of Operation | 0.059942 | 0.059942 | 0.059942 | 0.059942 | 0.059942 | 0 | 0 | 0 | 0 | 0 | 0 | 0 | 0 | 0 | 0 | 0 | 0 | 0 | 0 | 0 | 0 | 0 | 0 | 0 | 0 | 0 | 0 | 0 | 0 | 0 | 0 | 0 | 0
F5_Commercial_Hospital_Existing_Space Heating_Natural Gas_Furnace_E3 | F5 | Commercial | Hospital | Existing | Space Heating | Natural Gas | Furnace | E3 | Utility - Cost of Operation | 0.069363 | 0.069363 | 0.069363 | 0.069363 | 0.069363 | 0.069363 | 0.069363 | 0.069363 | 0.069363 | 0.069363 | 0.069363 | 0.069363 | 0.069363 | 0.069363 | 0.069363 | 0.069363 | 0.069363 | 0.069363 | 0.069363 | 0.069363 | 0.069363 | 0.069363 | 0.069363 | 0.069363 | 0.069363 | 0.069363 | 0.069363 | 0.069363 | 0.069363 | 0.069363 | 0.069363 | 0.069363 | 0.069363
F5_Commercial_Hospital_Existing_Space Heating_Natural Gas_Furnace_E4 | F5 | Commercial | Hospital | Existing | Space Heating | Natural Gas | Furnace | E4 | Utility - Cost of Operation | 0.08524 | 0.08524 | 0.08524 | 0.08524 | 0.08524 | 0.08524 | 0.08524 | 0.08524 | 0.08524 | 0.08524 | 0.08524 | 0.08524 | 0.08524 | 0.08524 | 0.08524 | 0.08524 | 0.08524 | 0.08524 | 0.08524 | 0.08524 | 0.08524 | 0.08524 | 0.08524 | 0.08524 | 0.08524 | 0.08524 | 0.08524 | 0.08524 | 0.08524 | 0.08524 | 0.08524 | 0.08524 | 0.08524
F5_Commercial_Hospital_Existing_Space Heating_Natural Gas_Furnace_E5 | F5 | Commercial | Hospital | Existing | Space Heating | Natural Gas | Furnace | E5 | Utility - Cost of Operation | 0 | 0 | 0 | 0 | 0 | 0 | 0 | 0.67958 | 0.67958 | 0.67958 | 0.67958 | 0.67958 | 0.67958 | 0.67958 | 0.67958 | 0.67958 | 0.67958 | 0.67958 | 0.67958 | 0.67958 | 0.67958 | 0.67958 | 0.67958 | 0.67958 | 0.67958 | 0.67958 | 0.67958 | 0.67958 | 0.67958 | 0.67958 | 0.67958 | 0.67958 | 0.67958
F5_Commercial_Hospital_Existing_Space Heating_Natural Gas_Furnace_E6 | F5 | Commercial | Hospital | Existing | Space Heating | Natural Gas | Furnace | E6 | Utility - Cost of Operation | 0 | 0 | 0 | 0 | 0 | 0 | 0 | 0 | 0 | 0 | 0 | 0 | 0 | 0 | 0 | 0 | 0 | 0 | 0 | 0 | 0 | 0 | 0 | 0 | 0 | 0 | 0 | 0 | 0 | 0 | 0 | 0 | 0
F5_Commercial_Hospital_Existing_Space Heating_Natural Gas_Furnace_E7 | F5 | Commercial | Hospital | Existing | Space Heating | Natural Gas | Furnace | E7 | Utility - Cost of Operation | 0 | 0 | 0 | 0 | 0 | 0 | 0 | 0 | 0 | 0 | 0 | 0 | 0 | 0 | 0 | 0 | 0 | 0 | 0 | 0 | 0 | 0 | 0 | 0 | 0 | 0 | 0 | 0 | 0 | 0 | 0 | 0 | 0
F5_Commercial_Hospital_Existing_Space Heating_Natural Gas_Furnace_E8 | F5 | Commercial | Hospital | Existing | Space Heating | Natural Gas | Furnace | E8 | Utility - Cost of Operation | 0 | 0 | 0 | 0 | 0 | 0 | 0 | 0 | 0 | 0 | 0 | 0 | 0 | 0 | 0 | 0 | 0 | 0 | 0 | 0 | 0 | 0 | 0 | 0 | 0 | 0 | 0 | 0 | 0 | 0 | 0 | 0 | 0
F5_Commercial_Hospital_Existing_Space Heating_Natural Gas_Furnace_E9 | F5 | Commercial | Hospital | Existing | Space Heating | Natural Gas | Furnace | E9 | Utility - Cost of Operation | 0 | 0 | 0 | 0 | 0 | 0 | 0 | 0 | 0 | 0 | 0 | 0 | 0 | 0 | 0 | 0 | 0 | 0 | 0 | 0 | 0 | 0 | 0 | 0 | 0 | 0 | 0 | 0 | 0 | 0 | 0 | 0 | 0
F5_Commercial_Hospital_Existing_Space Heating_Natural Gas_Furnace_E10 | F5 | Commercial | Hospital | Existing | Space Heating | Natural Gas | Furnace | E10 | Utility - Cost of Operation | 0 | 0 | 0 | 0 | 0 | 0 | 0 | 0 | 0 | 0 | 0 | 0 | 0 | 0 | 0 | 0 | 0 | 0 | 0 | 0 | 0 | 0 | 0 | 0 | 0 | 0 | 0 | 0 | 0 | 0 | 0 | 0 | 0
F6_Commercial_Hospital_Existing_Space Heating_Natural Gas_Furnace_E1 | F6 | Commercial | Hospital | Existing | Space Heating | Natural Gas | Furnace | E1 | Utility - Value of Sales | 0.14327 | 0.14285 | 0.14261 | 0.14168 | 0.14088 | 0 | 0 | 0 | 0 | 0 | 0 | 0 | 0 | 0 | 0 | 0 | 0 | 0 | 0 | 0 | 0 | 0 | 0 | 0 | 0 | 0 | 0 | 0 | 0 | 0 | 0 | 0 | 0
F6_Commercial_Hospital_Existing_Space Heating_Natural Gas_Furnace_E2 | F6 | Commercial | Hospital | Existing | Space Heating | Natural Gas | Furnace | E2 | Utility - Value of Sales | 0.13054 | 0.13016 | 0.12994 | 0.12909 | 0.12836 | 0 | 0 | 0 | 0 | 0 | 0 | 0 | 0 | 0 | 0 | 0 | 0 | 0 | 0 | 0 | 0 | 0 | 0 | 0 | 0 | 0 | 0 | 0 | 0 | 0 | 0 | 0 | 0
F6_Commercial_Hospital_Existing_Space Heating_Natural Gas_Furnace_E3 | F6 | Commercial | Hospital | Existing | Space Heating | Natural Gas | Furnace | E3 | Utility - Value of Sales | 0.12879 | 0.12841 | 0.12819 | 0.12736 | 0.12663 | 0.12592 | 0.12521 | 0.12451 | 0.12382 | 0.12314 | 0.12249 | 0.12185 | 0.12123 | 0.12064 | 0.12008 | 0.11954 | 0.11904 | 0.11857 | 0.11812 | 0.11771 | 0.11734 | 0.11699 | 0.11668 | 0.11639 | 0.11614 | 0.11592 | 0.11573 | 0.11557 | 0.11545 | 0.11535 | 0.11529 | 0.11526 | 0.11526
F6_Commercial_Hospital_Existing_Space Heating_Natural Gas_Furnace_E4 | F6 | Commercial | Hospital | Existing | Space Heating | Natural Gas | Furnace | E4 | Utility - Value of Sales | 0.11939 | 0.11905 | 0.11885 | 0.11807 | 0.1174 | 0.11674 | 0.11608 | 0.11543 | 0.11479 | 0.11416 | 0.11356 | 0.11296 | 0.11239 | 0.11185 | 0.11132 | 0.11083 | 0.11036 | 0.10992 | 0.10951 | 0.10913 | 0.10878 | 0.10846 | 0.10817 | 0.1079 | 0.10767 | 0.10747 | 0.10729 | 0.10715 | 0.10703 | 0.10694 | 0.10688 | 0.10685 | 0.10685
F6_Commercial_Hospital_Existing_Space Heating_Natural Gas_Furnace_E5 | F6 | Commercial | Hospital | Existing | Space Heating | Natural Gas | Furnace | E5 | Utility - Value of Sales | 0 | 0 | 0 | 0 | 0 | 0 | 0 | 0.085239 | 0.084767 | 0.084306 | 0.083856 | 0.08342 | 0.082998 | 0.082594 | 0.082207 | 0.08184 | 0.081495 | 0.081172 | 0.08087 | 0.080589 | 0.08033 | 0.080093 | 0.079878 | 0.079683 | 0.079511 | 0.07936 | 0.07923 | 0.079123 | 0.079036 | 0.078972 | 0.078928 | 0.078907 | 0.078907
F6_Commercial_Hospital_Existing_Space Heating_Natural Gas_Furnace_E6 | F6 | Commercial | Hospital | Existing | Space Heating | Natural Gas | Furnace | E6 | Utility - Value of Sales | 0 | 0 | 0 | 0 | 0 | 0 | 0 | 0 | 0 | 0 | 0 | 0 | 0 | 0 | 0 | 0 | 0 | 0 | 0 | 0 | 0 | 0 | 0 | 0 | 0 | 0 | 0 | 0 | 0 | 0 | 0 | 0 | 0
F6_Commercial_Hospital_Existing_Space Heating_Natural Gas_Furnace_E7 | F6 | Commercial | Hospital | Existing | Space Heating | Natural Gas | Furnace | E7 | Utility - Value of Sales | 0 | 0 | 0 | 0 | 0 | 0 | 0 | 0 | 0 | 0 | 0 | 0 | 0 | 0 | 0 | 0 | 0 | 0 | 0 | 0 | 0 | 0 | 0 | 0 | 0 | 0 | 0 | 0 | 0 | 0 | 0 | 0 | 0
F6_Commercial_Hospital_Existing_Space Heating_Natural Gas_Furnace_E8 | F6 | Commercial | Hospital | Existing | Space Heating | Natural Gas | Furnace | E8 | Utility - Value of Sales | 0 | 0 | 0 | 0 | 0 | 0 | 0 | 0 | 0 | 0 | 0 | 0 | 0 | 0 | 0 | 0 | 0 | 0 | 0 | 0 | 0 | 0 | 0 | 0 | 0 | 0 | 0 | 0 | 0 | 0 | 0 | 0 | 0
F6_Commercial_Hospital_Existing_Space Heating_Natural Gas_Furnace_E9 | F6 | Commercial | Hospital | Existing | Space Heating | Natural Gas | Furnace | E9 | Utility - Value of Sales | 0 | 0 | 0 | 0 | 0 | 0 | 0 | 0 | 0 | 0 | 0 | 0 | 0 | 0 | 0 | 0 | 0 | 0 | 0 | 0 | 0 | 0 | 0 | 0 | 0 | 0 | 0 | 0 | 0 | 0 | 0 | 0 | 0
F6_Commercial_Hospital_Existing_Space Heating_Natural Gas_Furnace_E10 | F6 | Commercial | Hospital | Existing | Space Heating | Natural Gas | Furnace | E10 | Utility - Value of Sales | 0 | 0 | 0 | 0 | 0 | 0 | 0 | 0 | 0 | 0 | 0 | 0 | 0 | 0 | 0 | 0 | 0 | 0 | 0 | 0 | 0 | 0 | 0 | 0 | 0 | 0 | 0 | 0 | 0 | 0 | 0 | 0 | 0
F1_Commercial_Hospital_Existing_Space Heating_Natural Gas_Boiler_E1 | F1 | Commercial | Hospital | Existing | Space Heating | Natural Gas | Boiler | E1 | RVT - Cost of Equipment | 0.92415 | 0.92388 | 0.92554 | 0.92146 | 0.91868 | 0 | 0 | 0 | 0 | 0 | 0 | 0 | 0 | 0 | 0 | 0 | 0 | 0 | 0 | 0 | 0 | 0 | 0 | 0 | 0 | 0 | 0 | 0 | 0 | 0 | 0 | 0 | 0
F1_Commercial_Hospital_Existing_Space Heating_Natural Gas_Boiler_E2 | F1 | Commercial | Hospital | Existing | Space Heating | Natural Gas | Boiler | E2 | RVT - Cost of Equipment | 0.88014 | 0.87988 | 0.88147 | 0.87758 | 0.87494 | 0 | 0 | 0 | 0 | 0 | 0 | 0 | 0 | 0 | 0 | 0 | 0 | 0 | 0 | 0 | 0 | 0 | 0 | 0 | 0 | 0 | 0 | 0 | 0 | 0 | 0 | 0 | 0
F1_Commercial_Hospital_Existing_Space Heating_Natural Gas_Boiler_E3 | F1 | Commercial | Hospital | Existing | Space Heating | Natural Gas | Boiler | E3 | RVT - Cost of Equipment | 0.78651 | 0.78628 | 0.7877 | 0.78422 | 0.78186 | 0.78115 | 0.78194 | 0.78238 | 0.78329 | 0.78404 | 0.78469 | 0.78518 | 0.78581 | 0.7865 | 0.78702 | 0.78756 | 0.78809 | 0.78878 | 0.78943 | 0.79026 | 0.79098 | 0.79176 | 0.79239 | 0.79315 | 0.79374 | 0.79427 | 0.79478 | 0.79533 | 0.79569 | 0.79609 | 0.79632 | 0.79662 | 0.79662
F1_Commercial_Hospital_Existing_Space Heating_Natural Gas_Boiler_E4 | F1 | Commercial | Hospital | Existing | Space Heating | Natural Gas | Boiler | E4 | RVT - Cost of Equipment | 0.75441 | 0.75419 | 0.75555 | 0.75221 | 0.74995 | 0.74926 | 0.75003 | 0.75044 | 0.75132 | 0.75204 | 0.75266 | 0.75314 | 0.75374 | 0.7544 | 0.7549 | 0.75542 | 0.75593 | 0.75659 | 0.75721 | 0.75801 | 0.7587 | 0.75944 | 0.76005 | 0.76078 | 0.76134 | 0.76185 | 0.76234 | 0.76287 | 0.76321 | 0.7636 | 0.76381 | 0.7641 | 0.7641
F1_Commercial_Hospital_Existing_Space Heating_Natural Gas_Boiler_E5 | F1 | Commercial | Hospital | Existing | Space Heating | Natural Gas | Boiler | E5 | RVT - Cost of Equipment | 0.56871 | 0.56854 | 0.56957 | 0.56705 | 0.56534 | 0.56483 | 0.56541 | 0.56572 | 0.56638 | 0.56692 | 0.56739 | 0.56775 | 0.5682 | 0.5687 | 0.56908 | 0.56947 | 0.56985 | 0.57035 | 0.57082 | 0.57142 | 0.57194 | 0.5725 | 0.57296 | 0.57351 | 0.57393 | 0.57432 | 0.57469 | 0.57509 | 0.57535 | 0.57563 | 0.5758 | 0.57602 | 0.57602
F1_Commercial_Hospital_Existing_Space Heating_Natural Gas_Boiler_E6 | F1 | Commercial | Hospital | Existing | Space Heating | Natural Gas | Boiler | E6 | RVT - Cost of Equipment | 0 | 0 | 0 | 0 | 0 | 0 | 0 | 0 | 0 | 0 | 0 | 0 | 0 | 0 | 0 | 0 | 0 | 0 | 0 | 0 | 0 | 0 | 0 | 0 | 0 | 0 | 0 | 0 | 0 | 0 | 0 | 0 | 0
F1_Commercial_Hospital_Existing_Space Heating_Natural Gas_Boiler_E7 | F1 | Commercial | Hospital | Existing | Space Heating | Natural Gas | Boiler | E7 | RVT - Cost of Equipment | 0 | 0 | 0 | 0 | 0 | 0 | 0 | 0 | 0 | 0 | 0 | 0 | 0 | 0 | 0 | 0 | 0 | 0 | 0 | 0 | 0 | 0 | 0 | 0 | 0 | 0 | 0 | 0 | 0 | 0 | 0 | 0 | 0
F1_Commercial_Hospital_Existing_Space Heating_Natural Gas_Boiler_E8 | F1 | Commercial | Hospital | Existing | Space Heating | Natural Gas | Boiler | E8 | RVT - Cost of Equipment | 0 | 0 | 0 | 0 | 0 | 0 | 0 | 0 | 0 | 0 | 0 | 0 | 0 | 0 | 0 | 0 | 0 | 0 | 0 | 0 | 0 | 0 | 0 | 0 | 0 | 0 | 0 | 0 | 0 | 0 | 0 | 0 | 0
F1_Commercial_Hospital_Existing_Space Heating_Natural Gas_Boiler_E9 | F1 | Commercial | Hospital | Existing | Space Heating | Natural Gas | Boiler | E9 | RVT - Cost of Equipment | 0 | 0 | 0 | 0 | 0 | 0 | 0 | 0 | 0 | 0 | 0 | 0 | 0 | 0 | 0 | 0 | 0 | 0 | 0 | 0 | 0 | 0 | 0 | 0 | 0 | 0 | 0 | 0 | 0 | 0 | 0 | 0 | 0
F1_Commercial_Hospital_Existing_Space Heating_Natural Gas_Boiler_E10 | F1 | Commercial | Hospital | Existing | Space Heating | Natural Gas | Boiler | E10 | RVT - Cost of Equipment | 0 | 0 | 0 | 0 | 0 | 0 | 0 | 0 | 0 | 0 | 0 | 0 | 0 | 0 | 0 | 0 | 0 | 0 | 0 | 0 | 0 | 0 | 0 | 0 | 0 | 0 | 0 | 0 | 0 | 0 | 0 | 0 | 0
F2_Commercial_Hospital_Existing_Space Heating_Natural Gas_Boiler_E1 | F2 | Commercial | Hospital | Existing | Space Heating | Natural Gas | Boiler | E1 | RVT - Cost of Operation | 1.1072 | 1.1069 | 1.1089 | 1.104 | 1.1006 | 0 | 0 | 0 | 0 | 0 | 0 | 0 | 0 | 0 | 0 | 0 | 0 | 0 | 0 | 0 | 0 | 0 | 0 | 0 | 0 | 0 | 0 | 0 | 0 | 0 | 0 | 0 | 0
F2_Commercial_Hospital_Existing_Space Heating_Natural Gas_Boiler_E2 | F2 | Commercial | Hospital | Existing | Space Heating | Natural Gas | Boiler | E2 | RVT - Cost of Operation | 1.0545 | 1.0542 | 1.0561 | 1.0514 | 1.0482 | 0 | 0 | 0 | 0 | 0 | 0 | 0 | 0 | 0 | 0 | 0 | 0 | 0 | 0 | 0 | 0 | 0 | 0 | 0 | 0 | 0 | 0 | 0 | 0 | 0 | 0 | 0 | 0
F2_Commercial_Hospital_Existing_Space Heating_Natural Gas_Boiler_E3 | F2 | Commercial | Hospital | Existing | Space Heating | Natural Gas | Boiler | E3 | RVT - Cost of Operation | 0.94229 | 0.94201 | 0.94371 | 0.93955 | 0.93672 | 0.93587 | 0.93682 | 0.93734 | 0.93843 | 0.93933 | 0.94011 | 0.9407 | 0.94145 | 0.94228 | 0.9429 | 0.94355 | 0.94419 | 0.94501 | 0.94579 | 0.94679 | 0.94765 | 0.94858 | 0.94934 | 0.95025 | 0.95095 | 0.95159 | 0.9522 | 0.95286 | 0.95329 | 0.95377 | 0.95404 | 0.9544 | 0.9544
F2_Commercial_Hospital_Existing_Space Heating_Natural Gas_Boiler_E4 | F2 | Commercial | Hospital | Existing | Space Heating | Natural Gas | Boiler | E4 | RVT - Cost of Operation | 0.90383 | 0.90356 | 0.90519 | 0.9012 | 0.89848 | 0.89767 | 0.89858 | 0.89908 | 0.90013 | 0.90099 | 0.90174 | 0.90231 | 0.90302 | 0.90382 | 0.90442 | 0.90504 | 0.90565 | 0.90644 | 0.90719 | 0.90814 | 0.90897 | 0.90986 | 0.91059 | 0.91146 | 0.91213 | 0.91275 | 0.91333 | 0.91397 | 0.91438 | 0.91484 | 0.9151 | 0.91544 | 0.91544
F2_Commercial_Hospital_Existing_Space Heating_Natural Gas_Boiler_E5 | F2 | Commercial | Hospital | Existing | Space Heating | Natural Gas | Boiler | E5 | RVT - Cost of Operation | 0.68135 | 0.68115 | 0.68238 | 0.67937 | 0.67732 | 0.6767 | 0.67739 | 0.67777 | 0.67856 | 0.67921 | 0.67977 | 0.6802 | 0.68074 | 0.68134 | 0.68179 | 0.68226 | 0.68272 | 0.68332 | 0.68388 | 0.6846 | 0.68522 | 0.68589 | 0.68645 | 0.6871 | 0.68761 | 0.68807 | 0.68851 | 0.68899 | 0.6893 | 0.68965 | 0.68984 | 0.6901 | 0.6901
F2_Commercial_Hospital_Existing_Space Heating_Natural Gas_Boiler_E6 | F2 | Commercial | Hospital | Existing | Space Heating | Natural Gas | Boiler | E6 | RVT - Cost of Operation | 0 | 0 | 0 | 0 | 0 | 0 | 0 | 0 | 0 | 0 | 0 | 0 | 0 | 0 | 0 | 0 | 0 | 0 | 0 | 0 | 0 | 0 | 0 | 0 | 0 | 0 | 0 | 0 | 0 | 0 | 0 | 0 | 0
F2_Commercial_Hospital_Existing_Space Heating_Natural Gas_Boiler_E7 | F2 | Commercial | Hospital | Existing | Space Heating | Natural Gas | Boiler | E7 | RVT - Cost of Operation | 0 | 0 | 0 | 0 | 0 | 0 | 0 | 0 | 0 | 0 | 0 | 0 | 0 | 0 | 0 | 0 | 0 | 0 | 0 | 0 | 0 | 0 | 0 | 0 | 0 | 0 | 0 | 0 | 0 | 0 | 0 | 0 | 0
F2_Commercial_Hospital_Existing_Space Heating_Natural Gas_Boiler_E8 | F2 | Commercial | Hospital | Existing | Space Heating | Natural Gas | Boiler | E8 | RVT - Cost of Operation | 0 | 0 | 0 | 0 | 0 | 0 | 0 | 0 | 0 | 0 | 0 | 0 | 0 | 0 | 0 | 0 | 0 | 0 | 0 | 0 | 0 | 0 | 0 | 0 | 0 | 0 | 0 | 0 | 0 | 0 | 0 | 0 | 0
F2_Commercial_Hospital_Existing_Space Heating_Natural Gas_Boiler_E9 | F2 | Commercial | Hospital | Existing | Space Heating | Natural Gas | Boiler | E9 | RVT - Cost of Operation | 0 | 0 | 0 | 0 | 0 | 0 | 0 | 0 | 0 | 0 | 0 | 0 | 0 | 0 | 0 | 0 | 0 | 0 | 0 | 0 | 0 | 0 | 0 | 0 | 0 | 0 | 0 | 0 | 0 | 0 | 0 | 0 | 0
F2_Commercial_Hospital_Existing_Space Heating_Natural Gas_Boiler_E10 | F2 | Commercial | Hospital | Existing | Space Heating | Natural Gas | Boiler | E10 | RVT - Cost of Operation | 0 | 0 | 0 | 0 | 0 | 0 | 0 | 0 | 0 | 0 | 0 | 0 | 0 | 0 | 0 | 0 | 0 | 0 | 0 | 0 | 0 | 0 | 0 | 0 | 0 | 0 | 0 | 0 | 0 | 0 | 0 | 0 | 0
F3_Commercial_Hospital_Existing_Space Heating_Natural Gas_Boiler_E1 | F3 | Commercial | Hospital | Existing | Space Heating | Natural Gas | Boiler | E1 | System - kBTUs of Consumption | 0.12531 | 0.12531 | 0.12531 | 0.12531 | 0.12531 | 0 | 0 | 0 | 0 | 0 | 0 | 0 | 0 | 0 | 0 | 0 | 0 | 0 | 0 | 0 | 0 | 0 | 0 | 0 | 0 | 0 | 0 | 0 | 0 | 0 | 0 | 0 | 0
F3_Commercial_Hospital_Existing_Space Heating_Natural Gas_Boiler_E2 | F3 | Commercial | Hospital | Existing | Space Heating | Natural Gas | Boiler | E2 | System - kBTUs of Consumption | 0.12953 | 0.12953 | 0.12953 | 0.12953 | 0.12953 | 0 | 0 | 0 | 0 | 0 | 0 | 0 | 0 | 0 | 0 | 0 | 0 | 0 | 0 | 0 | 0 | 0 | 0 | 0 | 0 | 0 | 0 | 0 | 0 | 0 | 0 | 0 | 0
F3_Commercial_Hospital_Existing_Space Heating_Natural Gas_Boiler_E3 | F3 | Commercial | Hospital | Existing | Space Heating | Natural Gas | Boiler | E3 | System - kBTUs of Consumption | 0.20361 | 0.20361 | 0.20361 | 0.20361 | 0.20361 | 0.20361 | 0.20361 | 0.20361 | 0.20361 | 0.20361 | 0.20361 | 0.20361 | 0.20361 | 0.20361 | 0.20361 | 0.20361 | 0.20361 | 0.20361 | 0.20361 | 0.20361 | 0.20361 | 0.20361 | 0.20361 | 0.20361 | 0.20361 | 0.20361 | 0.20361 | 0.20361 | 0.20361 | 0.20361 | 0.20361 | 0.20361 | 0.20361
F3_Commercial_Hospital_Existing_Space Heating_Natural Gas_Boiler_E4 | F3 | Commercial | Hospital | Existing | Space Heating | Natural Gas | Boiler | E4 | System - kBTUs of Consumption | 0.22268 | 0.22268 | 0.22268 | 0.22268 | 0.22268 | 0.22268 | 0.22268 | 0.22268 | 0.22268 | 0.22268 | 0.22268 | 0.22268 | 0.22268 | 0.22268 | 0.22268 | 0.22268 | 0.22268 | 0.22268 | 0.22268 | 0.22268 | 0.22268 | 0.22268 | 0.22268 | 0.22268 | 0.22268 | 0.22268 | 0.22268 | 0.22268 | 0.22268 | 0.22268 | 0.22268 | 0.22268 | 0.22268
F3_Commercial_Hospital_Existing_Space Heating_Natural Gas_Boiler_E5 | F3 | Commercial | Hospital | Existing | Space Heating | Natural Gas | Boiler | E5 | System - kBTUs of Consumption | 0.75334 | 0.75334 | 0.75334 | 0.75334 | 0.75334 | 0.75334 | 0.75334 | 0.75334 | 0.75334 | 0.75334 | 0.75334 | 0.75334 | 0.75334 | 0.75334 | 0.75334 | 0.75334 | 0.75334 | 0.75334 | 0.75334 | 0.75334 | 0.75334 | 0.75334 | 0.75334 | 0.75334 | 0.75334 | 0.75334 | 0.75334 | 0.75334 | 0.75334 | 0.75334 | 0.75334 | 0.75334 | 0.75334
F3_Commercial_Hospital_Existing_Space Heating_Natural Gas_Boiler_E6 | F3 | Commercial | Hospital | Existing | Space Heating | Natural Gas | Boiler | E6 | System - kBTUs of Consumption | 0 | 0 | 0 | 0 | 0 | 0 | 0 | 0 | 0 | 0 | 0 | 0 | 0 | 0 | 0 | 0 | 0 | 0 | 0 | 0 | 0 | 0 | 0 | 0 | 0 | 0 | 0 | 0 | 0 | 0 | 0 | 0 | 0
F3_Commercial_Hospital_Existing_Space Heating_Natural Gas_Boiler_E7 | F3 | Commercial | Hospital | Existing | Space Heating | Natural Gas | Boiler | E7 | System - kBTUs of Consumption | 0 | 0 | 0 | 0 | 0 | 0 | 0 | 0 | 0 | 0 | 0 | 0 | 0 | 0 | 0 | 0 | 0 | 0 | 0 | 0 | 0 | 0 | 0 | 0 | 0 | 0 | 0 | 0 | 0 | 0 | 0 | 0 | 0
F3_Commercial_Hospital_Existing_Space Heating_Natural Gas_Boiler_E8 | F3 | Commercial | Hospital | Existing | Space Heating | Natural Gas | Boiler | E8 | System - kBTUs of Consumption | 0 | 0 | 0 | 0 | 0 | 0 | 0 | 0 | 0 | 0 | 0 | 0 | 0 | 0 | 0 | 0 | 0 | 0 | 0 | 0 | 0 | 0 | 0 | 0 | 0 | 0 | 0 | 0 | 0 | 0 | 0 | 0 | 0
F3_Commercial_Hospital_Existing_Space Heating_Natural Gas_Boiler_E9 | F3 | Commercial | Hospital | Existing | Space Heating | Natural Gas | Boiler | E9 | System - kBTUs of Consumption | 0 | 0 | 0 | 0 | 0 | 0 | 0 | 0 | 0 | 0 | 0 | 0 | 0 | 0 | 0 | 0 | 0 | 0 | 0 | 0 | 0 | 0 | 0 | 0 | 0 | 0 | 0 | 0 | 0 | 0 | 0 | 0 | 0
F3_Commercial_Hospital_Existing_Space Heating_Natural Gas_Boiler_E10 | F3 | Commercial | Hospital | Existing | Space Heating | Natural Gas | Boiler | E10 | System - kBTUs of Consumption | 0 | 0 | 0 | 0 | 0 | 0 | 0 | 0 | 0 | 0 | 0 | 0 | 0 | 0 | 0 | 0 | 0 | 0 | 0 | 0 | 0 | 0 | 0 | 0 | 0 | 0 | 0 | 0 | 0 | 0 | 0 | 0 | 0
F4_Commercial_Hospital_Existing_Space Heating_Natural Gas_Boiler_E1 | F4 | Commercial | Hospital | Existing | Space Heating | Natural Gas | Boiler | E1 | Utility - Cost of Equipment | 1.1072 | 1.1069 | 1.1089 | 1.104 | 1.1006 | 0 | 0 | 0 | 0 | 0 | 0 | 0 | 0 | 0 | 0 | 0 | 0 | 0 | 0 | 0 | 0 | 0 | 0 | 0 | 0 | 0 | 0 | 0 | 0 | 0 | 0 | 0 | 0
F4_Commercial_Hospital_Existing_Space Heating_Natural Gas_Boiler_E2 | F4 | Commercial | Hospital | Existing | Space Heating | Natural Gas | Boiler | E2 | Utility - Cost of Equipment | 1.0545 | 1.0542 | 1.0561 | 1.0514 | 1.0482 | 0 | 0 | 0 | 0 | 0 | 0 | 0 | 0 | 0 | 0 | 0 | 0 | 0 | 0 | 0 | 0 | 0 | 0 | 0 | 0 | 0 | 0 | 0 | 0 | 0 | 0 | 0 | 0
F4_Commercial_Hospital_Existing_Space Heating_Natural Gas_Boiler_E3 | F4 | Commercial | Hospital | Existing | Space Heating | Natural Gas | Boiler | E3 | Utility - Cost of Equipment | 0.94229 | 0.94201 | 0.94371 | 0.93955 | 0.93672 | 0.93587 | 0.93682 | 0.93734 | 0.93843 | 0.93933 | 0.94011 | 0.9407 | 0.94145 | 0.94228 | 0.9429 | 0.94355 | 0.94419 | 0.94501 | 0.94579 | 0.94679 | 0.94765 | 0.94858 | 0.94934 | 0.95025 | 0.95095 | 0.95159 | 0.9522 | 0.95286 | 0.95329 | 0.95377 | 0.95404 | 0.9544 | 0.9544
F4_Commercial_Hospital_Existing_Space Heating_Natural Gas_Boiler_E4 | F4 | Commercial | Hospital | Existing | Space Heating | Natural Gas | Boiler | E4 | Utility - Cost of Equipment | 0.90383 | 0.90356 | 0.90519 | 0.9012 | 0.89848 | 0.89767 | 0.89858 | 0.89908 | 0.90013 | 0.90099 | 0.90174 | 0.90231 | 0.90302 | 0.90382 | 0.90442 | 0.90504 | 0.90565 | 0.90644 | 0.90719 | 0.90814 | 0.90897 | 0.90986 | 0.91059 | 0.91146 | 0.91213 | 0.91275 | 0.91333 | 0.91397 | 0.91438 | 0.91484 | 0.9151 | 0.91544 | 0.91544
F4_Commercial_Hospital_Existing_Space Heating_Natural Gas_Boiler_E5 | F4 | Commercial | Hospital | Existing | Space Heating | Natural Gas | Boiler | E5 | Utility - Cost of Equipment | 0.68135 | 0.68115 | 0.68238 | 0.67937 | 0.67732 | 0.6767 | 0.67739 | 0.67777 | 0.67856 | 0.67921 | 0.67977 | 0.6802 | 0.68074 | 0.68134 | 0.68179 | 0.68226 | 0.68272 | 0.68332 | 0.68388 | 0.6846 | 0.68522 | 0.68589 | 0.68645 | 0.6871 | 0.68761 | 0.68807 | 0.68851 | 0.68899 | 0.6893 | 0.68965 | 0.68984 | 0.6901 | 0.6901
F4_Commercial_Hospital_Existing_Space Heating_Natural Gas_Boiler_E6 | F4 | Commercial | Hospital | Existing | Space Heating | Natural Gas | Boiler | E6 | Utility - Cost of Equipment | 0 | 0 | 0 | 0 | 0 | 0 | 0 | 0 | 0 | 0 | 0 | 0 | 0 | 0 | 0 | 0 | 0 | 0 | 0 | 0 | 0 | 0 | 0 | 0 | 0 | 0 | 0 | 0 | 0 | 0 | 0 | 0 | 0
F4_Commercial_Hospital_Existing_Space Heating_Natural Gas_Boiler_E7 | F4 | Commercial | Hospital | Existing | Space Heating | Natural Gas | Boiler | E7 | Utility - Cost of Equipment | 0 | 0 | 0 | 0 | 0 | 0 | 0 | 0 | 0 | 0 | 0 | 0 | 0 | 0 | 0 | 0 | 0 | 0 | 0 | 0 | 0 | 0 | 0 | 0 | 0 | 0 | 0 | 0 | 0 | 0 | 0 | 0 | 0
F4_Commercial_Hospital_Existing_Space Heating_Natural Gas_Boiler_E8 | F4 | Commercial | Hospital | Existing | Space Heating | Natural Gas | Boiler | E8 | Utility - Cost of Equipment | 0 | 0 | 0 | 0 | 0 | 0 | 0 | 0 | 0 | 0 | 0 | 0 | 0 | 0 | 0 | 0 | 0 | 0 | 0 | 0 | 0 | 0 | 0 | 0 | 0 | 0 | 0 | 0 | 0 | 0 | 0 | 0 | 0
F4_Commercial_Hospital_Existing_Space Heating_Natural Gas_Boiler_E9 | F4 | Commercial | Hospital | Existing | Space Heating | Natural Gas | Boiler | E9 | Utility - Cost of Equipment | 0 | 0 | 0 | 0 | 0 | 0 | 0 | 0 | 0 | 0 | 0 | 0 | 0 | 0 | 0 | 0 | 0 | 0 | 0 | 0 | 0 | 0 | 0 | 0 | 0 | 0 | 0 | 0 | 0 | 0 | 0 | 0 | 0
F4_Commercial_Hospital_Existing_Space Heating_Natural Gas_Boiler_E10 | F4 | Commercial | Hospital | Existing | Space Heating | Natural Gas | Boiler | E10 | Utility - Cost of Equipment | 0 | 0 | 0 | 0 | 0 | 0 | 0 | 0 | 0 | 0 | 0 | 0 | 0 | 0 | 0 | 0 | 0 | 0 | 0 | 0 | 0 | 0 | 0 | 0 | 0 | 0 | 0 | 0 | 0 | 0 | 0 | 0 | 0
F5_Commercial_Hospital_Existing_Space Heating_Natural Gas_Boiler_E1 | F5 | Commercial | Hospital | Existing | Space Heating | Natural Gas | Boiler | E1 | Utility - Cost of Operation | 0.12531 | 0.12531 | 0.12531 | 0.12531 | 0.12531 | 0 | 0 | 0 | 0 | 0 | 0 | 0 | 0 | 0 | 0 | 0 | 0 | 0 | 0 | 0 | 0 | 0 | 0 | 0 | 0 | 0 | 0 | 0 | 0 | 0 | 0 | 0 | 0
F5_Commercial_Hospital_Existing_Space Heating_Natural Gas_Boiler_E2 | F5 | Commercial | Hospital | Existing | Space Heating | Natural Gas | Boiler | E2 | Utility - Cost of Operation | 0.12953 | 0.12953 | 0.12953 | 0.12953 | 0.12953 | 0 | 0 | 0 | 0 | 0 | 0 | 0 | 0 | 0 | 0 | 0 | 0 | 0 | 0 | 0 | 0 | 0 | 0 | 0 | 0 | 0 | 0 | 0 | 0 | 0 | 0 | 0 | 0
F5_Commercial_Hospital_Existing_Space Heating_Natural Gas_Boiler_E3 | F5 | Commercial | Hospital | Existing | Space Heating | Natural Gas | Boiler | E3 | Utility - Cost of Operation | 0.20361 | 0.20361 | 0.20361 | 0.20361 | 0.20361 | 0.20361 | 0.20361 | 0.20361 | 0.20361 | 0.20361 | 0.20361 | 0.20361 | 0.20361 | 0.20361 | 0.20361 | 0.20361 | 0.20361 | 0.20361 | 0.20361 | 0.20361 | 0.20361 | 0.20361 | 0.20361 | 0.20361 | 0.20361 | 0.20361 | 0.20361 | 0.20361 | 0.20361 | 0.20361 | 0.20361 | 0.20361 | 0.20361
F5_Commercial_Hospital_Existing_Space Heating_Natural Gas_Boiler_E4 | F5 | Commercial | Hospital | Existing | Space Heating | Natural Gas | Boiler | E4 | Utility - Cost of Operation | 0.22268 | 0.22268 | 0.22268 | 0.22268 | 0.22268 | 0.22268 | 0.22268 | 0.22268 | 0.22268 | 0.22268 | 0.22268 | 0.22268 | 0.22268 | 0.22268 | 0.22268 | 0.22268 | 0.22268 | 0.22268 | 0.22268 | 0.22268 | 0.22268 | 0.22268 | 0.22268 | 0.22268 | 0.22268 | 0.22268 | 0.22268 | 0.22268 | 0.22268 | 0.22268 | 0.22268 | 0.22268 | 0.22268
F5_Commercial_Hospital_Existing_Space Heating_Natural Gas_Boiler_E5 | F5 | Commercial | Hospital | Existing | Space Heating | Natural Gas | Boiler | E5 | Utility - Cost of Operation | 0.75334 | 0.75334 | 0.75334 | 0.75334 | 0.75334 | 0.75334 | 0.75334 | 0.75334 | 0.75334 | 0.75334 | 0.75334 | 0.75334 | 0.75334 | 0.75334 | 0.75334 | 0.75334 | 0.75334 | 0.75334 | 0.75334 | 0.75334 | 0.75334 | 0.75334 | 0.75334 | 0.75334 | 0.75334 | 0.75334 | 0.75334 | 0.75334 | 0.75334 | 0.75334 | 0.75334 | 0.75334 | 0.75334
F5_Commercial_Hospital_Existing_Space Heating_Natural Gas_Boiler_E6 | F5 | Commercial | Hospital | Existing | Space Heating | Natural Gas | Boiler | E6 | Utility - Cost of Operation | 0 | 0 | 0 | 0 | 0 | 0 | 0 | 0 | 0 | 0 | 0 | 0 | 0 | 0 | 0 | 0 | 0 | 0 | 0 | 0 | 0 | 0 | 0 | 0 | 0 | 0 | 0 | 0 | 0 | 0 | 0 | 0 | 0
F5_Commercial_Hospital_Existing_Space Heating_Natural Gas_Boiler_E7 | F5 | Commercial | Hospital | Existing | Space Heating | Natural Gas | Boiler | E7 | Utility - Cost of Operation | 0 | 0 | 0 | 0 | 0 | 0 | 0 | 0 | 0 | 0 | 0 | 0 | 0 | 0 | 0 | 0 | 0 | 0 | 0 | 0 | 0 | 0 | 0 | 0 | 0 | 0 | 0 | 0 | 0 | 0 | 0 | 0 | 0
F5_Commercial_Hospital_Existing_Space Heating_Natural Gas_Boiler_E8 | F5 | Commercial | Hospital | Existing | Space Heating | Natural Gas | Boiler | E8 | Utility - Cost of Operation | 0 | 0 | 0 | 0 | 0 | 0 | 0 | 0 | 0 | 0 | 0 | 0 | 0 | 0 | 0 | 0 | 0 | 0 | 0 | 0 | 0 | 0 | 0 | 0 | 0 | 0 | 0 | 0 | 0 | 0 | 0 | 0 | 0
F5_Commercial_Hospital_Existing_Space Heating_Natural Gas_Boiler_E9 | F5 | Commercial | Hospital | Existing | Space Heating | Natural Gas | Boiler | E9 | Utility - Cost of Operation | 0 | 0 | 0 | 0 | 0 | 0 | 0 | 0 | 0 | 0 | 0 | 0 | 0 | 0 | 0 | 0 | 0 | 0 | 0 | 0 | 0 | 0 | 0 | 0 | 0 | 0 | 0 | 0 | 0 | 0 | 0 | 0 | 0
F5_Commercial_Hospital_Existing_Space Heating_Natural Gas_Boiler_E10 | F5 | Commercial | Hospital | Existing | Space Heating | Natural Gas | Boiler | E10 | Utility - Cost of Operation | 0 | 0 | 0 | 0 | 0 | 0 | 0 | 0 | 0 | 0 | 0 | 0 | 0 | 0 | 0 | 0 | 0 | 0 | 0 | 0 | 0 | 0 | 0 | 0 | 0 | 0 | 0 | 0 | 0 | 0 | 0 | 0 | 0
F6_Commercial_Hospital_Existing_Space Heating_Natural Gas_Boiler_E1 | F6 | Commercial | Hospital | Existing | Space Heating | Natural Gas | Boiler | E1 | Utility - Value of Sales | 0.41909 | 0.41777 | 0.41694 | 0.41425 | 0.41193 | 0 | 0 | 0 | 0 | 0 | 0 | 0 | 0 | 0 | 0 | 0 | 0 | 0 | 0 | 0 | 0 | 0 | 0 | 0 | 0 | 0 | 0 | 0 | 0 | 0 | 0 | 0 | 0
F6_Commercial_Hospital_Existing_Space Heating_Natural Gas_Boiler_E2 | F6 | Commercial | Hospital | Existing | Space Heating | Natural Gas | Boiler | E2 | Utility - Value of Sales | 0.39914 | 0.39788 | 0.39708 | 0.39453 | 0.39231 | 0 | 0 | 0 | 0 | 0 | 0 | 0 | 0 | 0 | 0 | 0 | 0 | 0 | 0 | 0 | 0 | 0 | 0 | 0 | 0 | 0 | 0 | 0 | 0 | 0 | 0 | 0 | 0
F6_Commercial_Hospital_Existing_Space Heating_Natural Gas_Boiler_E3 | F6 | Commercial | Hospital | Existing | Space Heating | Natural Gas | Boiler | E3 | Utility - Value of Sales | 0.35667 | 0.35555 | 0.35484 | 0.35256 | 0.35058 | 0.34862 | 0.3467 | 0.34481 | 0.34297 | 0.34117 | 0.33943 | 0.33776 | 0.33615 | 0.33462 | 0.33316 | 0.33179 | 0.3305 | 0.32929 | 0.32816 | 0.32711 | 0.32615 | 0.32526 | 0.32445 | 0.32373 | 0.32308 | 0.32252 | 0.32203 | 0.32163 | 0.3213 | 0.32106 | 0.3209 | 0.32082 | 0.32082
F6_Commercial_Hospital_Existing_Space Heating_Natural Gas_Boiler_E4 | F6 | Commercial | Hospital | Existing | Space Heating | Natural Gas | Boiler | E4 | Utility - Value of Sales | 0.34212 | 0.34104 | 0.34036 | 0.33817 | 0.33627 | 0.33439 | 0.33255 | 0.33074 | 0.32897 | 0.32725 | 0.32558 | 0.32397 | 0.32243 | 0.32096 | 0.31957 | 0.31825 | 0.31701 | 0.31585 | 0.31477 | 0.31376 | 0.31283 | 0.31198 | 0.31121 | 0.31051 | 0.30989 | 0.30935 | 0.30889 | 0.3085 | 0.30819 | 0.30796 | 0.3078 | 0.30773 | 0.30773
F6_Commercial_Hospital_Existing_Space Heating_Natural Gas_Boiler_E5 | F6 | Commercial | Hospital | Existing | Space Heating | Natural Gas | Boiler | E5 | Utility - Value of Sales | 0.2579 | 0.25709 | 0.25658 | 0.25493 | 0.25349 | 0.25208 | 0.25069 | 0.24932 | 0.24799 | 0.24669 | 0.24544 | 0.24422 | 0.24306 | 0.24195 | 0.2409 | 0.23991 | 0.23898 | 0.2381 | 0.23729 | 0.23653 | 0.23583 | 0.23519 | 0.2346 | 0.23408 | 0.23361 | 0.2332 | 0.23285 | 0.23256 | 0.23233 | 0.23215 | 0.23204 | 0.23198 | 0.23198
F6_Commercial_Hospital_Existing_Space Heating_Natural Gas_Boiler_E6 | F6 | Commercial | Hospital | Existing | Space Heating | Natural Gas | Boiler | E6 | Utility - Value of Sales | 0 | 0 | 0 | 0 | 0 | 0 | 0 | 0 | 0 | 0 | 0 | 0 | 0 | 0 | 0 | 0 | 0 | 0 | 0 | 0 | 0 | 0 | 0 | 0 | 0 | 0 | 0 | 0 | 0 | 0 | 0 | 0 | 0
F6_Commercial_Hospital_Existing_Space Heating_Natural Gas_Boiler_E7 | F6 | Commercial | Hospital | Existing | Space Heating | Natural Gas | Boiler | E7 | Utility - Value of Sales | 0 | 0 | 0 | 0 | 0 | 0 | 0 | 0 | 0 | 0 | 0 | 0 | 0 | 0 | 0 | 0 | 0 | 0 | 0 | 0 | 0 | 0 | 0 | 0 | 0 | 0 | 0 | 0 | 0 | 0 | 0 | 0 | 0
F6_Commercial_Hospital_Existing_Space Heating_Natural Gas_Boiler_E8 | F6 | Commercial | Hospital | Existing | Space Heating | Natural Gas | Boiler | E8 | Utility - Value of Sales | 0 | 0 | 0 | 0 | 0 | 0 | 0 | 0 | 0 | 0 | 0 | 0 | 0 | 0 | 0 | 0 | 0 | 0 | 0 | 0 | 0 | 0 | 0 | 0 | 0 | 0 | 0 | 0 | 0 | 0 | 0 | 0 | 0
F6_Commercial_Hospital_Existing_Space Heating_Natural Gas_Boiler_E9 | F6 | Commercial | Hospital | Existing | Space Heating | Natural Gas | Boiler | E9 | Utility - Value of Sales | 0 | 0 | 0 | 0 | 0 | 0 | 0 | 0 | 0 | 0 | 0 | 0 | 0 | 0 | 0 | 0 | 0 | 0 | 0 | 0 | 0 | 0 | 0 | 0 | 0 | 0 | 0 | 0 | 0 | 0 | 0 | 0 | 0
F6_Commercial_Hospital_Existing_Space Heating_Natural Gas_Boiler_E10 | F6 | Commercial | Hospital | Existing | Space Heating | Natural Gas | Boiler | E10 | Utility - Value of Sales | 0 | 0 | 0 | 0 | 0 | 0 | 0 | 0 | 0 | 0 | 0 | 0 | 0 | 0 | 0 | 0 | 0 | 0 | 0 | 0 | 0 | 0 | 0 | 0 | 0 | 0 | 0 | 0 | 0 | 0 | 0 | 0 | 0
F1_Commercial_Hospital_Existing_Space Heating_Natural Gas_Unit Heater_E1 | F1 | Commercial | Hospital | Existing | Space Heating | Natural Gas | Unit Heater | E1 | RVT - Cost of Equipment | 0.16199 | 0.16185 | 0.16228 | 0.16098 | 0.16005 | 0 | 0 | 0 | 0 | 0 | 0 | 0 | 0 | 0 | 0 | 0 | 0 | 0 | 0 | 0 | 0 | 0 | 0 | 0 | 0 | 0 | 0 | 0 | 0 | 0 | 0 | 0 | 0
F1_Commercial_Hospital_Existing_Space Heating_Natural Gas_Unit Heater_E2 | F1 | Commercial | Hospital | Existing | Space Heating | Natural Gas | Unit Heater | E2 | RVT - Cost of Equipment | 0.14577 | 0.14565 | 0.14603 | 0.14486 | 0.14403 | 0.14371 | 0.14385 | 0.14387 | 0.14403 | 0.14413 | 0.1442 | 0.14423 | 0.14429 | 0.14439 | 0.14444 | 0.14452 | 0.1446 | 0.14474 | 0.14489 | 0.14511 | 0.14531 | 0.14553 | 0.14573 | 0.14597 | 0.14615 | 0.14632 | 0.14648 | 0.14665 | 0.14677 | 0.14689 | 0.14697 | 0.14706 | 0.14706
F1_Commercial_Hospital_Existing_Space Heating_Natural Gas_Unit Heater_E3 | F1 | Commercial | Hospital | Existing | Space Heating | Natural Gas | Unit Heater | E3 | RVT - Cost of Equipment | 0.1259 | 0.12579 | 0.12612 | 0.12511 | 0.12439 | 0.12411 | 0.12424 | 0.12426 | 0.12439 | 0.12448 | 0.12454 | 0.12456 | 0.12462 | 0.1247 | 0.12475 | 0.12481 | 0.12488 | 0.125 | 0.12513 | 0.12532 | 0.12549 | 0.12569 | 0.12586 | 0.12606 | 0.12622 | 0.12637 | 0.12651 | 0.12666 | 0.12676 | 0.12686 | 0.12693 | 0.12701 | 0.12701
F1_Commercial_Hospital_Existing_Space Heating_Natural Gas_Unit Heater_E4 | F1 | Commercial | Hospital | Existing | Space Heating | Natural Gas | Unit Heater | E4 | RVT - Cost of Equipment | 0 | 0 | 0 | 0 | 0 | 0 | 0 | 0 | 0 | 0 | 0 | 0 | 0 | 0 | 0 | 0 | 0 | 0 | 0 | 0 | 0 | 0 | 0 | 0 | 0 | 0 | 0 | 0 | 0 | 0 | 0 | 0 | 0
F1_Commercial_Hospital_Existing_Space Heating_Natural Gas_Unit Heater_E5 | F1 | Commercial | Hospital | Existing | Space Heating | Natural Gas | Unit Heater | E5 | RVT - Cost of Equipment | 0 | 0 | 0 | 0 | 0 | 0 | 0 | 0 | 0 | 0 | 0 | 0 | 0 | 0 | 0 | 0 | 0 | 0 | 0 | 0 | 0 | 0 | 0 | 0 | 0 | 0 | 0 | 0 | 0 | 0 | 0 | 0 | 0
F1_Commercial_Hospital_Existing_Space Heating_Natural Gas_Unit Heater_E6 | F1 | Commercial | Hospital | Existing | Space Heating | Natural Gas | Unit Heater | E6 | RVT - Cost of Equipment | 0 | 0 | 0 | 0 | 0 | 0 | 0 | 0 | 0 | 0 | 0 | 0 | 0 | 0 | 0 | 0 | 0 | 0 | 0 | 0 | 0 | 0 | 0 | 0 | 0 | 0 | 0 | 0 | 0 | 0 | 0 | 0 | 0
F1_Commercial_Hospital_Existing_Space Heating_Natural Gas_Unit Heater_E7 | F1 | Commercial | Hospital | Existing | Space Heating | Natural Gas | Unit Heater | E7 | RVT - Cost of Equipment | 0 | 0 | 0 | 0 | 0 | 0 | 0 | 0 | 0 | 0 | 0 | 0 | 0 | 0 | 0 | 0 | 0 | 0 | 0 | 0 | 0 | 0 | 0 | 0 | 0 | 0 | 0 | 0 | 0 | 0 | 0 | 0 | 0
F1_Commercial_Hospital_Existing_Space Heating_Natural Gas_Unit Heater_E8 | F1 | Commercial | Hospital | Existing | Space Heating | Natural Gas | Unit Heater | E8 | RVT - Cost of Equipment | 0 | 0 | 0 | 0 | 0 | 0 | 0 | 0 | 0 | 0 | 0 | 0 | 0 | 0 | 0 | 0 | 0 | 0 | 0 | 0 | 0 | 0 | 0 | 0 | 0 | 0 | 0 | 0 | 0 | 0 | 0 | 0 | 0
F1_Commercial_Hospital_Existing_Space Heating_Natural Gas_Unit Heater_E9 | F1 | Commercial | Hospital | Existing | Space Heating | Natural Gas | Unit Heater | E9 | RVT - Cost of Equipment | 0 | 0 | 0 | 0 | 0 | 0 | 0 | 0 | 0 | 0 | 0 | 0 | 0 | 0 | 0 | 0 | 0 | 0 | 0 | 0 | 0 | 0 | 0 | 0 | 0 | 0 | 0 | 0 | 0 | 0 | 0 | 0 | 0
F1_Commercial_Hospital_Existing_Space Heating_Natural Gas_Unit Heater_E10 | F1 | Commercial | Hospital | Existing | Space Heating | Natural Gas | Unit Heater | E10 | RVT - Cost of Equipment | 0 | 0 | 0 | 0 | 0 | 0 | 0 | 0 | 0 | 0 | 0 | 0 | 0 | 0 | 0 | 0 | 0 | 0 | 0 | 0 | 0 | 0 | 0 | 0 | 0 | 0 | 0 | 0 | 0 | 0 | 0 | 0 | 0
F2_Commercial_Hospital_Existing_Space Heating_Natural Gas_Unit Heater_E1 | F2 | Commercial | Hospital | Existing | Space Heating | Natural Gas | Unit Heater | E1 | RVT - Cost of Operation | 0.19408 | 0.19391 | 0.19442 | 0.19286 | 0.19175 | 0 | 0 | 0 | 0 | 0 | 0 | 0 | 0 | 0 | 0 | 0 | 0 | 0 | 0 | 0 | 0 | 0 | 0 | 0 | 0 | 0 | 0 | 0 | 0 | 0 | 0 | 0 | 0
F2_Commercial_Hospital_Existing_Space Heating_Natural Gas_Unit Heater_E2 | F2 | Commercial | Hospital | Existing | Space Heating | Natural Gas | Unit Heater | E2 | RVT - Cost of Operation | 0.17465 | 0.17449 | 0.17496 | 0.17355 | 0.17256 | 0.17217 | 0.17235 | 0.17237 | 0.17256 | 0.17268 | 0.17276 | 0.17279 | 0.17287 | 0.17299 | 0.17305 | 0.17314 | 0.17324 | 0.17341 | 0.17359 | 0.17385 | 0.17409 | 0.17436 | 0.17459 | 0.17488 | 0.1751 | 0.1753 | 0.17549 | 0.1757 | 0.17584 | 0.17599 | 0.17608 | 0.17619 | 0.17619
F2_Commercial_Hospital_Existing_Space Heating_Natural Gas_Unit Heater_E3 | F2 | Commercial | Hospital | Existing | Space Heating | Natural Gas | Unit Heater | E3 | RVT - Cost of Operation | 0.15083 | 0.1507 | 0.1511 | 0.14989 | 0.14903 | 0.1487 | 0.14885 | 0.14887 | 0.14903 | 0.14914 | 0.14921 | 0.14923 | 0.1493 | 0.1494 | 0.14946 | 0.14953 | 0.14961 | 0.14976 | 0.14992 | 0.15015 | 0.15035 | 0.15059 | 0.15078 | 0.15103 | 0.15122 | 0.1514 | 0.15156 | 0.15174 | 0.15186 | 0.15199 | 0.15207 | 0.15216 | 0.15216
F2_Commercial_Hospital_Existing_Space Heating_Natural Gas_Unit Heater_E4 | F2 | Commercial | Hospital | Existing | Space Heating | Natural Gas | Unit Heater | E4 | RVT - Cost of Operation | 0 | 0 | 0 | 0 | 0 | 0 | 0 | 0 | 0 | 0 | 0 | 0 | 0 | 0 | 0 | 0 | 0 | 0 | 0 | 0 | 0 | 0 | 0 | 0 | 0 | 0 | 0 | 0 | 0 | 0 | 0 | 0 | 0
F2_Commercial_Hospital_Existing_Space Heating_Natural Gas_Unit Heater_E5 | F2 | Commercial | Hospital | Existing | Space Heating | Natural Gas | Unit Heater | E5 | RVT - Cost of Operation | 0 | 0 | 0 | 0 | 0 | 0 | 0 | 0 | 0 | 0 | 0 | 0 | 0 | 0 | 0 | 0 | 0 | 0 | 0 | 0 | 0 | 0 | 0 | 0 | 0 | 0 | 0 | 0 | 0 | 0 | 0 | 0 | 0
F2_Commercial_Hospital_Existing_Space Heating_Natural Gas_Unit Heater_E6 | F2 | Commercial | Hospital | Existing | Space Heating | Natural Gas | Unit Heater | E6 | RVT - Cost of Operation | 0 | 0 | 0 | 0 | 0 | 0 | 0 | 0 | 0 | 0 | 0 | 0 | 0 | 0 | 0 | 0 | 0 | 0 | 0 | 0 | 0 | 0 | 0 | 0 | 0 | 0 | 0 | 0 | 0 | 0 | 0 | 0 | 0
F2_Commercial_Hospital_Existing_Space Heating_Natural Gas_Unit Heater_E7 | F2 | Commercial | Hospital | Existing | Space Heating | Natural Gas | Unit Heater | E7 | RVT - Cost of Operation | 0 | 0 | 0 | 0 | 0 | 0 | 0 | 0 | 0 | 0 | 0 | 0 | 0 | 0 | 0 | 0 | 0 | 0 | 0 | 0 | 0 | 0 | 0 | 0 | 0 | 0 | 0 | 0 | 0 | 0 | 0 | 0 | 0
F2_Commercial_Hospital_Existing_Space Heating_Natural Gas_Unit Heater_E8 | F2 | Commercial | Hospital | Existing | Space Heating | Natural Gas | Unit Heater | E8 | RVT - Cost of Operation | 0 | 0 | 0 | 0 | 0 | 0 | 0 | 0 | 0 | 0 | 0 | 0 | 0 | 0 | 0 | 0 | 0 | 0 | 0 | 0 | 0 | 0 | 0 | 0 | 0 | 0 | 0 | 0 | 0 | 0 | 0 | 0 | 0
F2_Commercial_Hospital_Existing_Space Heating_Natural Gas_Unit Heater_E9 | F2 | Commercial | Hospital | Existing | Space Heating | Natural Gas | Unit Heater | E9 | RVT - Cost of Operation | 0 | 0 | 0 | 0 | 0 | 0 | 0 | 0 | 0 | 0 | 0 | 0 | 0 | 0 | 0 | 0 | 0 | 0 | 0 | 0 | 0 | 0 | 0 | 0 | 0 | 0 | 0 | 0 | 0 | 0 | 0 | 0 | 0
F2_Commercial_Hospital_Existing_Space Heating_Natural Gas_Unit Heater_E10 | F2 | Commercial | Hospital | Existing | Space Heating | Natural Gas | Unit Heater | E10 | RVT - Cost of Operation | 0 | 0 | 0 | 0 | 0 | 0 | 0 | 0 | 0 | 0 | 0 | 0 | 0 | 0 | 0 | 0 | 0 | 0 | 0 | 0 | 0 | 0 | 0 | 0 | 0 | 0 | 0 | 0 | 0 | 0 | 0 | 0 | 0
F3_Commercial_Hospital_Existing_Space Heating_Natural Gas_Unit Heater_E1 | F3 | Commercial | Hospital | Existing | Space Heating | Natural Gas | Unit Heater | E1 | System - kBTUs of Consumption | 0.0063328 | 0.0063328 | 0.0063328 | 0.0063328 | 0.0063328 | 0 | 0 | 0 | 0 | 0 | 0 | 0 | 0 | 0 | 0 | 0 | 0 | 0 | 0 | 0 | 0 | 0 | 0 | 0 | 0 | 0 | 0 | 0 | 0 | 0 | 0 | 0 | 0
F3_Commercial_Hospital_Existing_Space Heating_Natural Gas_Unit Heater_E2 | F3 | Commercial | Hospital | Existing | Space Heating | Natural Gas | Unit Heater | E2 | System - kBTUs of Consumption | 0.020251 | 0.020251 | 0.020251 | 0.020251 | 0.020251 | 0.020251 | 0.020251 | 0.020251 | 0.020251 | 0.020251 | 0.020251 | 0.020251 | 0.020251 | 0.020251 | 0.020251 | 0.020251 | 0.020251 | 0.020251 | 0.020251 | 0.020251 | 0.020251 | 0.020251 | 0.020251 | 0.020251 | 0.020251 | 0.020251 | 0.020251 | 0.020251 | 0.020251 | 0.020251 | 0.020251 | 0.020251 | 0.020251
F3_Commercial_Hospital_Existing_Space Heating_Natural Gas_Unit Heater_E3 | F3 | Commercial | Hospital | Existing | Space Heating | Natural Gas | Unit Heater | E3 | System - kBTUs of Consumption | 0.0087478 | 0.0087478 | 0.0087478 | 0.0087478 | 0.0087478 | 0.0087478 | 0.0087478 | 0.0087478 | 0.0087478 | 0.0087478 | 0.0087478 | 0.0087478 | 0.0087478 | 0.0087478 | 0.0087478 | 0.0087478 | 0.0087478 | 0.0087478 | 0.0087478 | 0.0087478 | 0.0087478 | 0.0087478 | 0.0087478 | 0.0087478 | 0.0087478 | 0.0087478 | 0.0087478 | 0.0087478 | 0.0087478 | 0.0087478 | 0.0087478 | 0.0087478 | 0.0087478
F3_Commercial_Hospital_Existing_Space Heating_Natural Gas_Unit Heater_E4 | F3 | Commercial | Hospital | Existing | Space Heating | Natural Gas | Unit Heater | E4 | System - kBTUs of Consumption | 0 | 0 | 0 | 0 | 0 | 0 | 0 | 0 | 0 | 0 | 0 | 0 | 0 | 0 | 0 | 0 | 0 | 0 | 0 | 0 | 0 | 0 | 0 | 0 | 0 | 0 | 0 | 0 | 0 | 0 | 0 | 0 | 0
F3_Commercial_Hospital_Existing_Space Heating_Natural Gas_Unit Heater_E5 | F3 | Commercial | Hospital | Existing | Space Heating | Natural Gas | Unit Heater | E5 | System - kBTUs of Consumption | 0 | 0 | 0 | 0 | 0 | 0 | 0 | 0 | 0 | 0 | 0 | 0 | 0 | 0 | 0 | 0 | 0 | 0 | 0 | 0 | 0 | 0 | 0 | 0 | 0 | 0 | 0 | 0 | 0 | 0 | 0 | 0 | 0
F3_Commercial_Hospital_Existing_Space Heating_Natural Gas_Unit Heater_E6 | F3 | Commercial | Hospital | Existing | Space Heating | Natural Gas | Unit Heater | E6 | System - kBTUs of Consumption | 0 | 0 | 0 | 0 | 0 | 0 | 0 | 0 | 0 | 0 | 0 | 0 | 0 | 0 | 0 | 0 | 0 | 0 | 0 | 0 | 0 | 0 | 0 | 0 | 0 | 0 | 0 | 0 | 0 | 0 | 0 | 0 | 0
F3_Commercial_Hospital_Existing_Space Heating_Natural Gas_Unit Heater_E7 | F3 | Commercial | Hospital | Existing | Space Heating | Natural Gas | Unit Heater | E7 | System - kBTUs of Consumption | 0 | 0 | 0 | 0 | 0 | 0 | 0 | 0 | 0 | 0 | 0 | 0 | 0 | 0 | 0 | 0 | 0 | 0 | 0 | 0 | 0 | 0 | 0 | 0 | 0 | 0 | 0 | 0 | 0 | 0 | 0 | 0 | 0
F3_Commercial_Hospital_Existing_Space Heating_Natural Gas_Unit Heater_E8 | F3 | Commercial | Hospital | Existing | Space Heating | Natural Gas | Unit Heater | E8 | System - kBTUs of Consumption | 0 | 0 | 0 | 0 | 0 | 0 | 0 | 0 | 0 | 0 | 0 | 0 | 0 | 0 | 0 | 0 | 0 | 0 | 0 | 0 | 0 | 0 | 0 | 0 | 0 | 0 | 0 | 0 | 0 | 0 | 0 | 0 | 0
F3_Commercial_Hospital_Existing_Space Heating_Natural Gas_Unit Heater_E9 | F3 | Commercial | Hospital | Existing | Space Heating | Natural Gas | Unit Heater | E9 | System - kBTUs of Consumption | 0 | 0 | 0 | 0 | 0 | 0 | 0 | 0 | 0 | 0 | 0 | 0 | 0 | 0 | 0 | 0 | 0 | 0 | 0 | 0 | 0 | 0 | 0 | 0 | 0 | 0 | 0 | 0 | 0 | 0 | 0 | 0 | 0
F3_Commercial_Hospital_Existing_Space Heating_Natural Gas_Unit Heater_E10 | F3 | Commercial | Hospital | Existing | Space Heating | Natural Gas | Unit Heater | E10 | System - kBTUs of Consumption | 0 | 0 | 0 | 0 | 0 | 0 | 0 | 0 | 0 | 0 | 0 | 0 | 0 | 0 | 0 | 0 | 0 | 0 | 0 | 0 | 0 | 0 | 0 | 0 | 0 | 0 | 0 | 0 | 0 | 0 | 0 | 0 | 0
F4_Commercial_Hospital_Existing_Space Heating_Natural Gas_Unit Heater_E1 | F4 | Commercial | Hospital | Existing | Space Heating | Natural Gas | Unit Heater | E1 | Utility - Cost of Equipment | 0.19408 | 0.19391 | 0.19442 | 0.19286 | 0.19175 | 0 | 0 | 0 | 0 | 0 | 0 | 0 | 0 | 0 | 0 | 0 | 0 | 0 | 0 | 0 | 0 | 0 | 0 | 0 | 0 | 0 | 0 | 0 | 0 | 0 | 0 | 0 | 0
F4_Commercial_Hospital_Existing_Space Heating_Natural Gas_Unit Heater_E2 | F4 | Commercial | Hospital | Existing | Space Heating | Natural Gas | Unit Heater | E2 | Utility - Cost of Equipment | 0.17465 | 0.17449 | 0.17496 | 0.17355 | 0.17256 | 0.17217 | 0.17235 | 0.17237 | 0.17256 | 0.17268 | 0.17276 | 0.17279 | 0.17287 | 0.17299 | 0.17305 | 0.17314 | 0.17324 | 0.17341 | 0.17359 | 0.17385 | 0.17409 | 0.17436 | 0.17459 | 0.17488 | 0.1751 | 0.1753 | 0.17549 | 0.1757 | 0.17584 | 0.17599 | 0.17608 | 0.17619 | 0.17619
F4_Commercial_Hospital_Existing_Space Heating_Natural Gas_Unit Heater_E3 | F4 | Commercial | Hospital | Existing | Space Heating | Natural Gas | Unit Heater | E3 | Utility - Cost of Equipment | 0.15083 | 0.1507 | 0.1511 | 0.14989 | 0.14903 | 0.1487 | 0.14885 | 0.14887 | 0.14903 | 0.14914 | 0.14921 | 0.14923 | 0.1493 | 0.1494 | 0.14946 | 0.14953 | 0.14961 | 0.14976 | 0.14992 | 0.15015 | 0.15035 | 0.15059 | 0.15078 | 0.15103 | 0.15122 | 0.1514 | 0.15156 | 0.15174 | 0.15186 | 0.15199 | 0.15207 | 0.15216 | 0.15216
F4_Commercial_Hospital_Existing_Space Heating_Natural Gas_Unit Heater_E4 | F4 | Commercial | Hospital | Existing | Space Heating | Natural Gas | Unit Heater | E4 | Utility - Cost of Equipment | 0 | 0 | 0 | 0 | 0 | 0 | 0 | 0 | 0 | 0 | 0 | 0 | 0 | 0 | 0 | 0 | 0 | 0 | 0 | 0 | 0 | 0 | 0 | 0 | 0 | 0 | 0 | 0 | 0 | 0 | 0 | 0 | 0
F4_Commercial_Hospital_Existing_Space Heating_Natural Gas_Unit Heater_E5 | F4 | Commercial | Hospital | Existing | Space Heating | Natural Gas | Unit Heater | E5 | Utility - Cost of Equipment | 0 | 0 | 0 | 0 | 0 | 0 | 0 | 0 | 0 | 0 | 0 | 0 | 0 | 0 | 0 | 0 | 0 | 0 | 0 | 0 | 0 | 0 | 0 | 0 | 0 | 0 | 0 | 0 | 0 | 0 | 0 | 0 | 0
F4_Commercial_Hospital_Existing_Space Heating_Natural Gas_Unit Heater_E6 | F4 | Commercial | Hospital | Existing | Space Heating | Natural Gas | Unit Heater | E6 | Utility - Cost of Equipment | 0 | 0 | 0 | 0 | 0 | 0 | 0 | 0 | 0 | 0 | 0 | 0 | 0 | 0 | 0 | 0 | 0 | 0 | 0 | 0 | 0 | 0 | 0 | 0 | 0 | 0 | 0 | 0 | 0 | 0 | 0 | 0 | 0
F4_Commercial_Hospital_Existing_Space Heating_Natural Gas_Unit Heater_E7 | F4 | Commercial | Hospital | Existing | Space Heating | Natural Gas | Unit Heater | E7 | Utility - Cost of Equipment | 0 | 0 | 0 | 0 | 0 | 0 | 0 | 0 | 0 | 0 | 0 | 0 | 0 | 0 | 0 | 0 | 0 | 0 | 0 | 0 | 0 | 0 | 0 | 0 | 0 | 0 | 0 | 0 | 0 | 0 | 0 | 0 | 0
F4_Commercial_Hospital_Existing_Space Heating_Natural Gas_Unit Heater_E8 | F4 | Commercial | Hospital | Existing | Space Heating | Natural Gas | Unit Heater | E8 | Utility - Cost of Equipment | 0 | 0 | 0 | 0 | 0 | 0 | 0 | 0 | 0 | 0 | 0 | 0 | 0 | 0 | 0 | 0 | 0 | 0 | 0 | 0 | 0 | 0 | 0 | 0 | 0 | 0 | 0 | 0 | 0 | 0 | 0 | 0 | 0
F4_Commercial_Hospital_Existing_Space Heating_Natural Gas_Unit Heater_E9 | F4 | Commercial | Hospital | Existing | Space Heating | Natural Gas | Unit Heater | E9 | Utility - Cost of Equipment | 0 | 0 | 0 | 0 | 0 | 0 | 0 | 0 | 0 | 0 | 0 | 0 | 0 | 0 | 0 | 0 | 0 | 0 | 0 | 0 | 0 | 0 | 0 | 0 | 0 | 0 | 0 | 0 | 0 | 0 | 0 | 0 | 0
F4_Commercial_Hospital_Existing_Space Heating_Natural Gas_Unit Heater_E10 | F4 | Commercial | Hospital | Existing | Space Heating | Natural Gas | Unit Heater | E10 | Utility - Cost of Equipment | 0 | 0 | 0 | 0 | 0 | 0 | 0 | 0 | 0 | 0 | 0 | 0 | 0 | 0 | 0 | 0 | 0 | 0 | 0 | 0 | 0 | 0 | 0 | 0 | 0 | 0 | 0 | 0 | 0 | 0 | 0 | 0 | 0
F5_Commercial_Hospital_Existing_Space Heating_Natural Gas_Unit Heater_E1 | F5 | Commercial | Hospital | Existing | Space Heating | Natural Gas | Unit Heater | E1 | Utility - Cost of Operation | 0.0063328 | 0.0063328 | 0.0063328 | 0.0063328 | 0.0063328 | 0 | 0 | 0 | 0 | 0 | 0 | 0 | 0 | 0 | 0 | 0 | 0 | 0 | 0 | 0 | 0 | 0 | 0 | 0 | 0 | 0 | 0 | 0 | 0 | 0 | 0 | 0 | 0
F5_Commercial_Hospital_Existing_Space Heating_Natural Gas_Unit Heater_E2 | F5 | Commercial | Hospital | Existing | Space Heating | Natural Gas | Unit Heater | E2 | Utility - Cost of Operation | 0.020251 | 0.020251 | 0.020251 | 0.020251 | 0.020251 | 0.020251 | 0.020251 | 0.020251 | 0.020251 | 0.020251 | 0.020251 | 0.020251 | 0.020251 | 0.020251 | 0.020251 | 0.020251 | 0.020251 | 0.020251 | 0.020251 | 0.020251 | 0.020251 | 0.020251 | 0.020251 | 0.020251 | 0.020251 | 0.020251 | 0.020251 | 0.020251 | 0.020251 | 0.020251 | 0.020251 | 0.020251 | 0.020251
F5_Commercial_Hospital_Existing_Space Heating_Natural Gas_Unit Heater_E3 | F5 | Commercial | Hospital | Existing | Space Heating | Natural Gas | Unit Heater | E3 | Utility - Cost of Operation | 0.0087478 | 0.0087478 | 0.0087478 | 0.0087478 | 0.0087478 | 0.0087478 | 0.0087478 | 0.0087478 | 0.0087478 | 0.0087478 | 0.0087478 | 0.0087478 | 0.0087478 | 0.0087478 | 0.0087478 | 0.0087478 | 0.0087478 | 0.0087478 | 0.0087478 | 0.0087478 | 0.0087478 | 0.0087478 | 0.0087478 | 0.0087478 | 0.0087478 | 0.0087478 | 0.0087478 | 0.0087478 | 0.0087478 | 0.0087478 | 0.0087478 | 0.0087478 | 0.0087478
F5_Commercial_Hospital_Existing_Space Heating_Natural Gas_Unit Heater_E4 | F5 | Commercial | Hospital | Existing | Space Heating | Natural Gas | Unit Heater | E4 | Utility - Cost of Operation | 0 | 0 | 0 | 0 | 0 | 0 | 0 | 0 | 0 | 0 | 0 | 0 | 0 | 0 | 0 | 0 | 0 | 0 | 0 | 0 | 0 | 0 | 0 | 0 | 0 | 0 | 0 | 0 | 0 | 0 | 0 | 0 | 0
F5_Commercial_Hospital_Existing_Space Heating_Natural Gas_Unit Heater_E5 | F5 | Commercial | Hospital | Existing | Space Heating | Natural Gas | Unit Heater | E5 | Utility - Cost of Operation | 0 | 0 | 0 | 0 | 0 | 0 | 0 | 0 | 0 | 0 | 0 | 0 | 0 | 0 | 0 | 0 | 0 | 0 | 0 | 0 | 0 | 0 | 0 | 0 | 0 | 0 | 0 | 0 | 0 | 0 | 0 | 0 | 0
F5_Commercial_Hospital_Existing_Space Heating_Natural Gas_Unit Heater_E6 | F5 | Commercial | Hospital | Existing | Space Heating | Natural Gas | Unit Heater | E6 | Utility - Cost of Operation | 0 | 0 | 0 | 0 | 0 | 0 | 0 | 0 | 0 | 0 | 0 | 0 | 0 | 0 | 0 | 0 | 0 | 0 | 0 | 0 | 0 | 0 | 0 | 0 | 0 | 0 | 0 | 0 | 0 | 0 | 0 | 0 | 0
F5_Commercial_Hospital_Existing_Space Heating_Natural Gas_Unit Heater_E7 | F5 | Commercial | Hospital | Existing | Space Heating | Natural Gas | Unit Heater | E7 | Utility - Cost of Operation | 0 | 0 | 0 | 0 | 0 | 0 | 0 | 0 | 0 | 0 | 0 | 0 | 0 | 0 | 0 | 0 | 0 | 0 | 0 | 0 | 0 | 0 | 0 | 0 | 0 | 0 | 0 | 0 | 0 | 0 | 0 | 0 | 0
F5_Commercial_Hospital_Existing_Space Heating_Natural Gas_Unit Heater_E8 | F5 | Commercial | Hospital | Existing | Space Heating | Natural Gas | Unit Heater | E8 | Utility - Cost of Operation | 0 | 0 | 0 | 0 | 0 | 0 | 0 | 0 | 0 | 0 | 0 | 0 | 0 | 0 | 0 | 0 | 0 | 0 | 0 | 0 | 0 | 0 | 0 | 0 | 0 | 0 | 0 | 0 | 0 | 0 | 0 | 0 | 0
F5_Commercial_Hospital_Existing_Space Heating_Natural Gas_Unit Heater_E9 | F5 | Commercial | Hospital | Existing | Space Heating | Natural Gas | Unit Heater | E9 | Utility - Cost of Operation | 0 | 0 | 0 | 0 | 0 | 0 | 0 | 0 | 0 | 0 | 0 | 0 | 0 | 0 | 0 | 0 | 0 | 0 | 0 | 0 | 0 | 0 | 0 | 0 | 0 | 0 | 0 | 0 | 0 | 0 | 0 | 0 | 0
F5_Commercial_Hospital_Existing_Space Heating_Natural Gas_Unit Heater_E10 | F5 | Commercial | Hospital | Existing | Space Heating | Natural Gas | Unit Heater | E10 | Utility - Cost of Operation | 0 | 0 | 0 | 0 | 0 | 0 | 0 | 0 | 0 | 0 | 0 | 0 | 0 | 0 | 0 | 0 | 0 | 0 | 0 | 0 | 0 | 0 | 0 | 0 | 0 | 0 | 0 | 0 | 0 | 0 | 0 | 0 | 0
F6_Commercial_Hospital_Existing_Space Heating_Natural Gas_Unit Heater_E1 | F6 | Commercial | Hospital | Existing | Space Heating | Natural Gas | Unit Heater | E1 | Utility - Value of Sales | 0.075371 | 0.075338 | 0.075481 | 0.074947 | 0.074533 | 0 | 0 | 0 | 0 | 0 | 0 | 0 | 0 | 0 | 0 | 0 | 0 | 0 | 0 | 0 | 0 | 0 | 0 | 0 | 0 | 0 | 0 | 0 | 0 | 0 | 0 | 0 | 0
F6_Commercial_Hospital_Existing_Space Heating_Natural Gas_Unit Heater_E2 | F6 | Commercial | Hospital | Existing | Space Heating | Natural Gas | Unit Heater | E2 | Utility - Value of Sales | 0.067826 | 0.067796 | 0.067925 | 0.067443 | 0.067071 | 0.066699 | 0.066327 | 0.065955 | 0.065583 | 0.065211 | 0.064839 | 0.064468 | 0.064096 | 0.063724 | 0.063352 | 0.06298 | 0.062608 | 0.062236 | 0.061869 | 0.061511 | 0.061165 | 0.060838 | 0.060532 | 0.060254 | 0.060006 | 0.059789 | 0.059603 | 0.059448 | 0.059324 | 0.059231 | 0.059169 | 0.059138 | 0.059138
F6_Commercial_Hospital_Existing_Space Heating_Natural Gas_Unit Heater_E3 | F6 | Commercial | Hospital | Existing | Space Heating | Natural Gas | Unit Heater | E3 | Utility - Value of Sales | 0.058577 | 0.058552 | 0.058663 | 0.058247 | 0.057926 | 0.057605 | 0.057283 | 0.056962 | 0.056641 | 0.05632 | 0.055998 | 0.055677 | 0.055356 | 0.055035 | 0.054714 | 0.054393 | 0.054071 | 0.05375 | 0.053433 | 0.053123 | 0.052825 | 0.052542 | 0.052279 | 0.052038 | 0.051824 | 0.051637 | 0.051476 | 0.051342 | 0.051235 | 0.051155 | 0.051101 | 0.051075 | 0.051075
F6_Commercial_Hospital_Existing_Space Heating_Natural Gas_Unit Heater_E4 | F6 | Commercial | Hospital | Existing | Space Heating | Natural Gas | Unit Heater | E4 | Utility - Value of Sales | 0 | 0 | 0 | 0 | 0 | 0 | 0 | 0 | 0 | 0 | 0 | 0 | 0 | 0 | 0 | 0 | 0 | 0 | 0 | 0 | 0 | 0 | 0 | 0 | 0 | 0 | 0 | 0 | 0 | 0 | 0 | 0 | 0
F6_Commercial_Hospital_Existing_Space Heating_Natural Gas_Unit Heater_E5 | F6 | Commercial | Hospital | Existing | Space Heating | Natural Gas | Unit Heater | E5 | Utility - Value of Sales | 0 | 0 | 0 | 0 | 0 | 0 | 0 | 0 | 0 | 0 | 0 | 0 | 0 | 0 | 0 | 0 | 0 | 0 | 0 | 0 | 0 | 0 | 0 | 0 | 0 | 0 | 0 | 0 | 0 | 0 | 0 | 0 | 0
F6_Commercial_Hospital_Existing_Space Heating_Natural Gas_Unit Heater_E6 | F6 | Commercial | Hospital | Existing | Space Heating | Natural Gas | Unit Heater | E6 | Utility - Value of Sales | 0 | 0 | 0 | 0 | 0 | 0 | 0 | 0 | 0 | 0 | 0 | 0 | 0 | 0 | 0 | 0 | 0 | 0 | 0 | 0 | 0 | 0 | 0 | 0 | 0 | 0 | 0 | 0 | 0 | 0 | 0 | 0 | 0
F6_Commercial_Hospital_Existing_Space Heating_Natural Gas_Unit Heater_E7 | F6 | Commercial | Hospital | Existing | Space Heating | Natural Gas | Unit Heater | E7 | Utility - Value of Sales | 0 | 0 | 0 | 0 | 0 | 0 | 0 | 0 | 0 | 0 | 0 | 0 | 0 | 0 | 0 | 0 | 0 | 0 | 0 | 0 | 0 | 0 | 0 | 0 | 0 | 0 | 0 | 0 | 0 | 0 | 0 | 0 | 0
F6_Commercial_Hospital_Existing_Space Heating_Natural Gas_Unit Heater_E8 | F6 | Commercial | Hospital | Existing | Space Heating | Natural Gas | Unit Heater | E8 | Utility - Value of Sales | 0 | 0 | 0 | 0 | 0 | 0 | 0 | 0 | 0 | 0 | 0 | 0 | 0 | 0 | 0 | 0 | 0 | 0 | 0 | 0 | 0 | 0 | 0 | 0 | 0 | 0 | 0 | 0 | 0 | 0 | 0 | 0 | 0
F6_Commercial_Hospital_Existing_Space Heating_Natural Gas_Unit Heater_E9 | F6 | Commercial | Hospital | Existing | Space Heating | Natural Gas | Unit Heater | E9 | Utility - Value of Sales | 0 | 0 | 0 | 0 | 0 | 0 | 0 | 0 | 0 | 0 | 0 | 0 | 0 | 0 | 0 | 0 | 0 | 0 | 0 | 0 | 0 | 0 | 0 | 0 | 0 | 0 | 0 | 0 | 0 | 0 | 0 | 0 | 0
F6_Commercial_Hospital_Existing_Space Heating_Natural Gas_Unit Heater_E10 | F6 | Commercial | Hospital | Existing | Space Heating | Natural Gas | Unit Heater | E10 | Utility - Value of Sales | 0 | 0 | 0 | 0 | 0 | 0 | 0 | 0 | 0 | 0 | 0 | 0 | 0 | 0 | 0 | 0 | 0 | 0 | 0 | 0 | 0 | 0 | 0 | 0 | 0 | 0 | 0 | 0 | 0 | 0 | 0 | 0 | 0
F1_Commercial_Hospital_Existing_Water Heating_Natural Gas_Water Heater_E1 | F1 | Commercial | Hospital | Existing | Water Heating | Natural Gas | Water Heater | E1 | RVT - Cost of Equipment | 0.40237 | 0.40177 | 0.40325 | 0.39986 | 0.3977 | 0.39936 | 0.40437 | 0.40834 | 0.41326 | 0.4179 | 0.42255 | 0.42682 | 0.43141 | 0.4362 | 0.44079 | 0.44546 | 0.4502 | 0.45537 | 0.46074 | 0.46642 | 0.47202 | 0.47785 | 0.48327 | 0.48886 | 0.49382 | 0.49813 | 0.50203 | 0.50542 | 0.50806 | 0.51025 | 0.51146 | 0.51228 | 0.51228
F1_Commercial_Hospital_Existing_Water Heating_Natural Gas_Water Heater_E2 | F1 | Commercial | Hospital | Existing | Water Heating | Natural Gas | Water Heater | E2 | RVT - Cost of Equipment | 0.3974 | 0.39681 | 0.39828 | 0.39492 | 0.39279 | 0.39443 | 0.39938 | 0.4033 | 0.40816 | 0.41274 | 0.41734 | 0.42155 | 0.42609 | 0.43082 | 0.43534 | 0.43996 | 0.44464 | 0.44975 | 0.45505 | 0.46066 | 0.46619 | 0.47195 | 0.4773 | 0.48283 | 0.48772 | 0.49198 | 0.49583 | 0.49918 | 0.50179 | 0.50395 | 0.50515 | 0.50595 | 0.50595
F1_Commercial_Hospital_Existing_Water Heating_Natural Gas_Water Heater_E3 | F1 | Commercial | Hospital | Existing | Water Heating | Natural Gas | Water Heater | E3 | RVT - Cost of Equipment | 0.36579 | 0.36524 | 0.36659 | 0.36351 | 0.36155 | 0.36305 | 0.36761 | 0.37122 | 0.37569 | 0.37991 | 0.38414 | 0.38802 | 0.39219 | 0.39655 | 0.40072 | 0.40496 | 0.40927 | 0.41397 | 0.41885 | 0.42402 | 0.42911 | 0.43441 | 0.43934 | 0.44442 | 0.44893 | 0.45284 | 0.45639 | 0.45947 | 0.46188 | 0.46386 | 0.46497 | 0.46571 | 0.46571
F1_Commercial_Hospital_Existing_Water Heating_Natural Gas_Water Heater_E4 | F1 | Commercial | Hospital | Existing | Water Heating | Natural Gas | Water Heater | E4 | RVT - Cost of Equipment | 0.34244 | 0.34193 | 0.3432 | 0.3403 | 0.33847 | 0.33988 | 0.34415 | 0.34752 | 0.35171 | 0.35566 | 0.35962 | 0.36325 | 0.36716 | 0.37124 | 0.37514 | 0.37911 | 0.38315 | 0.38755 | 0.39212 | 0.39695 | 0.40172 | 0.40668 | 0.41129 | 0.41606 | 0.42027 | 0.42394 | 0.42726 | 0.43014 | 0.43239 | 0.43425 | 0.43529 | 0.43598 | 0.43598
F1_Commercial_Hospital_Existing_Water Heating_Natural Gas_Water Heater_E5 | F1 | Commercial | Hospital | Existing | Water Heating | Natural Gas | Water Heater | E5 | RVT - Cost of Equipment | 0.33531 | 0.33481 | 0.33605 | 0.33321 | 0.33142 | 0.3328 | 0.33698 | 0.34028 | 0.34438 | 0.34825 | 0.35213 | 0.35568 | 0.35951 | 0.3635 | 0.36732 | 0.37121 | 0.37517 | 0.37947 | 0.38395 | 0.38868 | 0.39335 | 0.39821 | 0.40273 | 0.40739 | 0.41152 | 0.4151 | 0.41836 | 0.42118 | 0.42339 | 0.4252 | 0.42622 | 0.4269 | 0.4269
F1_Commercial_Hospital_Existing_Water Heating_Natural Gas_Water Heater_E6 | F1 | Commercial | Hospital | Existing | Water Heating | Natural Gas | Water Heater | E6 | RVT - Cost of Equipment | 0.32846 | 0.32797 | 0.32919 | 0.32641 | 0.32465 | 0.32601 | 0.3301 | 0.33334 | 0.33735 | 0.34115 | 0.34494 | 0.34843 | 0.35217 | 0.35608 | 0.35983 | 0.36364 | 0.36751 | 0.37173 | 0.37611 | 0.38075 | 0.38532 | 0.39008 | 0.39451 | 0.39907 | 0.40312 | 0.40663 | 0.40982 | 0.41259 | 0.41475 | 0.41653 | 0.41752 | 0.41819 | 0.41819
F1_Commercial_Hospital_Existing_Water Heating_Natural Gas_Water Heater_E7 | F1 | Commercial | Hospital | Existing | Water Heating | Natural Gas | Water Heater | E7 | RVT - Cost of Equipment | 0.21495 | 0.2152 | 0.21631 | 0.21529 | 0.21482 | 0.21597 | 0.21855 | 0.2207 | 0.22328 | 0.2258 | 0.22834 | 0.23075 | 0.2333 | 0.23595 | 0.23852 | 0.24116 | 0.2438 | 0.24662 | 0.24947 | 0.25238 | 0.25513 | 0.25788 | 0.26034 | 0.2628 | 0.26493 | 0.26678 | 0.26846 | 0.26991 | 0.27105 | 0.27199 | 0.27251 | 0.27286 | 0.27286
F1_Commercial_Hospital_Existing_Water Heating_Natural Gas_Water Heater_E8 | F1 | Commercial | Hospital | Existing | Water Heating | Natural Gas | Water Heater | E8 | RVT - Cost of Equipment | 0 | 0 | 0 | 0 | 0 | 0 | 0 | 0 | 0 | 0 | 0 | 0 | 0 | 0 | 0 | 0 | 0 | 0 | 0 | 0 | 0 | 0 | 0 | 0 | 0 | 0 | 0 | 0 | 0 | 0 | 0 | 0 | 0
F1_Commercial_Hospital_Existing_Water Heating_Natural Gas_Water Heater_E9 | F1 | Commercial | Hospital | Existing | Water Heating | Natural Gas | Water Heater | E9 | RVT - Cost of Equipment | 0 | 0 | 0 | 0 | 0 | 0 | 0 | 0 | 0 | 0 | 0 | 0 | 0 | 0 | 0 | 0 | 0 | 0 | 0 | 0 | 0 | 0 | 0 | 0 | 0 | 0 | 0 | 0 | 0 | 0 | 0 | 0 | 0
F1_Commercial_Hospital_Existing_Water Heating_Natural Gas_Water Heater_E10 | F1 | Commercial | Hospital | Existing | Water Heating | Natural Gas | Water Heater | E10 | RVT - Cost of Equipment | 0 | 0 | 0 | 0 | 0 | 0 | 0 | 0 | 0 | 0 | 0 | 0 | 0 | 0 | 0 | 0 | 0 | 0 | 0 | 0 | 0 | 0 | 0 | 0 | 0 | 0 | 0 | 0 | 0 | 0 | 0 | 0 | 0
F2_Commercial_Hospital_Existing_Water Heating_Natural Gas_Water Heater_E1 | F2 | Commercial | Hospital | Existing | Water Heating | Natural Gas | Water Heater | E1 | RVT - Cost of Operation | 0.48206 | 0.48134 | 0.48313 | 0.47905 | 0.47647 | 0.47846 | 0.48446 | 0.48921 | 0.49511 | 0.50068 | 0.50625 | 0.51136 | 0.51686 | 0.5226 | 0.52809 | 0.53369 | 0.53937 | 0.54556 | 0.552 | 0.5588 | 0.56551 | 0.5725 | 0.57899 | 0.58569 | 0.59163 | 0.59679 | 0.60147 | 0.60553 | 0.60869 | 0.61131 | 0.61277 | 0.61374 | 0.61374
F2_Commercial_Hospital_Existing_Water Heating_Natural Gas_Water Heater_E2 | F2 | Commercial | Hospital | Existing | Water Heating | Natural Gas | Water Heater | E2 | RVT - Cost of Operation | 0.47611 | 0.4754 | 0.47716 | 0.47314 | 0.47059 | 0.47255 | 0.47848 | 0.48317 | 0.489 | 0.4945 | 0.5 | 0.50505 | 0.51048 | 0.51615 | 0.52157 | 0.5271 | 0.53271 | 0.53883 | 0.54518 | 0.5519 | 0.55853 | 0.56543 | 0.57184 | 0.57846 | 0.58432 | 0.58942 | 0.59404 | 0.59805 | 0.60118 | 0.60376 | 0.6052 | 0.60617 | 0.60617
F2_Commercial_Hospital_Existing_Water Heating_Natural Gas_Water Heater_E3 | F2 | Commercial | Hospital | Existing | Water Heating | Natural Gas | Water Heater | E3 | RVT - Cost of Operation | 0.43824 | 0.43758 | 0.4392 | 0.4355 | 0.43316 | 0.43496 | 0.44042 | 0.44474 | 0.4501 | 0.45516 | 0.46022 | 0.46487 | 0.46987 | 0.47509 | 0.48008 | 0.48517 | 0.49033 | 0.49597 | 0.50182 | 0.508 | 0.5141 | 0.52045 | 0.52635 | 0.53245 | 0.53784 | 0.54253 | 0.54679 | 0.55048 | 0.55336 | 0.55573 | 0.55706 | 0.55795 | 0.55795
F2_Commercial_Hospital_Existing_Water Heating_Natural Gas_Water Heater_E4 | F2 | Commercial | Hospital | Existing | Water Heating | Natural Gas | Water Heater | E4 | RVT - Cost of Operation | 0.41027 | 0.40965 | 0.41117 | 0.40771 | 0.40551 | 0.4072 | 0.41231 | 0.41635 | 0.42137 | 0.42611 | 0.43085 | 0.4352 | 0.43988 | 0.44476 | 0.44944 | 0.4542 | 0.45904 | 0.46431 | 0.46978 | 0.47557 | 0.48128 | 0.48723 | 0.49276 | 0.49846 | 0.50351 | 0.5079 | 0.51189 | 0.51534 | 0.51804 | 0.52026 | 0.5215 | 0.52233 | 0.52233
F2_Commercial_Hospital_Existing_Water Heating_Natural Gas_Water Heater_E5 | F2 | Commercial | Hospital | Existing | Water Heating | Natural Gas | Water Heater | E5 | RVT - Cost of Operation | 0.40172 | 0.40112 | 0.4026 | 0.39921 | 0.39706 | 0.39871 | 0.40372 | 0.40768 | 0.41259 | 0.41723 | 0.42187 | 0.42613 | 0.43072 | 0.4355 | 0.44008 | 0.44474 | 0.44947 | 0.45463 | 0.46 | 0.46566 | 0.47126 | 0.47708 | 0.48249 | 0.48808 | 0.49302 | 0.49732 | 0.50122 | 0.5046 | 0.50724 | 0.50942 | 0.51064 | 0.51145 | 0.51145
F2_Commercial_Hospital_Existing_Water Heating_Natural Gas_Water Heater_E6 | F2 | Commercial | Hospital | Existing | Water Heating | Natural Gas | Water Heater | E6 | RVT - Cost of Operation | 0.39352 | 0.39293 | 0.39439 | 0.39106 | 0.38896 | 0.39058 | 0.39548 | 0.39936 | 0.40417 | 0.40872 | 0.41326 | 0.41744 | 0.42193 | 0.42661 | 0.43109 | 0.43566 | 0.4403 | 0.44536 | 0.45061 | 0.45616 | 0.46164 | 0.46735 | 0.47265 | 0.47812 | 0.48296 | 0.48717 | 0.49099 | 0.49431 | 0.49689 | 0.49903 | 0.50022 | 0.50101 | 0.50101
F2_Commercial_Hospital_Existing_Water Heating_Natural Gas_Water Heater_E7 | F2 | Commercial | Hospital | Existing | Water Heating | Natural Gas | Water Heater | E7 | RVT - Cost of Operation | 0.25752 | 0.25782 | 0.25915 | 0.25794 | 0.25737 | 0.25874 | 0.26184 | 0.26442 | 0.26751 | 0.27053 | 0.27357 | 0.27645 | 0.27951 | 0.28268 | 0.28576 | 0.28892 | 0.29209 | 0.29546 | 0.29888 | 0.30236 | 0.30566 | 0.30895 | 0.3119 | 0.31485 | 0.3174 | 0.31962 | 0.32163 | 0.32337 | 0.32474 | 0.32586 | 0.32649 | 0.32691 | 0.32691
F2_Commercial_Hospital_Existing_Water Heating_Natural Gas_Water Heater_E8 | F2 | Commercial | Hospital | Existing | Water Heating | Natural Gas | Water Heater | E8 | RVT - Cost of Operation | 0 | 0 | 0 | 0 | 0 | 0 | 0 | 0 | 0 | 0 | 0 | 0 | 0 | 0 | 0 | 0 | 0 | 0 | 0 | 0 | 0 | 0 | 0 | 0 | 0 | 0 | 0 | 0 | 0 | 0 | 0 | 0 | 0
F2_Commercial_Hospital_Existing_Water Heating_Natural Gas_Water Heater_E9 | F2 | Commercial | Hospital | Existing | Water Heating | Natural Gas | Water Heater | E9 | RVT - Cost of Operation | 0 | 0 | 0 | 0 | 0 | 0 | 0 | 0 | 0 | 0 | 0 | 0 | 0 | 0 | 0 | 0 | 0 | 0 | 0 | 0 | 0 | 0 | 0 | 0 | 0 | 0 | 0 | 0 | 0 | 0 | 0 | 0 | 0
F2_Commercial_Hospital_Existing_Water Heating_Natural Gas_Water Heater_E10 | F2 | Commercial | Hospital | Existing | Water Heating | Natural Gas | Water Heater | E10 | RVT - Cost of Operation | 0 | 0 | 0 | 0 | 0 | 0 | 0 | 0 | 0 | 0 | 0 | 0 | 0 | 0 | 0 | 0 | 0 | 0 | 0 | 0 | 0 | 0 | 0 | 0 | 0 | 0 | 0 | 0 | 0 | 0 | 0 | 0 | 0
F3_Commercial_Hospital_Existing_Water Heating_Natural Gas_Water Heater_E1 | F3 | Commercial | Hospital | Existing | Water Heating | Natural Gas | Water Heater | E1 | System - kBTUs of Consumption | 0.024451 | 0.024451 | 0.024451 | 0.024451 | 0.024451 | 0.024451 | 0.024451 | 0.024451 | 0.024451 | 0.024451 | 0.024451 | 0.024451 | 0.024451 | 0.024451 | 0.024451 | 0.024451 | 0.024451 | 0.024451 | 0.024451 | 0.024451 | 0.024451 | 0.024451 | 0.024451 | 0.024451 | 0.024451 | 0.024451 | 0.024451 | 0.024451 | 0.024451 | 0.024451 | 0.024451 | 0.024451 | 0.024451
F3_Commercial_Hospital_Existing_Water Heating_Natural Gas_Water Heater_E2 | F3 | Commercial | Hospital | Existing | Water Heating | Natural Gas | Water Heater | E2 | System - kBTUs of Consumption | 0.024445 | 0.024445 | 0.024445 | 0.024445 | 0.024445 | 0.024445 | 0.024445 | 0.024445 | 0.024445 | 0.024445 | 0.024445 | 0.024445 | 0.024445 | 0.024445 | 0.024445 | 0.024445 | 0.024445 | 0.024445 | 0.024445 | 0.024445 | 0.024445 | 0.024445 | 0.024445 | 0.024445 | 0.024445 | 0.024445 | 0.024445 | 0.024445 | 0.024445 | 0.024445 | 0.024445 | 0.024445 | 0.024445
F3_Commercial_Hospital_Existing_Water Heating_Natural Gas_Water Heater_E3 | F3 | Commercial | Hospital | Existing | Water Heating | Natural Gas | Water Heater | E3 | System - kBTUs of Consumption | 0.024801 | 0.024801 | 0.024801 | 0.024801 | 0.024801 | 0.024801 | 0.024801 | 0.024801 | 0.024801 | 0.024801 | 0.024801 | 0.024801 | 0.024801 | 0.024801 | 0.024801 | 0.024801 | 0.024801 | 0.024801 | 0.024801 | 0.024801 | 0.024801 | 0.024801 | 0.024801 | 0.024801 | 0.024801 | 0.024801 | 0.024801 | 0.024801 | 0.024801 | 0.024801 | 0.024801 | 0.024801 | 0.024801
F3_Commercial_Hospital_Existing_Water Heating_Natural Gas_Water Heater_E4 | F3 | Commercial | Hospital | Existing | Water Heating | Natural Gas | Water Heater | E4 | System - kBTUs of Consumption | 0.025157 | 0.025157 | 0.025157 | 0.025157 | 0.025157 | 0.025157 | 0.025157 | 0.025157 | 0.025157 | 0.025157 | 0.025157 | 0.025157 | 0.025157 | 0.025157 | 0.025157 | 0.025157 | 0.025157 | 0.025157 | 0.025157 | 0.025157 | 0.025157 | 0.025157 | 0.025157 | 0.025157 | 0.025157 | 0.025157 | 0.025157 | 0.025157 | 0.025157 | 0.025157 | 0.025157 | 0.025157 | 0.025157
F3_Commercial_Hospital_Existing_Water Heating_Natural Gas_Water Heater_E5 | F3 | Commercial | Hospital | Existing | Water Heating | Natural Gas | Water Heater | E5 | System - kBTUs of Consumption | 0.025692 | 0.025692 | 0.025692 | 0.025692 | 0.025692 | 0.025692 | 0.025692 | 0.025692 | 0.025692 | 0.025692 | 0.025692 | 0.025692 | 0.025692 | 0.025692 | 0.025692 | 0.025692 | 0.025692 | 0.025692 | 0.025692 | 0.025692 | 0.025692 | 0.025692 | 0.025692 | 0.025692 | 0.025692 | 0.025692 | 0.025692 | 0.025692 | 0.025692 | 0.025692 | 0.025692 | 0.025692 | 0.025692
F3_Commercial_Hospital_Existing_Water Heating_Natural Gas_Water Heater_E6 | F3 | Commercial | Hospital | Existing | Water Heating | Natural Gas | Water Heater | E6 | System - kBTUs of Consumption | 0.021387 | 0.021387 | 0.021387 | 0.021387 | 0.021387 | 0.021387 | 0.021387 | 0.021387 | 0.021387 | 0.021387 | 0.021387 | 0.021387 | 0.021387 | 0.021387 | 0.021387 | 0.021387 | 0.021387 | 0.021387 | 0.021387 | 0.021387 | 0.021387 | 0.021387 | 0.021387 | 0.021387 | 0.021387 | 0.021387 | 0.021387 | 0.021387 | 0.021387 | 0.021387 | 0.021387 | 0.021387 | 0.021387
F3_Commercial_Hospital_Existing_Water Heating_Natural Gas_Water Heater_E7 | F3 | Commercial | Hospital | Existing | Water Heating | Natural Gas | Water Heater | E7 | System - kBTUs of Consumption | 0.01863 | 0.01863 | 0.01863 | 0.01863 | 0.01863 | 0.01863 | 0.01863 | 0.01863 | 0.01863 | 0.01863 | 0.01863 | 0.01863 | 0.01863 | 0.01863 | 0.01863 | 0.01863 | 0.01863 | 0.01863 | 0.01863 | 0.01863 | 0.01863 | 0.01863 | 0.01863 | 0.01863 | 0.01863 | 0.01863 | 0.01863 | 0.01863 | 0.01863 | 0.01863 | 0.01863 | 0.01863 | 0.01863
F3_Commercial_Hospital_Existing_Water Heating_Natural Gas_Water Heater_E8 | F3 | Commercial | Hospital | Existing | Water Heating | Natural Gas | Water Heater | E8 | System - kBTUs of Consumption | 0 | 0 | 0 | 0 | 0 | 0 | 0 | 0 | 0 | 0 | 0 | 0 | 0 | 0 | 0 | 0 | 0 | 0 | 0 | 0 | 0 | 0 | 0 | 0 | 0 | 0 | 0 | 0 | 0 | 0 | 0 | 0 | 0
F3_Commercial_Hospital_Existing_Water Heating_Natural Gas_Water Heater_E9 | F3 | Commercial | Hospital | Existing | Water Heating | Natural Gas | Water Heater | E9 | System - kBTUs of Consumption | 0 | 0 | 0 | 0 | 0 | 0 | 0 | 0 | 0 | 0 | 0 | 0 | 0 | 0 | 0 | 0 | 0 | 0 | 0 | 0 | 0 | 0 | 0 | 0 | 0 | 0 | 0 | 0 | 0 | 0 | 0 | 0 | 0
F3_Commercial_Hospital_Existing_Water Heating_Natural Gas_Water Heater_E10 | F3 | Commercial | Hospital | Existing | Water Heating | Natural Gas | Water Heater | E10 | System - kBTUs of Consumption | 0 | 0 | 0 | 0 | 0 | 0 | 0 | 0 | 0 | 0 | 0 | 0 | 0 | 0 | 0 | 0 | 0 | 0 | 0 | 0 | 0 | 0 | 0 | 0 | 0 | 0 | 0 | 0 | 0 | 0 | 0 | 0 | 0
F4_Commercial_Hospital_Existing_Water Heating_Natural Gas_Water Heater_E1 | F4 | Commercial | Hospital | Existing | Water Heating | Natural Gas | Water Heater | E1 | Utility - Cost of Equipment | 0.48206 | 0.48134 | 0.48313 | 0.47905 | 0.47647 | 0.47846 | 0.48446 | 0.48921 | 0.49511 | 0.50068 | 0.50625 | 0.51136 | 0.51686 | 0.5226 | 0.52809 | 0.53369 | 0.53937 | 0.54556 | 0.552 | 0.5588 | 0.56551 | 0.5725 | 0.57899 | 0.58569 | 0.59163 | 0.59679 | 0.60147 | 0.60553 | 0.60869 | 0.61131 | 0.61277 | 0.61374 | 0.61374
F4_Commercial_Hospital_Existing_Water Heating_Natural Gas_Water Heater_E2 | F4 | Commercial | Hospital | Existing | Water Heating | Natural Gas | Water Heater | E2 | Utility - Cost of Equipment | 0.47611 | 0.4754 | 0.47716 | 0.47314 | 0.47059 | 0.47255 | 0.47848 | 0.48317 | 0.489 | 0.4945 | 0.5 | 0.50505 | 0.51048 | 0.51615 | 0.52157 | 0.5271 | 0.53271 | 0.53883 | 0.54518 | 0.5519 | 0.55853 | 0.56543 | 0.57184 | 0.57846 | 0.58432 | 0.58942 | 0.59404 | 0.59805 | 0.60118 | 0.60376 | 0.6052 | 0.60617 | 0.60617
F4_Commercial_Hospital_Existing_Water Heating_Natural Gas_Water Heater_E3 | F4 | Commercial | Hospital | Existing | Water Heating | Natural Gas | Water Heater | E3 | Utility - Cost of Equipment | 0.43824 | 0.43758 | 0.4392 | 0.4355 | 0.43316 | 0.43496 | 0.44042 | 0.44474 | 0.4501 | 0.45516 | 0.46022 | 0.46487 | 0.46987 | 0.47509 | 0.48008 | 0.48517 | 0.49033 | 0.49597 | 0.50182 | 0.508 | 0.5141 | 0.52045 | 0.52635 | 0.53245 | 0.53784 | 0.54253 | 0.54679 | 0.55048 | 0.55336 | 0.55573 | 0.55706 | 0.55795 | 0.55795
F4_Commercial_Hospital_Existing_Water Heating_Natural Gas_Water Heater_E4 | F4 | Commercial | Hospital | Existing | Water Heating | Natural Gas | Water Heater | E4 | Utility - Cost of Equipment | 0.41027 | 0.40965 | 0.41117 | 0.40771 | 0.40551 | 0.4072 | 0.41231 | 0.41635 | 0.42137 | 0.42611 | 0.43085 | 0.4352 | 0.43988 | 0.44476 | 0.44944 | 0.4542 | 0.45904 | 0.46431 | 0.46978 | 0.47557 | 0.48128 | 0.48723 | 0.49276 | 0.49846 | 0.50351 | 0.5079 | 0.51189 | 0.51534 | 0.51804 | 0.52026 | 0.5215 | 0.52233 | 0.52233
F4_Commercial_Hospital_Existing_Water Heating_Natural Gas_Water Heater_E5 | F4 | Commercial | Hospital | Existing | Water Heating | Natural Gas | Water Heater | E5 | Utility - Cost of Equipment | 0.40172 | 0.40112 | 0.4026 | 0.39921 | 0.39706 | 0.39871 | 0.40372 | 0.40768 | 0.41259 | 0.41723 | 0.42187 | 0.42613 | 0.43072 | 0.4355 | 0.44008 | 0.44474 | 0.44947 | 0.45463 | 0.46 | 0.46566 | 0.47126 | 0.47708 | 0.48249 | 0.48808 | 0.49302 | 0.49732 | 0.50122 | 0.5046 | 0.50724 | 0.50942 | 0.51064 | 0.51145 | 0.51145
F4_Commercial_Hospital_Existing_Water Heating_Natural Gas_Water Heater_E6 | F4 | Commercial | Hospital | Existing | Water Heating | Natural Gas | Water Heater | E6 | Utility - Cost of Equipment | 0.39352 | 0.39293 | 0.39439 | 0.39106 | 0.38896 | 0.39058 | 0.39548 | 0.39936 | 0.40417 | 0.40872 | 0.41326 | 0.41744 | 0.42193 | 0.42661 | 0.43109 | 0.43566 | 0.4403 | 0.44536 | 0.45061 | 0.45616 | 0.46164 | 0.46735 | 0.47265 | 0.47812 | 0.48296 | 0.48717 | 0.49099 | 0.49431 | 0.49689 | 0.49903 | 0.50022 | 0.50101 | 0.50101
F4_Commercial_Hospital_Existing_Water Heating_Natural Gas_Water Heater_E7 | F4 | Commercial | Hospital | Existing | Water Heating | Natural Gas | Water Heater | E7 | Utility - Cost of Equipment | 0.25752 | 0.25782 | 0.25915 | 0.25794 | 0.25737 | 0.25874 | 0.26184 | 0.26442 | 0.26751 | 0.27053 | 0.27357 | 0.27645 | 0.27951 | 0.28268 | 0.28576 | 0.28892 | 0.29209 | 0.29546 | 0.29888 | 0.30236 | 0.30566 | 0.30895 | 0.3119 | 0.31485 | 0.3174 | 0.31962 | 0.32163 | 0.32337 | 0.32474 | 0.32586 | 0.32649 | 0.32691 | 0.32691
F4_Commercial_Hospital_Existing_Water Heating_Natural Gas_Water Heater_E8 | F4 | Commercial | Hospital | Existing | Water Heating | Natural Gas | Water Heater | E8 | Utility - Cost of Equipment | 0 | 0 | 0 | 0 | 0 | 0 | 0 | 0 | 0 | 0 | 0 | 0 | 0 | 0 | 0 | 0 | 0 | 0 | 0 | 0 | 0 | 0 | 0 | 0 | 0 | 0 | 0 | 0 | 0 | 0 | 0 | 0 | 0
F4_Commercial_Hospital_Existing_Water Heating_Natural Gas_Water Heater_E9 | F4 | Commercial | Hospital | Existing | Water Heating | Natural Gas | Water Heater | E9 | Utility - Cost of Equipment | 0 | 0 | 0 | 0 | 0 | 0 | 0 | 0 | 0 | 0 | 0 | 0 | 0 | 0 | 0 | 0 | 0 | 0 | 0 | 0 | 0 | 0 | 0 | 0 | 0 | 0 | 0 | 0 | 0 | 0 | 0 | 0 | 0
F4_Commercial_Hospital_Existing_Water Heating_Natural Gas_Water Heater_E10 | F4 | Commercial | Hospital | Existing | Water Heating | Natural Gas | Water Heater | E10 | Utility - Cost of Equipment | 0 | 0 | 0 | 0 | 0 | 0 | 0 | 0 | 0 | 0 | 0 | 0 | 0 | 0 | 0 | 0 | 0 | 0 | 0 | 0 | 0 | 0 | 0 | 0 | 0 | 0 | 0 | 0 | 0 | 0 | 0 | 0 | 0
F5_Commercial_Hospital_Existing_Water Heating_Natural Gas_Water Heater_E1 | F5 | Commercial | Hospital | Existing | Water Heating | Natural Gas | Water Heater | E1 | Utility - Cost of Operation | 0.024451 | 0.024451 | 0.024451 | 0.024451 | 0.024451 | 0.024451 | 0.024451 | 0.024451 | 0.024451 | 0.024451 | 0.024451 | 0.024451 | 0.024451 | 0.024451 | 0.024451 | 0.024451 | 0.024451 | 0.024451 | 0.024451 | 0.024451 | 0.024451 | 0.024451 | 0.024451 | 0.024451 | 0.024451 | 0.024451 | 0.024451 | 0.024451 | 0.024451 | 0.024451 | 0.024451 | 0.024451 | 0.024451
F5_Commercial_Hospital_Existing_Water Heating_Natural Gas_Water Heater_E2 | F5 | Commercial | Hospital | Existing | Water Heating | Natural Gas | Water Heater | E2 | Utility - Cost of Operation | 0.024445 | 0.024445 | 0.024445 | 0.024445 | 0.024445 | 0.024445 | 0.024445 | 0.024445 | 0.024445 | 0.024445 | 0.024445 | 0.024445 | 0.024445 | 0.024445 | 0.024445 | 0.024445 | 0.024445 | 0.024445 | 0.024445 | 0.024445 | 0.024445 | 0.024445 | 0.024445 | 0.024445 | 0.024445 | 0.024445 | 0.024445 | 0.024445 | 0.024445 | 0.024445 | 0.024445 | 0.024445 | 0.024445
F5_Commercial_Hospital_Existing_Water Heating_Natural Gas_Water Heater_E3 | F5 | Commercial | Hospital | Existing | Water Heating | Natural Gas | Water Heater | E3 | Utility - Cost of Operation | 0.024801 | 0.024801 | 0.024801 | 0.024801 | 0.024801 | 0.024801 | 0.024801 | 0.024801 | 0.024801 | 0.024801 | 0.024801 | 0.024801 | 0.024801 | 0.024801 | 0.024801 | 0.024801 | 0.024801 | 0.024801 | 0.024801 | 0.024801 | 0.024801 | 0.024801 | 0.024801 | 0.024801 | 0.024801 | 0.024801 | 0.024801 | 0.024801 | 0.024801 | 0.024801 | 0.024801 | 0.024801 | 0.024801
F5_Commercial_Hospital_Existing_Water Heating_Natural Gas_Water Heater_E4 | F5 | Commercial | Hospital | Existing | Water Heating | Natural Gas | Water Heater | E4 | Utility - Cost of Operation | 0.025157 | 0.025157 | 0.025157 | 0.025157 | 0.025157 | 0.025157 | 0.025157 | 0.025157 | 0.025157 | 0.025157 | 0.025157 | 0.025157 | 0.025157 | 0.025157 | 0.025157 | 0.025157 | 0.025157 | 0.025157 | 0.025157 | 0.025157 | 0.025157 | 0.025157 | 0.025157 | 0.025157 | 0.025157 | 0.025157 | 0.025157 | 0.025157 | 0.025157 | 0.025157 | 0.025157 | 0.025157 | 0.025157
F5_Commercial_Hospital_Existing_Water Heating_Natural Gas_Water Heater_E5 | F5 | Commercial | Hospital | Existing | Water Heating | Natural Gas | Water Heater | E5 | Utility - Cost of Operation | 0.025692 | 0.025692 | 0.025692 | 0.025692 | 0.025692 | 0.025692 | 0.025692 | 0.025692 | 0.025692 | 0.025692 | 0.025692 | 0.025692 | 0.025692 | 0.025692 | 0.025692 | 0.025692 | 0.025692 | 0.025692 | 0.025692 | 0.025692 | 0.025692 | 0.025692 | 0.025692 | 0.025692 | 0.025692 | 0.025692 | 0.025692 | 0.025692 | 0.025692 | 0.025692 | 0.025692 | 0.025692 | 0.025692
F5_Commercial_Hospital_Existing_Water Heating_Natural Gas_Water Heater_E6 | F5 | Commercial | Hospital | Existing | Water Heating | Natural Gas | Water Heater | E6 | Utility - Cost of Operation | 0.021387 | 0.021387 | 0.021387 | 0.021387 | 0.021387 | 0.021387 | 0.021387 | 0.021387 | 0.021387 | 0.021387 | 0.021387 | 0.021387 | 0.021387 | 0.021387 | 0.021387 | 0.021387 | 0.021387 | 0.021387 | 0.021387 | 0.021387 | 0.021387 | 0.021387 | 0.021387 | 0.021387 | 0.021387 | 0.021387 | 0.021387 | 0.021387 | 0.021387 | 0.021387 | 0.021387 | 0.021387 | 0.021387
F5_Commercial_Hospital_Existing_Water Heating_Natural Gas_Water Heater_E7 | F5 | Commercial | Hospital | Existing | Water Heating | Natural Gas | Water Heater | E7 | Utility - Cost of Operation | 0.01863 | 0.01863 | 0.01863 | 0.01863 | 0.01863 | 0.01863 | 0.01863 | 0.01863 | 0.01863 | 0.01863 | 0.01863 | 0.01863 | 0.01863 | 0.01863 | 0.01863 | 0.01863 | 0.01863 | 0.01863 | 0.01863 | 0.01863 | 0.01863 | 0.01863 | 0.01863 | 0.01863 | 0.01863 | 0.01863 | 0.01863 | 0.01863 | 0.01863 | 0.01863 | 0.01863 | 0.01863 | 0.01863
F5_Commercial_Hospital_Existing_Water Heating_Natural Gas_Water Heater_E8 | F5 | Commercial | Hospital | Existing | Water Heating | Natural Gas | Water Heater | E8 | Utility - Cost of Operation | 0 | 0 | 0 | 0 | 0 | 0 | 0 | 0 | 0 | 0 | 0 | 0 | 0 | 0 | 0 | 0 | 0 | 0 | 0 | 0 | 0 | 0 | 0 | 0 | 0 | 0 | 0 | 0 | 0 | 0 | 0 | 0 | 0
F5_Commercial_Hospital_Existing_Water Heating_Natural Gas_Water Heater_E9 | F5 | Commercial | Hospital | Existing | Water Heating | Natural Gas | Water Heater | E9 | Utility - Cost of Operation | 0 | 0 | 0 | 0 | 0 | 0 | 0 | 0 | 0 | 0 | 0 | 0 | 0 | 0 | 0 | 0 | 0 | 0 | 0 | 0 | 0 | 0 | 0 | 0 | 0 | 0 | 0 | 0 | 0 | 0 | 0 | 0 | 0
F5_Commercial_Hospital_Existing_Water Heating_Natural Gas_Water Heater_E10 | F5 | Commercial | Hospital | Existing | Water Heating | Natural Gas | Water Heater | E10 | Utility - Cost of Operation | 0 | 0 | 0 | 0 | 0 | 0 | 0 | 0 | 0 | 0 | 0 | 0 | 0 | 0 | 0 | 0 | 0 | 0 | 0 | 0 | 0 | 0 | 0 | 0 | 0 | 0 | 0 | 0 | 0 | 0 | 0 | 0 | 0
F6_Commercial_Hospital_Existing_Water Heating_Natural Gas_Water Heater_E1 | F6 | Commercial | Hospital | Existing | Water Heating | Natural Gas | Water Heater | E1 | Utility - Value of Sales | 0.32418 | 0.32592 | 0.32873 | 0.32811 | 0.32811 | 0.32811 | 0.32811 | 0.32811 | 0.32811 | 0.32811 | 0.32811 | 0.32811 | 0.32811 | 0.32811 | 0.32811 | 0.32811 | 0.32811 | 0.32811 | 0.32811 | 0.32811 | 0.32811 | 0.32811 | 0.32811 | 0.32811 | 0.32811 | 0.32811 | 0.32811 | 0.32811 | 0.32811 | 0.32811 | 0.32811 | 0.32811 | 0.32811
F6_Commercial_Hospital_Existing_Water Heating_Natural Gas_Water Heater_E2 | F6 | Commercial | Hospital | Existing | Water Heating | Natural Gas | Water Heater | E2 | Utility - Value of Sales | 0.32018 | 0.3219 | 0.32467 | 0.32406 | 0.32406 | 0.32406 | 0.32406 | 0.32406 | 0.32406 | 0.32406 | 0.32406 | 0.32406 | 0.32406 | 0.32406 | 0.32406 | 0.32406 | 0.32406 | 0.32406 | 0.32406 | 0.32406 | 0.32406 | 0.32406 | 0.32406 | 0.32406 | 0.32406 | 0.32406 | 0.32406 | 0.32406 | 0.32406 | 0.32406 | 0.32406 | 0.32406 | 0.32406
F6_Commercial_Hospital_Existing_Water Heating_Natural Gas_Water Heater_E3 | F6 | Commercial | Hospital | Existing | Water Heating | Natural Gas | Water Heater | E3 | Utility - Value of Sales | 0.29471 | 0.29629 | 0.29884 | 0.29828 | 0.29828 | 0.29828 | 0.29828 | 0.29828 | 0.29828 | 0.29828 | 0.29828 | 0.29828 | 0.29828 | 0.29828 | 0.29828 | 0.29828 | 0.29828 | 0.29828 | 0.29828 | 0.29828 | 0.29828 | 0.29828 | 0.29828 | 0.29828 | 0.29828 | 0.29828 | 0.29828 | 0.29828 | 0.29828 | 0.29828 | 0.29828 | 0.29828 | 0.29828
F6_Commercial_Hospital_Existing_Water Heating_Natural Gas_Water Heater_E4 | F6 | Commercial | Hospital | Existing | Water Heating | Natural Gas | Water Heater | E4 | Utility - Value of Sales | 0.2759 | 0.27738 | 0.27977 | 0.27924 | 0.27924 | 0.27924 | 0.27924 | 0.27924 | 0.27924 | 0.27924 | 0.27924 | 0.27924 | 0.27924 | 0.27924 | 0.27924 | 0.27924 | 0.27924 | 0.27924 | 0.27924 | 0.27924 | 0.27924 | 0.27924 | 0.27924 | 0.27924 | 0.27924 | 0.27924 | 0.27924 | 0.27924 | 0.27924 | 0.27924 | 0.27924 | 0.27924 | 0.27924
F6_Commercial_Hospital_Existing_Water Heating_Natural Gas_Water Heater_E5 | F6 | Commercial | Hospital | Existing | Water Heating | Natural Gas | Water Heater | E5 | Utility - Value of Sales | 0.27015 | 0.2716 | 0.27394 | 0.27343 | 0.27343 | 0.27343 | 0.27343 | 0.27343 | 0.27343 | 0.27343 | 0.27343 | 0.27343 | 0.27343 | 0.27343 | 0.27343 | 0.27343 | 0.27343 | 0.27343 | 0.27343 | 0.27343 | 0.27343 | 0.27343 | 0.27343 | 0.27343 | 0.27343 | 0.27343 | 0.27343 | 0.27343 | 0.27343 | 0.27343 | 0.27343 | 0.27343 | 0.27343
F6_Commercial_Hospital_Existing_Water Heating_Natural Gas_Water Heater_E6 | F6 | Commercial | Hospital | Existing | Water Heating | Natural Gas | Water Heater | E6 | Utility - Value of Sales | 0.26464 | 0.26606 | 0.26835 | 0.26785 | 0.26785 | 0.26785 | 0.26785 | 0.26785 | 0.26785 | 0.26785 | 0.26785 | 0.26785 | 0.26785 | 0.26785 | 0.26785 | 0.26785 | 0.26785 | 0.26785 | 0.26785 | 0.26785 | 0.26785 | 0.26785 | 0.26785 | 0.26785 | 0.26785 | 0.26785 | 0.26785 | 0.26785 | 0.26785 | 0.26785 | 0.26785 | 0.26785 | 0.26785
F6_Commercial_Hospital_Existing_Water Heating_Natural Gas_Water Heater_E7 | F6 | Commercial | Hospital | Existing | Water Heating | Natural Gas | Water Heater | E7 | Utility - Value of Sales | 0.17338 | 0.1741 | 0.17525 | 0.17499 | 0.17499 | 0.17499 | 0.17499 | 0.17499 | 0.17499 | 0.17499 | 0.17499 | 0.17499 | 0.17499 | 0.17499 | 0.17499 | 0.17499 | 0.17499 | 0.17499 | 0.17499 | 0.17499 | 0.17499 | 0.17499 | 0.17499 | 0.17499 | 0.17499 | 0.17499 | 0.17499 | 0.17499 | 0.17499 | 0.17499 | 0.17499 | 0.17499 | 0.17499
F6_Commercial_Hospital_Existing_Water Heating_Natural Gas_Water Heater_E8 | F6 | Commercial | Hospital | Existing | Water Heating | Natural Gas | Water Heater | E8 | Utility - Value of Sales | 0 | 0 | 0 | 0 | 0 | 0 | 0 | 0 | 0 | 0 | 0 | 0 | 0 | 0 | 0 | 0 | 0 | 0 | 0 | 0 | 0 | 0 | 0 | 0 | 0 | 0 | 0 | 0 | 0 | 0 | 0 | 0 | 0
F6_Commercial_Hospital_Existing_Water Heating_Natural Gas_Water Heater_E9 | F6 | Commercial | Hospital | Existing | Water Heating | Natural Gas | Water Heater | E9 | Utility - Value of Sales | 0 | 0 | 0 | 0 | 0 | 0 | 0 | 0 | 0 | 0 | 0 | 0 | 0 | 0 | 0 | 0 | 0 | 0 | 0 | 0 | 0 | 0 | 0 | 0 | 0 | 0 | 0 | 0 | 0 | 0 | 0 | 0 | 0
F6_Commercial_Hospital_Existing_Water Heating_Natural Gas_Water Heater_E10 | F6 | Commercial | Hospital | Existing | Water Heating | Natural Gas | Water Heater | E10 | Utility - Value of Sales | 0 | 0 | 0 | 0 | 0 | 0 | 0 | 0 | 0 | 0 | 0 | 0 | 0 | 0 | 0 | 0 | 0 | 0 | 0 | 0 | 0 | 0 | 0 | 0 | 0 | 0 | 0 | 0 | 0 | 0 | 0 | 0 | 0
F1_Commercial_Hospital_Existing_Food Preparation_Natural Gas_Oven_E1 | F1 | Commercial | Hospital | Existing | Food Preparation | Natural Gas | Oven | E1 | RVT - Cost of Equipment | 0.18717 | 0.18722 | 0.18815 | 0.1869 | 0.18615 | 0.18679 | 0.18861 | 0.19007 | 0.19187 | 0.19358 | 0.19529 | 0.19688 | 0.19859 | 0.20036 | 0.20206 | 0.2038 | 0.20555 | 0.20746 | 0.20944 | 0.21153 | 0.21356 | 0.21565 | 0.21756 | 0.21953 | 0.22127 | 0.22277 | 0.22414 | 0.22532 | 0.22624 | 0.227 | 0.22741 | 0.22769 | 0.22769
F1_Commercial_Hospital_Existing_Food Preparation_Natural Gas_Oven_E2 | F1 | Commercial | Hospital | Existing | Food Preparation | Natural Gas | Oven | E2 | RVT - Cost of Equipment | 0.10718 | 0.10721 | 0.10774 | 0.10702 | 0.10659 | 0.10696 | 0.10801 | 0.10884 | 0.10987 | 0.11085 | 0.11183 | 0.11274 | 0.11372 | 0.11473 | 0.11571 | 0.1167 | 0.1177 | 0.1188 | 0.11993 | 0.12113 | 0.12229 | 0.12349 | 0.12458 | 0.12571 | 0.12671 | 0.12757 | 0.12835 | 0.12902 | 0.12955 | 0.12999 | 0.13022 | 0.13038 | 0.13038
F1_Commercial_Hospital_Existing_Food Preparation_Natural Gas_Oven_E3 | F1 | Commercial | Hospital | Existing | Food Preparation | Natural Gas | Oven | E3 | RVT - Cost of Equipment | 0 | 0 | 0 | 0 | 0 | 0 | 0 | 0 | 0 | 0 | 0 | 0 | 0 | 0 | 0 | 0 | 0 | 0 | 0 | 0 | 0 | 0 | 0 | 0 | 0 | 0 | 0 | 0 | 0 | 0 | 0 | 0 | 0
F1_Commercial_Hospital_Existing_Food Preparation_Natural Gas_Oven_E4 | F1 | Commercial | Hospital | Existing | Food Preparation | Natural Gas | Oven | E4 | RVT - Cost of Equipment | 0 | 0 | 0 | 0 | 0 | 0 | 0 | 0 | 0 | 0 | 0 | 0 | 0 | 0 | 0 | 0 | 0 | 0 | 0 | 0 | 0 | 0 | 0 | 0 | 0 | 0 | 0 | 0 | 0 | 0 | 0 | 0 | 0
F1_Commercial_Hospital_Existing_Food Preparation_Natural Gas_Oven_E5 | F1 | Commercial | Hospital | Existing | Food Preparation | Natural Gas | Oven | E5 | RVT - Cost of Equipment | 0 | 0 | 0 | 0 | 0 | 0 | 0 | 0 | 0 | 0 | 0 | 0 | 0 | 0 | 0 | 0 | 0 | 0 | 0 | 0 | 0 | 0 | 0 | 0 | 0 | 0 | 0 | 0 | 0 | 0 | 0 | 0 | 0
F1_Commercial_Hospital_Existing_Food Preparation_Natural Gas_Oven_E6 | F1 | Commercial | Hospital | Existing | Food Preparation | Natural Gas | Oven | E6 | RVT - Cost of Equipment | 0 | 0 | 0 | 0 | 0 | 0 | 0 | 0 | 0 | 0 | 0 | 0 | 0 | 0 | 0 | 0 | 0 | 0 | 0 | 0 | 0 | 0 | 0 | 0 | 0 | 0 | 0 | 0 | 0 | 0 | 0 | 0 | 0
F1_Commercial_Hospital_Existing_Food Preparation_Natural Gas_Oven_E7 | F1 | Commercial | Hospital | Existing | Food Preparation | Natural Gas | Oven | E7 | RVT - Cost of Equipment | 0 | 0 | 0 | 0 | 0 | 0 | 0 | 0 | 0 | 0 | 0 | 0 | 0 | 0 | 0 | 0 | 0 | 0 | 0 | 0 | 0 | 0 | 0 | 0 | 0 | 0 | 0 | 0 | 0 | 0 | 0 | 0 | 0
F1_Commercial_Hospital_Existing_Food Preparation_Natural Gas_Oven_E8 | F1 | Commercial | Hospital | Existing | Food Preparation | Natural Gas | Oven | E8 | RVT - Cost of Equipment | 0 | 0 | 0 | 0 | 0 | 0 | 0 | 0 | 0 | 0 | 0 | 0 | 0 | 0 | 0 | 0 | 0 | 0 | 0 | 0 | 0 | 0 | 0 | 0 | 0 | 0 | 0 | 0 | 0 | 0 | 0 | 0 | 0
F1_Commercial_Hospital_Existing_Food Preparation_Natural Gas_Oven_E9 | F1 | Commercial | Hospital | Existing | Food Preparation | Natural Gas | Oven | E9 | RVT - Cost of Equipment | 0 | 0 | 0 | 0 | 0 | 0 | 0 | 0 | 0 | 0 | 0 | 0 | 0 | 0 | 0 | 0 | 0 | 0 | 0 | 0 | 0 | 0 | 0 | 0 | 0 | 0 | 0 | 0 | 0 | 0 | 0 | 0 | 0
F1_Commercial_Hospital_Existing_Food Preparation_Natural Gas_Oven_E10 | F1 | Commercial | Hospital | Existing | Food Preparation | Natural Gas | Oven | E10 | RVT - Cost of Equipment | 0 | 0 | 0 | 0 | 0 | 0 | 0 | 0 | 0 | 0 | 0 | 0 | 0 | 0 | 0 | 0 | 0 | 0 | 0 | 0 | 0 | 0 | 0 | 0 | 0 | 0 | 0 | 0 | 0 | 0 | 0 | 0 | 0
F2_Commercial_Hospital_Existing_Food Preparation_Natural Gas_Oven_E1 | F2 | Commercial | Hospital | Existing | Food Preparation | Natural Gas | Oven | E1 | RVT - Cost of Operation | 0.22424 | 0.2243 | 0.22542 | 0.22391 | 0.22302 | 0.22379 | 0.22597 | 0.22772 | 0.22987 | 0.23193 | 0.23397 | 0.23588 | 0.23792 | 0.24005 | 0.24208 | 0.24416 | 0.24626 | 0.24855 | 0.25093 | 0.25343 | 0.25586 | 0.25836 | 0.26066 | 0.26302 | 0.2651 | 0.2669 | 0.26854 | 0.26995 | 0.27105 | 0.27196 | 0.27246 | 0.27279 | 0.27279
F2_Commercial_Hospital_Existing_Food Preparation_Natural Gas_Oven_E2 | F2 | Commercial | Hospital | Existing | Food Preparation | Natural Gas | Oven | E2 | RVT - Cost of Operation | 0.12841 | 0.12844 | 0.12908 | 0.12822 | 0.12771 | 0.12815 | 0.1294 | 0.1304 | 0.13163 | 0.13281 | 0.13398 | 0.13507 | 0.13624 | 0.13746 | 0.13862 | 0.13981 | 0.14102 | 0.14233 | 0.14369 | 0.14512 | 0.14651 | 0.14795 | 0.14926 | 0.15061 | 0.1518 | 0.15283 | 0.15377 | 0.15458 | 0.15521 | 0.15573 | 0.15602 | 0.15621 | 0.15621
F2_Commercial_Hospital_Existing_Food Preparation_Natural Gas_Oven_E3 | F2 | Commercial | Hospital | Existing | Food Preparation | Natural Gas | Oven | E3 | RVT - Cost of Operation | 0 | 0 | 0 | 0 | 0 | 0 | 0 | 0 | 0 | 0 | 0 | 0 | 0 | 0 | 0 | 0 | 0 | 0 | 0 | 0 | 0 | 0 | 0 | 0 | 0 | 0 | 0 | 0 | 0 | 0 | 0 | 0 | 0
F2_Commercial_Hospital_Existing_Food Preparation_Natural Gas_Oven_E4 | F2 | Commercial | Hospital | Existing | Food Preparation | Natural Gas | Oven | E4 | RVT - Cost of Operation | 0 | 0 | 0 | 0 | 0 | 0 | 0 | 0 | 0 | 0 | 0 | 0 | 0 | 0 | 0 | 0 | 0 | 0 | 0 | 0 | 0 | 0 | 0 | 0 | 0 | 0 | 0 | 0 | 0 | 0 | 0 | 0 | 0
F2_Commercial_Hospital_Existing_Food Preparation_Natural Gas_Oven_E5 | F2 | Commercial | Hospital | Existing | Food Preparation | Natural Gas | Oven | E5 | RVT - Cost of Operation | 0 | 0 | 0 | 0 | 0 | 0 | 0 | 0 | 0 | 0 | 0 | 0 | 0 | 0 | 0 | 0 | 0 | 0 | 0 | 0 | 0 | 0 | 0 | 0 | 0 | 0 | 0 | 0 | 0 | 0 | 0 | 0 | 0
F2_Commercial_Hospital_Existing_Food Preparation_Natural Gas_Oven_E6 | F2 | Commercial | Hospital | Existing | Food Preparation | Natural Gas | Oven | E6 | RVT - Cost of Operation | 0 | 0 | 0 | 0 | 0 | 0 | 0 | 0 | 0 | 0 | 0 | 0 | 0 | 0 | 0 | 0 | 0 | 0 | 0 | 0 | 0 | 0 | 0 | 0 | 0 | 0 | 0 | 0 | 0 | 0 | 0 | 0 | 0
F2_Commercial_Hospital_Existing_Food Preparation_Natural Gas_Oven_E7 | F2 | Commercial | Hospital | Existing | Food Preparation | Natural Gas | Oven | E7 | RVT - Cost of Operation | 0 | 0 | 0 | 0 | 0 | 0 | 0 | 0 | 0 | 0 | 0 | 0 | 0 | 0 | 0 | 0 | 0 | 0 | 0 | 0 | 0 | 0 | 0 | 0 | 0 | 0 | 0 | 0 | 0 | 0 | 0 | 0 | 0
F2_Commercial_Hospital_Existing_Food Preparation_Natural Gas_Oven_E8 | F2 | Commercial | Hospital | Existing | Food Preparation | Natural Gas | Oven | E8 | RVT - Cost of Operation | 0 | 0 | 0 | 0 | 0 | 0 | 0 | 0 | 0 | 0 | 0 | 0 | 0 | 0 | 0 | 0 | 0 | 0 | 0 | 0 | 0 | 0 | 0 | 0 | 0 | 0 | 0 | 0 | 0 | 0 | 0 | 0 | 0
F2_Commercial_Hospital_Existing_Food Preparation_Natural Gas_Oven_E9 | F2 | Commercial | Hospital | Existing | Food Preparation | Natural Gas | Oven | E9 | RVT - Cost of Operation | 0 | 0 | 0 | 0 | 0 | 0 | 0 | 0 | 0 | 0 | 0 | 0 | 0 | 0 | 0 | 0 | 0 | 0 | 0 | 0 | 0 | 0 | 0 | 0 | 0 | 0 | 0 | 0 | 0 | 0 | 0 | 0 | 0
F2_Commercial_Hospital_Existing_Food Preparation_Natural Gas_Oven_E10 | F2 | Commercial | Hospital | Existing | Food Preparation | Natural Gas | Oven | E10 | RVT - Cost of Operation | 0 | 0 | 0 | 0 | 0 | 0 | 0 | 0 | 0 | 0 | 0 | 0 | 0 | 0 | 0 | 0 | 0 | 0 | 0 | 0 | 0 | 0 | 0 | 0 | 0 | 0 | 0 | 0 | 0 | 0 | 0 | 0 | 0
F3_Commercial_Hospital_Existing_Food Preparation_Natural Gas_Oven_E1 | F3 | Commercial | Hospital | Existing | Food Preparation | Natural Gas | Oven | E1 | System - kBTUs of Consumption | 0.31393 | 0.31393 | 0.31393 | 0.31393 | 0.31393 | 0.31393 | 0.31393 | 0.31393 | 0.31393 | 0.31393 | 0.31393 | 0.31393 | 0.31393 | 0.31393 | 0.31393 | 0.31393 | 0.31393 | 0.31393 | 0.31393 | 0.31393 | 0.31393 | 0.31393 | 0.31393 | 0.31393 | 0.31393 | 0.31393 | 0.31393 | 0.31393 | 0.31393 | 0.31393 | 0.31393 | 0.31393 | 0.31393
F3_Commercial_Hospital_Existing_Food Preparation_Natural Gas_Oven_E2 | F3 | Commercial | Hospital | Existing | Food Preparation | Natural Gas | Oven | E2 | System - kBTUs of Consumption | 0.32713 | 0.32713 | 0.32713 | 0.32713 | 0.32713 | 0.32713 | 0.32713 | 0.32713 | 0.32713 | 0.32713 | 0.32713 | 0.32713 | 0.32713 | 0.32713 | 0.32713 | 0.32713 | 0.32713 | 0.32713 | 0.32713 | 0.32713 | 0.32713 | 0.32713 | 0.32713 | 0.32713 | 0.32713 | 0.32713 | 0.32713 | 0.32713 | 0.32713 | 0.32713 | 0.32713 | 0.32713 | 0.32713
F3_Commercial_Hospital_Existing_Food Preparation_Natural Gas_Oven_E3 | F3 | Commercial | Hospital | Existing | Food Preparation | Natural Gas | Oven | E3 | System - kBTUs of Consumption | 0 | 0 | 0 | 0 | 0 | 0 | 0 | 0 | 0 | 0 | 0 | 0 | 0 | 0 | 0 | 0 | 0 | 0 | 0 | 0 | 0 | 0 | 0 | 0 | 0 | 0 | 0 | 0 | 0 | 0 | 0 | 0 | 0
F3_Commercial_Hospital_Existing_Food Preparation_Natural Gas_Oven_E4 | F3 | Commercial | Hospital | Existing | Food Preparation | Natural Gas | Oven | E4 | System - kBTUs of Consumption | 0 | 0 | 0 | 0 | 0 | 0 | 0 | 0 | 0 | 0 | 0 | 0 | 0 | 0 | 0 | 0 | 0 | 0 | 0 | 0 | 0 | 0 | 0 | 0 | 0 | 0 | 0 | 0 | 0 | 0 | 0 | 0 | 0
F3_Commercial_Hospital_Existing_Food Preparation_Natural Gas_Oven_E5 | F3 | Commercial | Hospital | Existing | Food Preparation | Natural Gas | Oven | E5 | System - kBTUs of Consumption | 0 | 0 | 0 | 0 | 0 | 0 | 0 | 0 | 0 | 0 | 0 | 0 | 0 | 0 | 0 | 0 | 0 | 0 | 0 | 0 | 0 | 0 | 0 | 0 | 0 | 0 | 0 | 0 | 0 | 0 | 0 | 0 | 0
F3_Commercial_Hospital_Existing_Food Preparation_Natural Gas_Oven_E6 | F3 | Commercial | Hospital | Existing | Food Preparation | Natural Gas | Oven | E6 | System - kBTUs of Consumption | 0 | 0 | 0 | 0 | 0 | 0 | 0 | 0 | 0 | 0 | 0 | 0 | 0 | 0 | 0 | 0 | 0 | 0 | 0 | 0 | 0 | 0 | 0 | 0 | 0 | 0 | 0 | 0 | 0 | 0 | 0 | 0 | 0
F3_Commercial_Hospital_Existing_Food Preparation_Natural Gas_Oven_E7 | F3 | Commercial | Hospital | Existing | Food Preparation | Natural Gas | Oven | E7 | System - kBTUs of Consumption | 0 | 0 | 0 | 0 | 0 | 0 | 0 | 0 | 0 | 0 | 0 | 0 | 0 | 0 | 0 | 0 | 0 | 0 | 0 | 0 | 0 | 0 | 0 | 0 | 0 | 0 | 0 | 0 | 0 | 0 | 0 | 0 | 0
F3_Commercial_Hospital_Existing_Food Preparation_Natural Gas_Oven_E8 | F3 | Commercial | Hospital | Existing | Food Preparation | Natural Gas | Oven | E8 | System - kBTUs of Consumption | 0 | 0 | 0 | 0 | 0 | 0 | 0 | 0 | 0 | 0 | 0 | 0 | 0 | 0 | 0 | 0 | 0 | 0 | 0 | 0 | 0 | 0 | 0 | 0 | 0 | 0 | 0 | 0 | 0 | 0 | 0 | 0 | 0
F3_Commercial_Hospital_Existing_Food Preparation_Natural Gas_Oven_E9 | F3 | Commercial | Hospital | Existing | Food Preparation | Natural Gas | Oven | E9 | System - kBTUs of Consumption | 0 | 0 | 0 | 0 | 0 | 0 | 0 | 0 | 0 | 0 | 0 | 0 | 0 | 0 | 0 | 0 | 0 | 0 | 0 | 0 | 0 | 0 | 0 | 0 | 0 | 0 | 0 | 0 | 0 | 0 | 0 | 0 | 0
F3_Commercial_Hospital_Existing_Food Preparation_Natural Gas_Oven_E10 | F3 | Commercial | Hospital | Existing | Food Preparation | Natural Gas | Oven | E10 | System - kBTUs of Consumption | 0 | 0 | 0 | 0 | 0 | 0 | 0 | 0 | 0 | 0 | 0 | 0 | 0 | 0 | 0 | 0 | 0 | 0 | 0 | 0 | 0 | 0 | 0 | 0 | 0 | 0 | 0 | 0 | 0 | 0 | 0 | 0 | 0
F4_Commercial_Hospital_Existing_Food Preparation_Natural Gas_Oven_E1 | F4 | Commercial | Hospital | Existing | Food Preparation | Natural Gas | Oven | E1 | Utility - Cost of Equipment | 0.22424 | 0.2243 | 0.22542 | 0.22391 | 0.22302 | 0.22379 | 0.22597 | 0.22772 | 0.22987 | 0.23193 | 0.23397 | 0.23588 | 0.23792 | 0.24005 | 0.24208 | 0.24416 | 0.24626 | 0.24855 | 0.25093 | 0.25343 | 0.25586 | 0.25836 | 0.26066 | 0.26302 | 0.2651 | 0.2669 | 0.26854 | 0.26995 | 0.27105 | 0.27196 | 0.27246 | 0.27279 | 0.27279
F4_Commercial_Hospital_Existing_Food Preparation_Natural Gas_Oven_E2 | F4 | Commercial | Hospital | Existing | Food Preparation | Natural Gas | Oven | E2 | Utility - Cost of Equipment | 0.12841 | 0.12844 | 0.12908 | 0.12822 | 0.12771 | 0.12815 | 0.1294 | 0.1304 | 0.13163 | 0.13281 | 0.13398 | 0.13507 | 0.13624 | 0.13746 | 0.13862 | 0.13981 | 0.14102 | 0.14233 | 0.14369 | 0.14512 | 0.14651 | 0.14795 | 0.14926 | 0.15061 | 0.1518 | 0.15283 | 0.15377 | 0.15458 | 0.15521 | 0.15573 | 0.15602 | 0.15621 | 0.15621
F4_Commercial_Hospital_Existing_Food Preparation_Natural Gas_Oven_E3 | F4 | Commercial | Hospital | Existing | Food Preparation | Natural Gas | Oven | E3 | Utility - Cost of Equipment | 0 | 0 | 0 | 0 | 0 | 0 | 0 | 0 | 0 | 0 | 0 | 0 | 0 | 0 | 0 | 0 | 0 | 0 | 0 | 0 | 0 | 0 | 0 | 0 | 0 | 0 | 0 | 0 | 0 | 0 | 0 | 0 | 0
F4_Commercial_Hospital_Existing_Food Preparation_Natural Gas_Oven_E4 | F4 | Commercial | Hospital | Existing | Food Preparation | Natural Gas | Oven | E4 | Utility - Cost of Equipment | 0 | 0 | 0 | 0 | 0 | 0 | 0 | 0 | 0 | 0 | 0 | 0 | 0 | 0 | 0 | 0 | 0 | 0 | 0 | 0 | 0 | 0 | 0 | 0 | 0 | 0 | 0 | 0 | 0 | 0 | 0 | 0 | 0
F4_Commercial_Hospital_Existing_Food Preparation_Natural Gas_Oven_E5 | F4 | Commercial | Hospital | Existing | Food Preparation | Natural Gas | Oven | E5 | Utility - Cost of Equipment | 0 | 0 | 0 | 0 | 0 | 0 | 0 | 0 | 0 | 0 | 0 | 0 | 0 | 0 | 0 | 0 | 0 | 0 | 0 | 0 | 0 | 0 | 0 | 0 | 0 | 0 | 0 | 0 | 0 | 0 | 0 | 0 | 0
F4_Commercial_Hospital_Existing_Food Preparation_Natural Gas_Oven_E6 | F4 | Commercial | Hospital | Existing | Food Preparation | Natural Gas | Oven | E6 | Utility - Cost of Equipment | 0 | 0 | 0 | 0 | 0 | 0 | 0 | 0 | 0 | 0 | 0 | 0 | 0 | 0 | 0 | 0 | 0 | 0 | 0 | 0 | 0 | 0 | 0 | 0 | 0 | 0 | 0 | 0 | 0 | 0 | 0 | 0 | 0
F4_Commercial_Hospital_Existing_Food Preparation_Natural Gas_Oven_E7 | F4 | Commercial | Hospital | Existing | Food Preparation | Natural Gas | Oven | E7 | Utility - Cost of Equipment | 0 | 0 | 0 | 0 | 0 | 0 | 0 | 0 | 0 | 0 | 0 | 0 | 0 | 0 | 0 | 0 | 0 | 0 | 0 | 0 | 0 | 0 | 0 | 0 | 0 | 0 | 0 | 0 | 0 | 0 | 0 | 0 | 0
F4_Commercial_Hospital_Existing_Food Preparation_Natural Gas_Oven_E8 | F4 | Commercial | Hospital | Existing | Food Preparation | Natural Gas | Oven | E8 | Utility - Cost of Equipment | 0 | 0 | 0 | 0 | 0 | 0 | 0 | 0 | 0 | 0 | 0 | 0 | 0 | 0 | 0 | 0 | 0 | 0 | 0 | 0 | 0 | 0 | 0 | 0 | 0 | 0 | 0 | 0 | 0 | 0 | 0 | 0 | 0
F4_Commercial_Hospital_Existing_Food Preparation_Natural Gas_Oven_E9 | F4 | Commercial | Hospital | Existing | Food Preparation | Natural Gas | Oven | E9 | Utility - Cost of Equipment | 0 | 0 | 0 | 0 | 0 | 0 | 0 | 0 | 0 | 0 | 0 | 0 | 0 | 0 | 0 | 0 | 0 | 0 | 0 | 0 | 0 | 0 | 0 | 0 | 0 | 0 | 0 | 0 | 0 | 0 | 0 | 0 | 0
F4_Commercial_Hospital_Existing_Food Preparation_Natural Gas_Oven_E10 | F4 | Commercial | Hospital | Existing | Food Preparation | Natural Gas | Oven | E10 | Utility - Cost of Equipment | 0 | 0 | 0 | 0 | 0 | 0 | 0 | 0 | 0 | 0 | 0 | 0 | 0 | 0 | 0 | 0 | 0 | 0 | 0 | 0 | 0 | 0 | 0 | 0 | 0 | 0 | 0 | 0 | 0 | 0 | 0 | 0 | 0
F5_Commercial_Hospital_Existing_Food Preparation_Natural Gas_Oven_E1 | F5 | Commercial | Hospital | Existing | Food Preparation | Natural Gas | Oven | E1 | Utility - Cost of Operation | 0.31393 | 0.31393 | 0.31393 | 0.31393 | 0.31393 | 0.31393 | 0.31393 | 0.31393 | 0.31393 | 0.31393 | 0.31393 | 0.31393 | 0.31393 | 0.31393 | 0.31393 | 0.31393 | 0.31393 | 0.31393 | 0.31393 | 0.31393 | 0.31393 | 0.31393 | 0.31393 | 0.31393 | 0.31393 | 0.31393 | 0.31393 | 0.31393 | 0.31393 | 0.31393 | 0.31393 | 0.31393 | 0.31393
F5_Commercial_Hospital_Existing_Food Preparation_Natural Gas_Oven_E2 | F5 | Commercial | Hospital | Existing | Food Preparation | Natural Gas | Oven | E2 | Utility - Cost of Operation | 0.32713 | 0.32713 | 0.32713 | 0.32713 | 0.32713 | 0.32713 | 0.32713 | 0.32713 | 0.32713 | 0.32713 | 0.32713 | 0.32713 | 0.32713 | 0.32713 | 0.32713 | 0.32713 | 0.32713 | 0.32713 | 0.32713 | 0.32713 | 0.32713 | 0.32713 | 0.32713 | 0.32713 | 0.32713 | 0.32713 | 0.32713 | 0.32713 | 0.32713 | 0.32713 | 0.32713 | 0.32713 | 0.32713
F5_Commercial_Hospital_Existing_Food Preparation_Natural Gas_Oven_E3 | F5 | Commercial | Hospital | Existing | Food Preparation | Natural Gas | Oven | E3 | Utility - Cost of Operation | 0 | 0 | 0 | 0 | 0 | 0 | 0 | 0 | 0 | 0 | 0 | 0 | 0 | 0 | 0 | 0 | 0 | 0 | 0 | 0 | 0 | 0 | 0 | 0 | 0 | 0 | 0 | 0 | 0 | 0 | 0 | 0 | 0
F5_Commercial_Hospital_Existing_Food Preparation_Natural Gas_Oven_E4 | F5 | Commercial | Hospital | Existing | Food Preparation | Natural Gas | Oven | E4 | Utility - Cost of Operation | 0 | 0 | 0 | 0 | 0 | 0 | 0 | 0 | 0 | 0 | 0 | 0 | 0 | 0 | 0 | 0 | 0 | 0 | 0 | 0 | 0 | 0 | 0 | 0 | 0 | 0 | 0 | 0 | 0 | 0 | 0 | 0 | 0
F5_Commercial_Hospital_Existing_Food Preparation_Natural Gas_Oven_E5 | F5 | Commercial | Hospital | Existing | Food Preparation | Natural Gas | Oven | E5 | Utility - Cost of Operation | 0 | 0 | 0 | 0 | 0 | 0 | 0 | 0 | 0 | 0 | 0 | 0 | 0 | 0 | 0 | 0 | 0 | 0 | 0 | 0 | 0 | 0 | 0 | 0 | 0 | 0 | 0 | 0 | 0 | 0 | 0 | 0 | 0
F5_Commercial_Hospital_Existing_Food Preparation_Natural Gas_Oven_E6 | F5 | Commercial | Hospital | Existing | Food Preparation | Natural Gas | Oven | E6 | Utility - Cost of Operation | 0 | 0 | 0 | 0 | 0 | 0 | 0 | 0 | 0 | 0 | 0 | 0 | 0 | 0 | 0 | 0 | 0 | 0 | 0 | 0 | 0 | 0 | 0 | 0 | 0 | 0 | 0 | 0 | 0 | 0 | 0 | 0 | 0
F5_Commercial_Hospital_Existing_Food Preparation_Natural Gas_Oven_E7 | F5 | Commercial | Hospital | Existing | Food Preparation | Natural Gas | Oven | E7 | Utility - Cost of Operation | 0 | 0 | 0 | 0 | 0 | 0 | 0 | 0 | 0 | 0 | 0 | 0 | 0 | 0 | 0 | 0 | 0 | 0 | 0 | 0 | 0 | 0 | 0 | 0 | 0 | 0 | 0 | 0 | 0 | 0 | 0 | 0 | 0
F5_Commercial_Hospital_Existing_Food Preparation_Natural Gas_Oven_E8 | F5 | Commercial | Hospital | Existing | Food Preparation | Natural Gas | Oven | E8 | Utility - Cost of Operation | 0 | 0 | 0 | 0 | 0 | 0 | 0 | 0 | 0 | 0 | 0 | 0 | 0 | 0 | 0 | 0 | 0 | 0 | 0 | 0 | 0 | 0 | 0 | 0 | 0 | 0 | 0 | 0 | 0 | 0 | 0 | 0 | 0
F5_Commercial_Hospital_Existing_Food Preparation_Natural Gas_Oven_E9 | F5 | Commercial | Hospital | Existing | Food Preparation | Natural Gas | Oven | E9 | Utility - Cost of Operation | 0 | 0 | 0 | 0 | 0 | 0 | 0 | 0 | 0 | 0 | 0 | 0 | 0 | 0 | 0 | 0 | 0 | 0 | 0 | 0 | 0 | 0 | 0 | 0 | 0 | 0 | 0 | 0 | 0 | 0 | 0 | 0 | 0
F5_Commercial_Hospital_Existing_Food Preparation_Natural Gas_Oven_E10 | F5 | Commercial | Hospital | Existing | Food Preparation | Natural Gas | Oven | E10 | Utility - Cost of Operation | 0 | 0 | 0 | 0 | 0 | 0 | 0 | 0 | 0 | 0 | 0 | 0 | 0 | 0 | 0 | 0 | 0 | 0 | 0 | 0 | 0 | 0 | 0 | 0 | 0 | 0 | 0 | 0 | 0 | 0 | 0 | 0 | 0
F6_Commercial_Hospital_Existing_Food Preparation_Natural Gas_Oven_E1 | F6 | Commercial | Hospital | Existing | Food Preparation | Natural Gas | Oven | E1 | Utility - Value of Sales | 0.11879 | 0.11939 | 0.12037 | 0.12016 | 0.12016 | 0.12016 | 0.12016 | 0.12016 | 0.12016 | 0.12016 | 0.12016 | 0.12016 | 0.12016 | 0.12016 | 0.12016 | 0.12016 | 0.12016 | 0.12016 | 0.12016 | 0.12016 | 0.12016 | 0.12016 | 0.12016 | 0.12016 | 0.12016 | 0.12016 | 0.12016 | 0.12016 | 0.12016 | 0.12016 | 0.12016 | 0.12016 | 0.12016
F6_Commercial_Hospital_Existing_Food Preparation_Natural Gas_Oven_E2 | F6 | Commercial | Hospital | Existing | Food Preparation | Natural Gas | Oven | E2 | Utility - Value of Sales | 0.06802 | 0.068368 | 0.068928 | 0.068805 | 0.068805 | 0.068805 | 0.068805 | 0.068805 | 0.068805 | 0.068805 | 0.068805 | 0.068805 | 0.068805 | 0.068805 | 0.068805 | 0.068805 | 0.068805 | 0.068805 | 0.068805 | 0.068805 | 0.068805 | 0.068805 | 0.068805 | 0.068805 | 0.068805 | 0.068805 | 0.068805 | 0.068805 | 0.068805 | 0.068805 | 0.068805 | 0.068805 | 0.068805
F6_Commercial_Hospital_Existing_Food Preparation_Natural Gas_Oven_E3 | F6 | Commercial | Hospital | Existing | Food Preparation | Natural Gas | Oven | E3 | Utility - Value of Sales | 0 | 0 | 0 | 0 | 0 | 0 | 0 | 0 | 0 | 0 | 0 | 0 | 0 | 0 | 0 | 0 | 0 | 0 | 0 | 0 | 0 | 0 | 0 | 0 | 0 | 0 | 0 | 0 | 0 | 0 | 0 | 0 | 0
F6_Commercial_Hospital_Existing_Food Preparation_Natural Gas_Oven_E4 | F6 | Commercial | Hospital | Existing | Food Preparation | Natural Gas | Oven | E4 | Utility - Value of Sales | 0 | 0 | 0 | 0 | 0 | 0 | 0 | 0 | 0 | 0 | 0 | 0 | 0 | 0 | 0 | 0 | 0 | 0 | 0 | 0 | 0 | 0 | 0 | 0 | 0 | 0 | 0 | 0 | 0 | 0 | 0 | 0 | 0
F6_Commercial_Hospital_Existing_Food Preparation_Natural Gas_Oven_E5 | F6 | Commercial | Hospital | Existing | Food Preparation | Natural Gas | Oven | E5 | Utility - Value of Sales | 0 | 0 | 0 | 0 | 0 | 0 | 0 | 0 | 0 | 0 | 0 | 0 | 0 | 0 | 0 | 0 | 0 | 0 | 0 | 0 | 0 | 0 | 0 | 0 | 0 | 0 | 0 | 0 | 0 | 0 | 0 | 0 | 0
F6_Commercial_Hospital_Existing_Food Preparation_Natural Gas_Oven_E6 | F6 | Commercial | Hospital | Existing | Food Preparation | Natural Gas | Oven | E6 | Utility - Value of Sales | 0 | 0 | 0 | 0 | 0 | 0 | 0 | 0 | 0 | 0 | 0 | 0 | 0 | 0 | 0 | 0 | 0 | 0 | 0 | 0 | 0 | 0 | 0 | 0 | 0 | 0 | 0 | 0 | 0 | 0 | 0 | 0 | 0
F6_Commercial_Hospital_Existing_Food Preparation_Natural Gas_Oven_E7 | F6 | Commercial | Hospital | Existing | Food Preparation | Natural Gas | Oven | E7 | Utility - Value of Sales | 0 | 0 | 0 | 0 | 0 | 0 | 0 | 0 | 0 | 0 | 0 | 0 | 0 | 0 | 0 | 0 | 0 | 0 | 0 | 0 | 0 | 0 | 0 | 0 | 0 | 0 | 0 | 0 | 0 | 0 | 0 | 0 | 0
F6_Commercial_Hospital_Existing_Food Preparation_Natural Gas_Oven_E8 | F6 | Commercial | Hospital | Existing | Food Preparation | Natural Gas | Oven | E8 | Utility - Value of Sales | 0 | 0 | 0 | 0 | 0 | 0 | 0 | 0 | 0 | 0 | 0 | 0 | 0 | 0 | 0 | 0 | 0 | 0 | 0 | 0 | 0 | 0 | 0 | 0 | 0 | 0 | 0 | 0 | 0 | 0 | 0 | 0 | 0
F6_Commercial_Hospital_Existing_Food Preparation_Natural Gas_Oven_E9 | F6 | Commercial | Hospital | Existing | Food Preparation | Natural Gas | Oven | E9 | Utility - Value of Sales | 0 | 0 | 0 | 0 | 0 | 0 | 0 | 0 | 0 | 0 | 0 | 0 | 0 | 0 | 0 | 0 | 0 | 0 | 0 | 0 | 0 | 0 | 0 | 0 | 0 | 0 | 0 | 0 | 0 | 0 | 0 | 0 | 0
F6_Commercial_Hospital_Existing_Food Preparation_Natural Gas_Oven_E10 | F6 | Commercial | Hospital | Existing | Food Preparation | Natural Gas | Oven | E10 | Utility - Value of Sales | 0 | 0 | 0 | 0 | 0 | 0 | 0 | 0 | 0 | 0 | 0 | 0 | 0 | 0 | 0 | 0 | 0 | 0 | 0 | 0 | 0 | 0 | 0 | 0 | 0 | 0 | 0 | 0 | 0 | 0 | 0 | 0 | 0
F1_Commercial_Hospital_Existing_Food Preparation_Natural Gas_Conveyor Oven_E1 | F1 | Commercial | Hospital | Existing | Food Preparation | Natural Gas | Conveyor Oven | E1 | RVT - Cost of Equipment | 0.28232 | 0.28316 | 0.28488 | 0.28435 | 0.28436 | 0.2858 | 0.28847 | 0.29081 | 0.29353 | 0.29622 | 0.29894 | 0.30156 | 0.3043 | 0.30714 | 0.30988 | 0.31262 | 0.31528 | 0.31797 | 0.32059 | 0.32315 | 0.32552 | 0.32783 | 0.32986 | 0.33191 | 0.33367 | 0.3352 | 0.33659 | 0.33779 | 0.33873 | 0.3395 | 0.33992 | 0.3402 | 0.3402
F1_Commercial_Hospital_Existing_Food Preparation_Natural Gas_Conveyor Oven_E2 | F1 | Commercial | Hospital | Existing | Food Preparation | Natural Gas | Conveyor Oven | E2 | RVT - Cost of Equipment | 0.21461 | 0.21525 | 0.21655 | 0.21615 | 0.21616 | 0.21725 | 0.21928 | 0.22106 | 0.22313 | 0.22517 | 0.22724 | 0.22923 | 0.23132 | 0.23348 | 0.23556 | 0.23764 | 0.23966 | 0.24171 | 0.2437 | 0.24565 | 0.24744 | 0.2492 | 0.25075 | 0.2523 | 0.25364 | 0.25481 | 0.25586 | 0.25677 | 0.25749 | 0.25807 | 0.25839 | 0.25861 | 0.25861
F1_Commercial_Hospital_Existing_Food Preparation_Natural Gas_Conveyor Oven_E3 | F1 | Commercial | Hospital | Existing | Food Preparation | Natural Gas | Conveyor Oven | E3 | RVT - Cost of Equipment | 0 | 0 | 0 | 0 | 0 | 0 | 0 | 0 | 0 | 0 | 0 | 0 | 0 | 0 | 0 | 0 | 0 | 0 | 0 | 0 | 0 | 0 | 0 | 0 | 0 | 0 | 0 | 0 | 0 | 0 | 0 | 0 | 0
F1_Commercial_Hospital_Existing_Food Preparation_Natural Gas_Conveyor Oven_E4 | F1 | Commercial | Hospital | Existing | Food Preparation | Natural Gas | Conveyor Oven | E4 | RVT - Cost of Equipment | 0 | 0 | 0 | 0 | 0 | 0 | 0 | 0 | 0 | 0 | 0 | 0 | 0 | 0 | 0 | 0 | 0 | 0 | 0 | 0 | 0 | 0 | 0 | 0 | 0 | 0 | 0 | 0 | 0 | 0 | 0 | 0 | 0
F1_Commercial_Hospital_Existing_Food Preparation_Natural Gas_Conveyor Oven_E5 | F1 | Commercial | Hospital | Existing | Food Preparation | Natural Gas | Conveyor Oven | E5 | RVT - Cost of Equipment | 0 | 0 | 0 | 0 | 0 | 0 | 0 | 0 | 0 | 0 | 0 | 0 | 0 | 0 | 0 | 0 | 0 | 0 | 0 | 0 | 0 | 0 | 0 | 0 | 0 | 0 | 0 | 0 | 0 | 0 | 0 | 0 | 0
F1_Commercial_Hospital_Existing_Food Preparation_Natural Gas_Conveyor Oven_E6 | F1 | Commercial | Hospital | Existing | Food Preparation | Natural Gas | Conveyor Oven | E6 | RVT - Cost of Equipment | 0 | 0 | 0 | 0 | 0 | 0 | 0 | 0 | 0 | 0 | 0 | 0 | 0 | 0 | 0 | 0 | 0 | 0 | 0 | 0 | 0 | 0 | 0 | 0 | 0 | 0 | 0 | 0 | 0 | 0 | 0 | 0 | 0
F1_Commercial_Hospital_Existing_Food Preparation_Natural Gas_Conveyor Oven_E7 | F1 | Commercial | Hospital | Existing | Food Preparation | Natural Gas | Conveyor Oven | E7 | RVT - Cost of Equipment | 0 | 0 | 0 | 0 | 0 | 0 | 0 | 0 | 0 | 0 | 0 | 0 | 0 | 0 | 0 | 0 | 0 | 0 | 0 | 0 | 0 | 0 | 0 | 0 | 0 | 0 | 0 | 0 | 0 | 0 | 0 | 0 | 0
F1_Commercial_Hospital_Existing_Food Preparation_Natural Gas_Conveyor Oven_E8 | F1 | Commercial | Hospital | Existing | Food Preparation | Natural Gas | Conveyor Oven | E8 | RVT - Cost of Equipment | 0 | 0 | 0 | 0 | 0 | 0 | 0 | 0 | 0 | 0 | 0 | 0 | 0 | 0 | 0 | 0 | 0 | 0 | 0 | 0 | 0 | 0 | 0 | 0 | 0 | 0 | 0 | 0 | 0 | 0 | 0 | 0 | 0
F1_Commercial_Hospital_Existing_Food Preparation_Natural Gas_Conveyor Oven_E9 | F1 | Commercial | Hospital | Existing | Food Preparation | Natural Gas | Conveyor Oven | E9 | RVT - Cost of Equipment | 0 | 0 | 0 | 0 | 0 | 0 | 0 | 0 | 0 | 0 | 0 | 0 | 0 | 0 | 0 | 0 | 0 | 0 | 0 | 0 | 0 | 0 | 0 | 0 | 0 | 0 | 0 | 0 | 0 | 0 | 0 | 0 | 0
F1_Commercial_Hospital_Existing_Food Preparation_Natural Gas_Conveyor Oven_E10 | F1 | Commercial | Hospital | Existing | Food Preparation | Natural Gas | Conveyor Oven | E10 | RVT - Cost of Equipment | 0 | 0 | 0 | 0 | 0 | 0 | 0 | 0 | 0 | 0 | 0 | 0 | 0 | 0 | 0 | 0 | 0 | 0 | 0 | 0 | 0 | 0 | 0 | 0 | 0 | 0 | 0 | 0 | 0 | 0 | 0 | 0 | 0
F2_Commercial_Hospital_Existing_Food Preparation_Natural Gas_Conveyor Oven_E1 | F2 | Commercial | Hospital | Existing | Food Preparation | Natural Gas | Conveyor Oven | E1 | RVT - Cost of Operation | 0.33824 | 0.33925 | 0.3413 | 0.34067 | 0.34068 | 0.34241 | 0.34561 | 0.34841 | 0.35167 | 0.35489 | 0.35814 | 0.36129 | 0.36458 | 0.36798 | 0.37126 | 0.37454 | 0.37772 | 0.38095 | 0.38409 | 0.38716 | 0.38999 | 0.39276 | 0.3952 | 0.39764 | 0.39976 | 0.40159 | 0.40326 | 0.4047 | 0.40582 | 0.40675 | 0.40725 | 0.40759 | 0.40759
F2_Commercial_Hospital_Existing_Food Preparation_Natural Gas_Conveyor Oven_E2 | F2 | Commercial | Hospital | Existing | Food Preparation | Natural Gas | Conveyor Oven | E2 | RVT - Cost of Operation | 0.25711 | 0.25788 | 0.25944 | 0.25896 | 0.25897 | 0.26029 | 0.26272 | 0.26485 | 0.26732 | 0.26977 | 0.27225 | 0.27463 | 0.27713 | 0.27972 | 0.28221 | 0.28471 | 0.28713 | 0.28958 | 0.29197 | 0.2943 | 0.29645 | 0.29856 | 0.30041 | 0.30227 | 0.30388 | 0.30527 | 0.30654 | 0.30763 | 0.30849 | 0.30919 | 0.30957 | 0.30983 | 0.30983
F2_Commercial_Hospital_Existing_Food Preparation_Natural Gas_Conveyor Oven_E3 | F2 | Commercial | Hospital | Existing | Food Preparation | Natural Gas | Conveyor Oven | E3 | RVT - Cost of Operation | 0 | 0 | 0 | 0 | 0 | 0 | 0 | 0 | 0 | 0 | 0 | 0 | 0 | 0 | 0 | 0 | 0 | 0 | 0 | 0 | 0 | 0 | 0 | 0 | 0 | 0 | 0 | 0 | 0 | 0 | 0 | 0 | 0
F2_Commercial_Hospital_Existing_Food Preparation_Natural Gas_Conveyor Oven_E4 | F2 | Commercial | Hospital | Existing | Food Preparation | Natural Gas | Conveyor Oven | E4 | RVT - Cost of Operation | 0 | 0 | 0 | 0 | 0 | 0 | 0 | 0 | 0 | 0 | 0 | 0 | 0 | 0 | 0 | 0 | 0 | 0 | 0 | 0 | 0 | 0 | 0 | 0 | 0 | 0 | 0 | 0 | 0 | 0 | 0 | 0 | 0
F2_Commercial_Hospital_Existing_Food Preparation_Natural Gas_Conveyor Oven_E5 | F2 | Commercial | Hospital | Existing | Food Preparation | Natural Gas | Conveyor Oven | E5 | RVT - Cost of Operation | 0 | 0 | 0 | 0 | 0 | 0 | 0 | 0 | 0 | 0 | 0 | 0 | 0 | 0 | 0 | 0 | 0 | 0 | 0 | 0 | 0 | 0 | 0 | 0 | 0 | 0 | 0 | 0 | 0 | 0 | 0 | 0 | 0
F2_Commercial_Hospital_Existing_Food Preparation_Natural Gas_Conveyor Oven_E6 | F2 | Commercial | Hospital | Existing | Food Preparation | Natural Gas | Conveyor Oven | E6 | RVT - Cost of Operation | 0 | 0 | 0 | 0 | 0 | 0 | 0 | 0 | 0 | 0 | 0 | 0 | 0 | 0 | 0 | 0 | 0 | 0 | 0 | 0 | 0 | 0 | 0 | 0 | 0 | 0 | 0 | 0 | 0 | 0 | 0 | 0 | 0
F2_Commercial_Hospital_Existing_Food Preparation_Natural Gas_Conveyor Oven_E7 | F2 | Commercial | Hospital | Existing | Food Preparation | Natural Gas | Conveyor Oven | E7 | RVT - Cost of Operation | 0 | 0 | 0 | 0 | 0 | 0 | 0 | 0 | 0 | 0 | 0 | 0 | 0 | 0 | 0 | 0 | 0 | 0 | 0 | 0 | 0 | 0 | 0 | 0 | 0 | 0 | 0 | 0 | 0 | 0 | 0 | 0 | 0
F2_Commercial_Hospital_Existing_Food Preparation_Natural Gas_Conveyor Oven_E8 | F2 | Commercial | Hospital | Existing | Food Preparation | Natural Gas | Conveyor Oven | E8 | RVT - Cost of Operation | 0 | 0 | 0 | 0 | 0 | 0 | 0 | 0 | 0 | 0 | 0 | 0 | 0 | 0 | 0 | 0 | 0 | 0 | 0 | 0 | 0 | 0 | 0 | 0 | 0 | 0 | 0 | 0 | 0 | 0 | 0 | 0 | 0
F2_Commercial_Hospital_Existing_Food Preparation_Natural Gas_Conveyor Oven_E9 | F2 | Commercial | Hospital | Existing | Food Preparation | Natural Gas | Conveyor Oven | E9 | RVT - Cost of Operation | 0 | 0 | 0 | 0 | 0 | 0 | 0 | 0 | 0 | 0 | 0 | 0 | 0 | 0 | 0 | 0 | 0 | 0 | 0 | 0 | 0 | 0 | 0 | 0 | 0 | 0 | 0 | 0 | 0 | 0 | 0 | 0 | 0
F2_Commercial_Hospital_Existing_Food Preparation_Natural Gas_Conveyor Oven_E10 | F2 | Commercial | Hospital | Existing | Food Preparation | Natural Gas | Conveyor Oven | E10 | RVT - Cost of Operation | 0 | 0 | 0 | 0 | 0 | 0 | 0 | 0 | 0 | 0 | 0 | 0 | 0 | 0 | 0 | 0 | 0 | 0 | 0 | 0 | 0 | 0 | 0 | 0 | 0 | 0 | 0 | 0 | 0 | 0 | 0 | 0 | 0
F3_Commercial_Hospital_Existing_Food Preparation_Natural Gas_Conveyor Oven_E1 | F3 | Commercial | Hospital | Existing | Food Preparation | Natural Gas | Conveyor Oven | E1 | System - kBTUs of Consumption | 0.050953 | 0.050953 | 0.050953 | 0.050953 | 0.050953 | 0.050953 | 0.050953 | 0.050953 | 0.050953 | 0.050953 | 0.050953 | 0.050953 | 0.050953 | 0.050953 | 0.050953 | 0.050953 | 0.050953 | 0.050953 | 0.050953 | 0.050953 | 0.050953 | 0.050953 | 0.050953 | 0.050953 | 0.050953 | 0.050953 | 0.050953 | 0.050953 | 0.050953 | 0.050953 | 0.050953 | 0.050953 | 0.050953
F3_Commercial_Hospital_Existing_Food Preparation_Natural Gas_Conveyor Oven_E2 | F3 | Commercial | Hospital | Existing | Food Preparation | Natural Gas | Conveyor Oven | E2 | System - kBTUs of Consumption | 0.062118 | 0.062118 | 0.062118 | 0.062118 | 0.062118 | 0.062118 | 0.062118 | 0.062118 | 0.062118 | 0.062118 | 0.062118 | 0.062118 | 0.062118 | 0.062118 | 0.062118 | 0.062118 | 0.062118 | 0.062118 | 0.062118 | 0.062118 | 0.062118 | 0.062118 | 0.062118 | 0.062118 | 0.062118 | 0.062118 | 0.062118 | 0.062118 | 0.062118 | 0.062118 | 0.062118 | 0.062118 | 0.062118
F3_Commercial_Hospital_Existing_Food Preparation_Natural Gas_Conveyor Oven_E3 | F3 | Commercial | Hospital | Existing | Food Preparation | Natural Gas | Conveyor Oven | E3 | System - kBTUs of Consumption | 0 | 0 | 0 | 0 | 0 | 0 | 0 | 0 | 0 | 0 | 0 | 0 | 0 | 0 | 0 | 0 | 0 | 0 | 0 | 0 | 0 | 0 | 0 | 0 | 0 | 0 | 0 | 0 | 0 | 0 | 0 | 0 | 0
F3_Commercial_Hospital_Existing_Food Preparation_Natural Gas_Conveyor Oven_E4 | F3 | Commercial | Hospital | Existing | Food Preparation | Natural Gas | Conveyor Oven | E4 | System - kBTUs of Consumption | 0 | 0 | 0 | 0 | 0 | 0 | 0 | 0 | 0 | 0 | 0 | 0 | 0 | 0 | 0 | 0 | 0 | 0 | 0 | 0 | 0 | 0 | 0 | 0 | 0 | 0 | 0 | 0 | 0 | 0 | 0 | 0 | 0
F3_Commercial_Hospital_Existing_Food Preparation_Natural Gas_Conveyor Oven_E5 | F3 | Commercial | Hospital | Existing | Food Preparation | Natural Gas | Conveyor Oven | E5 | System - kBTUs of Consumption | 0 | 0 | 0 | 0 | 0 | 0 | 0 | 0 | 0 | 0 | 0 | 0 | 0 | 0 | 0 | 0 | 0 | 0 | 0 | 0 | 0 | 0 | 0 | 0 | 0 | 0 | 0 | 0 | 0 | 0 | 0 | 0 | 0
F3_Commercial_Hospital_Existing_Food Preparation_Natural Gas_Conveyor Oven_E6 | F3 | Commercial | Hospital | Existing | Food Preparation | Natural Gas | Conveyor Oven | E6 | System - kBTUs of Consumption | 0 | 0 | 0 | 0 | 0 | 0 | 0 | 0 | 0 | 0 | 0 | 0 | 0 | 0 | 0 | 0 | 0 | 0 | 0 | 0 | 0 | 0 | 0 | 0 | 0 | 0 | 0 | 0 | 0 | 0 | 0 | 0 | 0
F3_Commercial_Hospital_Existing_Food Preparation_Natural Gas_Conveyor Oven_E7 | F3 | Commercial | Hospital | Existing | Food Preparation | Natural Gas | Conveyor Oven | E7 | System - kBTUs of Consumption | 0 | 0 | 0 | 0 | 0 | 0 | 0 | 0 | 0 | 0 | 0 | 0 | 0 | 0 | 0 | 0 | 0 | 0 | 0 | 0 | 0 | 0 | 0 | 0 | 0 | 0 | 0 | 0 | 0 | 0 | 0 | 0 | 0
F3_Commercial_Hospital_Existing_Food Preparation_Natural Gas_Conveyor Oven_E8 | F3 | Commercial | Hospital | Existing | Food Preparation | Natural Gas | Conveyor Oven | E8 | System - kBTUs of Consumption | 0 | 0 | 0 | 0 | 0 | 0 | 0 | 0 | 0 | 0 | 0 | 0 | 0 | 0 | 0 | 0 | 0 | 0 | 0 | 0 | 0 | 0 | 0 | 0 | 0 | 0 | 0 | 0 | 0 | 0 | 0 | 0 | 0
F3_Commercial_Hospital_Existing_Food Preparation_Natural Gas_Conveyor Oven_E9 | F3 | Commercial | Hospital | Existing | Food Preparation | Natural Gas | Conveyor Oven | E9 | System - kBTUs of Consumption | 0 | 0 | 0 | 0 | 0 | 0 | 0 | 0 | 0 | 0 | 0 | 0 | 0 | 0 | 0 | 0 | 0 | 0 | 0 | 0 | 0 | 0 | 0 | 0 | 0 | 0 | 0 | 0 | 0 | 0 | 0 | 0 | 0
F3_Commercial_Hospital_Existing_Food Preparation_Natural Gas_Conveyor Oven_E10 | F3 | Commercial | Hospital | Existing | Food Preparation | Natural Gas | Conveyor Oven | E10 | System - kBTUs of Consumption | 0 | 0 | 0 | 0 | 0 | 0 | 0 | 0 | 0 | 0 | 0 | 0 | 0 | 0 | 0 | 0 | 0 | 0 | 0 | 0 | 0 | 0 | 0 | 0 | 0 | 0 | 0 | 0 | 0 | 0 | 0 | 0 | 0
F4_Commercial_Hospital_Existing_Food Preparation_Natural Gas_Conveyor Oven_E1 | F4 | Commercial | Hospital | Existing | Food Preparation | Natural Gas | Conveyor Oven | E1 | Utility - Cost of Equipment | 0.33824 | 0.33925 | 0.3413 | 0.34067 | 0.34068 | 0.34241 | 0.34561 | 0.34841 | 0.35167 | 0.35489 | 0.35814 | 0.36129 | 0.36458 | 0.36798 | 0.37126 | 0.37454 | 0.37772 | 0.38095 | 0.38409 | 0.38716 | 0.38999 | 0.39276 | 0.3952 | 0.39764 | 0.39976 | 0.40159 | 0.40326 | 0.4047 | 0.40582 | 0.40675 | 0.40725 | 0.40759 | 0.40759
F4_Commercial_Hospital_Existing_Food Preparation_Natural Gas_Conveyor Oven_E2 | F4 | Commercial | Hospital | Existing | Food Preparation | Natural Gas | Conveyor Oven | E2 | Utility - Cost of Equipment | 0.25711 | 0.25788 | 0.25944 | 0.25896 | 0.25897 | 0.26029 | 0.26272 | 0.26485 | 0.26732 | 0.26977 | 0.27225 | 0.27463 | 0.27713 | 0.27972 | 0.28221 | 0.28471 | 0.28713 | 0.28958 | 0.29197 | 0.2943 | 0.29645 | 0.29856 | 0.30041 | 0.30227 | 0.30388 | 0.30527 | 0.30654 | 0.30763 | 0.30849 | 0.30919 | 0.30957 | 0.30983 | 0.30983
F4_Commercial_Hospital_Existing_Food Preparation_Natural Gas_Conveyor Oven_E3 | F4 | Commercial | Hospital | Existing | Food Preparation | Natural Gas | Conveyor Oven | E3 | Utility - Cost of Equipment | 0 | 0 | 0 | 0 | 0 | 0 | 0 | 0 | 0 | 0 | 0 | 0 | 0 | 0 | 0 | 0 | 0 | 0 | 0 | 0 | 0 | 0 | 0 | 0 | 0 | 0 | 0 | 0 | 0 | 0 | 0 | 0 | 0
F4_Commercial_Hospital_Existing_Food Preparation_Natural Gas_Conveyor Oven_E4 | F4 | Commercial | Hospital | Existing | Food Preparation | Natural Gas | Conveyor Oven | E4 | Utility - Cost of Equipment | 0 | 0 | 0 | 0 | 0 | 0 | 0 | 0 | 0 | 0 | 0 | 0 | 0 | 0 | 0 | 0 | 0 | 0 | 0 | 0 | 0 | 0 | 0 | 0 | 0 | 0 | 0 | 0 | 0 | 0 | 0 | 0 | 0
F4_Commercial_Hospital_Existing_Food Preparation_Natural Gas_Conveyor Oven_E5 | F4 | Commercial | Hospital | Existing | Food Preparation | Natural Gas | Conveyor Oven | E5 | Utility - Cost of Equipment | 0 | 0 | 0 | 0 | 0 | 0 | 0 | 0 | 0 | 0 | 0 | 0 | 0 | 0 | 0 | 0 | 0 | 0 | 0 | 0 | 0 | 0 | 0 | 0 | 0 | 0 | 0 | 0 | 0 | 0 | 0 | 0 | 0
F4_Commercial_Hospital_Existing_Food Preparation_Natural Gas_Conveyor Oven_E6 | F4 | Commercial | Hospital | Existing | Food Preparation | Natural Gas | Conveyor Oven | E6 | Utility - Cost of Equipment | 0 | 0 | 0 | 0 | 0 | 0 | 0 | 0 | 0 | 0 | 0 | 0 | 0 | 0 | 0 | 0 | 0 | 0 | 0 | 0 | 0 | 0 | 0 | 0 | 0 | 0 | 0 | 0 | 0 | 0 | 0 | 0 | 0
F4_Commercial_Hospital_Existing_Food Preparation_Natural Gas_Conveyor Oven_E7 | F4 | Commercial | Hospital | Existing | Food Preparation | Natural Gas | Conveyor Oven | E7 | Utility - Cost of Equipment | 0 | 0 | 0 | 0 | 0 | 0 | 0 | 0 | 0 | 0 | 0 | 0 | 0 | 0 | 0 | 0 | 0 | 0 | 0 | 0 | 0 | 0 | 0 | 0 | 0 | 0 | 0 | 0 | 0 | 0 | 0 | 0 | 0
F4_Commercial_Hospital_Existing_Food Preparation_Natural Gas_Conveyor Oven_E8 | F4 | Commercial | Hospital | Existing | Food Preparation | Natural Gas | Conveyor Oven | E8 | Utility - Cost of Equipment | 0 | 0 | 0 | 0 | 0 | 0 | 0 | 0 | 0 | 0 | 0 | 0 | 0 | 0 | 0 | 0 | 0 | 0 | 0 | 0 | 0 | 0 | 0 | 0 | 0 | 0 | 0 | 0 | 0 | 0 | 0 | 0 | 0
F4_Commercial_Hospital_Existing_Food Preparation_Natural Gas_Conveyor Oven_E9 | F4 | Commercial | Hospital | Existing | Food Preparation | Natural Gas | Conveyor Oven | E9 | Utility - Cost of Equipment | 0 | 0 | 0 | 0 | 0 | 0 | 0 | 0 | 0 | 0 | 0 | 0 | 0 | 0 | 0 | 0 | 0 | 0 | 0 | 0 | 0 | 0 | 0 | 0 | 0 | 0 | 0 | 0 | 0 | 0 | 0 | 0 | 0
F4_Commercial_Hospital_Existing_Food Preparation_Natural Gas_Conveyor Oven_E10 | F4 | Commercial | Hospital | Existing | Food Preparation | Natural Gas | Conveyor Oven | E10 | Utility - Cost of Equipment | 0 | 0 | 0 | 0 | 0 | 0 | 0 | 0 | 0 | 0 | 0 | 0 | 0 | 0 | 0 | 0 | 0 | 0 | 0 | 0 | 0 | 0 | 0 | 0 | 0 | 0 | 0 | 0 | 0 | 0 | 0 | 0 | 0
F5_Commercial_Hospital_Existing_Food Preparation_Natural Gas_Conveyor Oven_E1 | F5 | Commercial | Hospital | Existing | Food Preparation | Natural Gas | Conveyor Oven | E1 | Utility - Cost of Operation | 0.050953 | 0.050953 | 0.050953 | 0.050953 | 0.050953 | 0.050953 | 0.050953 | 0.050953 | 0.050953 | 0.050953 | 0.050953 | 0.050953 | 0.050953 | 0.050953 | 0.050953 | 0.050953 | 0.050953 | 0.050953 | 0.050953 | 0.050953 | 0.050953 | 0.050953 | 0.050953 | 0.050953 | 0.050953 | 0.050953 | 0.050953 | 0.050953 | 0.050953 | 0.050953 | 0.050953 | 0.050953 | 0.050953
F5_Commercial_Hospital_Existing_Food Preparation_Natural Gas_Conveyor Oven_E2 | F5 | Commercial | Hospital | Existing | Food Preparation | Natural Gas | Conveyor Oven | E2 | Utility - Cost of Operation | 0.062118 | 0.062118 | 0.062118 | 0.062118 | 0.062118 | 0.062118 | 0.062118 | 0.062118 | 0.062118 | 0.062118 | 0.062118 | 0.062118 | 0.062118 | 0.062118 | 0.062118 | 0.062118 | 0.062118 | 0.062118 | 0.062118 | 0.062118 | 0.062118 | 0.062118 | 0.062118 | 0.062118 | 0.062118 | 0.062118 | 0.062118 | 0.062118 | 0.062118 | 0.062118 | 0.062118 | 0.062118 | 0.062118
F5_Commercial_Hospital_Existing_Food Preparation_Natural Gas_Conveyor Oven_E3 | F5 | Commercial | Hospital | Existing | Food Preparation | Natural Gas | Conveyor Oven | E3 | Utility - Cost of Operation | 0 | 0 | 0 | 0 | 0 | 0 | 0 | 0 | 0 | 0 | 0 | 0 | 0 | 0 | 0 | 0 | 0 | 0 | 0 | 0 | 0 | 0 | 0 | 0 | 0 | 0 | 0 | 0 | 0 | 0 | 0 | 0 | 0
F5_Commercial_Hospital_Existing_Food Preparation_Natural Gas_Conveyor Oven_E4 | F5 | Commercial | Hospital | Existing | Food Preparation | Natural Gas | Conveyor Oven | E4 | Utility - Cost of Operation | 0 | 0 | 0 | 0 | 0 | 0 | 0 | 0 | 0 | 0 | 0 | 0 | 0 | 0 | 0 | 0 | 0 | 0 | 0 | 0 | 0 | 0 | 0 | 0 | 0 | 0 | 0 | 0 | 0 | 0 | 0 | 0 | 0
F5_Commercial_Hospital_Existing_Food Preparation_Natural Gas_Conveyor Oven_E5 | F5 | Commercial | Hospital | Existing | Food Preparation | Natural Gas | Conveyor Oven | E5 | Utility - Cost of Operation | 0 | 0 | 0 | 0 | 0 | 0 | 0 | 0 | 0 | 0 | 0 | 0 | 0 | 0 | 0 | 0 | 0 | 0 | 0 | 0 | 0 | 0 | 0 | 0 | 0 | 0 | 0 | 0 | 0 | 0 | 0 | 0 | 0
F5_Commercial_Hospital_Existing_Food Preparation_Natural Gas_Conveyor Oven_E6 | F5 | Commercial | Hospital | Existing | Food Preparation | Natural Gas | Conveyor Oven | E6 | Utility - Cost of Operation | 0 | 0 | 0 | 0 | 0 | 0 | 0 | 0 | 0 | 0 | 0 | 0 | 0 | 0 | 0 | 0 | 0 | 0 | 0 | 0 | 0 | 0 | 0 | 0 | 0 | 0 | 0 | 0 | 0 | 0 | 0 | 0 | 0
F5_Commercial_Hospital_Existing_Food Preparation_Natural Gas_Conveyor Oven_E7 | F5 | Commercial | Hospital | Existing | Food Preparation | Natural Gas | Conveyor Oven | E7 | Utility - Cost of Operation | 0 | 0 | 0 | 0 | 0 | 0 | 0 | 0 | 0 | 0 | 0 | 0 | 0 | 0 | 0 | 0 | 0 | 0 | 0 | 0 | 0 | 0 | 0 | 0 | 0 | 0 | 0 | 0 | 0 | 0 | 0 | 0 | 0
F5_Commercial_Hospital_Existing_Food Preparation_Natural Gas_Conveyor Oven_E8 | F5 | Commercial | Hospital | Existing | Food Preparation | Natural Gas | Conveyor Oven | E8 | Utility - Cost of Operation | 0 | 0 | 0 | 0 | 0 | 0 | 0 | 0 | 0 | 0 | 0 | 0 | 0 | 0 | 0 | 0 | 0 | 0 | 0 | 0 | 0 | 0 | 0 | 0 | 0 | 0 | 0 | 0 | 0 | 0 | 0 | 0 | 0
F5_Commercial_Hospital_Existing_Food Preparation_Natural Gas_Conveyor Oven_E9 | F5 | Commercial | Hospital | Existing | Food Preparation | Natural Gas | Conveyor Oven | E9 | Utility - Cost of Operation | 0 | 0 | 0 | 0 | 0 | 0 | 0 | 0 | 0 | 0 | 0 | 0 | 0 | 0 | 0 | 0 | 0 | 0 | 0 | 0 | 0 | 0 | 0 | 0 | 0 | 0 | 0 | 0 | 0 | 0 | 0 | 0 | 0
F5_Commercial_Hospital_Existing_Food Preparation_Natural Gas_Conveyor Oven_E10 | F5 | Commercial | Hospital | Existing | Food Preparation | Natural Gas | Conveyor Oven | E10 | Utility - Cost of Operation | 0 | 0 | 0 | 0 | 0 | 0 | 0 | 0 | 0 | 0 | 0 | 0 | 0 | 0 | 0 | 0 | 0 | 0 | 0 | 0 | 0 | 0 | 0 | 0 | 0 | 0 | 0 | 0 | 0 | 0 | 0 | 0 | 0
F6_Commercial_Hospital_Existing_Food Preparation_Natural Gas_Conveyor Oven_E1 | F6 | Commercial | Hospital | Existing | Food Preparation | Natural Gas | Conveyor Oven | E1 | Utility - Value of Sales | 0.17784 | 0.1784 | 0.1793 | 0.1791 | 0.1791 | 0.1791 | 0.1791 | 0.1791 | 0.1791 | 0.1791 | 0.1791 | 0.1791 | 0.1791 | 0.1791 | 0.1791 | 0.1791 | 0.1791 | 0.1791 | 0.1791 | 0.1791 | 0.1791 | 0.1791 | 0.1791 | 0.1791 | 0.1791 | 0.1791 | 0.1791 | 0.1791 | 0.1791 | 0.1791 | 0.1791 | 0.1791 | 0.1791
F6_Commercial_Hospital_Existing_Food Preparation_Natural Gas_Conveyor Oven_E2 | F6 | Commercial | Hospital | Existing | Food Preparation | Natural Gas | Conveyor Oven | E2 | Utility - Value of Sales | 0.13518 | 0.13561 | 0.13629 | 0.13614 | 0.13614 | 0.13614 | 0.13614 | 0.13614 | 0.13614 | 0.13614 | 0.13614 | 0.13614 | 0.13614 | 0.13614 | 0.13614 | 0.13614 | 0.13614 | 0.13614 | 0.13614 | 0.13614 | 0.13614 | 0.13614 | 0.13614 | 0.13614 | 0.13614 | 0.13614 | 0.13614 | 0.13614 | 0.13614 | 0.13614 | 0.13614 | 0.13614 | 0.13614
F6_Commercial_Hospital_Existing_Food Preparation_Natural Gas_Conveyor Oven_E3 | F6 | Commercial | Hospital | Existing | Food Preparation | Natural Gas | Conveyor Oven | E3 | Utility - Value of Sales | 0 | 0 | 0 | 0 | 0 | 0 | 0 | 0 | 0 | 0 | 0 | 0 | 0 | 0 | 0 | 0 | 0 | 0 | 0 | 0 | 0 | 0 | 0 | 0 | 0 | 0 | 0 | 0 | 0 | 0 | 0 | 0 | 0
F6_Commercial_Hospital_Existing_Food Preparation_Natural Gas_Conveyor Oven_E4 | F6 | Commercial | Hospital | Existing | Food Preparation | Natural Gas | Conveyor Oven | E4 | Utility - Value of Sales | 0 | 0 | 0 | 0 | 0 | 0 | 0 | 0 | 0 | 0 | 0 | 0 | 0 | 0 | 0 | 0 | 0 | 0 | 0 | 0 | 0 | 0 | 0 | 0 | 0 | 0 | 0 | 0 | 0 | 0 | 0 | 0 | 0
F6_Commercial_Hospital_Existing_Food Preparation_Natural Gas_Conveyor Oven_E5 | F6 | Commercial | Hospital | Existing | Food Preparation | Natural Gas | Conveyor Oven | E5 | Utility - Value of Sales | 0 | 0 | 0 | 0 | 0 | 0 | 0 | 0 | 0 | 0 | 0 | 0 | 0 | 0 | 0 | 0 | 0 | 0 | 0 | 0 | 0 | 0 | 0 | 0 | 0 | 0 | 0 | 0 | 0 | 0 | 0 | 0 | 0
F6_Commercial_Hospital_Existing_Food Preparation_Natural Gas_Conveyor Oven_E6 | F6 | Commercial | Hospital | Existing | Food Preparation | Natural Gas | Conveyor Oven | E6 | Utility - Value of Sales | 0 | 0 | 0 | 0 | 0 | 0 | 0 | 0 | 0 | 0 | 0 | 0 | 0 | 0 | 0 | 0 | 0 | 0 | 0 | 0 | 0 | 0 | 0 | 0 | 0 | 0 | 0 | 0 | 0 | 0 | 0 | 0 | 0
F6_Commercial_Hospital_Existing_Food Preparation_Natural Gas_Conveyor Oven_E7 | F6 | Commercial | Hospital | Existing | Food Preparation | Natural Gas | Conveyor Oven | E7 | Utility - Value of Sales | 0 | 0 | 0 | 0 | 0 | 0 | 0 | 0 | 0 | 0 | 0 | 0 | 0 | 0 | 0 | 0 | 0 | 0 | 0 | 0 | 0 | 0 | 0 | 0 | 0 | 0 | 0 | 0 | 0 | 0 | 0 | 0 | 0
F6_Commercial_Hospital_Existing_Food Preparation_Natural Gas_Conveyor Oven_E8 | F6 | Commercial | Hospital | Existing | Food Preparation | Natural Gas | Conveyor Oven | E8 | Utility - Value of Sales | 0 | 0 | 0 | 0 | 0 | 0 | 0 | 0 | 0 | 0 | 0 | 0 | 0 | 0 | 0 | 0 | 0 | 0 | 0 | 0 | 0 | 0 | 0 | 0 | 0 | 0 | 0 | 0 | 0 | 0 | 0 | 0 | 0
F6_Commercial_Hospital_Existing_Food Preparation_Natural Gas_Conveyor Oven_E9 | F6 | Commercial | Hospital | Existing | Food Preparation | Natural Gas | Conveyor Oven | E9 | Utility - Value of Sales | 0 | 0 | 0 | 0 | 0 | 0 | 0 | 0 | 0 | 0 | 0 | 0 | 0 | 0 | 0 | 0 | 0 | 0 | 0 | 0 | 0 | 0 | 0 | 0 | 0 | 0 | 0 | 0 | 0 | 0 | 0 | 0 | 0
F6_Commercial_Hospital_Existing_Food Preparation_Natural Gas_Conveyor Oven_E10 | F6 | Commercial | Hospital | Existing | Food Preparation | Natural Gas | Conveyor Oven | E10 | Utility - Value of Sales | 0 | 0 | 0 | 0 | 0 | 0 | 0 | 0 | 0 | 0 | 0 | 0 | 0 | 0 | 0 | 0 | 0 | 0 | 0 | 0 | 0 | 0 | 0 | 0 | 0 | 0 | 0 | 0 | 0 | 0 | 0 | 0 | 0
F1_Commercial_Hospital_Existing_Food Preparation_Natural Gas_Double Rack Oven_E1 | F1 | Commercial | Hospital | Existing | Food Preparation | Natural Gas | Double Rack Oven | E1 | RVT - Cost of Equipment | 0.49828 | 0.49892 | 0.50164 | 0.4991 | 0.49781 | 0.49979 | 0.50455 | 0.50842 | 0.51315 | 0.5177 | 0.52231 | 0.52665 | 0.53129 | 0.53607 | 0.54072 | 0.54547 | 0.55026 | 0.55541 | 0.56075 | 0.56626 | 0.57155 | 0.57687 | 0.58163 | 0.5864 | 0.59054 | 0.59411 | 0.59736 | 0.60017 | 0.60236 | 0.60417 | 0.60515 | 0.6058 | 0.6058
F1_Commercial_Hospital_Existing_Food Preparation_Natural Gas_Double Rack Oven_E2 | F1 | Commercial | Hospital | Existing | Food Preparation | Natural Gas | Double Rack Oven | E2 | RVT - Cost of Equipment | 0.27179 | 0.27214 | 0.27362 | 0.27224 | 0.27153 | 0.27261 | 0.27521 | 0.27732 | 0.2799 | 0.28238 | 0.28489 | 0.28727 | 0.28979 | 0.2924 | 0.29494 | 0.29753 | 0.30014 | 0.30295 | 0.30586 | 0.30887 | 0.31176 | 0.31465 | 0.31725 | 0.31986 | 0.32211 | 0.32406 | 0.32583 | 0.32736 | 0.32856 | 0.32955 | 0.33008 | 0.33044 | 0.33044
F1_Commercial_Hospital_Existing_Food Preparation_Natural Gas_Double Rack Oven_E3 | F1 | Commercial | Hospital | Existing | Food Preparation | Natural Gas | Double Rack Oven | E3 | RVT - Cost of Equipment | 0 | 0 | 0 | 0 | 0 | 0 | 0 | 0 | 0 | 0 | 0 | 0 | 0 | 0 | 0 | 0 | 0 | 0 | 0 | 0 | 0 | 0 | 0 | 0 | 0 | 0 | 0 | 0 | 0 | 0 | 0 | 0 | 0
F1_Commercial_Hospital_Existing_Food Preparation_Natural Gas_Double Rack Oven_E4 | F1 | Commercial | Hospital | Existing | Food Preparation | Natural Gas | Double Rack Oven | E4 | RVT - Cost of Equipment | 0 | 0 | 0 | 0 | 0 | 0 | 0 | 0 | 0 | 0 | 0 | 0 | 0 | 0 | 0 | 0 | 0 | 0 | 0 | 0 | 0 | 0 | 0 | 0 | 0 | 0 | 0 | 0 | 0 | 0 | 0 | 0 | 0
F1_Commercial_Hospital_Existing_Food Preparation_Natural Gas_Double Rack Oven_E5 | F1 | Commercial | Hospital | Existing | Food Preparation | Natural Gas | Double Rack Oven | E5 | RVT - Cost of Equipment | 0 | 0 | 0 | 0 | 0 | 0 | 0 | 0 | 0 | 0 | 0 | 0 | 0 | 0 | 0 | 0 | 0 | 0 | 0 | 0 | 0 | 0 | 0 | 0 | 0 | 0 | 0 | 0 | 0 | 0 | 0 | 0 | 0
F1_Commercial_Hospital_Existing_Food Preparation_Natural Gas_Double Rack Oven_E6 | F1 | Commercial | Hospital | Existing | Food Preparation | Natural Gas | Double Rack Oven | E6 | RVT - Cost of Equipment | 0 | 0 | 0 | 0 | 0 | 0 | 0 | 0 | 0 | 0 | 0 | 0 | 0 | 0 | 0 | 0 | 0 | 0 | 0 | 0 | 0 | 0 | 0 | 0 | 0 | 0 | 0 | 0 | 0 | 0 | 0 | 0 | 0
F1_Commercial_Hospital_Existing_Food Preparation_Natural Gas_Double Rack Oven_E7 | F1 | Commercial | Hospital | Existing | Food Preparation | Natural Gas | Double Rack Oven | E7 | RVT - Cost of Equipment | 0 | 0 | 0 | 0 | 0 | 0 | 0 | 0 | 0 | 0 | 0 | 0 | 0 | 0 | 0 | 0 | 0 | 0 | 0 | 0 | 0 | 0 | 0 | 0 | 0 | 0 | 0 | 0 | 0 | 0 | 0 | 0 | 0
F1_Commercial_Hospital_Existing_Food Preparation_Natural Gas_Double Rack Oven_E8 | F1 | Commercial | Hospital | Existing | Food Preparation | Natural Gas | Double Rack Oven | E8 | RVT - Cost of Equipment | 0 | 0 | 0 | 0 | 0 | 0 | 0 | 0 | 0 | 0 | 0 | 0 | 0 | 0 | 0 | 0 | 0 | 0 | 0 | 0 | 0 | 0 | 0 | 0 | 0 | 0 | 0 | 0 | 0 | 0 | 0 | 0 | 0
F1_Commercial_Hospital_Existing_Food Preparation_Natural Gas_Double Rack Oven_E9 | F1 | Commercial | Hospital | Existing | Food Preparation | Natural Gas | Double Rack Oven | E9 | RVT - Cost of Equipment | 0 | 0 | 0 | 0 | 0 | 0 | 0 | 0 | 0 | 0 | 0 | 0 | 0 | 0 | 0 | 0 | 0 | 0 | 0 | 0 | 0 | 0 | 0 | 0 | 0 | 0 | 0 | 0 | 0 | 0 | 0 | 0 | 0
F1_Commercial_Hospital_Existing_Food Preparation_Natural Gas_Double Rack Oven_E10 | F1 | Commercial | Hospital | Existing | Food Preparation | Natural Gas | Double Rack Oven | E10 | RVT - Cost of Equipment | 0 | 0 | 0 | 0 | 0 | 0 | 0 | 0 | 0 | 0 | 0 | 0 | 0 | 0 | 0 | 0 | 0 | 0 | 0 | 0 | 0 | 0 | 0 | 0 | 0 | 0 | 0 | 0 | 0 | 0 | 0 | 0 | 0
F2_Commercial_Hospital_Existing_Food Preparation_Natural Gas_Double Rack Oven_E1 | F2 | Commercial | Hospital | Existing | Food Preparation | Natural Gas | Double Rack Oven | E1 | RVT - Cost of Operation | 0.59697 | 0.59774 | 0.601 | 0.59796 | 0.59641 | 0.59878 | 0.60449 | 0.60912 | 0.61479 | 0.62024 | 0.62576 | 0.63097 | 0.63651 | 0.64225 | 0.64782 | 0.65351 | 0.65925 | 0.66541 | 0.67182 | 0.67842 | 0.68476 | 0.69112 | 0.69683 | 0.70255 | 0.7075 | 0.71178 | 0.71568 | 0.71904 | 0.72167 | 0.72383 | 0.72501 | 0.72579 | 0.72579
F2_Commercial_Hospital_Existing_Food Preparation_Natural Gas_Double Rack Oven_E2 | F2 | Commercial | Hospital | Existing | Food Preparation | Natural Gas | Double Rack Oven | E2 | RVT - Cost of Operation | 0.32562 | 0.32604 | 0.32782 | 0.32616 | 0.32531 | 0.32661 | 0.32972 | 0.33225 | 0.33534 | 0.33831 | 0.34132 | 0.34416 | 0.34719 | 0.35032 | 0.35336 | 0.35646 | 0.35959 | 0.36295 | 0.36645 | 0.37005 | 0.3735 | 0.37698 | 0.38009 | 0.38321 | 0.38591 | 0.38824 | 0.39037 | 0.3922 | 0.39364 | 0.39482 | 0.39546 | 0.39589 | 0.39589
F2_Commercial_Hospital_Existing_Food Preparation_Natural Gas_Double Rack Oven_E3 | F2 | Commercial | Hospital | Existing | Food Preparation | Natural Gas | Double Rack Oven | E3 | RVT - Cost of Operation | 0 | 0 | 0 | 0 | 0 | 0 | 0 | 0 | 0 | 0 | 0 | 0 | 0 | 0 | 0 | 0 | 0 | 0 | 0 | 0 | 0 | 0 | 0 | 0 | 0 | 0 | 0 | 0 | 0 | 0 | 0 | 0 | 0
F2_Commercial_Hospital_Existing_Food Preparation_Natural Gas_Double Rack Oven_E4 | F2 | Commercial | Hospital | Existing | Food Preparation | Natural Gas | Double Rack Oven | E4 | RVT - Cost of Operation | 0 | 0 | 0 | 0 | 0 | 0 | 0 | 0 | 0 | 0 | 0 | 0 | 0 | 0 | 0 | 0 | 0 | 0 | 0 | 0 | 0 | 0 | 0 | 0 | 0 | 0 | 0 | 0 | 0 | 0 | 0 | 0 | 0
F2_Commercial_Hospital_Existing_Food Preparation_Natural Gas_Double Rack Oven_E5 | F2 | Commercial | Hospital | Existing | Food Preparation | Natural Gas | Double Rack Oven | E5 | RVT - Cost of Operation | 0 | 0 | 0 | 0 | 0 | 0 | 0 | 0 | 0 | 0 | 0 | 0 | 0 | 0 | 0 | 0 | 0 | 0 | 0 | 0 | 0 | 0 | 0 | 0 | 0 | 0 | 0 | 0 | 0 | 0 | 0 | 0 | 0
F2_Commercial_Hospital_Existing_Food Preparation_Natural Gas_Double Rack Oven_E6 | F2 | Commercial | Hospital | Existing | Food Preparation | Natural Gas | Double Rack Oven | E6 | RVT - Cost of Operation | 0 | 0 | 0 | 0 | 0 | 0 | 0 | 0 | 0 | 0 | 0 | 0 | 0 | 0 | 0 | 0 | 0 | 0 | 0 | 0 | 0 | 0 | 0 | 0 | 0 | 0 | 0 | 0 | 0 | 0 | 0 | 0 | 0
F2_Commercial_Hospital_Existing_Food Preparation_Natural Gas_Double Rack Oven_E7 | F2 | Commercial | Hospital | Existing | Food Preparation | Natural Gas | Double Rack Oven | E7 | RVT - Cost of Operation | 0 | 0 | 0 | 0 | 0 | 0 | 0 | 0 | 0 | 0 | 0 | 0 | 0 | 0 | 0 | 0 | 0 | 0 | 0 | 0 | 0 | 0 | 0 | 0 | 0 | 0 | 0 | 0 | 0 | 0 | 0 | 0 | 0
F2_Commercial_Hospital_Existing_Food Preparation_Natural Gas_Double Rack Oven_E8 | F2 | Commercial | Hospital | Existing | Food Preparation | Natural Gas | Double Rack Oven | E8 | RVT - Cost of Operation | 0 | 0 | 0 | 0 | 0 | 0 | 0 | 0 | 0 | 0 | 0 | 0 | 0 | 0 | 0 | 0 | 0 | 0 | 0 | 0 | 0 | 0 | 0 | 0 | 0 | 0 | 0 | 0 | 0 | 0 | 0 | 0 | 0
F2_Commercial_Hospital_Existing_Food Preparation_Natural Gas_Double Rack Oven_E9 | F2 | Commercial | Hospital | Existing | Food Preparation | Natural Gas | Double Rack Oven | E9 | RVT - Cost of Operation | 0 | 0 | 0 | 0 | 0 | 0 | 0 | 0 | 0 | 0 | 0 | 0 | 0 | 0 | 0 | 0 | 0 | 0 | 0 | 0 | 0 | 0 | 0 | 0 | 0 | 0 | 0 | 0 | 0 | 0 | 0 | 0 | 0
F2_Commercial_Hospital_Existing_Food Preparation_Natural Gas_Double Rack Oven_E10 | F2 | Commercial | Hospital | Existing | Food Preparation | Natural Gas | Double Rack Oven | E10 | RVT - Cost of Operation | 0 | 0 | 0 | 0 | 0 | 0 | 0 | 0 | 0 | 0 | 0 | 0 | 0 | 0 | 0 | 0 | 0 | 0 | 0 | 0 | 0 | 0 | 0 | 0 | 0 | 0 | 0 | 0 | 0 | 0 | 0 | 0 | 0
F3_Commercial_Hospital_Existing_Food Preparation_Natural Gas_Double Rack Oven_E1 | F3 | Commercial | Hospital | Existing | Food Preparation | Natural Gas | Double Rack Oven | E1 | System - kBTUs of Consumption | 0.098338 | 0.098338 | 0.098338 | 0.098338 | 0.098338 | 0.098338 | 0.098338 | 0.098338 | 0.098338 | 0.098338 | 0.098338 | 0.098338 | 0.098338 | 0.098338 | 0.098338 | 0.098338 | 0.098338 | 0.098338 | 0.098338 | 0.098338 | 0.098338 | 0.098338 | 0.098338 | 0.098338 | 0.098338 | 0.098338 | 0.098338 | 0.098338 | 0.098338 | 0.098338 | 0.098338 | 0.098338 | 0.098338
F3_Commercial_Hospital_Existing_Food Preparation_Natural Gas_Double Rack Oven_E2 | F3 | Commercial | Hospital | Existing | Food Preparation | Natural Gas | Double Rack Oven | E2 | System - kBTUs of Consumption | 0.13078 | 0.13078 | 0.13078 | 0.13078 | 0.13078 | 0.13078 | 0.13078 | 0.13078 | 0.13078 | 0.13078 | 0.13078 | 0.13078 | 0.13078 | 0.13078 | 0.13078 | 0.13078 | 0.13078 | 0.13078 | 0.13078 | 0.13078 | 0.13078 | 0.13078 | 0.13078 | 0.13078 | 0.13078 | 0.13078 | 0.13078 | 0.13078 | 0.13078 | 0.13078 | 0.13078 | 0.13078 | 0.13078
F3_Commercial_Hospital_Existing_Food Preparation_Natural Gas_Double Rack Oven_E3 | F3 | Commercial | Hospital | Existing | Food Preparation | Natural Gas | Double Rack Oven | E3 | System - kBTUs of Consumption | 0 | 0 | 0 | 0 | 0 | 0 | 0 | 0 | 0 | 0 | 0 | 0 | 0 | 0 | 0 | 0 | 0 | 0 | 0 | 0 | 0 | 0 | 0 | 0 | 0 | 0 | 0 | 0 | 0 | 0 | 0 | 0 | 0
F3_Commercial_Hospital_Existing_Food Preparation_Natural Gas_Double Rack Oven_E4 | F3 | Commercial | Hospital | Existing | Food Preparation | Natural Gas | Double Rack Oven | E4 | System - kBTUs of Consumption | 0 | 0 | 0 | 0 | 0 | 0 | 0 | 0 | 0 | 0 | 0 | 0 | 0 | 0 | 0 | 0 | 0 | 0 | 0 | 0 | 0 | 0 | 0 | 0 | 0 | 0 | 0 | 0 | 0 | 0 | 0 | 0 | 0
F3_Commercial_Hospital_Existing_Food Preparation_Natural Gas_Double Rack Oven_E5 | F3 | Commercial | Hospital | Existing | Food Preparation | Natural Gas | Double Rack Oven | E5 | System - kBTUs of Consumption | 0 | 0 | 0 | 0 | 0 | 0 | 0 | 0 | 0 | 0 | 0 | 0 | 0 | 0 | 0 | 0 | 0 | 0 | 0 | 0 | 0 | 0 | 0 | 0 | 0 | 0 | 0 | 0 | 0 | 0 | 0 | 0 | 0
F3_Commercial_Hospital_Existing_Food Preparation_Natural Gas_Double Rack Oven_E6 | F3 | Commercial | Hospital | Existing | Food Preparation | Natural Gas | Double Rack Oven | E6 | System - kBTUs of Consumption | 0 | 0 | 0 | 0 | 0 | 0 | 0 | 0 | 0 | 0 | 0 | 0 | 0 | 0 | 0 | 0 | 0 | 0 | 0 | 0 | 0 | 0 | 0 | 0 | 0 | 0 | 0 | 0 | 0 | 0 | 0 | 0 | 0
F3_Commercial_Hospital_Existing_Food Preparation_Natural Gas_Double Rack Oven_E7 | F3 | Commercial | Hospital | Existing | Food Preparation | Natural Gas | Double Rack Oven | E7 | System - kBTUs of Consumption | 0 | 0 | 0 | 0 | 0 | 0 | 0 | 0 | 0 | 0 | 0 | 0 | 0 | 0 | 0 | 0 | 0 | 0 | 0 | 0 | 0 | 0 | 0 | 0 | 0 | 0 | 0 | 0 | 0 | 0 | 0 | 0 | 0
F3_Commercial_Hospital_Existing_Food Preparation_Natural Gas_Double Rack Oven_E8 | F3 | Commercial | Hospital | Existing | Food Preparation | Natural Gas | Double Rack Oven | E8 | System - kBTUs of Consumption | 0 | 0 | 0 | 0 | 0 | 0 | 0 | 0 | 0 | 0 | 0 | 0 | 0 | 0 | 0 | 0 | 0 | 0 | 0 | 0 | 0 | 0 | 0 | 0 | 0 | 0 | 0 | 0 | 0 | 0 | 0 | 0 | 0
F3_Commercial_Hospital_Existing_Food Preparation_Natural Gas_Double Rack Oven_E9 | F3 | Commercial | Hospital | Existing | Food Preparation | Natural Gas | Double Rack Oven | E9 | System - kBTUs of Consumption | 0 | 0 | 0 | 0 | 0 | 0 | 0 | 0 | 0 | 0 | 0 | 0 | 0 | 0 | 0 | 0 | 0 | 0 | 0 | 0 | 0 | 0 | 0 | 0 | 0 | 0 | 0 | 0 | 0 | 0 | 0 | 0 | 0
F3_Commercial_Hospital_Existing_Food Preparation_Natural Gas_Double Rack Oven_E10 | F3 | Commercial | Hospital | Existing | Food Preparation | Natural Gas | Double Rack Oven | E10 | System - kBTUs of Consumption | 0 | 0 | 0 | 0 | 0 | 0 | 0 | 0 | 0 | 0 | 0 | 0 | 0 | 0 | 0 | 0 | 0 | 0 | 0 | 0 | 0 | 0 | 0 | 0 | 0 | 0 | 0 | 0 | 0 | 0 | 0 | 0 | 0
F4_Commercial_Hospital_Existing_Food Preparation_Natural Gas_Double Rack Oven_E1 | F4 | Commercial | Hospital | Existing | Food Preparation | Natural Gas | Double Rack Oven | E1 | Utility - Cost of Equipment | 0.59697 | 0.59774 | 0.601 | 0.59796 | 0.59641 | 0.59878 | 0.60449 | 0.60912 | 0.61479 | 0.62024 | 0.62576 | 0.63097 | 0.63651 | 0.64225 | 0.64782 | 0.65351 | 0.65925 | 0.66541 | 0.67182 | 0.67842 | 0.68476 | 0.69112 | 0.69683 | 0.70255 | 0.7075 | 0.71178 | 0.71568 | 0.71904 | 0.72167 | 0.72383 | 0.72501 | 0.72579 | 0.72579
F4_Commercial_Hospital_Existing_Food Preparation_Natural Gas_Double Rack Oven_E2 | F4 | Commercial | Hospital | Existing | Food Preparation | Natural Gas | Double Rack Oven | E2 | Utility - Cost of Equipment | 0.32562 | 0.32604 | 0.32782 | 0.32616 | 0.32531 | 0.32661 | 0.32972 | 0.33225 | 0.33534 | 0.33831 | 0.34132 | 0.34416 | 0.34719 | 0.35032 | 0.35336 | 0.35646 | 0.35959 | 0.36295 | 0.36645 | 0.37005 | 0.3735 | 0.37698 | 0.38009 | 0.38321 | 0.38591 | 0.38824 | 0.39037 | 0.3922 | 0.39364 | 0.39482 | 0.39546 | 0.39589 | 0.39589
F4_Commercial_Hospital_Existing_Food Preparation_Natural Gas_Double Rack Oven_E3 | F4 | Commercial | Hospital | Existing | Food Preparation | Natural Gas | Double Rack Oven | E3 | Utility - Cost of Equipment | 0 | 0 | 0 | 0 | 0 | 0 | 0 | 0 | 0 | 0 | 0 | 0 | 0 | 0 | 0 | 0 | 0 | 0 | 0 | 0 | 0 | 0 | 0 | 0 | 0 | 0 | 0 | 0 | 0 | 0 | 0 | 0 | 0
F4_Commercial_Hospital_Existing_Food Preparation_Natural Gas_Double Rack Oven_E4 | F4 | Commercial | Hospital | Existing | Food Preparation | Natural Gas | Double Rack Oven | E4 | Utility - Cost of Equipment | 0 | 0 | 0 | 0 | 0 | 0 | 0 | 0 | 0 | 0 | 0 | 0 | 0 | 0 | 0 | 0 | 0 | 0 | 0 | 0 | 0 | 0 | 0 | 0 | 0 | 0 | 0 | 0 | 0 | 0 | 0 | 0 | 0
F4_Commercial_Hospital_Existing_Food Preparation_Natural Gas_Double Rack Oven_E5 | F4 | Commercial | Hospital | Existing | Food Preparation | Natural Gas | Double Rack Oven | E5 | Utility - Cost of Equipment | 0 | 0 | 0 | 0 | 0 | 0 | 0 | 0 | 0 | 0 | 0 | 0 | 0 | 0 | 0 | 0 | 0 | 0 | 0 | 0 | 0 | 0 | 0 | 0 | 0 | 0 | 0 | 0 | 0 | 0 | 0 | 0 | 0
F4_Commercial_Hospital_Existing_Food Preparation_Natural Gas_Double Rack Oven_E6 | F4 | Commercial | Hospital | Existing | Food Preparation | Natural Gas | Double Rack Oven | E6 | Utility - Cost of Equipment | 0 | 0 | 0 | 0 | 0 | 0 | 0 | 0 | 0 | 0 | 0 | 0 | 0 | 0 | 0 | 0 | 0 | 0 | 0 | 0 | 0 | 0 | 0 | 0 | 0 | 0 | 0 | 0 | 0 | 0 | 0 | 0 | 0
F4_Commercial_Hospital_Existing_Food Preparation_Natural Gas_Double Rack Oven_E7 | F4 | Commercial | Hospital | Existing | Food Preparation | Natural Gas | Double Rack Oven | E7 | Utility - Cost of Equipment | 0 | 0 | 0 | 0 | 0 | 0 | 0 | 0 | 0 | 0 | 0 | 0 | 0 | 0 | 0 | 0 | 0 | 0 | 0 | 0 | 0 | 0 | 0 | 0 | 0 | 0 | 0 | 0 | 0 | 0 | 0 | 0 | 0
F4_Commercial_Hospital_Existing_Food Preparation_Natural Gas_Double Rack Oven_E8 | F4 | Commercial | Hospital | Existing | Food Preparation | Natural Gas | Double Rack Oven | E8 | Utility - Cost of Equipment | 0 | 0 | 0 | 0 | 0 | 0 | 0 | 0 | 0 | 0 | 0 | 0 | 0 | 0 | 0 | 0 | 0 | 0 | 0 | 0 | 0 | 0 | 0 | 0 | 0 | 0 | 0 | 0 | 0 | 0 | 0 | 0 | 0
F4_Commercial_Hospital_Existing_Food Preparation_Natural Gas_Double Rack Oven_E9 | F4 | Commercial | Hospital | Existing | Food Preparation | Natural Gas | Double Rack Oven | E9 | Utility - Cost of Equipment | 0 | 0 | 0 | 0 | 0 | 0 | 0 | 0 | 0 | 0 | 0 | 0 | 0 | 0 | 0 | 0 | 0 | 0 | 0 | 0 | 0 | 0 | 0 | 0 | 0 | 0 | 0 | 0 | 0 | 0 | 0 | 0 | 0
F4_Commercial_Hospital_Existing_Food Preparation_Natural Gas_Double Rack Oven_E10 | F4 | Commercial | Hospital | Existing | Food Preparation | Natural Gas | Double Rack Oven | E10 | Utility - Cost of Equipment | 0 | 0 | 0 | 0 | 0 | 0 | 0 | 0 | 0 | 0 | 0 | 0 | 0 | 0 | 0 | 0 | 0 | 0 | 0 | 0 | 0 | 0 | 0 | 0 | 0 | 0 | 0 | 0 | 0 | 0 | 0 | 0 | 0
F5_Commercial_Hospital_Existing_Food Preparation_Natural Gas_Double Rack Oven_E1 | F5 | Commercial | Hospital | Existing | Food Preparation | Natural Gas | Double Rack Oven | E1 | Utility - Cost of Operation | 0.098338 | 0.098338 | 0.098338 | 0.098338 | 0.098338 | 0.098338 | 0.098338 | 0.098338 | 0.098338 | 0.098338 | 0.098338 | 0.098338 | 0.098338 | 0.098338 | 0.098338 | 0.098338 | 0.098338 | 0.098338 | 0.098338 | 0.098338 | 0.098338 | 0.098338 | 0.098338 | 0.098338 | 0.098338 | 0.098338 | 0.098338 | 0.098338 | 0.098338 | 0.098338 | 0.098338 | 0.098338 | 0.098338
F5_Commercial_Hospital_Existing_Food Preparation_Natural Gas_Double Rack Oven_E2 | F5 | Commercial | Hospital | Existing | Food Preparation | Natural Gas | Double Rack Oven | E2 | Utility - Cost of Operation | 0.13078 | 0.13078 | 0.13078 | 0.13078 | 0.13078 | 0.13078 | 0.13078 | 0.13078 | 0.13078 | 0.13078 | 0.13078 | 0.13078 | 0.13078 | 0.13078 | 0.13078 | 0.13078 | 0.13078 | 0.13078 | 0.13078 | 0.13078 | 0.13078 | 0.13078 | 0.13078 | 0.13078 | 0.13078 | 0.13078 | 0.13078 | 0.13078 | 0.13078 | 0.13078 | 0.13078 | 0.13078 | 0.13078
F5_Commercial_Hospital_Existing_Food Preparation_Natural Gas_Double Rack Oven_E3 | F5 | Commercial | Hospital | Existing | Food Preparation | Natural Gas | Double Rack Oven | E3 | Utility - Cost of Operation | 0 | 0 | 0 | 0 | 0 | 0 | 0 | 0 | 0 | 0 | 0 | 0 | 0 | 0 | 0 | 0 | 0 | 0 | 0 | 0 | 0 | 0 | 0 | 0 | 0 | 0 | 0 | 0 | 0 | 0 | 0 | 0 | 0
F5_Commercial_Hospital_Existing_Food Preparation_Natural Gas_Double Rack Oven_E4 | F5 | Commercial | Hospital | Existing | Food Preparation | Natural Gas | Double Rack Oven | E4 | Utility - Cost of Operation | 0 | 0 | 0 | 0 | 0 | 0 | 0 | 0 | 0 | 0 | 0 | 0 | 0 | 0 | 0 | 0 | 0 | 0 | 0 | 0 | 0 | 0 | 0 | 0 | 0 | 0 | 0 | 0 | 0 | 0 | 0 | 0 | 0
F5_Commercial_Hospital_Existing_Food Preparation_Natural Gas_Double Rack Oven_E5 | F5 | Commercial | Hospital | Existing | Food Preparation | Natural Gas | Double Rack Oven | E5 | Utility - Cost of Operation | 0 | 0 | 0 | 0 | 0 | 0 | 0 | 0 | 0 | 0 | 0 | 0 | 0 | 0 | 0 | 0 | 0 | 0 | 0 | 0 | 0 | 0 | 0 | 0 | 0 | 0 | 0 | 0 | 0 | 0 | 0 | 0 | 0
F5_Commercial_Hospital_Existing_Food Preparation_Natural Gas_Double Rack Oven_E6 | F5 | Commercial | Hospital | Existing | Food Preparation | Natural Gas | Double Rack Oven | E6 | Utility - Cost of Operation | 0 | 0 | 0 | 0 | 0 | 0 | 0 | 0 | 0 | 0 | 0 | 0 | 0 | 0 | 0 | 0 | 0 | 0 | 0 | 0 | 0 | 0 | 0 | 0 | 0 | 0 | 0 | 0 | 0 | 0 | 0 | 0 | 0
F5_Commercial_Hospital_Existing_Food Preparation_Natural Gas_Double Rack Oven_E7 | F5 | Commercial | Hospital | Existing | Food Preparation | Natural Gas | Double Rack Oven | E7 | Utility - Cost of Operation | 0 | 0 | 0 | 0 | 0 | 0 | 0 | 0 | 0 | 0 | 0 | 0 | 0 | 0 | 0 | 0 | 0 | 0 | 0 | 0 | 0 | 0 | 0 | 0 | 0 | 0 | 0 | 0 | 0 | 0 | 0 | 0 | 0
F5_Commercial_Hospital_Existing_Food Preparation_Natural Gas_Double Rack Oven_E8 | F5 | Commercial | Hospital | Existing | Food Preparation | Natural Gas | Double Rack Oven | E8 | Utility - Cost of Operation | 0 | 0 | 0 | 0 | 0 | 0 | 0 | 0 | 0 | 0 | 0 | 0 | 0 | 0 | 0 | 0 | 0 | 0 | 0 | 0 | 0 | 0 | 0 | 0 | 0 | 0 | 0 | 0 | 0 | 0 | 0 | 0 | 0
F5_Commercial_Hospital_Existing_Food Preparation_Natural Gas_Double Rack Oven_E9 | F5 | Commercial | Hospital | Existing | Food Preparation | Natural Gas | Double Rack Oven | E9 | Utility - Cost of Operation | 0 | 0 | 0 | 0 | 0 | 0 | 0 | 0 | 0 | 0 | 0 | 0 | 0 | 0 | 0 | 0 | 0 | 0 | 0 | 0 | 0 | 0 | 0 | 0 | 0 | 0 | 0 | 0 | 0 | 0 | 0 | 0 | 0
F5_Commercial_Hospital_Existing_Food Preparation_Natural Gas_Double Rack Oven_E10 | F5 | Commercial | Hospital | Existing | Food Preparation | Natural Gas | Double Rack Oven | E10 | Utility - Cost of Operation | 0 | 0 | 0 | 0 | 0 | 0 | 0 | 0 | 0 | 0 | 0 | 0 | 0 | 0 | 0 | 0 | 0 | 0 | 0 | 0 | 0 | 0 | 0 | 0 | 0 | 0 | 0 | 0 | 0 | 0 | 0 | 0 | 0
F6_Commercial_Hospital_Existing_Food Preparation_Natural Gas_Double Rack Oven_E1 | F6 | Commercial | Hospital | Existing | Food Preparation | Natural Gas | Double Rack Oven | E1 | Utility - Value of Sales | 0.31599 | 0.31741 | 0.31968 | 0.31918 | 0.31918 | 0.31918 | 0.31918 | 0.31918 | 0.31918 | 0.31918 | 0.31918 | 0.31918 | 0.31918 | 0.31918 | 0.31918 | 0.31918 | 0.31918 | 0.31918 | 0.31918 | 0.31918 | 0.31918 | 0.31918 | 0.31918 | 0.31918 | 0.31918 | 0.31918 | 0.31918 | 0.31918 | 0.31918 | 0.31918 | 0.31918 | 0.31918 | 0.31918
F6_Commercial_Hospital_Existing_Food Preparation_Natural Gas_Double Rack Oven_E2 | F6 | Commercial | Hospital | Existing | Food Preparation | Natural Gas | Double Rack Oven | E2 | Utility - Value of Sales | 0.17236 | 0.17313 | 0.17437 | 0.1741 | 0.1741 | 0.1741 | 0.1741 | 0.1741 | 0.1741 | 0.1741 | 0.1741 | 0.1741 | 0.1741 | 0.1741 | 0.1741 | 0.1741 | 0.1741 | 0.1741 | 0.1741 | 0.1741 | 0.1741 | 0.1741 | 0.1741 | 0.1741 | 0.1741 | 0.1741 | 0.1741 | 0.1741 | 0.1741 | 0.1741 | 0.1741 | 0.1741 | 0.1741
F6_Commercial_Hospital_Existing_Food Preparation_Natural Gas_Double Rack Oven_E3 | F6 | Commercial | Hospital | Existing | Food Preparation | Natural Gas | Double Rack Oven | E3 | Utility - Value of Sales | 0 | 0 | 0 | 0 | 0 | 0 | 0 | 0 | 0 | 0 | 0 | 0 | 0 | 0 | 0 | 0 | 0 | 0 | 0 | 0 | 0 | 0 | 0 | 0 | 0 | 0 | 0 | 0 | 0 | 0 | 0 | 0 | 0
F6_Commercial_Hospital_Existing_Food Preparation_Natural Gas_Double Rack Oven_E4 | F6 | Commercial | Hospital | Existing | Food Preparation | Natural Gas | Double Rack Oven | E4 | Utility - Value of Sales | 0 | 0 | 0 | 0 | 0 | 0 | 0 | 0 | 0 | 0 | 0 | 0 | 0 | 0 | 0 | 0 | 0 | 0 | 0 | 0 | 0 | 0 | 0 | 0 | 0 | 0 | 0 | 0 | 0 | 0 | 0 | 0 | 0
F6_Commercial_Hospital_Existing_Food Preparation_Natural Gas_Double Rack Oven_E5 | F6 | Commercial | Hospital | Existing | Food Preparation | Natural Gas | Double Rack Oven | E5 | Utility - Value of Sales | 0 | 0 | 0 | 0 | 0 | 0 | 0 | 0 | 0 | 0 | 0 | 0 | 0 | 0 | 0 | 0 | 0 | 0 | 0 | 0 | 0 | 0 | 0 | 0 | 0 | 0 | 0 | 0 | 0 | 0 | 0 | 0 | 0
F6_Commercial_Hospital_Existing_Food Preparation_Natural Gas_Double Rack Oven_E6 | F6 | Commercial | Hospital | Existing | Food Preparation | Natural Gas | Double Rack Oven | E6 | Utility - Value of Sales | 0 | 0 | 0 | 0 | 0 | 0 | 0 | 0 | 0 | 0 | 0 | 0 | 0 | 0 | 0 | 0 | 0 | 0 | 0 | 0 | 0 | 0 | 0 | 0 | 0 | 0 | 0 | 0 | 0 | 0 | 0 | 0 | 0
F6_Commercial_Hospital_Existing_Food Preparation_Natural Gas_Double Rack Oven_E7 | F6 | Commercial | Hospital | Existing | Food Preparation | Natural Gas | Double Rack Oven | E7 | Utility - Value of Sales | 0 | 0 | 0 | 0 | 0 | 0 | 0 | 0 | 0 | 0 | 0 | 0 | 0 | 0 | 0 | 0 | 0 | 0 | 0 | 0 | 0 | 0 | 0 | 0 | 0 | 0 | 0 | 0 | 0 | 0 | 0 | 0 | 0
F6_Commercial_Hospital_Existing_Food Preparation_Natural Gas_Double Rack Oven_E8 | F6 | Commercial | Hospital | Existing | Food Preparation | Natural Gas | Double Rack Oven | E8 | Utility - Value of Sales | 0 | 0 | 0 | 0 | 0 | 0 | 0 | 0 | 0 | 0 | 0 | 0 | 0 | 0 | 0 | 0 | 0 | 0 | 0 | 0 | 0 | 0 | 0 | 0 | 0 | 0 | 0 | 0 | 0 | 0 | 0 | 0 | 0
F6_Commercial_Hospital_Existing_Food Preparation_Natural Gas_Double Rack Oven_E9 | F6 | Commercial | Hospital | Existing | Food Preparation | Natural Gas | Double Rack Oven | E9 | Utility - Value of Sales | 0 | 0 | 0 | 0 | 0 | 0 | 0 | 0 | 0 | 0 | 0 | 0 | 0 | 0 | 0 | 0 | 0 | 0 | 0 | 0 | 0 | 0 | 0 | 0 | 0 | 0 | 0 | 0 | 0 | 0 | 0 | 0 | 0
F6_Commercial_Hospital_Existing_Food Preparation_Natural Gas_Double Rack Oven_E10 | F6 | Commercial | Hospital | Existing | Food Preparation | Natural Gas | Double Rack Oven | E10 | Utility - Value of Sales | 0 | 0 | 0 | 0 | 0 | 0 | 0 | 0 | 0 | 0 | 0 | 0 | 0 | 0 | 0 | 0 | 0 | 0 | 0 | 0 | 0 | 0 | 0 | 0 | 0 | 0 | 0 | 0 | 0 | 0 | 0 | 0 | 0
F1_Commercial_Hospital_Existing_Food Preparation_Natural Gas_Fryer_E1 | F1 | Commercial | Hospital | Existing | Food Preparation | Natural Gas | Fryer | E1 | RVT - Cost of Equipment | 0.24784 | 0.24756 | 0.24863 | 0 | 0 | 0 | 0 | 0 | 0 | 0 | 0 | 0 | 0 | 0 | 0 | 0 | 0 | 0 | 0 | 0 | 0 | 0 | 0 | 0 | 0 | 0 | 0 | 0 | 0 | 0 | 0 | 0 | 0
F1_Commercial_Hospital_Existing_Food Preparation_Natural Gas_Fryer_E2 | F1 | Commercial | Hospital | Existing | Food Preparation | Natural Gas | Fryer | E2 | RVT - Cost of Equipment | 0.16654 | 0.16636 | 0.16708 | 0.16557 | 0.16461 | 0.16507 | 0.16672 | 0.16802 | 0.16964 | 0.17119 | 0.1727 | 0.17409 | 0.17556 | 0.17711 | 0.17857 | 0.18007 | 0.18157 | 0.18324 | 0.18497 | 0.18682 | 0.18862 | 0.19055 | 0.19235 | 0.19428 | 0.19599 | 0.19751 | 0.1989 | 0.20009 | 0.20103 | 0.20179 | 0.20221 | 0.20249 | 0.20249
F1_Commercial_Hospital_Existing_Food Preparation_Natural Gas_Fryer_E3 | F1 | Commercial | Hospital | Existing | Food Preparation | Natural Gas | Fryer | E3 | RVT - Cost of Equipment | 0 | 0 | 0 | 0 | 0 | 0 | 0 | 0 | 0 | 0 | 0 | 0 | 0 | 0 | 0 | 0 | 0 | 0 | 0 | 0 | 0 | 0 | 0 | 0 | 0 | 0 | 0 | 0 | 0 | 0 | 0 | 0 | 0
F1_Commercial_Hospital_Existing_Food Preparation_Natural Gas_Fryer_E4 | F1 | Commercial | Hospital | Existing | Food Preparation | Natural Gas | Fryer | E4 | RVT - Cost of Equipment | 0 | 0 | 0 | 0 | 0 | 0 | 0 | 0 | 0 | 0 | 0 | 0 | 0 | 0 | 0 | 0 | 0 | 0 | 0 | 0 | 0 | 0 | 0 | 0 | 0 | 0 | 0 | 0 | 0 | 0 | 0 | 0 | 0
F1_Commercial_Hospital_Existing_Food Preparation_Natural Gas_Fryer_E5 | F1 | Commercial | Hospital | Existing | Food Preparation | Natural Gas | Fryer | E5 | RVT - Cost of Equipment | 0 | 0 | 0 | 0 | 0 | 0 | 0 | 0 | 0 | 0 | 0 | 0 | 0 | 0 | 0 | 0 | 0 | 0 | 0 | 0 | 0 | 0 | 0 | 0 | 0 | 0 | 0 | 0 | 0 | 0 | 0 | 0 | 0
F1_Commercial_Hospital_Existing_Food Preparation_Natural Gas_Fryer_E6 | F1 | Commercial | Hospital | Existing | Food Preparation | Natural Gas | Fryer | E6 | RVT - Cost of Equipment | 0 | 0 | 0 | 0 | 0 | 0 | 0 | 0 | 0 | 0 | 0 | 0 | 0 | 0 | 0 | 0 | 0 | 0 | 0 | 0 | 0 | 0 | 0 | 0 | 0 | 0 | 0 | 0 | 0 | 0 | 0 | 0 | 0
F1_Commercial_Hospital_Existing_Food Preparation_Natural Gas_Fryer_E7 | F1 | Commercial | Hospital | Existing | Food Preparation | Natural Gas | Fryer | E7 | RVT - Cost of Equipment | 0 | 0 | 0 | 0 | 0 | 0 | 0 | 0 | 0 | 0 | 0 | 0 | 0 | 0 | 0 | 0 | 0 | 0 | 0 | 0 | 0 | 0 | 0 | 0 | 0 | 0 | 0 | 0 | 0 | 0 | 0 | 0 | 0
F1_Commercial_Hospital_Existing_Food Preparation_Natural Gas_Fryer_E8 | F1 | Commercial | Hospital | Existing | Food Preparation | Natural Gas | Fryer | E8 | RVT - Cost of Equipment | 0 | 0 | 0 | 0 | 0 | 0 | 0 | 0 | 0 | 0 | 0 | 0 | 0 | 0 | 0 | 0 | 0 | 0 | 0 | 0 | 0 | 0 | 0 | 0 | 0 | 0 | 0 | 0 | 0 | 0 | 0 | 0 | 0
F1_Commercial_Hospital_Existing_Food Preparation_Natural Gas_Fryer_E9 | F1 | Commercial | Hospital | Existing | Food Preparation | Natural Gas | Fryer | E9 | RVT - Cost of Equipment | 0 | 0 | 0 | 0 | 0 | 0 | 0 | 0 | 0 | 0 | 0 | 0 | 0 | 0 | 0 | 0 | 0 | 0 | 0 | 0 | 0 | 0 | 0 | 0 | 0 | 0 | 0 | 0 | 0 | 0 | 0 | 0 | 0
F1_Commercial_Hospital_Existing_Food Preparation_Natural Gas_Fryer_E10 | F1 | Commercial | Hospital | Existing | Food Preparation | Natural Gas | Fryer | E10 | RVT - Cost of Equipment | 0 | 0 | 0 | 0 | 0 | 0 | 0 | 0 | 0 | 0 | 0 | 0 | 0 | 0 | 0 | 0 | 0 | 0 | 0 | 0 | 0 | 0 | 0 | 0 | 0 | 0 | 0 | 0 | 0 | 0 | 0 | 0 | 0
F2_Commercial_Hospital_Existing_Food Preparation_Natural Gas_Fryer_E1 | F2 | Commercial | Hospital | Existing | Food Preparation | Natural Gas | Fryer | E1 | RVT - Cost of Operation | 0.29692 | 0.2966 | 0.29787 | 0 | 0 | 0 | 0 | 0 | 0 | 0 | 0 | 0 | 0 | 0 | 0 | 0 | 0 | 0 | 0 | 0 | 0 | 0 | 0 | 0 | 0 | 0 | 0 | 0 | 0 | 0 | 0 | 0 | 0
F2_Commercial_Hospital_Existing_Food Preparation_Natural Gas_Fryer_E2 | F2 | Commercial | Hospital | Existing | Food Preparation | Natural Gas | Fryer | E2 | RVT - Cost of Operation | 0.19953 | 0.19931 | 0.20017 | 0.19837 | 0.19722 | 0.19777 | 0.19974 | 0.2013 | 0.20324 | 0.20509 | 0.2069 | 0.20857 | 0.21033 | 0.21219 | 0.21393 | 0.21574 | 0.21753 | 0.21953 | 0.22161 | 0.22382 | 0.22598 | 0.2283 | 0.23045 | 0.23276 | 0.23481 | 0.23663 | 0.23829 | 0.23972 | 0.24084 | 0.24176 | 0.24226 | 0.2426 | 0.2426
F2_Commercial_Hospital_Existing_Food Preparation_Natural Gas_Fryer_E3 | F2 | Commercial | Hospital | Existing | Food Preparation | Natural Gas | Fryer | E3 | RVT - Cost of Operation | 0 | 0 | 0 | 0 | 0 | 0 | 0 | 0 | 0 | 0 | 0 | 0 | 0 | 0 | 0 | 0 | 0 | 0 | 0 | 0 | 0 | 0 | 0 | 0 | 0 | 0 | 0 | 0 | 0 | 0 | 0 | 0 | 0
F2_Commercial_Hospital_Existing_Food Preparation_Natural Gas_Fryer_E4 | F2 | Commercial | Hospital | Existing | Food Preparation | Natural Gas | Fryer | E4 | RVT - Cost of Operation | 0 | 0 | 0 | 0 | 0 | 0 | 0 | 0 | 0 | 0 | 0 | 0 | 0 | 0 | 0 | 0 | 0 | 0 | 0 | 0 | 0 | 0 | 0 | 0 | 0 | 0 | 0 | 0 | 0 | 0 | 0 | 0 | 0
F2_Commercial_Hospital_Existing_Food Preparation_Natural Gas_Fryer_E5 | F2 | Commercial | Hospital | Existing | Food Preparation | Natural Gas | Fryer | E5 | RVT - Cost of Operation | 0 | 0 | 0 | 0 | 0 | 0 | 0 | 0 | 0 | 0 | 0 | 0 | 0 | 0 | 0 | 0 | 0 | 0 | 0 | 0 | 0 | 0 | 0 | 0 | 0 | 0 | 0 | 0 | 0 | 0 | 0 | 0 | 0
F2_Commercial_Hospital_Existing_Food Preparation_Natural Gas_Fryer_E6 | F2 | Commercial | Hospital | Existing | Food Preparation | Natural Gas | Fryer | E6 | RVT - Cost of Operation | 0 | 0 | 0 | 0 | 0 | 0 | 0 | 0 | 0 | 0 | 0 | 0 | 0 | 0 | 0 | 0 | 0 | 0 | 0 | 0 | 0 | 0 | 0 | 0 | 0 | 0 | 0 | 0 | 0 | 0 | 0 | 0 | 0
F2_Commercial_Hospital_Existing_Food Preparation_Natural Gas_Fryer_E7 | F2 | Commercial | Hospital | Existing | Food Preparation | Natural Gas | Fryer | E7 | RVT - Cost of Operation | 0 | 0 | 0 | 0 | 0 | 0 | 0 | 0 | 0 | 0 | 0 | 0 | 0 | 0 | 0 | 0 | 0 | 0 | 0 | 0 | 0 | 0 | 0 | 0 | 0 | 0 | 0 | 0 | 0 | 0 | 0 | 0 | 0
F2_Commercial_Hospital_Existing_Food Preparation_Natural Gas_Fryer_E8 | F2 | Commercial | Hospital | Existing | Food Preparation | Natural Gas | Fryer | E8 | RVT - Cost of Operation | 0 | 0 | 0 | 0 | 0 | 0 | 0 | 0 | 0 | 0 | 0 | 0 | 0 | 0 | 0 | 0 | 0 | 0 | 0 | 0 | 0 | 0 | 0 | 0 | 0 | 0 | 0 | 0 | 0 | 0 | 0 | 0 | 0
F2_Commercial_Hospital_Existing_Food Preparation_Natural Gas_Fryer_E9 | F2 | Commercial | Hospital | Existing | Food Preparation | Natural Gas | Fryer | E9 | RVT - Cost of Operation | 0 | 0 | 0 | 0 | 0 | 0 | 0 | 0 | 0 | 0 | 0 | 0 | 0 | 0 | 0 | 0 | 0 | 0 | 0 | 0 | 0 | 0 | 0 | 0 | 0 | 0 | 0 | 0 | 0 | 0 | 0 | 0 | 0
F2_Commercial_Hospital_Existing_Food Preparation_Natural Gas_Fryer_E10 | F2 | Commercial | Hospital | Existing | Food Preparation | Natural Gas | Fryer | E10 | RVT - Cost of Operation | 0 | 0 | 0 | 0 | 0 | 0 | 0 | 0 | 0 | 0 | 0 | 0 | 0 | 0 | 0 | 0 | 0 | 0 | 0 | 0 | 0 | 0 | 0 | 0 | 0 | 0 | 0 | 0 | 0 | 0 | 0 | 0 | 0
F3_Commercial_Hospital_Existing_Food Preparation_Natural Gas_Fryer_E1 | F3 | Commercial | Hospital | Existing | Food Preparation | Natural Gas | Fryer | E1 | System - kBTUs of Consumption | 0.079091 | 0.079091 | 0.079091 | 0 | 0 | 0 | 0 | 0 | 0 | 0 | 0 | 0 | 0 | 0 | 0 | 0 | 0 | 0 | 0 | 0 | 0 | 0 | 0 | 0 | 0 | 0 | 0 | 0 | 0 | 0 | 0 | 0 | 0
F3_Commercial_Hospital_Existing_Food Preparation_Natural Gas_Fryer_E2 | F3 | Commercial | Hospital | Existing | Food Preparation | Natural Gas | Fryer | E2 | System - kBTUs of Consumption | 0.094327 | 0.094327 | 0.094327 | 0.094327 | 0.094327 | 0.094327 | 0.094327 | 0.094327 | 0.094327 | 0.094327 | 0.094327 | 0.094327 | 0.094327 | 0.094327 | 0.094327 | 0.094327 | 0.094327 | 0.094327 | 0.094327 | 0.094327 | 0.094327 | 0.094327 | 0.094327 | 0.094327 | 0.094327 | 0.094327 | 0.094327 | 0.094327 | 0.094327 | 0.094327 | 0.094327 | 0.094327 | 0.094327
F3_Commercial_Hospital_Existing_Food Preparation_Natural Gas_Fryer_E3 | F3 | Commercial | Hospital | Existing | Food Preparation | Natural Gas | Fryer | E3 | System - kBTUs of Consumption | 0 | 0 | 0 | 0 | 0 | 0 | 0 | 0 | 0 | 0 | 0 | 0 | 0 | 0 | 0 | 0 | 0 | 0 | 0 | 0 | 0 | 0 | 0 | 0 | 0 | 0 | 0 | 0 | 0 | 0 | 0 | 0 | 0
F3_Commercial_Hospital_Existing_Food Preparation_Natural Gas_Fryer_E4 | F3 | Commercial | Hospital | Existing | Food Preparation | Natural Gas | Fryer | E4 | System - kBTUs of Consumption | 0 | 0 | 0 | 0 | 0 | 0 | 0 | 0 | 0 | 0 | 0 | 0 | 0 | 0 | 0 | 0 | 0 | 0 | 0 | 0 | 0 | 0 | 0 | 0 | 0 | 0 | 0 | 0 | 0 | 0 | 0 | 0 | 0
F3_Commercial_Hospital_Existing_Food Preparation_Natural Gas_Fryer_E5 | F3 | Commercial | Hospital | Existing | Food Preparation | Natural Gas | Fryer | E5 | System - kBTUs of Consumption | 0 | 0 | 0 | 0 | 0 | 0 | 0 | 0 | 0 | 0 | 0 | 0 | 0 | 0 | 0 | 0 | 0 | 0 | 0 | 0 | 0 | 0 | 0 | 0 | 0 | 0 | 0 | 0 | 0 | 0 | 0 | 0 | 0
F3_Commercial_Hospital_Existing_Food Preparation_Natural Gas_Fryer_E6 | F3 | Commercial | Hospital | Existing | Food Preparation | Natural Gas | Fryer | E6 | System - kBTUs of Consumption | 0 | 0 | 0 | 0 | 0 | 0 | 0 | 0 | 0 | 0 | 0 | 0 | 0 | 0 | 0 | 0 | 0 | 0 | 0 | 0 | 0 | 0 | 0 | 0 | 0 | 0 | 0 | 0 | 0 | 0 | 0 | 0 | 0
F3_Commercial_Hospital_Existing_Food Preparation_Natural Gas_Fryer_E7 | F3 | Commercial | Hospital | Existing | Food Preparation | Natural Gas | Fryer | E7 | System - kBTUs of Consumption | 0 | 0 | 0 | 0 | 0 | 0 | 0 | 0 | 0 | 0 | 0 | 0 | 0 | 0 | 0 | 0 | 0 | 0 | 0 | 0 | 0 | 0 | 0 | 0 | 0 | 0 | 0 | 0 | 0 | 0 | 0 | 0 | 0
F3_Commercial_Hospital_Existing_Food Preparation_Natural Gas_Fryer_E8 | F3 | Commercial | Hospital | Existing | Food Preparation | Natural Gas | Fryer | E8 | System - kBTUs of Consumption | 0 | 0 | 0 | 0 | 0 | 0 | 0 | 0 | 0 | 0 | 0 | 0 | 0 | 0 | 0 | 0 | 0 | 0 | 0 | 0 | 0 | 0 | 0 | 0 | 0 | 0 | 0 | 0 | 0 | 0 | 0 | 0 | 0
F3_Commercial_Hospital_Existing_Food Preparation_Natural Gas_Fryer_E9 | F3 | Commercial | Hospital | Existing | Food Preparation | Natural Gas | Fryer | E9 | System - kBTUs of Consumption | 0 | 0 | 0 | 0 | 0 | 0 | 0 | 0 | 0 | 0 | 0 | 0 | 0 | 0 | 0 | 0 | 0 | 0 | 0 | 0 | 0 | 0 | 0 | 0 | 0 | 0 | 0 | 0 | 0 | 0 | 0 | 0 | 0
F3_Commercial_Hospital_Existing_Food Preparation_Natural Gas_Fryer_E10 | F3 | Commercial | Hospital | Existing | Food Preparation | Natural Gas | Fryer | E10 | System - kBTUs of Consumption | 0 | 0 | 0 | 0 | 0 | 0 | 0 | 0 | 0 | 0 | 0 | 0 | 0 | 0 | 0 | 0 | 0 | 0 | 0 | 0 | 0 | 0 | 0 | 0 | 0 | 0 | 0 | 0 | 0 | 0 | 0 | 0 | 0
F4_Commercial_Hospital_Existing_Food Preparation_Natural Gas_Fryer_E1 | F4 | Commercial | Hospital | Existing | Food Preparation | Natural Gas | Fryer | E1 | Utility - Cost of Equipment | 0.29692 | 0.2966 | 0.29787 | 0 | 0 | 0 | 0 | 0 | 0 | 0 | 0 | 0 | 0 | 0 | 0 | 0 | 0 | 0 | 0 | 0 | 0 | 0 | 0 | 0 | 0 | 0 | 0 | 0 | 0 | 0 | 0 | 0 | 0
F4_Commercial_Hospital_Existing_Food Preparation_Natural Gas_Fryer_E2 | F4 | Commercial | Hospital | Existing | Food Preparation | Natural Gas | Fryer | E2 | Utility - Cost of Equipment | 0.19953 | 0.19931 | 0.20017 | 0.19837 | 0.19722 | 0.19777 | 0.19974 | 0.2013 | 0.20324 | 0.20509 | 0.2069 | 0.20857 | 0.21033 | 0.21219 | 0.21393 | 0.21574 | 0.21753 | 0.21953 | 0.22161 | 0.22382 | 0.22598 | 0.2283 | 0.23045 | 0.23276 | 0.23481 | 0.23663 | 0.23829 | 0.23972 | 0.24084 | 0.24176 | 0.24226 | 0.2426 | 0.2426
F4_Commercial_Hospital_Existing_Food Preparation_Natural Gas_Fryer_E3 | F4 | Commercial | Hospital | Existing | Food Preparation | Natural Gas | Fryer | E3 | Utility - Cost of Equipment | 0 | 0 | 0 | 0 | 0 | 0 | 0 | 0 | 0 | 0 | 0 | 0 | 0 | 0 | 0 | 0 | 0 | 0 | 0 | 0 | 0 | 0 | 0 | 0 | 0 | 0 | 0 | 0 | 0 | 0 | 0 | 0 | 0
F4_Commercial_Hospital_Existing_Food Preparation_Natural Gas_Fryer_E4 | F4 | Commercial | Hospital | Existing | Food Preparation | Natural Gas | Fryer | E4 | Utility - Cost of Equipment | 0 | 0 | 0 | 0 | 0 | 0 | 0 | 0 | 0 | 0 | 0 | 0 | 0 | 0 | 0 | 0 | 0 | 0 | 0 | 0 | 0 | 0 | 0 | 0 | 0 | 0 | 0 | 0 | 0 | 0 | 0 | 0 | 0
F4_Commercial_Hospital_Existing_Food Preparation_Natural Gas_Fryer_E5 | F4 | Commercial | Hospital | Existing | Food Preparation | Natural Gas | Fryer | E5 | Utility - Cost of Equipment | 0 | 0 | 0 | 0 | 0 | 0 | 0 | 0 | 0 | 0 | 0 | 0 | 0 | 0 | 0 | 0 | 0 | 0 | 0 | 0 | 0 | 0 | 0 | 0 | 0 | 0 | 0 | 0 | 0 | 0 | 0 | 0 | 0
F4_Commercial_Hospital_Existing_Food Preparation_Natural Gas_Fryer_E6 | F4 | Commercial | Hospital | Existing | Food Preparation | Natural Gas | Fryer | E6 | Utility - Cost of Equipment | 0 | 0 | 0 | 0 | 0 | 0 | 0 | 0 | 0 | 0 | 0 | 0 | 0 | 0 | 0 | 0 | 0 | 0 | 0 | 0 | 0 | 0 | 0 | 0 | 0 | 0 | 0 | 0 | 0 | 0 | 0 | 0 | 0
F4_Commercial_Hospital_Existing_Food Preparation_Natural Gas_Fryer_E7 | F4 | Commercial | Hospital | Existing | Food Preparation | Natural Gas | Fryer | E7 | Utility - Cost of Equipment | 0 | 0 | 0 | 0 | 0 | 0 | 0 | 0 | 0 | 0 | 0 | 0 | 0 | 0 | 0 | 0 | 0 | 0 | 0 | 0 | 0 | 0 | 0 | 0 | 0 | 0 | 0 | 0 | 0 | 0 | 0 | 0 | 0
F4_Commercial_Hospital_Existing_Food Preparation_Natural Gas_Fryer_E8 | F4 | Commercial | Hospital | Existing | Food Preparation | Natural Gas | Fryer | E8 | Utility - Cost of Equipment | 0 | 0 | 0 | 0 | 0 | 0 | 0 | 0 | 0 | 0 | 0 | 0 | 0 | 0 | 0 | 0 | 0 | 0 | 0 | 0 | 0 | 0 | 0 | 0 | 0 | 0 | 0 | 0 | 0 | 0 | 0 | 0 | 0
F4_Commercial_Hospital_Existing_Food Preparation_Natural Gas_Fryer_E9 | F4 | Commercial | Hospital | Existing | Food Preparation | Natural Gas | Fryer | E9 | Utility - Cost of Equipment | 0 | 0 | 0 | 0 | 0 | 0 | 0 | 0 | 0 | 0 | 0 | 0 | 0 | 0 | 0 | 0 | 0 | 0 | 0 | 0 | 0 | 0 | 0 | 0 | 0 | 0 | 0 | 0 | 0 | 0 | 0 | 0 | 0
F4_Commercial_Hospital_Existing_Food Preparation_Natural Gas_Fryer_E10 | F4 | Commercial | Hospital | Existing | Food Preparation | Natural Gas | Fryer | E10 | Utility - Cost of Equipment | 0 | 0 | 0 | 0 | 0 | 0 | 0 | 0 | 0 | 0 | 0 | 0 | 0 | 0 | 0 | 0 | 0 | 0 | 0 | 0 | 0 | 0 | 0 | 0 | 0 | 0 | 0 | 0 | 0 | 0 | 0 | 0 | 0
F5_Commercial_Hospital_Existing_Food Preparation_Natural Gas_Fryer_E1 | F5 | Commercial | Hospital | Existing | Food Preparation | Natural Gas | Fryer | E1 | Utility - Cost of Operation | 0.079091 | 0.079091 | 0.079091 | 0 | 0 | 0 | 0 | 0 | 0 | 0 | 0 | 0 | 0 | 0 | 0 | 0 | 0 | 0 | 0 | 0 | 0 | 0 | 0 | 0 | 0 | 0 | 0 | 0 | 0 | 0 | 0 | 0 | 0
F5_Commercial_Hospital_Existing_Food Preparation_Natural Gas_Fryer_E2 | F5 | Commercial | Hospital | Existing | Food Preparation | Natural Gas | Fryer | E2 | Utility - Cost of Operation | 0.094327 | 0.094327 | 0.094327 | 0.094327 | 0.094327 | 0.094327 | 0.094327 | 0.094327 | 0.094327 | 0.094327 | 0.094327 | 0.094327 | 0.094327 | 0.094327 | 0.094327 | 0.094327 | 0.094327 | 0.094327 | 0.094327 | 0.094327 | 0.094327 | 0.094327 | 0.094327 | 0.094327 | 0.094327 | 0.094327 | 0.094327 | 0.094327 | 0.094327 | 0.094327 | 0.094327 | 0.094327 | 0.094327
F5_Commercial_Hospital_Existing_Food Preparation_Natural Gas_Fryer_E3 | F5 | Commercial | Hospital | Existing | Food Preparation | Natural Gas | Fryer | E3 | Utility - Cost of Operation | 0 | 0 | 0 | 0 | 0 | 0 | 0 | 0 | 0 | 0 | 0 | 0 | 0 | 0 | 0 | 0 | 0 | 0 | 0 | 0 | 0 | 0 | 0 | 0 | 0 | 0 | 0 | 0 | 0 | 0 | 0 | 0 | 0
F5_Commercial_Hospital_Existing_Food Preparation_Natural Gas_Fryer_E4 | F5 | Commercial | Hospital | Existing | Food Preparation | Natural Gas | Fryer | E4 | Utility - Cost of Operation | 0 | 0 | 0 | 0 | 0 | 0 | 0 | 0 | 0 | 0 | 0 | 0 | 0 | 0 | 0 | 0 | 0 | 0 | 0 | 0 | 0 | 0 | 0 | 0 | 0 | 0 | 0 | 0 | 0 | 0 | 0 | 0 | 0
F5_Commercial_Hospital_Existing_Food Preparation_Natural Gas_Fryer_E5 | F5 | Commercial | Hospital | Existing | Food Preparation | Natural Gas | Fryer | E5 | Utility - Cost of Operation | 0 | 0 | 0 | 0 | 0 | 0 | 0 | 0 | 0 | 0 | 0 | 0 | 0 | 0 | 0 | 0 | 0 | 0 | 0 | 0 | 0 | 0 | 0 | 0 | 0 | 0 | 0 | 0 | 0 | 0 | 0 | 0 | 0
F5_Commercial_Hospital_Existing_Food Preparation_Natural Gas_Fryer_E6 | F5 | Commercial | Hospital | Existing | Food Preparation | Natural Gas | Fryer | E6 | Utility - Cost of Operation | 0 | 0 | 0 | 0 | 0 | 0 | 0 | 0 | 0 | 0 | 0 | 0 | 0 | 0 | 0 | 0 | 0 | 0 | 0 | 0 | 0 | 0 | 0 | 0 | 0 | 0 | 0 | 0 | 0 | 0 | 0 | 0 | 0
F5_Commercial_Hospital_Existing_Food Preparation_Natural Gas_Fryer_E7 | F5 | Commercial | Hospital | Existing | Food Preparation | Natural Gas | Fryer | E7 | Utility - Cost of Operation | 0 | 0 | 0 | 0 | 0 | 0 | 0 | 0 | 0 | 0 | 0 | 0 | 0 | 0 | 0 | 0 | 0 | 0 | 0 | 0 | 0 | 0 | 0 | 0 | 0 | 0 | 0 | 0 | 0 | 0 | 0 | 0 | 0
F5_Commercial_Hospital_Existing_Food Preparation_Natural Gas_Fryer_E8 | F5 | Commercial | Hospital | Existing | Food Preparation | Natural Gas | Fryer | E8 | Utility - Cost of Operation | 0 | 0 | 0 | 0 | 0 | 0 | 0 | 0 | 0 | 0 | 0 | 0 | 0 | 0 | 0 | 0 | 0 | 0 | 0 | 0 | 0 | 0 | 0 | 0 | 0 | 0 | 0 | 0 | 0 | 0 | 0 | 0 | 0
F5_Commercial_Hospital_Existing_Food Preparation_Natural Gas_Fryer_E9 | F5 | Commercial | Hospital | Existing | Food Preparation | Natural Gas | Fryer | E9 | Utility - Cost of Operation | 0 | 0 | 0 | 0 | 0 | 0 | 0 | 0 | 0 | 0 | 0 | 0 | 0 | 0 | 0 | 0 | 0 | 0 | 0 | 0 | 0 | 0 | 0 | 0 | 0 | 0 | 0 | 0 | 0 | 0 | 0 | 0 | 0
F5_Commercial_Hospital_Existing_Food Preparation_Natural Gas_Fryer_E10 | F5 | Commercial | Hospital | Existing | Food Preparation | Natural Gas | Fryer | E10 | Utility - Cost of Operation | 0 | 0 | 0 | 0 | 0 | 0 | 0 | 0 | 0 | 0 | 0 | 0 | 0 | 0 | 0 | 0 | 0 | 0 | 0 | 0 | 0 | 0 | 0 | 0 | 0 | 0 | 0 | 0 | 0 | 0 | 0 | 0 | 0
F6_Commercial_Hospital_Existing_Food Preparation_Natural Gas_Fryer_E1 | F6 | Commercial | Hospital | Existing | Food Preparation | Natural Gas | Fryer | E1 | Utility - Value of Sales | 0.15679 | 0.15773 | 0.15924 | 0 | 0 | 0 | 0 | 0 | 0 | 0 | 0 | 0 | 0 | 0 | 0 | 0 | 0 | 0 | 0 | 0 | 0 | 0 | 0 | 0 | 0 | 0 | 0 | 0 | 0 | 0 | 0 | 0 | 0
F6_Commercial_Hospital_Existing_Food Preparation_Natural Gas_Fryer_E2 | F6 | Commercial | Hospital | Existing | Food Preparation | Natural Gas | Fryer | E2 | Utility - Value of Sales | 0.10536 | 0.10599 | 0.10701 | 0.10678 | 0.10678 | 0.10678 | 0.10678 | 0.10678 | 0.10678 | 0.10678 | 0.10678 | 0.10678 | 0.10678 | 0.10678 | 0.10678 | 0.10678 | 0.10678 | 0.10678 | 0.10678 | 0.10678 | 0.10678 | 0.10678 | 0.10678 | 0.10678 | 0.10678 | 0.10678 | 0.10678 | 0.10678 | 0.10678 | 0.10678 | 0.10678 | 0.10678 | 0.10678
F6_Commercial_Hospital_Existing_Food Preparation_Natural Gas_Fryer_E3 | F6 | Commercial | Hospital | Existing | Food Preparation | Natural Gas | Fryer | E3 | Utility - Value of Sales | 0 | 0 | 0 | 0 | 0 | 0 | 0 | 0 | 0 | 0 | 0 | 0 | 0 | 0 | 0 | 0 | 0 | 0 | 0 | 0 | 0 | 0 | 0 | 0 | 0 | 0 | 0 | 0 | 0 | 0 | 0 | 0 | 0
F6_Commercial_Hospital_Existing_Food Preparation_Natural Gas_Fryer_E4 | F6 | Commercial | Hospital | Existing | Food Preparation | Natural Gas | Fryer | E4 | Utility - Value of Sales | 0 | 0 | 0 | 0 | 0 | 0 | 0 | 0 | 0 | 0 | 0 | 0 | 0 | 0 | 0 | 0 | 0 | 0 | 0 | 0 | 0 | 0 | 0 | 0 | 0 | 0 | 0 | 0 | 0 | 0 | 0 | 0 | 0
F6_Commercial_Hospital_Existing_Food Preparation_Natural Gas_Fryer_E5 | F6 | Commercial | Hospital | Existing | Food Preparation | Natural Gas | Fryer | E5 | Utility - Value of Sales | 0 | 0 | 0 | 0 | 0 | 0 | 0 | 0 | 0 | 0 | 0 | 0 | 0 | 0 | 0 | 0 | 0 | 0 | 0 | 0 | 0 | 0 | 0 | 0 | 0 | 0 | 0 | 0 | 0 | 0 | 0 | 0 | 0
F6_Commercial_Hospital_Existing_Food Preparation_Natural Gas_Fryer_E6 | F6 | Commercial | Hospital | Existing | Food Preparation | Natural Gas | Fryer | E6 | Utility - Value of Sales | 0 | 0 | 0 | 0 | 0 | 0 | 0 | 0 | 0 | 0 | 0 | 0 | 0 | 0 | 0 | 0 | 0 | 0 | 0 | 0 | 0 | 0 | 0 | 0 | 0 | 0 | 0 | 0 | 0 | 0 | 0 | 0 | 0
F6_Commercial_Hospital_Existing_Food Preparation_Natural Gas_Fryer_E7 | F6 | Commercial | Hospital | Existing | Food Preparation | Natural Gas | Fryer | E7 | Utility - Value of Sales | 0 | 0 | 0 | 0 | 0 | 0 | 0 | 0 | 0 | 0 | 0 | 0 | 0 | 0 | 0 | 0 | 0 | 0 | 0 | 0 | 0 | 0 | 0 | 0 | 0 | 0 | 0 | 0 | 0 | 0 | 0 | 0 | 0
F6_Commercial_Hospital_Existing_Food Preparation_Natural Gas_Fryer_E8 | F6 | Commercial | Hospital | Existing | Food Preparation | Natural Gas | Fryer | E8 | Utility - Value of Sales | 0 | 0 | 0 | 0 | 0 | 0 | 0 | 0 | 0 | 0 | 0 | 0 | 0 | 0 | 0 | 0 | 0 | 0 | 0 | 0 | 0 | 0 | 0 | 0 | 0 | 0 | 0 | 0 | 0 | 0 | 0 | 0 | 0
F6_Commercial_Hospital_Existing_Food Preparation_Natural Gas_Fryer_E9 | F6 | Commercial | Hospital | Existing | Food Preparation | Natural Gas | Fryer | E9 | Utility - Value of Sales | 0 | 0 | 0 | 0 | 0 | 0 | 0 | 0 | 0 | 0 | 0 | 0 | 0 | 0 | 0 | 0 | 0 | 0 | 0 | 0 | 0 | 0 | 0 | 0 | 0 | 0 | 0 | 0 | 0 | 0 | 0 | 0 | 0
F6_Commercial_Hospital_Existing_Food Preparation_Natural Gas_Fryer_E10 | F6 | Commercial | Hospital | Existing | Food Preparation | Natural Gas | Fryer | E10 | Utility - Value of Sales | 0 | 0 | 0 | 0 | 0 | 0 | 0 | 0 | 0 | 0 | 0 | 0 | 0 | 0 | 0 | 0 | 0 | 0 | 0 | 0 | 0 | 0 | 0 | 0 | 0 | 0 | 0 | 0 | 0 | 0 | 0 | 0 | 0
F1_Commercial_Hospital_Existing_Food Preparation_Natural Gas_Broiler_E1 | F1 | Commercial | Hospital | Existing | Food Preparation | Natural Gas | Broiler | E1 | RVT - Cost of Equipment | 0.27513 | 0.27548 | 0.27698 | 0.27558 | 0.27487 | 0.27596 | 0.27859 | 0.28073 | 0.28334 | 0.28585 | 0.28839 | 0.29079 | 0.29335 | 0.296 | 0.29856 | 0.30119 | 0.30383 | 0.30667 | 0.30962 | 0.31266 | 0.31558 | 0.31852 | 0.32115 | 0.32378 | 0.32607 | 0.32804 | 0.32984 | 0.33138 | 0.3326 | 0.33359 | 0.33413 | 0.3345 | 0.3345