F1_Commercial_Hospital_Existing_Food Preparation_Natural Gas_Broiler_E2 | F1 | Commercial | Hospital | Existing | Food Preparation | Natural Gas | Broiler | E2 | RVT - Cost of Equipment | 0.17687 | 0.17709 | 0.17806 | 0.17716 | 0.1767 | 0.1774 | 0.17909 | 0.18047 | 0.18215 | 0.18376 | 0.1854 | 0.18694 | 0.18858 | 0.19028 | 0.19193 | 0.19362 | 0.19532 | 0.19715 | 0.19904 | 0.201 | 0.20288 | 0.20476 | 0.20645 | 0.20815 | 0.20961 | 0.21088 | 0.21204 | 0.21303 | 0.21381 | 0.21445 | 0.2148 | 0.21503 | 0.21503
F1_Commercial_Hospital_Existing_Food Preparation_Natural Gas_Broiler_E3 | F1 | Commercial | Hospital | Existing | Food Preparation | Natural Gas | Broiler | E3 | RVT - Cost of Equipment | 0 | 0 | 0 | 0 | 0 | 0 | 0 | 0 | 0 | 0 | 0 | 0 | 0 | 0 | 0 | 0 | 0 | 0 | 0 | 0 | 0 | 0 | 0 | 0 | 0 | 0 | 0 | 0 | 0 | 0 | 0 | 0 | 0
F1_Commercial_Hospital_Existing_Food Preparation_Natural Gas_Broiler_E4 | F1 | Commercial | Hospital | Existing | Food Preparation | Natural Gas | Broiler | E4 | RVT - Cost of Equipment | 0 | 0 | 0 | 0 | 0 | 0 | 0 | 0 | 0 | 0 | 0 | 0 | 0 | 0 | 0 | 0 | 0 | 0 | 0 | 0 | 0 | 0 | 0 | 0 | 0 | 0 | 0 | 0 | 0 | 0 | 0 | 0 | 0
F1_Commercial_Hospital_Existing_Food Preparation_Natural Gas_Broiler_E5 | F1 | Commercial | Hospital | Existing | Food Preparation | Natural Gas | Broiler | E5 | RVT - Cost of Equipment | 0 | 0 | 0 | 0 | 0 | 0 | 0 | 0 | 0 | 0 | 0 | 0 | 0 | 0 | 0 | 0 | 0 | 0 | 0 | 0 | 0 | 0 | 0 | 0 | 0 | 0 | 0 | 0 | 0 | 0 | 0 | 0 | 0
F1_Commercial_Hospital_Existing_Food Preparation_Natural Gas_Broiler_E6 | F1 | Commercial | Hospital | Existing | Food Preparation | Natural Gas | Broiler | E6 | RVT - Cost of Equipment | 0 | 0 | 0 | 0 | 0 | 0 | 0 | 0 | 0 | 0 | 0 | 0 | 0 | 0 | 0 | 0 | 0 | 0 | 0 | 0 | 0 | 0 | 0 | 0 | 0 | 0 | 0 | 0 | 0 | 0 | 0 | 0 | 0
F1_Commercial_Hospital_Existing_Food Preparation_Natural Gas_Broiler_E7 | F1 | Commercial | Hospital | Existing | Food Preparation | Natural Gas | Broiler | E7 | RVT - Cost of Equipment | 0 | 0 | 0 | 0 | 0 | 0 | 0 | 0 | 0 | 0 | 0 | 0 | 0 | 0 | 0 | 0 | 0 | 0 | 0 | 0 | 0 | 0 | 0 | 0 | 0 | 0 | 0 | 0 | 0 | 0 | 0 | 0 | 0
F1_Commercial_Hospital_Existing_Food Preparation_Natural Gas_Broiler_E8 | F1 | Commercial | Hospital | Existing | Food Preparation | Natural Gas | Broiler | E8 | RVT - Cost of Equipment | 0 | 0 | 0 | 0 | 0 | 0 | 0 | 0 | 0 | 0 | 0 | 0 | 0 | 0 | 0 | 0 | 0 | 0 | 0 | 0 | 0 | 0 | 0 | 0 | 0 | 0 | 0 | 0 | 0 | 0 | 0 | 0 | 0
F1_Commercial_Hospital_Existing_Food Preparation_Natural Gas_Broiler_E9 | F1 | Commercial | Hospital | Existing | Food Preparation | Natural Gas | Broiler | E9 | RVT - Cost of Equipment | 0 | 0 | 0 | 0 | 0 | 0 | 0 | 0 | 0 | 0 | 0 | 0 | 0 | 0 | 0 | 0 | 0 | 0 | 0 | 0 | 0 | 0 | 0 | 0 | 0 | 0 | 0 | 0 | 0 | 0 | 0 | 0 | 0
F1_Commercial_Hospital_Existing_Food Preparation_Natural Gas_Broiler_E10 | F1 | Commercial | Hospital | Existing | Food Preparation | Natural Gas | Broiler | E10 | RVT - Cost of Equipment | 0 | 0 | 0 | 0 | 0 | 0 | 0 | 0 | 0 | 0 | 0 | 0 | 0 | 0 | 0 | 0 | 0 | 0 | 0 | 0 | 0 | 0 | 0 | 0 | 0 | 0 | 0 | 0 | 0 | 0 | 0 | 0 | 0
F2_Commercial_Hospital_Existing_Food Preparation_Natural Gas_Broiler_E1 | F2 | Commercial | Hospital | Existing | Food Preparation | Natural Gas | Broiler | E1 | RVT - Cost of Operation | 0.32962 | 0.33004 | 0.33184 | 0.33016 | 0.32931 | 0.33062 | 0.33377 | 0.33633 | 0.33946 | 0.34247 | 0.34552 | 0.34839 | 0.35145 | 0.35462 | 0.3577 | 0.36084 | 0.36401 | 0.36741 | 0.37095 | 0.37459 | 0.37809 | 0.38161 | 0.38476 | 0.38791 | 0.39065 | 0.39301 | 0.39516 | 0.39702 | 0.39847 | 0.39967 | 0.40032 | 0.40075 | 0.40075
F2_Commercial_Hospital_Existing_Food Preparation_Natural Gas_Broiler_E2 | F2 | Commercial | Hospital | Existing | Food Preparation | Natural Gas | Broiler | E2 | RVT - Cost of Operation | 0.2119 | 0.21217 | 0.21333 | 0.21225 | 0.2117 | 0.21254 | 0.21457 | 0.21621 | 0.21822 | 0.22016 | 0.22212 | 0.22397 | 0.22593 | 0.22797 | 0.22995 | 0.23197 | 0.234 | 0.23619 | 0.23847 | 0.24081 | 0.24306 | 0.24532 | 0.24734 | 0.24937 | 0.25113 | 0.25265 | 0.25403 | 0.25523 | 0.25616 | 0.25693 | 0.25735 | 0.25763 | 0.25763
F2_Commercial_Hospital_Existing_Food Preparation_Natural Gas_Broiler_E3 | F2 | Commercial | Hospital | Existing | Food Preparation | Natural Gas | Broiler | E3 | RVT - Cost of Operation | 0 | 0 | 0 | 0 | 0 | 0 | 0 | 0 | 0 | 0 | 0 | 0 | 0 | 0 | 0 | 0 | 0 | 0 | 0 | 0 | 0 | 0 | 0 | 0 | 0 | 0 | 0 | 0 | 0 | 0 | 0 | 0 | 0
F2_Commercial_Hospital_Existing_Food Preparation_Natural Gas_Broiler_E4 | F2 | Commercial | Hospital | Existing | Food Preparation | Natural Gas | Broiler | E4 | RVT - Cost of Operation | 0 | 0 | 0 | 0 | 0 | 0 | 0 | 0 | 0 | 0 | 0 | 0 | 0 | 0 | 0 | 0 | 0 | 0 | 0 | 0 | 0 | 0 | 0 | 0 | 0 | 0 | 0 | 0 | 0 | 0 | 0 | 0 | 0
F2_Commercial_Hospital_Existing_Food Preparation_Natural Gas_Broiler_E5 | F2 | Commercial | Hospital | Existing | Food Preparation | Natural Gas | Broiler | E5 | RVT - Cost of Operation | 0 | 0 | 0 | 0 | 0 | 0 | 0 | 0 | 0 | 0 | 0 | 0 | 0 | 0 | 0 | 0 | 0 | 0 | 0 | 0 | 0 | 0 | 0 | 0 | 0 | 0 | 0 | 0 | 0 | 0 | 0 | 0 | 0
F2_Commercial_Hospital_Existing_Food Preparation_Natural Gas_Broiler_E6 | F2 | Commercial | Hospital | Existing | Food Preparation | Natural Gas | Broiler | E6 | RVT - Cost of Operation | 0 | 0 | 0 | 0 | 0 | 0 | 0 | 0 | 0 | 0 | 0 | 0 | 0 | 0 | 0 | 0 | 0 | 0 | 0 | 0 | 0 | 0 | 0 | 0 | 0 | 0 | 0 | 0 | 0 | 0 | 0 | 0 | 0
F2_Commercial_Hospital_Existing_Food Preparation_Natural Gas_Broiler_E7 | F2 | Commercial | Hospital | Existing | Food Preparation | Natural Gas | Broiler | E7 | RVT - Cost of Operation | 0 | 0 | 0 | 0 | 0 | 0 | 0 | 0 | 0 | 0 | 0 | 0 | 0 | 0 | 0 | 0 | 0 | 0 | 0 | 0 | 0 | 0 | 0 | 0 | 0 | 0 | 0 | 0 | 0 | 0 | 0 | 0 | 0
F2_Commercial_Hospital_Existing_Food Preparation_Natural Gas_Broiler_E8 | F2 | Commercial | Hospital | Existing | Food Preparation | Natural Gas | Broiler | E8 | RVT - Cost of Operation | 0 | 0 | 0 | 0 | 0 | 0 | 0 | 0 | 0 | 0 | 0 | 0 | 0 | 0 | 0 | 0 | 0 | 0 | 0 | 0 | 0 | 0 | 0 | 0 | 0 | 0 | 0 | 0 | 0 | 0 | 0 | 0 | 0
F2_Commercial_Hospital_Existing_Food Preparation_Natural Gas_Broiler_E9 | F2 | Commercial | Hospital | Existing | Food Preparation | Natural Gas | Broiler | E9 | RVT - Cost of Operation | 0 | 0 | 0 | 0 | 0 | 0 | 0 | 0 | 0 | 0 | 0 | 0 | 0 | 0 | 0 | 0 | 0 | 0 | 0 | 0 | 0 | 0 | 0 | 0 | 0 | 0 | 0 | 0 | 0 | 0 | 0 | 0 | 0
F2_Commercial_Hospital_Existing_Food Preparation_Natural Gas_Broiler_E10 | F2 | Commercial | Hospital | Existing | Food Preparation | Natural Gas | Broiler | E10 | RVT - Cost of Operation | 0 | 0 | 0 | 0 | 0 | 0 | 0 | 0 | 0 | 0 | 0 | 0 | 0 | 0 | 0 | 0 | 0 | 0 | 0 | 0 | 0 | 0 | 0 | 0 | 0 | 0 | 0 | 0 | 0 | 0 | 0 | 0 | 0
F3_Commercial_Hospital_Existing_Food Preparation_Natural Gas_Broiler_E1 | F3 | Commercial | Hospital | Existing | Food Preparation | Natural Gas | Broiler | E1 | System - kBTUs of Consumption | 0.074387 | 0.074387 | 0.074387 | 0.074387 | 0.074387 | 0.074387 | 0.074387 | 0.074387 | 0.074387 | 0.074387 | 0.074387 | 0.074387 | 0.074387 | 0.074387 | 0.074387 | 0.074387 | 0.074387 | 0.074387 | 0.074387 | 0.074387 | 0.074387 | 0.074387 | 0.074387 | 0.074387 | 0.074387 | 0.074387 | 0.074387 | 0.074387 | 0.074387 | 0.074387 | 0.074387 | 0.074387 | 0.074387
F3_Commercial_Hospital_Existing_Food Preparation_Natural Gas_Broiler_E2 | F3 | Commercial | Hospital | Existing | Food Preparation | Natural Gas | Broiler | E2 | System - kBTUs of Consumption | 0.10414 | 0.10414 | 0.10414 | 0.10414 | 0.10414 | 0.10414 | 0.10414 | 0.10414 | 0.10414 | 0.10414 | 0.10414 | 0.10414 | 0.10414 | 0.10414 | 0.10414 | 0.10414 | 0.10414 | 0.10414 | 0.10414 | 0.10414 | 0.10414 | 0.10414 | 0.10414 | 0.10414 | 0.10414 | 0.10414 | 0.10414 | 0.10414 | 0.10414 | 0.10414 | 0.10414 | 0.10414 | 0.10414
F3_Commercial_Hospital_Existing_Food Preparation_Natural Gas_Broiler_E3 | F3 | Commercial | Hospital | Existing | Food Preparation | Natural Gas | Broiler | E3 | System - kBTUs of Consumption | 0 | 0 | 0 | 0 | 0 | 0 | 0 | 0 | 0 | 0 | 0 | 0 | 0 | 0 | 0 | 0 | 0 | 0 | 0 | 0 | 0 | 0 | 0 | 0 | 0 | 0 | 0 | 0 | 0 | 0 | 0 | 0 | 0
F3_Commercial_Hospital_Existing_Food Preparation_Natural Gas_Broiler_E4 | F3 | Commercial | Hospital | Existing | Food Preparation | Natural Gas | Broiler | E4 | System - kBTUs of Consumption | 0 | 0 | 0 | 0 | 0 | 0 | 0 | 0 | 0 | 0 | 0 | 0 | 0 | 0 | 0 | 0 | 0 | 0 | 0 | 0 | 0 | 0 | 0 | 0 | 0 | 0 | 0 | 0 | 0 | 0 | 0 | 0 | 0
F3_Commercial_Hospital_Existing_Food Preparation_Natural Gas_Broiler_E5 | F3 | Commercial | Hospital | Existing | Food Preparation | Natural Gas | Broiler | E5 | System - kBTUs of Consumption | 0 | 0 | 0 | 0 | 0 | 0 | 0 | 0 | 0 | 0 | 0 | 0 | 0 | 0 | 0 | 0 | 0 | 0 | 0 | 0 | 0 | 0 | 0 | 0 | 0 | 0 | 0 | 0 | 0 | 0 | 0 | 0 | 0
F3_Commercial_Hospital_Existing_Food Preparation_Natural Gas_Broiler_E6 | F3 | Commercial | Hospital | Existing | Food Preparation | Natural Gas | Broiler | E6 | System - kBTUs of Consumption | 0 | 0 | 0 | 0 | 0 | 0 | 0 | 0 | 0 | 0 | 0 | 0 | 0 | 0 | 0 | 0 | 0 | 0 | 0 | 0 | 0 | 0 | 0 | 0 | 0 | 0 | 0 | 0 | 0 | 0 | 0 | 0 | 0
F3_Commercial_Hospital_Existing_Food Preparation_Natural Gas_Broiler_E7 | F3 | Commercial | Hospital | Existing | Food Preparation | Natural Gas | Broiler | E7 | System - kBTUs of Consumption | 0 | 0 | 0 | 0 | 0 | 0 | 0 | 0 | 0 | 0 | 0 | 0 | 0 | 0 | 0 | 0 | 0 | 0 | 0 | 0 | 0 | 0 | 0 | 0 | 0 | 0 | 0 | 0 | 0 | 0 | 0 | 0 | 0
F3_Commercial_Hospital_Existing_Food Preparation_Natural Gas_Broiler_E8 | F3 | Commercial | Hospital | Existing | Food Preparation | Natural Gas | Broiler | E8 | System - kBTUs of Consumption | 0 | 0 | 0 | 0 | 0 | 0 | 0 | 0 | 0 | 0 | 0 | 0 | 0 | 0 | 0 | 0 | 0 | 0 | 0 | 0 | 0 | 0 | 0 | 0 | 0 | 0 | 0 | 0 | 0 | 0 | 0 | 0 | 0
F3_Commercial_Hospital_Existing_Food Preparation_Natural Gas_Broiler_E9 | F3 | Commercial | Hospital | Existing | Food Preparation | Natural Gas | Broiler | E9 | System - kBTUs of Consumption | 0 | 0 | 0 | 0 | 0 | 0 | 0 | 0 | 0 | 0 | 0 | 0 | 0 | 0 | 0 | 0 | 0 | 0 | 0 | 0 | 0 | 0 | 0 | 0 | 0 | 0 | 0 | 0 | 0 | 0 | 0 | 0 | 0
F3_Commercial_Hospital_Existing_Food Preparation_Natural Gas_Broiler_E10 | F3 | Commercial | Hospital | Existing | Food Preparation | Natural Gas | Broiler | E10 | System - kBTUs of Consumption | 0 | 0 | 0 | 0 | 0 | 0 | 0 | 0 | 0 | 0 | 0 | 0 | 0 | 0 | 0 | 0 | 0 | 0 | 0 | 0 | 0 | 0 | 0 | 0 | 0 | 0 | 0 | 0 | 0 | 0 | 0 | 0 | 0
F4_Commercial_Hospital_Existing_Food Preparation_Natural Gas_Broiler_E1 | F4 | Commercial | Hospital | Existing | Food Preparation | Natural Gas | Broiler | E1 | Utility - Cost of Equipment | 0.32962 | 0.33004 | 0.33184 | 0.33016 | 0.32931 | 0.33062 | 0.33377 | 0.33633 | 0.33946 | 0.34247 | 0.34552 | 0.34839 | 0.35145 | 0.35462 | 0.3577 | 0.36084 | 0.36401 | 0.36741 | 0.37095 | 0.37459 | 0.37809 | 0.38161 | 0.38476 | 0.38791 | 0.39065 | 0.39301 | 0.39516 | 0.39702 | 0.39847 | 0.39967 | 0.40032 | 0.40075 | 0.40075
F4_Commercial_Hospital_Existing_Food Preparation_Natural Gas_Broiler_E2 | F4 | Commercial | Hospital | Existing | Food Preparation | Natural Gas | Broiler | E2 | Utility - Cost of Equipment | 0.2119 | 0.21217 | 0.21333 | 0.21225 | 0.2117 | 0.21254 | 0.21457 | 0.21621 | 0.21822 | 0.22016 | 0.22212 | 0.22397 | 0.22593 | 0.22797 | 0.22995 | 0.23197 | 0.234 | 0.23619 | 0.23847 | 0.24081 | 0.24306 | 0.24532 | 0.24734 | 0.24937 | 0.25113 | 0.25265 | 0.25403 | 0.25523 | 0.25616 | 0.25693 | 0.25735 | 0.25763 | 0.25763
F4_Commercial_Hospital_Existing_Food Preparation_Natural Gas_Broiler_E3 | F4 | Commercial | Hospital | Existing | Food Preparation | Natural Gas | Broiler | E3 | Utility - Cost of Equipment | 0 | 0 | 0 | 0 | 0 | 0 | 0 | 0 | 0 | 0 | 0 | 0 | 0 | 0 | 0 | 0 | 0 | 0 | 0 | 0 | 0 | 0 | 0 | 0 | 0 | 0 | 0 | 0 | 0 | 0 | 0 | 0 | 0
F4_Commercial_Hospital_Existing_Food Preparation_Natural Gas_Broiler_E4 | F4 | Commercial | Hospital | Existing | Food Preparation | Natural Gas | Broiler | E4 | Utility - Cost of Equipment | 0 | 0 | 0 | 0 | 0 | 0 | 0 | 0 | 0 | 0 | 0 | 0 | 0 | 0 | 0 | 0 | 0 | 0 | 0 | 0 | 0 | 0 | 0 | 0 | 0 | 0 | 0 | 0 | 0 | 0 | 0 | 0 | 0
F4_Commercial_Hospital_Existing_Food Preparation_Natural Gas_Broiler_E5 | F4 | Commercial | Hospital | Existing | Food Preparation | Natural Gas | Broiler | E5 | Utility - Cost of Equipment | 0 | 0 | 0 | 0 | 0 | 0 | 0 | 0 | 0 | 0 | 0 | 0 | 0 | 0 | 0 | 0 | 0 | 0 | 0 | 0 | 0 | 0 | 0 | 0 | 0 | 0 | 0 | 0 | 0 | 0 | 0 | 0 | 0
F4_Commercial_Hospital_Existing_Food Preparation_Natural Gas_Broiler_E6 | F4 | Commercial | Hospital | Existing | Food Preparation | Natural Gas | Broiler | E6 | Utility - Cost of Equipment | 0 | 0 | 0 | 0 | 0 | 0 | 0 | 0 | 0 | 0 | 0 | 0 | 0 | 0 | 0 | 0 | 0 | 0 | 0 | 0 | 0 | 0 | 0 | 0 | 0 | 0 | 0 | 0 | 0 | 0 | 0 | 0 | 0
F4_Commercial_Hospital_Existing_Food Preparation_Natural Gas_Broiler_E7 | F4 | Commercial | Hospital | Existing | Food Preparation | Natural Gas | Broiler | E7 | Utility - Cost of Equipment | 0 | 0 | 0 | 0 | 0 | 0 | 0 | 0 | 0 | 0 | 0 | 0 | 0 | 0 | 0 | 0 | 0 | 0 | 0 | 0 | 0 | 0 | 0 | 0 | 0 | 0 | 0 | 0 | 0 | 0 | 0 | 0 | 0
F4_Commercial_Hospital_Existing_Food Preparation_Natural Gas_Broiler_E8 | F4 | Commercial | Hospital | Existing | Food Preparation | Natural Gas | Broiler | E8 | Utility - Cost of Equipment | 0 | 0 | 0 | 0 | 0 | 0 | 0 | 0 | 0 | 0 | 0 | 0 | 0 | 0 | 0 | 0 | 0 | 0 | 0 | 0 | 0 | 0 | 0 | 0 | 0 | 0 | 0 | 0 | 0 | 0 | 0 | 0 | 0
F4_Commercial_Hospital_Existing_Food Preparation_Natural Gas_Broiler_E9 | F4 | Commercial | Hospital | Existing | Food Preparation | Natural Gas | Broiler | E9 | Utility - Cost of Equipment | 0 | 0 | 0 | 0 | 0 | 0 | 0 | 0 | 0 | 0 | 0 | 0 | 0 | 0 | 0 | 0 | 0 | 0 | 0 | 0 | 0 | 0 | 0 | 0 | 0 | 0 | 0 | 0 | 0 | 0 | 0 | 0 | 0
F4_Commercial_Hospital_Existing_Food Preparation_Natural Gas_Broiler_E10 | F4 | Commercial | Hospital | Existing | Food Preparation | Natural Gas | Broiler | E10 | Utility - Cost of Equipment | 0 | 0 | 0 | 0 | 0 | 0 | 0 | 0 | 0 | 0 | 0 | 0 | 0 | 0 | 0 | 0 | 0 | 0 | 0 | 0 | 0 | 0 | 0 | 0 | 0 | 0 | 0 | 0 | 0 | 0 | 0 | 0 | 0
F5_Commercial_Hospital_Existing_Food Preparation_Natural Gas_Broiler_E1 | F5 | Commercial | Hospital | Existing | Food Preparation | Natural Gas | Broiler | E1 | Utility - Cost of Operation | 0.074387 | 0.074387 | 0.074387 | 0.074387 | 0.074387 | 0.074387 | 0.074387 | 0.074387 | 0.074387 | 0.074387 | 0.074387 | 0.074387 | 0.074387 | 0.074387 | 0.074387 | 0.074387 | 0.074387 | 0.074387 | 0.074387 | 0.074387 | 0.074387 | 0.074387 | 0.074387 | 0.074387 | 0.074387 | 0.074387 | 0.074387 | 0.074387 | 0.074387 | 0.074387 | 0.074387 | 0.074387 | 0.074387
F5_Commercial_Hospital_Existing_Food Preparation_Natural Gas_Broiler_E2 | F5 | Commercial | Hospital | Existing | Food Preparation | Natural Gas | Broiler | E2 | Utility - Cost of Operation | 0.10414 | 0.10414 | 0.10414 | 0.10414 | 0.10414 | 0.10414 | 0.10414 | 0.10414 | 0.10414 | 0.10414 | 0.10414 | 0.10414 | 0.10414 | 0.10414 | 0.10414 | 0.10414 | 0.10414 | 0.10414 | 0.10414 | 0.10414 | 0.10414 | 0.10414 | 0.10414 | 0.10414 | 0.10414 | 0.10414 | 0.10414 | 0.10414 | 0.10414 | 0.10414 | 0.10414 | 0.10414 | 0.10414
F5_Commercial_Hospital_Existing_Food Preparation_Natural Gas_Broiler_E3 | F5 | Commercial | Hospital | Existing | Food Preparation | Natural Gas | Broiler | E3 | Utility - Cost of Operation | 0 | 0 | 0 | 0 | 0 | 0 | 0 | 0 | 0 | 0 | 0 | 0 | 0 | 0 | 0 | 0 | 0 | 0 | 0 | 0 | 0 | 0 | 0 | 0 | 0 | 0 | 0 | 0 | 0 | 0 | 0 | 0 | 0
F5_Commercial_Hospital_Existing_Food Preparation_Natural Gas_Broiler_E4 | F5 | Commercial | Hospital | Existing | Food Preparation | Natural Gas | Broiler | E4 | Utility - Cost of Operation | 0 | 0 | 0 | 0 | 0 | 0 | 0 | 0 | 0 | 0 | 0 | 0 | 0 | 0 | 0 | 0 | 0 | 0 | 0 | 0 | 0 | 0 | 0 | 0 | 0 | 0 | 0 | 0 | 0 | 0 | 0 | 0 | 0
F5_Commercial_Hospital_Existing_Food Preparation_Natural Gas_Broiler_E5 | F5 | Commercial | Hospital | Existing | Food Preparation | Natural Gas | Broiler | E5 | Utility - Cost of Operation | 0 | 0 | 0 | 0 | 0 | 0 | 0 | 0 | 0 | 0 | 0 | 0 | 0 | 0 | 0 | 0 | 0 | 0 | 0 | 0 | 0 | 0 | 0 | 0 | 0 | 0 | 0 | 0 | 0 | 0 | 0 | 0 | 0
F5_Commercial_Hospital_Existing_Food Preparation_Natural Gas_Broiler_E6 | F5 | Commercial | Hospital | Existing | Food Preparation | Natural Gas | Broiler | E6 | Utility - Cost of Operation | 0 | 0 | 0 | 0 | 0 | 0 | 0 | 0 | 0 | 0 | 0 | 0 | 0 | 0 | 0 | 0 | 0 | 0 | 0 | 0 | 0 | 0 | 0 | 0 | 0 | 0 | 0 | 0 | 0 | 0 | 0 | 0 | 0
F5_Commercial_Hospital_Existing_Food Preparation_Natural Gas_Broiler_E7 | F5 | Commercial | Hospital | Existing | Food Preparation | Natural Gas | Broiler | E7 | Utility - Cost of Operation | 0 | 0 | 0 | 0 | 0 | 0 | 0 | 0 | 0 | 0 | 0 | 0 | 0 | 0 | 0 | 0 | 0 | 0 | 0 | 0 | 0 | 0 | 0 | 0 | 0 | 0 | 0 | 0 | 0 | 0 | 0 | 0 | 0
F5_Commercial_Hospital_Existing_Food Preparation_Natural Gas_Broiler_E8 | F5 | Commercial | Hospital | Existing | Food Preparation | Natural Gas | Broiler | E8 | Utility - Cost of Operation | 0 | 0 | 0 | 0 | 0 | 0 | 0 | 0 | 0 | 0 | 0 | 0 | 0 | 0 | 0 | 0 | 0 | 0 | 0 | 0 | 0 | 0 | 0 | 0 | 0 | 0 | 0 | 0 | 0 | 0 | 0 | 0 | 0
F5_Commercial_Hospital_Existing_Food Preparation_Natural Gas_Broiler_E9 | F5 | Commercial | Hospital | Existing | Food Preparation | Natural Gas | Broiler | E9 | Utility - Cost of Operation | 0 | 0 | 0 | 0 | 0 | 0 | 0 | 0 | 0 | 0 | 0 | 0 | 0 | 0 | 0 | 0 | 0 | 0 | 0 | 0 | 0 | 0 | 0 | 0 | 0 | 0 | 0 | 0 | 0 | 0 | 0 | 0 | 0
F5_Commercial_Hospital_Existing_Food Preparation_Natural Gas_Broiler_E10 | F5 | Commercial | Hospital | Existing | Food Preparation | Natural Gas | Broiler | E10 | Utility - Cost of Operation | 0 | 0 | 0 | 0 | 0 | 0 | 0 | 0 | 0 | 0 | 0 | 0 | 0 | 0 | 0 | 0 | 0 | 0 | 0 | 0 | 0 | 0 | 0 | 0 | 0 | 0 | 0 | 0 | 0 | 0 | 0 | 0 | 0
F6_Commercial_Hospital_Existing_Food Preparation_Natural Gas_Broiler_E1 | F6 | Commercial | Hospital | Existing | Food Preparation | Natural Gas | Broiler | E1 | Utility - Value of Sales | 0.17448 | 0.17526 | 0.17651 | 0.17624 | 0.17624 | 0.17624 | 0.17624 | 0.17624 | 0.17624 | 0.17624 | 0.17624 | 0.17624 | 0.17624 | 0.17624 | 0.17624 | 0.17624 | 0.17624 | 0.17624 | 0.17624 | 0.17624 | 0.17624 | 0.17624 | 0.17624 | 0.17624 | 0.17624 | 0.17624 | 0.17624 | 0.17624 | 0.17624 | 0.17624 | 0.17624 | 0.17624 | 0.17624
F6_Commercial_Hospital_Existing_Food Preparation_Natural Gas_Broiler_E2 | F6 | Commercial | Hospital | Existing | Food Preparation | Natural Gas | Broiler | E2 | Utility - Value of Sales | 0.11216 | 0.11267 | 0.11347 | 0.1133 | 0.1133 | 0.1133 | 0.1133 | 0.1133 | 0.1133 | 0.1133 | 0.1133 | 0.1133 | 0.1133 | 0.1133 | 0.1133 | 0.1133 | 0.1133 | 0.1133 | 0.1133 | 0.1133 | 0.1133 | 0.1133 | 0.1133 | 0.1133 | 0.1133 | 0.1133 | 0.1133 | 0.1133 | 0.1133 | 0.1133 | 0.1133 | 0.1133 | 0.1133
F6_Commercial_Hospital_Existing_Food Preparation_Natural Gas_Broiler_E3 | F6 | Commercial | Hospital | Existing | Food Preparation | Natural Gas | Broiler | E3 | Utility - Value of Sales | 0 | 0 | 0 | 0 | 0 | 0 | 0 | 0 | 0 | 0 | 0 | 0 | 0 | 0 | 0 | 0 | 0 | 0 | 0 | 0 | 0 | 0 | 0 | 0 | 0 | 0 | 0 | 0 | 0 | 0 | 0 | 0 | 0
F6_Commercial_Hospital_Existing_Food Preparation_Natural Gas_Broiler_E4 | F6 | Commercial | Hospital | Existing | Food Preparation | Natural Gas | Broiler | E4 | Utility - Value of Sales | 0 | 0 | 0 | 0 | 0 | 0 | 0 | 0 | 0 | 0 | 0 | 0 | 0 | 0 | 0 | 0 | 0 | 0 | 0 | 0 | 0 | 0 | 0 | 0 | 0 | 0 | 0 | 0 | 0 | 0 | 0 | 0 | 0
F6_Commercial_Hospital_Existing_Food Preparation_Natural Gas_Broiler_E5 | F6 | Commercial | Hospital | Existing | Food Preparation | Natural Gas | Broiler | E5 | Utility - Value of Sales | 0 | 0 | 0 | 0 | 0 | 0 | 0 | 0 | 0 | 0 | 0 | 0 | 0 | 0 | 0 | 0 | 0 | 0 | 0 | 0 | 0 | 0 | 0 | 0 | 0 | 0 | 0 | 0 | 0 | 0 | 0 | 0 | 0
F6_Commercial_Hospital_Existing_Food Preparation_Natural Gas_Broiler_E6 | F6 | Commercial | Hospital | Existing | Food Preparation | Natural Gas | Broiler | E6 | Utility - Value of Sales | 0 | 0 | 0 | 0 | 0 | 0 | 0 | 0 | 0 | 0 | 0 | 0 | 0 | 0 | 0 | 0 | 0 | 0 | 0 | 0 | 0 | 0 | 0 | 0 | 0 | 0 | 0 | 0 | 0 | 0 | 0 | 0 | 0
F6_Commercial_Hospital_Existing_Food Preparation_Natural Gas_Broiler_E7 | F6 | Commercial | Hospital | Existing | Food Preparation | Natural Gas | Broiler | E7 | Utility - Value of Sales | 0 | 0 | 0 | 0 | 0 | 0 | 0 | 0 | 0 | 0 | 0 | 0 | 0 | 0 | 0 | 0 | 0 | 0 | 0 | 0 | 0 | 0 | 0 | 0 | 0 | 0 | 0 | 0 | 0 | 0 | 0 | 0 | 0
F6_Commercial_Hospital_Existing_Food Preparation_Natural Gas_Broiler_E8 | F6 | Commercial | Hospital | Existing | Food Preparation | Natural Gas | Broiler | E8 | Utility - Value of Sales | 0 | 0 | 0 | 0 | 0 | 0 | 0 | 0 | 0 | 0 | 0 | 0 | 0 | 0 | 0 | 0 | 0 | 0 | 0 | 0 | 0 | 0 | 0 | 0 | 0 | 0 | 0 | 0 | 0 | 0 | 0 | 0 | 0
F6_Commercial_Hospital_Existing_Food Preparation_Natural Gas_Broiler_E9 | F6 | Commercial | Hospital | Existing | Food Preparation | Natural Gas | Broiler | E9 | Utility - Value of Sales | 0 | 0 | 0 | 0 | 0 | 0 | 0 | 0 | 0 | 0 | 0 | 0 | 0 | 0 | 0 | 0 | 0 | 0 | 0 | 0 | 0 | 0 | 0 | 0 | 0 | 0 | 0 | 0 | 0 | 0 | 0 | 0 | 0
F6_Commercial_Hospital_Existing_Food Preparation_Natural Gas_Broiler_E10 | F6 | Commercial | Hospital | Existing | Food Preparation | Natural Gas | Broiler | E10 | Utility - Value of Sales | 0 | 0 | 0 | 0 | 0 | 0 | 0 | 0 | 0 | 0 | 0 | 0 | 0 | 0 | 0 | 0 | 0 | 0 | 0 | 0 | 0 | 0 | 0 | 0 | 0 | 0 | 0 | 0 | 0 | 0 | 0 | 0 | 0
F1_Commercial_Hospital_Existing_Food Preparation_Natural Gas_Griddle_E1 | F1 | Commercial | Hospital | Existing | Food Preparation | Natural Gas | Griddle | E1 | RVT - Cost of Equipment | 0.17249 | 0.17271 | 0.17365 | 0 | 0 | 0 | 0 | 0 | 0 | 0 | 0 | 0 | 0 | 0 | 0 | 0 | 0 | 0 | 0 | 0 | 0 | 0 | 0 | 0 | 0 | 0 | 0 | 0 | 0 | 0 | 0 | 0 | 0
F1_Commercial_Hospital_Existing_Food Preparation_Natural Gas_Griddle_E2 | F1 | Commercial | Hospital | Existing | Food Preparation | Natural Gas | Griddle | E2 | RVT - Cost of Equipment | 0.14897 | 0.14916 | 0.14998 | 0.14922 | 0.14883 | 0.14942 | 0.15085 | 0.15201 | 0.15342 | 0.15478 | 0.15616 | 0.15746 | 0.15884 | 0.16027 | 0.16166 | 0.16308 | 0.16451 | 0.16605 | 0.16765 | 0.1693 | 0.17088 | 0.17247 | 0.17389 | 0.17532 | 0.17656 | 0.17762 | 0.1786 | 0.17943 | 0.18009 | 0.18063 | 0.18092 | 0.18112 | 0.18112
F1_Commercial_Hospital_Existing_Food Preparation_Natural Gas_Griddle_E3 | F1 | Commercial | Hospital | Existing | Food Preparation | Natural Gas | Griddle | E3 | RVT - Cost of Equipment | 0 | 0 | 0 | 0 | 0 | 0 | 0 | 0 | 0 | 0 | 0 | 0 | 0 | 0 | 0 | 0 | 0 | 0 | 0 | 0 | 0 | 0 | 0 | 0 | 0 | 0 | 0 | 0 | 0 | 0 | 0 | 0 | 0
F1_Commercial_Hospital_Existing_Food Preparation_Natural Gas_Griddle_E4 | F1 | Commercial | Hospital | Existing | Food Preparation | Natural Gas | Griddle | E4 | RVT - Cost of Equipment | 0 | 0 | 0 | 0 | 0 | 0 | 0 | 0 | 0 | 0 | 0 | 0 | 0 | 0 | 0 | 0 | 0 | 0 | 0 | 0 | 0 | 0 | 0 | 0 | 0 | 0 | 0 | 0 | 0 | 0 | 0 | 0 | 0
F1_Commercial_Hospital_Existing_Food Preparation_Natural Gas_Griddle_E5 | F1 | Commercial | Hospital | Existing | Food Preparation | Natural Gas | Griddle | E5 | RVT - Cost of Equipment | 0 | 0 | 0 | 0 | 0 | 0 | 0 | 0 | 0 | 0 | 0 | 0 | 0 | 0 | 0 | 0 | 0 | 0 | 0 | 0 | 0 | 0 | 0 | 0 | 0 | 0 | 0 | 0 | 0 | 0 | 0 | 0 | 0
F1_Commercial_Hospital_Existing_Food Preparation_Natural Gas_Griddle_E6 | F1 | Commercial | Hospital | Existing | Food Preparation | Natural Gas | Griddle | E6 | RVT - Cost of Equipment | 0 | 0 | 0 | 0 | 0 | 0 | 0 | 0 | 0 | 0 | 0 | 0 | 0 | 0 | 0 | 0 | 0 | 0 | 0 | 0 | 0 | 0 | 0 | 0 | 0 | 0 | 0 | 0 | 0 | 0 | 0 | 0 | 0
F1_Commercial_Hospital_Existing_Food Preparation_Natural Gas_Griddle_E7 | F1 | Commercial | Hospital | Existing | Food Preparation | Natural Gas | Griddle | E7 | RVT - Cost of Equipment | 0 | 0 | 0 | 0 | 0 | 0 | 0 | 0 | 0 | 0 | 0 | 0 | 0 | 0 | 0 | 0 | 0 | 0 | 0 | 0 | 0 | 0 | 0 | 0 | 0 | 0 | 0 | 0 | 0 | 0 | 0 | 0 | 0
F1_Commercial_Hospital_Existing_Food Preparation_Natural Gas_Griddle_E8 | F1 | Commercial | Hospital | Existing | Food Preparation | Natural Gas | Griddle | E8 | RVT - Cost of Equipment | 0 | 0 | 0 | 0 | 0 | 0 | 0 | 0 | 0 | 0 | 0 | 0 | 0 | 0 | 0 | 0 | 0 | 0 | 0 | 0 | 0 | 0 | 0 | 0 | 0 | 0 | 0 | 0 | 0 | 0 | 0 | 0 | 0
F1_Commercial_Hospital_Existing_Food Preparation_Natural Gas_Griddle_E9 | F1 | Commercial | Hospital | Existing | Food Preparation | Natural Gas | Griddle | E9 | RVT - Cost of Equipment | 0 | 0 | 0 | 0 | 0 | 0 | 0 | 0 | 0 | 0 | 0 | 0 | 0 | 0 | 0 | 0 | 0 | 0 | 0 | 0 | 0 | 0 | 0 | 0 | 0 | 0 | 0 | 0 | 0 | 0 | 0 | 0 | 0
F1_Commercial_Hospital_Existing_Food Preparation_Natural Gas_Griddle_E10 | F1 | Commercial | Hospital | Existing | Food Preparation | Natural Gas | Griddle | E10 | RVT - Cost of Equipment | 0 | 0 | 0 | 0 | 0 | 0 | 0 | 0 | 0 | 0 | 0 | 0 | 0 | 0 | 0 | 0 | 0 | 0 | 0 | 0 | 0 | 0 | 0 | 0 | 0 | 0 | 0 | 0 | 0 | 0 | 0 | 0 | 0
F2_Commercial_Hospital_Existing_Food Preparation_Natural Gas_Griddle_E1 | F2 | Commercial | Hospital | Existing | Food Preparation | Natural Gas | Griddle | E1 | RVT - Cost of Operation | 0.20665 | 0.20692 | 0.20805 | 0 | 0 | 0 | 0 | 0 | 0 | 0 | 0 | 0 | 0 | 0 | 0 | 0 | 0 | 0 | 0 | 0 | 0 | 0 | 0 | 0 | 0 | 0 | 0 | 0 | 0 | 0 | 0 | 0 | 0
F2_Commercial_Hospital_Existing_Food Preparation_Natural Gas_Griddle_E2 | F2 | Commercial | Hospital | Existing | Food Preparation | Natural Gas | Griddle | E2 | RVT - Cost of Operation | 0.17848 | 0.17871 | 0.17968 | 0.17877 | 0.17831 | 0.17902 | 0.18073 | 0.18211 | 0.18381 | 0.18544 | 0.18709 | 0.18864 | 0.1903 | 0.19202 | 0.19368 | 0.19538 | 0.1971 | 0.19894 | 0.20086 | 0.20283 | 0.20472 | 0.20663 | 0.20833 | 0.21004 | 0.21152 | 0.2128 | 0.21397 | 0.21497 | 0.21576 | 0.21641 | 0.21676 | 0.21699 | 0.21699
F2_Commercial_Hospital_Existing_Food Preparation_Natural Gas_Griddle_E3 | F2 | Commercial | Hospital | Existing | Food Preparation | Natural Gas | Griddle | E3 | RVT - Cost of Operation | 0 | 0 | 0 | 0 | 0 | 0 | 0 | 0 | 0 | 0 | 0 | 0 | 0 | 0 | 0 | 0 | 0 | 0 | 0 | 0 | 0 | 0 | 0 | 0 | 0 | 0 | 0 | 0 | 0 | 0 | 0 | 0 | 0
F2_Commercial_Hospital_Existing_Food Preparation_Natural Gas_Griddle_E4 | F2 | Commercial | Hospital | Existing | Food Preparation | Natural Gas | Griddle | E4 | RVT - Cost of Operation | 0 | 0 | 0 | 0 | 0 | 0 | 0 | 0 | 0 | 0 | 0 | 0 | 0 | 0 | 0 | 0 | 0 | 0 | 0 | 0 | 0 | 0 | 0 | 0 | 0 | 0 | 0 | 0 | 0 | 0 | 0 | 0 | 0
F2_Commercial_Hospital_Existing_Food Preparation_Natural Gas_Griddle_E5 | F2 | Commercial | Hospital | Existing | Food Preparation | Natural Gas | Griddle | E5 | RVT - Cost of Operation | 0 | 0 | 0 | 0 | 0 | 0 | 0 | 0 | 0 | 0 | 0 | 0 | 0 | 0 | 0 | 0 | 0 | 0 | 0 | 0 | 0 | 0 | 0 | 0 | 0 | 0 | 0 | 0 | 0 | 0 | 0 | 0 | 0
F2_Commercial_Hospital_Existing_Food Preparation_Natural Gas_Griddle_E6 | F2 | Commercial | Hospital | Existing | Food Preparation | Natural Gas | Griddle | E6 | RVT - Cost of Operation | 0 | 0 | 0 | 0 | 0 | 0 | 0 | 0 | 0 | 0 | 0 | 0 | 0 | 0 | 0 | 0 | 0 | 0 | 0 | 0 | 0 | 0 | 0 | 0 | 0 | 0 | 0 | 0 | 0 | 0 | 0 | 0 | 0
F2_Commercial_Hospital_Existing_Food Preparation_Natural Gas_Griddle_E7 | F2 | Commercial | Hospital | Existing | Food Preparation | Natural Gas | Griddle | E7 | RVT - Cost of Operation | 0 | 0 | 0 | 0 | 0 | 0 | 0 | 0 | 0 | 0 | 0 | 0 | 0 | 0 | 0 | 0 | 0 | 0 | 0 | 0 | 0 | 0 | 0 | 0 | 0 | 0 | 0 | 0 | 0 | 0 | 0 | 0 | 0
F2_Commercial_Hospital_Existing_Food Preparation_Natural Gas_Griddle_E8 | F2 | Commercial | Hospital | Existing | Food Preparation | Natural Gas | Griddle | E8 | RVT - Cost of Operation | 0 | 0 | 0 | 0 | 0 | 0 | 0 | 0 | 0 | 0 | 0 | 0 | 0 | 0 | 0 | 0 | 0 | 0 | 0 | 0 | 0 | 0 | 0 | 0 | 0 | 0 | 0 | 0 | 0 | 0 | 0 | 0 | 0
F2_Commercial_Hospital_Existing_Food Preparation_Natural Gas_Griddle_E9 | F2 | Commercial | Hospital | Existing | Food Preparation | Natural Gas | Griddle | E9 | RVT - Cost of Operation | 0 | 0 | 0 | 0 | 0 | 0 | 0 | 0 | 0 | 0 | 0 | 0 | 0 | 0 | 0 | 0 | 0 | 0 | 0 | 0 | 0 | 0 | 0 | 0 | 0 | 0 | 0 | 0 | 0 | 0 | 0 | 0 | 0
F2_Commercial_Hospital_Existing_Food Preparation_Natural Gas_Griddle_E10 | F2 | Commercial | Hospital | Existing | Food Preparation | Natural Gas | Griddle | E10 | RVT - Cost of Operation | 0 | 0 | 0 | 0 | 0 | 0 | 0 | 0 | 0 | 0 | 0 | 0 | 0 | 0 | 0 | 0 | 0 | 0 | 0 | 0 | 0 | 0 | 0 | 0 | 0 | 0 | 0 | 0 | 0 | 0 | 0 | 0 | 0
F3_Commercial_Hospital_Existing_Food Preparation_Natural Gas_Griddle_E1 | F3 | Commercial | Hospital | Existing | Food Preparation | Natural Gas | Griddle | E1 | System - kBTUs of Consumption | 0.050569 | 0.050569 | 0.050569 | 0 | 0 | 0 | 0 | 0 | 0 | 0 | 0 | 0 | 0 | 0 | 0 | 0 | 0 | 0 | 0 | 0 | 0 | 0 | 0 | 0 | 0 | 0 | 0 | 0 | 0 | 0 | 0 | 0 | 0
F3_Commercial_Hospital_Existing_Food Preparation_Natural Gas_Griddle_E2 | F3 | Commercial | Hospital | Existing | Food Preparation | Natural Gas | Griddle | E2 | System - kBTUs of Consumption | 0.054103 | 0.054103 | 0.054103 | 0.054103 | 0.054103 | 0.054103 | 0.054103 | 0.054103 | 0.054103 | 0.054103 | 0.054103 | 0.054103 | 0.054103 | 0.054103 | 0.054103 | 0.054103 | 0.054103 | 0.054103 | 0.054103 | 0.054103 | 0.054103 | 0.054103 | 0.054103 | 0.054103 | 0.054103 | 0.054103 | 0.054103 | 0.054103 | 0.054103 | 0.054103 | 0.054103 | 0.054103 | 0.054103
F3_Commercial_Hospital_Existing_Food Preparation_Natural Gas_Griddle_E3 | F3 | Commercial | Hospital | Existing | Food Preparation | Natural Gas | Griddle | E3 | System - kBTUs of Consumption | 0 | 0 | 0 | 0 | 0 | 0 | 0 | 0 | 0 | 0 | 0 | 0 | 0 | 0 | 0 | 0 | 0 | 0 | 0 | 0 | 0 | 0 | 0 | 0 | 0 | 0 | 0 | 0 | 0 | 0 | 0 | 0 | 0
F3_Commercial_Hospital_Existing_Food Preparation_Natural Gas_Griddle_E4 | F3 | Commercial | Hospital | Existing | Food Preparation | Natural Gas | Griddle | E4 | System - kBTUs of Consumption | 0 | 0 | 0 | 0 | 0 | 0 | 0 | 0 | 0 | 0 | 0 | 0 | 0 | 0 | 0 | 0 | 0 | 0 | 0 | 0 | 0 | 0 | 0 | 0 | 0 | 0 | 0 | 0 | 0 | 0 | 0 | 0 | 0
F3_Commercial_Hospital_Existing_Food Preparation_Natural Gas_Griddle_E5 | F3 | Commercial | Hospital | Existing | Food Preparation | Natural Gas | Griddle | E5 | System - kBTUs of Consumption | 0 | 0 | 0 | 0 | 0 | 0 | 0 | 0 | 0 | 0 | 0 | 0 | 0 | 0 | 0 | 0 | 0 | 0 | 0 | 0 | 0 | 0 | 0 | 0 | 0 | 0 | 0 | 0 | 0 | 0 | 0 | 0 | 0
F3_Commercial_Hospital_Existing_Food Preparation_Natural Gas_Griddle_E6 | F3 | Commercial | Hospital | Existing | Food Preparation | Natural Gas | Griddle | E6 | System - kBTUs of Consumption | 0 | 0 | 0 | 0 | 0 | 0 | 0 | 0 | 0 | 0 | 0 | 0 | 0 | 0 | 0 | 0 | 0 | 0 | 0 | 0 | 0 | 0 | 0 | 0 | 0 | 0 | 0 | 0 | 0 | 0 | 0 | 0 | 0
F3_Commercial_Hospital_Existing_Food Preparation_Natural Gas_Griddle_E7 | F3 | Commercial | Hospital | Existing | Food Preparation | Natural Gas | Griddle | E7 | System - kBTUs of Consumption | 0 | 0 | 0 | 0 | 0 | 0 | 0 | 0 | 0 | 0 | 0 | 0 | 0 | 0 | 0 | 0 | 0 | 0 | 0 | 0 | 0 | 0 | 0 | 0 | 0 | 0 | 0 | 0 | 0 | 0 | 0 | 0 | 0
F3_Commercial_Hospital_Existing_Food Preparation_Natural Gas_Griddle_E8 | F3 | Commercial | Hospital | Existing | Food Preparation | Natural Gas | Griddle | E8 | System - kBTUs of Consumption | 0 | 0 | 0 | 0 | 0 | 0 | 0 | 0 | 0 | 0 | 0 | 0 | 0 | 0 | 0 | 0 | 0 | 0 | 0 | 0 | 0 | 0 | 0 | 0 | 0 | 0 | 0 | 0 | 0 | 0 | 0 | 0 | 0
F3_Commercial_Hospital_Existing_Food Preparation_Natural Gas_Griddle_E9 | F3 | Commercial | Hospital | Existing | Food Preparation | Natural Gas | Griddle | E9 | System - kBTUs of Consumption | 0 | 0 | 0 | 0 | 0 | 0 | 0 | 0 | 0 | 0 | 0 | 0 | 0 | 0 | 0 | 0 | 0 | 0 | 0 | 0 | 0 | 0 | 0 | 0 | 0 | 0 | 0 | 0 | 0 | 0 | 0 | 0 | 0
F3_Commercial_Hospital_Existing_Food Preparation_Natural Gas_Griddle_E10 | F3 | Commercial | Hospital | Existing | Food Preparation | Natural Gas | Griddle | E10 | System - kBTUs of Consumption | 0 | 0 | 0 | 0 | 0 | 0 | 0 | 0 | 0 | 0 | 0 | 0 | 0 | 0 | 0 | 0 | 0 | 0 | 0 | 0 | 0 | 0 | 0 | 0 | 0 | 0 | 0 | 0 | 0 | 0 | 0 | 0 | 0
F4_Commercial_Hospital_Existing_Food Preparation_Natural Gas_Griddle_E1 | F4 | Commercial | Hospital | Existing | Food Preparation | Natural Gas | Griddle | E1 | Utility - Cost of Equipment | 0.20665 | 0.20692 | 0.20805 | 0 | 0 | 0 | 0 | 0 | 0 | 0 | 0 | 0 | 0 | 0 | 0 | 0 | 0 | 0 | 0 | 0 | 0 | 0 | 0 | 0 | 0 | 0 | 0 | 0 | 0 | 0 | 0 | 0 | 0
F4_Commercial_Hospital_Existing_Food Preparation_Natural Gas_Griddle_E2 | F4 | Commercial | Hospital | Existing | Food Preparation | Natural Gas | Griddle | E2 | Utility - Cost of Equipment | 0.17848 | 0.17871 | 0.17968 | 0.17877 | 0.17831 | 0.17902 | 0.18073 | 0.18211 | 0.18381 | 0.18544 | 0.18709 | 0.18864 | 0.1903 | 0.19202 | 0.19368 | 0.19538 | 0.1971 | 0.19894 | 0.20086 | 0.20283 | 0.20472 | 0.20663 | 0.20833 | 0.21004 | 0.21152 | 0.2128 | 0.21397 | 0.21497 | 0.21576 | 0.21641 | 0.21676 | 0.21699 | 0.21699
F4_Commercial_Hospital_Existing_Food Preparation_Natural Gas_Griddle_E3 | F4 | Commercial | Hospital | Existing | Food Preparation | Natural Gas | Griddle | E3 | Utility - Cost of Equipment | 0 | 0 | 0 | 0 | 0 | 0 | 0 | 0 | 0 | 0 | 0 | 0 | 0 | 0 | 0 | 0 | 0 | 0 | 0 | 0 | 0 | 0 | 0 | 0 | 0 | 0 | 0 | 0 | 0 | 0 | 0 | 0 | 0
F4_Commercial_Hospital_Existing_Food Preparation_Natural Gas_Griddle_E4 | F4 | Commercial | Hospital | Existing | Food Preparation | Natural Gas | Griddle | E4 | Utility - Cost of Equipment | 0 | 0 | 0 | 0 | 0 | 0 | 0 | 0 | 0 | 0 | 0 | 0 | 0 | 0 | 0 | 0 | 0 | 0 | 0 | 0 | 0 | 0 | 0 | 0 | 0 | 0 | 0 | 0 | 0 | 0 | 0 | 0 | 0
F4_Commercial_Hospital_Existing_Food Preparation_Natural Gas_Griddle_E5 | F4 | Commercial | Hospital | Existing | Food Preparation | Natural Gas | Griddle | E5 | Utility - Cost of Equipment | 0 | 0 | 0 | 0 | 0 | 0 | 0 | 0 | 0 | 0 | 0 | 0 | 0 | 0 | 0 | 0 | 0 | 0 | 0 | 0 | 0 | 0 | 0 | 0 | 0 | 0 | 0 | 0 | 0 | 0 | 0 | 0 | 0
F4_Commercial_Hospital_Existing_Food Preparation_Natural Gas_Griddle_E6 | F4 | Commercial | Hospital | Existing | Food Preparation | Natural Gas | Griddle | E6 | Utility - Cost of Equipment | 0 | 0 | 0 | 0 | 0 | 0 | 0 | 0 | 0 | 0 | 0 | 0 | 0 | 0 | 0 | 0 | 0 | 0 | 0 | 0 | 0 | 0 | 0 | 0 | 0 | 0 | 0 | 0 | 0 | 0 | 0 | 0 | 0
F4_Commercial_Hospital_Existing_Food Preparation_Natural Gas_Griddle_E7 | F4 | Commercial | Hospital | Existing | Food Preparation | Natural Gas | Griddle | E7 | Utility - Cost of Equipment | 0 | 0 | 0 | 0 | 0 | 0 | 0 | 0 | 0 | 0 | 0 | 0 | 0 | 0 | 0 | 0 | 0 | 0 | 0 | 0 | 0 | 0 | 0 | 0 | 0 | 0 | 0 | 0 | 0 | 0 | 0 | 0 | 0
F4_Commercial_Hospital_Existing_Food Preparation_Natural Gas_Griddle_E8 | F4 | Commercial | Hospital | Existing | Food Preparation | Natural Gas | Griddle | E8 | Utility - Cost of Equipment | 0 | 0 | 0 | 0 | 0 | 0 | 0 | 0 | 0 | 0 | 0 | 0 | 0 | 0 | 0 | 0 | 0 | 0 | 0 | 0 | 0 | 0 | 0 | 0 | 0 | 0 | 0 | 0 | 0 | 0 | 0 | 0 | 0
F4_Commercial_Hospital_Existing_Food Preparation_Natural Gas_Griddle_E9 | F4 | Commercial | Hospital | Existing | Food Preparation | Natural Gas | Griddle | E9 | Utility - Cost of Equipment | 0 | 0 | 0 | 0 | 0 | 0 | 0 | 0 | 0 | 0 | 0 | 0 | 0 | 0 | 0 | 0 | 0 | 0 | 0 | 0 | 0 | 0 | 0 | 0 | 0 | 0 | 0 | 0 | 0 | 0 | 0 | 0 | 0
F4_Commercial_Hospital_Existing_Food Preparation_Natural Gas_Griddle_E10 | F4 | Commercial | Hospital | Existing | Food Preparation | Natural Gas | Griddle | E10 | Utility - Cost of Equipment | 0 | 0 | 0 | 0 | 0 | 0 | 0 | 0 | 0 | 0 | 0 | 0 | 0 | 0 | 0 | 0 | 0 | 0 | 0 | 0 | 0 | 0 | 0 | 0 | 0 | 0 | 0 | 0 | 0 | 0 | 0 | 0 | 0
F5_Commercial_Hospital_Existing_Food Preparation_Natural Gas_Griddle_E1 | F5 | Commercial | Hospital | Existing | Food Preparation | Natural Gas | Griddle | E1 | Utility - Cost of Operation | 0.050569 | 0.050569 | 0.050569 | 0 | 0 | 0 | 0 | 0 | 0 | 0 | 0 | 0 | 0 | 0 | 0 | 0 | 0 | 0 | 0 | 0 | 0 | 0 | 0 | 0 | 0 | 0 | 0 | 0 | 0 | 0 | 0 | 0 | 0
F5_Commercial_Hospital_Existing_Food Preparation_Natural Gas_Griddle_E2 | F5 | Commercial | Hospital | Existing | Food Preparation | Natural Gas | Griddle | E2 | Utility - Cost of Operation | 0.054103 | 0.054103 | 0.054103 | 0.054103 | 0.054103 | 0.054103 | 0.054103 | 0.054103 | 0.054103 | 0.054103 | 0.054103 | 0.054103 | 0.054103 | 0.054103 | 0.054103 | 0.054103 | 0.054103 | 0.054103 | 0.054103 | 0.054103 | 0.054103 | 0.054103 | 0.054103 | 0.054103 | 0.054103 | 0.054103 | 0.054103 | 0.054103 | 0.054103 | 0.054103 | 0.054103 | 0.054103 | 0.054103
F5_Commercial_Hospital_Existing_Food Preparation_Natural Gas_Griddle_E3 | F5 | Commercial | Hospital | Existing | Food Preparation | Natural Gas | Griddle | E3 | Utility - Cost of Operation | 0 | 0 | 0 | 0 | 0 | 0 | 0 | 0 | 0 | 0 | 0 | 0 | 0 | 0 | 0 | 0 | 0 | 0 | 0 | 0 | 0 | 0 | 0 | 0 | 0 | 0 | 0 | 0 | 0 | 0 | 0 | 0 | 0
F5_Commercial_Hospital_Existing_Food Preparation_Natural Gas_Griddle_E4 | F5 | Commercial | Hospital | Existing | Food Preparation | Natural Gas | Griddle | E4 | Utility - Cost of Operation | 0 | 0 | 0 | 0 | 0 | 0 | 0 | 0 | 0 | 0 | 0 | 0 | 0 | 0 | 0 | 0 | 0 | 0 | 0 | 0 | 0 | 0 | 0 | 0 | 0 | 0 | 0 | 0 | 0 | 0 | 0 | 0 | 0
F5_Commercial_Hospital_Existing_Food Preparation_Natural Gas_Griddle_E5 | F5 | Commercial | Hospital | Existing | Food Preparation | Natural Gas | Griddle | E5 | Utility - Cost of Operation | 0 | 0 | 0 | 0 | 0 | 0 | 0 | 0 | 0 | 0 | 0 | 0 | 0 | 0 | 0 | 0 | 0 | 0 | 0 | 0 | 0 | 0 | 0 | 0 | 0 | 0 | 0 | 0 | 0 | 0 | 0 | 0 | 0
F5_Commercial_Hospital_Existing_Food Preparation_Natural Gas_Griddle_E6 | F5 | Commercial | Hospital | Existing | Food Preparation | Natural Gas | Griddle | E6 | Utility - Cost of Operation | 0 | 0 | 0 | 0 | 0 | 0 | 0 | 0 | 0 | 0 | 0 | 0 | 0 | 0 | 0 | 0 | 0 | 0 | 0 | 0 | 0 | 0 | 0 | 0 | 0 | 0 | 0 | 0 | 0 | 0 | 0 | 0 | 0
F5_Commercial_Hospital_Existing_Food Preparation_Natural Gas_Griddle_E7 | F5 | Commercial | Hospital | Existing | Food Preparation | Natural Gas | Griddle | E7 | Utility - Cost of Operation | 0 | 0 | 0 | 0 | 0 | 0 | 0 | 0 | 0 | 0 | 0 | 0 | 0 | 0 | 0 | 0 | 0 | 0 | 0 | 0 | 0 | 0 | 0 | 0 | 0 | 0 | 0 | 0 | 0 | 0 | 0 | 0 | 0
F5_Commercial_Hospital_Existing_Food Preparation_Natural Gas_Griddle_E8 | F5 | Commercial | Hospital | Existing | Food Preparation | Natural Gas | Griddle | E8 | Utility - Cost of Operation | 0 | 0 | 0 | 0 | 0 | 0 | 0 | 0 | 0 | 0 | 0 | 0 | 0 | 0 | 0 | 0 | 0 | 0 | 0 | 0 | 0 | 0 | 0 | 0 | 0 | 0 | 0 | 0 | 0 | 0 | 0 | 0 | 0
F5_Commercial_Hospital_Existing_Food Preparation_Natural Gas_Griddle_E9 | F5 | Commercial | Hospital | Existing | Food Preparation | Natural Gas | Griddle | E9 | Utility - Cost of Operation | 0 | 0 | 0 | 0 | 0 | 0 | 0 | 0 | 0 | 0 | 0 | 0 | 0 | 0 | 0 | 0 | 0 | 0 | 0 | 0 | 0 | 0 | 0 | 0 | 0 | 0 | 0 | 0 | 0 | 0 | 0 | 0 | 0
F5_Commercial_Hospital_Existing_Food Preparation_Natural Gas_Griddle_E10 | F5 | Commercial | Hospital | Existing | Food Preparation | Natural Gas | Griddle | E10 | Utility - Cost of Operation | 0 | 0 | 0 | 0 | 0 | 0 | 0 | 0 | 0 | 0 | 0 | 0 | 0 | 0 | 0 | 0 | 0 | 0 | 0 | 0 | 0 | 0 | 0 | 0 | 0 | 0 | 0 | 0 | 0 | 0 | 0 | 0 | 0
F6_Commercial_Hospital_Existing_Food Preparation_Natural Gas_Griddle_E1 | F6 | Commercial | Hospital | Existing | Food Preparation | Natural Gas | Griddle | E1 | Utility - Value of Sales | 0.10939 | 0.10988 | 0.11066 | 0 | 0 | 0 | 0 | 0 | 0 | 0 | 0 | 0 | 0 | 0 | 0 | 0 | 0 | 0 | 0 | 0 | 0 | 0 | 0 | 0 | 0 | 0 | 0 | 0 | 0 | 0 | 0 | 0 | 0
F6_Commercial_Hospital_Existing_Food Preparation_Natural Gas_Griddle_E2 | F6 | Commercial | Hospital | Existing | Food Preparation | Natural Gas | Griddle | E2 | Utility - Value of Sales | 0.094474 | 0.094897 | 0.095577 | 0.095428 | 0.095428 | 0.095428 | 0.095428 | 0.095428 | 0.095428 | 0.095428 | 0.095428 | 0.095428 | 0.095428 | 0.095428 | 0.095428 | 0.095428 | 0.095428 | 0.095428 | 0.095428 | 0.095428 | 0.095428 | 0.095428 | 0.095428 | 0.095428 | 0.095428 | 0.095428 | 0.095428 | 0.095428 | 0.095428 | 0.095428 | 0.095428 | 0.095428 | 0.095428
F6_Commercial_Hospital_Existing_Food Preparation_Natural Gas_Griddle_E3 | F6 | Commercial | Hospital | Existing | Food Preparation | Natural Gas | Griddle | E3 | Utility - Value of Sales | 0 | 0 | 0 | 0 | 0 | 0 | 0 | 0 | 0 | 0 | 0 | 0 | 0 | 0 | 0 | 0 | 0 | 0 | 0 | 0 | 0 | 0 | 0 | 0 | 0 | 0 | 0 | 0 | 0 | 0 | 0 | 0 | 0
F6_Commercial_Hospital_Existing_Food Preparation_Natural Gas_Griddle_E4 | F6 | Commercial | Hospital | Existing | Food Preparation | Natural Gas | Griddle | E4 | Utility - Value of Sales | 0 | 0 | 0 | 0 | 0 | 0 | 0 | 0 | 0 | 0 | 0 | 0 | 0 | 0 | 0 | 0 | 0 | 0 | 0 | 0 | 0 | 0 | 0 | 0 | 0 | 0 | 0 | 0 | 0 | 0 | 0 | 0 | 0
F6_Commercial_Hospital_Existing_Food Preparation_Natural Gas_Griddle_E5 | F6 | Commercial | Hospital | Existing | Food Preparation | Natural Gas | Griddle | E5 | Utility - Value of Sales | 0 | 0 | 0 | 0 | 0 | 0 | 0 | 0 | 0 | 0 | 0 | 0 | 0 | 0 | 0 | 0 | 0 | 0 | 0 | 0 | 0 | 0 | 0 | 0 | 0 | 0 | 0 | 0 | 0 | 0 | 0 | 0 | 0
F6_Commercial_Hospital_Existing_Food Preparation_Natural Gas_Griddle_E6 | F6 | Commercial | Hospital | Existing | Food Preparation | Natural Gas | Griddle | E6 | Utility - Value of Sales | 0 | 0 | 0 | 0 | 0 | 0 | 0 | 0 | 0 | 0 | 0 | 0 | 0 | 0 | 0 | 0 | 0 | 0 | 0 | 0 | 0 | 0 | 0 | 0 | 0 | 0 | 0 | 0 | 0 | 0 | 0 | 0 | 0
F6_Commercial_Hospital_Existing_Food Preparation_Natural Gas_Griddle_E7 | F6 | Commercial | Hospital | Existing | Food Preparation | Natural Gas | Griddle | E7 | Utility - Value of Sales | 0 | 0 | 0 | 0 | 0 | 0 | 0 | 0 | 0 | 0 | 0 | 0 | 0 | 0 | 0 | 0 | 0 | 0 | 0 | 0 | 0 | 0 | 0 | 0 | 0 | 0 | 0 | 0 | 0 | 0 | 0 | 0 | 0
F6_Commercial_Hospital_Existing_Food Preparation_Natural Gas_Griddle_E8 | F6 | Commercial | Hospital | Existing | Food Preparation | Natural Gas | Griddle | E8 | Utility - Value of Sales | 0 | 0 | 0 | 0 | 0 | 0 | 0 | 0 | 0 | 0 | 0 | 0 | 0 | 0 | 0 | 0 | 0 | 0 | 0 | 0 | 0 | 0 | 0 | 0 | 0 | 0 | 0 | 0 | 0 | 0 | 0 | 0 | 0
F6_Commercial_Hospital_Existing_Food Preparation_Natural Gas_Griddle_E9 | F6 | Commercial | Hospital | Existing | Food Preparation | Natural Gas | Griddle | E9 | Utility - Value of Sales | 0 | 0 | 0 | 0 | 0 | 0 | 0 | 0 | 0 | 0 | 0 | 0 | 0 | 0 | 0 | 0 | 0 | 0 | 0 | 0 | 0 | 0 | 0 | 0 | 0 | 0 | 0 | 0 | 0 | 0 | 0 | 0 | 0
F6_Commercial_Hospital_Existing_Food Preparation_Natural Gas_Griddle_E10 | F6 | Commercial | Hospital | Existing | Food Preparation | Natural Gas | Griddle | E10 | Utility - Value of Sales | 0 | 0 | 0 | 0 | 0 | 0 | 0 | 0 | 0 | 0 | 0 | 0 | 0 | 0 | 0 | 0 | 0 | 0 | 0 | 0 | 0 | 0 | 0 | 0 | 0 | 0 | 0 | 0 | 0 | 0 | 0 | 0 | 0
F1_Commercial_Hospital_Existing_Food Preparation_Natural Gas_Range_E1 | F1 | Commercial | Hospital | Existing | Food Preparation | Natural Gas | Range | E1 | RVT - Cost of Equipment | 0.2013 | 0.20127 | 0.20223 | 0.20075 | 0.19984 | 0.2005 | 0.20248 | 0.20404 | 0.20599 | 0.20782 | 0.20966 | 0.21135 | 0.21317 | 0.21506 | 0.21687 | 0.21872 | 0.22059 | 0.22263 | 0.22475 | 0.22699 | 0.22919 | 0.23149 | 0.23362 | 0.23582 | 0.23776 | 0.23944 | 0.24097 | 0.24229 | 0.24333 | 0.24418 | 0.24464 | 0.24495 | 0.24495
F1_Commercial_Hospital_Existing_Food Preparation_Natural Gas_Range_E2 | F1 | Commercial | Hospital | Existing | Food Preparation | Natural Gas | Range | E2 | RVT - Cost of Equipment | 0.15097 | 0.15095 | 0.15168 | 0.15056 | 0.14988 | 0.15037 | 0.15186 | 0.15303 | 0.15449 | 0.15586 | 0.15725 | 0.15851 | 0.15987 | 0.1613 | 0.16265 | 0.16404 | 0.16544 | 0.16697 | 0.16856 | 0.17024 | 0.17189 | 0.17362 | 0.17521 | 0.17686 | 0.17832 | 0.17958 | 0.18073 | 0.18172 | 0.1825 | 0.18313 | 0.18348 | 0.18371 | 0.18371
F1_Commercial_Hospital_Existing_Food Preparation_Natural Gas_Range_E3 | F1 | Commercial | Hospital | Existing | Food Preparation | Natural Gas | Range | E3 | RVT - Cost of Equipment | 0 | 0 | 0 | 0 | 0 | 0 | 0 | 0 | 0 | 0 | 0 | 0 | 0 | 0 | 0 | 0 | 0 | 0 | 0 | 0 | 0 | 0 | 0 | 0 | 0 | 0 | 0 | 0 | 0 | 0 | 0 | 0 | 0
F1_Commercial_Hospital_Existing_Food Preparation_Natural Gas_Range_E4 | F1 | Commercial | Hospital | Existing | Food Preparation | Natural Gas | Range | E4 | RVT - Cost of Equipment | 0 | 0 | 0 | 0 | 0 | 0 | 0 | 0 | 0 | 0 | 0 | 0 | 0 | 0 | 0 | 0 | 0 | 0 | 0 | 0 | 0 | 0 | 0 | 0 | 0 | 0 | 0 | 0 | 0 | 0 | 0 | 0 | 0
F1_Commercial_Hospital_Existing_Food Preparation_Natural Gas_Range_E5 | F1 | Commercial | Hospital | Existing | Food Preparation | Natural Gas | Range | E5 | RVT - Cost of Equipment | 0 | 0 | 0 | 0 | 0 | 0 | 0 | 0 | 0 | 0 | 0 | 0 | 0 | 0 | 0 | 0 | 0 | 0 | 0 | 0 | 0 | 0 | 0 | 0 | 0 | 0 | 0 | 0 | 0 | 0 | 0 | 0 | 0
F1_Commercial_Hospital_Existing_Food Preparation_Natural Gas_Range_E6 | F1 | Commercial | Hospital | Existing | Food Preparation | Natural Gas | Range | E6 | RVT - Cost of Equipment | 0 | 0 | 0 | 0 | 0 | 0 | 0 | 0 | 0 | 0 | 0 | 0 | 0 | 0 | 0 | 0 | 0 | 0 | 0 | 0 | 0 | 0 | 0 | 0 | 0 | 0 | 0 | 0 | 0 | 0 | 0 | 0 | 0
F1_Commercial_Hospital_Existing_Food Preparation_Natural Gas_Range_E7 | F1 | Commercial | Hospital | Existing | Food Preparation | Natural Gas | Range | E7 | RVT - Cost of Equipment | 0 | 0 | 0 | 0 | 0 | 0 | 0 | 0 | 0 | 0 | 0 | 0 | 0 | 0 | 0 | 0 | 0 | 0 | 0 | 0 | 0 | 0 | 0 | 0 | 0 | 0 | 0 | 0 | 0 | 0 | 0 | 0 | 0
F1_Commercial_Hospital_Existing_Food Preparation_Natural Gas_Range_E8 | F1 | Commercial | Hospital | Existing | Food Preparation | Natural Gas | Range | E8 | RVT - Cost of Equipment | 0 | 0 | 0 | 0 | 0 | 0 | 0 | 0 | 0 | 0 | 0 | 0 | 0 | 0 | 0 | 0 | 0 | 0 | 0 | 0 | 0 | 0 | 0 | 0 | 0 | 0 | 0 | 0 | 0 | 0 | 0 | 0 | 0
F1_Commercial_Hospital_Existing_Food Preparation_Natural Gas_Range_E9 | F1 | Commercial | Hospital | Existing | Food Preparation | Natural Gas | Range | E9 | RVT - Cost of Equipment | 0 | 0 | 0 | 0 | 0 | 0 | 0 | 0 | 0 | 0 | 0 | 0 | 0 | 0 | 0 | 0 | 0 | 0 | 0 | 0 | 0 | 0 | 0 | 0 | 0 | 0 | 0 | 0 | 0 | 0 | 0 | 0 | 0
F1_Commercial_Hospital_Existing_Food Preparation_Natural Gas_Range_E10 | F1 | Commercial | Hospital | Existing | Food Preparation | Natural Gas | Range | E10 | RVT - Cost of Equipment | 0 | 0 | 0 | 0 | 0 | 0 | 0 | 0 | 0 | 0 | 0 | 0 | 0 | 0 | 0 | 0 | 0 | 0 | 0 | 0 | 0 | 0 | 0 | 0 | 0 | 0 | 0 | 0 | 0 | 0 | 0 | 0 | 0
F2_Commercial_Hospital_Existing_Food Preparation_Natural Gas_Range_E1 | F2 | Commercial | Hospital | Existing | Food Preparation | Natural Gas | Range | E1 | RVT - Cost of Operation | 0.24117 | 0.24113 | 0.24229 | 0.24051 | 0.23942 | 0.24021 | 0.24258 | 0.24446 | 0.24678 | 0.24898 | 0.25119 | 0.25321 | 0.25539 | 0.25766 | 0.25983 | 0.26204 | 0.26428 | 0.26672 | 0.26927 | 0.27195 | 0.27459 | 0.27735 | 0.27989 | 0.28252 | 0.28486 | 0.28687 | 0.2887 | 0.29028 | 0.29152 | 0.29254 | 0.29309 | 0.29346 | 0.29346
F2_Commercial_Hospital_Existing_Food Preparation_Natural Gas_Range_E2 | F2 | Commercial | Hospital | Existing | Food Preparation | Natural Gas | Range | E2 | RVT - Cost of Operation | 0.18088 | 0.18085 | 0.18172 | 0.18038 | 0.17957 | 0.18016 | 0.18194 | 0.18334 | 0.18509 | 0.18673 | 0.18839 | 0.18991 | 0.19154 | 0.19324 | 0.19487 | 0.19653 | 0.19821 | 0.20004 | 0.20195 | 0.20396 | 0.20594 | 0.20801 | 0.20992 | 0.21189 | 0.21364 | 0.21515 | 0.21653 | 0.21771 | 0.21864 | 0.2194 | 0.21982 | 0.2201 | 0.2201
F2_Commercial_Hospital_Existing_Food Preparation_Natural Gas_Range_E3 | F2 | Commercial | Hospital | Existing | Food Preparation | Natural Gas | Range | E3 | RVT - Cost of Operation | 0 | 0 | 0 | 0 | 0 | 0 | 0 | 0 | 0 | 0 | 0 | 0 | 0 | 0 | 0 | 0 | 0 | 0 | 0 | 0 | 0 | 0 | 0 | 0 | 0 | 0 | 0 | 0 | 0 | 0 | 0 | 0 | 0
F2_Commercial_Hospital_Existing_Food Preparation_Natural Gas_Range_E4 | F2 | Commercial | Hospital | Existing | Food Preparation | Natural Gas | Range | E4 | RVT - Cost of Operation | 0 | 0 | 0 | 0 | 0 | 0 | 0 | 0 | 0 | 0 | 0 | 0 | 0 | 0 | 0 | 0 | 0 | 0 | 0 | 0 | 0 | 0 | 0 | 0 | 0 | 0 | 0 | 0 | 0 | 0 | 0 | 0 | 0
F2_Commercial_Hospital_Existing_Food Preparation_Natural Gas_Range_E5 | F2 | Commercial | Hospital | Existing | Food Preparation | Natural Gas | Range | E5 | RVT - Cost of Operation | 0 | 0 | 0 | 0 | 0 | 0 | 0 | 0 | 0 | 0 | 0 | 0 | 0 | 0 | 0 | 0 | 0 | 0 | 0 | 0 | 0 | 0 | 0 | 0 | 0 | 0 | 0 | 0 | 0 | 0 | 0 | 0 | 0
F2_Commercial_Hospital_Existing_Food Preparation_Natural Gas_Range_E6 | F2 | Commercial | Hospital | Existing | Food Preparation | Natural Gas | Range | E6 | RVT - Cost of Operation | 0 | 0 | 0 | 0 | 0 | 0 | 0 | 0 | 0 | 0 | 0 | 0 | 0 | 0 | 0 | 0 | 0 | 0 | 0 | 0 | 0 | 0 | 0 | 0 | 0 | 0 | 0 | 0 | 0 | 0 | 0 | 0 | 0
F2_Commercial_Hospital_Existing_Food Preparation_Natural Gas_Range_E7 | F2 | Commercial | Hospital | Existing | Food Preparation | Natural Gas | Range | E7 | RVT - Cost of Operation | 0 | 0 | 0 | 0 | 0 | 0 | 0 | 0 | 0 | 0 | 0 | 0 | 0 | 0 | 0 | 0 | 0 | 0 | 0 | 0 | 0 | 0 | 0 | 0 | 0 | 0 | 0 | 0 | 0 | 0 | 0 | 0 | 0
F2_Commercial_Hospital_Existing_Food Preparation_Natural Gas_Range_E8 | F2 | Commercial | Hospital | Existing | Food Preparation | Natural Gas | Range | E8 | RVT - Cost of Operation | 0 | 0 | 0 | 0 | 0 | 0 | 0 | 0 | 0 | 0 | 0 | 0 | 0 | 0 | 0 | 0 | 0 | 0 | 0 | 0 | 0 | 0 | 0 | 0 | 0 | 0 | 0 | 0 | 0 | 0 | 0 | 0 | 0
F2_Commercial_Hospital_Existing_Food Preparation_Natural Gas_Range_E9 | F2 | Commercial | Hospital | Existing | Food Preparation | Natural Gas | Range | E9 | RVT - Cost of Operation | 0 | 0 | 0 | 0 | 0 | 0 | 0 | 0 | 0 | 0 | 0 | 0 | 0 | 0 | 0 | 0 | 0 | 0 | 0 | 0 | 0 | 0 | 0 | 0 | 0 | 0 | 0 | 0 | 0 | 0 | 0 | 0 | 0
F2_Commercial_Hospital_Existing_Food Preparation_Natural Gas_Range_E10 | F2 | Commercial | Hospital | Existing | Food Preparation | Natural Gas | Range | E10 | RVT - Cost of Operation | 0 | 0 | 0 | 0 | 0 | 0 | 0 | 0 | 0 | 0 | 0 | 0 | 0 | 0 | 0 | 0 | 0 | 0 | 0 | 0 | 0 | 0 | 0 | 0 | 0 | 0 | 0 | 0 | 0 | 0 | 0 | 0 | 0
F3_Commercial_Hospital_Existing_Food Preparation_Natural Gas_Range_E1 | F3 | Commercial | Hospital | Existing | Food Preparation | Natural Gas | Range | E1 | System - kBTUs of Consumption | 0.096484 | 0.096484 | 0.096484 | 0.096484 | 0.096484 | 0.096484 | 0.096484 | 0.096484 | 0.096484 | 0.096484 | 0.096484 | 0.096484 | 0.096484 | 0.096484 | 0.096484 | 0.096484 | 0.096484 | 0.096484 | 0.096484 | 0.096484 | 0.096484 | 0.096484 | 0.096484 | 0.096484 | 0.096484 | 0.096484 | 0.096484 | 0.096484 | 0.096484 | 0.096484 | 0.096484 | 0.096484 | 0.096484
F3_Commercial_Hospital_Existing_Food Preparation_Natural Gas_Range_E2 | F3 | Commercial | Hospital | Existing | Food Preparation | Natural Gas | Range | E2 | System - kBTUs of Consumption | 0.096497 | 0.096497 | 0.096497 | 0.096497 | 0.096497 | 0.096497 | 0.096497 | 0.096497 | 0.096497 | 0.096497 | 0.096497 | 0.096497 | 0.096497 | 0.096497 | 0.096497 | 0.096497 | 0.096497 | 0.096497 | 0.096497 | 0.096497 | 0.096497 | 0.096497 | 0.096497 | 0.096497 | 0.096497 | 0.096497 | 0.096497 | 0.096497 | 0.096497 | 0.096497 | 0.096497 | 0.096497 | 0.096497
F3_Commercial_Hospital_Existing_Food Preparation_Natural Gas_Range_E3 | F3 | Commercial | Hospital | Existing | Food Preparation | Natural Gas | Range | E3 | System - kBTUs of Consumption | 0 | 0 | 0 | 0 | 0 | 0 | 0 | 0 | 0 | 0 | 0 | 0 | 0 | 0 | 0 | 0 | 0 | 0 | 0 | 0 | 0 | 0 | 0 | 0 | 0 | 0 | 0 | 0 | 0 | 0 | 0 | 0 | 0
F3_Commercial_Hospital_Existing_Food Preparation_Natural Gas_Range_E4 | F3 | Commercial | Hospital | Existing | Food Preparation | Natural Gas | Range | E4 | System - kBTUs of Consumption | 0 | 0 | 0 | 0 | 0 | 0 | 0 | 0 | 0 | 0 | 0 | 0 | 0 | 0 | 0 | 0 | 0 | 0 | 0 | 0 | 0 | 0 | 0 | 0 | 0 | 0 | 0 | 0 | 0 | 0 | 0 | 0 | 0
F3_Commercial_Hospital_Existing_Food Preparation_Natural Gas_Range_E5 | F3 | Commercial | Hospital | Existing | Food Preparation | Natural Gas | Range | E5 | System - kBTUs of Consumption | 0 | 0 | 0 | 0 | 0 | 0 | 0 | 0 | 0 | 0 | 0 | 0 | 0 | 0 | 0 | 0 | 0 | 0 | 0 | 0 | 0 | 0 | 0 | 0 | 0 | 0 | 0 | 0 | 0 | 0 | 0 | 0 | 0
F3_Commercial_Hospital_Existing_Food Preparation_Natural Gas_Range_E6 | F3 | Commercial | Hospital | Existing | Food Preparation | Natural Gas | Range | E6 | System - kBTUs of Consumption | 0 | 0 | 0 | 0 | 0 | 0 | 0 | 0 | 0 | 0 | 0 | 0 | 0 | 0 | 0 | 0 | 0 | 0 | 0 | 0 | 0 | 0 | 0 | 0 | 0 | 0 | 0 | 0 | 0 | 0 | 0 | 0 | 0
F3_Commercial_Hospital_Existing_Food Preparation_Natural Gas_Range_E7 | F3 | Commercial | Hospital | Existing | Food Preparation | Natural Gas | Range | E7 | System - kBTUs of Consumption | 0 | 0 | 0 | 0 | 0 | 0 | 0 | 0 | 0 | 0 | 0 | 0 | 0 | 0 | 0 | 0 | 0 | 0 | 0 | 0 | 0 | 0 | 0 | 0 | 0 | 0 | 0 | 0 | 0 | 0 | 0 | 0 | 0
F3_Commercial_Hospital_Existing_Food Preparation_Natural Gas_Range_E8 | F3 | Commercial | Hospital | Existing | Food Preparation | Natural Gas | Range | E8 | System - kBTUs of Consumption | 0 | 0 | 0 | 0 | 0 | 0 | 0 | 0 | 0 | 0 | 0 | 0 | 0 | 0 | 0 | 0 | 0 | 0 | 0 | 0 | 0 | 0 | 0 | 0 | 0 | 0 | 0 | 0 | 0 | 0 | 0 | 0 | 0
F3_Commercial_Hospital_Existing_Food Preparation_Natural Gas_Range_E9 | F3 | Commercial | Hospital | Existing | Food Preparation | Natural Gas | Range | E9 | System - kBTUs of Consumption | 0 | 0 | 0 | 0 | 0 | 0 | 0 | 0 | 0 | 0 | 0 | 0 | 0 | 0 | 0 | 0 | 0 | 0 | 0 | 0 | 0 | 0 | 0 | 0 | 0 | 0 | 0 | 0 | 0 | 0 | 0 | 0 | 0
F3_Commercial_Hospital_Existing_Food Preparation_Natural Gas_Range_E10 | F3 | Commercial | Hospital | Existing | Food Preparation | Natural Gas | Range | E10 | System - kBTUs of Consumption | 0 | 0 | 0 | 0 | 0 | 0 | 0 | 0 | 0 | 0 | 0 | 0 | 0 | 0 | 0 | 0 | 0 | 0 | 0 | 0 | 0 | 0 | 0 | 0 | 0 | 0 | 0 | 0 | 0 | 0 | 0 | 0 | 0
F4_Commercial_Hospital_Existing_Food Preparation_Natural Gas_Range_E1 | F4 | Commercial | Hospital | Existing | Food Preparation | Natural Gas | Range | E1 | Utility - Cost of Equipment | 0.24117 | 0.24113 | 0.24229 | 0.24051 | 0.23942 | 0.24021 | 0.24258 | 0.24446 | 0.24678 | 0.24898 | 0.25119 | 0.25321 | 0.25539 | 0.25766 | 0.25983 | 0.26204 | 0.26428 | 0.26672 | 0.26927 | 0.27195 | 0.27459 | 0.27735 | 0.27989 | 0.28252 | 0.28486 | 0.28687 | 0.2887 | 0.29028 | 0.29152 | 0.29254 | 0.29309 | 0.29346 | 0.29346
F4_Commercial_Hospital_Existing_Food Preparation_Natural Gas_Range_E2 | F4 | Commercial | Hospital | Existing | Food Preparation | Natural Gas | Range | E2 | Utility - Cost of Equipment | 0.18088 | 0.18085 | 0.18172 | 0.18038 | 0.17957 | 0.18016 | 0.18194 | 0.18334 | 0.18509 | 0.18673 | 0.18839 | 0.18991 | 0.19154 | 0.19324 | 0.19487 | 0.19653 | 0.19821 | 0.20004 | 0.20195 | 0.20396 | 0.20594 | 0.20801 | 0.20992 | 0.21189 | 0.21364 | 0.21515 | 0.21653 | 0.21771 | 0.21864 | 0.2194 | 0.21982 | 0.2201 | 0.2201
F4_Commercial_Hospital_Existing_Food Preparation_Natural Gas_Range_E3 | F4 | Commercial | Hospital | Existing | Food Preparation | Natural Gas | Range | E3 | Utility - Cost of Equipment | 0 | 0 | 0 | 0 | 0 | 0 | 0 | 0 | 0 | 0 | 0 | 0 | 0 | 0 | 0 | 0 | 0 | 0 | 0 | 0 | 0 | 0 | 0 | 0 | 0 | 0 | 0 | 0 | 0 | 0 | 0 | 0 | 0
F4_Commercial_Hospital_Existing_Food Preparation_Natural Gas_Range_E4 | F4 | Commercial | Hospital | Existing | Food Preparation | Natural Gas | Range | E4 | Utility - Cost of Equipment | 0 | 0 | 0 | 0 | 0 | 0 | 0 | 0 | 0 | 0 | 0 | 0 | 0 | 0 | 0 | 0 | 0 | 0 | 0 | 0 | 0 | 0 | 0 | 0 | 0 | 0 | 0 | 0 | 0 | 0 | 0 | 0 | 0
F4_Commercial_Hospital_Existing_Food Preparation_Natural Gas_Range_E5 | F4 | Commercial | Hospital | Existing | Food Preparation | Natural Gas | Range | E5 | Utility - Cost of Equipment | 0 | 0 | 0 | 0 | 0 | 0 | 0 | 0 | 0 | 0 | 0 | 0 | 0 | 0 | 0 | 0 | 0 | 0 | 0 | 0 | 0 | 0 | 0 | 0 | 0 | 0 | 0 | 0 | 0 | 0 | 0 | 0 | 0
F4_Commercial_Hospital_Existing_Food Preparation_Natural Gas_Range_E6 | F4 | Commercial | Hospital | Existing | Food Preparation | Natural Gas | Range | E6 | Utility - Cost of Equipment | 0 | 0 | 0 | 0 | 0 | 0 | 0 | 0 | 0 | 0 | 0 | 0 | 0 | 0 | 0 | 0 | 0 | 0 | 0 | 0 | 0 | 0 | 0 | 0 | 0 | 0 | 0 | 0 | 0 | 0 | 0 | 0 | 0
F4_Commercial_Hospital_Existing_Food Preparation_Natural Gas_Range_E7 | F4 | Commercial | Hospital | Existing | Food Preparation | Natural Gas | Range | E7 | Utility - Cost of Equipment | 0 | 0 | 0 | 0 | 0 | 0 | 0 | 0 | 0 | 0 | 0 | 0 | 0 | 0 | 0 | 0 | 0 | 0 | 0 | 0 | 0 | 0 | 0 | 0 | 0 | 0 | 0 | 0 | 0 | 0 | 0 | 0 | 0
F4_Commercial_Hospital_Existing_Food Preparation_Natural Gas_Range_E8 | F4 | Commercial | Hospital | Existing | Food Preparation | Natural Gas | Range | E8 | Utility - Cost of Equipment | 0 | 0 | 0 | 0 | 0 | 0 | 0 | 0 | 0 | 0 | 0 | 0 | 0 | 0 | 0 | 0 | 0 | 0 | 0 | 0 | 0 | 0 | 0 | 0 | 0 | 0 | 0 | 0 | 0 | 0 | 0 | 0 | 0
F4_Commercial_Hospital_Existing_Food Preparation_Natural Gas_Range_E9 | F4 | Commercial | Hospital | Existing | Food Preparation | Natural Gas | Range | E9 | Utility - Cost of Equipment | 0 | 0 | 0 | 0 | 0 | 0 | 0 | 0 | 0 | 0 | 0 | 0 | 0 | 0 | 0 | 0 | 0 | 0 | 0 | 0 | 0 | 0 | 0 | 0 | 0 | 0 | 0 | 0 | 0 | 0 | 0 | 0 | 0
F4_Commercial_Hospital_Existing_Food Preparation_Natural Gas_Range_E10 | F4 | Commercial | Hospital | Existing | Food Preparation | Natural Gas | Range | E10 | Utility - Cost of Equipment | 0 | 0 | 0 | 0 | 0 | 0 | 0 | 0 | 0 | 0 | 0 | 0 | 0 | 0 | 0 | 0 | 0 | 0 | 0 | 0 | 0 | 0 | 0 | 0 | 0 | 0 | 0 | 0 | 0 | 0 | 0 | 0 | 0
F5_Commercial_Hospital_Existing_Food Preparation_Natural Gas_Range_E1 | F5 | Commercial | Hospital | Existing | Food Preparation | Natural Gas | Range | E1 | Utility - Cost of Operation | 0.096484 | 0.096484 | 0.096484 | 0.096484 | 0.096484 | 0.096484 | 0.096484 | 0.096484 | 0.096484 | 0.096484 | 0.096484 | 0.096484 | 0.096484 | 0.096484 | 0.096484 | 0.096484 | 0.096484 | 0.096484 | 0.096484 | 0.096484 | 0.096484 | 0.096484 | 0.096484 | 0.096484 | 0.096484 | 0.096484 | 0.096484 | 0.096484 | 0.096484 | 0.096484 | 0.096484 | 0.096484 | 0.096484
F5_Commercial_Hospital_Existing_Food Preparation_Natural Gas_Range_E2 | F5 | Commercial | Hospital | Existing | Food Preparation | Natural Gas | Range | E2 | Utility - Cost of Operation | 0.096497 | 0.096497 | 0.096497 | 0.096497 | 0.096497 | 0.096497 | 0.096497 | 0.096497 | 0.096497 | 0.096497 | 0.096497 | 0.096497 | 0.096497 | 0.096497 | 0.096497 | 0.096497 | 0.096497 | 0.096497 | 0.096497 | 0.096497 | 0.096497 | 0.096497 | 0.096497 | 0.096497 | 0.096497 | 0.096497 | 0.096497 | 0.096497 | 0.096497 | 0.096497 | 0.096497 | 0.096497 | 0.096497
F5_Commercial_Hospital_Existing_Food Preparation_Natural Gas_Range_E3 | F5 | Commercial | Hospital | Existing | Food Preparation | Natural Gas | Range | E3 | Utility - Cost of Operation | 0 | 0 | 0 | 0 | 0 | 0 | 0 | 0 | 0 | 0 | 0 | 0 | 0 | 0 | 0 | 0 | 0 | 0 | 0 | 0 | 0 | 0 | 0 | 0 | 0 | 0 | 0 | 0 | 0 | 0 | 0 | 0 | 0
F5_Commercial_Hospital_Existing_Food Preparation_Natural Gas_Range_E4 | F5 | Commercial | Hospital | Existing | Food Preparation | Natural Gas | Range | E4 | Utility - Cost of Operation | 0 | 0 | 0 | 0 | 0 | 0 | 0 | 0 | 0 | 0 | 0 | 0 | 0 | 0 | 0 | 0 | 0 | 0 | 0 | 0 | 0 | 0 | 0 | 0 | 0 | 0 | 0 | 0 | 0 | 0 | 0 | 0 | 0
F5_Commercial_Hospital_Existing_Food Preparation_Natural Gas_Range_E5 | F5 | Commercial | Hospital | Existing | Food Preparation | Natural Gas | Range | E5 | Utility - Cost of Operation | 0 | 0 | 0 | 0 | 0 | 0 | 0 | 0 | 0 | 0 | 0 | 0 | 0 | 0 | 0 | 0 | 0 | 0 | 0 | 0 | 0 | 0 | 0 | 0 | 0 | 0 | 0 | 0 | 0 | 0 | 0 | 0 | 0
F5_Commercial_Hospital_Existing_Food Preparation_Natural Gas_Range_E6 | F5 | Commercial | Hospital | Existing | Food Preparation | Natural Gas | Range | E6 | Utility - Cost of Operation | 0 | 0 | 0 | 0 | 0 | 0 | 0 | 0 | 0 | 0 | 0 | 0 | 0 | 0 | 0 | 0 | 0 | 0 | 0 | 0 | 0 | 0 | 0 | 0 | 0 | 0 | 0 | 0 | 0 | 0 | 0 | 0 | 0
F5_Commercial_Hospital_Existing_Food Preparation_Natural Gas_Range_E7 | F5 | Commercial | Hospital | Existing | Food Preparation | Natural Gas | Range | E7 | Utility - Cost of Operation | 0 | 0 | 0 | 0 | 0 | 0 | 0 | 0 | 0 | 0 | 0 | 0 | 0 | 0 | 0 | 0 | 0 | 0 | 0 | 0 | 0 | 0 | 0 | 0 | 0 | 0 | 0 | 0 | 0 | 0 | 0 | 0 | 0
F5_Commercial_Hospital_Existing_Food Preparation_Natural Gas_Range_E8 | F5 | Commercial | Hospital | Existing | Food Preparation | Natural Gas | Range | E8 | Utility - Cost of Operation | 0 | 0 | 0 | 0 | 0 | 0 | 0 | 0 | 0 | 0 | 0 | 0 | 0 | 0 | 0 | 0 | 0 | 0 | 0 | 0 | 0 | 0 | 0 | 0 | 0 | 0 | 0 | 0 | 0 | 0 | 0 | 0 | 0
F5_Commercial_Hospital_Existing_Food Preparation_Natural Gas_Range_E9 | F5 | Commercial | Hospital | Existing | Food Preparation | Natural Gas | Range | E9 | Utility - Cost of Operation | 0 | 0 | 0 | 0 | 0 | 0 | 0 | 0 | 0 | 0 | 0 | 0 | 0 | 0 | 0 | 0 | 0 | 0 | 0 | 0 | 0 | 0 | 0 | 0 | 0 | 0 | 0 | 0 | 0 | 0 | 0 | 0 | 0
F5_Commercial_Hospital_Existing_Food Preparation_Natural Gas_Range_E10 | F5 | Commercial | Hospital | Existing | Food Preparation | Natural Gas | Range | E10 | Utility - Cost of Operation | 0 | 0 | 0 | 0 | 0 | 0 | 0 | 0 | 0 | 0 | 0 | 0 | 0 | 0 | 0 | 0 | 0 | 0 | 0 | 0 | 0 | 0 | 0 | 0 | 0 | 0 | 0 | 0 | 0 | 0 | 0 | 0 | 0
F6_Commercial_Hospital_Existing_Food Preparation_Natural Gas_Range_E1 | F6 | Commercial | Hospital | Existing | Food Preparation | Natural Gas | Range | E1 | Utility - Value of Sales | 0.12758 | 0.12827 | 0.12937 | 0.12913 | 0.12913 | 0.12913 | 0.12913 | 0.12913 | 0.12913 | 0.12913 | 0.12913 | 0.12913 | 0.12913 | 0.12913 | 0.12913 | 0.12913 | 0.12913 | 0.12913 | 0.12913 | 0.12913 | 0.12913 | 0.12913 | 0.12913 | 0.12913 | 0.12913 | 0.12913 | 0.12913 | 0.12913 | 0.12913 | 0.12913 | 0.12913 | 0.12913 | 0.12913
F6_Commercial_Hospital_Existing_Food Preparation_Natural Gas_Range_E2 | F6 | Commercial | Hospital | Existing | Food Preparation | Natural Gas | Range | E2 | Utility - Value of Sales | 0.095684 | 0.096199 | 0.097027 | 0.096845 | 0.096845 | 0.096845 | 0.096845 | 0.096845 | 0.096845 | 0.096845 | 0.096845 | 0.096845 | 0.096845 | 0.096845 | 0.096845 | 0.096845 | 0.096845 | 0.096845 | 0.096845 | 0.096845 | 0.096845 | 0.096845 | 0.096845 | 0.096845 | 0.096845 | 0.096845 | 0.096845 | 0.096845 | 0.096845 | 0.096845 | 0.096845 | 0.096845 | 0.096845
F6_Commercial_Hospital_Existing_Food Preparation_Natural Gas_Range_E3 | F6 | Commercial | Hospital | Existing | Food Preparation | Natural Gas | Range | E3 | Utility - Value of Sales | 0 | 0 | 0 | 0 | 0 | 0 | 0 | 0 | 0 | 0 | 0 | 0 | 0 | 0 | 0 | 0 | 0 | 0 | 0 | 0 | 0 | 0 | 0 | 0 | 0 | 0 | 0 | 0 | 0 | 0 | 0 | 0 | 0
F6_Commercial_Hospital_Existing_Food Preparation_Natural Gas_Range_E4 | F6 | Commercial | Hospital | Existing | Food Preparation | Natural Gas | Range | E4 | Utility - Value of Sales | 0 | 0 | 0 | 0 | 0 | 0 | 0 | 0 | 0 | 0 | 0 | 0 | 0 | 0 | 0 | 0 | 0 | 0 | 0 | 0 | 0 | 0 | 0 | 0 | 0 | 0 | 0 | 0 | 0 | 0 | 0 | 0 | 0
F6_Commercial_Hospital_Existing_Food Preparation_Natural Gas_Range_E5 | F6 | Commercial | Hospital | Existing | Food Preparation | Natural Gas | Range | E5 | Utility - Value of Sales | 0 | 0 | 0 | 0 | 0 | 0 | 0 | 0 | 0 | 0 | 0 | 0 | 0 | 0 | 0 | 0 | 0 | 0 | 0 | 0 | 0 | 0 | 0 | 0 | 0 | 0 | 0 | 0 | 0 | 0 | 0 | 0 | 0
F6_Commercial_Hospital_Existing_Food Preparation_Natural Gas_Range_E6 | F6 | Commercial | Hospital | Existing | Food Preparation | Natural Gas | Range | E6 | Utility - Value of Sales | 0 | 0 | 0 | 0 | 0 | 0 | 0 | 0 | 0 | 0 | 0 | 0 | 0 | 0 | 0 | 0 | 0 | 0 | 0 | 0 | 0 | 0 | 0 | 0 | 0 | 0 | 0 | 0 | 0 | 0 | 0 | 0 | 0
F6_Commercial_Hospital_Existing_Food Preparation_Natural Gas_Range_E7 | F6 | Commercial | Hospital | Existing | Food Preparation | Natural Gas | Range | E7 | Utility - Value of Sales | 0 | 0 | 0 | 0 | 0 | 0 | 0 | 0 | 0 | 0 | 0 | 0 | 0 | 0 | 0 | 0 | 0 | 0 | 0 | 0 | 0 | 0 | 0 | 0 | 0 | 0 | 0 | 0 | 0 | 0 | 0 | 0 | 0
F6_Commercial_Hospital_Existing_Food Preparation_Natural Gas_Range_E8 | F6 | Commercial | Hospital | Existing | Food Preparation | Natural Gas | Range | E8 | Utility - Value of Sales | 0 | 0 | 0 | 0 | 0 | 0 | 0 | 0 | 0 | 0 | 0 | 0 | 0 | 0 | 0 | 0 | 0 | 0 | 0 | 0 | 0 | 0 | 0 | 0 | 0 | 0 | 0 | 0 | 0 | 0 | 0 | 0 | 0
F6_Commercial_Hospital_Existing_Food Preparation_Natural Gas_Range_E9 | F6 | Commercial | Hospital | Existing | Food Preparation | Natural Gas | Range | E9 | Utility - Value of Sales | 0 | 0 | 0 | 0 | 0 | 0 | 0 | 0 | 0 | 0 | 0 | 0 | 0 | 0 | 0 | 0 | 0 | 0 | 0 | 0 | 0 | 0 | 0 | 0 | 0 | 0 | 0 | 0 | 0 | 0 | 0 | 0 | 0
F6_Commercial_Hospital_Existing_Food Preparation_Natural Gas_Range_E10 | F6 | Commercial | Hospital | Existing | Food Preparation | Natural Gas | Range | E10 | Utility - Value of Sales | 0 | 0 | 0 | 0 | 0 | 0 | 0 | 0 | 0 | 0 | 0 | 0 | 0 | 0 | 0 | 0 | 0 | 0 | 0 | 0 | 0 | 0 | 0 | 0 | 0 | 0 | 0 | 0 | 0 | 0 | 0 | 0 | 0
F1_Commercial_Hospital_Existing_Food Preparation_Natural Gas_Steamer_E1 | F1 | Commercial | Hospital | Existing | Food Preparation | Natural Gas | Steamer | E1 | RVT - Cost of Equipment | 0.47314 | 0.4737 | 0.47625 | 0 | 0 | 0 | 0 | 0 | 0 | 0 | 0 | 0 | 0 | 0 | 0 | 0 | 0 | 0 | 0 | 0 | 0 | 0 | 0 | 0 | 0 | 0 | 0 | 0 | 0 | 0 | 0 | 0 | 0
F1_Commercial_Hospital_Existing_Food Preparation_Natural Gas_Steamer_E2 | F1 | Commercial | Hospital | Existing | Food Preparation | Natural Gas | Steamer | E2 | RVT - Cost of Equipment | 0.098693 | 0.098809 | 0.099341 | 0.098826 | 0.098554 | 0.098941 | 0.099889 | 0.10067 | 0.10161 | 0.10252 | 0.10344 | 0.1043 | 0.10522 | 0.10617 | 0.10709 | 0.10803 | 0.10898 | 0.10999 | 0.11102 | 0.11208 | 0.11308 | 0.1141 | 0.11502 | 0.11596 | 0.11678 | 0.11749 | 0.11814 | 0.11869 | 0.11913 | 0.11949 | 0.11968 | 0.11981 | 0.11981
F1_Commercial_Hospital_Existing_Food Preparation_Natural Gas_Steamer_E3 | F1 | Commercial | Hospital | Existing | Food Preparation | Natural Gas | Steamer | E3 | RVT - Cost of Equipment | 0 | 0 | 0 | 0 | 0 | 0 | 0 | 0 | 0 | 0 | 0 | 0 | 0 | 0 | 0 | 0 | 0 | 0 | 0 | 0 | 0 | 0 | 0 | 0 | 0 | 0 | 0 | 0 | 0 | 0 | 0 | 0 | 0
F1_Commercial_Hospital_Existing_Food Preparation_Natural Gas_Steamer_E4 | F1 | Commercial | Hospital | Existing | Food Preparation | Natural Gas | Steamer | E4 | RVT - Cost of Equipment | 0 | 0 | 0 | 0 | 0 | 0 | 0 | 0 | 0 | 0 | 0 | 0 | 0 | 0 | 0 | 0 | 0 | 0 | 0 | 0 | 0 | 0 | 0 | 0 | 0 | 0 | 0 | 0 | 0 | 0 | 0 | 0 | 0
F1_Commercial_Hospital_Existing_Food Preparation_Natural Gas_Steamer_E5 | F1 | Commercial | Hospital | Existing | Food Preparation | Natural Gas | Steamer | E5 | RVT - Cost of Equipment | 0 | 0 | 0 | 0 | 0 | 0 | 0 | 0 | 0 | 0 | 0 | 0 | 0 | 0 | 0 | 0 | 0 | 0 | 0 | 0 | 0 | 0 | 0 | 0 | 0 | 0 | 0 | 0 | 0 | 0 | 0 | 0 | 0
F1_Commercial_Hospital_Existing_Food Preparation_Natural Gas_Steamer_E6 | F1 | Commercial | Hospital | Existing | Food Preparation | Natural Gas | Steamer | E6 | RVT - Cost of Equipment | 0 | 0 | 0 | 0 | 0 | 0 | 0 | 0 | 0 | 0 | 0 | 0 | 0 | 0 | 0 | 0 | 0 | 0 | 0 | 0 | 0 | 0 | 0 | 0 | 0 | 0 | 0 | 0 | 0 | 0 | 0 | 0 | 0
F1_Commercial_Hospital_Existing_Food Preparation_Natural Gas_Steamer_E7 | F1 | Commercial | Hospital | Existing | Food Preparation | Natural Gas | Steamer | E7 | RVT - Cost of Equipment | 0 | 0 | 0 | 0 | 0 | 0 | 0 | 0 | 0 | 0 | 0 | 0 | 0 | 0 | 0 | 0 | 0 | 0 | 0 | 0 | 0 | 0 | 0 | 0 | 0 | 0 | 0 | 0 | 0 | 0 | 0 | 0 | 0
F1_Commercial_Hospital_Existing_Food Preparation_Natural Gas_Steamer_E8 | F1 | Commercial | Hospital | Existing | Food Preparation | Natural Gas | Steamer | E8 | RVT - Cost of Equipment | 0 | 0 | 0 | 0 | 0 | 0 | 0 | 0 | 0 | 0 | 0 | 0 | 0 | 0 | 0 | 0 | 0 | 0 | 0 | 0 | 0 | 0 | 0 | 0 | 0 | 0 | 0 | 0 | 0 | 0 | 0 | 0 | 0
F1_Commercial_Hospital_Existing_Food Preparation_Natural Gas_Steamer_E9 | F1 | Commercial | Hospital | Existing | Food Preparation | Natural Gas | Steamer | E9 | RVT - Cost of Equipment | 0 | 0 | 0 | 0 | 0 | 0 | 0 | 0 | 0 | 0 | 0 | 0 | 0 | 0 | 0 | 0 | 0 | 0 | 0 | 0 | 0 | 0 | 0 | 0 | 0 | 0 | 0 | 0 | 0 | 0 | 0 | 0 | 0
F1_Commercial_Hospital_Existing_Food Preparation_Natural Gas_Steamer_E10 | F1 | Commercial | Hospital | Existing | Food Preparation | Natural Gas | Steamer | E10 | RVT - Cost of Equipment | 0 | 0 | 0 | 0 | 0 | 0 | 0 | 0 | 0 | 0 | 0 | 0 | 0 | 0 | 0 | 0 | 0 | 0 | 0 | 0 | 0 | 0 | 0 | 0 | 0 | 0 | 0 | 0 | 0 | 0 | 0 | 0 | 0
F2_Commercial_Hospital_Existing_Food Preparation_Natural Gas_Steamer_E1 | F2 | Commercial | Hospital | Existing | Food Preparation | Natural Gas | Steamer | E1 | RVT - Cost of Operation | 0.56685 | 0.56752 | 0.57057 | 0 | 0 | 0 | 0 | 0 | 0 | 0 | 0 | 0 | 0 | 0 | 0 | 0 | 0 | 0 | 0 | 0 | 0 | 0 | 0 | 0 | 0 | 0 | 0 | 0 | 0 | 0 | 0 | 0 | 0
F2_Commercial_Hospital_Existing_Food Preparation_Natural Gas_Steamer_E2 | F2 | Commercial | Hospital | Existing | Food Preparation | Natural Gas | Steamer | E2 | RVT - Cost of Operation | 0.11824 | 0.11838 | 0.11902 | 0.1184 | 0.11807 | 0.11854 | 0.11967 | 0.12061 | 0.12174 | 0.12283 | 0.12393 | 0.12496 | 0.12606 | 0.1272 | 0.1283 | 0.12943 | 0.13056 | 0.13177 | 0.13301 | 0.13427 | 0.13548 | 0.1367 | 0.1378 | 0.13892 | 0.13991 | 0.14076 | 0.14153 | 0.1422 | 0.14273 | 0.14316 | 0.14339 | 0.14355 | 0.14355
F2_Commercial_Hospital_Existing_Food Preparation_Natural Gas_Steamer_E3 | F2 | Commercial | Hospital | Existing | Food Preparation | Natural Gas | Steamer | E3 | RVT - Cost of Operation | 0 | 0 | 0 | 0 | 0 | 0 | 0 | 0 | 0 | 0 | 0 | 0 | 0 | 0 | 0 | 0 | 0 | 0 | 0 | 0 | 0 | 0 | 0 | 0 | 0 | 0 | 0 | 0 | 0 | 0 | 0 | 0 | 0
F2_Commercial_Hospital_Existing_Food Preparation_Natural Gas_Steamer_E4 | F2 | Commercial | Hospital | Existing | Food Preparation | Natural Gas | Steamer | E4 | RVT - Cost of Operation | 0 | 0 | 0 | 0 | 0 | 0 | 0 | 0 | 0 | 0 | 0 | 0 | 0 | 0 | 0 | 0 | 0 | 0 | 0 | 0 | 0 | 0 | 0 | 0 | 0 | 0 | 0 | 0 | 0 | 0 | 0 | 0 | 0
F2_Commercial_Hospital_Existing_Food Preparation_Natural Gas_Steamer_E5 | F2 | Commercial | Hospital | Existing | Food Preparation | Natural Gas | Steamer | E5 | RVT - Cost of Operation | 0 | 0 | 0 | 0 | 0 | 0 | 0 | 0 | 0 | 0 | 0 | 0 | 0 | 0 | 0 | 0 | 0 | 0 | 0 | 0 | 0 | 0 | 0 | 0 | 0 | 0 | 0 | 0 | 0 | 0 | 0 | 0 | 0
F2_Commercial_Hospital_Existing_Food Preparation_Natural Gas_Steamer_E6 | F2 | Commercial | Hospital | Existing | Food Preparation | Natural Gas | Steamer | E6 | RVT - Cost of Operation | 0 | 0 | 0 | 0 | 0 | 0 | 0 | 0 | 0 | 0 | 0 | 0 | 0 | 0 | 0 | 0 | 0 | 0 | 0 | 0 | 0 | 0 | 0 | 0 | 0 | 0 | 0 | 0 | 0 | 0 | 0 | 0 | 0
F2_Commercial_Hospital_Existing_Food Preparation_Natural Gas_Steamer_E7 | F2 | Commercial | Hospital | Existing | Food Preparation | Natural Gas | Steamer | E7 | RVT - Cost of Operation | 0 | 0 | 0 | 0 | 0 | 0 | 0 | 0 | 0 | 0 | 0 | 0 | 0 | 0 | 0 | 0 | 0 | 0 | 0 | 0 | 0 | 0 | 0 | 0 | 0 | 0 | 0 | 0 | 0 | 0 | 0 | 0 | 0
F2_Commercial_Hospital_Existing_Food Preparation_Natural Gas_Steamer_E8 | F2 | Commercial | Hospital | Existing | Food Preparation | Natural Gas | Steamer | E8 | RVT - Cost of Operation | 0 | 0 | 0 | 0 | 0 | 0 | 0 | 0 | 0 | 0 | 0 | 0 | 0 | 0 | 0 | 0 | 0 | 0 | 0 | 0 | 0 | 0 | 0 | 0 | 0 | 0 | 0 | 0 | 0 | 0 | 0 | 0 | 0
F2_Commercial_Hospital_Existing_Food Preparation_Natural Gas_Steamer_E9 | F2 | Commercial | Hospital | Existing | Food Preparation | Natural Gas | Steamer | E9 | RVT - Cost of Operation | 0 | 0 | 0 | 0 | 0 | 0 | 0 | 0 | 0 | 0 | 0 | 0 | 0 | 0 | 0 | 0 | 0 | 0 | 0 | 0 | 0 | 0 | 0 | 0 | 0 | 0 | 0 | 0 | 0 | 0 | 0 | 0 | 0
F2_Commercial_Hospital_Existing_Food Preparation_Natural Gas_Steamer_E10 | F2 | Commercial | Hospital | Existing | Food Preparation | Natural Gas | Steamer | E10 | RVT - Cost of Operation | 0 | 0 | 0 | 0 | 0 | 0 | 0 | 0 | 0 | 0 | 0 | 0 | 0 | 0 | 0 | 0 | 0 | 0 | 0 | 0 | 0 | 0 | 0 | 0 | 0 | 0 | 0 | 0 | 0 | 0 | 0 | 0 | 0
F3_Commercial_Hospital_Existing_Food Preparation_Natural Gas_Steamer_E1 | F3 | Commercial | Hospital | Existing | Food Preparation | Natural Gas | Steamer | E1 | System - kBTUs of Consumption | 0.29125 | 0.29125 | 0.29125 | 0 | 0 | 0 | 0 | 0 | 0 | 0 | 0 | 0 | 0 | 0 | 0 | 0 | 0 | 0 | 0 | 0 | 0 | 0 | 0 | 0 | 0 | 0 | 0 | 0 | 0 | 0 | 0 | 0 | 0
F3_Commercial_Hospital_Existing_Food Preparation_Natural Gas_Steamer_E2 | F3 | Commercial | Hospital | Existing | Food Preparation | Natural Gas | Steamer | E2 | System - kBTUs of Consumption | 0.31288 | 0.31288 | 0.31288 | 0.31288 | 0.31288 | 0.31288 | 0.31288 | 0.31288 | 0.31288 | 0.31288 | 0.31288 | 0.31288 | 0.31288 | 0.31288 | 0.31288 | 0.31288 | 0.31288 | 0.31288 | 0.31288 | 0.31288 | 0.31288 | 0.31288 | 0.31288 | 0.31288 | 0.31288 | 0.31288 | 0.31288 | 0.31288 | 0.31288 | 0.31288 | 0.31288 | 0.31288 | 0.31288
F3_Commercial_Hospital_Existing_Food Preparation_Natural Gas_Steamer_E3 | F3 | Commercial | Hospital | Existing | Food Preparation | Natural Gas | Steamer | E3 | System - kBTUs of Consumption | 0 | 0 | 0 | 0 | 0 | 0 | 0 | 0 | 0 | 0 | 0 | 0 | 0 | 0 | 0 | 0 | 0 | 0 | 0 | 0 | 0 | 0 | 0 | 0 | 0 | 0 | 0 | 0 | 0 | 0 | 0 | 0 | 0
F3_Commercial_Hospital_Existing_Food Preparation_Natural Gas_Steamer_E4 | F3 | Commercial | Hospital | Existing | Food Preparation | Natural Gas | Steamer | E4 | System - kBTUs of Consumption | 0 | 0 | 0 | 0 | 0 | 0 | 0 | 0 | 0 | 0 | 0 | 0 | 0 | 0 | 0 | 0 | 0 | 0 | 0 | 0 | 0 | 0 | 0 | 0 | 0 | 0 | 0 | 0 | 0 | 0 | 0 | 0 | 0
F3_Commercial_Hospital_Existing_Food Preparation_Natural Gas_Steamer_E5 | F3 | Commercial | Hospital | Existing | Food Preparation | Natural Gas | Steamer | E5 | System - kBTUs of Consumption | 0 | 0 | 0 | 0 | 0 | 0 | 0 | 0 | 0 | 0 | 0 | 0 | 0 | 0 | 0 | 0 | 0 | 0 | 0 | 0 | 0 | 0 | 0 | 0 | 0 | 0 | 0 | 0 | 0 | 0 | 0 | 0 | 0
F3_Commercial_Hospital_Existing_Food Preparation_Natural Gas_Steamer_E6 | F3 | Commercial | Hospital | Existing | Food Preparation | Natural Gas | Steamer | E6 | System - kBTUs of Consumption | 0 | 0 | 0 | 0 | 0 | 0 | 0 | 0 | 0 | 0 | 0 | 0 | 0 | 0 | 0 | 0 | 0 | 0 | 0 | 0 | 0 | 0 | 0 | 0 | 0 | 0 | 0 | 0 | 0 | 0 | 0 | 0 | 0
F3_Commercial_Hospital_Existing_Food Preparation_Natural Gas_Steamer_E7 | F3 | Commercial | Hospital | Existing | Food Preparation | Natural Gas | Steamer | E7 | System - kBTUs of Consumption | 0 | 0 | 0 | 0 | 0 | 0 | 0 | 0 | 0 | 0 | 0 | 0 | 0 | 0 | 0 | 0 | 0 | 0 | 0 | 0 | 0 | 0 | 0 | 0 | 0 | 0 | 0 | 0 | 0 | 0 | 0 | 0 | 0
F3_Commercial_Hospital_Existing_Food Preparation_Natural Gas_Steamer_E8 | F3 | Commercial | Hospital | Existing | Food Preparation | Natural Gas | Steamer | E8 | System - kBTUs of Consumption | 0 | 0 | 0 | 0 | 0 | 0 | 0 | 0 | 0 | 0 | 0 | 0 | 0 | 0 | 0 | 0 | 0 | 0 | 0 | 0 | 0 | 0 | 0 | 0 | 0 | 0 | 0 | 0 | 0 | 0 | 0 | 0 | 0
F3_Commercial_Hospital_Existing_Food Preparation_Natural Gas_Steamer_E9 | F3 | Commercial | Hospital | Existing | Food Preparation | Natural Gas | Steamer | E9 | System - kBTUs of Consumption | 0 | 0 | 0 | 0 | 0 | 0 | 0 | 0 | 0 | 0 | 0 | 0 | 0 | 0 | 0 | 0 | 0 | 0 | 0 | 0 | 0 | 0 | 0 | 0 | 0 | 0 | 0 | 0 | 0 | 0 | 0 | 0 | 0
F3_Commercial_Hospital_Existing_Food Preparation_Natural Gas_Steamer_E10 | F3 | Commercial | Hospital | Existing | Food Preparation | Natural Gas | Steamer | E10 | System - kBTUs of Consumption | 0 | 0 | 0 | 0 | 0 | 0 | 0 | 0 | 0 | 0 | 0 | 0 | 0 | 0 | 0 | 0 | 0 | 0 | 0 | 0 | 0 | 0 | 0 | 0 | 0 | 0 | 0 | 0 | 0 | 0 | 0 | 0 | 0
F4_Commercial_Hospital_Existing_Food Preparation_Natural Gas_Steamer_E1 | F4 | Commercial | Hospital | Existing | Food Preparation | Natural Gas | Steamer | E1 | Utility - Cost of Equipment | 0.56685 | 0.56752 | 0.57057 | 0 | 0 | 0 | 0 | 0 | 0 | 0 | 0 | 0 | 0 | 0 | 0 | 0 | 0 | 0 | 0 | 0 | 0 | 0 | 0 | 0 | 0 | 0 | 0 | 0 | 0 | 0 | 0 | 0 | 0
F4_Commercial_Hospital_Existing_Food Preparation_Natural Gas_Steamer_E2 | F4 | Commercial | Hospital | Existing | Food Preparation | Natural Gas | Steamer | E2 | Utility - Cost of Equipment | 0.11824 | 0.11838 | 0.11902 | 0.1184 | 0.11807 | 0.11854 | 0.11967 | 0.12061 | 0.12174 | 0.12283 | 0.12393 | 0.12496 | 0.12606 | 0.1272 | 0.1283 | 0.12943 | 0.13056 | 0.13177 | 0.13301 | 0.13427 | 0.13548 | 0.1367 | 0.1378 | 0.13892 | 0.13991 | 0.14076 | 0.14153 | 0.1422 | 0.14273 | 0.14316 | 0.14339 | 0.14355 | 0.14355
F4_Commercial_Hospital_Existing_Food Preparation_Natural Gas_Steamer_E3 | F4 | Commercial | Hospital | Existing | Food Preparation | Natural Gas | Steamer | E3 | Utility - Cost of Equipment | 0 | 0 | 0 | 0 | 0 | 0 | 0 | 0 | 0 | 0 | 0 | 0 | 0 | 0 | 0 | 0 | 0 | 0 | 0 | 0 | 0 | 0 | 0 | 0 | 0 | 0 | 0 | 0 | 0 | 0 | 0 | 0 | 0
F4_Commercial_Hospital_Existing_Food Preparation_Natural Gas_Steamer_E4 | F4 | Commercial | Hospital | Existing | Food Preparation | Natural Gas | Steamer | E4 | Utility - Cost of Equipment | 0 | 0 | 0 | 0 | 0 | 0 | 0 | 0 | 0 | 0 | 0 | 0 | 0 | 0 | 0 | 0 | 0 | 0 | 0 | 0 | 0 | 0 | 0 | 0 | 0 | 0 | 0 | 0 | 0 | 0 | 0 | 0 | 0
F4_Commercial_Hospital_Existing_Food Preparation_Natural Gas_Steamer_E5 | F4 | Commercial | Hospital | Existing | Food Preparation | Natural Gas | Steamer | E5 | Utility - Cost of Equipment | 0 | 0 | 0 | 0 | 0 | 0 | 0 | 0 | 0 | 0 | 0 | 0 | 0 | 0 | 0 | 0 | 0 | 0 | 0 | 0 | 0 | 0 | 0 | 0 | 0 | 0 | 0 | 0 | 0 | 0 | 0 | 0 | 0
F4_Commercial_Hospital_Existing_Food Preparation_Natural Gas_Steamer_E6 | F4 | Commercial | Hospital | Existing | Food Preparation | Natural Gas | Steamer | E6 | Utility - Cost of Equipment | 0 | 0 | 0 | 0 | 0 | 0 | 0 | 0 | 0 | 0 | 0 | 0 | 0 | 0 | 0 | 0 | 0 | 0 | 0 | 0 | 0 | 0 | 0 | 0 | 0 | 0 | 0 | 0 | 0 | 0 | 0 | 0 | 0
F4_Commercial_Hospital_Existing_Food Preparation_Natural Gas_Steamer_E7 | F4 | Commercial | Hospital | Existing | Food Preparation | Natural Gas | Steamer | E7 | Utility - Cost of Equipment | 0 | 0 | 0 | 0 | 0 | 0 | 0 | 0 | 0 | 0 | 0 | 0 | 0 | 0 | 0 | 0 | 0 | 0 | 0 | 0 | 0 | 0 | 0 | 0 | 0 | 0 | 0 | 0 | 0 | 0 | 0 | 0 | 0
F4_Commercial_Hospital_Existing_Food Preparation_Natural Gas_Steamer_E8 | F4 | Commercial | Hospital | Existing | Food Preparation | Natural Gas | Steamer | E8 | Utility - Cost of Equipment | 0 | 0 | 0 | 0 | 0 | 0 | 0 | 0 | 0 | 0 | 0 | 0 | 0 | 0 | 0 | 0 | 0 | 0 | 0 | 0 | 0 | 0 | 0 | 0 | 0 | 0 | 0 | 0 | 0 | 0 | 0 | 0 | 0
F4_Commercial_Hospital_Existing_Food Preparation_Natural Gas_Steamer_E9 | F4 | Commercial | Hospital | Existing | Food Preparation | Natural Gas | Steamer | E9 | Utility - Cost of Equipment | 0 | 0 | 0 | 0 | 0 | 0 | 0 | 0 | 0 | 0 | 0 | 0 | 0 | 0 | 0 | 0 | 0 | 0 | 0 | 0 | 0 | 0 | 0 | 0 | 0 | 0 | 0 | 0 | 0 | 0 | 0 | 0 | 0
F4_Commercial_Hospital_Existing_Food Preparation_Natural Gas_Steamer_E10 | F4 | Commercial | Hospital | Existing | Food Preparation | Natural Gas | Steamer | E10 | Utility - Cost of Equipment | 0 | 0 | 0 | 0 | 0 | 0 | 0 | 0 | 0 | 0 | 0 | 0 | 0 | 0 | 0 | 0 | 0 | 0 | 0 | 0 | 0 | 0 | 0 | 0 | 0 | 0 | 0 | 0 | 0 | 0 | 0 | 0 | 0
F5_Commercial_Hospital_Existing_Food Preparation_Natural Gas_Steamer_E1 | F5 | Commercial | Hospital | Existing | Food Preparation | Natural Gas | Steamer | E1 | Utility - Cost of Operation | 0.29125 | 0.29125 | 0.29125 | 0 | 0 | 0 | 0 | 0 | 0 | 0 | 0 | 0 | 0 | 0 | 0 | 0 | 0 | 0 | 0 | 0 | 0 | 0 | 0 | 0 | 0 | 0 | 0 | 0 | 0 | 0 | 0 | 0 | 0
F5_Commercial_Hospital_Existing_Food Preparation_Natural Gas_Steamer_E2 | F5 | Commercial | Hospital | Existing | Food Preparation | Natural Gas | Steamer | E2 | Utility - Cost of Operation | 0.31288 | 0.31288 | 0.31288 | 0.31288 | 0.31288 | 0.31288 | 0.31288 | 0.31288 | 0.31288 | 0.31288 | 0.31288 | 0.31288 | 0.31288 | 0.31288 | 0.31288 | 0.31288 | 0.31288 | 0.31288 | 0.31288 | 0.31288 | 0.31288 | 0.31288 | 0.31288 | 0.31288 | 0.31288 | 0.31288 | 0.31288 | 0.31288 | 0.31288 | 0.31288 | 0.31288 | 0.31288 | 0.31288
F5_Commercial_Hospital_Existing_Food Preparation_Natural Gas_Steamer_E3 | F5 | Commercial | Hospital | Existing | Food Preparation | Natural Gas | Steamer | E3 | Utility - Cost of Operation | 0 | 0 | 0 | 0 | 0 | 0 | 0 | 0 | 0 | 0 | 0 | 0 | 0 | 0 | 0 | 0 | 0 | 0 | 0 | 0 | 0 | 0 | 0 | 0 | 0 | 0 | 0 | 0 | 0 | 0 | 0 | 0 | 0
F5_Commercial_Hospital_Existing_Food Preparation_Natural Gas_Steamer_E4 | F5 | Commercial | Hospital | Existing | Food Preparation | Natural Gas | Steamer | E4 | Utility - Cost of Operation | 0 | 0 | 0 | 0 | 0 | 0 | 0 | 0 | 0 | 0 | 0 | 0 | 0 | 0 | 0 | 0 | 0 | 0 | 0 | 0 | 0 | 0 | 0 | 0 | 0 | 0 | 0 | 0 | 0 | 0 | 0 | 0 | 0
F5_Commercial_Hospital_Existing_Food Preparation_Natural Gas_Steamer_E5 | F5 | Commercial | Hospital | Existing | Food Preparation | Natural Gas | Steamer | E5 | Utility - Cost of Operation | 0 | 0 | 0 | 0 | 0 | 0 | 0 | 0 | 0 | 0 | 0 | 0 | 0 | 0 | 0 | 0 | 0 | 0 | 0 | 0 | 0 | 0 | 0 | 0 | 0 | 0 | 0 | 0 | 0 | 0 | 0 | 0 | 0
F5_Commercial_Hospital_Existing_Food Preparation_Natural Gas_Steamer_E6 | F5 | Commercial | Hospital | Existing | Food Preparation | Natural Gas | Steamer | E6 | Utility - Cost of Operation | 0 | 0 | 0 | 0 | 0 | 0 | 0 | 0 | 0 | 0 | 0 | 0 | 0 | 0 | 0 | 0 | 0 | 0 | 0 | 0 | 0 | 0 | 0 | 0 | 0 | 0 | 0 | 0 | 0 | 0 | 0 | 0 | 0
F5_Commercial_Hospital_Existing_Food Preparation_Natural Gas_Steamer_E7 | F5 | Commercial | Hospital | Existing | Food Preparation | Natural Gas | Steamer | E7 | Utility - Cost of Operation | 0 | 0 | 0 | 0 | 0 | 0 | 0 | 0 | 0 | 0 | 0 | 0 | 0 | 0 | 0 | 0 | 0 | 0 | 0 | 0 | 0 | 0 | 0 | 0 | 0 | 0 | 0 | 0 | 0 | 0 | 0 | 0 | 0
F5_Commercial_Hospital_Existing_Food Preparation_Natural Gas_Steamer_E8 | F5 | Commercial | Hospital | Existing | Food Preparation | Natural Gas | Steamer | E8 | Utility - Cost of Operation | 0 | 0 | 0 | 0 | 0 | 0 | 0 | 0 | 0 | 0 | 0 | 0 | 0 | 0 | 0 | 0 | 0 | 0 | 0 | 0 | 0 | 0 | 0 | 0 | 0 | 0 | 0 | 0 | 0 | 0 | 0 | 0 | 0
F5_Commercial_Hospital_Existing_Food Preparation_Natural Gas_Steamer_E9 | F5 | Commercial | Hospital | Existing | Food Preparation | Natural Gas | Steamer | E9 | Utility - Cost of Operation | 0 | 0 | 0 | 0 | 0 | 0 | 0 | 0 | 0 | 0 | 0 | 0 | 0 | 0 | 0 | 0 | 0 | 0 | 0 | 0 | 0 | 0 | 0 | 0 | 0 | 0 | 0 | 0 | 0 | 0 | 0 | 0 | 0
F5_Commercial_Hospital_Existing_Food Preparation_Natural Gas_Steamer_E10 | F5 | Commercial | Hospital | Existing | Food Preparation | Natural Gas | Steamer | E10 | Utility - Cost of Operation | 0 | 0 | 0 | 0 | 0 | 0 | 0 | 0 | 0 | 0 | 0 | 0 | 0 | 0 | 0 | 0 | 0 | 0 | 0 | 0 | 0 | 0 | 0 | 0 | 0 | 0 | 0 | 0 | 0 | 0 | 0 | 0 | 0
F6_Commercial_Hospital_Existing_Food Preparation_Natural Gas_Steamer_E1 | F6 | Commercial | Hospital | Existing | Food Preparation | Natural Gas | Steamer | E1 | Utility - Value of Sales | 0.30121 | 0.30255 | 0.30472 | 0 | 0 | 0 | 0 | 0 | 0 | 0 | 0 | 0 | 0 | 0 | 0 | 0 | 0 | 0 | 0 | 0 | 0 | 0 | 0 | 0 | 0 | 0 | 0 | 0 | 0 | 0 | 0 | 0 | 0
F6_Commercial_Hospital_Existing_Food Preparation_Natural Gas_Steamer_E2 | F6 | Commercial | Hospital | Existing | Food Preparation | Natural Gas | Steamer | E2 | Utility - Value of Sales | 0.062829 | 0.06311 | 0.063562 | 0.063463 | 0.063463 | 0.063463 | 0.063463 | 0.063463 | 0.063463 | 0.063463 | 0.063463 | 0.063463 | 0.063463 | 0.063463 | 0.063463 | 0.063463 | 0.063463 | 0.063463 | 0.063463 | 0.063463 | 0.063463 | 0.063463 | 0.063463 | 0.063463 | 0.063463 | 0.063463 | 0.063463 | 0.063463 | 0.063463 | 0.063463 | 0.063463 | 0.063463 | 0.063463
F6_Commercial_Hospital_Existing_Food Preparation_Natural Gas_Steamer_E3 | F6 | Commercial | Hospital | Existing | Food Preparation | Natural Gas | Steamer | E3 | Utility - Value of Sales | 0 | 0 | 0 | 0 | 0 | 0 | 0 | 0 | 0 | 0 | 0 | 0 | 0 | 0 | 0 | 0 | 0 | 0 | 0 | 0 | 0 | 0 | 0 | 0 | 0 | 0 | 0 | 0 | 0 | 0 | 0 | 0 | 0
F6_Commercial_Hospital_Existing_Food Preparation_Natural Gas_Steamer_E4 | F6 | Commercial | Hospital | Existing | Food Preparation | Natural Gas | Steamer | E4 | Utility - Value of Sales | 0 | 0 | 0 | 0 | 0 | 0 | 0 | 0 | 0 | 0 | 0 | 0 | 0 | 0 | 0 | 0 | 0 | 0 | 0 | 0 | 0 | 0 | 0 | 0 | 0 | 0 | 0 | 0 | 0 | 0 | 0 | 0 | 0
F6_Commercial_Hospital_Existing_Food Preparation_Natural Gas_Steamer_E5 | F6 | Commercial | Hospital | Existing | Food Preparation | Natural Gas | Steamer | E5 | Utility - Value of Sales | 0 | 0 | 0 | 0 | 0 | 0 | 0 | 0 | 0 | 0 | 0 | 0 | 0 | 0 | 0 | 0 | 0 | 0 | 0 | 0 | 0 | 0 | 0 | 0 | 0 | 0 | 0 | 0 | 0 | 0 | 0 | 0 | 0
F6_Commercial_Hospital_Existing_Food Preparation_Natural Gas_Steamer_E6 | F6 | Commercial | Hospital | Existing | Food Preparation | Natural Gas | Steamer | E6 | Utility - Value of Sales | 0 | 0 | 0 | 0 | 0 | 0 | 0 | 0 | 0 | 0 | 0 | 0 | 0 | 0 | 0 | 0 | 0 | 0 | 0 | 0 | 0 | 0 | 0 | 0 | 0 | 0 | 0 | 0 | 0 | 0 | 0 | 0 | 0
F6_Commercial_Hospital_Existing_Food Preparation_Natural Gas_Steamer_E7 | F6 | Commercial | Hospital | Existing | Food Preparation | Natural Gas | Steamer | E7 | Utility - Value of Sales | 0 | 0 | 0 | 0 | 0 | 0 | 0 | 0 | 0 | 0 | 0 | 0 | 0 | 0 | 0 | 0 | 0 | 0 | 0 | 0 | 0 | 0 | 0 | 0 | 0 | 0 | 0 | 0 | 0 | 0 | 0 | 0 | 0
F6_Commercial_Hospital_Existing_Food Preparation_Natural Gas_Steamer_E8 | F6 | Commercial | Hospital | Existing | Food Preparation | Natural Gas | Steamer | E8 | Utility - Value of Sales | 0 | 0 | 0 | 0 | 0 | 0 | 0 | 0 | 0 | 0 | 0 | 0 | 0 | 0 | 0 | 0 | 0 | 0 | 0 | 0 | 0 | 0 | 0 | 0 | 0 | 0 | 0 | 0 | 0 | 0 | 0 | 0 | 0
F6_Commercial_Hospital_Existing_Food Preparation_Natural Gas_Steamer_E9 | F6 | Commercial | Hospital | Existing | Food Preparation | Natural Gas | Steamer | E9 | Utility - Value of Sales | 0 | 0 | 0 | 0 | 0 | 0 | 0 | 0 | 0 | 0 | 0 | 0 | 0 | 0 | 0 | 0 | 0 | 0 | 0 | 0 | 0 | 0 | 0 | 0 | 0 | 0 | 0 | 0 | 0 | 0 | 0 | 0 | 0
F6_Commercial_Hospital_Existing_Food Preparation_Natural Gas_Steamer_E10 | F6 | Commercial | Hospital | Existing | Food Preparation | Natural Gas | Steamer | E10 | Utility - Value of Sales | 0 | 0 | 0 | 0 | 0 | 0 | 0 | 0 | 0 | 0 | 0 | 0 | 0 | 0 | 0 | 0 | 0 | 0 | 0 | 0 | 0 | 0 | 0 | 0 | 0 | 0 | 0 | 0 | 0 | 0 | 0 | 0 | 0
F1_Commercial_Hospital_Existing_Food Preparation_Natural Gas_Food Prep Other_E1 | F1 | Commercial | Hospital | Existing | Food Preparation | Natural Gas | Food Prep Other | E1 | RVT - Cost of Equipment | 0.071617 | 0.071606 | 0.07195 | 0.071421 | 0.071099 | 0.071333 | 0.072038 | 0.072594 | 0.073285 | 0.073937 | 0.074593 | 0.075195 | 0.07584 | 0.076514 | 0.077159 | 0.077815 | 0.078481 | 0.079205 | 0.079961 | 0.080758 | 0.081542 | 0.082361 | 0.083117 | 0.083899 | 0.084591 | 0.085189 | 0.085733 | 0.086203 | 0.086571 | 0.086872 | 0.087037 | 0.087147 | 0.087147
F1_Commercial_Hospital_Existing_Food Preparation_Natural Gas_Food Prep Other_E2 | F1 | Commercial | Hospital | Existing | Food Preparation | Natural Gas | Food Prep Other | E2 | RVT - Cost of Equipment | 0.071617 | 0.071606 | 0.07195 | 0.07142 | 0.071099 | 0.071333 | 0.072038 | 0.072594 | 0.073285 | 0.073937 | 0.074592 | 0.075194 | 0.075839 | 0.076514 | 0.077158 | 0.077814 | 0.078481 | 0.079205 | 0.079961 | 0.080757 | 0.081541 | 0.08236 | 0.083116 | 0.083898 | 0.08459 | 0.085188 | 0.085733 | 0.086202 | 0.08657 | 0.086872 | 0.087036 | 0.087146 | 0.087146
F1_Commercial_Hospital_Existing_Food Preparation_Natural Gas_Food Prep Other_E3 | F1 | Commercial | Hospital | Existing | Food Preparation | Natural Gas | Food Prep Other | E3 | RVT - Cost of Equipment | 0 | 0 | 0 | 0 | 0 | 0 | 0 | 0 | 0 | 0 | 0 | 0 | 0 | 0 | 0 | 0 | 0 | 0 | 0 | 0 | 0 | 0 | 0 | 0 | 0 | 0 | 0 | 0 | 0 | 0 | 0 | 0 | 0
F1_Commercial_Hospital_Existing_Food Preparation_Natural Gas_Food Prep Other_E4 | F1 | Commercial | Hospital | Existing | Food Preparation | Natural Gas | Food Prep Other | E4 | RVT - Cost of Equipment | 0 | 0 | 0 | 0 | 0 | 0 | 0 | 0 | 0 | 0 | 0 | 0 | 0 | 0 | 0 | 0 | 0 | 0 | 0 | 0 | 0 | 0 | 0 | 0 | 0 | 0 | 0 | 0 | 0 | 0 | 0 | 0 | 0
F1_Commercial_Hospital_Existing_Food Preparation_Natural Gas_Food Prep Other_E5 | F1 | Commercial | Hospital | Existing | Food Preparation | Natural Gas | Food Prep Other | E5 | RVT - Cost of Equipment | 0 | 0 | 0 | 0 | 0 | 0 | 0 | 0 | 0 | 0 | 0 | 0 | 0 | 0 | 0 | 0 | 0 | 0 | 0 | 0 | 0 | 0 | 0 | 0 | 0 | 0 | 0 | 0 | 0 | 0 | 0 | 0 | 0
F1_Commercial_Hospital_Existing_Food Preparation_Natural Gas_Food Prep Other_E6 | F1 | Commercial | Hospital | Existing | Food Preparation | Natural Gas | Food Prep Other | E6 | RVT - Cost of Equipment | 0 | 0 | 0 | 0 | 0 | 0 | 0 | 0 | 0 | 0 | 0 | 0 | 0 | 0 | 0 | 0 | 0 | 0 | 0 | 0 | 0 | 0 | 0 | 0 | 0 | 0 | 0 | 0 | 0 | 0 | 0 | 0 | 0
F1_Commercial_Hospital_Existing_Food Preparation_Natural Gas_Food Prep Other_E7 | F1 | Commercial | Hospital | Existing | Food Preparation | Natural Gas | Food Prep Other | E7 | RVT - Cost of Equipment | 0 | 0 | 0 | 0 | 0 | 0 | 0 | 0 | 0 | 0 | 0 | 0 | 0 | 0 | 0 | 0 | 0 | 0 | 0 | 0 | 0 | 0 | 0 | 0 | 0 | 0 | 0 | 0 | 0 | 0 | 0 | 0 | 0
F1_Commercial_Hospital_Existing_Food Preparation_Natural Gas_Food Prep Other_E8 | F1 | Commercial | Hospital | Existing | Food Preparation | Natural Gas | Food Prep Other | E8 | RVT - Cost of Equipment | 0 | 0 | 0 | 0 | 0 | 0 | 0 | 0 | 0 | 0 | 0 | 0 | 0 | 0 | 0 | 0 | 0 | 0 | 0 | 0 | 0 | 0 | 0 | 0 | 0 | 0 | 0 | 0 | 0 | 0 | 0 | 0 | 0
F1_Commercial_Hospital_Existing_Food Preparation_Natural Gas_Food Prep Other_E9 | F1 | Commercial | Hospital | Existing | Food Preparation | Natural Gas | Food Prep Other | E9 | RVT - Cost of Equipment | 0 | 0 | 0 | 0 | 0 | 0 | 0 | 0 | 0 | 0 | 0 | 0 | 0 | 0 | 0 | 0 | 0 | 0 | 0 | 0 | 0 | 0 | 0 | 0 | 0 | 0 | 0 | 0 | 0 | 0 | 0 | 0 | 0
F1_Commercial_Hospital_Existing_Food Preparation_Natural Gas_Food Prep Other_E10 | F1 | Commercial | Hospital | Existing | Food Preparation | Natural Gas | Food Prep Other | E10 | RVT - Cost of Equipment | 0 | 0 | 0 | 0 | 0 | 0 | 0 | 0 | 0 | 0 | 0 | 0 | 0 | 0 | 0 | 0 | 0 | 0 | 0 | 0 | 0 | 0 | 0 | 0 | 0 | 0 | 0 | 0 | 0 | 0 | 0 | 0 | 0
F2_Commercial_Hospital_Existing_Food Preparation_Natural Gas_Food Prep Other_E1 | F2 | Commercial | Hospital | Existing | Food Preparation | Natural Gas | Food Prep Other | E1 | RVT - Cost of Operation | 0.085802 | 0.085789 | 0.086201 | 0.085567 | 0.085181 | 0.085462 | 0.086306 | 0.086973 | 0.0878 | 0.088581 | 0.089367 | 0.090088 | 0.090861 | 0.091669 | 0.092441 | 0.093227 | 0.094025 | 0.094893 | 0.095799 | 0.096753 | 0.097692 | 0.098674 | 0.099579 | 0.10052 | 0.10135 | 0.10206 | 0.10271 | 0.10328 | 0.10372 | 0.10408 | 0.10428 | 0.10441 | 0.10441
F2_Commercial_Hospital_Existing_Food Preparation_Natural Gas_Food Prep Other_E2 | F2 | Commercial | Hospital | Existing | Food Preparation | Natural Gas | Food Prep Other | E2 | RVT - Cost of Operation | 0.085802 | 0.085788 | 0.086201 | 0.085566 | 0.085181 | 0.085461 | 0.086306 | 0.086972 | 0.0878 | 0.088581 | 0.089366 | 0.090087 | 0.09086 | 0.091668 | 0.09244 | 0.093226 | 0.094025 | 0.094893 | 0.095798 | 0.096752 | 0.097692 | 0.098673 | 0.099578 | 0.10052 | 0.10134 | 0.10206 | 0.10271 | 0.10328 | 0.10372 | 0.10408 | 0.10427 | 0.10441 | 0.10441
F2_Commercial_Hospital_Existing_Food Preparation_Natural Gas_Food Prep Other_E3 | F2 | Commercial | Hospital | Existing | Food Preparation | Natural Gas | Food Prep Other | E3 | RVT - Cost of Operation | 0 | 0 | 0 | 0 | 0 | 0 | 0 | 0 | 0 | 0 | 0 | 0 | 0 | 0 | 0 | 0 | 0 | 0 | 0 | 0 | 0 | 0 | 0 | 0 | 0 | 0 | 0 | 0 | 0 | 0 | 0 | 0 | 0
F2_Commercial_Hospital_Existing_Food Preparation_Natural Gas_Food Prep Other_E4 | F2 | Commercial | Hospital | Existing | Food Preparation | Natural Gas | Food Prep Other | E4 | RVT - Cost of Operation | 0 | 0 | 0 | 0 | 0 | 0 | 0 | 0 | 0 | 0 | 0 | 0 | 0 | 0 | 0 | 0 | 0 | 0 | 0 | 0 | 0 | 0 | 0 | 0 | 0 | 0 | 0 | 0 | 0 | 0 | 0 | 0 | 0
F2_Commercial_Hospital_Existing_Food Preparation_Natural Gas_Food Prep Other_E5 | F2 | Commercial | Hospital | Existing | Food Preparation | Natural Gas | Food Prep Other | E5 | RVT - Cost of Operation | 0 | 0 | 0 | 0 | 0 | 0 | 0 | 0 | 0 | 0 | 0 | 0 | 0 | 0 | 0 | 0 | 0 | 0 | 0 | 0 | 0 | 0 | 0 | 0 | 0 | 0 | 0 | 0 | 0 | 0 | 0 | 0 | 0
F2_Commercial_Hospital_Existing_Food Preparation_Natural Gas_Food Prep Other_E6 | F2 | Commercial | Hospital | Existing | Food Preparation | Natural Gas | Food Prep Other | E6 | RVT - Cost of Operation | 0 | 0 | 0 | 0 | 0 | 0 | 0 | 0 | 0 | 0 | 0 | 0 | 0 | 0 | 0 | 0 | 0 | 0 | 0 | 0 | 0 | 0 | 0 | 0 | 0 | 0 | 0 | 0 | 0 | 0 | 0 | 0 | 0
F2_Commercial_Hospital_Existing_Food Preparation_Natural Gas_Food Prep Other_E7 | F2 | Commercial | Hospital | Existing | Food Preparation | Natural Gas | Food Prep Other | E7 | RVT - Cost of Operation | 0 | 0 | 0 | 0 | 0 | 0 | 0 | 0 | 0 | 0 | 0 | 0 | 0 | 0 | 0 | 0 | 0 | 0 | 0 | 0 | 0 | 0 | 0 | 0 | 0 | 0 | 0 | 0 | 0 | 0 | 0 | 0 | 0
F2_Commercial_Hospital_Existing_Food Preparation_Natural Gas_Food Prep Other_E8 | F2 | Commercial | Hospital | Existing | Food Preparation | Natural Gas | Food Prep Other | E8 | RVT - Cost of Operation | 0 | 0 | 0 | 0 | 0 | 0 | 0 | 0 | 0 | 0 | 0 | 0 | 0 | 0 | 0 | 0 | 0 | 0 | 0 | 0 | 0 | 0 | 0 | 0 | 0 | 0 | 0 | 0 | 0 | 0 | 0 | 0 | 0
F2_Commercial_Hospital_Existing_Food Preparation_Natural Gas_Food Prep Other_E9 | F2 | Commercial | Hospital | Existing | Food Preparation | Natural Gas | Food Prep Other | E9 | RVT - Cost of Operation | 0 | 0 | 0 | 0 | 0 | 0 | 0 | 0 | 0 | 0 | 0 | 0 | 0 | 0 | 0 | 0 | 0 | 0 | 0 | 0 | 0 | 0 | 0 | 0 | 0 | 0 | 0 | 0 | 0 | 0 | 0 | 0 | 0
F2_Commercial_Hospital_Existing_Food Preparation_Natural Gas_Food Prep Other_E10 | F2 | Commercial | Hospital | Existing | Food Preparation | Natural Gas | Food Prep Other | E10 | RVT - Cost of Operation | 0 | 0 | 0 | 0 | 0 | 0 | 0 | 0 | 0 | 0 | 0 | 0 | 0 | 0 | 0 | 0 | 0 | 0 | 0 | 0 | 0 | 0 | 0 | 0 | 0 | 0 | 0 | 0 | 0 | 0 | 0 | 0 | 0
F3_Commercial_Hospital_Existing_Food Preparation_Natural Gas_Food Prep Other_E1 | F3 | Commercial | Hospital | Existing | Food Preparation | Natural Gas | Food Prep Other | E1 | System - kBTUs of Consumption | 0.0043331 | 0.0043331 | 0.0043331 | 0.0043331 | 0.0043331 | 0.0043331 | 0.0043331 | 0.0043331 | 0.0043331 | 0.0043331 | 0.0043331 | 0.0043331 | 0.0043331 | 0.0043331 | 0.0043331 | 0.0043331 | 0.0043331 | 0.0043331 | 0.0043331 | 0.0043331 | 0.0043331 | 0.0043331 | 0.0043331 | 0.0043331 | 0.0043331 | 0.0043331 | 0.0043331 | 0.0043331 | 0.0043331 | 0.0043331 | 0.0043331 | 0.0043331 | 0.0043331
F3_Commercial_Hospital_Existing_Food Preparation_Natural Gas_Food Prep Other_E2 | F3 | Commercial | Hospital | Existing | Food Preparation | Natural Gas | Food Prep Other | E2 | System - kBTUs of Consumption | 0.0043374 | 0.0043374 | 0.0043374 | 0.0043374 | 0.0043374 | 0.0043374 | 0.0043374 | 0.0043374 | 0.0043374 | 0.0043374 | 0.0043374 | 0.0043374 | 0.0043374 | 0.0043374 | 0.0043374 | 0.0043374 | 0.0043374 | 0.0043374 | 0.0043374 | 0.0043374 | 0.0043374 | 0.0043374 | 0.0043374 | 0.0043374 | 0.0043374 | 0.0043374 | 0.0043374 | 0.0043374 | 0.0043374 | 0.0043374 | 0.0043374 | 0.0043374 | 0.0043374
F3_Commercial_Hospital_Existing_Food Preparation_Natural Gas_Food Prep Other_E3 | F3 | Commercial | Hospital | Existing | Food Preparation | Natural Gas | Food Prep Other | E3 | System - kBTUs of Consumption | 0 | 0 | 0 | 0 | 0 | 0 | 0 | 0 | 0 | 0 | 0 | 0 | 0 | 0 | 0 | 0 | 0 | 0 | 0 | 0 | 0 | 0 | 0 | 0 | 0 | 0 | 0 | 0 | 0 | 0 | 0 | 0 | 0
F3_Commercial_Hospital_Existing_Food Preparation_Natural Gas_Food Prep Other_E4 | F3 | Commercial | Hospital | Existing | Food Preparation | Natural Gas | Food Prep Other | E4 | System - kBTUs of Consumption | 0 | 0 | 0 | 0 | 0 | 0 | 0 | 0 | 0 | 0 | 0 | 0 | 0 | 0 | 0 | 0 | 0 | 0 | 0 | 0 | 0 | 0 | 0 | 0 | 0 | 0 | 0 | 0 | 0 | 0 | 0 | 0 | 0
F3_Commercial_Hospital_Existing_Food Preparation_Natural Gas_Food Prep Other_E5 | F3 | Commercial | Hospital | Existing | Food Preparation | Natural Gas | Food Prep Other | E5 | System - kBTUs of Consumption | 0 | 0 | 0 | 0 | 0 | 0 | 0 | 0 | 0 | 0 | 0 | 0 | 0 | 0 | 0 | 0 | 0 | 0 | 0 | 0 | 0 | 0 | 0 | 0 | 0 | 0 | 0 | 0 | 0 | 0 | 0 | 0 | 0
F3_Commercial_Hospital_Existing_Food Preparation_Natural Gas_Food Prep Other_E6 | F3 | Commercial | Hospital | Existing | Food Preparation | Natural Gas | Food Prep Other | E6 | System - kBTUs of Consumption | 0 | 0 | 0 | 0 | 0 | 0 | 0 | 0 | 0 | 0 | 0 | 0 | 0 | 0 | 0 | 0 | 0 | 0 | 0 | 0 | 0 | 0 | 0 | 0 | 0 | 0 | 0 | 0 | 0 | 0 | 0 | 0 | 0
F3_Commercial_Hospital_Existing_Food Preparation_Natural Gas_Food Prep Other_E7 | F3 | Commercial | Hospital | Existing | Food Preparation | Natural Gas | Food Prep Other | E7 | System - kBTUs of Consumption | 0 | 0 | 0 | 0 | 0 | 0 | 0 | 0 | 0 | 0 | 0 | 0 | 0 | 0 | 0 | 0 | 0 | 0 | 0 | 0 | 0 | 0 | 0 | 0 | 0 | 0 | 0 | 0 | 0 | 0 | 0 | 0 | 0
F3_Commercial_Hospital_Existing_Food Preparation_Natural Gas_Food Prep Other_E8 | F3 | Commercial | Hospital | Existing | Food Preparation | Natural Gas | Food Prep Other | E8 | System - kBTUs of Consumption | 0 | 0 | 0 | 0 | 0 | 0 | 0 | 0 | 0 | 0 | 0 | 0 | 0 | 0 | 0 | 0 | 0 | 0 | 0 | 0 | 0 | 0 | 0 | 0 | 0 | 0 | 0 | 0 | 0 | 0 | 0 | 0 | 0
F3_Commercial_Hospital_Existing_Food Preparation_Natural Gas_Food Prep Other_E9 | F3 | Commercial | Hospital | Existing | Food Preparation | Natural Gas | Food Prep Other | E9 | System - kBTUs of Consumption | 0 | 0 | 0 | 0 | 0 | 0 | 0 | 0 | 0 | 0 | 0 | 0 | 0 | 0 | 0 | 0 | 0 | 0 | 0 | 0 | 0 | 0 | 0 | 0 | 0 | 0 | 0 | 0 | 0 | 0 | 0 | 0 | 0
F3_Commercial_Hospital_Existing_Food Preparation_Natural Gas_Food Prep Other_E10 | F3 | Commercial | Hospital | Existing | Food Preparation | Natural Gas | Food Prep Other | E10 | System - kBTUs of Consumption | 0 | 0 | 0 | 0 | 0 | 0 | 0 | 0 | 0 | 0 | 0 | 0 | 0 | 0 | 0 | 0 | 0 | 0 | 0 | 0 | 0 | 0 | 0 | 0 | 0 | 0 | 0 | 0 | 0 | 0 | 0 | 0 | 0
F4_Commercial_Hospital_Existing_Food Preparation_Natural Gas_Food Prep Other_E1 | F4 | Commercial | Hospital | Existing | Food Preparation | Natural Gas | Food Prep Other | E1 | Utility - Cost of Equipment | 0.085802 | 0.085789 | 0.086201 | 0.085567 | 0.085181 | 0.085462 | 0.086306 | 0.086973 | 0.0878 | 0.088581 | 0.089367 | 0.090088 | 0.090861 | 0.091669 | 0.092441 | 0.093227 | 0.094025 | 0.094893 | 0.095799 | 0.096753 | 0.097692 | 0.098674 | 0.099579 | 0.10052 | 0.10135 | 0.10206 | 0.10271 | 0.10328 | 0.10372 | 0.10408 | 0.10428 | 0.10441 | 0.10441
F4_Commercial_Hospital_Existing_Food Preparation_Natural Gas_Food Prep Other_E2 | F4 | Commercial | Hospital | Existing | Food Preparation | Natural Gas | Food Prep Other | E2 | Utility - Cost of Equipment | 0.085802 | 0.085788 | 0.086201 | 0.085566 | 0.085181 | 0.085461 | 0.086306 | 0.086972 | 0.0878 | 0.088581 | 0.089366 | 0.090087 | 0.09086 | 0.091668 | 0.09244 | 0.093226 | 0.094025 | 0.094893 | 0.095798 | 0.096752 | 0.097692 | 0.098673 | 0.099578 | 0.10052 | 0.10134 | 0.10206 | 0.10271 | 0.10328 | 0.10372 | 0.10408 | 0.10427 | 0.10441 | 0.10441
F4_Commercial_Hospital_Existing_Food Preparation_Natural Gas_Food Prep Other_E3 | F4 | Commercial | Hospital | Existing | Food Preparation | Natural Gas | Food Prep Other | E3 | Utility - Cost of Equipment | 0 | 0 | 0 | 0 | 0 | 0 | 0 | 0 | 0 | 0 | 0 | 0 | 0 | 0 | 0 | 0 | 0 | 0 | 0 | 0 | 0 | 0 | 0 | 0 | 0 | 0 | 0 | 0 | 0 | 0 | 0 | 0 | 0
F4_Commercial_Hospital_Existing_Food Preparation_Natural Gas_Food Prep Other_E4 | F4 | Commercial | Hospital | Existing | Food Preparation | Natural Gas | Food Prep Other | E4 | Utility - Cost of Equipment | 0 | 0 | 0 | 0 | 0 | 0 | 0 | 0 | 0 | 0 | 0 | 0 | 0 | 0 | 0 | 0 | 0 | 0 | 0 | 0 | 0 | 0 | 0 | 0 | 0 | 0 | 0 | 0 | 0 | 0 | 0 | 0 | 0
F4_Commercial_Hospital_Existing_Food Preparation_Natural Gas_Food Prep Other_E5 | F4 | Commercial | Hospital | Existing | Food Preparation | Natural Gas | Food Prep Other | E5 | Utility - Cost of Equipment | 0 | 0 | 0 | 0 | 0 | 0 | 0 | 0 | 0 | 0 | 0 | 0 | 0 | 0 | 0 | 0 | 0 | 0 | 0 | 0 | 0 | 0 | 0 | 0 | 0 | 0 | 0 | 0 | 0 | 0 | 0 | 0 | 0
F4_Commercial_Hospital_Existing_Food Preparation_Natural Gas_Food Prep Other_E6 | F4 | Commercial | Hospital | Existing | Food Preparation | Natural Gas | Food Prep Other | E6 | Utility - Cost of Equipment | 0 | 0 | 0 | 0 | 0 | 0 | 0 | 0 | 0 | 0 | 0 | 0 | 0 | 0 | 0 | 0 | 0 | 0 | 0 | 0 | 0 | 0 | 0 | 0 | 0 | 0 | 0 | 0 | 0 | 0 | 0 | 0 | 0
F4_Commercial_Hospital_Existing_Food Preparation_Natural Gas_Food Prep Other_E7 | F4 | Commercial | Hospital | Existing | Food Preparation | Natural Gas | Food Prep Other | E7 | Utility - Cost of Equipment | 0 | 0 | 0 | 0 | 0 | 0 | 0 | 0 | 0 | 0 | 0 | 0 | 0 | 0 | 0 | 0 | 0 | 0 | 0 | 0 | 0 | 0 | 0 | 0 | 0 | 0 | 0 | 0 | 0 | 0 | 0 | 0 | 0
F4_Commercial_Hospital_Existing_Food Preparation_Natural Gas_Food Prep Other_E8 | F4 | Commercial | Hospital | Existing | Food Preparation | Natural Gas | Food Prep Other | E8 | Utility - Cost of Equipment | 0 | 0 | 0 | 0 | 0 | 0 | 0 | 0 | 0 | 0 | 0 | 0 | 0 | 0 | 0 | 0 | 0 | 0 | 0 | 0 | 0 | 0 | 0 | 0 | 0 | 0 | 0 | 0 | 0 | 0 | 0 | 0 | 0
F4_Commercial_Hospital_Existing_Food Preparation_Natural Gas_Food Prep Other_E9 | F4 | Commercial | Hospital | Existing | Food Preparation | Natural Gas | Food Prep Other | E9 | Utility - Cost of Equipment | 0 | 0 | 0 | 0 | 0 | 0 | 0 | 0 | 0 | 0 | 0 | 0 | 0 | 0 | 0 | 0 | 0 | 0 | 0 | 0 | 0 | 0 | 0 | 0 | 0 | 0 | 0 | 0 | 0 | 0 | 0 | 0 | 0
F4_Commercial_Hospital_Existing_Food Preparation_Natural Gas_Food Prep Other_E10 | F4 | Commercial | Hospital | Existing | Food Preparation | Natural Gas | Food Prep Other | E10 | Utility - Cost of Equipment | 0 | 0 | 0 | 0 | 0 | 0 | 0 | 0 | 0 | 0 | 0 | 0 | 0 | 0 | 0 | 0 | 0 | 0 | 0 | 0 | 0 | 0 | 0 | 0 | 0 | 0 | 0 | 0 | 0 | 0 | 0 | 0 | 0
F5_Commercial_Hospital_Existing_Food Preparation_Natural Gas_Food Prep Other_E1 | F5 | Commercial | Hospital | Existing | Food Preparation | Natural Gas | Food Prep Other | E1 | Utility - Cost of Operation | 0.0043331 | 0.0043331 | 0.0043331 | 0.0043331 | 0.0043331 | 0.0043331 | 0.0043331 | 0.0043331 | 0.0043331 | 0.0043331 | 0.0043331 | 0.0043331 | 0.0043331 | 0.0043331 | 0.0043331 | 0.0043331 | 0.0043331 | 0.0043331 | 0.0043331 | 0.0043331 | 0.0043331 | 0.0043331 | 0.0043331 | 0.0043331 | 0.0043331 | 0.0043331 | 0.0043331 | 0.0043331 | 0.0043331 | 0.0043331 | 0.0043331 | 0.0043331 | 0.0043331
F5_Commercial_Hospital_Existing_Food Preparation_Natural Gas_Food Prep Other_E2 | F5 | Commercial | Hospital | Existing | Food Preparation | Natural Gas | Food Prep Other | E2 | Utility - Cost of Operation | 0.0043374 | 0.0043374 | 0.0043374 | 0.0043374 | 0.0043374 | 0.0043374 | 0.0043374 | 0.0043374 | 0.0043374 | 0.0043374 | 0.0043374 | 0.0043374 | 0.0043374 | 0.0043374 | 0.0043374 | 0.0043374 | 0.0043374 | 0.0043374 | 0.0043374 | 0.0043374 | 0.0043374 | 0.0043374 | 0.0043374 | 0.0043374 | 0.0043374 | 0.0043374 | 0.0043374 | 0.0043374 | 0.0043374 | 0.0043374 | 0.0043374 | 0.0043374 | 0.0043374
F5_Commercial_Hospital_Existing_Food Preparation_Natural Gas_Food Prep Other_E3 | F5 | Commercial | Hospital | Existing | Food Preparation | Natural Gas | Food Prep Other | E3 | Utility - Cost of Operation | 0 | 0 | 0 | 0 | 0 | 0 | 0 | 0 | 0 | 0 | 0 | 0 | 0 | 0 | 0 | 0 | 0 | 0 | 0 | 0 | 0 | 0 | 0 | 0 | 0 | 0 | 0 | 0 | 0 | 0 | 0 | 0 | 0
F5_Commercial_Hospital_Existing_Food Preparation_Natural Gas_Food Prep Other_E4 | F5 | Commercial | Hospital | Existing | Food Preparation | Natural Gas | Food Prep Other | E4 | Utility - Cost of Operation | 0 | 0 | 0 | 0 | 0 | 0 | 0 | 0 | 0 | 0 | 0 | 0 | 0 | 0 | 0 | 0 | 0 | 0 | 0 | 0 | 0 | 0 | 0 | 0 | 0 | 0 | 0 | 0 | 0 | 0 | 0 | 0 | 0
F5_Commercial_Hospital_Existing_Food Preparation_Natural Gas_Food Prep Other_E5 | F5 | Commercial | Hospital | Existing | Food Preparation | Natural Gas | Food Prep Other | E5 | Utility - Cost of Operation | 0 | 0 | 0 | 0 | 0 | 0 | 0 | 0 | 0 | 0 | 0 | 0 | 0 | 0 | 0 | 0 | 0 | 0 | 0 | 0 | 0 | 0 | 0 | 0 | 0 | 0 | 0 | 0 | 0 | 0 | 0 | 0 | 0
F5_Commercial_Hospital_Existing_Food Preparation_Natural Gas_Food Prep Other_E6 | F5 | Commercial | Hospital | Existing | Food Preparation | Natural Gas | Food Prep Other | E6 | Utility - Cost of Operation | 0 | 0 | 0 | 0 | 0 | 0 | 0 | 0 | 0 | 0 | 0 | 0 | 0 | 0 | 0 | 0 | 0 | 0 | 0 | 0 | 0 | 0 | 0 | 0 | 0 | 0 | 0 | 0 | 0 | 0 | 0 | 0 | 0
F5_Commercial_Hospital_Existing_Food Preparation_Natural Gas_Food Prep Other_E7 | F5 | Commercial | Hospital | Existing | Food Preparation | Natural Gas | Food Prep Other | E7 | Utility - Cost of Operation | 0 | 0 | 0 | 0 | 0 | 0 | 0 | 0 | 0 | 0 | 0 | 0 | 0 | 0 | 0 | 0 | 0 | 0 | 0 | 0 | 0 | 0 | 0 | 0 | 0 | 0 | 0 | 0 | 0 | 0 | 0 | 0 | 0
F5_Commercial_Hospital_Existing_Food Preparation_Natural Gas_Food Prep Other_E8 | F5 | Commercial | Hospital | Existing | Food Preparation | Natural Gas | Food Prep Other | E8 | Utility - Cost of Operation | 0 | 0 | 0 | 0 | 0 | 0 | 0 | 0 | 0 | 0 | 0 | 0 | 0 | 0 | 0 | 0 | 0 | 0 | 0 | 0 | 0 | 0 | 0 | 0 | 0 | 0 | 0 | 0 | 0 | 0 | 0 | 0 | 0
F5_Commercial_Hospital_Existing_Food Preparation_Natural Gas_Food Prep Other_E9 | F5 | Commercial | Hospital | Existing | Food Preparation | Natural Gas | Food Prep Other | E9 | Utility - Cost of Operation | 0 | 0 | 0 | 0 | 0 | 0 | 0 | 0 | 0 | 0 | 0 | 0 | 0 | 0 | 0 | 0 | 0 | 0 | 0 | 0 | 0 | 0 | 0 | 0 | 0 | 0 | 0 | 0 | 0 | 0 | 0 | 0 | 0
F5_Commercial_Hospital_Existing_Food Preparation_Natural Gas_Food Prep Other_E10 | F5 | Commercial | Hospital | Existing | Food Preparation | Natural Gas | Food Prep Other | E10 | Utility - Cost of Operation | 0 | 0 | 0 | 0 | 0 | 0 | 0 | 0 | 0 | 0 | 0 | 0 | 0 | 0 | 0 | 0 | 0 | 0 | 0 | 0 | 0 | 0 | 0 | 0 | 0 | 0 | 0 | 0 | 0 | 0 | 0 | 0 | 0
F6_Commercial_Hospital_Existing_Food Preparation_Natural Gas_Food Prep Other_E1 | F6 | Commercial | Hospital | Existing | Food Preparation | Natural Gas | Food Prep Other | E1 | Utility - Value of Sales | 0.04539 | 0.045634 | 0.046027 | 0.045941 | 0.045941 | 0.045941 | 0.045941 | 0.045941 | 0.045941 | 0.045941 | 0.045941 | 0.045941 | 0.045941 | 0.045941 | 0.045941 | 0.045941 | 0.045941 | 0.045941 | 0.045941 | 0.045941 | 0.045941 | 0.045941 | 0.045941 | 0.045941 | 0.045941 | 0.045941 | 0.045941 | 0.045941 | 0.045941 | 0.045941 | 0.045941 | 0.045941 | 0.045941
F6_Commercial_Hospital_Existing_Food Preparation_Natural Gas_Food Prep Other_E2 | F6 | Commercial | Hospital | Existing | Food Preparation | Natural Gas | Food Prep Other | E2 | Utility - Value of Sales | 0.045389 | 0.045634 | 0.046026 | 0.04594 | 0.04594 | 0.04594 | 0.04594 | 0.04594 | 0.04594 | 0.04594 | 0.04594 | 0.04594 | 0.04594 | 0.04594 | 0.04594 | 0.04594 | 0.04594 | 0.04594 | 0.04594 | 0.04594 | 0.04594 | 0.04594 | 0.04594 | 0.04594 | 0.04594 | 0.04594 | 0.04594 | 0.04594 | 0.04594 | 0.04594 | 0.04594 | 0.04594 | 0.04594
F6_Commercial_Hospital_Existing_Food Preparation_Natural Gas_Food Prep Other_E3 | F6 | Commercial | Hospital | Existing | Food Preparation | Natural Gas | Food Prep Other | E3 | Utility - Value of Sales | 0 | 0 | 0 | 0 | 0 | 0 | 0 | 0 | 0 | 0 | 0 | 0 | 0 | 0 | 0 | 0 | 0 | 0 | 0 | 0 | 0 | 0 | 0 | 0 | 0 | 0 | 0 | 0 | 0 | 0 | 0 | 0 | 0
F6_Commercial_Hospital_Existing_Food Preparation_Natural Gas_Food Prep Other_E4 | F6 | Commercial | Hospital | Existing | Food Preparation | Natural Gas | Food Prep Other | E4 | Utility - Value of Sales | 0 | 0 | 0 | 0 | 0 | 0 | 0 | 0 | 0 | 0 | 0 | 0 | 0 | 0 | 0 | 0 | 0 | 0 | 0 | 0 | 0 | 0 | 0 | 0 | 0 | 0 | 0 | 0 | 0 | 0 | 0 | 0 | 0
F6_Commercial_Hospital_Existing_Food Preparation_Natural Gas_Food Prep Other_E5 | F6 | Commercial | Hospital | Existing | Food Preparation | Natural Gas | Food Prep Other | E5 | Utility - Value of Sales | 0 | 0 | 0 | 0 | 0 | 0 | 0 | 0 | 0 | 0 | 0 | 0 | 0 | 0 | 0 | 0 | 0 | 0 | 0 | 0 | 0 | 0 | 0 | 0 | 0 | 0 | 0 | 0 | 0 | 0 | 0 | 0 | 0
F6_Commercial_Hospital_Existing_Food Preparation_Natural Gas_Food Prep Other_E6 | F6 | Commercial | Hospital | Existing | Food Preparation | Natural Gas | Food Prep Other | E6 | Utility - Value of Sales | 0 | 0 | 0 | 0 | 0 | 0 | 0 | 0 | 0 | 0 | 0 | 0 | 0 | 0 | 0 | 0 | 0 | 0 | 0 | 0 | 0 | 0 | 0 | 0 | 0 | 0 | 0 | 0 | 0 | 0 | 0 | 0 | 0
F6_Commercial_Hospital_Existing_Food Preparation_Natural Gas_Food Prep Other_E7 | F6 | Commercial | Hospital | Existing | Food Preparation | Natural Gas | Food Prep Other | E7 | Utility - Value of Sales | 0 | 0 | 0 | 0 | 0 | 0 | 0 | 0 | 0 | 0 | 0 | 0 | 0 | 0 | 0 | 0 | 0 | 0 | 0 | 0 | 0 | 0 | 0 | 0 | 0 | 0 | 0 | 0 | 0 | 0 | 0 | 0 | 0
F6_Commercial_Hospital_Existing_Food Preparation_Natural Gas_Food Prep Other_E8 | F6 | Commercial | Hospital | Existing | Food Preparation | Natural Gas | Food Prep Other | E8 | Utility - Value of Sales | 0 | 0 | 0 | 0 | 0 | 0 | 0 | 0 | 0 | 0 | 0 | 0 | 0 | 0 | 0 | 0 | 0 | 0 | 0 | 0 | 0 | 0 | 0 | 0 | 0 | 0 | 0 | 0 | 0 | 0 | 0 | 0 | 0
F6_Commercial_Hospital_Existing_Food Preparation_Natural Gas_Food Prep Other_E9 | F6 | Commercial | Hospital | Existing | Food Preparation | Natural Gas | Food Prep Other | E9 | Utility - Value of Sales | 0 | 0 | 0 | 0 | 0 | 0 | 0 | 0 | 0 | 0 | 0 | 0 | 0 | 0 | 0 | 0 | 0 | 0 | 0 | 0 | 0 | 0 | 0 | 0 | 0 | 0 | 0 | 0 | 0 | 0 | 0 | 0 | 0
F6_Commercial_Hospital_Existing_Food Preparation_Natural Gas_Food Prep Other_E10 | F6 | Commercial | Hospital | Existing | Food Preparation | Natural Gas | Food Prep Other | E10 | Utility - Value of Sales | 0 | 0 | 0 | 0 | 0 | 0 | 0 | 0 | 0 | 0 | 0 | 0 | 0 | 0 | 0 | 0 | 0 | 0 | 0 | 0 | 0 | 0 | 0 | 0 | 0 | 0 | 0 | 0 | 0 | 0 | 0 | 0 | 0
F1_Commercial_Hospital_Existing_Miscellaneous_Natural Gas_Pool Heater_E1 | F1 | Commercial | Hospital | Existing | Miscellaneous | Natural Gas | Pool Heater | E1 | RVT - Cost of Equipment | 0 | 0 | 0 | 0 | 0 | 0 | 0 | 0 | 0 | 0 | 0 | 0 | 0 | 0 | 0 | 0 | 0 | 0 | 0 | 0 | 0 | 0 | 0 | 0 | 0 | 0 | 0 | 0 | 0 | 0 | 0 | 0 | 0
F1_Commercial_Hospital_Existing_Miscellaneous_Natural Gas_Pool Heater_E2 | F1 | Commercial | Hospital | Existing | Miscellaneous | Natural Gas | Pool Heater | E2 | RVT - Cost of Equipment | 0 | 0 | 0 | 0 | 0 | 0 | 0 | 0 | 0 | 0 | 0 | 0 | 0 | 0 | 0 | 0 | 0 | 0 | 0 | 0 | 0 | 0 | 0 | 0 | 0 | 0 | 0 | 0 | 0 | 0 | 0 | 0 | 0
F1_Commercial_Hospital_Existing_Miscellaneous_Natural Gas_Pool Heater_E3 | F1 | Commercial | Hospital | Existing | Miscellaneous | Natural Gas | Pool Heater | E3 | RVT - Cost of Equipment | 0 | 0 | 0 | 0 | 0 | 0 | 0 | 0 | 0 | 0 | 0 | 0 | 0 | 0 | 0 | 0 | 0 | 0 | 0 | 0 | 0 | 0 | 0 | 0 | 0 | 0 | 0 | 0 | 0 | 0 | 0 | 0 | 0
F1_Commercial_Hospital_Existing_Miscellaneous_Natural Gas_Pool Heater_E4 | F1 | Commercial | Hospital | Existing | Miscellaneous | Natural Gas | Pool Heater | E4 | RVT - Cost of Equipment | 0 | 0 | 0 | 0 | 0 | 0 | 0 | 0 | 0 | 0 | 0 | 0 | 0 | 0 | 0 | 0 | 0 | 0 | 0 | 0 | 0 | 0 | 0 | 0 | 0 | 0 | 0 | 0 | 0 | 0 | 0 | 0 | 0
F1_Commercial_Hospital_Existing_Miscellaneous_Natural Gas_Pool Heater_E5 | F1 | Commercial | Hospital | Existing | Miscellaneous | Natural Gas | Pool Heater | E5 | RVT - Cost of Equipment | 0 | 0 | 0 | 0 | 0 | 0 | 0 | 0 | 0 | 0 | 0 | 0 | 0 | 0 | 0 | 0 | 0 | 0 | 0 | 0 | 0 | 0 | 0 | 0 | 0 | 0 | 0 | 0 | 0 | 0 | 0 | 0 | 0
F1_Commercial_Hospital_Existing_Miscellaneous_Natural Gas_Pool Heater_E6 | F1 | Commercial | Hospital | Existing | Miscellaneous | Natural Gas | Pool Heater | E6 | RVT - Cost of Equipment | 0 | 0 | 0 | 0 | 0 | 0 | 0 | 0 | 0 | 0 | 0 | 0 | 0 | 0 | 0 | 0 | 0 | 0 | 0 | 0 | 0 | 0 | 0 | 0 | 0 | 0 | 0 | 0 | 0 | 0 | 0 | 0 | 0
F1_Commercial_Hospital_Existing_Miscellaneous_Natural Gas_Pool Heater_E7 | F1 | Commercial | Hospital | Existing | Miscellaneous | Natural Gas | Pool Heater | E7 | RVT - Cost of Equipment | 0 | 0 | 0 | 0 | 0 | 0 | 0 | 0 | 0 | 0 | 0 | 0 | 0 | 0 | 0 | 0 | 0 | 0 | 0 | 0 | 0 | 0 | 0 | 0 | 0 | 0 | 0 | 0 | 0 | 0 | 0 | 0 | 0
F1_Commercial_Hospital_Existing_Miscellaneous_Natural Gas_Pool Heater_E8 | F1 | Commercial | Hospital | Existing | Miscellaneous | Natural Gas | Pool Heater | E8 | RVT - Cost of Equipment | 0 | 0 | 0 | 0 | 0 | 0 | 0 | 0 | 0 | 0 | 0 | 0 | 0 | 0 | 0 | 0 | 0 | 0 | 0 | 0 | 0 | 0 | 0 | 0 | 0 | 0 | 0 | 0 | 0 | 0 | 0 | 0 | 0
F1_Commercial_Hospital_Existing_Miscellaneous_Natural Gas_Pool Heater_E9 | F1 | Commercial | Hospital | Existing | Miscellaneous | Natural Gas | Pool Heater | E9 | RVT - Cost of Equipment | 0 | 0 | 0 | 0 | 0 | 0 | 0 | 0 | 0 | 0 | 0 | 0 | 0 | 0 | 0 | 0 | 0 | 0 | 0 | 0 | 0 | 0 | 0 | 0 | 0 | 0 | 0 | 0 | 0 | 0 | 0 | 0 | 0
F1_Commercial_Hospital_Existing_Miscellaneous_Natural Gas_Pool Heater_E10 | F1 | Commercial | Hospital | Existing | Miscellaneous | Natural Gas | Pool Heater | E10 | RVT - Cost of Equipment | 0 | 0 | 0 | 0 | 0 | 0 | 0 | 0 | 0 | 0 | 0 | 0 | 0 | 0 | 0 | 0 | 0 | 0 | 0 | 0 | 0 | 0 | 0 | 0 | 0 | 0 | 0 | 0 | 0 | 0 | 0 | 0 | 0
F2_Commercial_Hospital_Existing_Miscellaneous_Natural Gas_Pool Heater_E1 | F2 | Commercial | Hospital | Existing | Miscellaneous | Natural Gas | Pool Heater | E1 | RVT - Cost of Operation | 0 | 0 | 0 | 0 | 0 | 0 | 0 | 0 | 0 | 0 | 0 | 0 | 0 | 0 | 0 | 0 | 0 | 0 | 0 | 0 | 0 | 0 | 0 | 0 | 0 | 0 | 0 | 0 | 0 | 0 | 0 | 0 | 0
F2_Commercial_Hospital_Existing_Miscellaneous_Natural Gas_Pool Heater_E2 | F2 | Commercial | Hospital | Existing | Miscellaneous | Natural Gas | Pool Heater | E2 | RVT - Cost of Operation | 0 | 0 | 0 | 0 | 0 | 0 | 0 | 0 | 0 | 0 | 0 | 0 | 0 | 0 | 0 | 0 | 0 | 0 | 0 | 0 | 0 | 0 | 0 | 0 | 0 | 0 | 0 | 0 | 0 | 0 | 0 | 0 | 0
F2_Commercial_Hospital_Existing_Miscellaneous_Natural Gas_Pool Heater_E3 | F2 | Commercial | Hospital | Existing | Miscellaneous | Natural Gas | Pool Heater | E3 | RVT - Cost of Operation | 0 | 0 | 0 | 0 | 0 | 0 | 0 | 0 | 0 | 0 | 0 | 0 | 0 | 0 | 0 | 0 | 0 | 0 | 0 | 0 | 0 | 0 | 0 | 0 | 0 | 0 | 0 | 0 | 0 | 0 | 0 | 0 | 0
F2_Commercial_Hospital_Existing_Miscellaneous_Natural Gas_Pool Heater_E4 | F2 | Commercial | Hospital | Existing | Miscellaneous | Natural Gas | Pool Heater | E4 | RVT - Cost of Operation | 0 | 0 | 0 | 0 | 0 | 0 | 0 | 0 | 0 | 0 | 0 | 0 | 0 | 0 | 0 | 0 | 0 | 0 | 0 | 0 | 0 | 0 | 0 | 0 | 0 | 0 | 0 | 0 | 0 | 0 | 0 | 0 | 0
F2_Commercial_Hospital_Existing_Miscellaneous_Natural Gas_Pool Heater_E5 | F2 | Commercial | Hospital | Existing | Miscellaneous | Natural Gas | Pool Heater | E5 | RVT - Cost of Operation | 0 | 0 | 0 | 0 | 0 | 0 | 0 | 0 | 0 | 0 | 0 | 0 | 0 | 0 | 0 | 0 | 0 | 0 | 0 | 0 | 0 | 0 | 0 | 0 | 0 | 0 | 0 | 0 | 0 | 0 | 0 | 0 | 0
F2_Commercial_Hospital_Existing_Miscellaneous_Natural Gas_Pool Heater_E6 | F2 | Commercial | Hospital | Existing | Miscellaneous | Natural Gas | Pool Heater | E6 | RVT - Cost of Operation | 0 | 0 | 0 | 0 | 0 | 0 | 0 | 0 | 0 | 0 | 0 | 0 | 0 | 0 | 0 | 0 | 0 | 0 | 0 | 0 | 0 | 0 | 0 | 0 | 0 | 0 | 0 | 0 | 0 | 0 | 0 | 0 | 0
F2_Commercial_Hospital_Existing_Miscellaneous_Natural Gas_Pool Heater_E7 | F2 | Commercial | Hospital | Existing | Miscellaneous | Natural Gas | Pool Heater | E7 | RVT - Cost of Operation | 0 | 0 | 0 | 0 | 0 | 0 | 0 | 0 | 0 | 0 | 0 | 0 | 0 | 0 | 0 | 0 | 0 | 0 | 0 | 0 | 0 | 0 | 0 | 0 | 0 | 0 | 0 | 0 | 0 | 0 | 0 | 0 | 0
F2_Commercial_Hospital_Existing_Miscellaneous_Natural Gas_Pool Heater_E8 | F2 | Commercial | Hospital | Existing | Miscellaneous | Natural Gas | Pool Heater | E8 | RVT - Cost of Operation | 0 | 0 | 0 | 0 | 0 | 0 | 0 | 0 | 0 | 0 | 0 | 0 | 0 | 0 | 0 | 0 | 0 | 0 | 0 | 0 | 0 | 0 | 0 | 0 | 0 | 0 | 0 | 0 | 0 | 0 | 0 | 0 | 0
F2_Commercial_Hospital_Existing_Miscellaneous_Natural Gas_Pool Heater_E9 | F2 | Commercial | Hospital | Existing | Miscellaneous | Natural Gas | Pool Heater | E9 | RVT - Cost of Operation | 0 | 0 | 0 | 0 | 0 | 0 | 0 | 0 | 0 | 0 | 0 | 0 | 0 | 0 | 0 | 0 | 0 | 0 | 0 | 0 | 0 | 0 | 0 | 0 | 0 | 0 | 0 | 0 | 0 | 0 | 0 | 0 | 0
F2_Commercial_Hospital_Existing_Miscellaneous_Natural Gas_Pool Heater_E10 | F2 | Commercial | Hospital | Existing | Miscellaneous | Natural Gas | Pool Heater | E10 | RVT - Cost of Operation | 0 | 0 | 0 | 0 | 0 | 0 | 0 | 0 | 0 | 0 | 0 | 0 | 0 | 0 | 0 | 0 | 0 | 0 | 0 | 0 | 0 | 0 | 0 | 0 | 0 | 0 | 0 | 0 | 0 | 0 | 0 | 0 | 0
F3_Commercial_Hospital_Existing_Miscellaneous_Natural Gas_Pool Heater_E1 | F3 | Commercial | Hospital | Existing | Miscellaneous | Natural Gas | Pool Heater | E1 | System - kBTUs of Consumption | 0.002528 | 0.002528 | 0.002528 | 0.002528 | 0.002528 | 0.002528 | 0.002528 | 0.002528 | 0.002528 | 0.002528 | 0.002528 | 0.002528 | 0.002528 | 0.002528 | 0.002528 | 0.002528 | 0.002528 | 0.002528 | 0.002528 | 0.002528 | 0.002528 | 0.002528 | 0.002528 | 0.002528 | 0.002528 | 0.002528 | 0.002528 | 0.002528 | 0.002528 | 0.002528 | 0.002528 | 0.002528 | 0.002528
F3_Commercial_Hospital_Existing_Miscellaneous_Natural Gas_Pool Heater_E2 | F3 | Commercial | Hospital | Existing | Miscellaneous | Natural Gas | Pool Heater | E2 | System - kBTUs of Consumption | 0.0041394 | 0.0041394 | 0.0041394 | 0.0041394 | 0.0041394 | 0.0041394 | 0.0041394 | 0.0041394 | 0.0041394 | 0.0041394 | 0.0041394 | 0.0041394 | 0.0041394 | 0.0041394 | 0.0041394 | 0.0041394 | 0.0041394 | 0.0041394 | 0.0041394 | 0.0041394 | 0.0041394 | 0.0041394 | 0.0041394 | 0.0041394 | 0.0041394 | 0.0041394 | 0.0041394 | 0.0041394 | 0.0041394 | 0.0041394 | 0.0041394 | 0.0041394 | 0.0041394
F3_Commercial_Hospital_Existing_Miscellaneous_Natural Gas_Pool Heater_E3 | F3 | Commercial | Hospital | Existing | Miscellaneous | Natural Gas | Pool Heater | E3 | System - kBTUs of Consumption | 0 | 0 | 0 | 0 | 0 | 0 | 0 | 0 | 0 | 0 | 0 | 0 | 0 | 0 | 0 | 0 | 0 | 0 | 0 | 0 | 0 | 0 | 0 | 0 | 0 | 0 | 0 | 0 | 0 | 0 | 0 | 0 | 0
F3_Commercial_Hospital_Existing_Miscellaneous_Natural Gas_Pool Heater_E4 | F3 | Commercial | Hospital | Existing | Miscellaneous | Natural Gas | Pool Heater | E4 | System - kBTUs of Consumption | 0 | 0 | 0 | 0 | 0 | 0 | 0 | 0 | 0 | 0 | 0 | 0 | 0 | 0 | 0 | 0 | 0 | 0 | 0 | 0 | 0 | 0 | 0 | 0 | 0 | 0 | 0 | 0 | 0 | 0 | 0 | 0 | 0
F3_Commercial_Hospital_Existing_Miscellaneous_Natural Gas_Pool Heater_E5 | F3 | Commercial | Hospital | Existing | Miscellaneous | Natural Gas | Pool Heater | E5 | System - kBTUs of Consumption | 0 | 0 | 0 | 0 | 0 | 0 | 0 | 0 | 0 | 0 | 0 | 0 | 0 | 0 | 0 | 0 | 0 | 0 | 0 | 0 | 0 | 0 | 0 | 0 | 0 | 0 | 0 | 0 | 0 | 0 | 0 | 0 | 0
F3_Commercial_Hospital_Existing_Miscellaneous_Natural Gas_Pool Heater_E6 | F3 | Commercial | Hospital | Existing | Miscellaneous | Natural Gas | Pool Heater | E6 | System - kBTUs of Consumption | 0 | 0 | 0 | 0 | 0 | 0 | 0 | 0 | 0 | 0 | 0 | 0 | 0 | 0 | 0 | 0 | 0 | 0 | 0 | 0 | 0 | 0 | 0 | 0 | 0 | 0 | 0 | 0 | 0 | 0 | 0 | 0 | 0
F3_Commercial_Hospital_Existing_Miscellaneous_Natural Gas_Pool Heater_E7 | F3 | Commercial | Hospital | Existing | Miscellaneous | Natural Gas | Pool Heater | E7 | System - kBTUs of Consumption | 0 | 0 | 0 | 0 | 0 | 0 | 0 | 0 | 0 | 0 | 0 | 0 | 0 | 0 | 0 | 0 | 0 | 0 | 0 | 0 | 0 | 0 | 0 | 0 | 0 | 0 | 0 | 0 | 0 | 0 | 0 | 0 | 0
F3_Commercial_Hospital_Existing_Miscellaneous_Natural Gas_Pool Heater_E8 | F3 | Commercial | Hospital | Existing | Miscellaneous | Natural Gas | Pool Heater | E8 | System - kBTUs of Consumption | 0 | 0 | 0 | 0 | 0 | 0 | 0 | 0 | 0 | 0 | 0 | 0 | 0 | 0 | 0 | 0 | 0 | 0 | 0 | 0 | 0 | 0 | 0 | 0 | 0 | 0 | 0 | 0 | 0 | 0 | 0 | 0 | 0
F3_Commercial_Hospital_Existing_Miscellaneous_Natural Gas_Pool Heater_E9 | F3 | Commercial | Hospital | Existing | Miscellaneous | Natural Gas | Pool Heater | E9 | System - kBTUs of Consumption | 0 | 0 | 0 | 0 | 0 | 0 | 0 | 0 | 0 | 0 | 0 | 0 | 0 | 0 | 0 | 0 | 0 | 0 | 0 | 0 | 0 | 0 | 0 | 0 | 0 | 0 | 0 | 0 | 0 | 0 | 0 | 0 | 0
F3_Commercial_Hospital_Existing_Miscellaneous_Natural Gas_Pool Heater_E10 | F3 | Commercial | Hospital | Existing | Miscellaneous | Natural Gas | Pool Heater | E10 | System - kBTUs of Consumption | 0 | 0 | 0 | 0 | 0 | 0 | 0 | 0 | 0 | 0 | 0 | 0 | 0 | 0 | 0 | 0 | 0 | 0 | 0 | 0 | 0 | 0 | 0 | 0 | 0 | 0 | 0 | 0 | 0 | 0 | 0 | 0 | 0
F4_Commercial_Hospital_Existing_Miscellaneous_Natural Gas_Pool Heater_E1 | F4 | Commercial | Hospital | Existing | Miscellaneous | Natural Gas | Pool Heater | E1 | Utility - Cost of Equipment | 0 | 0 | 0 | 0 | 0 | 0 | 0 | 0 | 0 | 0 | 0 | 0 | 0 | 0 | 0 | 0 | 0 | 0 | 0 | 0 | 0 | 0 | 0 | 0 | 0 | 0 | 0 | 0 | 0 | 0 | 0 | 0 | 0
F4_Commercial_Hospital_Existing_Miscellaneous_Natural Gas_Pool Heater_E2 | F4 | Commercial | Hospital | Existing | Miscellaneous | Natural Gas | Pool Heater | E2 | Utility - Cost of Equipment | 0 | 0 | 0 | 0 | 0 | 0 | 0 | 0 | 0 | 0 | 0 | 0 | 0 | 0 | 0 | 0 | 0 | 0 | 0 | 0 | 0 | 0 | 0 | 0 | 0 | 0 | 0 | 0 | 0 | 0 | 0 | 0 | 0
F4_Commercial_Hospital_Existing_Miscellaneous_Natural Gas_Pool Heater_E3 | F4 | Commercial | Hospital | Existing | Miscellaneous | Natural Gas | Pool Heater | E3 | Utility - Cost of Equipment | 0 | 0 | 0 | 0 | 0 | 0 | 0 | 0 | 0 | 0 | 0 | 0 | 0 | 0 | 0 | 0 | 0 | 0 | 0 | 0 | 0 | 0 | 0 | 0 | 0 | 0 | 0 | 0 | 0 | 0 | 0 | 0 | 0
F4_Commercial_Hospital_Existing_Miscellaneous_Natural Gas_Pool Heater_E4 | F4 | Commercial | Hospital | Existing | Miscellaneous | Natural Gas | Pool Heater | E4 | Utility - Cost of Equipment | 0 | 0 | 0 | 0 | 0 | 0 | 0 | 0 | 0 | 0 | 0 | 0 | 0 | 0 | 0 | 0 | 0 | 0 | 0 | 0 | 0 | 0 | 0 | 0 | 0 | 0 | 0 | 0 | 0 | 0 | 0 | 0 | 0
F4_Commercial_Hospital_Existing_Miscellaneous_Natural Gas_Pool Heater_E5 | F4 | Commercial | Hospital | Existing | Miscellaneous | Natural Gas | Pool Heater | E5 | Utility - Cost of Equipment | 0 | 0 | 0 | 0 | 0 | 0 | 0 | 0 | 0 | 0 | 0 | 0 | 0 | 0 | 0 | 0 | 0 | 0 | 0 | 0 | 0 | 0 | 0 | 0 | 0 | 0 | 0 | 0 | 0 | 0 | 0 | 0 | 0
F4_Commercial_Hospital_Existing_Miscellaneous_Natural Gas_Pool Heater_E6 | F4 | Commercial | Hospital | Existing | Miscellaneous | Natural Gas | Pool Heater | E6 | Utility - Cost of Equipment | 0 | 0 | 0 | 0 | 0 | 0 | 0 | 0 | 0 | 0 | 0 | 0 | 0 | 0 | 0 | 0 | 0 | 0 | 0 | 0 | 0 | 0 | 0 | 0 | 0 | 0 | 0 | 0 | 0 | 0 | 0 | 0 | 0
F4_Commercial_Hospital_Existing_Miscellaneous_Natural Gas_Pool Heater_E7 | F4 | Commercial | Hospital | Existing | Miscellaneous | Natural Gas | Pool Heater | E7 | Utility - Cost of Equipment | 0 | 0 | 0 | 0 | 0 | 0 | 0 | 0 | 0 | 0 | 0 | 0 | 0 | 0 | 0 | 0 | 0 | 0 | 0 | 0 | 0 | 0 | 0 | 0 | 0 | 0 | 0 | 0 | 0 | 0 | 0 | 0 | 0
F4_Commercial_Hospital_Existing_Miscellaneous_Natural Gas_Pool Heater_E8 | F4 | Commercial | Hospital | Existing | Miscellaneous | Natural Gas | Pool Heater | E8 | Utility - Cost of Equipment | 0 | 0 | 0 | 0 | 0 | 0 | 0 | 0 | 0 | 0 | 0 | 0 | 0 | 0 | 0 | 0 | 0 | 0 | 0 | 0 | 0 | 0 | 0 | 0 | 0 | 0 | 0 | 0 | 0 | 0 | 0 | 0 | 0
F4_Commercial_Hospital_Existing_Miscellaneous_Natural Gas_Pool Heater_E9 | F4 | Commercial | Hospital | Existing | Miscellaneous | Natural Gas | Pool Heater | E9 | Utility - Cost of Equipment | 0 | 0 | 0 | 0 | 0 | 0 | 0 | 0 | 0 | 0 | 0 | 0 | 0 | 0 | 0 | 0 | 0 | 0 | 0 | 0 | 0 | 0 | 0 | 0 | 0 | 0 | 0 | 0 | 0 | 0 | 0 | 0 | 0
F4_Commercial_Hospital_Existing_Miscellaneous_Natural Gas_Pool Heater_E10 | F4 | Commercial | Hospital | Existing | Miscellaneous | Natural Gas | Pool Heater | E10 | Utility - Cost of Equipment | 0 | 0 | 0 | 0 | 0 | 0 | 0 | 0 | 0 | 0 | 0 | 0 | 0 | 0 | 0 | 0 | 0 | 0 | 0 | 0 | 0 | 0 | 0 | 0 | 0 | 0 | 0 | 0 | 0 | 0 | 0 | 0 | 0
F5_Commercial_Hospital_Existing_Miscellaneous_Natural Gas_Pool Heater_E1 | F5 | Commercial | Hospital | Existing | Miscellaneous | Natural Gas | Pool Heater | E1 | Utility - Cost of Operation | 0.002528 | 0.002528 | 0.002528 | 0.002528 | 0.002528 | 0.002528 | 0.002528 | 0.002528 | 0.002528 | 0.002528 | 0.002528 | 0.002528 | 0.002528 | 0.002528 | 0.002528 | 0.002528 | 0.002528 | 0.002528 | 0.002528 | 0.002528 | 0.002528 | 0.002528 | 0.002528 | 0.002528 | 0.002528 | 0.002528 | 0.002528 | 0.002528 | 0.002528 | 0.002528 | 0.002528 | 0.002528 | 0.002528
F5_Commercial_Hospital_Existing_Miscellaneous_Natural Gas_Pool Heater_E2 | F5 | Commercial | Hospital | Existing | Miscellaneous | Natural Gas | Pool Heater | E2 | Utility - Cost of Operation | 0.0041394 | 0.0041394 | 0.0041394 | 0.0041394 | 0.0041394 | 0.0041394 | 0.0041394 | 0.0041394 | 0.0041394 | 0.0041394 | 0.0041394 | 0.0041394 | 0.0041394 | 0.0041394 | 0.0041394 | 0.0041394 | 0.0041394 | 0.0041394 | 0.0041394 | 0.0041394 | 0.0041394 | 0.0041394 | 0.0041394 | 0.0041394 | 0.0041394 | 0.0041394 | 0.0041394 | 0.0041394 | 0.0041394 | 0.0041394 | 0.0041394 | 0.0041394 | 0.0041394
F5_Commercial_Hospital_Existing_Miscellaneous_Natural Gas_Pool Heater_E3 | F5 | Commercial | Hospital | Existing | Miscellaneous | Natural Gas | Pool Heater | E3 | Utility - Cost of Operation | 0 | 0 | 0 | 0 | 0 | 0 | 0 | 0 | 0 | 0 | 0 | 0 | 0 | 0 | 0 | 0 | 0 | 0 | 0 | 0 | 0 | 0 | 0 | 0 | 0 | 0 | 0 | 0 | 0 | 0 | 0 | 0 | 0
F5_Commercial_Hospital_Existing_Miscellaneous_Natural Gas_Pool Heater_E4 | F5 | Commercial | Hospital | Existing | Miscellaneous | Natural Gas | Pool Heater | E4 | Utility - Cost of Operation | 0 | 0 | 0 | 0 | 0 | 0 | 0 | 0 | 0 | 0 | 0 | 0 | 0 | 0 | 0 | 0 | 0 | 0 | 0 | 0 | 0 | 0 | 0 | 0 | 0 | 0 | 0 | 0 | 0 | 0 | 0 | 0 | 0
F5_Commercial_Hospital_Existing_Miscellaneous_Natural Gas_Pool Heater_E5 | F5 | Commercial | Hospital | Existing | Miscellaneous | Natural Gas | Pool Heater | E5 | Utility - Cost of Operation | 0 | 0 | 0 | 0 | 0 | 0 | 0 | 0 | 0 | 0 | 0 | 0 | 0 | 0 | 0 | 0 | 0 | 0 | 0 | 0 | 0 | 0 | 0 | 0 | 0 | 0 | 0 | 0 | 0 | 0 | 0 | 0 | 0
F5_Commercial_Hospital_Existing_Miscellaneous_Natural Gas_Pool Heater_E6 | F5 | Commercial | Hospital | Existing | Miscellaneous | Natural Gas | Pool Heater | E6 | Utility - Cost of Operation | 0 | 0 | 0 | 0 | 0 | 0 | 0 | 0 | 0 | 0 | 0 | 0 | 0 | 0 | 0 | 0 | 0 | 0 | 0 | 0 | 0 | 0 | 0 | 0 | 0 | 0 | 0 | 0 | 0 | 0 | 0 | 0 | 0
F5_Commercial_Hospital_Existing_Miscellaneous_Natural Gas_Pool Heater_E7 | F5 | Commercial | Hospital | Existing | Miscellaneous | Natural Gas | Pool Heater | E7 | Utility - Cost of Operation | 0 | 0 | 0 | 0 | 0 | 0 | 0 | 0 | 0 | 0 | 0 | 0 | 0 | 0 | 0 | 0 | 0 | 0 | 0 | 0 | 0 | 0 | 0 | 0 | 0 | 0 | 0 | 0 | 0 | 0 | 0 | 0 | 0
F5_Commercial_Hospital_Existing_Miscellaneous_Natural Gas_Pool Heater_E8 | F5 | Commercial | Hospital | Existing | Miscellaneous | Natural Gas | Pool Heater | E8 | Utility - Cost of Operation | 0 | 0 | 0 | 0 | 0 | 0 | 0 | 0 | 0 | 0 | 0 | 0 | 0 | 0 | 0 | 0 | 0 | 0 | 0 | 0 | 0 | 0 | 0 | 0 | 0 | 0 | 0 | 0 | 0 | 0 | 0 | 0 | 0
F5_Commercial_Hospital_Existing_Miscellaneous_Natural Gas_Pool Heater_E9 | F5 | Commercial | Hospital | Existing | Miscellaneous | Natural Gas | Pool Heater | E9 | Utility - Cost of Operation | 0 | 0 | 0 | 0 | 0 | 0 | 0 | 0 | 0 | 0 | 0 | 0 | 0 | 0 | 0 | 0 | 0 | 0 | 0 | 0 | 0 | 0 | 0 | 0 | 0 | 0 | 0 | 0 | 0 | 0 | 0 | 0 | 0
F5_Commercial_Hospital_Existing_Miscellaneous_Natural Gas_Pool Heater_E10 | F5 | Commercial | Hospital | Existing | Miscellaneous | Natural Gas | Pool Heater | E10 | Utility - Cost of Operation | 0 | 0 | 0 | 0 | 0 | 0 | 0 | 0 | 0 | 0 | 0 | 0 | 0 | 0 | 0 | 0 | 0 | 0 | 0 | 0 | 0 | 0 | 0 | 0 | 0 | 0 | 0 | 0 | 0 | 0 | 0 | 0 | 0
F6_Commercial_Hospital_Existing_Miscellaneous_Natural Gas_Pool Heater_E1 | F6 | Commercial | Hospital | Existing | Miscellaneous | Natural Gas | Pool Heater | E1 | Utility - Value of Sales | 0.010508 | 0.010603 | 0.010756 | 0.010722 | 0.010722 | 0.010722 | 0.010722 | 0.010722 | 0.010722 | 0.010722 | 0.010722 | 0.010722 | 0.010722 | 0.010722 | 0.010722 | 0.010722 | 0.010722 | 0.010722 | 0.010722 | 0.010722 | 0.010722 | 0.010722 | 0.010722 | 0.010722 | 0.010722 | 0.010722 | 0.010722 | 0.010722 | 0.010722 | 0.010722 | 0.010722 | 0.010722 | 0.010722
F6_Commercial_Hospital_Existing_Miscellaneous_Natural Gas_Pool Heater_E2 | F6 | Commercial | Hospital | Existing | Miscellaneous | Natural Gas | Pool Heater | E2 | Utility - Value of Sales | 0.0089319 | 0.0090127 | 0.0091425 | 0.0091141 | 0.0091141 | 0.0091141 | 0.0091141 | 0.0091141 | 0.0091141 | 0.0091141 | 0.0091141 | 0.0091141 | 0.0091141 | 0.0091141 | 0.0091141 | 0.0091141 | 0.0091141 | 0.0091141 | 0.0091141 | 0.0091141 | 0.0091141 | 0.0091141 | 0.0091141 | 0.0091141 | 0.0091141 | 0.0091141 | 0.0091141 | 0.0091141 | 0.0091141 | 0.0091141 | 0.0091141 | 0.0091141 | 0.0091141
F6_Commercial_Hospital_Existing_Miscellaneous_Natural Gas_Pool Heater_E3 | F6 | Commercial | Hospital | Existing | Miscellaneous | Natural Gas | Pool Heater | E3 | Utility - Value of Sales | 0 | 0 | 0 | 0 | 0 | 0 | 0 | 0 | 0 | 0 | 0 | 0 | 0 | 0 | 0 | 0 | 0 | 0 | 0 | 0 | 0 | 0 | 0 | 0 | 0 | 0 | 0 | 0 | 0 | 0 | 0 | 0 | 0
F6_Commercial_Hospital_Existing_Miscellaneous_Natural Gas_Pool Heater_E4 | F6 | Commercial | Hospital | Existing | Miscellaneous | Natural Gas | Pool Heater | E4 | Utility - Value of Sales | 0 | 0 | 0 | 0 | 0 | 0 | 0 | 0 | 0 | 0 | 0 | 0 | 0 | 0 | 0 | 0 | 0 | 0 | 0 | 0 | 0 | 0 | 0 | 0 | 0 | 0 | 0 | 0 | 0 | 0 | 0 | 0 | 0
F6_Commercial_Hospital_Existing_Miscellaneous_Natural Gas_Pool Heater_E5 | F6 | Commercial | Hospital | Existing | Miscellaneous | Natural Gas | Pool Heater | E5 | Utility - Value of Sales | 0 | 0 | 0 | 0 | 0 | 0 | 0 | 0 | 0 | 0 | 0 | 0 | 0 | 0 | 0 | 0 | 0 | 0 | 0 | 0 | 0 | 0 | 0 | 0 | 0 | 0 | 0 | 0 | 0 | 0 | 0 | 0 | 0
F6_Commercial_Hospital_Existing_Miscellaneous_Natural Gas_Pool Heater_E6 | F6 | Commercial | Hospital | Existing | Miscellaneous | Natural Gas | Pool Heater | E6 | Utility - Value of Sales | 0 | 0 | 0 | 0 | 0 | 0 | 0 | 0 | 0 | 0 | 0 | 0 | 0 | 0 | 0 | 0 | 0 | 0 | 0 | 0 | 0 | 0 | 0 | 0 | 0 | 0 | 0 | 0 | 0 | 0 | 0 | 0 | 0
F6_Commercial_Hospital_Existing_Miscellaneous_Natural Gas_Pool Heater_E7 | F6 | Commercial | Hospital | Existing | Miscellaneous | Natural Gas | Pool Heater | E7 | Utility - Value of Sales | 0 | 0 | 0 | 0 | 0 | 0 | 0 | 0 | 0 | 0 | 0 | 0 | 0 | 0 | 0 | 0 | 0 | 0 | 0 | 0 | 0 | 0 | 0 | 0 | 0 | 0 | 0 | 0 | 0 | 0 | 0 | 0 | 0
F6_Commercial_Hospital_Existing_Miscellaneous_Natural Gas_Pool Heater_E8 | F6 | Commercial | Hospital | Existing | Miscellaneous | Natural Gas | Pool Heater | E8 | Utility - Value of Sales | 0 | 0 | 0 | 0 | 0 | 0 | 0 | 0 | 0 | 0 | 0 | 0 | 0 | 0 | 0 | 0 | 0 | 0 | 0 | 0 | 0 | 0 | 0 | 0 | 0 | 0 | 0 | 0 | 0 | 0 | 0 | 0 | 0
F6_Commercial_Hospital_Existing_Miscellaneous_Natural Gas_Pool Heater_E9 | F6 | Commercial | Hospital | Existing | Miscellaneous | Natural Gas | Pool Heater | E9 | Utility - Value of Sales | 0 | 0 | 0 | 0 | 0 | 0 | 0 | 0 | 0 | 0 | 0 | 0 | 0 | 0 | 0 | 0 | 0 | 0 | 0 | 0 | 0 | 0 | 0 | 0 | 0 | 0 | 0 | 0 | 0 | 0 | 0 | 0 | 0
F6_Commercial_Hospital_Existing_Miscellaneous_Natural Gas_Pool Heater_E10 | F6 | Commercial | Hospital | Existing | Miscellaneous | Natural Gas | Pool Heater | E10 | Utility - Value of Sales | 0 | 0 | 0 | 0 | 0 | 0 | 0 | 0 | 0 | 0 | 0 | 0 | 0 | 0 | 0 | 0 | 0 | 0 | 0 | 0 | 0 | 0 | 0 | 0 | 0 | 0 | 0 | 0 | 0 | 0 | 0 | 0 | 0
F1_Commercial_Hospital_Existing_Miscellaneous_Natural Gas_Miscellaneous_E1 | F1 | Commercial | Hospital | Existing | Miscellaneous | Natural Gas | Miscellaneous | E1 | RVT - Cost of Equipment | 0 | 0 | 0 | 0 | 0 | 0 | 0 | 0 | 0 | 0 | 0 | 0 | 0 | 0 | 0 | 0 | 0 | 0 | 0 | 0 | 0 | 0 | 0 | 0 | 0 | 0 | 0 | 0 | 0 | 0 | 0 | 0 | 0
F1_Commercial_Hospital_Existing_Miscellaneous_Natural Gas_Miscellaneous_E2 | F1 | Commercial | Hospital | Existing | Miscellaneous | Natural Gas | Miscellaneous | E2 | RVT - Cost of Equipment | 0 | 0 | 0 | 0 | 0 | 0 | 0 | 0 | 0 | 0 | 0 | 0 | 0 | 0 | 0 | 0 | 0 | 0 | 0 | 0 | 0 | 0 | 0 | 0 | 0 | 0 | 0 | 0 | 0 | 0 | 0 | 0 | 0
F1_Commercial_Hospital_Existing_Miscellaneous_Natural Gas_Miscellaneous_E3 | F1 | Commercial | Hospital | Existing | Miscellaneous | Natural Gas | Miscellaneous | E3 | RVT - Cost of Equipment | 0 | 0 | 0 | 0 | 0 | 0 | 0 | 0 | 0 | 0 | 0 | 0 | 0 | 0 | 0 | 0 | 0 | 0 | 0 | 0 | 0 | 0 | 0 | 0 | 0 | 0 | 0 | 0 | 0 | 0 | 0 | 0 | 0
F1_Commercial_Hospital_Existing_Miscellaneous_Natural Gas_Miscellaneous_E4 | F1 | Commercial | Hospital | Existing | Miscellaneous | Natural Gas | Miscellaneous | E4 | RVT - Cost of Equipment | 0 | 0 | 0 | 0 | 0 | 0 | 0 | 0 | 0 | 0 | 0 | 0 | 0 | 0 | 0 | 0 | 0 | 0 | 0 | 0 | 0 | 0 | 0 | 0 | 0 | 0 | 0 | 0 | 0 | 0 | 0 | 0 | 0
F1_Commercial_Hospital_Existing_Miscellaneous_Natural Gas_Miscellaneous_E5 | F1 | Commercial | Hospital | Existing | Miscellaneous | Natural Gas | Miscellaneous | E5 | RVT - Cost of Equipment | 0 | 0 | 0 | 0 | 0 | 0 | 0 | 0 | 0 | 0 | 0 | 0 | 0 | 0 | 0 | 0 | 0 | 0 | 0 | 0 | 0 | 0 | 0 | 0 | 0 | 0 | 0 | 0 | 0 | 0 | 0 | 0 | 0
F1_Commercial_Hospital_Existing_Miscellaneous_Natural Gas_Miscellaneous_E6 | F1 | Commercial | Hospital | Existing | Miscellaneous | Natural Gas | Miscellaneous | E6 | RVT - Cost of Equipment | 0 | 0 | 0 | 0 | 0 | 0 | 0 | 0 | 0 | 0 | 0 | 0 | 0 | 0 | 0 | 0 | 0 | 0 | 0 | 0 | 0 | 0 | 0 | 0 | 0 | 0 | 0 | 0 | 0 | 0 | 0 | 0 | 0
F1_Commercial_Hospital_Existing_Miscellaneous_Natural Gas_Miscellaneous_E7 | F1 | Commercial | Hospital | Existing | Miscellaneous | Natural Gas | Miscellaneous | E7 | RVT - Cost of Equipment | 0 | 0 | 0 | 0 | 0 | 0 | 0 | 0 | 0 | 0 | 0 | 0 | 0 | 0 | 0 | 0 | 0 | 0 | 0 | 0 | 0 | 0 | 0 | 0 | 0 | 0 | 0 | 0 | 0 | 0 | 0 | 0 | 0
F1_Commercial_Hospital_Existing_Miscellaneous_Natural Gas_Miscellaneous_E8 | F1 | Commercial | Hospital | Existing | Miscellaneous | Natural Gas | Miscellaneous | E8 | RVT - Cost of Equipment | 0 | 0 | 0 | 0 | 0 | 0 | 0 | 0 | 0 | 0 | 0 | 0 | 0 | 0 | 0 | 0 | 0 | 0 | 0 | 0 | 0 | 0 | 0 | 0 | 0 | 0 | 0 | 0 | 0 | 0 | 0 | 0 | 0
F1_Commercial_Hospital_Existing_Miscellaneous_Natural Gas_Miscellaneous_E9 | F1 | Commercial | Hospital | Existing | Miscellaneous | Natural Gas | Miscellaneous | E9 | RVT - Cost of Equipment | 0 | 0 | 0 | 0 | 0 | 0 | 0 | 0 | 0 | 0 | 0 | 0 | 0 | 0 | 0 | 0 | 0 | 0 | 0 | 0 | 0 | 0 | 0 | 0 | 0 | 0 | 0 | 0 | 0 | 0 | 0 | 0 | 0
F1_Commercial_Hospital_Existing_Miscellaneous_Natural Gas_Miscellaneous_E10 | F1 | Commercial | Hospital | Existing | Miscellaneous | Natural Gas | Miscellaneous | E10 | RVT - Cost of Equipment | 0 | 0 | 0 | 0 | 0 | 0 | 0 | 0 | 0 | 0 | 0 | 0 | 0 | 0 | 0 | 0 | 0 | 0 | 0 | 0 | 0 | 0 | 0 | 0 | 0 | 0 | 0 | 0 | 0 | 0 | 0 | 0 | 0
F2_Commercial_Hospital_Existing_Miscellaneous_Natural Gas_Miscellaneous_E1 | F2 | Commercial | Hospital | Existing | Miscellaneous | Natural Gas | Miscellaneous | E1 | RVT - Cost of Operation | 0 | 0 | 0 | 0 | 0 | 0 | 0 | 0 | 0 | 0 | 0 | 0 | 0 | 0 | 0 | 0 | 0 | 0 | 0 | 0 | 0 | 0 | 0 | 0 | 0 | 0 | 0 | 0 | 0 | 0 | 0 | 0 | 0
F2_Commercial_Hospital_Existing_Miscellaneous_Natural Gas_Miscellaneous_E2 | F2 | Commercial | Hospital | Existing | Miscellaneous | Natural Gas | Miscellaneous | E2 | RVT - Cost of Operation | 0 | 0 | 0 | 0 | 0 | 0 | 0 | 0 | 0 | 0 | 0 | 0 | 0 | 0 | 0 | 0 | 0 | 0 | 0 | 0 | 0 | 0 | 0 | 0 | 0 | 0 | 0 | 0 | 0 | 0 | 0 | 0 | 0
F2_Commercial_Hospital_Existing_Miscellaneous_Natural Gas_Miscellaneous_E3 | F2 | Commercial | Hospital | Existing | Miscellaneous | Natural Gas | Miscellaneous | E3 | RVT - Cost of Operation | 0 | 0 | 0 | 0 | 0 | 0 | 0 | 0 | 0 | 0 | 0 | 0 | 0 | 0 | 0 | 0 | 0 | 0 | 0 | 0 | 0 | 0 | 0 | 0 | 0 | 0 | 0 | 0 | 0 | 0 | 0 | 0 | 0
F2_Commercial_Hospital_Existing_Miscellaneous_Natural Gas_Miscellaneous_E4 | F2 | Commercial | Hospital | Existing | Miscellaneous | Natural Gas | Miscellaneous | E4 | RVT - Cost of Operation | 0 | 0 | 0 | 0 | 0 | 0 | 0 | 0 | 0 | 0 | 0 | 0 | 0 | 0 | 0 | 0 | 0 | 0 | 0 | 0 | 0 | 0 | 0 | 0 | 0 | 0 | 0 | 0 | 0 | 0 | 0 | 0 | 0
F2_Commercial_Hospital_Existing_Miscellaneous_Natural Gas_Miscellaneous_E5 | F2 | Commercial | Hospital | Existing | Miscellaneous | Natural Gas | Miscellaneous | E5 | RVT - Cost of Operation | 0 | 0 | 0 | 0 | 0 | 0 | 0 | 0 | 0 | 0 | 0 | 0 | 0 | 0 | 0 | 0 | 0 | 0 | 0 | 0 | 0 | 0 | 0 | 0 | 0 | 0 | 0 | 0 | 0 | 0 | 0 | 0 | 0
F2_Commercial_Hospital_Existing_Miscellaneous_Natural Gas_Miscellaneous_E6 | F2 | Commercial | Hospital | Existing | Miscellaneous | Natural Gas | Miscellaneous | E6 | RVT - Cost of Operation | 0 | 0 | 0 | 0 | 0 | 0 | 0 | 0 | 0 | 0 | 0 | 0 | 0 | 0 | 0 | 0 | 0 | 0 | 0 | 0 | 0 | 0 | 0 | 0 | 0 | 0 | 0 | 0 | 0 | 0 | 0 | 0 | 0
F2_Commercial_Hospital_Existing_Miscellaneous_Natural Gas_Miscellaneous_E7 | F2 | Commercial | Hospital | Existing | Miscellaneous | Natural Gas | Miscellaneous | E7 | RVT - Cost of Operation | 0 | 0 | 0 | 0 | 0 | 0 | 0 | 0 | 0 | 0 | 0 | 0 | 0 | 0 | 0 | 0 | 0 | 0 | 0 | 0 | 0 | 0 | 0 | 0 | 0 | 0 | 0 | 0 | 0 | 0 | 0 | 0 | 0
F2_Commercial_Hospital_Existing_Miscellaneous_Natural Gas_Miscellaneous_E8 | F2 | Commercial | Hospital | Existing | Miscellaneous | Natural Gas | Miscellaneous | E8 | RVT - Cost of Operation | 0 | 0 | 0 | 0 | 0 | 0 | 0 | 0 | 0 | 0 | 0 | 0 | 0 | 0 | 0 | 0 | 0 | 0 | 0 | 0 | 0 | 0 | 0 | 0 | 0 | 0 | 0 | 0 | 0 | 0 | 0 | 0 | 0
F2_Commercial_Hospital_Existing_Miscellaneous_Natural Gas_Miscellaneous_E9 | F2 | Commercial | Hospital | Existing | Miscellaneous | Natural Gas | Miscellaneous | E9 | RVT - Cost of Operation | 0 | 0 | 0 | 0 | 0 | 0 | 0 | 0 | 0 | 0 | 0 | 0 | 0 | 0 | 0 | 0 | 0 | 0 | 0 | 0 | 0 | 0 | 0 | 0 | 0 | 0 | 0 | 0 | 0 | 0 | 0 | 0 | 0
F2_Commercial_Hospital_Existing_Miscellaneous_Natural Gas_Miscellaneous_E10 | F2 | Commercial | Hospital | Existing | Miscellaneous | Natural Gas | Miscellaneous | E10 | RVT - Cost of Operation | 0 | 0 | 0 | 0 | 0 | 0 | 0 | 0 | 0 | 0 | 0 | 0 | 0 | 0 | 0 | 0 | 0 | 0 | 0 | 0 | 0 | 0 | 0 | 0 | 0 | 0 | 0 | 0 | 0 | 0 | 0 | 0 | 0
F3_Commercial_Hospital_Existing_Miscellaneous_Natural Gas_Miscellaneous_E1 | F3 | Commercial | Hospital | Existing | Miscellaneous | Natural Gas | Miscellaneous | E1 | System - kBTUs of Consumption | 0.0024632 | 0.0024632 | 0.0024632 | 0.0024632 | 0.0024632 | 0.0024632 | 0.0024632 | 0.0024632 | 0.0024632 | 0.0024632 | 0.0024632 | 0.0024632 | 0.0024632 | 0.0024632 | 0.0024632 | 0.0024632 | 0.0024632 | 0.0024632 | 0.0024632 | 0.0024632 | 0.0024632 | 0.0024632 | 0.0024632 | 0.0024632 | 0.0024632 | 0.0024632 | 0.0024632 | 0.0024632 | 0.0024632 | 0.0024632 | 0.0024632 | 0.0024632 | 0.0024632
F3_Commercial_Hospital_Existing_Miscellaneous_Natural Gas_Miscellaneous_E2 | F3 | Commercial | Hospital | Existing | Miscellaneous | Natural Gas | Miscellaneous | E2 | System - kBTUs of Consumption | 0 | 0 | 0 | 0 | 0 | 0 | 0 | 0 | 0 | 0 | 0 | 0 | 0 | 0 | 0 | 0 | 0 | 0 | 0 | 0 | 0 | 0 | 0 | 0 | 0 | 0 | 0 | 0 | 0 | 0 | 0 | 0 | 0
F3_Commercial_Hospital_Existing_Miscellaneous_Natural Gas_Miscellaneous_E3 | F3 | Commercial | Hospital | Existing | Miscellaneous | Natural Gas | Miscellaneous | E3 | System - kBTUs of Consumption | 0 | 0 | 0 | 0 | 0 | 0 | 0 | 0 | 0 | 0 | 0 | 0 | 0 | 0 | 0 | 0 | 0 | 0 | 0 | 0 | 0 | 0 | 0 | 0 | 0 | 0 | 0 | 0 | 0 | 0 | 0 | 0 | 0
F3_Commercial_Hospital_Existing_Miscellaneous_Natural Gas_Miscellaneous_E4 | F3 | Commercial | Hospital | Existing | Miscellaneous | Natural Gas | Miscellaneous | E4 | System - kBTUs of Consumption | 0 | 0 | 0 | 0 | 0 | 0 | 0 | 0 | 0 | 0 | 0 | 0 | 0 | 0 | 0 | 0 | 0 | 0 | 0 | 0 | 0 | 0 | 0 | 0 | 0 | 0 | 0 | 0 | 0 | 0 | 0 | 0 | 0
F3_Commercial_Hospital_Existing_Miscellaneous_Natural Gas_Miscellaneous_E5 | F3 | Commercial | Hospital | Existing | Miscellaneous | Natural Gas | Miscellaneous | E5 | System - kBTUs of Consumption | 0 | 0 | 0 | 0 | 0 | 0 | 0 | 0 | 0 | 0 | 0 | 0 | 0 | 0 | 0 | 0 | 0 | 0 | 0 | 0 | 0 | 0 | 0 | 0 | 0 | 0 | 0 | 0 | 0 | 0 | 0 | 0 | 0
F3_Commercial_Hospital_Existing_Miscellaneous_Natural Gas_Miscellaneous_E6 | F3 | Commercial | Hospital | Existing | Miscellaneous | Natural Gas | Miscellaneous | E6 | System - kBTUs of Consumption | 0 | 0 | 0 | 0 | 0 | 0 | 0 | 0 | 0 | 0 | 0 | 0 | 0 | 0 | 0 | 0 | 0 | 0 | 0 | 0 | 0 | 0 | 0 | 0 | 0 | 0 | 0 | 0 | 0 | 0 | 0 | 0 | 0
F3_Commercial_Hospital_Existing_Miscellaneous_Natural Gas_Miscellaneous_E7 | F3 | Commercial | Hospital | Existing | Miscellaneous | Natural Gas | Miscellaneous | E7 | System - kBTUs of Consumption | 0 | 0 | 0 | 0 | 0 | 0 | 0 | 0 | 0 | 0 | 0 | 0 | 0 | 0 | 0 | 0 | 0 | 0 | 0 | 0 | 0 | 0 | 0 | 0 | 0 | 0 | 0 | 0 | 0 | 0 | 0 | 0 | 0
F3_Commercial_Hospital_Existing_Miscellaneous_Natural Gas_Miscellaneous_E8 | F3 | Commercial | Hospital | Existing | Miscellaneous | Natural Gas | Miscellaneous | E8 | System - kBTUs of Consumption | 0 | 0 | 0 | 0 | 0 | 0 | 0 | 0 | 0 | 0 | 0 | 0 | 0 | 0 | 0 | 0 | 0 | 0 | 0 | 0 | 0 | 0 | 0 | 0 | 0 | 0 | 0 | 0 | 0 | 0 | 0 | 0 | 0
F3_Commercial_Hospital_Existing_Miscellaneous_Natural Gas_Miscellaneous_E9 | F3 | Commercial | Hospital | Existing | Miscellaneous | Natural Gas | Miscellaneous | E9 | System - kBTUs of Consumption | 0 | 0 | 0 | 0 | 0 | 0 | 0 | 0 | 0 | 0 | 0 | 0 | 0 | 0 | 0 | 0 | 0 | 0 | 0 | 0 | 0 | 0 | 0 | 0 | 0 | 0 | 0 | 0 | 0 | 0 | 0 | 0 | 0
F3_Commercial_Hospital_Existing_Miscellaneous_Natural Gas_Miscellaneous_E10 | F3 | Commercial | Hospital | Existing | Miscellaneous | Natural Gas | Miscellaneous | E10 | System - kBTUs of Consumption | 0 | 0 | 0 | 0 | 0 | 0 | 0 | 0 | 0 | 0 | 0 | 0 | 0 | 0 | 0 | 0 | 0 | 0 | 0 | 0 | 0 | 0 | 0 | 0 | 0 | 0 | 0 | 0 | 0 | 0 | 0 | 0 | 0
F4_Commercial_Hospital_Existing_Miscellaneous_Natural Gas_Miscellaneous_E1 | F4 | Commercial | Hospital | Existing | Miscellaneous | Natural Gas | Miscellaneous | E1 | Utility - Cost of Equipment | 0 | 0 | 0 | 0 | 0 | 0 | 0 | 0 | 0 | 0 | 0 | 0 | 0 | 0 | 0 | 0 | 0 | 0 | 0 | 0 | 0 | 0 | 0 | 0 | 0 | 0 | 0 | 0 | 0 | 0 | 0 | 0 | 0
F4_Commercial_Hospital_Existing_Miscellaneous_Natural Gas_Miscellaneous_E2 | F4 | Commercial | Hospital | Existing | Miscellaneous | Natural Gas | Miscellaneous | E2 | Utility - Cost of Equipment | 0 | 0 | 0 | 0 | 0 | 0 | 0 | 0 | 0 | 0 | 0 | 0 | 0 | 0 | 0 | 0 | 0 | 0 | 0 | 0 | 0 | 0 | 0 | 0 | 0 | 0 | 0 | 0 | 0 | 0 | 0 | 0 | 0
F4_Commercial_Hospital_Existing_Miscellaneous_Natural Gas_Miscellaneous_E3 | F4 | Commercial | Hospital | Existing | Miscellaneous | Natural Gas | Miscellaneous | E3 | Utility - Cost of Equipment | 0 | 0 | 0 | 0 | 0 | 0 | 0 | 0 | 0 | 0 | 0 | 0 | 0 | 0 | 0 | 0 | 0 | 0 | 0 | 0 | 0 | 0 | 0 | 0 | 0 | 0 | 0 | 0 | 0 | 0 | 0 | 0 | 0
F4_Commercial_Hospital_Existing_Miscellaneous_Natural Gas_Miscellaneous_E4 | F4 | Commercial | Hospital | Existing | Miscellaneous | Natural Gas | Miscellaneous | E4 | Utility - Cost of Equipment | 0 | 0 | 0 | 0 | 0 | 0 | 0 | 0 | 0 | 0 | 0 | 0 | 0 | 0 | 0 | 0 | 0 | 0 | 0 | 0 | 0 | 0 | 0 | 0 | 0 | 0 | 0 | 0 | 0 | 0 | 0 | 0 | 0
F4_Commercial_Hospital_Existing_Miscellaneous_Natural Gas_Miscellaneous_E5 | F4 | Commercial | Hospital | Existing | Miscellaneous | Natural Gas | Miscellaneous | E5 | Utility - Cost of Equipment | 0 | 0 | 0 | 0 | 0 | 0 | 0 | 0 | 0 | 0 | 0 | 0 | 0 | 0 | 0 | 0 | 0 | 0 | 0 | 0 | 0 | 0 | 0 | 0 | 0 | 0 | 0 | 0 | 0 | 0 | 0 | 0 | 0
F4_Commercial_Hospital_Existing_Miscellaneous_Natural Gas_Miscellaneous_E6 | F4 | Commercial | Hospital | Existing | Miscellaneous | Natural Gas | Miscellaneous | E6 | Utility - Cost of Equipment | 0 | 0 | 0 | 0 | 0 | 0 | 0 | 0 | 0 | 0 | 0 | 0 | 0 | 0 | 0 | 0 | 0 | 0 | 0 | 0 | 0 | 0 | 0 | 0 | 0 | 0 | 0 | 0 | 0 | 0 | 0 | 0 | 0
F4_Commercial_Hospital_Existing_Miscellaneous_Natural Gas_Miscellaneous_E7 | F4 | Commercial | Hospital | Existing | Miscellaneous | Natural Gas | Miscellaneous | E7 | Utility - Cost of Equipment | 0 | 0 | 0 | 0 | 0 | 0 | 0 | 0 | 0 | 0 | 0 | 0 | 0 | 0 | 0 | 0 | 0 | 0 | 0 | 0 | 0 | 0 | 0 | 0 | 0 | 0 | 0 | 0 | 0 | 0 | 0 | 0 | 0
F4_Commercial_Hospital_Existing_Miscellaneous_Natural Gas_Miscellaneous_E8 | F4 | Commercial | Hospital | Existing | Miscellaneous | Natural Gas | Miscellaneous | E8 | Utility - Cost of Equipment | 0 | 0 | 0 | 0 | 0 | 0 | 0 | 0 | 0 | 0 | 0 | 0 | 0 | 0 | 0 | 0 | 0 | 0 | 0 | 0 | 0 | 0 | 0 | 0 | 0 | 0 | 0 | 0 | 0 | 0 | 0 | 0 | 0
F4_Commercial_Hospital_Existing_Miscellaneous_Natural Gas_Miscellaneous_E9 | F4 | Commercial | Hospital | Existing | Miscellaneous | Natural Gas | Miscellaneous | E9 | Utility - Cost of Equipment | 0 | 0 | 0 | 0 | 0 | 0 | 0 | 0 | 0 | 0 | 0 | 0 | 0 | 0 | 0 | 0 | 0 | 0 | 0 | 0 | 0 | 0 | 0 | 0 | 0 | 0 | 0 | 0 | 0 | 0 | 0 | 0 | 0
F4_Commercial_Hospital_Existing_Miscellaneous_Natural Gas_Miscellaneous_E10 | F4 | Commercial | Hospital | Existing | Miscellaneous | Natural Gas | Miscellaneous | E10 | Utility - Cost of Equipment | 0 | 0 | 0 | 0 | 0 | 0 | 0 | 0 | 0 | 0 | 0 | 0 | 0 | 0 | 0 | 0 | 0 | 0 | 0 | 0 | 0 | 0 | 0 | 0 | 0 | 0 | 0 | 0 | 0 | 0 | 0 | 0 | 0
F5_Commercial_Hospital_Existing_Miscellaneous_Natural Gas_Miscellaneous_E1 | F5 | Commercial | Hospital | Existing | Miscellaneous | Natural Gas | Miscellaneous | E1 | Utility - Cost of Operation | 0.0024632 | 0.0024632 | 0.0024632 | 0.0024632 | 0.0024632 | 0.0024632 | 0.0024632 | 0.0024632 | 0.0024632 | 0.0024632 | 0.0024632 | 0.0024632 | 0.0024632 | 0.0024632 | 0.0024632 | 0.0024632 | 0.0024632 | 0.0024632 | 0.0024632 | 0.0024632 | 0.0024632 | 0.0024632 | 0.0024632 | 0.0024632 | 0.0024632 | 0.0024632 | 0.0024632 | 0.0024632 | 0.0024632 | 0.0024632 | 0.0024632 | 0.0024632 | 0.0024632
F5_Commercial_Hospital_Existing_Miscellaneous_Natural Gas_Miscellaneous_E2 | F5 | Commercial | Hospital | Existing | Miscellaneous | Natural Gas | Miscellaneous | E2 | Utility - Cost of Operation | 0 | 0 | 0 | 0 | 0 | 0 | 0 | 0 | 0 | 0 | 0 | 0 | 0 | 0 | 0 | 0 | 0 | 0 | 0 | 0 | 0 | 0 | 0 | 0 | 0 | 0 | 0 | 0 | 0 | 0 | 0 | 0 | 0
F5_Commercial_Hospital_Existing_Miscellaneous_Natural Gas_Miscellaneous_E3 | F5 | Commercial | Hospital | Existing | Miscellaneous | Natural Gas | Miscellaneous | E3 | Utility - Cost of Operation | 0 | 0 | 0 | 0 | 0 | 0 | 0 | 0 | 0 | 0 | 0 | 0 | 0 | 0 | 0 | 0 | 0 | 0 | 0 | 0 | 0 | 0 | 0 | 0 | 0 | 0 | 0 | 0 | 0 | 0 | 0 | 0 | 0
F5_Commercial_Hospital_Existing_Miscellaneous_Natural Gas_Miscellaneous_E4 | F5 | Commercial | Hospital | Existing | Miscellaneous | Natural Gas | Miscellaneous | E4 | Utility - Cost of Operation | 0 | 0 | 0 | 0 | 0 | 0 | 0 | 0 | 0 | 0 | 0 | 0 | 0 | 0 | 0 | 0 | 0 | 0 | 0 | 0 | 0 | 0 | 0 | 0 | 0 | 0 | 0 | 0 | 0 | 0 | 0 | 0 | 0
F5_Commercial_Hospital_Existing_Miscellaneous_Natural Gas_Miscellaneous_E5 | F5 | Commercial | Hospital | Existing | Miscellaneous | Natural Gas | Miscellaneous | E5 | Utility - Cost of Operation | 0 | 0 | 0 | 0 | 0 | 0 | 0 | 0 | 0 | 0 | 0 | 0 | 0 | 0 | 0 | 0 | 0 | 0 | 0 | 0 | 0 | 0 | 0 | 0 | 0 | 0 | 0 | 0 | 0 | 0 | 0 | 0 | 0
F5_Commercial_Hospital_Existing_Miscellaneous_Natural Gas_Miscellaneous_E6 | F5 | Commercial | Hospital | Existing | Miscellaneous | Natural Gas | Miscellaneous | E6 | Utility - Cost of Operation | 0 | 0 | 0 | 0 | 0 | 0 | 0 | 0 | 0 | 0 | 0 | 0 | 0 | 0 | 0 | 0 | 0 | 0 | 0 | 0 | 0 | 0 | 0 | 0 | 0 | 0 | 0 | 0 | 0 | 0 | 0 | 0 | 0
F5_Commercial_Hospital_Existing_Miscellaneous_Natural Gas_Miscellaneous_E7 | F5 | Commercial | Hospital | Existing | Miscellaneous | Natural Gas | Miscellaneous | E7 | Utility - Cost of Operation | 0 | 0 | 0 | 0 | 0 | 0 | 0 | 0 | 0 | 0 | 0 | 0 | 0 | 0 | 0 | 0 | 0 | 0 | 0 | 0 | 0 | 0 | 0 | 0 | 0 | 0 | 0 | 0 | 0 | 0 | 0 | 0 | 0
F5_Commercial_Hospital_Existing_Miscellaneous_Natural Gas_Miscellaneous_E8 | F5 | Commercial | Hospital | Existing | Miscellaneous | Natural Gas | Miscellaneous | E8 | Utility - Cost of Operation | 0 | 0 | 0 | 0 | 0 | 0 | 0 | 0 | 0 | 0 | 0 | 0 | 0 | 0 | 0 | 0 | 0 | 0 | 0 | 0 | 0 | 0 | 0 | 0 | 0 | 0 | 0 | 0 | 0 | 0 | 0 | 0 | 0
F5_Commercial_Hospital_Existing_Miscellaneous_Natural Gas_Miscellaneous_E9 | F5 | Commercial | Hospital | Existing | Miscellaneous | Natural Gas | Miscellaneous | E9 | Utility - Cost of Operation | 0 | 0 | 0 | 0 | 0 | 0 | 0 | 0 | 0 | 0 | 0 | 0 | 0 | 0 | 0 | 0 | 0 | 0 | 0 | 0 | 0 | 0 | 0 | 0 | 0 | 0 | 0 | 0 | 0 | 0 | 0 | 0 | 0
F5_Commercial_Hospital_Existing_Miscellaneous_Natural Gas_Miscellaneous_E10 | F5 | Commercial | Hospital | Existing | Miscellaneous | Natural Gas | Miscellaneous | E10 | Utility - Cost of Operation | 0 | 0 | 0 | 0 | 0 | 0 | 0 | 0 | 0 | 0 | 0 | 0 | 0 | 0 | 0 | 0 | 0 | 0 | 0 | 0 | 0 | 0 | 0 | 0 | 0 | 0 | 0 | 0 | 0 | 0 | 0 | 0 | 0
F6_Commercial_Hospital_Existing_Miscellaneous_Natural Gas_Miscellaneous_E1 | F6 | Commercial | Hospital | Existing | Miscellaneous | Natural Gas | Miscellaneous | E1 | Utility - Value of Sales | 0.0107 | 0.010822 | 0.01101 | 0.010969 | 0.010969 | 0.010969 | 0.010969 | 0.010969 | 0.010969 | 0.010969 | 0.010969 | 0.010969 | 0.010969 | 0.010969 | 0.010969 | 0.010969 | 0.010969 | 0.010969 | 0.010969 | 0.010969 | 0.010969 | 0.010969 | 0.010969 | 0.010969 | 0.010969 | 0.010969 | 0.010969 | 0.010969 | 0.010969 | 0.010969 | 0.010969 | 0.010969 | 0.010969
F6_Commercial_Hospital_Existing_Miscellaneous_Natural Gas_Miscellaneous_E2 | F6 | Commercial | Hospital | Existing | Miscellaneous | Natural Gas | Miscellaneous | E2 | Utility - Value of Sales | 0 | 0 | 0 | 0 | 0 | 0 | 0 | 0 | 0 | 0 | 0 | 0 | 0 | 0 | 0 | 0 | 0 | 0 | 0 | 0 | 0 | 0 | 0 | 0 | 0 | 0 | 0 | 0 | 0 | 0 | 0 | 0 | 0
F6_Commercial_Hospital_Existing_Miscellaneous_Natural Gas_Miscellaneous_E3 | F6 | Commercial | Hospital | Existing | Miscellaneous | Natural Gas | Miscellaneous | E3 | Utility - Value of Sales | 0 | 0 | 0 | 0 | 0 | 0 | 0 | 0 | 0 | 0 | 0 | 0 | 0 | 0 | 0 | 0 | 0 | 0 | 0 | 0 | 0 | 0 | 0 | 0 | 0 | 0 | 0 | 0 | 0 | 0 | 0 | 0 | 0
F6_Commercial_Hospital_Existing_Miscellaneous_Natural Gas_Miscellaneous_E4 | F6 | Commercial | Hospital | Existing | Miscellaneous | Natural Gas | Miscellaneous | E4 | Utility - Value of Sales | 0 | 0 | 0 | 0 | 0 | 0 | 0 | 0 | 0 | 0 | 0 | 0 | 0 | 0 | 0 | 0 | 0 | 0 | 0 | 0 | 0 | 0 | 0 | 0 | 0 | 0 | 0 | 0 | 0 | 0 | 0 | 0 | 0
F6_Commercial_Hospital_Existing_Miscellaneous_Natural Gas_Miscellaneous_E5 | F6 | Commercial | Hospital | Existing | Miscellaneous | Natural Gas | Miscellaneous | E5 | Utility - Value of Sales | 0 | 0 | 0 | 0 | 0 | 0 | 0 | 0 | 0 | 0 | 0 | 0 | 0 | 0 | 0 | 0 | 0 | 0 | 0 | 0 | 0 | 0 | 0 | 0 | 0 | 0 | 0 | 0 | 0 | 0 | 0 | 0 | 0
F6_Commercial_Hospital_Existing_Miscellaneous_Natural Gas_Miscellaneous_E6 | F6 | Commercial | Hospital | Existing | Miscellaneous | Natural Gas | Miscellaneous | E6 | Utility - Value of Sales | 0 | 0 | 0 | 0 | 0 | 0 | 0 | 0 | 0 | 0 | 0 | 0 | 0 | 0 | 0 | 0 | 0 | 0 | 0 | 0 | 0 | 0 | 0 | 0 | 0 | 0 | 0 | 0 | 0 | 0 | 0 | 0 | 0
F6_Commercial_Hospital_Existing_Miscellaneous_Natural Gas_Miscellaneous_E7 | F6 | Commercial | Hospital | Existing | Miscellaneous | Natural Gas | Miscellaneous | E7 | Utility - Value of Sales | 0 | 0 | 0 | 0 | 0 | 0 | 0 | 0 | 0 | 0 | 0 | 0 | 0 | 0 | 0 | 0 | 0 | 0 | 0 | 0 | 0 | 0 | 0 | 0 | 0 | 0 | 0 | 0 | 0 | 0 | 0 | 0 | 0
F6_Commercial_Hospital_Existing_Miscellaneous_Natural Gas_Miscellaneous_E8 | F6 | Commercial | Hospital | Existing | Miscellaneous | Natural Gas | Miscellaneous | E8 | Utility - Value of Sales | 0 | 0 | 0 | 0 | 0 | 0 | 0 | 0 | 0 | 0 | 0 | 0 | 0 | 0 | 0 | 0 | 0 | 0 | 0 | 0 | 0 | 0 | 0 | 0 | 0 | 0 | 0 | 0 | 0 | 0 | 0 | 0 | 0
F6_Commercial_Hospital_Existing_Miscellaneous_Natural Gas_Miscellaneous_E9 | F6 | Commercial | Hospital | Existing | Miscellaneous | Natural Gas | Miscellaneous | E9 | Utility - Value of Sales | 0 | 0 | 0 | 0 | 0 | 0 | 0 | 0 | 0 | 0 | 0 | 0 | 0 | 0 | 0 | 0 | 0 | 0 | 0 | 0 | 0 | 0 | 0 | 0 | 0 | 0 | 0 | 0 | 0 | 0 | 0 | 0 | 0
F6_Commercial_Hospital_Existing_Miscellaneous_Natural Gas_Miscellaneous_E10 | F6 | Commercial | Hospital | Existing | Miscellaneous | Natural Gas | Miscellaneous | E10 | Utility - Value of Sales | 0 | 0 | 0 | 0 | 0 | 0 | 0 | 0 | 0 | 0 | 0 | 0 | 0 | 0 | 0 | 0 | 0 | 0 | 0 | 0 | 0 | 0 | 0 | 0 | 0 | 0 | 0 | 0 | 0 | 0 | 0 | 0 | 0
F1_Commercial_Hospital_New_Space Heating_Natural Gas_Furnace_E1 | F1 | Commercial | Hospital | New | Space Heating | Natural Gas | Furnace | E1 | RVT - Cost of Equipment | 0.31418 | 0.31406 | 0.31463 | 0.31314 | 0.31212 | 0 | 0 | 0 | 0 | 0 | 0 | 0 | 0 | 0 | 0 | 0 | 0 | 0 | 0 | 0 | 0 | 0 | 0 | 0 | 0 | 0 | 0 | 0 | 0 | 0 | 0 | 0 | 0
F1_Commercial_Hospital_New_Space Heating_Natural Gas_Furnace_E2 | F1 | Commercial | Hospital | New | Space Heating | Natural Gas | Furnace | E2 | RVT - Cost of Equipment | 0.31031 | 0.31019 | 0.31075 | 0.30927 | 0.30826 | 0 | 0 | 0 | 0 | 0 | 0 | 0 | 0 | 0 | 0 | 0 | 0 | 0 | 0 | 0 | 0 | 0 | 0 | 0 | 0 | 0 | 0 | 0 | 0 | 0 | 0 | 0 | 0
F1_Commercial_Hospital_New_Space Heating_Natural Gas_Furnace_E3 | F1 | Commercial | Hospital | New | Space Heating | Natural Gas | Furnace | E3 | RVT - Cost of Equipment | 0.28241 | 0.2823 | 0.28282 | 0.28147 | 0.28055 | 0.28026 | 0.28054 | 0.28069 | 0.28102 | 0.28129 | 0.28152 | 0.28169 | 0.28192 | 0.28217 | 0.28237 | 0.28257 | 0.28277 | 0.28303 | 0.28328 | 0.2836 | 0.28387 | 0.28416 | 0.2844 | 0.28469 | 0.28491 | 0.28512 | 0.28531 | 0.28552 | 0.28565 | 0.28581 | 0.28589 | 0.28601 | 0.28601
F1_Commercial_Hospital_New_Space Heating_Natural Gas_Furnace_E4 | F1 | Commercial | Hospital | New | Space Heating | Natural Gas | Furnace | E4 | RVT - Cost of Equipment | 0.26182 | 0.26172 | 0.2622 | 0.26095 | 0.2601 | 0.25983 | 0.26009 | 0.26022 | 0.26053 | 0.26078 | 0.26099 | 0.26115 | 0.26136 | 0.2616 | 0.26178 | 0.26197 | 0.26215 | 0.2624 | 0.26262 | 0.26292 | 0.26317 | 0.26344 | 0.26367 | 0.26393 | 0.26414 | 0.26433 | 0.26451 | 0.2647 | 0.26483 | 0.26497 | 0.26505 | 0.26515 | 0.26515
F1_Commercial_Hospital_New_Space Heating_Natural Gas_Furnace_E5 | F1 | Commercial | Hospital | New | Space Heating | Natural Gas | Furnace | E5 | RVT - Cost of Equipment | 0 | 0 | 0 | 0 | 0 | 0 | 0 | 0.19216 | 0.19239 | 0.19257 | 0.19273 | 0.19285 | 0.19301 | 0.19318 | 0.19331 | 0.19345 | 0.19359 | 0.19377 | 0.19394 | 0.19415 | 0.19434 | 0.19454 | 0.19471 | 0.1949 | 0.19506 | 0.1952 | 0.19533 | 0.19547 | 0.19556 | 0.19567 | 0.19573 | 0.1958 | 0.1958
F1_Commercial_Hospital_New_Space Heating_Natural Gas_Furnace_E6 | F1 | Commercial | Hospital | New | Space Heating | Natural Gas | Furnace | E6 | RVT - Cost of Equipment | 0 | 0 | 0 | 0 | 0 | 0 | 0 | 0 | 0 | 0 | 0 | 0 | 0 | 0 | 0 | 0 | 0 | 0 | 0 | 0 | 0 | 0 | 0 | 0 | 0 | 0 | 0 | 0 | 0 | 0 | 0 | 0 | 0
F1_Commercial_Hospital_New_Space Heating_Natural Gas_Furnace_E7 | F1 | Commercial | Hospital | New | Space Heating | Natural Gas | Furnace | E7 | RVT - Cost of Equipment | 0 | 0 | 0 | 0 | 0 | 0 | 0 | 0 | 0 | 0 | 0 | 0 | 0 | 0 | 0 | 0 | 0 | 0 | 0 | 0 | 0 | 0 | 0 | 0 | 0 | 0 | 0 | 0 | 0 | 0 | 0 | 0 | 0
F1_Commercial_Hospital_New_Space Heating_Natural Gas_Furnace_E8 | F1 | Commercial | Hospital | New | Space Heating | Natural Gas | Furnace | E8 | RVT - Cost of Equipment | 0 | 0 | 0 | 0 | 0 | 0 | 0 | 0 | 0 | 0 | 0 | 0 | 0 | 0 | 0 | 0 | 0 | 0 | 0 | 0 | 0 | 0 | 0 | 0 | 0 | 0 | 0 | 0 | 0 | 0 | 0 | 0 | 0
F1_Commercial_Hospital_New_Space Heating_Natural Gas_Furnace_E9 | F1 | Commercial | Hospital | New | Space Heating | Natural Gas | Furnace | E9 | RVT - Cost of Equipment | 0 | 0 | 0 | 0 | 0 | 0 | 0 | 0 | 0 | 0 | 0 | 0 | 0 | 0 | 0 | 0 | 0 | 0 | 0 | 0 | 0 | 0 | 0 | 0 | 0 | 0 | 0 | 0 | 0 | 0 | 0 | 0 | 0
F1_Commercial_Hospital_New_Space Heating_Natural Gas_Furnace_E10 | F1 | Commercial | Hospital | New | Space Heating | Natural Gas | Furnace | E10 | RVT - Cost of Equipment | 0 | 0 | 0 | 0 | 0 | 0 | 0 | 0 | 0 | 0 | 0 | 0 | 0 | 0 | 0 | 0 | 0 | 0 | 0 | 0 | 0 | 0 | 0 | 0 | 0 | 0 | 0 | 0 | 0 | 0 | 0 | 0 | 0
F2_Commercial_Hospital_New_Space Heating_Natural Gas_Furnace_E1 | F2 | Commercial | Hospital | New | Space Heating | Natural Gas | Furnace | E1 | RVT - Cost of Operation | 0.37641 | 0.37627 | 0.37695 | 0.37516 | 0.37394 | 0 | 0 | 0 | 0 | 0 | 0 | 0 | 0 | 0 | 0 | 0 | 0 | 0 | 0 | 0 | 0 | 0 | 0 | 0 | 0 | 0 | 0 | 0 | 0 | 0 | 0 | 0 | 0
F2_Commercial_Hospital_New_Space Heating_Natural Gas_Furnace_E2 | F2 | Commercial | Hospital | New | Space Heating | Natural Gas | Furnace | E2 | RVT - Cost of Operation | 0.37177 | 0.37162 | 0.3723 | 0.37053 | 0.36932 | 0 | 0 | 0 | 0 | 0 | 0 | 0 | 0 | 0 | 0 | 0 | 0 | 0 | 0 | 0 | 0 | 0 | 0 | 0 | 0 | 0 | 0 | 0 | 0 | 0 | 0 | 0 | 0
F2_Commercial_Hospital_New_Space Heating_Natural Gas_Furnace_E3 | F2 | Commercial | Hospital | New | Space Heating | Natural Gas | Furnace | E3 | RVT - Cost of Operation | 0.33835 | 0.33822 | 0.33883 | 0.33722 | 0.33612 | 0.33577 | 0.33611 | 0.33628 | 0.33668 | 0.337 | 0.33728 | 0.33749 | 0.33776 | 0.33806 | 0.33829 | 0.33854 | 0.33878 | 0.33909 | 0.33939 | 0.33977 | 0.34009 | 0.34044 | 0.34073 | 0.34108 | 0.34134 | 0.34159 | 0.34182 | 0.34207 | 0.34223 | 0.34241 | 0.34252 | 0.34265 | 0.34265
F2_Commercial_Hospital_New_Space Heating_Natural Gas_Furnace_E4 | F2 | Commercial | Hospital | New | Space Heating | Natural Gas | Furnace | E4 | RVT - Cost of Operation | 0.31368 | 0.31356 | 0.31413 | 0.31263 | 0.31161 | 0.31129 | 0.3116 | 0.31176 | 0.31213 | 0.31243 | 0.31268 | 0.31288 | 0.31313 | 0.31341 | 0.31363 | 0.31385 | 0.31408 | 0.31437 | 0.31464 | 0.31499 | 0.31529 | 0.31562 | 0.31589 | 0.31621 | 0.31645 | 0.31668 | 0.31689 | 0.31713 | 0.31728 | 0.31745 | 0.31754 | 0.31767 | 0.31767
F2_Commercial_Hospital_New_Space Heating_Natural Gas_Furnace_E5 | F2 | Commercial | Hospital | New | Space Heating | Natural Gas | Furnace | E5 | RVT - Cost of Operation | 0 | 0 | 0 | 0 | 0 | 0 | 0 | 0.23022 | 0.23049 | 0.23071 | 0.2309 | 0.23105 | 0.23123 | 0.23144 | 0.2316 | 0.23177 | 0.23193 | 0.23215 | 0.23235 | 0.23261 | 0.23283 | 0.23307 | 0.23327 | 0.23351 | 0.23369 | 0.23386 | 0.23401 | 0.23419 | 0.2343 | 0.23442 | 0.23449 | 0.23459 | 0.23459
F2_Commercial_Hospital_New_Space Heating_Natural Gas_Furnace_E6 | F2 | Commercial | Hospital | New | Space Heating | Natural Gas | Furnace | E6 | RVT - Cost of Operation | 0 | 0 | 0 | 0 | 0 | 0 | 0 | 0 | 0 | 0 | 0 | 0 | 0 | 0 | 0 | 0 | 0 | 0 | 0 | 0 | 0 | 0 | 0 | 0 | 0 | 0 | 0 | 0 | 0 | 0 | 0 | 0 | 0
F2_Commercial_Hospital_New_Space Heating_Natural Gas_Furnace_E7 | F2 | Commercial | Hospital | New | Space Heating | Natural Gas | Furnace | E7 | RVT - Cost of Operation | 0 | 0 | 0 | 0 | 0 | 0 | 0 | 0 | 0 | 0 | 0 | 0 | 0 | 0 | 0 | 0 | 0 | 0 | 0 | 0 | 0 | 0 | 0 | 0 | 0 | 0 | 0 | 0 | 0 | 0 | 0 | 0 | 0
F2_Commercial_Hospital_New_Space Heating_Natural Gas_Furnace_E8 | F2 | Commercial | Hospital | New | Space Heating | Natural Gas | Furnace | E8 | RVT - Cost of Operation | 0 | 0 | 0 | 0 | 0 | 0 | 0 | 0 | 0 | 0 | 0 | 0 | 0 | 0 | 0 | 0 | 0 | 0 | 0 | 0 | 0 | 0 | 0 | 0 | 0 | 0 | 0 | 0 | 0 | 0 | 0 | 0 | 0
F2_Commercial_Hospital_New_Space Heating_Natural Gas_Furnace_E9 | F2 | Commercial | Hospital | New | Space Heating | Natural Gas | Furnace | E9 | RVT - Cost of Operation | 0 | 0 | 0 | 0 | 0 | 0 | 0 | 0 | 0 | 0 | 0 | 0 | 0 | 0 | 0 | 0 | 0 | 0 | 0 | 0 | 0 | 0 | 0 | 0 | 0 | 0 | 0 | 0 | 0 | 0 | 0 | 0 | 0
F2_Commercial_Hospital_New_Space Heating_Natural Gas_Furnace_E10 | F2 | Commercial | Hospital | New | Space Heating | Natural Gas | Furnace | E10 | RVT - Cost of Operation | 0 | 0 | 0 | 0 | 0 | 0 | 0 | 0 | 0 | 0 | 0 | 0 | 0 | 0 | 0 | 0 | 0 | 0 | 0 | 0 | 0 | 0 | 0 | 0 | 0 | 0 | 0 | 0 | 0 | 0 | 0 | 0 | 0
F3_Commercial_Hospital_New_Space Heating_Natural Gas_Furnace_E1 | F3 | Commercial | Hospital | New | Space Heating | Natural Gas | Furnace | E1 | System - kBTUs of Consumption | 0.059431 | 0.059431 | 0.059431 | 0.059431 | 0.059431 | 0 | 0 | 0 | 0 | 0 | 0 | 0 | 0 | 0 | 0 | 0 | 0 | 0 | 0 | 0 | 0 | 0 | 0 | 0 | 0 | 0 | 0 | 0 | 0 | 0 | 0 | 0 | 0
F3_Commercial_Hospital_New_Space Heating_Natural Gas_Furnace_E2 | F3 | Commercial | Hospital | New | Space Heating | Natural Gas | Furnace | E2 | System - kBTUs of Consumption | 0.059942 | 0.059942 | 0.059942 | 0.059942 | 0.059942 | 0 | 0 | 0 | 0 | 0 | 0 | 0 | 0 | 0 | 0 | 0 | 0 | 0 | 0 | 0 | 0 | 0 | 0 | 0 | 0 | 0 | 0 | 0 | 0 | 0 | 0 | 0 | 0
F3_Commercial_Hospital_New_Space Heating_Natural Gas_Furnace_E3 | F3 | Commercial | Hospital | New | Space Heating | Natural Gas | Furnace | E3 | System - kBTUs of Consumption | 0.069363 | 0.069363 | 0.069363 | 0.069363 | 0.069363 | 0.069363 | 0.069363 | 0.069363 | 0.069363 | 0.069363 | 0.069363 | 0.069363 | 0.069363 | 0.069363 | 0.069363 | 0.069363 | 0.069363 | 0.069363 | 0.069363 | 0.069363 | 0.069363 | 0.069363 | 0.069363 | 0.069363 | 0.069363 | 0.069363 | 0.069363 | 0.069363 | 0.069363 | 0.069363 | 0.069363 | 0.069363 | 0.069363
F3_Commercial_Hospital_New_Space Heating_Natural Gas_Furnace_E4 | F3 | Commercial | Hospital | New | Space Heating | Natural Gas | Furnace | E4 | System - kBTUs of Consumption | 0.08524 | 0.08524 | 0.08524 | 0.08524 | 0.08524 | 0.08524 | 0.08524 | 0.08524 | 0.08524 | 0.08524 | 0.08524 | 0.08524 | 0.08524 | 0.08524 | 0.08524 | 0.08524 | 0.08524 | 0.08524 | 0.08524 | 0.08524 | 0.08524 | 0.08524 | 0.08524 | 0.08524 | 0.08524 | 0.08524 | 0.08524 | 0.08524 | 0.08524 | 0.08524 | 0.08524 | 0.08524 | 0.08524
F3_Commercial_Hospital_New_Space Heating_Natural Gas_Furnace_E5 | F3 | Commercial | Hospital | New | Space Heating | Natural Gas | Furnace | E5 | System - kBTUs of Consumption | 0 | 0 | 0 | 0 | 0 | 0 | 0 | 0.67958 | 0.67958 | 0.67958 | 0.67958 | 0.67958 | 0.67958 | 0.67958 | 0.67958 | 0.67958 | 0.67958 | 0.67958 | 0.67958 | 0.67958 | 0.67958 | 0.67958 | 0.67958 | 0.67958 | 0.67958 | 0.67958 | 0.67958 | 0.67958 | 0.67958 | 0.67958 | 0.67958 | 0.67958 | 0.67958
F3_Commercial_Hospital_New_Space Heating_Natural Gas_Furnace_E6 | F3 | Commercial | Hospital | New | Space Heating | Natural Gas | Furnace | E6 | System - kBTUs of Consumption | 0 | 0 | 0 | 0 | 0 | 0 | 0 | 0 | 0 | 0 | 0 | 0 | 0 | 0 | 0 | 0 | 0 | 0 | 0 | 0 | 0 | 0 | 0 | 0 | 0 | 0 | 0 | 0 | 0 | 0 | 0 | 0 | 0
F3_Commercial_Hospital_New_Space Heating_Natural Gas_Furnace_E7 | F3 | Commercial | Hospital | New | Space Heating | Natural Gas | Furnace | E7 | System - kBTUs of Consumption | 0 | 0 | 0 | 0 | 0 | 0 | 0 | 0 | 0 | 0 | 0 | 0 | 0 | 0 | 0 | 0 | 0 | 0 | 0 | 0 | 0 | 0 | 0 | 0 | 0 | 0 | 0 | 0 | 0 | 0 | 0 | 0 | 0
F3_Commercial_Hospital_New_Space Heating_Natural Gas_Furnace_E8 | F3 | Commercial | Hospital | New | Space Heating | Natural Gas | Furnace | E8 | System - kBTUs of Consumption | 0 | 0 | 0 | 0 | 0 | 0 | 0 | 0 | 0 | 0 | 0 | 0 | 0 | 0 | 0 | 0 | 0 | 0 | 0 | 0 | 0 | 0 | 0 | 0 | 0 | 0 | 0 | 0 | 0 | 0 | 0 | 0 | 0
F3_Commercial_Hospital_New_Space Heating_Natural Gas_Furnace_E9 | F3 | Commercial | Hospital | New | Space Heating | Natural Gas | Furnace | E9 | System - kBTUs of Consumption | 0 | 0 | 0 | 0 | 0 | 0 | 0 | 0 | 0 | 0 | 0 | 0 | 0 | 0 | 0 | 0 | 0 | 0 | 0 | 0 | 0 | 0 | 0 | 0 | 0 | 0 | 0 | 0 | 0 | 0 | 0 | 0 | 0
F3_Commercial_Hospital_New_Space Heating_Natural Gas_Furnace_E10 | F3 | Commercial | Hospital | New | Space Heating | Natural Gas | Furnace | E10 | System - kBTUs of Consumption | 0 | 0 | 0 | 0 | 0 | 0 | 0 | 0 | 0 | 0 | 0 | 0 | 0 | 0 | 0 | 0 | 0 | 0 | 0 | 0 | 0 | 0 | 0 | 0 | 0 | 0 | 0 | 0 | 0 | 0 | 0 | 0 | 0
F4_Commercial_Hospital_New_Space Heating_Natural Gas_Furnace_E1 | F4 | Commercial | Hospital | New | Space Heating | Natural Gas | Furnace | E1 | Utility - Cost of Equipment | 0.37641 | 0.37627 | 0.37695 | 0.37516 | 0.37394 | 0 | 0 | 0 | 0 | 0 | 0 | 0 | 0 | 0 | 0 | 0 | 0 | 0 | 0 | 0 | 0 | 0 | 0 | 0 | 0 | 0 | 0 | 0 | 0 | 0 | 0 | 0 | 0
F4_Commercial_Hospital_New_Space Heating_Natural Gas_Furnace_E2 | F4 | Commercial | Hospital | New | Space Heating | Natural Gas | Furnace | E2 | Utility - Cost of Equipment | 0.37177 | 0.37162 | 0.3723 | 0.37053 | 0.36932 | 0 | 0 | 0 | 0 | 0 | 0 | 0 | 0 | 0 | 0 | 0 | 0 | 0 | 0 | 0 | 0 | 0 | 0 | 0 | 0 | 0 | 0 | 0 | 0 | 0 | 0 | 0 | 0
F4_Commercial_Hospital_New_Space Heating_Natural Gas_Furnace_E3 | F4 | Commercial | Hospital | New | Space Heating | Natural Gas | Furnace | E3 | Utility - Cost of Equipment | 0.33835 | 0.33822 | 0.33883 | 0.33722 | 0.33612 | 0.33577 | 0.33611 | 0.33628 | 0.33668 | 0.337 | 0.33728 | 0.33749 | 0.33776 | 0.33806 | 0.33829 | 0.33854 | 0.33878 | 0.33909 | 0.33939 | 0.33977 | 0.34009 | 0.34044 | 0.34073 | 0.34108 | 0.34134 | 0.34159 | 0.34182 | 0.34207 | 0.34223 | 0.34241 | 0.34252 | 0.34265 | 0.34265
F4_Commercial_Hospital_New_Space Heating_Natural Gas_Furnace_E4 | F4 | Commercial | Hospital | New | Space Heating | Natural Gas | Furnace | E4 | Utility - Cost of Equipment | 0.31368 | 0.31356 | 0.31413 | 0.31263 | 0.31161 | 0.31129 | 0.3116 | 0.31176 | 0.31213 | 0.31243 | 0.31268 | 0.31288 | 0.31313 | 0.31341 | 0.31363 | 0.31385 | 0.31408 | 0.31437 | 0.31464 | 0.31499 | 0.31529 | 0.31562 | 0.31589 | 0.31621 | 0.31645 | 0.31668 | 0.31689 | 0.31713 | 0.31728 | 0.31745 | 0.31754 | 0.31767 | 0.31767
F4_Commercial_Hospital_New_Space Heating_Natural Gas_Furnace_E5 | F4 | Commercial | Hospital | New | Space Heating | Natural Gas | Furnace | E5 | Utility - Cost of Equipment | 0 | 0 | 0 | 0 | 0 | 0 | 0 | 0.23022 | 0.23049 | 0.23071 | 0.2309 | 0.23105 | 0.23123 | 0.23144 | 0.2316 | 0.23177 | 0.23193 | 0.23215 | 0.23235 | 0.23261 | 0.23283 | 0.23307 | 0.23327 | 0.23351 | 0.23369 | 0.23386 | 0.23401 | 0.23419 | 0.2343 | 0.23442 | 0.23449 | 0.23459 | 0.23459
F4_Commercial_Hospital_New_Space Heating_Natural Gas_Furnace_E6 | F4 | Commercial | Hospital | New | Space Heating | Natural Gas | Furnace | E6 | Utility - Cost of Equipment | 0 | 0 | 0 | 0 | 0 | 0 | 0 | 0 | 0 | 0 | 0 | 0 | 0 | 0 | 0 | 0 | 0 | 0 | 0 | 0 | 0 | 0 | 0 | 0 | 0 | 0 | 0 | 0 | 0 | 0 | 0 | 0 | 0
F4_Commercial_Hospital_New_Space Heating_Natural Gas_Furnace_E7 | F4 | Commercial | Hospital | New | Space Heating | Natural Gas | Furnace | E7 | Utility - Cost of Equipment | 0 | 0 | 0 | 0 | 0 | 0 | 0 | 0 | 0 | 0 | 0 | 0 | 0 | 0 | 0 | 0 | 0 | 0 | 0 | 0 | 0 | 0 | 0 | 0 | 0 | 0 | 0 | 0 | 0 | 0 | 0 | 0 | 0
F4_Commercial_Hospital_New_Space Heating_Natural Gas_Furnace_E8 | F4 | Commercial | Hospital | New | Space Heating | Natural Gas | Furnace | E8 | Utility - Cost of Equipment | 0 | 0 | 0 | 0 | 0 | 0 | 0 | 0 | 0 | 0 | 0 | 0 | 0 | 0 | 0 | 0 | 0 | 0 | 0 | 0 | 0 | 0 | 0 | 0 | 0 | 0 | 0 | 0 | 0 | 0 | 0 | 0 | 0
F4_Commercial_Hospital_New_Space Heating_Natural Gas_Furnace_E9 | F4 | Commercial | Hospital | New | Space Heating | Natural Gas | Furnace | E9 | Utility - Cost of Equipment | 0 | 0 | 0 | 0 | 0 | 0 | 0 | 0 | 0 | 0 | 0 | 0 | 0 | 0 | 0 | 0 | 0 | 0 | 0 | 0 | 0 | 0 | 0 | 0 | 0 | 0 | 0 | 0 | 0 | 0 | 0 | 0 | 0
F4_Commercial_Hospital_New_Space Heating_Natural Gas_Furnace_E10 | F4 | Commercial | Hospital | New | Space Heating | Natural Gas | Furnace | E10 | Utility - Cost of Equipment | 0 | 0 | 0 | 0 | 0 | 0 | 0 | 0 | 0 | 0 | 0 | 0 | 0 | 0 | 0 | 0 | 0 | 0 | 0 | 0 | 0 | 0 | 0 | 0 | 0 | 0 | 0 | 0 | 0 | 0 | 0 | 0 | 0
F5_Commercial_Hospital_New_Space Heating_Natural Gas_Furnace_E1 | F5 | Commercial | Hospital | New | Space Heating | Natural Gas | Furnace | E1 | Utility - Cost of Operation | 0.059431 | 0.059431 | 0.059431 | 0.059431 | 0.059431 | 0 | 0 | 0 | 0 | 0 | 0 | 0 | 0 | 0 | 0 | 0 | 0 | 0 | 0 | 0 | 0 | 0 | 0 | 0 | 0 | 0 | 0 | 0 | 0 | 0 | 0 | 0 | 0
F5_Commercial_Hospital_New_Space Heating_Natural Gas_Furnace_E2 | F5 | Commercial | Hospital | New | Space Heating | Natural Gas | Furnace | E2 | Utility - Cost of Operation | 0.059942 | 0.059942 | 0.059942 | 0.059942 | 0.059942 | 0 | 0 | 0 | 0 | 0 | 0 | 0 | 0 | 0 | 0 | 0 | 0 | 0 | 0 | 0 | 0 | 0 | 0 | 0 | 0 | 0 | 0 | 0 | 0 | 0 | 0 | 0 | 0
F5_Commercial_Hospital_New_Space Heating_Natural Gas_Furnace_E3 | F5 | Commercial | Hospital | New | Space Heating | Natural Gas | Furnace | E3 | Utility - Cost of Operation | 0.069363 | 0.069363 | 0.069363 | 0.069363 | 0.069363 | 0.069363 | 0.069363 | 0.069363 | 0.069363 | 0.069363 | 0.069363 | 0.069363 | 0.069363 | 0.069363 | 0.069363 | 0.069363 | 0.069363 | 0.069363 | 0.069363 | 0.069363 | 0.069363 | 0.069363 | 0.069363 | 0.069363 | 0.069363 | 0.069363 | 0.069363 | 0.069363 | 0.069363 | 0.069363 | 0.069363 | 0.069363 | 0.069363
F5_Commercial_Hospital_New_Space Heating_Natural Gas_Furnace_E4 | F5 | Commercial | Hospital | New | Space Heating | Natural Gas | Furnace | E4 | Utility - Cost of Operation | 0.08524 | 0.08524 | 0.08524 | 0.08524 | 0.08524 | 0.08524 | 0.08524 | 0.08524 | 0.08524 | 0.08524 | 0.08524 | 0.08524 | 0.08524 | 0.08524 | 0.08524 | 0.08524 | 0.08524 | 0.08524 | 0.08524 | 0.08524 | 0.08524 | 0.08524 | 0.08524 | 0.08524 | 0.08524 | 0.08524 | 0.08524 | 0.08524 | 0.08524 | 0.08524 | 0.08524 | 0.08524 | 0.08524
F5_Commercial_Hospital_New_Space Heating_Natural Gas_Furnace_E5 | F5 | Commercial | Hospital | New | Space Heating | Natural Gas | Furnace | E5 | Utility - Cost of Operation | 0 | 0 | 0 | 0 | 0 | 0 | 0 | 0.67958 | 0.67958 | 0.67958 | 0.67958 | 0.67958 | 0.67958 | 0.67958 | 0.67958 | 0.67958 | 0.67958 | 0.67958 | 0.67958 | 0.67958 | 0.67958 | 0.67958 | 0.67958 | 0.67958 | 0.67958 | 0.67958 | 0.67958 | 0.67958 | 0.67958 | 0.67958 | 0.67958 | 0.67958 | 0.67958
F5_Commercial_Hospital_New_Space Heating_Natural Gas_Furnace_E6 | F5 | Commercial | Hospital | New | Space Heating | Natural Gas | Furnace | E6 | Utility - Cost of Operation | 0 | 0 | 0 | 0 | 0 | 0 | 0 | 0 | 0 | 0 | 0 | 0 | 0 | 0 | 0 | 0 | 0 | 0 | 0 | 0 | 0 | 0 | 0 | 0 | 0 | 0 | 0 | 0 | 0 | 0 | 0 | 0 | 0
F5_Commercial_Hospital_New_Space Heating_Natural Gas_Furnace_E7 | F5 | Commercial | Hospital | New | Space Heating | Natural Gas | Furnace | E7 | Utility - Cost of Operation | 0 | 0 | 0 | 0 | 0 | 0 | 0 | 0 | 0 | 0 | 0 | 0 | 0 | 0 | 0 | 0 | 0 | 0 | 0 | 0 | 0 | 0 | 0 | 0 | 0 | 0 | 0 | 0 | 0 | 0 | 0 | 0 | 0
F5_Commercial_Hospital_New_Space Heating_Natural Gas_Furnace_E8 | F5 | Commercial | Hospital | New | Space Heating | Natural Gas | Furnace | E8 | Utility - Cost of Operation | 0 | 0 | 0 | 0 | 0 | 0 | 0 | 0 | 0 | 0 | 0 | 0 | 0 | 0 | 0 | 0 | 0 | 0 | 0 | 0 | 0 | 0 | 0 | 0 | 0 | 0 | 0 | 0 | 0 | 0 | 0 | 0 | 0
F5_Commercial_Hospital_New_Space Heating_Natural Gas_Furnace_E9 | F5 | Commercial | Hospital | New | Space Heating | Natural Gas | Furnace | E9 | Utility - Cost of Operation | 0 | 0 | 0 | 0 | 0 | 0 | 0 | 0 | 0 | 0 | 0 | 0 | 0 | 0 | 0 | 0 | 0 | 0 | 0 | 0 | 0 | 0 | 0 | 0 | 0 | 0 | 0 | 0 | 0 | 0 | 0 | 0 | 0
F5_Commercial_Hospital_New_Space Heating_Natural Gas_Furnace_E10 | F5 | Commercial | Hospital | New | Space Heating | Natural Gas | Furnace | E10 | Utility - Cost of Operation | 0 | 0 | 0 | 0 | 0 | 0 | 0 | 0 | 0 | 0 | 0 | 0 | 0 | 0 | 0 | 0 | 0 | 0 | 0 | 0 | 0 | 0 | 0 | 0 | 0 | 0 | 0 | 0 | 0 | 0 | 0 | 0 | 0
F6_Commercial_Hospital_New_Space Heating_Natural Gas_Furnace_E1 | F6 | Commercial | Hospital | New | Space Heating | Natural Gas | Furnace | E1 | Utility - Value of Sales | 0.14329 | 0.14287 | 0.14263 | 0.1417 | 0.1409 | 0 | 0 | 0 | 0 | 0 | 0 | 0 | 0 | 0 | 0 | 0 | 0 | 0 | 0 | 0 | 0 | 0 | 0 | 0 | 0 | 0 | 0 | 0 | 0 | 0 | 0 | 0 | 0
F6_Commercial_Hospital_New_Space Heating_Natural Gas_Furnace_E2 | F6 | Commercial | Hospital | New | Space Heating | Natural Gas | Furnace | E2 | Utility - Value of Sales | 0.14152 | 0.14111 | 0.14087 | 0.13995 | 0.13916 | 0 | 0 | 0 | 0 | 0 | 0 | 0 | 0 | 0 | 0 | 0 | 0 | 0 | 0 | 0 | 0 | 0 | 0 | 0 | 0 | 0 | 0 | 0 | 0 | 0 | 0 | 0 | 0
F6_Commercial_Hospital_New_Space Heating_Natural Gas_Furnace_E3 | F6 | Commercial | Hospital | New | Space Heating | Natural Gas | Furnace | E3 | Utility - Value of Sales | 0.1288 | 0.12843 | 0.12821 | 0.12737 | 0.12665 | 0.12593 | 0.12522 | 0.12452 | 0.12383 | 0.12316 | 0.1225 | 0.12187 | 0.12125 | 0.12066 | 0.12009 | 0.11956 | 0.11905 | 0.11858 | 0.11814 | 0.11773 | 0.11735 | 0.11701 | 0.11669 | 0.11641 | 0.11615 | 0.11593 | 0.11574 | 0.11559 | 0.11546 | 0.11537 | 0.1153 | 0.11527 | 0.11527
F6_Commercial_Hospital_New_Space Heating_Natural Gas_Furnace_E4 | F6 | Commercial | Hospital | New | Space Heating | Natural Gas | Furnace | E4 | Utility - Value of Sales | 0.11941 | 0.11906 | 0.11886 | 0.11809 | 0.11742 | 0.11675 | 0.11609 | 0.11544 | 0.1148 | 0.11418 | 0.11357 | 0.11298 | 0.11241 | 0.11186 | 0.11134 | 0.11084 | 0.11037 | 0.10993 | 0.10953 | 0.10915 | 0.10879 | 0.10847 | 0.10818 | 0.10792 | 0.10768 | 0.10748 | 0.10731 | 0.10716 | 0.10704 | 0.10695 | 0.1069 | 0.10687 | 0.10687
F6_Commercial_Hospital_New_Space Heating_Natural Gas_Furnace_E5 | F6 | Commercial | Hospital | New | Space Heating | Natural Gas | Furnace | E5 | Utility - Value of Sales | 0 | 0 | 0 | 0 | 0 | 0 | 0 | 0.08525 | 0.084779 | 0.084317 | 0.083867 | 0.083431 | 0.083009 | 0.082604 | 0.082218 | 0.081851 | 0.081506 | 0.081182 | 0.08088 | 0.0806 | 0.080341 | 0.080104 | 0.079888 | 0.079694 | 0.079521 | 0.07937 | 0.079241 | 0.079133 | 0.079047 | 0.078982 | 0.078939 | 0.078917 | 0.078917
F6_Commercial_Hospital_New_Space Heating_Natural Gas_Furnace_E6 | F6 | Commercial | Hospital | New | Space Heating | Natural Gas | Furnace | E6 | Utility - Value of Sales | 0 | 0 | 0 | 0 | 0 | 0 | 0 | 0 | 0 | 0 | 0 | 0 | 0 | 0 | 0 | 0 | 0 | 0 | 0 | 0 | 0 | 0 | 0 | 0 | 0 | 0 | 0 | 0 | 0 | 0 | 0 | 0 | 0
F6_Commercial_Hospital_New_Space Heating_Natural Gas_Furnace_E7 | F6 | Commercial | Hospital | New | Space Heating | Natural Gas | Furnace | E7 | Utility - Value of Sales | 0 | 0 | 0 | 0 | 0 | 0 | 0 | 0 | 0 | 0 | 0 | 0 | 0 | 0 | 0 | 0 | 0 | 0 | 0 | 0 | 0 | 0 | 0 | 0 | 0 | 0 | 0 | 0 | 0 | 0 | 0 | 0 | 0
F6_Commercial_Hospital_New_Space Heating_Natural Gas_Furnace_E8 | F6 | Commercial | Hospital | New | Space Heating | Natural Gas | Furnace | E8 | Utility - Value of Sales | 0 | 0 | 0 | 0 | 0 | 0 | 0 | 0 | 0 | 0 | 0 | 0 | 0 | 0 | 0 | 0 | 0 | 0 | 0 | 0 | 0 | 0 | 0 | 0 | 0 | 0 | 0 | 0 | 0 | 0 | 0 | 0 | 0
F6_Commercial_Hospital_New_Space Heating_Natural Gas_Furnace_E9 | F6 | Commercial | Hospital | New | Space Heating | Natural Gas | Furnace | E9 | Utility - Value of Sales | 0 | 0 | 0 | 0 | 0 | 0 | 0 | 0 | 0 | 0 | 0 | 0 | 0 | 0 | 0 | 0 | 0 | 0 | 0 | 0 | 0 | 0 | 0 | 0 | 0 | 0 | 0 | 0 | 0 | 0 | 0 | 0 | 0
F6_Commercial_Hospital_New_Space Heating_Natural Gas_Furnace_E10 | F6 | Commercial | Hospital | New | Space Heating | Natural Gas | Furnace | E10 | Utility - Value of Sales | 0 | 0 | 0 | 0 | 0 | 0 | 0 | 0 | 0 | 0 | 0 | 0 | 0 | 0 | 0 | 0 | 0 | 0 | 0 | 0 | 0 | 0 | 0 | 0 | 0 | 0 | 0 | 0 | 0 | 0 | 0 | 0 | 0
F1_Commercial_Hospital_New_Space Heating_Natural Gas_Boiler_E1 | F1 | Commercial | Hospital | New | Space Heating | Natural Gas | Boiler | E1 | RVT - Cost of Equipment | 0.92413 | 0.92386 | 0.92552 | 0.92144 | 0.91866 | 0 | 0 | 0 | 0 | 0 | 0 | 0 | 0 | 0 | 0 | 0 | 0 | 0 | 0 | 0 | 0 | 0 | 0 | 0 | 0 | 0 | 0 | 0 | 0 | 0 | 0 | 0 | 0
F1_Commercial_Hospital_New_Space Heating_Natural Gas_Boiler_E2 | F1 | Commercial | Hospital | New | Space Heating | Natural Gas | Boiler | E2 | RVT - Cost of Equipment | 0.88012 | 0.87986 | 0.88145 | 0.87756 | 0.87492 | 0 | 0 | 0 | 0 | 0 | 0 | 0 | 0 | 0 | 0 | 0 | 0 | 0 | 0 | 0 | 0 | 0 | 0 | 0 | 0 | 0 | 0 | 0 | 0 | 0 | 0 | 0 | 0
F1_Commercial_Hospital_New_Space Heating_Natural Gas_Boiler_E3 | F1 | Commercial | Hospital | New | Space Heating | Natural Gas | Boiler | E3 | RVT - Cost of Equipment | 0.78649 | 0.78626 | 0.78768 | 0.7842 | 0.78184 | 0.78113 | 0.78193 | 0.78236 | 0.78327 | 0.78402 | 0.78467 | 0.78517 | 0.78579 | 0.78648 | 0.787 | 0.78754 | 0.78808 | 0.78876 | 0.78941 | 0.79025 | 0.79096 | 0.79174 | 0.79238 | 0.79313 | 0.79372 | 0.79426 | 0.79476 | 0.79531 | 0.79567 | 0.79607 | 0.7963 | 0.7966 | 0.7966
F1_Commercial_Hospital_New_Space Heating_Natural Gas_Boiler_E4 | F1 | Commercial | Hospital | New | Space Heating | Natural Gas | Boiler | E4 | RVT - Cost of Equipment | 0.75439 | 0.75417 | 0.75553 | 0.75219 | 0.74993 | 0.74925 | 0.75001 | 0.75042 | 0.7513 | 0.75202 | 0.75264 | 0.75312 | 0.75372 | 0.75438 | 0.75488 | 0.7554 | 0.75591 | 0.75657 | 0.75719 | 0.75799 | 0.75868 | 0.75942 | 0.76003 | 0.76076 | 0.76132 | 0.76184 | 0.76232 | 0.76285 | 0.7632 | 0.76358 | 0.7638 | 0.76408 | 0.76408
F1_Commercial_Hospital_New_Space Heating_Natural Gas_Boiler_E5 | F1 | Commercial | Hospital | New | Space Heating | Natural Gas | Boiler | E5 | RVT - Cost of Equipment | 0.5687 | 0.56853 | 0.56955 | 0.56704 | 0.56533 | 0.56482 | 0.56539 | 0.5657 | 0.56636 | 0.56691 | 0.56738 | 0.56774 | 0.56819 | 0.56869 | 0.56906 | 0.56945 | 0.56984 | 0.57034 | 0.57081 | 0.57141 | 0.57193 | 0.57249 | 0.57295 | 0.5735 | 0.57392 | 0.57431 | 0.57467 | 0.57507 | 0.57533 | 0.57562 | 0.57579 | 0.576 | 0.576
F1_Commercial_Hospital_New_Space Heating_Natural Gas_Boiler_E6 | F1 | Commercial | Hospital | New | Space Heating | Natural Gas | Boiler | E6 | RVT - Cost of Equipment | 0 | 0 | 0 | 0 | 0 | 0 | 0 | 0 | 0 | 0 | 0 | 0 | 0 | 0 | 0 | 0 | 0 | 0 | 0 | 0 | 0 | 0 | 0 | 0 | 0 | 0 | 0 | 0 | 0 | 0 | 0 | 0 | 0
F1_Commercial_Hospital_New_Space Heating_Natural Gas_Boiler_E7 | F1 | Commercial | Hospital | New | Space Heating | Natural Gas | Boiler | E7 | RVT - Cost of Equipment | 0 | 0 | 0 | 0 | 0 | 0 | 0 | 0 | 0 | 0 | 0 | 0 | 0 | 0 | 0 | 0 | 0 | 0 | 0 | 0 | 0 | 0 | 0 | 0 | 0 | 0 | 0 | 0 | 0 | 0 | 0 | 0 | 0
F1_Commercial_Hospital_New_Space Heating_Natural Gas_Boiler_E8 | F1 | Commercial | Hospital | New | Space Heating | Natural Gas | Boiler | E8 | RVT - Cost of Equipment | 0 | 0 | 0 | 0 | 0 | 0 | 0 | 0 | 0 | 0 | 0 | 0 | 0 | 0 | 0 | 0 | 0 | 0 | 0 | 0 | 0 | 0 | 0 | 0 | 0 | 0 | 0 | 0 | 0 | 0 | 0 | 0 | 0
F1_Commercial_Hospital_New_Space Heating_Natural Gas_Boiler_E9 | F1 | Commercial | Hospital | New | Space Heating | Natural Gas | Boiler | E9 | RVT - Cost of Equipment | 0 | 0 | 0 | 0 | 0 | 0 | 0 | 0 | 0 | 0 | 0 | 0 | 0 | 0 | 0 | 0 | 0 | 0 | 0 | 0 | 0 | 0 | 0 | 0 | 0 | 0 | 0 | 0 | 0 | 0 | 0 | 0 | 0
F1_Commercial_Hospital_New_Space Heating_Natural Gas_Boiler_E10 | F1 | Commercial | Hospital | New | Space Heating | Natural Gas | Boiler | E10 | RVT - Cost of Equipment | 0 | 0 | 0 | 0 | 0 | 0 | 0 | 0 | 0 | 0 | 0 | 0 | 0 | 0 | 0 | 0 | 0 | 0 | 0 | 0 | 0 | 0 | 0 | 0 | 0 | 0 | 0 | 0 | 0 | 0 | 0 | 0 | 0
F2_Commercial_Hospital_New_Space Heating_Natural Gas_Boiler_E1 | F2 | Commercial | Hospital | New | Space Heating | Natural Gas | Boiler | E1 | RVT - Cost of Operation | 1.1072 | 1.1068 | 1.1088 | 1.1039 | 1.1006 | 0 | 0 | 0 | 0 | 0 | 0 | 0 | 0 | 0 | 0 | 0 | 0 | 0 | 0 | 0 | 0 | 0 | 0 | 0 | 0 | 0 | 0 | 0 | 0 | 0 | 0 | 0 | 0
F2_Commercial_Hospital_New_Space Heating_Natural Gas_Boiler_E2 | F2 | Commercial | Hospital | New | Space Heating | Natural Gas | Boiler | E2 | RVT - Cost of Operation | 1.0544 | 1.0541 | 1.056 | 1.0514 | 1.0482 | 0 | 0 | 0 | 0 | 0 | 0 | 0 | 0 | 0 | 0 | 0 | 0 | 0 | 0 | 0 | 0 | 0 | 0 | 0 | 0 | 0 | 0 | 0 | 0 | 0 | 0 | 0 | 0
F2_Commercial_Hospital_New_Space Heating_Natural Gas_Boiler_E3 | F2 | Commercial | Hospital | New | Space Heating | Natural Gas | Boiler | E3 | RVT - Cost of Operation | 0.94227 | 0.94199 | 0.94369 | 0.93953 | 0.93669 | 0.93584 | 0.9368 | 0.93732 | 0.93841 | 0.93931 | 0.94009 | 0.94068 | 0.94143 | 0.94225 | 0.94288 | 0.94353 | 0.94417 | 0.94499 | 0.94577 | 0.94677 | 0.94763 | 0.94855 | 0.94932 | 0.95023 | 0.95093 | 0.95157 | 0.95218 | 0.95284 | 0.95327 | 0.95375 | 0.95402 | 0.95438 | 0.95438
F2_Commercial_Hospital_New_Space Heating_Natural Gas_Boiler_E4 | F2 | Commercial | Hospital | New | Space Heating | Natural Gas | Boiler | E4 | RVT - Cost of Operation | 0.90381 | 0.90354 | 0.90517 | 0.90118 | 0.89846 | 0.89765 | 0.89856 | 0.89906 | 0.90011 | 0.90097 | 0.90172 | 0.90228 | 0.903 | 0.90379 | 0.9044 | 0.90502 | 0.90563 | 0.90642 | 0.90717 | 0.90812 | 0.90895 | 0.90984 | 0.91057 | 0.91144 | 0.91211 | 0.91273 | 0.91331 | 0.91395 | 0.91436 | 0.91482 | 0.91508 | 0.91542 | 0.91542
F2_Commercial_Hospital_New_Space Heating_Natural Gas_Boiler_E5 | F2 | Commercial | Hospital | New | Space Heating | Natural Gas | Boiler | E5 | RVT - Cost of Operation | 0.68133 | 0.68113 | 0.68236 | 0.67935 | 0.6773 | 0.67669 | 0.67738 | 0.67775 | 0.67854 | 0.67919 | 0.67976 | 0.68018 | 0.68073 | 0.68132 | 0.68178 | 0.68224 | 0.6827 | 0.6833 | 0.68386 | 0.68458 | 0.68521 | 0.68588 | 0.68643 | 0.68709 | 0.68759 | 0.68806 | 0.6885 | 0.68897 | 0.68929 | 0.68963 | 0.68983 | 0.69009 | 0.69009
F2_Commercial_Hospital_New_Space Heating_Natural Gas_Boiler_E6 | F2 | Commercial | Hospital | New | Space Heating | Natural Gas | Boiler | E6 | RVT - Cost of Operation | 0 | 0 | 0 | 0 | 0 | 0 | 0 | 0 | 0 | 0 | 0 | 0 | 0 | 0 | 0 | 0 | 0 | 0 | 0 | 0 | 0 | 0 | 0 | 0 | 0 | 0 | 0 | 0 | 0 | 0 | 0 | 0 | 0
F2_Commercial_Hospital_New_Space Heating_Natural Gas_Boiler_E7 | F2 | Commercial | Hospital | New | Space Heating | Natural Gas | Boiler | E7 | RVT - Cost of Operation | 0 | 0 | 0 | 0 | 0 | 0 | 0 | 0 | 0 | 0 | 0 | 0 | 0 | 0 | 0 | 0 | 0 | 0 | 0 | 0 | 0 | 0 | 0 | 0 | 0 | 0 | 0 | 0 | 0 | 0 | 0 | 0 | 0
F2_Commercial_Hospital_New_Space Heating_Natural Gas_Boiler_E8 | F2 | Commercial | Hospital | New | Space Heating | Natural Gas | Boiler | E8 | RVT - Cost of Operation | 0 | 0 | 0 | 0 | 0 | 0 | 0 | 0 | 0 | 0 | 0 | 0 | 0 | 0 | 0 | 0 | 0 | 0 | 0 | 0 | 0 | 0 | 0 | 0 | 0 | 0 | 0 | 0 | 0 | 0 | 0 | 0 | 0
F2_Commercial_Hospital_New_Space Heating_Natural Gas_Boiler_E9 | F2 | Commercial | Hospital | New | Space Heating | Natural Gas | Boiler | E9 | RVT - Cost of Operation | 0 | 0 | 0 | 0 | 0 | 0 | 0 | 0 | 0 | 0 | 0 | 0 | 0 | 0 | 0 | 0 | 0 | 0 | 0 | 0 | 0 | 0 | 0 | 0 | 0 | 0 | 0 | 0 | 0 | 0 | 0 | 0 | 0
F2_Commercial_Hospital_New_Space Heating_Natural Gas_Boiler_E10 | F2 | Commercial | Hospital | New | Space Heating | Natural Gas | Boiler | E10 | RVT - Cost of Operation | 0 | 0 | 0 | 0 | 0 | 0 | 0 | 0 | 0 | 0 | 0 | 0 | 0 | 0 | 0 | 0 | 0 | 0 | 0 | 0 | 0 | 0 | 0 | 0 | 0 | 0 | 0 | 0 | 0 | 0 | 0 | 0 | 0
F3_Commercial_Hospital_New_Space Heating_Natural Gas_Boiler_E1 | F3 | Commercial | Hospital | New | Space Heating | Natural Gas | Boiler | E1 | System - kBTUs of Consumption | 0.12531 | 0.12531 | 0.12531 | 0.12531 | 0.12531 | 0 | 0 | 0 | 0 | 0 | 0 | 0 | 0 | 0 | 0 | 0 | 0 | 0 | 0 | 0 | 0 | 0 | 0 | 0 | 0 | 0 | 0 | 0 | 0 | 0 | 0 | 0 | 0
F3_Commercial_Hospital_New_Space Heating_Natural Gas_Boiler_E2 | F3 | Commercial | Hospital | New | Space Heating | Natural Gas | Boiler | E2 | System - kBTUs of Consumption | 0.12953 | 0.12953 | 0.12953 | 0.12953 | 0.12953 | 0 | 0 | 0 | 0 | 0 | 0 | 0 | 0 | 0 | 0 | 0 | 0 | 0 | 0 | 0 | 0 | 0 | 0 | 0 | 0 | 0 | 0 | 0 | 0 | 0 | 0 | 0 | 0
F3_Commercial_Hospital_New_Space Heating_Natural Gas_Boiler_E3 | F3 | Commercial | Hospital | New | Space Heating | Natural Gas | Boiler | E3 | System - kBTUs of Consumption | 0.20361 | 0.20361 | 0.20361 | 0.20361 | 0.20361 | 0.20361 | 0.20361 | 0.20361 | 0.20361 | 0.20361 | 0.20361 | 0.20361 | 0.20361 | 0.20361 | 0.20361 | 0.20361 | 0.20361 | 0.20361 | 0.20361 | 0.20361 | 0.20361 | 0.20361 | 0.20361 | 0.20361 | 0.20361 | 0.20361 | 0.20361 | 0.20361 | 0.20361 | 0.20361 | 0.20361 | 0.20361 | 0.20361
F3_Commercial_Hospital_New_Space Heating_Natural Gas_Boiler_E4 | F3 | Commercial | Hospital | New | Space Heating | Natural Gas | Boiler | E4 | System - kBTUs of Consumption | 0.22268 | 0.22268 | 0.22268 | 0.22268 | 0.22268 | 0.22268 | 0.22268 | 0.22268 | 0.22268 | 0.22268 | 0.22268 | 0.22268 | 0.22268 | 0.22268 | 0.22268 | 0.22268 | 0.22268 | 0.22268 | 0.22268 | 0.22268 | 0.22268 | 0.22268 | 0.22268 | 0.22268 | 0.22268 | 0.22268 | 0.22268 | 0.22268 | 0.22268 | 0.22268 | 0.22268 | 0.22268 | 0.22268
F3_Commercial_Hospital_New_Space Heating_Natural Gas_Boiler_E5 | F3 | Commercial | Hospital | New | Space Heating | Natural Gas | Boiler | E5 | System - kBTUs of Consumption | 0.75334 | 0.75334 | 0.75334 | 0.75334 | 0.75334 | 0.75334 | 0.75334 | 0.75334 | 0.75334 | 0.75334 | 0.75334 | 0.75334 | 0.75334 | 0.75334 | 0.75334 | 0.75334 | 0.75334 | 0.75334 | 0.75334 | 0.75334 | 0.75334 | 0.75334 | 0.75334 | 0.75334 | 0.75334 | 0.75334 | 0.75334 | 0.75334 | 0.75334 | 0.75334 | 0.75334 | 0.75334 | 0.75334
F3_Commercial_Hospital_New_Space Heating_Natural Gas_Boiler_E6 | F3 | Commercial | Hospital | New | Space Heating | Natural Gas | Boiler | E6 | System - kBTUs of Consumption | 0 | 0 | 0 | 0 | 0 | 0 | 0 | 0 | 0 | 0 | 0 | 0 | 0 | 0 | 0 | 0 | 0 | 0 | 0 | 0 | 0 | 0 | 0 | 0 | 0 | 0 | 0 | 0 | 0 | 0 | 0 | 0 | 0
F3_Commercial_Hospital_New_Space Heating_Natural Gas_Boiler_E7 | F3 | Commercial | Hospital | New | Space Heating | Natural Gas | Boiler | E7 | System - kBTUs of Consumption | 0 | 0 | 0 | 0 | 0 | 0 | 0 | 0 | 0 | 0 | 0 | 0 | 0 | 0 | 0 | 0 | 0 | 0 | 0 | 0 | 0 | 0 | 0 | 0 | 0 | 0 | 0 | 0 | 0 | 0 | 0 | 0 | 0
F3_Commercial_Hospital_New_Space Heating_Natural Gas_Boiler_E8 | F3 | Commercial | Hospital | New | Space Heating | Natural Gas | Boiler | E8 | System - kBTUs of Consumption | 0 | 0 | 0 | 0 | 0 | 0 | 0 | 0 | 0 | 0 | 0 | 0 | 0 | 0 | 0 | 0 | 0 | 0 | 0 | 0 | 0 | 0 | 0 | 0 | 0 | 0 | 0 | 0 | 0 | 0 | 0 | 0 | 0
F3_Commercial_Hospital_New_Space Heating_Natural Gas_Boiler_E9 | F3 | Commercial | Hospital | New | Space Heating | Natural Gas | Boiler | E9 | System - kBTUs of Consumption | 0 | 0 | 0 | 0 | 0 | 0 | 0 | 0 | 0 | 0 | 0 | 0 | 0 | 0 | 0 | 0 | 0 | 0 | 0 | 0 | 0 | 0 | 0 | 0 | 0 | 0 | 0 | 0 | 0 | 0 | 0 | 0 | 0
F3_Commercial_Hospital_New_Space Heating_Natural Gas_Boiler_E10 | F3 | Commercial | Hospital | New | Space Heating | Natural Gas | Boiler | E10 | System - kBTUs of Consumption | 0 | 0 | 0 | 0 | 0 | 0 | 0 | 0 | 0 | 0 | 0 | 0 | 0 | 0 | 0 | 0 | 0 | 0 | 0 | 0 | 0 | 0 | 0 | 0 | 0 | 0 | 0 | 0 | 0 | 0 | 0 | 0 | 0
F4_Commercial_Hospital_New_Space Heating_Natural Gas_Boiler_E1 | F4 | Commercial | Hospital | New | Space Heating | Natural Gas | Boiler | E1 | Utility - Cost of Equipment | 1.1072 | 1.1068 | 1.1088 | 1.1039 | 1.1006 | 0 | 0 | 0 | 0 | 0 | 0 | 0 | 0 | 0 | 0 | 0 | 0 | 0 | 0 | 0 | 0 | 0 | 0 | 0 | 0 | 0 | 0 | 0 | 0 | 0 | 0 | 0 | 0
F4_Commercial_Hospital_New_Space Heating_Natural Gas_Boiler_E2 | F4 | Commercial | Hospital | New | Space Heating | Natural Gas | Boiler | E2 | Utility - Cost of Equipment | 1.0544 | 1.0541 | 1.056 | 1.0514 | 1.0482 | 0 | 0 | 0 | 0 | 0 | 0 | 0 | 0 | 0 | 0 | 0 | 0 | 0 | 0 | 0 | 0 | 0 | 0 | 0 | 0 | 0 | 0 | 0 | 0 | 0 | 0 | 0 | 0
F4_Commercial_Hospital_New_Space Heating_Natural Gas_Boiler_E3 | F4 | Commercial | Hospital | New | Space Heating | Natural Gas | Boiler | E3 | Utility - Cost of Equipment | 0.94227 | 0.94199 | 0.94369 | 0.93953 | 0.93669 | 0.93584 | 0.9368 | 0.93732 | 0.93841 | 0.93931 | 0.94009 | 0.94068 | 0.94143 | 0.94225 | 0.94288 | 0.94353 | 0.94417 | 0.94499 | 0.94577 | 0.94677 | 0.94763 | 0.94855 | 0.94932 | 0.95023 | 0.95093 | 0.95157 | 0.95218 | 0.95284 | 0.95327 | 0.95375 | 0.95402 | 0.95438 | 0.95438
F4_Commercial_Hospital_New_Space Heating_Natural Gas_Boiler_E4 | F4 | Commercial | Hospital | New | Space Heating | Natural Gas | Boiler | E4 | Utility - Cost of Equipment | 0.90381 | 0.90354 | 0.90517 | 0.90118 | 0.89846 | 0.89765 | 0.89856 | 0.89906 | 0.90011 | 0.90097 | 0.90172 | 0.90228 | 0.903 | 0.90379 | 0.9044 | 0.90502 | 0.90563 | 0.90642 | 0.90717 | 0.90812 | 0.90895 | 0.90984 | 0.91057 | 0.91144 | 0.91211 | 0.91273 | 0.91331 | 0.91395 | 0.91436 | 0.91482 | 0.91508 | 0.91542 | 0.91542
F4_Commercial_Hospital_New_Space Heating_Natural Gas_Boiler_E5 | F4 | Commercial | Hospital | New | Space Heating | Natural Gas | Boiler | E5 | Utility - Cost of Equipment | 0.68133 | 0.68113 | 0.68236 | 0.67935 | 0.6773 | 0.67669 | 0.67738 | 0.67775 | 0.67854 | 0.67919 | 0.67976 | 0.68018 | 0.68073 | 0.68132 | 0.68178 | 0.68224 | 0.6827 | 0.6833 | 0.68386 | 0.68458 | 0.68521 | 0.68588 | 0.68643 | 0.68709 | 0.68759 | 0.68806 | 0.6885 | 0.68897 | 0.68929 | 0.68963 | 0.68983 | 0.69009 | 0.69009
F4_Commercial_Hospital_New_Space Heating_Natural Gas_Boiler_E6 | F4 | Commercial | Hospital | New | Space Heating | Natural Gas | Boiler | E6 | Utility - Cost of Equipment | 0 | 0 | 0 | 0 | 0 | 0 | 0 | 0 | 0 | 0 | 0 | 0 | 0 | 0 | 0 | 0 | 0 | 0 | 0 | 0 | 0 | 0 | 0 | 0 | 0 | 0 | 0 | 0 | 0 | 0 | 0 | 0 | 0
F4_Commercial_Hospital_New_Space Heating_Natural Gas_Boiler_E7 | F4 | Commercial | Hospital | New | Space Heating | Natural Gas | Boiler | E7 | Utility - Cost of Equipment | 0 | 0 | 0 | 0 | 0 | 0 | 0 | 0 | 0 | 0 | 0 | 0 | 0 | 0 | 0 | 0 | 0 | 0 | 0 | 0 | 0 | 0 | 0 | 0 | 0 | 0 | 0 | 0 | 0 | 0 | 0 | 0 | 0
F4_Commercial_Hospital_New_Space Heating_Natural Gas_Boiler_E8 | F4 | Commercial | Hospital | New | Space Heating | Natural Gas | Boiler | E8 | Utility - Cost of Equipment | 0 | 0 | 0 | 0 | 0 | 0 | 0 | 0 | 0 | 0 | 0 | 0 | 0 | 0 | 0 | 0 | 0 | 0 | 0 | 0 | 0 | 0 | 0 | 0 | 0 | 0 | 0 | 0 | 0 | 0 | 0 | 0 | 0
F4_Commercial_Hospital_New_Space Heating_Natural Gas_Boiler_E9 | F4 | Commercial | Hospital | New | Space Heating | Natural Gas | Boiler | E9 | Utility - Cost of Equipment | 0 | 0 | 0 | 0 | 0 | 0 | 0 | 0 | 0 | 0 | 0 | 0 | 0 | 0 | 0 | 0 | 0 | 0 | 0 | 0 | 0 | 0 | 0 | 0 | 0 | 0 | 0 | 0 | 0 | 0 | 0 | 0 | 0
F4_Commercial_Hospital_New_Space Heating_Natural Gas_Boiler_E10 | F4 | Commercial | Hospital | New | Space Heating | Natural Gas | Boiler | E10 | Utility - Cost of Equipment | 0 | 0 | 0 | 0 | 0 | 0 | 0 | 0 | 0 | 0 | 0 | 0 | 0 | 0 | 0 | 0 | 0 | 0 | 0 | 0 | 0 | 0 | 0 | 0 | 0 | 0 | 0 | 0 | 0 | 0 | 0 | 0 | 0
F5_Commercial_Hospital_New_Space Heating_Natural Gas_Boiler_E1 | F5 | Commercial | Hospital | New | Space Heating | Natural Gas | Boiler | E1 | Utility - Cost of Operation | 0.12531 | 0.12531 | 0.12531 | 0.12531 | 0.12531 | 0 | 0 | 0 | 0 | 0 | 0 | 0 | 0 | 0 | 0 | 0 | 0 | 0 | 0 | 0 | 0 | 0 | 0 | 0 | 0 | 0 | 0 | 0 | 0 | 0 | 0 | 0 | 0
F5_Commercial_Hospital_New_Space Heating_Natural Gas_Boiler_E2 | F5 | Commercial | Hospital | New | Space Heating | Natural Gas | Boiler | E2 | Utility - Cost of Operation | 0.12953 | 0.12953 | 0.12953 | 0.12953 | 0.12953 | 0 | 0 | 0 | 0 | 0 | 0 | 0 | 0 | 0 | 0 | 0 | 0 | 0 | 0 | 0 | 0 | 0 | 0 | 0 | 0 | 0 | 0 | 0 | 0 | 0 | 0 | 0 | 0
F5_Commercial_Hospital_New_Space Heating_Natural Gas_Boiler_E3 | F5 | Commercial | Hospital | New | Space Heating | Natural Gas | Boiler | E3 | Utility - Cost of Operation | 0.20361 | 0.20361 | 0.20361 | 0.20361 | 0.20361 | 0.20361 | 0.20361 | 0.20361 | 0.20361 | 0.20361 | 0.20361 | 0.20361 | 0.20361 | 0.20361 | 0.20361 | 0.20361 | 0.20361 | 0.20361 | 0.20361 | 0.20361 | 0.20361 | 0.20361 | 0.20361 | 0.20361 | 0.20361 | 0.20361 | 0.20361 | 0.20361 | 0.20361 | 0.20361 | 0.20361 | 0.20361 | 0.20361
F5_Commercial_Hospital_New_Space Heating_Natural Gas_Boiler_E4 | F5 | Commercial | Hospital | New | Space Heating | Natural Gas | Boiler | E4 | Utility - Cost of Operation | 0.22268 | 0.22268 | 0.22268 | 0.22268 | 0.22268 | 0.22268 | 0.22268 | 0.22268 | 0.22268 | 0.22268 | 0.22268 | 0.22268 | 0.22268 | 0.22268 | 0.22268 | 0.22268 | 0.22268 | 0.22268 | 0.22268 | 0.22268 | 0.22268 | 0.22268 | 0.22268 | 0.22268 | 0.22268 | 0.22268 | 0.22268 | 0.22268 | 0.22268 | 0.22268 | 0.22268 | 0.22268 | 0.22268
F5_Commercial_Hospital_New_Space Heating_Natural Gas_Boiler_E5 | F5 | Commercial | Hospital | New | Space Heating | Natural Gas | Boiler | E5 | Utility - Cost of Operation | 0.75334 | 0.75334 | 0.75334 | 0.75334 | 0.75334 | 0.75334 | 0.75334 | 0.75334 | 0.75334 | 0.75334 | 0.75334 | 0.75334 | 0.75334 | 0.75334 | 0.75334 | 0.75334 | 0.75334 | 0.75334 | 0.75334 | 0.75334 | 0.75334 | 0.75334 | 0.75334 | 0.75334 | 0.75334 | 0.75334 | 0.75334 | 0.75334 | 0.75334 | 0.75334 | 0.75334 | 0.75334 | 0.75334
F5_Commercial_Hospital_New_Space Heating_Natural Gas_Boiler_E6 | F5 | Commercial | Hospital | New | Space Heating | Natural Gas | Boiler | E6 | Utility - Cost of Operation | 0 | 0 | 0 | 0 | 0 | 0 | 0 | 0 | 0 | 0 | 0 | 0 | 0 | 0 | 0 | 0 | 0 | 0 | 0 | 0 | 0 | 0 | 0 | 0 | 0 | 0 | 0 | 0 | 0 | 0 | 0 | 0 | 0
F5_Commercial_Hospital_New_Space Heating_Natural Gas_Boiler_E7 | F5 | Commercial | Hospital | New | Space Heating | Natural Gas | Boiler | E7 | Utility - Cost of Operation | 0 | 0 | 0 | 0 | 0 | 0 | 0 | 0 | 0 | 0 | 0 | 0 | 0 | 0 | 0 | 0 | 0 | 0 | 0 | 0 | 0 | 0 | 0 | 0 | 0 | 0 | 0 | 0 | 0 | 0 | 0 | 0 | 0
F5_Commercial_Hospital_New_Space Heating_Natural Gas_Boiler_E8 | F5 | Commercial | Hospital | New | Space Heating | Natural Gas | Boiler | E8 | Utility - Cost of Operation | 0 | 0 | 0 | 0 | 0 | 0 | 0 | 0 | 0 | 0 | 0 | 0 | 0 | 0 | 0 | 0 | 0 | 0 | 0 | 0 | 0 | 0 | 0 | 0 | 0 | 0 | 0 | 0 | 0 | 0 | 0 | 0 | 0
F5_Commercial_Hospital_New_Space Heating_Natural Gas_Boiler_E9 | F5 | Commercial | Hospital | New | Space Heating | Natural Gas | Boiler | E9 | Utility - Cost of Operation | 0 | 0 | 0 | 0 | 0 | 0 | 0 | 0 | 0 | 0 | 0 | 0 | 0 | 0 | 0 | 0 | 0 | 0 | 0 | 0 | 0 | 0 | 0 | 0 | 0 | 0 | 0 | 0 | 0 | 0 | 0 | 0 | 0
F5_Commercial_Hospital_New_Space Heating_Natural Gas_Boiler_E10 | F5 | Commercial | Hospital | New | Space Heating | Natural Gas | Boiler | E10 | Utility - Cost of Operation | 0 | 0 | 0 | 0 | 0 | 0 | 0 | 0 | 0 | 0 | 0 | 0 | 0 | 0 | 0 | 0 | 0 | 0 | 0 | 0 | 0 | 0 | 0 | 0 | 0 | 0 | 0 | 0 | 0 | 0 | 0 | 0 | 0
F6_Commercial_Hospital_New_Space Heating_Natural Gas_Boiler_E1 | F6 | Commercial | Hospital | New | Space Heating | Natural Gas | Boiler | E1 | Utility - Value of Sales | 0.41908 | 0.41776 | 0.41693 | 0.41424 | 0.41192 | 0 | 0 | 0 | 0 | 0 | 0 | 0 | 0 | 0 | 0 | 0 | 0 | 0 | 0 | 0 | 0 | 0 | 0 | 0 | 0 | 0 | 0 | 0 | 0 | 0 | 0 | 0 | 0
F6_Commercial_Hospital_New_Space Heating_Natural Gas_Boiler_E2 | F6 | Commercial | Hospital | New | Space Heating | Natural Gas | Boiler | E2 | Utility - Value of Sales | 0.39913 | 0.39787 | 0.39707 | 0.39452 | 0.3923 | 0 | 0 | 0 | 0 | 0 | 0 | 0 | 0 | 0 | 0 | 0 | 0 | 0 | 0 | 0 | 0 | 0 | 0 | 0 | 0 | 0 | 0 | 0 | 0 | 0 | 0 | 0 | 0
F6_Commercial_Hospital_New_Space Heating_Natural Gas_Boiler_E3 | F6 | Commercial | Hospital | New | Space Heating | Natural Gas | Boiler | E3 | Utility - Value of Sales | 0.35667 | 0.35554 | 0.35483 | 0.35255 | 0.35057 | 0.34861 | 0.34669 | 0.3448 | 0.34296 | 0.34116 | 0.33943 | 0.33775 | 0.33614 | 0.33461 | 0.33316 | 0.33179 | 0.33049 | 0.32928 | 0.32815 | 0.32711 | 0.32614 | 0.32525 | 0.32444 | 0.32372 | 0.32307 | 0.32251 | 0.32202 | 0.32162 | 0.3213 | 0.32106 | 0.32089 | 0.32081 | 0.32081
F6_Commercial_Hospital_New_Space Heating_Natural Gas_Boiler_E4 | F6 | Commercial | Hospital | New | Space Heating | Natural Gas | Boiler | E4 | Utility - Value of Sales | 0.34211 | 0.34103 | 0.34035 | 0.33816 | 0.33626 | 0.33438 | 0.33254 | 0.33073 | 0.32896 | 0.32724 | 0.32557 | 0.32396 | 0.32242 | 0.32095 | 0.31956 | 0.31824 | 0.317 | 0.31584 | 0.31476 | 0.31375 | 0.31283 | 0.31197 | 0.3112 | 0.3105 | 0.30989 | 0.30934 | 0.30888 | 0.30849 | 0.30818 | 0.30795 | 0.3078 | 0.30772 | 0.30772
F6_Commercial_Hospital_New_Space Heating_Natural Gas_Boiler_E5 | F6 | Commercial | Hospital | New | Space Heating | Natural Gas | Boiler | E5 | Utility - Value of Sales | 0.2579 | 0.25708 | 0.25657 | 0.25492 | 0.25349 | 0.25207 | 0.25068 | 0.24932 | 0.24798 | 0.24669 | 0.24543 | 0.24422 | 0.24306 | 0.24195 | 0.2409 | 0.23991 | 0.23897 | 0.2381 | 0.23728 | 0.23652 | 0.23582 | 0.23518 | 0.2346 | 0.23407 | 0.23361 | 0.2332 | 0.23285 | 0.23256 | 0.23232 | 0.23215 | 0.23203 | 0.23197 | 0.23197
F6_Commercial_Hospital_New_Space Heating_Natural Gas_Boiler_E6 | F6 | Commercial | Hospital | New | Space Heating | Natural Gas | Boiler | E6 | Utility - Value of Sales | 0 | 0 | 0 | 0 | 0 | 0 | 0 | 0 | 0 | 0 | 0 | 0 | 0 | 0 | 0 | 0 | 0 | 0 | 0 | 0 | 0 | 0 | 0 | 0 | 0 | 0 | 0 | 0 | 0 | 0 | 0 | 0 | 0
F6_Commercial_Hospital_New_Space Heating_Natural Gas_Boiler_E7 | F6 | Commercial | Hospital | New | Space Heating | Natural Gas | Boiler | E7 | Utility - Value of Sales | 0 | 0 | 0 | 0 | 0 | 0 | 0 | 0 | 0 | 0 | 0 | 0 | 0 | 0 | 0 | 0 | 0 | 0 | 0 | 0 | 0 | 0 | 0 | 0 | 0 | 0 | 0 | 0 | 0 | 0 | 0 | 0 | 0
F6_Commercial_Hospital_New_Space Heating_Natural Gas_Boiler_E8 | F6 | Commercial | Hospital | New | Space Heating | Natural Gas | Boiler | E8 | Utility - Value of Sales | 0 | 0 | 0 | 0 | 0 | 0 | 0 | 0 | 0 | 0 | 0 | 0 | 0 | 0 | 0 | 0 | 0 | 0 | 0 | 0 | 0 | 0 | 0 | 0 | 0 | 0 | 0 | 0 | 0 | 0 | 0 | 0 | 0
F6_Commercial_Hospital_New_Space Heating_Natural Gas_Boiler_E9 | F6 | Commercial | Hospital | New | Space Heating | Natural Gas | Boiler | E9 | Utility - Value of Sales | 0 | 0 | 0 | 0 | 0 | 0 | 0 | 0 | 0 | 0 | 0 | 0 | 0 | 0 | 0 | 0 | 0 | 0 | 0 | 0 | 0 | 0 | 0 | 0 | 0 | 0 | 0 | 0 | 0 | 0 | 0 | 0 | 0
F6_Commercial_Hospital_New_Space Heating_Natural Gas_Boiler_E10 | F6 | Commercial | Hospital | New | Space Heating | Natural Gas | Boiler | E10 | Utility - Value of Sales | 0 | 0 | 0 | 0 | 0 | 0 | 0 | 0 | 0 | 0 | 0 | 0 | 0 | 0 | 0 | 0 | 0 | 0 | 0 | 0 | 0 | 0 | 0 | 0 | 0 | 0 | 0 | 0 | 0 | 0 | 0 | 0 | 0
F1_Commercial_Hospital_New_Space Heating_Natural Gas_Unit Heater_E1 | F1 | Commercial | Hospital | New | Space Heating | Natural Gas | Unit Heater | E1 | RVT - Cost of Equipment | 0.16199 | 0.16185 | 0.16228 | 0.16098 | 0.16005 | 0 | 0 | 0 | 0 | 0 | 0 | 0 | 0 | 0 | 0 | 0 | 0 | 0 | 0 | 0 | 0 | 0 | 0 | 0 | 0 | 0 | 0 | 0 | 0 | 0 | 0 | 0 | 0
F1_Commercial_Hospital_New_Space Heating_Natural Gas_Unit Heater_E2 | F1 | Commercial | Hospital | New | Space Heating | Natural Gas | Unit Heater | E2 | RVT - Cost of Equipment | 0.14577 | 0.14565 | 0.14603 | 0.14486 | 0.14403 | 0.14371 | 0.14385 | 0.14387 | 0.14403 | 0.14413 | 0.1442 | 0.14423 | 0.14429 | 0.14439 | 0.14444 | 0.14452 | 0.1446 | 0.14474 | 0.14489 | 0.14511 | 0.14531 | 0.14553 | 0.14573 | 0.14597 | 0.14615 | 0.14632 | 0.14648 | 0.14665 | 0.14677 | 0.14689 | 0.14697 | 0.14706 | 0.14706
F1_Commercial_Hospital_New_Space Heating_Natural Gas_Unit Heater_E3 | F1 | Commercial | Hospital | New | Space Heating | Natural Gas | Unit Heater | E3 | RVT - Cost of Equipment | 0.1259 | 0.12579 | 0.12612 | 0.12511 | 0.12439 | 0.12411 | 0.12424 | 0.12426 | 0.12439 | 0.12448 | 0.12454 | 0.12456 | 0.12462 | 0.1247 | 0.12475 | 0.12481 | 0.12488 | 0.125 | 0.12513 | 0.12532 | 0.12549 | 0.12569 | 0.12586 | 0.12606 | 0.12622 | 0.12637 | 0.12651 | 0.12666 | 0.12676 | 0.12686 | 0.12693 | 0.12701 | 0.12701
F1_Commercial_Hospital_New_Space Heating_Natural Gas_Unit Heater_E4 | F1 | Commercial | Hospital | New | Space Heating | Natural Gas | Unit Heater | E4 | RVT - Cost of Equipment | 0 | 0 | 0 | 0 | 0 | 0 | 0 | 0 | 0 | 0 | 0 | 0 | 0 | 0 | 0 | 0 | 0 | 0 | 0 | 0 | 0 | 0 | 0 | 0 | 0 | 0 | 0 | 0 | 0 | 0 | 0 | 0 | 0
F1_Commercial_Hospital_New_Space Heating_Natural Gas_Unit Heater_E5 | F1 | Commercial | Hospital | New | Space Heating | Natural Gas | Unit Heater | E5 | RVT - Cost of Equipment | 0 | 0 | 0 | 0 | 0 | 0 | 0 | 0 | 0 | 0 | 0 | 0 | 0 | 0 | 0 | 0 | 0 | 0 | 0 | 0 | 0 | 0 | 0 | 0 | 0 | 0 | 0 | 0 | 0 | 0 | 0 | 0 | 0
F1_Commercial_Hospital_New_Space Heating_Natural Gas_Unit Heater_E6 | F1 | Commercial | Hospital | New | Space Heating | Natural Gas | Unit Heater | E6 | RVT - Cost of Equipment | 0 | 0 | 0 | 0 | 0 | 0 | 0 | 0 | 0 | 0 | 0 | 0 | 0 | 0 | 0 | 0 | 0 | 0 | 0 | 0 | 0 | 0 | 0 | 0 | 0 | 0 | 0 | 0 | 0 | 0 | 0 | 0 | 0
F1_Commercial_Hospital_New_Space Heating_Natural Gas_Unit Heater_E7 | F1 | Commercial | Hospital | New | Space Heating | Natural Gas | Unit Heater | E7 | RVT - Cost of Equipment | 0 | 0 | 0 | 0 | 0 | 0 | 0 | 0 | 0 | 0 | 0 | 0 | 0 | 0 | 0 | 0 | 0 | 0 | 0 | 0 | 0 | 0 | 0 | 0 | 0 | 0 | 0 | 0 | 0 | 0 | 0 | 0 | 0
F1_Commercial_Hospital_New_Space Heating_Natural Gas_Unit Heater_E8 | F1 | Commercial | Hospital | New | Space Heating | Natural Gas | Unit Heater | E8 | RVT - Cost of Equipment | 0 | 0 | 0 | 0 | 0 | 0 | 0 | 0 | 0 | 0 | 0 | 0 | 0 | 0 | 0 | 0 | 0 | 0 | 0 | 0 | 0 | 0 | 0 | 0 | 0 | 0 | 0 | 0 | 0 | 0 | 0 | 0 | 0
F1_Commercial_Hospital_New_Space Heating_Natural Gas_Unit Heater_E9 | F1 | Commercial | Hospital | New | Space Heating | Natural Gas | Unit Heater | E9 | RVT - Cost of Equipment | 0 | 0 | 0 | 0 | 0 | 0 | 0 | 0 | 0 | 0 | 0 | 0 | 0 | 0 | 0 | 0 | 0 | 0 | 0 | 0 | 0 | 0 | 0 | 0 | 0 | 0 | 0 | 0 | 0 | 0 | 0 | 0 | 0
F1_Commercial_Hospital_New_Space Heating_Natural Gas_Unit Heater_E10 | F1 | Commercial | Hospital | New | Space Heating | Natural Gas | Unit Heater | E10 | RVT - Cost of Equipment | 0 | 0 | 0 | 0 | 0 | 0 | 0 | 0 | 0 | 0 | 0 | 0 | 0 | 0 | 0 | 0 | 0 | 0 | 0 | 0 | 0 | 0 | 0 | 0 | 0 | 0 | 0 | 0 | 0 | 0 | 0 | 0 | 0
F2_Commercial_Hospital_New_Space Heating_Natural Gas_Unit Heater_E1 | F2 | Commercial | Hospital | New | Space Heating | Natural Gas | Unit Heater | E1 | RVT - Cost of Operation | 0.19408 | 0.19391 | 0.19442 | 0.19286 | 0.19175 | 0 | 0 | 0 | 0 | 0 | 0 | 0 | 0 | 0 | 0 | 0 | 0 | 0 | 0 | 0 | 0 | 0 | 0 | 0 | 0 | 0 | 0 | 0 | 0 | 0 | 0 | 0 | 0
F2_Commercial_Hospital_New_Space Heating_Natural Gas_Unit Heater_E2 | F2 | Commercial | Hospital | New | Space Heating | Natural Gas | Unit Heater | E2 | RVT - Cost of Operation | 0.17465 | 0.17449 | 0.17496 | 0.17355 | 0.17256 | 0.17217 | 0.17235 | 0.17237 | 0.17256 | 0.17268 | 0.17276 | 0.17279 | 0.17287 | 0.17299 | 0.17305 | 0.17314 | 0.17324 | 0.17341 | 0.17359 | 0.17385 | 0.17409 | 0.17436 | 0.17459 | 0.17488 | 0.1751 | 0.1753 | 0.17549 | 0.1757 | 0.17584 | 0.17599 | 0.17608 | 0.17619 | 0.17619
F2_Commercial_Hospital_New_Space Heating_Natural Gas_Unit Heater_E3 | F2 | Commercial | Hospital | New | Space Heating | Natural Gas | Unit Heater | E3 | RVT - Cost of Operation | 0.15083 | 0.1507 | 0.1511 | 0.14989 | 0.14903 | 0.1487 | 0.14885 | 0.14887 | 0.14903 | 0.14914 | 0.14921 | 0.14923 | 0.1493 | 0.1494 | 0.14946 | 0.14953 | 0.14961 | 0.14976 | 0.14992 | 0.15015 | 0.15035 | 0.15059 | 0.15078 | 0.15103 | 0.15122 | 0.1514 | 0.15156 | 0.15174 | 0.15186 | 0.15199 | 0.15207 | 0.15216 | 0.15216
F2_Commercial_Hospital_New_Space Heating_Natural Gas_Unit Heater_E4 | F2 | Commercial | Hospital | New | Space Heating | Natural Gas | Unit Heater | E4 | RVT - Cost of Operation | 0 | 0 | 0 | 0 | 0 | 0 | 0 | 0 | 0 | 0 | 0 | 0 | 0 | 0 | 0 | 0 | 0 | 0 | 0 | 0 | 0 | 0 | 0 | 0 | 0 | 0 | 0 | 0 | 0 | 0 | 0 | 0 | 0
F2_Commercial_Hospital_New_Space Heating_Natural Gas_Unit Heater_E5 | F2 | Commercial | Hospital | New | Space Heating | Natural Gas | Unit Heater | E5 | RVT - Cost of Operation | 0 | 0 | 0 | 0 | 0 | 0 | 0 | 0 | 0 | 0 | 0 | 0 | 0 | 0 | 0 | 0 | 0 | 0 | 0 | 0 | 0 | 0 | 0 | 0 | 0 | 0 | 0 | 0 | 0 | 0 | 0 | 0 | 0
F2_Commercial_Hospital_New_Space Heating_Natural Gas_Unit Heater_E6 | F2 | Commercial | Hospital | New | Space Heating | Natural Gas | Unit Heater | E6 | RVT - Cost of Operation | 0 | 0 | 0 | 0 | 0 | 0 | 0 | 0 | 0 | 0 | 0 | 0 | 0 | 0 | 0 | 0 | 0 | 0 | 0 | 0 | 0 | 0 | 0 | 0 | 0 | 0 | 0 | 0 | 0 | 0 | 0 | 0 | 0
F2_Commercial_Hospital_New_Space Heating_Natural Gas_Unit Heater_E7 | F2 | Commercial | Hospital | New | Space Heating | Natural Gas | Unit Heater | E7 | RVT - Cost of Operation | 0 | 0 | 0 | 0 | 0 | 0 | 0 | 0 | 0 | 0 | 0 | 0 | 0 | 0 | 0 | 0 | 0 | 0 | 0 | 0 | 0 | 0 | 0 | 0 | 0 | 0 | 0 | 0 | 0 | 0 | 0 | 0 | 0
F2_Commercial_Hospital_New_Space Heating_Natural Gas_Unit Heater_E8 | F2 | Commercial | Hospital | New | Space Heating | Natural Gas | Unit Heater | E8 | RVT - Cost of Operation | 0 | 0 | 0 | 0 | 0 | 0 | 0 | 0 | 0 | 0 | 0 | 0 | 0 | 0 | 0 | 0 | 0 | 0 | 0 | 0 | 0 | 0 | 0 | 0 | 0 | 0 | 0 | 0 | 0 | 0 | 0 | 0 | 0
F2_Commercial_Hospital_New_Space Heating_Natural Gas_Unit Heater_E9 | F2 | Commercial | Hospital | New | Space Heating | Natural Gas | Unit Heater | E9 | RVT - Cost of Operation | 0 | 0 | 0 | 0 | 0 | 0 | 0 | 0 | 0 | 0 | 0 | 0 | 0 | 0 | 0 | 0 | 0 | 0 | 0 | 0 | 0 | 0 | 0 | 0 | 0 | 0 | 0 | 0 | 0 | 0 | 0 | 0 | 0
F2_Commercial_Hospital_New_Space Heating_Natural Gas_Unit Heater_E10 | F2 | Commercial | Hospital | New | Space Heating | Natural Gas | Unit Heater | E10 | RVT - Cost of Operation | 0 | 0 | 0 | 0 | 0 | 0 | 0 | 0 | 0 | 0 | 0 | 0 | 0 | 0 | 0 | 0 | 0 | 0 | 0 | 0 | 0 | 0 | 0 | 0 | 0 | 0 | 0 | 0 | 0 | 0 | 0 | 0 | 0
F3_Commercial_Hospital_New_Space Heating_Natural Gas_Unit Heater_E1 | F3 | Commercial | Hospital | New | Space Heating | Natural Gas | Unit Heater | E1 | System - kBTUs of Consumption | 0.0063328 | 0.0063328 | 0.0063328 | 0.0063328 | 0.0063328 | 0 | 0 | 0 | 0 | 0 | 0 | 0 | 0 | 0 | 0 | 0 | 0 | 0 | 0 | 0 | 0 | 0 | 0 | 0 | 0 | 0 | 0 | 0 | 0 | 0 | 0 | 0 | 0
F3_Commercial_Hospital_New_Space Heating_Natural Gas_Unit Heater_E2 | F3 | Commercial | Hospital | New | Space Heating | Natural Gas | Unit Heater | E2 | System - kBTUs of Consumption | 0.020251 | 0.020251 | 0.020251 | 0.020251 | 0.020251 | 0.020251 | 0.020251 | 0.020251 | 0.020251 | 0.020251 | 0.020251 | 0.020251 | 0.020251 | 0.020251 | 0.020251 | 0.020251 | 0.020251 | 0.020251 | 0.020251 | 0.020251 | 0.020251 | 0.020251 | 0.020251 | 0.020251 | 0.020251 | 0.020251 | 0.020251 | 0.020251 | 0.020251 | 0.020251 | 0.020251 | 0.020251 | 0.020251
F3_Commercial_Hospital_New_Space Heating_Natural Gas_Unit Heater_E3 | F3 | Commercial | Hospital | New | Space Heating | Natural Gas | Unit Heater | E3 | System - kBTUs of Consumption | 0.0087478 | 0.0087478 | 0.0087478 | 0.0087478 | 0.0087478 | 0.0087478 | 0.0087478 | 0.0087478 | 0.0087478 | 0.0087478 | 0.0087478 | 0.0087478 | 0.0087478 | 0.0087478 | 0.0087478 | 0.0087478 | 0.0087478 | 0.0087478 | 0.0087478 | 0.0087478 | 0.0087478 | 0.0087478 | 0.0087478 | 0.0087478 | 0.0087478 | 0.0087478 | 0.0087478 | 0.0087478 | 0.0087478 | 0.0087478 | 0.0087478 | 0.0087478 | 0.0087478
F3_Commercial_Hospital_New_Space Heating_Natural Gas_Unit Heater_E4 | F3 | Commercial | Hospital | New | Space Heating | Natural Gas | Unit Heater | E4 | System - kBTUs of Consumption | 0 | 0 | 0 | 0 | 0 | 0 | 0 | 0 | 0 | 0 | 0 | 0 | 0 | 0 | 0 | 0 | 0 | 0 | 0 | 0 | 0 | 0 | 0 | 0 | 0 | 0 | 0 | 0 | 0 | 0 | 0 | 0 | 0
F3_Commercial_Hospital_New_Space Heating_Natural Gas_Unit Heater_E5 | F3 | Commercial | Hospital | New | Space Heating | Natural Gas | Unit Heater | E5 | System - kBTUs of Consumption | 0 | 0 | 0 | 0 | 0 | 0 | 0 | 0 | 0 | 0 | 0 | 0 | 0 | 0 | 0 | 0 | 0 | 0 | 0 | 0 | 0 | 0 | 0 | 0 | 0 | 0 | 0 | 0 | 0 | 0 | 0 | 0 | 0
F3_Commercial_Hospital_New_Space Heating_Natural Gas_Unit Heater_E6 | F3 | Commercial | Hospital | New | Space Heating | Natural Gas | Unit Heater | E6 | System - kBTUs of Consumption | 0 | 0 | 0 | 0 | 0 | 0 | 0 | 0 | 0 | 0 | 0 | 0 | 0 | 0 | 0 | 0 | 0 | 0 | 0 | 0 | 0 | 0 | 0 | 0 | 0 | 0 | 0 | 0 | 0 | 0 | 0 | 0 | 0
F3_Commercial_Hospital_New_Space Heating_Natural Gas_Unit Heater_E7 | F3 | Commercial | Hospital | New | Space Heating | Natural Gas | Unit Heater | E7 | System - kBTUs of Consumption | 0 | 0 | 0 | 0 | 0 | 0 | 0 | 0 | 0 | 0 | 0 | 0 | 0 | 0 | 0 | 0 | 0 | 0 | 0 | 0 | 0 | 0 | 0 | 0 | 0 | 0 | 0 | 0 | 0 | 0 | 0 | 0 | 0
F3_Commercial_Hospital_New_Space Heating_Natural Gas_Unit Heater_E8 | F3 | Commercial | Hospital | New | Space Heating | Natural Gas | Unit Heater | E8 | System - kBTUs of Consumption | 0 | 0 | 0 | 0 | 0 | 0 | 0 | 0 | 0 | 0 | 0 | 0 | 0 | 0 | 0 | 0 | 0 | 0 | 0 | 0 | 0 | 0 | 0 | 0 | 0 | 0 | 0 | 0 | 0 | 0 | 0 | 0 | 0
F3_Commercial_Hospital_New_Space Heating_Natural Gas_Unit Heater_E9 | F3 | Commercial | Hospital | New | Space Heating | Natural Gas | Unit Heater | E9 | System - kBTUs of Consumption | 0 | 0 | 0 | 0 | 0 | 0 | 0 | 0 | 0 | 0 | 0 | 0 | 0 | 0 | 0 | 0 | 0 | 0 | 0 | 0 | 0 | 0 | 0 | 0 | 0 | 0 | 0 | 0 | 0 | 0 | 0 | 0 | 0
F3_Commercial_Hospital_New_Space Heating_Natural Gas_Unit Heater_E10 | F3 | Commercial | Hospital | New | Space Heating | Natural Gas | Unit Heater | E10 | System - kBTUs of Consumption | 0 | 0 | 0 | 0 | 0 | 0 | 0 | 0 | 0 | 0 | 0 | 0 | 0 | 0 | 0 | 0 | 0 | 0 | 0 | 0 | 0 | 0 | 0 | 0 | 0 | 0 | 0 | 0 | 0 | 0 | 0 | 0 | 0
F4_Commercial_Hospital_New_Space Heating_Natural Gas_Unit Heater_E1 | F4 | Commercial | Hospital | New | Space Heating | Natural Gas | Unit Heater | E1 | Utility - Cost of Equipment | 0.19408 | 0.19391 | 0.19442 | 0.19286 | 0.19175 | 0 | 0 | 0 | 0 | 0 | 0 | 0 | 0 | 0 | 0 | 0 | 0 | 0 | 0 | 0 | 0 | 0 | 0 | 0 | 0 | 0 | 0 | 0 | 0 | 0 | 0 | 0 | 0
F4_Commercial_Hospital_New_Space Heating_Natural Gas_Unit Heater_E2 | F4 | Commercial | Hospital | New | Space Heating | Natural Gas | Unit Heater | E2 | Utility - Cost of Equipment | 0.17465 | 0.17449 | 0.17496 | 0.17355 | 0.17256 | 0.17217 | 0.17235 | 0.17237 | 0.17256 | 0.17268 | 0.17276 | 0.17279 | 0.17287 | 0.17299 | 0.17305 | 0.17314 | 0.17324 | 0.17341 | 0.17359 | 0.17385 | 0.17409 | 0.17436 | 0.17459 | 0.17488 | 0.1751 | 0.1753 | 0.17549 | 0.1757 | 0.17584 | 0.17599 | 0.17608 | 0.17619 | 0.17619
F4_Commercial_Hospital_New_Space Heating_Natural Gas_Unit Heater_E3 | F4 | Commercial | Hospital | New | Space Heating | Natural Gas | Unit Heater | E3 | Utility - Cost of Equipment | 0.15083 | 0.1507 | 0.1511 | 0.14989 | 0.14903 | 0.1487 | 0.14885 | 0.14887 | 0.14903 | 0.14914 | 0.14921 | 0.14923 | 0.1493 | 0.1494 | 0.14946 | 0.14953 | 0.14961 | 0.14976 | 0.14992 | 0.15015 | 0.15035 | 0.15059 | 0.15078 | 0.15103 | 0.15122 | 0.1514 | 0.15156 | 0.15174 | 0.15186 | 0.15199 | 0.15207 | 0.15216 | 0.15216
F4_Commercial_Hospital_New_Space Heating_Natural Gas_Unit Heater_E4 | F4 | Commercial | Hospital | New | Space Heating | Natural Gas | Unit Heater | E4 | Utility - Cost of Equipment | 0 | 0 | 0 | 0 | 0 | 0 | 0 | 0 | 0 | 0 | 0 | 0 | 0 | 0 | 0 | 0 | 0 | 0 | 0 | 0 | 0 | 0 | 0 | 0 | 0 | 0 | 0 | 0 | 0 | 0 | 0 | 0 | 0
F4_Commercial_Hospital_New_Space Heating_Natural Gas_Unit Heater_E5 | F4 | Commercial | Hospital | New | Space Heating | Natural Gas | Unit Heater | E5 | Utility - Cost of Equipment | 0 | 0 | 0 | 0 | 0 | 0 | 0 | 0 | 0 | 0 | 0 | 0 | 0 | 0 | 0 | 0 | 0 | 0 | 0 | 0 | 0 | 0 | 0 | 0 | 0 | 0 | 0 | 0 | 0 | 0 | 0 | 0 | 0
F4_Commercial_Hospital_New_Space Heating_Natural Gas_Unit Heater_E6 | F4 | Commercial | Hospital | New | Space Heating | Natural Gas | Unit Heater | E6 | Utility - Cost of Equipment | 0 | 0 | 0 | 0 | 0 | 0 | 0 | 0 | 0 | 0 | 0 | 0 | 0 | 0 | 0 | 0 | 0 | 0 | 0 | 0 | 0 | 0 | 0 | 0 | 0 | 0 | 0 | 0 | 0 | 0 | 0 | 0 | 0
F4_Commercial_Hospital_New_Space Heating_Natural Gas_Unit Heater_E7 | F4 | Commercial | Hospital | New | Space Heating | Natural Gas | Unit Heater | E7 | Utility - Cost of Equipment | 0 | 0 | 0 | 0 | 0 | 0 | 0 | 0 | 0 | 0 | 0 | 0 | 0 | 0 | 0 | 0 | 0 | 0 | 0 | 0 | 0 | 0 | 0 | 0 | 0 | 0 | 0 | 0 | 0 | 0 | 0 | 0 | 0
F4_Commercial_Hospital_New_Space Heating_Natural Gas_Unit Heater_E8 | F4 | Commercial | Hospital | New | Space Heating | Natural Gas | Unit Heater | E8 | Utility - Cost of Equipment | 0 | 0 | 0 | 0 | 0 | 0 | 0 | 0 | 0 | 0 | 0 | 0 | 0 | 0 | 0 | 0 | 0 | 0 | 0 | 0 | 0 | 0 | 0 | 0 | 0 | 0 | 0 | 0 | 0 | 0 | 0 | 0 | 0
F4_Commercial_Hospital_New_Space Heating_Natural Gas_Unit Heater_E9 | F4 | Commercial | Hospital | New | Space Heating | Natural Gas | Unit Heater | E9 | Utility - Cost of Equipment | 0 | 0 | 0 | 0 | 0 | 0 | 0 | 0 | 0 | 0 | 0 | 0 | 0 | 0 | 0 | 0 | 0 | 0 | 0 | 0 | 0 | 0 | 0 | 0 | 0 | 0 | 0 | 0 | 0 | 0 | 0 | 0 | 0
F4_Commercial_Hospital_New_Space Heating_Natural Gas_Unit Heater_E10 | F4 | Commercial | Hospital | New | Space Heating | Natural Gas | Unit Heater | E10 | Utility - Cost of Equipment | 0 | 0 | 0 | 0 | 0 | 0 | 0 | 0 | 0 | 0 | 0 | 0 | 0 | 0 | 0 | 0 | 0 | 0 | 0 | 0 | 0 | 0 | 0 | 0 | 0 | 0 | 0 | 0 | 0 | 0 | 0 | 0 | 0
F5_Commercial_Hospital_New_Space Heating_Natural Gas_Unit Heater_E1 | F5 | Commercial | Hospital | New | Space Heating | Natural Gas | Unit Heater | E1 | Utility - Cost of Operation | 0.0063328 | 0.0063328 | 0.0063328 | 0.0063328 | 0.0063328 | 0 | 0 | 0 | 0 | 0 | 0 | 0 | 0 | 0 | 0 | 0 | 0 | 0 | 0 | 0 | 0 | 0 | 0 | 0 | 0 | 0 | 0 | 0 | 0 | 0 | 0 | 0 | 0
F5_Commercial_Hospital_New_Space Heating_Natural Gas_Unit Heater_E2 | F5 | Commercial | Hospital | New | Space Heating | Natural Gas | Unit Heater | E2 | Utility - Cost of Operation | 0.020251 | 0.020251 | 0.020251 | 0.020251 | 0.020251 | 0.020251 | 0.020251 | 0.020251 | 0.020251 | 0.020251 | 0.020251 | 0.020251 | 0.020251 | 0.020251 | 0.020251 | 0.020251 | 0.020251 | 0.020251 | 0.020251 | 0.020251 | 0.020251 | 0.020251 | 0.020251 | 0.020251 | 0.020251 | 0.020251 | 0.020251 | 0.020251 | 0.020251 | 0.020251 | 0.020251 | 0.020251 | 0.020251
F5_Commercial_Hospital_New_Space Heating_Natural Gas_Unit Heater_E3 | F5 | Commercial | Hospital | New | Space Heating | Natural Gas | Unit Heater | E3 | Utility - Cost of Operation | 0.0087478 | 0.0087478 | 0.0087478 | 0.0087478 | 0.0087478 | 0.0087478 | 0.0087478 | 0.0087478 | 0.0087478 | 0.0087478 | 0.0087478 | 0.0087478 | 0.0087478 | 0.0087478 | 0.0087478 | 0.0087478 | 0.0087478 | 0.0087478 | 0.0087478 | 0.0087478 | 0.0087478 | 0.0087478 | 0.0087478 | 0.0087478 | 0.0087478 | 0.0087478 | 0.0087478 | 0.0087478 | 0.0087478 | 0.0087478 | 0.0087478 | 0.0087478 | 0.0087478
F5_Commercial_Hospital_New_Space Heating_Natural Gas_Unit Heater_E4 | F5 | Commercial | Hospital | New | Space Heating | Natural Gas | Unit Heater | E4 | Utility - Cost of Operation | 0 | 0 | 0 | 0 | 0 | 0 | 0 | 0 | 0 | 0 | 0 | 0 | 0 | 0 | 0 | 0 | 0 | 0 | 0 | 0 | 0 | 0 | 0 | 0 | 0 | 0 | 0 | 0 | 0 | 0 | 0 | 0 | 0
F5_Commercial_Hospital_New_Space Heating_Natural Gas_Unit Heater_E5 | F5 | Commercial | Hospital | New | Space Heating | Natural Gas | Unit Heater | E5 | Utility - Cost of Operation | 0 | 0 | 0 | 0 | 0 | 0 | 0 | 0 | 0 | 0 | 0 | 0 | 0 | 0 | 0 | 0 | 0 | 0 | 0 | 0 | 0 | 0 | 0 | 0 | 0 | 0 | 0 | 0 | 0 | 0 | 0 | 0 | 0
F5_Commercial_Hospital_New_Space Heating_Natural Gas_Unit Heater_E6 | F5 | Commercial | Hospital | New | Space Heating | Natural Gas | Unit Heater | E6 | Utility - Cost of Operation | 0 | 0 | 0 | 0 | 0 | 0 | 0 | 0 | 0 | 0 | 0 | 0 | 0 | 0 | 0 | 0 | 0 | 0 | 0 | 0 | 0 | 0 | 0 | 0 | 0 | 0 | 0 | 0 | 0 | 0 | 0 | 0 | 0
F5_Commercial_Hospital_New_Space Heating_Natural Gas_Unit Heater_E7 | F5 | Commercial | Hospital | New | Space Heating | Natural Gas | Unit Heater | E7 | Utility - Cost of Operation | 0 | 0 | 0 | 0 | 0 | 0 | 0 | 0 | 0 | 0 | 0 | 0 | 0 | 0 | 0 | 0 | 0 | 0 | 0 | 0 | 0 | 0 | 0 | 0 | 0 | 0 | 0 | 0 | 0 | 0 | 0 | 0 | 0
F5_Commercial_Hospital_New_Space Heating_Natural Gas_Unit Heater_E8 | F5 | Commercial | Hospital | New | Space Heating | Natural Gas | Unit Heater | E8 | Utility - Cost of Operation | 0 | 0 | 0 | 0 | 0 | 0 | 0 | 0 | 0 | 0 | 0 | 0 | 0 | 0 | 0 | 0 | 0 | 0 | 0 | 0 | 0 | 0 | 0 | 0 | 0 | 0 | 0 | 0 | 0 | 0 | 0 | 0 | 0
F5_Commercial_Hospital_New_Space Heating_Natural Gas_Unit Heater_E9 | F5 | Commercial | Hospital | New | Space Heating | Natural Gas | Unit Heater | E9 | Utility - Cost of Operation | 0 | 0 | 0 | 0 | 0 | 0 | 0 | 0 | 0 | 0 | 0 | 0 | 0 | 0 | 0 | 0 | 0 | 0 | 0 | 0 | 0 | 0 | 0 | 0 | 0 | 0 | 0 | 0 | 0 | 0 | 0 | 0 | 0
F5_Commercial_Hospital_New_Space Heating_Natural Gas_Unit Heater_E10 | F5 | Commercial | Hospital | New | Space Heating | Natural Gas | Unit Heater | E10 | Utility - Cost of Operation | 0 | 0 | 0 | 0 | 0 | 0 | 0 | 0 | 0 | 0 | 0 | 0 | 0 | 0 | 0 | 0 | 0 | 0 | 0 | 0 | 0 | 0 | 0 | 0 | 0 | 0 | 0 | 0 | 0 | 0 | 0 | 0 | 0
F6_Commercial_Hospital_New_Space Heating_Natural Gas_Unit Heater_E1 | F6 | Commercial | Hospital | New | Space Heating | Natural Gas | Unit Heater | E1 | Utility - Value of Sales | 0.075371 | 0.075338 | 0.075481 | 0.074947 | 0.074533 | 0 | 0 | 0 | 0 | 0 | 0 | 0 | 0 | 0 | 0 | 0 | 0 | 0 | 0 | 0 | 0 | 0 | 0 | 0 | 0 | 0 | 0 | 0 | 0 | 0 | 0 | 0 | 0
F6_Commercial_Hospital_New_Space Heating_Natural Gas_Unit Heater_E2 | F6 | Commercial | Hospital | New | Space Heating | Natural Gas | Unit Heater | E2 | Utility - Value of Sales | 0.067826 | 0.067796 | 0.067925 | 0.067443 | 0.067071 | 0.066699 | 0.066327 | 0.065955 | 0.065583 | 0.065211 | 0.064839 | 0.064468 | 0.064096 | 0.063724 | 0.063352 | 0.06298 | 0.062608 | 0.062236 | 0.061869 | 0.061511 | 0.061165 | 0.060838 | 0.060532 | 0.060254 | 0.060006 | 0.059789 | 0.059603 | 0.059448 | 0.059324 | 0.059231 | 0.059169 | 0.059138 | 0.059138
F6_Commercial_Hospital_New_Space Heating_Natural Gas_Unit Heater_E3 | F6 | Commercial | Hospital | New | Space Heating | Natural Gas | Unit Heater | E3 | Utility - Value of Sales | 0.058577 | 0.058552 | 0.058663 | 0.058247 | 0.057926 | 0.057605 | 0.057283 | 0.056962 | 0.056641 | 0.05632 | 0.055998 | 0.055677 | 0.055356 | 0.055035 | 0.054714 | 0.054393 | 0.054071 | 0.05375 | 0.053433 | 0.053123 | 0.052825 | 0.052542 | 0.052279 | 0.052038 | 0.051824 | 0.051637 | 0.051476 | 0.051342 | 0.051235 | 0.051155 | 0.051101 | 0.051075 | 0.051075
F6_Commercial_Hospital_New_Space Heating_Natural Gas_Unit Heater_E4 | F6 | Commercial | Hospital | New | Space Heating | Natural Gas | Unit Heater | E4 | Utility - Value of Sales | 0 | 0 | 0 | 0 | 0 | 0 | 0 | 0 | 0 | 0 | 0 | 0 | 0 | 0 | 0 | 0 | 0 | 0 | 0 | 0 | 0 | 0 | 0 | 0 | 0 | 0 | 0 | 0 | 0 | 0 | 0 | 0 | 0
F6_Commercial_Hospital_New_Space Heating_Natural Gas_Unit Heater_E5 | F6 | Commercial | Hospital | New | Space Heating | Natural Gas | Unit Heater | E5 | Utility - Value of Sales | 0 | 0 | 0 | 0 | 0 | 0 | 0 | 0 | 0 | 0 | 0 | 0 | 0 | 0 | 0 | 0 | 0 | 0 | 0 | 0 | 0 | 0 | 0 | 0 | 0 | 0 | 0 | 0 | 0 | 0 | 0 | 0 | 0
F6_Commercial_Hospital_New_Space Heating_Natural Gas_Unit Heater_E6 | F6 | Commercial | Hospital | New | Space Heating | Natural Gas | Unit Heater | E6 | Utility - Value of Sales | 0 | 0 | 0 | 0 | 0 | 0 | 0 | 0 | 0 | 0 | 0 | 0 | 0 | 0 | 0 | 0 | 0 | 0 | 0 | 0 | 0 | 0 | 0 | 0 | 0 | 0 | 0 | 0 | 0 | 0 | 0 | 0 | 0
F6_Commercial_Hospital_New_Space Heating_Natural Gas_Unit Heater_E7 | F6 | Commercial | Hospital | New | Space Heating | Natural Gas | Unit Heater | E7 | Utility - Value of Sales | 0 | 0 | 0 | 0 | 0 | 0 | 0 | 0 | 0 | 0 | 0 | 0 | 0 | 0 | 0 | 0 | 0 | 0 | 0 | 0 | 0 | 0 | 0 | 0 | 0 | 0 | 0 | 0 | 0 | 0 | 0 | 0 | 0
F6_Commercial_Hospital_New_Space Heating_Natural Gas_Unit Heater_E8 | F6 | Commercial | Hospital | New | Space Heating | Natural Gas | Unit Heater | E8 | Utility - Value of Sales | 0 | 0 | 0 | 0 | 0 | 0 | 0 | 0 | 0 | 0 | 0 | 0 | 0 | 0 | 0 | 0 | 0 | 0 | 0 | 0 | 0 | 0 | 0 | 0 | 0 | 0 | 0 | 0 | 0 | 0 | 0 | 0 | 0
F6_Commercial_Hospital_New_Space Heating_Natural Gas_Unit Heater_E9 | F6 | Commercial | Hospital | New | Space Heating | Natural Gas | Unit Heater | E9 | Utility - Value of Sales | 0 | 0 | 0 | 0 | 0 | 0 | 0 | 0 | 0 | 0 | 0 | 0 | 0 | 0 | 0 | 0 | 0 | 0 | 0 | 0 | 0 | 0 | 0 | 0 | 0 | 0 | 0 | 0 | 0 | 0 | 0 | 0 | 0
F6_Commercial_Hospital_New_Space Heating_Natural Gas_Unit Heater_E10 | F6 | Commercial | Hospital | New | Space Heating | Natural Gas | Unit Heater | E10 | Utility - Value of Sales | 0 | 0 | 0 | 0 | 0 | 0 | 0 | 0 | 0 | 0 | 0 | 0 | 0 | 0 | 0 | 0 | 0 | 0 | 0 | 0 | 0 | 0 | 0 | 0 | 0 | 0 | 0 | 0 | 0 | 0 | 0 | 0 | 0
F1_Commercial_Hospital_New_Water Heating_Natural Gas_Water Heater_E1 | F1 | Commercial | Hospital | New | Water Heating | Natural Gas | Water Heater | E1 | RVT - Cost of Equipment | 0.40237 | 0.40177 | 0.40326 | 0.39986 | 0.3977 | 0.39936 | 0.40437 | 0.40834 | 0.41326 | 0.41791 | 0.42255 | 0.42682 | 0.43141 | 0.4362 | 0.44079 | 0.44546 | 0.4502 | 0.45537 | 0.46074 | 0.46642 | 0.47202 | 0.47785 | 0.48327 | 0.48887 | 0.49382 | 0.49813 | 0.50203 | 0.50542 | 0.50807 | 0.51025 | 0.51146 | 0.51228 | 0.51228
F1_Commercial_Hospital_New_Water Heating_Natural Gas_Water Heater_E2 | F1 | Commercial | Hospital | New | Water Heating | Natural Gas | Water Heater | E2 | RVT - Cost of Equipment | 0.3974 | 0.39681 | 0.39828 | 0.39492 | 0.39279 | 0.39443 | 0.39938 | 0.4033 | 0.40816 | 0.41275 | 0.41734 | 0.42155 | 0.42609 | 0.43082 | 0.43535 | 0.43996 | 0.44464 | 0.44975 | 0.45505 | 0.46066 | 0.46619 | 0.47195 | 0.47731 | 0.48283 | 0.48772 | 0.49198 | 0.49583 | 0.49918 | 0.50179 | 0.50395 | 0.50515 | 0.50595 | 0.50595
F1_Commercial_Hospital_New_Water Heating_Natural Gas_Water Heater_E3 | F1 | Commercial | Hospital | New | Water Heating | Natural Gas | Water Heater | E3 | RVT - Cost of Equipment | 0.36579 | 0.36524 | 0.3666 | 0.36351 | 0.36155 | 0.36305 | 0.36761 | 0.37122 | 0.37569 | 0.37991 | 0.38414 | 0.38802 | 0.39219 | 0.39655 | 0.40072 | 0.40496 | 0.40927 | 0.41397 | 0.41886 | 0.42402 | 0.42911 | 0.43441 | 0.43934 | 0.44442 | 0.44893 | 0.45284 | 0.45639 | 0.45947 | 0.46188 | 0.46386 | 0.46497 | 0.46571 | 0.46571
F1_Commercial_Hospital_New_Water Heating_Natural Gas_Water Heater_E4 | F1 | Commercial | Hospital | New | Water Heating | Natural Gas | Water Heater | E4 | RVT - Cost of Equipment | 0.34244 | 0.34193 | 0.3432 | 0.3403 | 0.33847 | 0.33988 | 0.34415 | 0.34752 | 0.35171 | 0.35566 | 0.35962 | 0.36325 | 0.36716 | 0.37124 | 0.37514 | 0.37911 | 0.38315 | 0.38755 | 0.39212 | 0.39695 | 0.40172 | 0.40668 | 0.4113 | 0.41606 | 0.42027 | 0.42394 | 0.42726 | 0.43015 | 0.4324 | 0.43425 | 0.43529 | 0.43598 | 0.43598
F1_Commercial_Hospital_New_Water Heating_Natural Gas_Water Heater_E5 | F1 | Commercial | Hospital | New | Water Heating | Natural Gas | Water Heater | E5 | RVT - Cost of Equipment | 0.33531 | 0.33481 | 0.33605 | 0.33321 | 0.33142 | 0.3328 | 0.33698 | 0.34028 | 0.34438 | 0.34825 | 0.35213 | 0.35569 | 0.35951 | 0.3635 | 0.36732 | 0.37122 | 0.37517 | 0.37948 | 0.38395 | 0.38868 | 0.39335 | 0.39821 | 0.40273 | 0.40739 | 0.41152 | 0.41511 | 0.41836 | 0.42118 | 0.42339 | 0.42521 | 0.42622 | 0.4269 | 0.4269
F1_Commercial_Hospital_New_Water Heating_Natural Gas_Water Heater_E6 | F1 | Commercial | Hospital | New | Water Heating | Natural Gas | Water Heater | E6 | RVT - Cost of Equipment | 0.32847 | 0.32797 | 0.32919 | 0.32641 | 0.32465 | 0.32601 | 0.3301 | 0.33334 | 0.33735 | 0.34115 | 0.34494 | 0.34843 | 0.35217 | 0.35608 | 0.35983 | 0.36364 | 0.36751 | 0.37173 | 0.37612 | 0.38075 | 0.38532 | 0.39008 | 0.39451 | 0.39907 | 0.40312 | 0.40663 | 0.40982 | 0.41259 | 0.41475 | 0.41653 | 0.41752 | 0.41819 | 0.41819
F1_Commercial_Hospital_New_Water Heating_Natural Gas_Water Heater_E7 | F1 | Commercial | Hospital | New | Water Heating | Natural Gas | Water Heater | E7 | RVT - Cost of Equipment | 0.21495 | 0.2152 | 0.21631 | 0.21529 | 0.21482 | 0.21597 | 0.21856 | 0.2207 | 0.22329 | 0.2258 | 0.22834 | 0.23075 | 0.2333 | 0.23595 | 0.23852 | 0.24116 | 0.2438 | 0.24662 | 0.24947 | 0.25238 | 0.25513 | 0.25788 | 0.26034 | 0.2628 | 0.26493 | 0.26678 | 0.26846 | 0.26991 | 0.27105 | 0.27199 | 0.27251 | 0.27286 | 0.27286
F1_Commercial_Hospital_New_Water Heating_Natural Gas_Water Heater_E8 | F1 | Commercial | Hospital | New | Water Heating | Natural Gas | Water Heater | E8 | RVT - Cost of Equipment | 0 | 0 | 0 | 0 | 0 | 0 | 0 | 0 | 0 | 0 | 0 | 0 | 0 | 0 | 0 | 0 | 0 | 0 | 0 | 0 | 0 | 0 | 0 | 0 | 0 | 0 | 0 | 0 | 0 | 0 | 0 | 0 | 0
F1_Commercial_Hospital_New_Water Heating_Natural Gas_Water Heater_E9 | F1 | Commercial | Hospital | New | Water Heating | Natural Gas | Water Heater | E9 | RVT - Cost of Equipment | 0 | 0 | 0 | 0 | 0 | 0 | 0 | 0 | 0 | 0 | 0 | 0 | 0 | 0 | 0 | 0 | 0 | 0 | 0 | 0 | 0 | 0 | 0 | 0 | 0 | 0 | 0 | 0 | 0 | 0 | 0 | 0 | 0
F1_Commercial_Hospital_New_Water Heating_Natural Gas_Water Heater_E10 | F1 | Commercial | Hospital | New | Water Heating | Natural Gas | Water Heater | E10 | RVT - Cost of Equipment | 0 | 0 | 0 | 0 | 0 | 0 | 0 | 0 | 0 | 0 | 0 | 0 | 0 | 0 | 0 | 0 | 0 | 0 | 0 | 0 | 0 | 0 | 0 | 0 | 0 | 0 | 0 | 0 | 0 | 0 | 0 | 0 | 0
F2_Commercial_Hospital_New_Water Heating_Natural Gas_Water Heater_E1 | F2 | Commercial | Hospital | New | Water Heating | Natural Gas | Water Heater | E1 | RVT - Cost of Operation | 0.48207 | 0.48134 | 0.48313 | 0.47906 | 0.47647 | 0.47846 | 0.48446 | 0.48922 | 0.49511 | 0.50068 | 0.50625 | 0.51136 | 0.51686 | 0.5226 | 0.52809 | 0.53369 | 0.53937 | 0.54556 | 0.552 | 0.5588 | 0.56551 | 0.5725 | 0.57899 | 0.58569 | 0.59163 | 0.59679 | 0.60147 | 0.60553 | 0.6087 | 0.61131 | 0.61277 | 0.61374 | 0.61374
F2_Commercial_Hospital_New_Water Heating_Natural Gas_Water Heater_E2 | F2 | Commercial | Hospital | New | Water Heating | Natural Gas | Water Heater | E2 | RVT - Cost of Operation | 0.47611 | 0.4754 | 0.47716 | 0.47314 | 0.47059 | 0.47255 | 0.47848 | 0.48318 | 0.489 | 0.4945 | 0.5 | 0.50505 | 0.51048 | 0.51615 | 0.52157 | 0.5271 | 0.53271 | 0.53883 | 0.54518 | 0.5519 | 0.55853 | 0.56543 | 0.57184 | 0.57846 | 0.58432 | 0.58942 | 0.59404 | 0.59805 | 0.60118 | 0.60376 | 0.6052 | 0.60617 | 0.60617
F2_Commercial_Hospital_New_Water Heating_Natural Gas_Water Heater_E3 | F2 | Commercial | Hospital | New | Water Heating | Natural Gas | Water Heater | E3 | RVT - Cost of Operation | 0.43824 | 0.43759 | 0.43921 | 0.4355 | 0.43316 | 0.43496 | 0.44042 | 0.44474 | 0.4501 | 0.45516 | 0.46023 | 0.46487 | 0.46987 | 0.47509 | 0.48008 | 0.48517 | 0.49033 | 0.49597 | 0.50182 | 0.508 | 0.5141 | 0.52045 | 0.52636 | 0.53245 | 0.53784 | 0.54253 | 0.54679 | 0.55048 | 0.55336 | 0.55574 | 0.55706 | 0.55795 | 0.55795
F2_Commercial_Hospital_New_Water Heating_Natural Gas_Water Heater_E4 | F2 | Commercial | Hospital | New | Water Heating | Natural Gas | Water Heater | E4 | RVT - Cost of Operation | 0.41027 | 0.40965 | 0.41117 | 0.40771 | 0.40551 | 0.4072 | 0.41231 | 0.41635 | 0.42137 | 0.42611 | 0.43085 | 0.4352 | 0.43988 | 0.44477 | 0.44944 | 0.4542 | 0.45904 | 0.46431 | 0.46979 | 0.47557 | 0.48128 | 0.48723 | 0.49276 | 0.49846 | 0.50351 | 0.5079 | 0.51189 | 0.51534 | 0.51804 | 0.52026 | 0.5215 | 0.52234 | 0.52234
F2_Commercial_Hospital_New_Water Heating_Natural Gas_Water Heater_E5 | F2 | Commercial | Hospital | New | Water Heating | Natural Gas | Water Heater | E5 | RVT - Cost of Operation | 0.40172 | 0.40112 | 0.40261 | 0.39921 | 0.39706 | 0.39872 | 0.40372 | 0.40768 | 0.41259 | 0.41723 | 0.42187 | 0.42613 | 0.43072 | 0.4355 | 0.44008 | 0.44474 | 0.44947 | 0.45464 | 0.46 | 0.46567 | 0.47126 | 0.47708 | 0.48249 | 0.48808 | 0.49302 | 0.49732 | 0.50122 | 0.50461 | 0.50725 | 0.50942 | 0.51064 | 0.51145 | 0.51145
F2_Commercial_Hospital_New_Water Heating_Natural Gas_Water Heater_E6 | F2 | Commercial | Hospital | New | Water Heating | Natural Gas | Water Heater | E6 | RVT - Cost of Operation | 0.39352 | 0.39293 | 0.39439 | 0.39107 | 0.38896 | 0.39058 | 0.39548 | 0.39936 | 0.40417 | 0.40872 | 0.41326 | 0.41744 | 0.42193 | 0.42661 | 0.4311 | 0.43566 | 0.4403 | 0.44536 | 0.45061 | 0.45616 | 0.46164 | 0.46735 | 0.47265 | 0.47812 | 0.48296 | 0.48717 | 0.49099 | 0.49431 | 0.49689 | 0.49903 | 0.50022 | 0.50102 | 0.50102
F2_Commercial_Hospital_New_Water Heating_Natural Gas_Water Heater_E7 | F2 | Commercial | Hospital | New | Water Heating | Natural Gas | Water Heater | E7 | RVT - Cost of Operation | 0.25752 | 0.25782 | 0.25915 | 0.25794 | 0.25737 | 0.25874 | 0.26184 | 0.26442 | 0.26751 | 0.27053 | 0.27357 | 0.27645 | 0.27951 | 0.28268 | 0.28577 | 0.28892 | 0.29209 | 0.29546 | 0.29888 | 0.30236 | 0.30566 | 0.30895 | 0.3119 | 0.31485 | 0.3174 | 0.31962 | 0.32163 | 0.32337 | 0.32474 | 0.32586 | 0.32649 | 0.32691 | 0.32691
F2_Commercial_Hospital_New_Water Heating_Natural Gas_Water Heater_E8 | F2 | Commercial | Hospital | New | Water Heating | Natural Gas | Water Heater | E8 | RVT - Cost of Operation | 0 | 0 | 0 | 0 | 0 | 0 | 0 | 0 | 0 | 0 | 0 | 0 | 0 | 0 | 0 | 0 | 0 | 0 | 0 | 0 | 0 | 0 | 0 | 0 | 0 | 0 | 0 | 0 | 0 | 0 | 0 | 0 | 0
F2_Commercial_Hospital_New_Water Heating_Natural Gas_Water Heater_E9 | F2 | Commercial | Hospital | New | Water Heating | Natural Gas | Water Heater | E9 | RVT - Cost of Operation | 0 | 0 | 0 | 0 | 0 | 0 | 0 | 0 | 0 | 0 | 0 | 0 | 0 | 0 | 0 | 0 | 0 | 0 | 0 | 0 | 0 | 0 | 0 | 0 | 0 | 0 | 0 | 0 | 0 | 0 | 0 | 0 | 0
F2_Commercial_Hospital_New_Water Heating_Natural Gas_Water Heater_E10 | F2 | Commercial | Hospital | New | Water Heating | Natural Gas | Water Heater | E10 | RVT - Cost of Operation | 0 | 0 | 0 | 0 | 0 | 0 | 0 | 0 | 0 | 0 | 0 | 0 | 0 | 0 | 0 | 0 | 0 | 0 | 0 | 0 | 0 | 0 | 0 | 0 | 0 | 0 | 0 | 0 | 0 | 0 | 0 | 0 | 0
F3_Commercial_Hospital_New_Water Heating_Natural Gas_Water Heater_E1 | F3 | Commercial | Hospital | New | Water Heating | Natural Gas | Water Heater | E1 | System - kBTUs of Consumption | 0.020224 | 0.020224 | 0.020224 | 0.020224 | 0.020224 | 0.020224 | 0.020224 | 0.020224 | 0.020224 | 0.020224 | 0.020224 | 0.020224 | 0.020224 | 0.020224 | 0.020224 | 0.020224 | 0.020224 | 0.020224 | 0.020224 | 0.020224 | 0.020224 | 0.020224 | 0.020224 | 0.020224 | 0.020224 | 0.020224 | 0.020224 | 0.020224 | 0.020224 | 0.020224 | 0.020224 | 0.020224 | 0.020224
F3_Commercial_Hospital_New_Water Heating_Natural Gas_Water Heater_E2 | F3 | Commercial | Hospital | New | Water Heating | Natural Gas | Water Heater | E2 | System - kBTUs of Consumption | 0.020219 | 0.020219 | 0.020219 | 0.020219 | 0.020219 | 0.020219 | 0.020219 | 0.020219 | 0.020219 | 0.020219 | 0.020219 | 0.020219 | 0.020219 | 0.020219 | 0.020219 | 0.020219 | 0.020219 | 0.020219 | 0.020219 | 0.020219 | 0.020219 | 0.020219 | 0.020219 | 0.020219 | 0.020219 | 0.020219 | 0.020219 | 0.020219 | 0.020219 | 0.020219 | 0.020219 | 0.020219 | 0.020219
F3_Commercial_Hospital_New_Water Heating_Natural Gas_Water Heater_E3 | F3 | Commercial | Hospital | New | Water Heating | Natural Gas | Water Heater | E3 | System - kBTUs of Consumption | 0.020514 | 0.020514 | 0.020514 | 0.020514 | 0.020514 | 0.020514 | 0.020514 | 0.020514 | 0.020514 | 0.020514 | 0.020514 | 0.020514 | 0.020514 | 0.020514 | 0.020514 | 0.020514 | 0.020514 | 0.020514 | 0.020514 | 0.020514 | 0.020514 | 0.020514 | 0.020514 | 0.020514 | 0.020514 | 0.020514 | 0.020514 | 0.020514 | 0.020514 | 0.020514 | 0.020514 | 0.020514 | 0.020514
F3_Commercial_Hospital_New_Water Heating_Natural Gas_Water Heater_E4 | F3 | Commercial | Hospital | New | Water Heating | Natural Gas | Water Heater | E4 | System - kBTUs of Consumption | 0.020808 | 0.020808 | 0.020808 | 0.020808 | 0.020808 | 0.020808 | 0.020808 | 0.020808 | 0.020808 | 0.020808 | 0.020808 | 0.020808 | 0.020808 | 0.020808 | 0.020808 | 0.020808 | 0.020808 | 0.020808 | 0.020808 | 0.020808 | 0.020808 | 0.020808 | 0.020808 | 0.020808 | 0.020808 | 0.020808 | 0.020808 | 0.020808 | 0.020808 | 0.020808 | 0.020808 | 0.020808 | 0.020808
F3_Commercial_Hospital_New_Water Heating_Natural Gas_Water Heater_E5 | F3 | Commercial | Hospital | New | Water Heating | Natural Gas | Water Heater | E5 | System - kBTUs of Consumption | 0.021251 | 0.021251 | 0.021251 | 0.021251 | 0.021251 | 0.021251 | 0.021251 | 0.021251 | 0.021251 | 0.021251 | 0.021251 | 0.021251 | 0.021251 | 0.021251 | 0.021251 | 0.021251 | 0.021251 | 0.021251 | 0.021251 | 0.021251 | 0.021251 | 0.021251 | 0.021251 | 0.021251 | 0.021251 | 0.021251 | 0.021251 | 0.021251 | 0.021251 | 0.021251 | 0.021251 | 0.021251 | 0.021251
F3_Commercial_Hospital_New_Water Heating_Natural Gas_Water Heater_E6 | F3 | Commercial | Hospital | New | Water Heating | Natural Gas | Water Heater | E6 | System - kBTUs of Consumption | 0.01769 | 0.01769 | 0.01769 | 0.01769 | 0.01769 | 0.01769 | 0.01769 | 0.01769 | 0.01769 | 0.01769 | 0.01769 | 0.01769 | 0.01769 | 0.01769 | 0.01769 | 0.01769 | 0.01769 | 0.01769 | 0.01769 | 0.01769 | 0.01769 | 0.01769 | 0.01769 | 0.01769 | 0.01769 | 0.01769 | 0.01769 | 0.01769 | 0.01769 | 0.01769 | 0.01769 | 0.01769 | 0.01769
F3_Commercial_Hospital_New_Water Heating_Natural Gas_Water Heater_E7 | F3 | Commercial | Hospital | New | Water Heating | Natural Gas | Water Heater | E7 | System - kBTUs of Consumption | 0.015409 | 0.015409 | 0.015409 | 0.015409 | 0.015409 | 0.015409 | 0.015409 | 0.015409 | 0.015409 | 0.015409 | 0.015409 | 0.015409 | 0.015409 | 0.015409 | 0.015409 | 0.015409 | 0.015409 | 0.015409 | 0.015409 | 0.015409 | 0.015409 | 0.015409 | 0.015409 | 0.015409 | 0.015409 | 0.015409 | 0.015409 | 0.015409 | 0.015409 | 0.015409 | 0.015409 | 0.015409 | 0.015409
F3_Commercial_Hospital_New_Water Heating_Natural Gas_Water Heater_E8 | F3 | Commercial | Hospital | New | Water Heating | Natural Gas | Water Heater | E8 | System - kBTUs of Consumption | 0 | 0 | 0 | 0 | 0 | 0 | 0 | 0 | 0 | 0 | 0 | 0 | 0 | 0 | 0 | 0 | 0 | 0 | 0 | 0 | 0 | 0 | 0 | 0 | 0 | 0 | 0 | 0 | 0 | 0 | 0 | 0 | 0
F3_Commercial_Hospital_New_Water Heating_Natural Gas_Water Heater_E9 | F3 | Commercial | Hospital | New | Water Heating | Natural Gas | Water Heater | E9 | System - kBTUs of Consumption | 0 | 0 | 0 | 0 | 0 | 0 | 0 | 0 | 0 | 0 | 0 | 0 | 0 | 0 | 0 | 0 | 0 | 0 | 0 | 0 | 0 | 0 | 0 | 0 | 0 | 0 | 0 | 0 | 0 | 0 | 0 | 0 | 0
F3_Commercial_Hospital_New_Water Heating_Natural Gas_Water Heater_E10 | F3 | Commercial | Hospital | New | Water Heating | Natural Gas | Water Heater | E10 | System - kBTUs of Consumption | 0 | 0 | 0 | 0 | 0 | 0 | 0 | 0 | 0 | 0 | 0 | 0 | 0 | 0 | 0 | 0 | 0 | 0 | 0 | 0 | 0 | 0 | 0 | 0 | 0 | 0 | 0 | 0 | 0 | 0 | 0 | 0 | 0
F4_Commercial_Hospital_New_Water Heating_Natural Gas_Water Heater_E1 | F4 | Commercial | Hospital | New | Water Heating | Natural Gas | Water Heater | E1 | Utility - Cost of Equipment | 0.48207 | 0.48134 | 0.48313 | 0.47906 | 0.47647 | 0.47846 | 0.48446 | 0.48922 | 0.49511 | 0.50068 | 0.50625 | 0.51136 | 0.51686 | 0.5226 | 0.52809 | 0.53369 | 0.53937 | 0.54556 | 0.552 | 0.5588 | 0.56551 | 0.5725 | 0.57899 | 0.58569 | 0.59163 | 0.59679 | 0.60147 | 0.60553 | 0.6087 | 0.61131 | 0.61277 | 0.61374 | 0.61374
F4_Commercial_Hospital_New_Water Heating_Natural Gas_Water Heater_E2 | F4 | Commercial | Hospital | New | Water Heating | Natural Gas | Water Heater | E2 | Utility - Cost of Equipment | 0.47611 | 0.4754 | 0.47716 | 0.47314 | 0.47059 | 0.47255 | 0.47848 | 0.48318 | 0.489 | 0.4945 | 0.5 | 0.50505 | 0.51048 | 0.51615 | 0.52157 | 0.5271 | 0.53271 | 0.53883 | 0.54518 | 0.5519 | 0.55853 | 0.56543 | 0.57184 | 0.57846 | 0.58432 | 0.58942 | 0.59404 | 0.59805 | 0.60118 | 0.60376 | 0.6052 | 0.60617 | 0.60617
F4_Commercial_Hospital_New_Water Heating_Natural Gas_Water Heater_E3 | F4 | Commercial | Hospital | New | Water Heating | Natural Gas | Water Heater | E3 | Utility - Cost of Equipment | 0.43824 | 0.43759 | 0.43921 | 0.4355 | 0.43316 | 0.43496 | 0.44042 | 0.44474 | 0.4501 | 0.45516 | 0.46023 | 0.46487 | 0.46987 | 0.47509 | 0.48008 | 0.48517 | 0.49033 | 0.49597 | 0.50182 | 0.508 | 0.5141 | 0.52045 | 0.52636 | 0.53245 | 0.53784 | 0.54253 | 0.54679 | 0.55048 | 0.55336 | 0.55574 | 0.55706 | 0.55795 | 0.55795
F4_Commercial_Hospital_New_Water Heating_Natural Gas_Water Heater_E4 | F4 | Commercial | Hospital | New | Water Heating | Natural Gas | Water Heater | E4 | Utility - Cost of Equipment | 0.41027 | 0.40965 | 0.41117 | 0.40771 | 0.40551 | 0.4072 | 0.41231 | 0.41635 | 0.42137 | 0.42611 | 0.43085 | 0.4352 | 0.43988 | 0.44477 | 0.44944 | 0.4542 | 0.45904 | 0.46431 | 0.46979 | 0.47557 | 0.48128 | 0.48723 | 0.49276 | 0.49846 | 0.50351 | 0.5079 | 0.51189 | 0.51534 | 0.51804 | 0.52026 | 0.5215 | 0.52234 | 0.52234
F4_Commercial_Hospital_New_Water Heating_Natural Gas_Water Heater_E5 | F4 | Commercial | Hospital | New | Water Heating | Natural Gas | Water Heater | E5 | Utility - Cost of Equipment | 0.40172 | 0.40112 | 0.40261 | 0.39921 | 0.39706 | 0.39872 | 0.40372 | 0.40768 | 0.41259 | 0.41723 | 0.42187 | 0.42613 | 0.43072 | 0.4355 | 0.44008 | 0.44474 | 0.44947 | 0.45464 | 0.46 | 0.46567 | 0.47126 | 0.47708 | 0.48249 | 0.48808 | 0.49302 | 0.49732 | 0.50122 | 0.50461 | 0.50725 | 0.50942 | 0.51064 | 0.51145 | 0.51145
F4_Commercial_Hospital_New_Water Heating_Natural Gas_Water Heater_E6 | F4 | Commercial | Hospital | New | Water Heating | Natural Gas | Water Heater | E6 | Utility - Cost of Equipment | 0.39352 | 0.39293 | 0.39439 | 0.39107 | 0.38896 | 0.39058 | 0.39548 | 0.39936 | 0.40417 | 0.40872 | 0.41326 | 0.41744 | 0.42193 | 0.42661 | 0.4311 | 0.43566 | 0.4403 | 0.44536 | 0.45061 | 0.45616 | 0.46164 | 0.46735 | 0.47265 | 0.47812 | 0.48296 | 0.48717 | 0.49099 | 0.49431 | 0.49689 | 0.49903 | 0.50022 | 0.50102 | 0.50102
F4_Commercial_Hospital_New_Water Heating_Natural Gas_Water Heater_E7 | F4 | Commercial | Hospital | New | Water Heating | Natural Gas | Water Heater | E7 | Utility - Cost of Equipment | 0.25752 | 0.25782 | 0.25915 | 0.25794 | 0.25737 | 0.25874 | 0.26184 | 0.26442 | 0.26751 | 0.27053 | 0.27357 | 0.27645 | 0.27951 | 0.28268 | 0.28577 | 0.28892 | 0.29209 | 0.29546 | 0.29888 | 0.30236 | 0.30566 | 0.30895 | 0.3119 | 0.31485 | 0.3174 | 0.31962 | 0.32163 | 0.32337 | 0.32474 | 0.32586 | 0.32649 | 0.32691 | 0.32691
F4_Commercial_Hospital_New_Water Heating_Natural Gas_Water Heater_E8 | F4 | Commercial | Hospital | New | Water Heating | Natural Gas | Water Heater | E8 | Utility - Cost of Equipment | 0 | 0 | 0 | 0 | 0 | 0 | 0 | 0 | 0 | 0 | 0 | 0 | 0 | 0 | 0 | 0 | 0 | 0 | 0 | 0 | 0 | 0 | 0 | 0 | 0 | 0 | 0 | 0 | 0 | 0 | 0 | 0 | 0
F4_Commercial_Hospital_New_Water Heating_Natural Gas_Water Heater_E9 | F4 | Commercial | Hospital | New | Water Heating | Natural Gas | Water Heater | E9 | Utility - Cost of Equipment | 0 | 0 | 0 | 0 | 0 | 0 | 0 | 0 | 0 | 0 | 0 | 0 | 0 | 0 | 0 | 0 | 0 | 0 | 0 | 0 | 0 | 0 | 0 | 0 | 0 | 0 | 0 | 0 | 0 | 0 | 0 | 0 | 0
F4_Commercial_Hospital_New_Water Heating_Natural Gas_Water Heater_E10 | F4 | Commercial | Hospital | New | Water Heating | Natural Gas | Water Heater | E10 | Utility - Cost of Equipment | 0 | 0 | 0 | 0 | 0 | 0 | 0 | 0 | 0 | 0 | 0 | 0 | 0 | 0 | 0 | 0 | 0 | 0 | 0 | 0 | 0 | 0 | 0 | 0 | 0 | 0 | 0 | 0 | 0 | 0 | 0 | 0 | 0
F5_Commercial_Hospital_New_Water Heating_Natural Gas_Water Heater_E1 | F5 | Commercial | Hospital | New | Water Heating | Natural Gas | Water Heater | E1 | Utility - Cost of Operation | 0.020224 | 0.020224 | 0.020224 | 0.020224 | 0.020224 | 0.020224 | 0.020224 | 0.020224 | 0.020224 | 0.020224 | 0.020224 | 0.020224 | 0.020224 | 0.020224 | 0.020224 | 0.020224 | 0.020224 | 0.020224 | 0.020224 | 0.020224 | 0.020224 | 0.020224 | 0.020224 | 0.020224 | 0.020224 | 0.020224 | 0.020224 | 0.020224 | 0.020224 | 0.020224 | 0.020224 | 0.020224 | 0.020224
F5_Commercial_Hospital_New_Water Heating_Natural Gas_Water Heater_E2 | F5 | Commercial | Hospital | New | Water Heating | Natural Gas | Water Heater | E2 | Utility - Cost of Operation | 0.020219 | 0.020219 | 0.020219 | 0.020219 | 0.020219 | 0.020219 | 0.020219 | 0.020219 | 0.020219 | 0.020219 | 0.020219 | 0.020219 | 0.020219 | 0.020219 | 0.020219 | 0.020219 | 0.020219 | 0.020219 | 0.020219 | 0.020219 | 0.020219 | 0.020219 | 0.020219 | 0.020219 | 0.020219 | 0.020219 | 0.020219 | 0.020219 | 0.020219 | 0.020219 | 0.020219 | 0.020219 | 0.020219
F5_Commercial_Hospital_New_Water Heating_Natural Gas_Water Heater_E3 | F5 | Commercial | Hospital | New | Water Heating | Natural Gas | Water Heater | E3 | Utility - Cost of Operation | 0.020514 | 0.020514 | 0.020514 | 0.020514 | 0.020514 | 0.020514 | 0.020514 | 0.020514 | 0.020514 | 0.020514 | 0.020514 | 0.020514 | 0.020514 | 0.020514 | 0.020514 | 0.020514 | 0.020514 | 0.020514 | 0.020514 | 0.020514 | 0.020514 | 0.020514 | 0.020514 | 0.020514 | 0.020514 | 0.020514 | 0.020514 | 0.020514 | 0.020514 | 0.020514 | 0.020514 | 0.020514 | 0.020514
F5_Commercial_Hospital_New_Water Heating_Natural Gas_Water Heater_E4 | F5 | Commercial | Hospital | New | Water Heating | Natural Gas | Water Heater | E4 | Utility - Cost of Operation | 0.020808 | 0.020808 | 0.020808 | 0.020808 | 0.020808 | 0.020808 | 0.020808 | 0.020808 | 0.020808 | 0.020808 | 0.020808 | 0.020808 | 0.020808 | 0.020808 | 0.020808 | 0.020808 | 0.020808 | 0.020808 | 0.020808 | 0.020808 | 0.020808 | 0.020808 | 0.020808 | 0.020808 | 0.020808 | 0.020808 | 0.020808 | 0.020808 | 0.020808 | 0.020808 | 0.020808 | 0.020808 | 0.020808
F5_Commercial_Hospital_New_Water Heating_Natural Gas_Water Heater_E5 | F5 | Commercial | Hospital | New | Water Heating | Natural Gas | Water Heater | E5 | Utility - Cost of Operation | 0.021251 | 0.021251 | 0.021251 | 0.021251 | 0.021251 | 0.021251 | 0.021251 | 0.021251 | 0.021251 | 0.021251 | 0.021251 | 0.021251 | 0.021251 | 0.021251 | 0.021251 | 0.021251 | 0.021251 | 0.021251 | 0.021251 | 0.021251 | 0.021251 | 0.021251 | 0.021251 | 0.021251 | 0.021251 | 0.021251 | 0.021251 | 0.021251 | 0.021251 | 0.021251 | 0.021251 | 0.021251 | 0.021251
F5_Commercial_Hospital_New_Water Heating_Natural Gas_Water Heater_E6 | F5 | Commercial | Hospital | New | Water Heating | Natural Gas | Water Heater | E6 | Utility - Cost of Operation | 0.01769 | 0.01769 | 0.01769 | 0.01769 | 0.01769 | 0.01769 | 0.01769 | 0.01769 | 0.01769 | 0.01769 | 0.01769 | 0.01769 | 0.01769 | 0.01769 | 0.01769 | 0.01769 | 0.01769 | 0.01769 | 0.01769 | 0.01769 | 0.01769 | 0.01769 | 0.01769 | 0.01769 | 0.01769 | 0.01769 | 0.01769 | 0.01769 | 0.01769 | 0.01769 | 0.01769 | 0.01769 | 0.01769
F5_Commercial_Hospital_New_Water Heating_Natural Gas_Water Heater_E7 | F5 | Commercial | Hospital | New | Water Heating | Natural Gas | Water Heater | E7 | Utility - Cost of Operation | 0.015409 | 0.015409 | 0.015409 | 0.015409 | 0.015409 | 0.015409 | 0.015409 | 0.015409 | 0.015409 | 0.015409 | 0.015409 | 0.015409 | 0.015409 | 0.015409 | 0.015409 | 0.015409 | 0.015409 | 0.015409 | 0.015409 | 0.015409 | 0.015409 | 0.015409 | 0.015409 | 0.015409 | 0.015409 | 0.015409 | 0.015409 | 0.015409 | 0.015409 | 0.015409 | 0.015409 | 0.015409 | 0.015409
F5_Commercial_Hospital_New_Water Heating_Natural Gas_Water Heater_E8 | F5 | Commercial | Hospital | New | Water Heating | Natural Gas | Water Heater | E8 | Utility - Cost of Operation | 0 | 0 | 0 | 0 | 0 | 0 | 0 | 0 | 0 | 0 | 0 | 0 | 0 | 0 | 0 | 0 | 0 | 0 | 0 | 0 | 0 | 0 | 0 | 0 | 0 | 0 | 0 | 0 | 0 | 0 | 0 | 0 | 0
F5_Commercial_Hospital_New_Water Heating_Natural Gas_Water Heater_E9 | F5 | Commercial | Hospital | New | Water Heating | Natural Gas | Water Heater | E9 | Utility - Cost of Operation | 0 | 0 | 0 | 0 | 0 | 0 | 0 | 0 | 0 | 0 | 0 | 0 | 0 | 0 | 0 | 0 | 0 | 0 | 0 | 0 | 0 | 0 | 0 | 0 | 0 | 0 | 0 | 0 | 0 | 0 | 0 | 0 | 0
F5_Commercial_Hospital_New_Water Heating_Natural Gas_Water Heater_E10 | F5 | Commercial | Hospital | New | Water Heating | Natural Gas | Water Heater | E10 | Utility - Cost of Operation | 0 | 0 | 0 | 0 | 0 | 0 | 0 | 0 | 0 | 0 | 0 | 0 | 0 | 0 | 0 | 0 | 0 | 0 | 0 | 0 | 0 | 0 | 0 | 0 | 0 | 0 | 0 | 0 | 0 | 0 | 0 | 0 | 0
F6_Commercial_Hospital_New_Water Heating_Natural Gas_Water Heater_E1 | F6 | Commercial | Hospital | New | Water Heating | Natural Gas | Water Heater | E1 | Utility - Value of Sales | 0.32418 | 0.32592 | 0.32873 | 0.32811 | 0.32811 | 0.32811 | 0.32811 | 0.32811 | 0.32811 | 0.32811 | 0.32811 | 0.32811 | 0.32811 | 0.32811 | 0.32811 | 0.32811 | 0.32811 | 0.32811 | 0.32811 | 0.32811 | 0.32811 | 0.32811 | 0.32811 | 0.32811 | 0.32811 | 0.32811 | 0.32811 | 0.32811 | 0.32811 | 0.32811 | 0.32811 | 0.32811 | 0.32811
F6_Commercial_Hospital_New_Water Heating_Natural Gas_Water Heater_E2 | F6 | Commercial | Hospital | New | Water Heating | Natural Gas | Water Heater | E2 | Utility - Value of Sales | 0.32018 | 0.3219 | 0.32467 | 0.32406 | 0.32406 | 0.32406 | 0.32406 | 0.32406 | 0.32406 | 0.32406 | 0.32406 | 0.32406 | 0.32406 | 0.32406 | 0.32406 | 0.32406 | 0.32406 | 0.32406 | 0.32406 | 0.32406 | 0.32406 | 0.32406 | 0.32406 | 0.32406 | 0.32406 | 0.32406 | 0.32406 | 0.32406 | 0.32406 | 0.32406 | 0.32406 | 0.32406 | 0.32406
F6_Commercial_Hospital_New_Water Heating_Natural Gas_Water Heater_E3 | F6 | Commercial | Hospital | New | Water Heating | Natural Gas | Water Heater | E3 | Utility - Value of Sales | 0.29471 | 0.29629 | 0.29884 | 0.29829 | 0.29829 | 0.29829 | 0.29829 | 0.29829 | 0.29829 | 0.29829 | 0.29829 | 0.29829 | 0.29829 | 0.29829 | 0.29829 | 0.29829 | 0.29829 | 0.29829 | 0.29829 | 0.29829 | 0.29829 | 0.29829 | 0.29829 | 0.29829 | 0.29829 | 0.29829 | 0.29829 | 0.29829 | 0.29829 | 0.29829 | 0.29829 | 0.29829 | 0.29829
F6_Commercial_Hospital_New_Water Heating_Natural Gas_Water Heater_E4 | F6 | Commercial | Hospital | New | Water Heating | Natural Gas | Water Heater | E4 | Utility - Value of Sales | 0.2759 | 0.27738 | 0.27977 | 0.27925 | 0.27925 | 0.27925 | 0.27925 | 0.27925 | 0.27925 | 0.27925 | 0.27925 | 0.27925 | 0.27925 | 0.27925 | 0.27925 | 0.27925 | 0.27925 | 0.27925 | 0.27925 | 0.27925 | 0.27925 | 0.27925 | 0.27925 | 0.27925 | 0.27925 | 0.27925 | 0.27925 | 0.27925 | 0.27925 | 0.27925 | 0.27925 | 0.27925 | 0.27925
F6_Commercial_Hospital_New_Water Heating_Natural Gas_Water Heater_E5 | F6 | Commercial | Hospital | New | Water Heating | Natural Gas | Water Heater | E5 | Utility - Value of Sales | 0.27015 | 0.2716 | 0.27394 | 0.27343 | 0.27343 | 0.27343 | 0.27343 | 0.27343 | 0.27343 | 0.27343 | 0.27343 | 0.27343 | 0.27343 | 0.27343 | 0.27343 | 0.27343 | 0.27343 | 0.27343 | 0.27343 | 0.27343 | 0.27343 | 0.27343 | 0.27343 | 0.27343 | 0.27343 | 0.27343 | 0.27343 | 0.27343 | 0.27343 | 0.27343 | 0.27343 | 0.27343 | 0.27343
F6_Commercial_Hospital_New_Water Heating_Natural Gas_Water Heater_E6 | F6 | Commercial | Hospital | New | Water Heating | Natural Gas | Water Heater | E6 | Utility - Value of Sales | 0.26464 | 0.26606 | 0.26835 | 0.26785 | 0.26785 | 0.26785 | 0.26785 | 0.26785 | 0.26785 | 0.26785 | 0.26785 | 0.26785 | 0.26785 | 0.26785 | 0.26785 | 0.26785 | 0.26785 | 0.26785 | 0.26785 | 0.26785 | 0.26785 | 0.26785 | 0.26785 | 0.26785 | 0.26785 | 0.26785 | 0.26785 | 0.26785 | 0.26785 | 0.26785 | 0.26785 | 0.26785 | 0.26785
F6_Commercial_Hospital_New_Water Heating_Natural Gas_Water Heater_E7 | F6 | Commercial | Hospital | New | Water Heating | Natural Gas | Water Heater | E7 | Utility - Value of Sales | 0.17338 | 0.1741 | 0.17525 | 0.17499 | 0.17499 | 0.17499 | 0.17499 | 0.17499 | 0.17499 | 0.17499 | 0.17499 | 0.17499 | 0.17499 | 0.17499 | 0.17499 | 0.17499 | 0.17499 | 0.17499 | 0.17499 | 0.17499 | 0.17499 | 0.17499 | 0.17499 | 0.17499 | 0.17499 | 0.17499 | 0.17499 | 0.17499 | 0.17499 | 0.17499 | 0.17499 | 0.17499 | 0.17499
F6_Commercial_Hospital_New_Water Heating_Natural Gas_Water Heater_E8 | F6 | Commercial | Hospital | New | Water Heating | Natural Gas | Water Heater | E8 | Utility - Value of Sales | 0 | 0 | 0 | 0 | 0 | 0 | 0 | 0 | 0 | 0 | 0 | 0 | 0 | 0 | 0 | 0 | 0 | 0 | 0 | 0 | 0 | 0 | 0 | 0 | 0 | 0 | 0 | 0 | 0 | 0 | 0 | 0 | 0
F6_Commercial_Hospital_New_Water Heating_Natural Gas_Water Heater_E9 | F6 | Commercial | Hospital | New | Water Heating | Natural Gas | Water Heater | E9 | Utility - Value of Sales | 0 | 0 | 0 | 0 | 0 | 0 | 0 | 0 | 0 | 0 | 0 | 0 | 0 | 0 | 0 | 0 | 0 | 0 | 0 | 0 | 0 | 0 | 0 | 0 | 0 | 0 | 0 | 0 | 0 | 0 | 0 | 0 | 0
F6_Commercial_Hospital_New_Water Heating_Natural Gas_Water Heater_E10 | F6 | Commercial | Hospital | New | Water Heating | Natural Gas | Water Heater | E10 | Utility - Value of Sales | 0 | 0 | 0 | 0 | 0 | 0 | 0 | 0 | 0 | 0 | 0 | 0 | 0 | 0 | 0 | 0 | 0 | 0 | 0 | 0 | 0 | 0 | 0 | 0 | 0 | 0 | 0 | 0 | 0 | 0 | 0 | 0 | 0
F1_Commercial_Hospital_New_Food Preparation_Natural Gas_Oven_E1 | F1 | Commercial | Hospital | New | Food Preparation | Natural Gas | Oven | E1 | RVT - Cost of Equipment | 0.18717 | 0.18722 | 0.18815 | 0.1869 | 0.18615 | 0.18679 | 0.18861 | 0.19007 | 0.19187 | 0.19358 | 0.19529 | 0.19688 | 0.19859 | 0.20036 | 0.20206 | 0.2038 | 0.20555 | 0.20746 | 0.20944 | 0.21153 | 0.21356 | 0.21565 | 0.21756 | 0.21953 | 0.22127 | 0.22277 | 0.22414 | 0.22532 | 0.22624 | 0.227 | 0.22741 | 0.22769 | 0.22769
F1_Commercial_Hospital_New_Food Preparation_Natural Gas_Oven_E2 | F1 | Commercial | Hospital | New | Food Preparation | Natural Gas | Oven | E2 | RVT - Cost of Equipment | 0.10718 | 0.10721 | 0.10774 | 0.10702 | 0.10659 | 0.10696 | 0.10801 | 0.10884 | 0.10987 | 0.11085 | 0.11183 | 0.11274 | 0.11372 | 0.11473 | 0.11571 | 0.1167 | 0.1177 | 0.1188 | 0.11993 | 0.12113 | 0.12229 | 0.12349 | 0.12458 | 0.12571 | 0.12671 | 0.12757 | 0.12835 | 0.12902 | 0.12955 | 0.12999 | 0.13022 | 0.13038 | 0.13038
F1_Commercial_Hospital_New_Food Preparation_Natural Gas_Oven_E3 | F1 | Commercial | Hospital | New | Food Preparation | Natural Gas | Oven | E3 | RVT - Cost of Equipment | 0 | 0 | 0 | 0 | 0 | 0 | 0 | 0 | 0 | 0 | 0 | 0 | 0 | 0 | 0 | 0 | 0 | 0 | 0 | 0 | 0 | 0 | 0 | 0 | 0 | 0 | 0 | 0 | 0 | 0 | 0 | 0 | 0
F1_Commercial_Hospital_New_Food Preparation_Natural Gas_Oven_E4 | F1 | Commercial | Hospital | New | Food Preparation | Natural Gas | Oven | E4 | RVT - Cost of Equipment | 0 | 0 | 0 | 0 | 0 | 0 | 0 | 0 | 0 | 0 | 0 | 0 | 0 | 0 | 0 | 0 | 0 | 0 | 0 | 0 | 0 | 0 | 0 | 0 | 0 | 0 | 0 | 0 | 0 | 0 | 0 | 0 | 0
F1_Commercial_Hospital_New_Food Preparation_Natural Gas_Oven_E5 | F1 | Commercial | Hospital | New | Food Preparation | Natural Gas | Oven | E5 | RVT - Cost of Equipment | 0 | 0 | 0 | 0 | 0 | 0 | 0 | 0 | 0 | 0 | 0 | 0 | 0 | 0 | 0 | 0 | 0 | 0 | 0 | 0 | 0 | 0 | 0 | 0 | 0 | 0 | 0 | 0 | 0 | 0 | 0 | 0 | 0
F1_Commercial_Hospital_New_Food Preparation_Natural Gas_Oven_E6 | F1 | Commercial | Hospital | New | Food Preparation | Natural Gas | Oven | E6 | RVT - Cost of Equipment | 0 | 0 | 0 | 0 | 0 | 0 | 0 | 0 | 0 | 0 | 0 | 0 | 0 | 0 | 0 | 0 | 0 | 0 | 0 | 0 | 0 | 0 | 0 | 0 | 0 | 0 | 0 | 0 | 0 | 0 | 0 | 0 | 0
F1_Commercial_Hospital_New_Food Preparation_Natural Gas_Oven_E7 | F1 | Commercial | Hospital | New | Food Preparation | Natural Gas | Oven | E7 | RVT - Cost of Equipment | 0 | 0 | 0 | 0 | 0 | 0 | 0 | 0 | 0 | 0 | 0 | 0 | 0 | 0 | 0 | 0 | 0 | 0 | 0 | 0 | 0 | 0 | 0 | 0 | 0 | 0 | 0 | 0 | 0 | 0 | 0 | 0 | 0
F1_Commercial_Hospital_New_Food Preparation_Natural Gas_Oven_E8 | F1 | Commercial | Hospital | New | Food Preparation | Natural Gas | Oven | E8 | RVT - Cost of Equipment | 0 | 0 | 0 | 0 | 0 | 0 | 0 | 0 | 0 | 0 | 0 | 0 | 0 | 0 | 0 | 0 | 0 | 0 | 0 | 0 | 0 | 0 | 0 | 0 | 0 | 0 | 0 | 0 | 0 | 0 | 0 | 0 | 0
F1_Commercial_Hospital_New_Food Preparation_Natural Gas_Oven_E9 | F1 | Commercial | Hospital | New | Food Preparation | Natural Gas | Oven | E9 | RVT - Cost of Equipment | 0 | 0 | 0 | 0 | 0 | 0 | 0 | 0 | 0 | 0 | 0 | 0 | 0 | 0 | 0 | 0 | 0 | 0 | 0 | 0 | 0 | 0 | 0 | 0 | 0 | 0 | 0 | 0 | 0 | 0 | 0 | 0 | 0
F1_Commercial_Hospital_New_Food Preparation_Natural Gas_Oven_E10 | F1 | Commercial | Hospital | New | Food Preparation | Natural Gas | Oven | E10 | RVT - Cost of Equipment | 0 | 0 | 0 | 0 | 0 | 0 | 0 | 0 | 0 | 0 | 0 | 0 | 0 | 0 | 0 | 0 | 0 | 0 | 0 | 0 | 0 | 0 | 0 | 0 | 0 | 0 | 0 | 0 | 0 | 0 | 0 | 0 | 0
F2_Commercial_Hospital_New_Food Preparation_Natural Gas_Oven_E1 | F2 | Commercial | Hospital | New | Food Preparation | Natural Gas | Oven | E1 | RVT - Cost of Operation | 0.22424 | 0.2243 | 0.22542 | 0.22391 | 0.22302 | 0.22379 | 0.22597 | 0.22772 | 0.22987 | 0.23193 | 0.23397 | 0.23588 | 0.23792 | 0.24005 | 0.24208 | 0.24416 | 0.24626 | 0.24855 | 0.25093 | 0.25343 | 0.25586 | 0.25836 | 0.26066 | 0.26302 | 0.2651 | 0.2669 | 0.26854 | 0.26995 | 0.27105 | 0.27196 | 0.27246 | 0.27279 | 0.27279
F2_Commercial_Hospital_New_Food Preparation_Natural Gas_Oven_E2 | F2 | Commercial | Hospital | New | Food Preparation | Natural Gas | Oven | E2 | RVT - Cost of Operation | 0.12841 | 0.12844 | 0.12908 | 0.12822 | 0.12771 | 0.12815 | 0.1294 | 0.1304 | 0.13163 | 0.13281 | 0.13398 | 0.13507 | 0.13624 | 0.13746 | 0.13862 | 0.13981 | 0.14102 | 0.14233 | 0.14369 | 0.14512 | 0.14651 | 0.14795 | 0.14926 | 0.15061 | 0.1518 | 0.15283 | 0.15377 | 0.15458 | 0.15521 | 0.15573 | 0.15602 | 0.15621 | 0.15621
F2_Commercial_Hospital_New_Food Preparation_Natural Gas_Oven_E3 | F2 | Commercial | Hospital | New | Food Preparation | Natural Gas | Oven | E3 | RVT - Cost of Operation | 0 | 0 | 0 | 0 | 0 | 0 | 0 | 0 | 0 | 0 | 0 | 0 | 0 | 0 | 0 | 0 | 0 | 0 | 0 | 0 | 0 | 0 | 0 | 0 | 0 | 0 | 0 | 0 | 0 | 0 | 0 | 0 | 0
F2_Commercial_Hospital_New_Food Preparation_Natural Gas_Oven_E4 | F2 | Commercial | Hospital | New | Food Preparation | Natural Gas | Oven | E4 | RVT - Cost of Operation | 0 | 0 | 0 | 0 | 0 | 0 | 0 | 0 | 0 | 0 | 0 | 0 | 0 | 0 | 0 | 0 | 0 | 0 | 0 | 0 | 0 | 0 | 0 | 0 | 0 | 0 | 0 | 0 | 0 | 0 | 0 | 0 | 0
F2_Commercial_Hospital_New_Food Preparation_Natural Gas_Oven_E5 | F2 | Commercial | Hospital | New | Food Preparation | Natural Gas | Oven | E5 | RVT - Cost of Operation | 0 | 0 | 0 | 0 | 0 | 0 | 0 | 0 | 0 | 0 | 0 | 0 | 0 | 0 | 0 | 0 | 0 | 0 | 0 | 0 | 0 | 0 | 0 | 0 | 0 | 0 | 0 | 0 | 0 | 0 | 0 | 0 | 0
F2_Commercial_Hospital_New_Food Preparation_Natural Gas_Oven_E6 | F2 | Commercial | Hospital | New | Food Preparation | Natural Gas | Oven | E6 | RVT - Cost of Operation | 0 | 0 | 0 | 0 | 0 | 0 | 0 | 0 | 0 | 0 | 0 | 0 | 0 | 0 | 0 | 0 | 0 | 0 | 0 | 0 | 0 | 0 | 0 | 0 | 0 | 0 | 0 | 0 | 0 | 0 | 0 | 0 | 0
F2_Commercial_Hospital_New_Food Preparation_Natural Gas_Oven_E7 | F2 | Commercial | Hospital | New | Food Preparation | Natural Gas | Oven | E7 | RVT - Cost of Operation | 0 | 0 | 0 | 0 | 0 | 0 | 0 | 0 | 0 | 0 | 0 | 0 | 0 | 0 | 0 | 0 | 0 | 0 | 0 | 0 | 0 | 0 | 0 | 0 | 0 | 0 | 0 | 0 | 0 | 0 | 0 | 0 | 0
F2_Commercial_Hospital_New_Food Preparation_Natural Gas_Oven_E8 | F2 | Commercial | Hospital | New | Food Preparation | Natural Gas | Oven | E8 | RVT - Cost of Operation | 0 | 0 | 0 | 0 | 0 | 0 | 0 | 0 | 0 | 0 | 0 | 0 | 0 | 0 | 0 | 0 | 0 | 0 | 0 | 0 | 0 | 0 | 0 | 0 | 0 | 0 | 0 | 0 | 0 | 0 | 0 | 0 | 0
F2_Commercial_Hospital_New_Food Preparation_Natural Gas_Oven_E9 | F2 | Commercial | Hospital | New | Food Preparation | Natural Gas | Oven | E9 | RVT - Cost of Operation | 0 | 0 | 0 | 0 | 0 | 0 | 0 | 0 | 0 | 0 | 0 | 0 | 0 | 0 | 0 | 0 | 0 | 0 | 0 | 0 | 0 | 0 | 0 | 0 | 0 | 0 | 0 | 0 | 0 | 0 | 0 | 0 | 0
F2_Commercial_Hospital_New_Food Preparation_Natural Gas_Oven_E10 | F2 | Commercial | Hospital | New | Food Preparation | Natural Gas | Oven | E10 | RVT - Cost of Operation | 0 | 0 | 0 | 0 | 0 | 0 | 0 | 0 | 0 | 0 | 0 | 0 | 0 | 0 | 0 | 0 | 0 | 0 | 0 | 0 | 0 | 0 | 0 | 0 | 0 | 0 | 0 | 0 | 0 | 0 | 0 | 0 | 0
F3_Commercial_Hospital_New_Food Preparation_Natural Gas_Oven_E1 | F3 | Commercial | Hospital | New | Food Preparation | Natural Gas | Oven | E1 | System - kBTUs of Consumption | 0.31393 | 0.31393 | 0.31393 | 0.31393 | 0.31393 | 0.31393 | 0.31393 | 0.31393 | 0.31393 | 0.31393 | 0.31393 | 0.31393 | 0.31393 | 0.31393 | 0.31393 | 0.31393 | 0.31393 | 0.31393 | 0.31393 | 0.31393 | 0.31393 | 0.31393 | 0.31393 | 0.31393 | 0.31393 | 0.31393 | 0.31393 | 0.31393 | 0.31393 | 0.31393 | 0.31393 | 0.31393 | 0.31393
F3_Commercial_Hospital_New_Food Preparation_Natural Gas_Oven_E2 | F3 | Commercial | Hospital | New | Food Preparation | Natural Gas | Oven | E2 | System - kBTUs of Consumption | 0.32713 | 0.32713 | 0.32713 | 0.32713 | 0.32713 | 0.32713 | 0.32713 | 0.32713 | 0.32713 | 0.32713 | 0.32713 | 0.32713 | 0.32713 | 0.32713 | 0.32713 | 0.32713 | 0.32713 | 0.32713 | 0.32713 | 0.32713 | 0.32713 | 0.32713 | 0.32713 | 0.32713 | 0.32713 | 0.32713 | 0.32713 | 0.32713 | 0.32713 | 0.32713 | 0.32713 | 0.32713 | 0.32713
F3_Commercial_Hospital_New_Food Preparation_Natural Gas_Oven_E3 | F3 | Commercial | Hospital | New | Food Preparation | Natural Gas | Oven | E3 | System - kBTUs of Consumption | 0 | 0 | 0 | 0 | 0 | 0 | 0 | 0 | 0 | 0 | 0 | 0 | 0 | 0 | 0 | 0 | 0 | 0 | 0 | 0 | 0 | 0 | 0 | 0 | 0 | 0 | 0 | 0 | 0 | 0 | 0 | 0 | 0
F3_Commercial_Hospital_New_Food Preparation_Natural Gas_Oven_E4 | F3 | Commercial | Hospital | New | Food Preparation | Natural Gas | Oven | E4 | System - kBTUs of Consumption | 0 | 0 | 0 | 0 | 0 | 0 | 0 | 0 | 0 | 0 | 0 | 0 | 0 | 0 | 0 | 0 | 0 | 0 | 0 | 0 | 0 | 0 | 0 | 0 | 0 | 0 | 0 | 0 | 0 | 0 | 0 | 0 | 0
F3_Commercial_Hospital_New_Food Preparation_Natural Gas_Oven_E5 | F3 | Commercial | Hospital | New | Food Preparation | Natural Gas | Oven | E5 | System - kBTUs of Consumption | 0 | 0 | 0 | 0 | 0 | 0 | 0 | 0 | 0 | 0 | 0 | 0 | 0 | 0 | 0 | 0 | 0 | 0 | 0 | 0 | 0 | 0 | 0 | 0 | 0 | 0 | 0 | 0 | 0 | 0 | 0 | 0 | 0
F3_Commercial_Hospital_New_Food Preparation_Natural Gas_Oven_E6 | F3 | Commercial | Hospital | New | Food Preparation | Natural Gas | Oven | E6 | System - kBTUs of Consumption | 0 | 0 | 0 | 0 | 0 | 0 | 0 | 0 | 0 | 0 | 0 | 0 | 0 | 0 | 0 | 0 | 0 | 0 | 0 | 0 | 0 | 0 | 0 | 0 | 0 | 0 | 0 | 0 | 0 | 0 | 0 | 0 | 0
F3_Commercial_Hospital_New_Food Preparation_Natural Gas_Oven_E7 | F3 | Commercial | Hospital | New | Food Preparation | Natural Gas | Oven | E7 | System - kBTUs of Consumption | 0 | 0 | 0 | 0 | 0 | 0 | 0 | 0 | 0 | 0 | 0 | 0 | 0 | 0 | 0 | 0 | 0 | 0 | 0 | 0 | 0 | 0 | 0 | 0 | 0 | 0 | 0 | 0 | 0 | 0 | 0 | 0 | 0
F3_Commercial_Hospital_New_Food Preparation_Natural Gas_Oven_E8 | F3 | Commercial | Hospital | New | Food Preparation | Natural Gas | Oven | E8 | System - kBTUs of Consumption | 0 | 0 | 0 | 0 | 0 | 0 | 0 | 0 | 0 | 0 | 0 | 0 | 0 | 0 | 0 | 0 | 0 | 0 | 0 | 0 | 0 | 0 | 0 | 0 | 0 | 0 | 0 | 0 | 0 | 0 | 0 | 0 | 0
F3_Commercial_Hospital_New_Food Preparation_Natural Gas_Oven_E9 | F3 | Commercial | Hospital | New | Food Preparation | Natural Gas | Oven | E9 | System - kBTUs of Consumption | 0 | 0 | 0 | 0 | 0 | 0 | 0 | 0 | 0 | 0 | 0 | 0 | 0 | 0 | 0 | 0 | 0 | 0 | 0 | 0 | 0 | 0 | 0 | 0 | 0 | 0 | 0 | 0 | 0 | 0 | 0 | 0 | 0
F3_Commercial_Hospital_New_Food Preparation_Natural Gas_Oven_E10 | F3 | Commercial | Hospital | New | Food Preparation | Natural Gas | Oven | E10 | System - kBTUs of Consumption | 0 | 0 | 0 | 0 | 0 | 0 | 0 | 0 | 0 | 0 | 0 | 0 | 0 | 0 | 0 | 0 | 0 | 0 | 0 | 0 | 0 | 0 | 0 | 0 | 0 | 0 | 0 | 0 | 0 | 0 | 0 | 0 | 0
F4_Commercial_Hospital_New_Food Preparation_Natural Gas_Oven_E1 | F4 | Commercial | Hospital | New | Food Preparation | Natural Gas | Oven | E1 | Utility - Cost of Equipment | 0.22424 | 0.2243 | 0.22542 | 0.22391 | 0.22302 | 0.22379 | 0.22597 | 0.22772 | 0.22987 | 0.23193 | 0.23397 | 0.23588 | 0.23792 | 0.24005 | 0.24208 | 0.24416 | 0.24626 | 0.24855 | 0.25093 | 0.25343 | 0.25586 | 0.25836 | 0.26066 | 0.26302 | 0.2651 | 0.2669 | 0.26854 | 0.26995 | 0.27105 | 0.27196 | 0.27246 | 0.27279 | 0.27279
F4_Commercial_Hospital_New_Food Preparation_Natural Gas_Oven_E2 | F4 | Commercial | Hospital | New | Food Preparation | Natural Gas | Oven | E2 | Utility - Cost of Equipment | 0.12841 | 0.12844 | 0.12908 | 0.12822 | 0.12771 | 0.12815 | 0.1294 | 0.1304 | 0.13163 | 0.13281 | 0.13398 | 0.13507 | 0.13624 | 0.13746 | 0.13862 | 0.13981 | 0.14102 | 0.14233 | 0.14369 | 0.14512 | 0.14651 | 0.14795 | 0.14926 | 0.15061 | 0.1518 | 0.15283 | 0.15377 | 0.15458 | 0.15521 | 0.15573 | 0.15602 | 0.15621 | 0.15621
F4_Commercial_Hospital_New_Food Preparation_Natural Gas_Oven_E3 | F4 | Commercial | Hospital | New | Food Preparation | Natural Gas | Oven | E3 | Utility - Cost of Equipment | 0 | 0 | 0 | 0 | 0 | 0 | 0 | 0 | 0 | 0 | 0 | 0 | 0 | 0 | 0 | 0 | 0 | 0 | 0 | 0 | 0 | 0 | 0 | 0 | 0 | 0 | 0 | 0 | 0 | 0 | 0 | 0 | 0
F4_Commercial_Hospital_New_Food Preparation_Natural Gas_Oven_E4 | F4 | Commercial | Hospital | New | Food Preparation | Natural Gas | Oven | E4 | Utility - Cost of Equipment | 0 | 0 | 0 | 0 | 0 | 0 | 0 | 0 | 0 | 0 | 0 | 0 | 0 | 0 | 0 | 0 | 0 | 0 | 0 | 0 | 0 | 0 | 0 | 0 | 0 | 0 | 0 | 0 | 0 | 0 | 0 | 0 | 0
F4_Commercial_Hospital_New_Food Preparation_Natural Gas_Oven_E5 | F4 | Commercial | Hospital | New | Food Preparation | Natural Gas | Oven | E5 | Utility - Cost of Equipment | 0 | 0 | 0 | 0 | 0 | 0 | 0 | 0 | 0 | 0 | 0 | 0 | 0 | 0 | 0 | 0 | 0 | 0 | 0 | 0 | 0 | 0 | 0 | 0 | 0 | 0 | 0 | 0 | 0 | 0 | 0 | 0 | 0
F4_Commercial_Hospital_New_Food Preparation_Natural Gas_Oven_E6 | F4 | Commercial | Hospital | New | Food Preparation | Natural Gas | Oven | E6 | Utility - Cost of Equipment | 0 | 0 | 0 | 0 | 0 | 0 | 0 | 0 | 0 | 0 | 0 | 0 | 0 | 0 | 0 | 0 | 0 | 0 | 0 | 0 | 0 | 0 | 0 | 0 | 0 | 0 | 0 | 0 | 0 | 0 | 0 | 0 | 0
F4_Commercial_Hospital_New_Food Preparation_Natural Gas_Oven_E7 | F4 | Commercial | Hospital | New | Food Preparation | Natural Gas | Oven | E7 | Utility - Cost of Equipment | 0 | 0 | 0 | 0 | 0 | 0 | 0 | 0 | 0 | 0 | 0 | 0 | 0 | 0 | 0 | 0 | 0 | 0 | 0 | 0 | 0 | 0 | 0 | 0 | 0 | 0 | 0 | 0 | 0 | 0 | 0 | 0 | 0
F4_Commercial_Hospital_New_Food Preparation_Natural Gas_Oven_E8 | F4 | Commercial | Hospital | New | Food Preparation | Natural Gas | Oven | E8 | Utility - Cost of Equipment | 0 | 0 | 0 | 0 | 0 | 0 | 0 | 0 | 0 | 0 | 0 | 0 | 0 | 0 | 0 | 0 | 0 | 0 | 0 | 0 | 0 | 0 | 0 | 0 | 0 | 0 | 0 | 0 | 0 | 0 | 0 | 0 | 0
F4_Commercial_Hospital_New_Food Preparation_Natural Gas_Oven_E9 | F4 | Commercial | Hospital | New | Food Preparation | Natural Gas | Oven | E9 | Utility - Cost of Equipment | 0 | 0 | 0 | 0 | 0 | 0 | 0 | 0 | 0 | 0 | 0 | 0 | 0 | 0 | 0 | 0 | 0 | 0 | 0 | 0 | 0 | 0 | 0 | 0 | 0 | 0 | 0 | 0 | 0 | 0 | 0 | 0 | 0
F4_Commercial_Hospital_New_Food Preparation_Natural Gas_Oven_E10 | F4 | Commercial | Hospital | New | Food Preparation | Natural Gas | Oven | E10 | Utility - Cost of Equipment | 0 | 0 | 0 | 0 | 0 | 0 | 0 | 0 | 0 | 0 | 0 | 0 | 0 | 0 | 0 | 0 | 0 | 0 | 0 | 0 | 0 | 0 | 0 | 0 | 0 | 0 | 0 | 0 | 0 | 0 | 0 | 0 | 0
F5_Commercial_Hospital_New_Food Preparation_Natural Gas_Oven_E1 | F5 | Commercial | Hospital | New | Food Preparation | Natural Gas | Oven | E1 | Utility - Cost of Operation | 0.31393 | 0.31393 | 0.31393 | 0.31393 | 0.31393 | 0.31393 | 0.31393 | 0.31393 | 0.31393 | 0.31393 | 0.31393 | 0.31393 | 0.31393 | 0.31393 | 0.31393 | 0.31393 | 0.31393 | 0.31393 | 0.31393 | 0.31393 | 0.31393 | 0.31393 | 0.31393 | 0.31393 | 0.31393 | 0.31393 | 0.31393 | 0.31393 | 0.31393 | 0.31393 | 0.31393 | 0.31393 | 0.31393
F5_Commercial_Hospital_New_Food Preparation_Natural Gas_Oven_E2 | F5 | Commercial | Hospital | New | Food Preparation | Natural Gas | Oven | E2 | Utility - Cost of Operation | 0.32713 | 0.32713 | 0.32713 | 0.32713 | 0.32713 | 0.32713 | 0.32713 | 0.32713 | 0.32713 | 0.32713 | 0.32713 | 0.32713 | 0.32713 | 0.32713 | 0.32713 | 0.32713 | 0.32713 | 0.32713 | 0.32713 | 0.32713 | 0.32713 | 0.32713 | 0.32713 | 0.32713 | 0.32713 | 0.32713 | 0.32713 | 0.32713 | 0.32713 | 0.32713 | 0.32713 | 0.32713 | 0.32713
F5_Commercial_Hospital_New_Food Preparation_Natural Gas_Oven_E3 | F5 | Commercial | Hospital | New | Food Preparation | Natural Gas | Oven | E3 | Utility - Cost of Operation | 0 | 0 | 0 | 0 | 0 | 0 | 0 | 0 | 0 | 0 | 0 | 0 | 0 | 0 | 0 | 0 | 0 | 0 | 0 | 0 | 0 | 0 | 0 | 0 | 0 | 0 | 0 | 0 | 0 | 0 | 0 | 0 | 0
F5_Commercial_Hospital_New_Food Preparation_Natural Gas_Oven_E4 | F5 | Commercial | Hospital | New | Food Preparation | Natural Gas | Oven | E4 | Utility - Cost of Operation | 0 | 0 | 0 | 0 | 0 | 0 | 0 | 0 | 0 | 0 | 0 | 0 | 0 | 0 | 0 | 0 | 0 | 0 | 0 | 0 | 0 | 0 | 0 | 0 | 0 | 0 | 0 | 0 | 0 | 0 | 0 | 0 | 0
F5_Commercial_Hospital_New_Food Preparation_Natural Gas_Oven_E5 | F5 | Commercial | Hospital | New | Food Preparation | Natural Gas | Oven | E5 | Utility - Cost of Operation | 0 | 0 | 0 | 0 | 0 | 0 | 0 | 0 | 0 | 0 | 0 | 0 | 0 | 0 | 0 | 0 | 0 | 0 | 0 | 0 | 0 | 0 | 0 | 0 | 0 | 0 | 0 | 0 | 0 | 0 | 0 | 0 | 0
F5_Commercial_Hospital_New_Food Preparation_Natural Gas_Oven_E6 | F5 | Commercial | Hospital | New | Food Preparation | Natural Gas | Oven | E6 | Utility - Cost of Operation | 0 | 0 | 0 | 0 | 0 | 0 | 0 | 0 | 0 | 0 | 0 | 0 | 0 | 0 | 0 | 0 | 0 | 0 | 0 | 0 | 0 | 0 | 0 | 0 | 0 | 0 | 0 | 0 | 0 | 0 | 0 | 0 | 0
F5_Commercial_Hospital_New_Food Preparation_Natural Gas_Oven_E7 | F5 | Commercial | Hospital | New | Food Preparation | Natural Gas | Oven | E7 | Utility - Cost of Operation | 0 | 0 | 0 | 0 | 0 | 0 | 0 | 0 | 0 | 0 | 0 | 0 | 0 | 0 | 0 | 0 | 0 | 0 | 0 | 0 | 0 | 0 | 0 | 0 | 0 | 0 | 0 | 0 | 0 | 0 | 0 | 0 | 0
F5_Commercial_Hospital_New_Food Preparation_Natural Gas_Oven_E8 | F5 | Commercial | Hospital | New | Food Preparation | Natural Gas | Oven | E8 | Utility - Cost of Operation | 0 | 0 | 0 | 0 | 0 | 0 | 0 | 0 | 0 | 0 | 0 | 0 | 0 | 0 | 0 | 0 | 0 | 0 | 0 | 0 | 0 | 0 | 0 | 0 | 0 | 0 | 0 | 0 | 0 | 0 | 0 | 0 | 0
F5_Commercial_Hospital_New_Food Preparation_Natural Gas_Oven_E9 | F5 | Commercial | Hospital | New | Food Preparation | Natural Gas | Oven | E9 | Utility - Cost of Operation | 0 | 0 | 0 | 0 | 0 | 0 | 0 | 0 | 0 | 0 | 0 | 0 | 0 | 0 | 0 | 0 | 0 | 0 | 0 | 0 | 0 | 0 | 0 | 0 | 0 | 0 | 0 | 0 | 0 | 0 | 0 | 0 | 0
F5_Commercial_Hospital_New_Food Preparation_Natural Gas_Oven_E10 | F5 | Commercial | Hospital | New | Food Preparation | Natural Gas | Oven | E10 | Utility - Cost of Operation | 0 | 0 | 0 | 0 | 0 | 0 | 0 | 0 | 0 | 0 | 0 | 0 | 0 | 0 | 0 | 0 | 0 | 0 | 0 | 0 | 0 | 0 | 0 | 0 | 0 | 0 | 0 | 0 | 0 | 0 | 0 | 0 | 0
F6_Commercial_Hospital_New_Food Preparation_Natural Gas_Oven_E1 | F6 | Commercial | Hospital | New | Food Preparation | Natural Gas | Oven | E1 | Utility - Value of Sales | 0.11879 | 0.11939 | 0.12037 | 0.12016 | 0.12016 | 0.12016 | 0.12016 | 0.12016 | 0.12016 | 0.12016 | 0.12016 | 0.12016 | 0.12016 | 0.12016 | 0.12016 | 0.12016 | 0.12016 | 0.12016 | 0.12016 | 0.12016 | 0.12016 | 0.12016 | 0.12016 | 0.12016 | 0.12016 | 0.12016 | 0.12016 | 0.12016 | 0.12016 | 0.12016 | 0.12016 | 0.12016 | 0.12016
F6_Commercial_Hospital_New_Food Preparation_Natural Gas_Oven_E2 | F6 | Commercial | Hospital | New | Food Preparation | Natural Gas | Oven | E2 | Utility - Value of Sales | 0.06802 | 0.068368 | 0.068928 | 0.068805 | 0.068805 | 0.068805 | 0.068805 | 0.068805 | 0.068805 | 0.068805 | 0.068805 | 0.068805 | 0.068805 | 0.068805 | 0.068805 | 0.068805 | 0.068805 | 0.068805 | 0.068805 | 0.068805 | 0.068805 | 0.068805 | 0.068805 | 0.068805 | 0.068805 | 0.068805 | 0.068805 | 0.068805 | 0.068805 | 0.068805 | 0.068805 | 0.068805 | 0.068805
F6_Commercial_Hospital_New_Food Preparation_Natural Gas_Oven_E3 | F6 | Commercial | Hospital | New | Food Preparation | Natural Gas | Oven | E3 | Utility - Value of Sales | 0 | 0 | 0 | 0 | 0 | 0 | 0 | 0 | 0 | 0 | 0 | 0 | 0 | 0 | 0 | 0 | 0 | 0 | 0 | 0 | 0 | 0 | 0 | 0 | 0 | 0 | 0 | 0 | 0 | 0 | 0 | 0 | 0
F6_Commercial_Hospital_New_Food Preparation_Natural Gas_Oven_E4 | F6 | Commercial | Hospital | New | Food Preparation | Natural Gas | Oven | E4 | Utility - Value of Sales | 0 | 0 | 0 | 0 | 0 | 0 | 0 | 0 | 0 | 0 | 0 | 0 | 0 | 0 | 0 | 0 | 0 | 0 | 0 | 0 | 0 | 0 | 0 | 0 | 0 | 0 | 0 | 0 | 0 | 0 | 0 | 0 | 0
F6_Commercial_Hospital_New_Food Preparation_Natural Gas_Oven_E5 | F6 | Commercial | Hospital | New | Food Preparation | Natural Gas | Oven | E5 | Utility - Value of Sales | 0 | 0 | 0 | 0 | 0 | 0 | 0 | 0 | 0 | 0 | 0 | 0 | 0 | 0 | 0 | 0 | 0 | 0 | 0 | 0 | 0 | 0 | 0 | 0 | 0 | 0 | 0 | 0 | 0 | 0 | 0 | 0 | 0
F6_Commercial_Hospital_New_Food Preparation_Natural Gas_Oven_E6 | F6 | Commercial | Hospital | New | Food Preparation | Natural Gas | Oven | E6 | Utility - Value of Sales | 0 | 0 | 0 | 0 | 0 | 0 | 0 | 0 | 0 | 0 | 0 | 0 | 0 | 0 | 0 | 0 | 0 | 0 | 0 | 0 | 0 | 0 | 0 | 0 | 0 | 0 | 0 | 0 | 0 | 0 | 0 | 0 | 0
F6_Commercial_Hospital_New_Food Preparation_Natural Gas_Oven_E7 | F6 | Commercial | Hospital | New | Food Preparation | Natural Gas | Oven | E7 | Utility - Value of Sales | 0 | 0 | 0 | 0 | 0 | 0 | 0 | 0 | 0 | 0 | 0 | 0 | 0 | 0 | 0 | 0 | 0 | 0 | 0 | 0 | 0 | 0 | 0 | 0 | 0 | 0 | 0 | 0 | 0 | 0 | 0 | 0 | 0
F6_Commercial_Hospital_New_Food Preparation_Natural Gas_Oven_E8 | F6 | Commercial | Hospital | New | Food Preparation | Natural Gas | Oven | E8 | Utility - Value of Sales | 0 | 0 | 0 | 0 | 0 | 0 | 0 | 0 | 0 | 0 | 0 | 0 | 0 | 0 | 0 | 0 | 0 | 0 | 0 | 0 | 0 | 0 | 0 | 0 | 0 | 0 | 0 | 0 | 0 | 0 | 0 | 0 | 0
F6_Commercial_Hospital_New_Food Preparation_Natural Gas_Oven_E9 | F6 | Commercial | Hospital | New | Food Preparation | Natural Gas | Oven | E9 | Utility - Value of Sales | 0 | 0 | 0 | 0 | 0 | 0 | 0 | 0 | 0 | 0 | 0 | 0 | 0 | 0 | 0 | 0 | 0 | 0 | 0 | 0 | 0 | 0 | 0 | 0 | 0 | 0 | 0 | 0 | 0 | 0 | 0 | 0 | 0
F6_Commercial_Hospital_New_Food Preparation_Natural Gas_Oven_E10 | F6 | Commercial | Hospital | New | Food Preparation | Natural Gas | Oven | E10 | Utility - Value of Sales | 0 | 0 | 0 | 0 | 0 | 0 | 0 | 0 | 0 | 0 | 0 | 0 | 0 | 0 | 0 | 0 | 0 | 0 | 0 | 0 | 0 | 0 | 0 | 0 | 0 | 0 | 0 | 0 | 0 | 0 | 0 | 0 | 0
F1_Commercial_Hospital_New_Food Preparation_Natural Gas_Conveyor Oven_E1 | F1 | Commercial | Hospital | New | Food Preparation | Natural Gas | Conveyor Oven | E1 | RVT - Cost of Equipment | 0.28232 | 0.28316 | 0.28488 | 0.28435 | 0.28436 | 0.2858 | 0.28847 | 0.29081 | 0.29353 | 0.29622 | 0.29894 | 0.30156 | 0.3043 | 0.30714 | 0.30988 | 0.31262 | 0.31528 | 0.31797 | 0.32059 | 0.32315 | 0.32552 | 0.32783 | 0.32986 | 0.33191 | 0.33367 | 0.3352 | 0.33659 | 0.33779 | 0.33873 | 0.3395 | 0.33992 | 0.3402 | 0.3402
F1_Commercial_Hospital_New_Food Preparation_Natural Gas_Conveyor Oven_E2 | F1 | Commercial | Hospital | New | Food Preparation | Natural Gas | Conveyor Oven | E2 | RVT - Cost of Equipment | 0.21461 | 0.21525 | 0.21655 | 0.21615 | 0.21616 | 0.21725 | 0.21928 | 0.22106 | 0.22313 | 0.22517 | 0.22724 | 0.22923 | 0.23132 | 0.23348 | 0.23556 | 0.23764 | 0.23966 | 0.24171 | 0.2437 | 0.24565 | 0.24744 | 0.2492 | 0.25075 | 0.2523 | 0.25364 | 0.25481 | 0.25586 | 0.25677 | 0.25749 | 0.25807 | 0.25839 | 0.25861 | 0.25861
F1_Commercial_Hospital_New_Food Preparation_Natural Gas_Conveyor Oven_E3 | F1 | Commercial | Hospital | New | Food Preparation | Natural Gas | Conveyor Oven | E3 | RVT - Cost of Equipment | 0 | 0 | 0 | 0 | 0 | 0 | 0 | 0 | 0 | 0 | 0 | 0 | 0 | 0 | 0 | 0 | 0 | 0 | 0 | 0 | 0 | 0 | 0 | 0 | 0 | 0 | 0 | 0 | 0 | 0 | 0 | 0 | 0
F1_Commercial_Hospital_New_Food Preparation_Natural Gas_Conveyor Oven_E4 | F1 | Commercial | Hospital | New | Food Preparation | Natural Gas | Conveyor Oven | E4 | RVT - Cost of Equipment | 0 | 0 | 0 | 0 | 0 | 0 | 0 | 0 | 0 | 0 | 0 | 0 | 0 | 0 | 0 | 0 | 0 | 0 | 0 | 0 | 0 | 0 | 0 | 0 | 0 | 0 | 0 | 0 | 0 | 0 | 0 | 0 | 0
F1_Commercial_Hospital_New_Food Preparation_Natural Gas_Conveyor Oven_E5 | F1 | Commercial | Hospital | New | Food Preparation | Natural Gas | Conveyor Oven | E5 | RVT - Cost of Equipment | 0 | 0 | 0 | 0 | 0 | 0 | 0 | 0 | 0 | 0 | 0 | 0 | 0 | 0 | 0 | 0 | 0 | 0 | 0 | 0 | 0 | 0 | 0 | 0 | 0 | 0 | 0 | 0 | 0 | 0 | 0 | 0 | 0
F1_Commercial_Hospital_New_Food Preparation_Natural Gas_Conveyor Oven_E6 | F1 | Commercial | Hospital | New | Food Preparation | Natural Gas | Conveyor Oven | E6 | RVT - Cost of Equipment | 0 | 0 | 0 | 0 | 0 | 0 | 0 | 0 | 0 | 0 | 0 | 0 | 0 | 0 | 0 | 0 | 0 | 0 | 0 | 0 | 0 | 0 | 0 | 0 | 0 | 0 | 0 | 0 | 0 | 0 | 0 | 0 | 0
F1_Commercial_Hospital_New_Food Preparation_Natural Gas_Conveyor Oven_E7 | F1 | Commercial | Hospital | New | Food Preparation | Natural Gas | Conveyor Oven | E7 | RVT - Cost of Equipment | 0 | 0 | 0 | 0 | 0 | 0 | 0 | 0 | 0 | 0 | 0 | 0 | 0 | 0 | 0 | 0 | 0 | 0 | 0 | 0 | 0 | 0 | 0 | 0 | 0 | 0 | 0 | 0 | 0 | 0 | 0 | 0 | 0
F1_Commercial_Hospital_New_Food Preparation_Natural Gas_Conveyor Oven_E8 | F1 | Commercial | Hospital | New | Food Preparation | Natural Gas | Conveyor Oven | E8 | RVT - Cost of Equipment | 0 | 0 | 0 | 0 | 0 | 0 | 0 | 0 | 0 | 0 | 0 | 0 | 0 | 0 | 0 | 0 | 0 | 0 | 0 | 0 | 0 | 0 | 0 | 0 | 0 | 0 | 0 | 0 | 0 | 0 | 0 | 0 | 0
F1_Commercial_Hospital_New_Food Preparation_Natural Gas_Conveyor Oven_E9 | F1 | Commercial | Hospital | New | Food Preparation | Natural Gas | Conveyor Oven | E9 | RVT - Cost of Equipment | 0 | 0 | 0 | 0 | 0 | 0 | 0 | 0 | 0 | 0 | 0 | 0 | 0 | 0 | 0 | 0 | 0 | 0 | 0 | 0 | 0 | 0 | 0 | 0 | 0 | 0 | 0 | 0 | 0 | 0 | 0 | 0 | 0
F1_Commercial_Hospital_New_Food Preparation_Natural Gas_Conveyor Oven_E10 | F1 | Commercial | Hospital | New | Food Preparation | Natural Gas | Conveyor Oven | E10 | RVT - Cost of Equipment | 0 | 0 | 0 | 0 | 0 | 0 | 0 | 0 | 0 | 0 | 0 | 0 | 0 | 0 | 0 | 0 | 0 | 0 | 0 | 0 | 0 | 0 | 0 | 0 | 0 | 0 | 0 | 0 | 0 | 0 | 0 | 0 | 0
F2_Commercial_Hospital_New_Food Preparation_Natural Gas_Conveyor Oven_E1 | F2 | Commercial | Hospital | New | Food Preparation | Natural Gas | Conveyor Oven | E1 | RVT - Cost of Operation | 0.33824 | 0.33925 | 0.3413 | 0.34067 | 0.34068 | 0.34241 | 0.34561 | 0.34841 | 0.35167 | 0.35489 | 0.35814 | 0.36129 | 0.36458 | 0.36798 | 0.37126 | 0.37454 | 0.37772 | 0.38095 | 0.38409 | 0.38716 | 0.38999 | 0.39276 | 0.3952 | 0.39764 | 0.39976 | 0.40159 | 0.40326 | 0.4047 | 0.40582 | 0.40675 | 0.40725 | 0.40759 | 0.40759
F2_Commercial_Hospital_New_Food Preparation_Natural Gas_Conveyor Oven_E2 | F2 | Commercial | Hospital | New | Food Preparation | Natural Gas | Conveyor Oven | E2 | RVT - Cost of Operation | 0.25711 | 0.25788 | 0.25944 | 0.25896 | 0.25897 | 0.26029 | 0.26272 | 0.26485 | 0.26732 | 0.26977 | 0.27225 | 0.27463 | 0.27713 | 0.27972 | 0.28221 | 0.28471 | 0.28713 | 0.28958 | 0.29197 | 0.2943 | 0.29645 | 0.29856 | 0.30041 | 0.30227 | 0.30388 | 0.30527 | 0.30654 | 0.30763 | 0.30849 | 0.30919 | 0.30957 | 0.30983 | 0.30983
F2_Commercial_Hospital_New_Food Preparation_Natural Gas_Conveyor Oven_E3 | F2 | Commercial | Hospital | New | Food Preparation | Natural Gas | Conveyor Oven | E3 | RVT - Cost of Operation | 0 | 0 | 0 | 0 | 0 | 0 | 0 | 0 | 0 | 0 | 0 | 0 | 0 | 0 | 0 | 0 | 0 | 0 | 0 | 0 | 0 | 0 | 0 | 0 | 0 | 0 | 0 | 0 | 0 | 0 | 0 | 0 | 0
F2_Commercial_Hospital_New_Food Preparation_Natural Gas_Conveyor Oven_E4 | F2 | Commercial | Hospital | New | Food Preparation | Natural Gas | Conveyor Oven | E4 | RVT - Cost of Operation | 0 | 0 | 0 | 0 | 0 | 0 | 0 | 0 | 0 | 0 | 0 | 0 | 0 | 0 | 0 | 0 | 0 | 0 | 0 | 0 | 0 | 0 | 0 | 0 | 0 | 0 | 0 | 0 | 0 | 0 | 0 | 0 | 0
F2_Commercial_Hospital_New_Food Preparation_Natural Gas_Conveyor Oven_E5 | F2 | Commercial | Hospital | New | Food Preparation | Natural Gas | Conveyor Oven | E5 | RVT - Cost of Operation | 0 | 0 | 0 | 0 | 0 | 0 | 0 | 0 | 0 | 0 | 0 | 0 | 0 | 0 | 0 | 0 | 0 | 0 | 0 | 0 | 0 | 0 | 0 | 0 | 0 | 0 | 0 | 0 | 0 | 0 | 0 | 0 | 0
F2_Commercial_Hospital_New_Food Preparation_Natural Gas_Conveyor Oven_E6 | F2 | Commercial | Hospital | New | Food Preparation | Natural Gas | Conveyor Oven | E6 | RVT - Cost of Operation | 0 | 0 | 0 | 0 | 0 | 0 | 0 | 0 | 0 | 0 | 0 | 0 | 0 | 0 | 0 | 0 | 0 | 0 | 0 | 0 | 0 | 0 | 0 | 0 | 0 | 0 | 0 | 0 | 0 | 0 | 0 | 0 | 0
F2_Commercial_Hospital_New_Food Preparation_Natural Gas_Conveyor Oven_E7 | F2 | Commercial | Hospital | New | Food Preparation | Natural Gas | Conveyor Oven | E7 | RVT - Cost of Operation | 0 | 0 | 0 | 0 | 0 | 0 | 0 | 0 | 0 | 0 | 0 | 0 | 0 | 0 | 0 | 0 | 0 | 0 | 0 | 0 | 0 | 0 | 0 | 0 | 0 | 0 | 0 | 0 | 0 | 0 | 0 | 0 | 0
F2_Commercial_Hospital_New_Food Preparation_Natural Gas_Conveyor Oven_E8 | F2 | Commercial | Hospital | New | Food Preparation | Natural Gas | Conveyor Oven | E8 | RVT - Cost of Operation | 0 | 0 | 0 | 0 | 0 | 0 | 0 | 0 | 0 | 0 | 0 | 0 | 0 | 0 | 0 | 0 | 0 | 0 | 0 | 0 | 0 | 0 | 0 | 0 | 0 | 0 | 0 | 0 | 0 | 0 | 0 | 0 | 0
F2_Commercial_Hospital_New_Food Preparation_Natural Gas_Conveyor Oven_E9 | F2 | Commercial | Hospital | New | Food Preparation | Natural Gas | Conveyor Oven | E9 | RVT - Cost of Operation | 0 | 0 | 0 | 0 | 0 | 0 | 0 | 0 | 0 | 0 | 0 | 0 | 0 | 0 | 0 | 0 | 0 | 0 | 0 | 0 | 0 | 0 | 0 | 0 | 0 | 0 | 0 | 0 | 0 | 0 | 0 | 0 | 0
F2_Commercial_Hospital_New_Food Preparation_Natural Gas_Conveyor Oven_E10 | F2 | Commercial | Hospital | New | Food Preparation | Natural Gas | Conveyor Oven | E10 | RVT - Cost of Operation | 0 | 0 | 0 | 0 | 0 | 0 | 0 | 0 | 0 | 0 | 0 | 0 | 0 | 0 | 0 | 0 | 0 | 0 | 0 | 0 | 0 | 0 | 0 | 0 | 0 | 0 | 0 | 0 | 0 | 0 | 0 | 0 | 0
F3_Commercial_Hospital_New_Food Preparation_Natural Gas_Conveyor Oven_E1 | F3 | Commercial | Hospital | New | Food Preparation | Natural Gas | Conveyor Oven | E1 | System - kBTUs of Consumption | 0.050953 | 0.050953 | 0.050953 | 0.050953 | 0.050953 | 0.050953 | 0.050953 | 0.050953 | 0.050953 | 0.050953 | 0.050953 | 0.050953 | 0.050953 | 0.050953 | 0.050953 | 0.050953 | 0.050953 | 0.050953 | 0.050953 | 0.050953 | 0.050953 | 0.050953 | 0.050953 | 0.050953 | 0.050953 | 0.050953 | 0.050953 | 0.050953 | 0.050953 | 0.050953 | 0.050953 | 0.050953 | 0.050953
F3_Commercial_Hospital_New_Food Preparation_Natural Gas_Conveyor Oven_E2 | F3 | Commercial | Hospital | New | Food Preparation | Natural Gas | Conveyor Oven | E2 | System - kBTUs of Consumption | 0.062118 | 0.062118 | 0.062118 | 0.062118 | 0.062118 | 0.062118 | 0.062118 | 0.062118 | 0.062118 | 0.062118 | 0.062118 | 0.062118 | 0.062118 | 0.062118 | 0.062118 | 0.062118 | 0.062118 | 0.062118 | 0.062118 | 0.062118 | 0.062118 | 0.062118 | 0.062118 | 0.062118 | 0.062118 | 0.062118 | 0.062118 | 0.062118 | 0.062118 | 0.062118 | 0.062118 | 0.062118 | 0.062118
F3_Commercial_Hospital_New_Food Preparation_Natural Gas_Conveyor Oven_E3 | F3 | Commercial | Hospital | New | Food Preparation | Natural Gas | Conveyor Oven | E3 | System - kBTUs of Consumption | 0 | 0 | 0 | 0 | 0 | 0 | 0 | 0 | 0 | 0 | 0 | 0 | 0 | 0 | 0 | 0 | 0 | 0 | 0 | 0 | 0 | 0 | 0 | 0 | 0 | 0 | 0 | 0 | 0 | 0 | 0 | 0 | 0
F3_Commercial_Hospital_New_Food Preparation_Natural Gas_Conveyor Oven_E4 | F3 | Commercial | Hospital | New | Food Preparation | Natural Gas | Conveyor Oven | E4 | System - kBTUs of Consumption | 0 | 0 | 0 | 0 | 0 | 0 | 0 | 0 | 0 | 0 | 0 | 0 | 0 | 0 | 0 | 0 | 0 | 0 | 0 | 0 | 0 | 0 | 0 | 0 | 0 | 0 | 0 | 0 | 0 | 0 | 0 | 0 | 0
F3_Commercial_Hospital_New_Food Preparation_Natural Gas_Conveyor Oven_E5 | F3 | Commercial | Hospital | New | Food Preparation | Natural Gas | Conveyor Oven | E5 | System - kBTUs of Consumption | 0 | 0 | 0 | 0 | 0 | 0 | 0 | 0 | 0 | 0 | 0 | 0 | 0 | 0 | 0 | 0 | 0 | 0 | 0 | 0 | 0 | 0 | 0 | 0 | 0 | 0 | 0 | 0 | 0 | 0 | 0 | 0 | 0
F3_Commercial_Hospital_New_Food Preparation_Natural Gas_Conveyor Oven_E6 | F3 | Commercial | Hospital | New | Food Preparation | Natural Gas | Conveyor Oven | E6 | System - kBTUs of Consumption | 0 | 0 | 0 | 0 | 0 | 0 | 0 | 0 | 0 | 0 | 0 | 0 | 0 | 0 | 0 | 0 | 0 | 0 | 0 | 0 | 0 | 0 | 0 | 0 | 0 | 0 | 0 | 0 | 0 | 0 | 0 | 0 | 0
F3_Commercial_Hospital_New_Food Preparation_Natural Gas_Conveyor Oven_E7 | F3 | Commercial | Hospital | New | Food Preparation | Natural Gas | Conveyor Oven | E7 | System - kBTUs of Consumption | 0 | 0 | 0 | 0 | 0 | 0 | 0 | 0 | 0 | 0 | 0 | 0 | 0 | 0 | 0 | 0 | 0 | 0 | 0 | 0 | 0 | 0 | 0 | 0 | 0 | 0 | 0 | 0 | 0 | 0 | 0 | 0 | 0
F3_Commercial_Hospital_New_Food Preparation_Natural Gas_Conveyor Oven_E8 | F3 | Commercial | Hospital | New | Food Preparation | Natural Gas | Conveyor Oven | E8 | System - kBTUs of Consumption | 0 | 0 | 0 | 0 | 0 | 0 | 0 | 0 | 0 | 0 | 0 | 0 | 0 | 0 | 0 | 0 | 0 | 0 | 0 | 0 | 0 | 0 | 0 | 0 | 0 | 0 | 0 | 0 | 0 | 0 | 0 | 0 | 0
F3_Commercial_Hospital_New_Food Preparation_Natural Gas_Conveyor Oven_E9 | F3 | Commercial | Hospital | New | Food Preparation | Natural Gas | Conveyor Oven | E9 | System - kBTUs of Consumption | 0 | 0 | 0 | 0 | 0 | 0 | 0 | 0 | 0 | 0 | 0 | 0 | 0 | 0 | 0 | 0 | 0 | 0 | 0 | 0 | 0 | 0 | 0 | 0 | 0 | 0 | 0 | 0 | 0 | 0 | 0 | 0 | 0
F3_Commercial_Hospital_New_Food Preparation_Natural Gas_Conveyor Oven_E10 | F3 | Commercial | Hospital | New | Food Preparation | Natural Gas | Conveyor Oven | E10 | System - kBTUs of Consumption | 0 | 0 | 0 | 0 | 0 | 0 | 0 | 0 | 0 | 0 | 0 | 0 | 0 | 0 | 0 | 0 | 0 | 0 | 0 | 0 | 0 | 0 | 0 | 0 | 0 | 0 | 0 | 0 | 0 | 0 | 0 | 0 | 0
F4_Commercial_Hospital_New_Food Preparation_Natural Gas_Conveyor Oven_E1 | F4 | Commercial | Hospital | New | Food Preparation | Natural Gas | Conveyor Oven | E1 | Utility - Cost of Equipment | 0.33824 | 0.33925 | 0.3413 | 0.34067 | 0.34068 | 0.34241 | 0.34561 | 0.34841 | 0.35167 | 0.35489 | 0.35814 | 0.36129 | 0.36458 | 0.36798 | 0.37126 | 0.37454 | 0.37772 | 0.38095 | 0.38409 | 0.38716 | 0.38999 | 0.39276 | 0.3952 | 0.39764 | 0.39976 | 0.40159 | 0.40326 | 0.4047 | 0.40582 | 0.40675 | 0.40725 | 0.40759 | 0.40759
F4_Commercial_Hospital_New_Food Preparation_Natural Gas_Conveyor Oven_E2 | F4 | Commercial | Hospital | New | Food Preparation | Natural Gas | Conveyor Oven | E2 | Utility - Cost of Equipment | 0.25711 | 0.25788 | 0.25944 | 0.25896 | 0.25897 | 0.26029 | 0.26272 | 0.26485 | 0.26732 | 0.26977 | 0.27225 | 0.27463 | 0.27713 | 0.27972 | 0.28221 | 0.28471 | 0.28713 | 0.28958 | 0.29197 | 0.2943 | 0.29645 | 0.29856 | 0.30041 | 0.30227 | 0.30388 | 0.30527 | 0.30654 | 0.30763 | 0.30849 | 0.30919 | 0.30957 | 0.30983 | 0.30983
F4_Commercial_Hospital_New_Food Preparation_Natural Gas_Conveyor Oven_E3 | F4 | Commercial | Hospital | New | Food Preparation | Natural Gas | Conveyor Oven | E3 | Utility - Cost of Equipment | 0 | 0 | 0 | 0 | 0 | 0 | 0 | 0 | 0 | 0 | 0 | 0 | 0 | 0 | 0 | 0 | 0 | 0 | 0 | 0 | 0 | 0 | 0 | 0 | 0 | 0 | 0 | 0 | 0 | 0 | 0 | 0 | 0
F4_Commercial_Hospital_New_Food Preparation_Natural Gas_Conveyor Oven_E4 | F4 | Commercial | Hospital | New | Food Preparation | Natural Gas | Conveyor Oven | E4 | Utility - Cost of Equipment | 0 | 0 | 0 | 0 | 0 | 0 | 0 | 0 | 0 | 0 | 0 | 0 | 0 | 0 | 0 | 0 | 0 | 0 | 0 | 0 | 0 | 0 | 0 | 0 | 0 | 0 | 0 | 0 | 0 | 0 | 0 | 0 | 0
F4_Commercial_Hospital_New_Food Preparation_Natural Gas_Conveyor Oven_E5 | F4 | Commercial | Hospital | New | Food Preparation | Natural Gas | Conveyor Oven | E5 | Utility - Cost of Equipment | 0 | 0 | 0 | 0 | 0 | 0 | 0 | 0 | 0 | 0 | 0 | 0 | 0 | 0 | 0 | 0 | 0 | 0 | 0 | 0 | 0 | 0 | 0 | 0 | 0 | 0 | 0 | 0 | 0 | 0 | 0 | 0 | 0
F4_Commercial_Hospital_New_Food Preparation_Natural Gas_Conveyor Oven_E6 | F4 | Commercial | Hospital | New | Food Preparation | Natural Gas | Conveyor Oven | E6 | Utility - Cost of Equipment | 0 | 0 | 0 | 0 | 0 | 0 | 0 | 0 | 0 | 0 | 0 | 0 | 0 | 0 | 0 | 0 | 0 | 0 | 0 | 0 | 0 | 0 | 0 | 0 | 0 | 0 | 0 | 0 | 0 | 0 | 0 | 0 | 0
F4_Commercial_Hospital_New_Food Preparation_Natural Gas_Conveyor Oven_E7 | F4 | Commercial | Hospital | New | Food Preparation | Natural Gas | Conveyor Oven | E7 | Utility - Cost of Equipment | 0 | 0 | 0 | 0 | 0 | 0 | 0 | 0 | 0 | 0 | 0 | 0 | 0 | 0 | 0 | 0 | 0 | 0 | 0 | 0 | 0 | 0 | 0 | 0 | 0 | 0 | 0 | 0 | 0 | 0 | 0 | 0 | 0
F4_Commercial_Hospital_New_Food Preparation_Natural Gas_Conveyor Oven_E8 | F4 | Commercial | Hospital | New | Food Preparation | Natural Gas | Conveyor Oven | E8 | Utility - Cost of Equipment | 0 | 0 | 0 | 0 | 0 | 0 | 0 | 0 | 0 | 0 | 0 | 0 | 0 | 0 | 0 | 0 | 0 | 0 | 0 | 0 | 0 | 0 | 0 | 0 | 0 | 0 | 0 | 0 | 0 | 0 | 0 | 0 | 0
F4_Commercial_Hospital_New_Food Preparation_Natural Gas_Conveyor Oven_E9 | F4 | Commercial | Hospital | New | Food Preparation | Natural Gas | Conveyor Oven | E9 | Utility - Cost of Equipment | 0 | 0 | 0 | 0 | 0 | 0 | 0 | 0 | 0 | 0 | 0 | 0 | 0 | 0 | 0 | 0 | 0 | 0 | 0 | 0 | 0 | 0 | 0 | 0 | 0 | 0 | 0 | 0 | 0 | 0 | 0 | 0 | 0
F4_Commercial_Hospital_New_Food Preparation_Natural Gas_Conveyor Oven_E10 | F4 | Commercial | Hospital | New | Food Preparation | Natural Gas | Conveyor Oven | E10 | Utility - Cost of Equipment | 0 | 0 | 0 | 0 | 0 | 0 | 0 | 0 | 0 | 0 | 0 | 0 | 0 | 0 | 0 | 0 | 0 | 0 | 0 | 0 | 0 | 0 | 0 | 0 | 0 | 0 | 0 | 0 | 0 | 0 | 0 | 0 | 0
F5_Commercial_Hospital_New_Food Preparation_Natural Gas_Conveyor Oven_E1 | F5 | Commercial | Hospital | New | Food Preparation | Natural Gas | Conveyor Oven | E1 | Utility - Cost of Operation | 0.050953 | 0.050953 | 0.050953 | 0.050953 | 0.050953 | 0.050953 | 0.050953 | 0.050953 | 0.050953 | 0.050953 | 0.050953 | 0.050953 | 0.050953 | 0.050953 | 0.050953 | 0.050953 | 0.050953 | 0.050953 | 0.050953 | 0.050953 | 0.050953 | 0.050953 | 0.050953 | 0.050953 | 0.050953 | 0.050953 | 0.050953 | 0.050953 | 0.050953 | 0.050953 | 0.050953 | 0.050953 | 0.050953
F5_Commercial_Hospital_New_Food Preparation_Natural Gas_Conveyor Oven_E2 | F5 | Commercial | Hospital | New | Food Preparation | Natural Gas | Conveyor Oven | E2 | Utility - Cost of Operation | 0.062118 | 0.062118 | 0.062118 | 0.062118 | 0.062118 | 0.062118 | 0.062118 | 0.062118 | 0.062118 | 0.062118 | 0.062118 | 0.062118 | 0.062118 | 0.062118 | 0.062118 | 0.062118 | 0.062118 | 0.062118 | 0.062118 | 0.062118 | 0.062118 | 0.062118 | 0.062118 | 0.062118 | 0.062118 | 0.062118 | 0.062118 | 0.062118 | 0.062118 | 0.062118 | 0.062118 | 0.062118 | 0.062118
F5_Commercial_Hospital_New_Food Preparation_Natural Gas_Conveyor Oven_E3 | F5 | Commercial | Hospital | New | Food Preparation | Natural Gas | Conveyor Oven | E3 | Utility - Cost of Operation | 0 | 0 | 0 | 0 | 0 | 0 | 0 | 0 | 0 | 0 | 0 | 0 | 0 | 0 | 0 | 0 | 0 | 0 | 0 | 0 | 0 | 0 | 0 | 0 | 0 | 0 | 0 | 0 | 0 | 0 | 0 | 0 | 0
F5_Commercial_Hospital_New_Food Preparation_Natural Gas_Conveyor Oven_E4 | F5 | Commercial | Hospital | New | Food Preparation | Natural Gas | Conveyor Oven | E4 | Utility - Cost of Operation | 0 | 0 | 0 | 0 | 0 | 0 | 0 | 0 | 0 | 0 | 0 | 0 | 0 | 0 | 0 | 0 | 0 | 0 | 0 | 0 | 0 | 0 | 0 | 0 | 0 | 0 | 0 | 0 | 0 | 0 | 0 | 0 | 0
F5_Commercial_Hospital_New_Food Preparation_Natural Gas_Conveyor Oven_E5 | F5 | Commercial | Hospital | New | Food Preparation | Natural Gas | Conveyor Oven | E5 | Utility - Cost of Operation | 0 | 0 | 0 | 0 | 0 | 0 | 0 | 0 | 0 | 0 | 0 | 0 | 0 | 0 | 0 | 0 | 0 | 0 | 0 | 0 | 0 | 0 | 0 | 0 | 0 | 0 | 0 | 0 | 0 | 0 | 0 | 0 | 0
F5_Commercial_Hospital_New_Food Preparation_Natural Gas_Conveyor Oven_E6 | F5 | Commercial | Hospital | New | Food Preparation | Natural Gas | Conveyor Oven | E6 | Utility - Cost of Operation | 0 | 0 | 0 | 0 | 0 | 0 | 0 | 0 | 0 | 0 | 0 | 0 | 0 | 0 | 0 | 0 | 0 | 0 | 0 | 0 | 0 | 0 | 0 | 0 | 0 | 0 | 0 | 0 | 0 | 0 | 0 | 0 | 0
F5_Commercial_Hospital_New_Food Preparation_Natural Gas_Conveyor Oven_E7 | F5 | Commercial | Hospital | New | Food Preparation | Natural Gas | Conveyor Oven | E7 | Utility - Cost of Operation | 0 | 0 | 0 | 0 | 0 | 0 | 0 | 0 | 0 | 0 | 0 | 0 | 0 | 0 | 0 | 0 | 0 | 0 | 0 | 0 | 0 | 0 | 0 | 0 | 0 | 0 | 0 | 0 | 0 | 0 | 0 | 0 | 0
F5_Commercial_Hospital_New_Food Preparation_Natural Gas_Conveyor Oven_E8 | F5 | Commercial | Hospital | New | Food Preparation | Natural Gas | Conveyor Oven | E8 | Utility - Cost of Operation | 0 | 0 | 0 | 0 | 0 | 0 | 0 | 0 | 0 | 0 | 0 | 0 | 0 | 0 | 0 | 0 | 0 | 0 | 0 | 0 | 0 | 0 | 0 | 0 | 0 | 0 | 0 | 0 | 0 | 0 | 0 | 0 | 0
F5_Commercial_Hospital_New_Food Preparation_Natural Gas_Conveyor Oven_E9 | F5 | Commercial | Hospital | New | Food Preparation | Natural Gas | Conveyor Oven | E9 | Utility - Cost of Operation | 0 | 0 | 0 | 0 | 0 | 0 | 0 | 0 | 0 | 0 | 0 | 0 | 0 | 0 | 0 | 0 | 0 | 0 | 0 | 0 | 0 | 0 | 0 | 0 | 0 | 0 | 0 | 0 | 0 | 0 | 0 | 0 | 0
F5_Commercial_Hospital_New_Food Preparation_Natural Gas_Conveyor Oven_E10 | F5 | Commercial | Hospital | New | Food Preparation | Natural Gas | Conveyor Oven | E10 | Utility - Cost of Operation | 0 | 0 | 0 | 0 | 0 | 0 | 0 | 0 | 0 | 0 | 0 | 0 | 0 | 0 | 0 | 0 | 0 | 0 | 0 | 0 | 0 | 0 | 0 | 0 | 0 | 0 | 0 | 0 | 0 | 0 | 0 | 0 | 0
F6_Commercial_Hospital_New_Food Preparation_Natural Gas_Conveyor Oven_E1 | F6 | Commercial | Hospital | New | Food Preparation | Natural Gas | Conveyor Oven | E1 | Utility - Value of Sales | 0.17784 | 0.1784 | 0.1793 | 0.1791 | 0.1791 | 0.1791 | 0.1791 | 0.1791 | 0.1791 | 0.1791 | 0.1791 | 0.1791 | 0.1791 | 0.1791 | 0.1791 | 0.1791 | 0.1791 | 0.1791 | 0.1791 | 0.1791 | 0.1791 | 0.1791 | 0.1791 | 0.1791 | 0.1791 | 0.1791 | 0.1791 | 0.1791 | 0.1791 | 0.1791 | 0.1791 | 0.1791 | 0.1791
F6_Commercial_Hospital_New_Food Preparation_Natural Gas_Conveyor Oven_E2 | F6 | Commercial | Hospital | New | Food Preparation | Natural Gas | Conveyor Oven | E2 | Utility - Value of Sales | 0.13518 | 0.13561 | 0.13629 | 0.13614 | 0.13614 | 0.13614 | 0.13614 | 0.13614 | 0.13614 | 0.13614 | 0.13614 | 0.13614 | 0.13614 | 0.13614 | 0.13614 | 0.13614 | 0.13614 | 0.13614 | 0.13614 | 0.13614 | 0.13614 | 0.13614 | 0.13614 | 0.13614 | 0.13614 | 0.13614 | 0.13614 | 0.13614 | 0.13614 | 0.13614 | 0.13614 | 0.13614 | 0.13614
F6_Commercial_Hospital_New_Food Preparation_Natural Gas_Conveyor Oven_E3 | F6 | Commercial | Hospital | New | Food Preparation | Natural Gas | Conveyor Oven | E3 | Utility - Value of Sales | 0 | 0 | 0 | 0 | 0 | 0 | 0 | 0 | 0 | 0 | 0 | 0 | 0 | 0 | 0 | 0 | 0 | 0 | 0 | 0 | 0 | 0 | 0 | 0 | 0 | 0 | 0 | 0 | 0 | 0 | 0 | 0 | 0
F6_Commercial_Hospital_New_Food Preparation_Natural Gas_Conveyor Oven_E4 | F6 | Commercial | Hospital | New | Food Preparation | Natural Gas | Conveyor Oven | E4 | Utility - Value of Sales | 0 | 0 | 0 | 0 | 0 | 0 | 0 | 0 | 0 | 0 | 0 | 0 | 0 | 0 | 0 | 0 | 0 | 0 | 0 | 0 | 0 | 0 | 0 | 0 | 0 | 0 | 0 | 0 | 0 | 0 | 0 | 0 | 0
F6_Commercial_Hospital_New_Food Preparation_Natural Gas_Conveyor Oven_E5 | F6 | Commercial | Hospital | New | Food Preparation | Natural Gas | Conveyor Oven | E5 | Utility - Value of Sales | 0 | 0 | 0 | 0 | 0 | 0 | 0 | 0 | 0 | 0 | 0 | 0 | 0 | 0 | 0 | 0 | 0 | 0 | 0 | 0 | 0 | 0 | 0 | 0 | 0 | 0 | 0 | 0 | 0 | 0 | 0 | 0 | 0
F6_Commercial_Hospital_New_Food Preparation_Natural Gas_Conveyor Oven_E6 | F6 | Commercial | Hospital | New | Food Preparation | Natural Gas | Conveyor Oven | E6 | Utility - Value of Sales | 0 | 0 | 0 | 0 | 0 | 0 | 0 | 0 | 0 | 0 | 0 | 0 | 0 | 0 | 0 | 0 | 0 | 0 | 0 | 0 | 0 | 0 | 0 | 0 | 0 | 0 | 0 | 0 | 0 | 0 | 0 | 0 | 0
F6_Commercial_Hospital_New_Food Preparation_Natural Gas_Conveyor Oven_E7 | F6 | Commercial | Hospital | New | Food Preparation | Natural Gas | Conveyor Oven | E7 | Utility - Value of Sales | 0 | 0 | 0 | 0 | 0 | 0 | 0 | 0 | 0 | 0 | 0 | 0 | 0 | 0 | 0 | 0 | 0 | 0 | 0 | 0 | 0 | 0 | 0 | 0 | 0 | 0 | 0 | 0 | 0 | 0 | 0 | 0 | 0
F6_Commercial_Hospital_New_Food Preparation_Natural Gas_Conveyor Oven_E8 | F6 | Commercial | Hospital | New | Food Preparation | Natural Gas | Conveyor Oven | E8 | Utility - Value of Sales | 0 | 0 | 0 | 0 | 0 | 0 | 0 | 0 | 0 | 0 | 0 | 0 | 0 | 0 | 0 | 0 | 0 | 0 | 0 | 0 | 0 | 0 | 0 | 0 | 0 | 0 | 0 | 0 | 0 | 0 | 0 | 0 | 0
F6_Commercial_Hospital_New_Food Preparation_Natural Gas_Conveyor Oven_E9 | F6 | Commercial | Hospital | New | Food Preparation | Natural Gas | Conveyor Oven | E9 | Utility - Value of Sales | 0 | 0 | 0 | 0 | 0 | 0 | 0 | 0 | 0 | 0 | 0 | 0 | 0 | 0 | 0 | 0 | 0 | 0 | 0 | 0 | 0 | 0 | 0 | 0 | 0 | 0 | 0 | 0 | 0 | 0 | 0 | 0 | 0
F6_Commercial_Hospital_New_Food Preparation_Natural Gas_Conveyor Oven_E10 | F6 | Commercial | Hospital | New | Food Preparation | Natural Gas | Conveyor Oven | E10 | Utility - Value of Sales | 0 | 0 | 0 | 0 | 0 | 0 | 0 | 0 | 0 | 0 | 0 | 0 | 0 | 0 | 0 | 0 | 0 | 0 | 0 | 0 | 0 | 0 | 0 | 0 | 0 | 0 | 0 | 0 | 0 | 0 | 0 | 0 | 0
F1_Commercial_Hospital_New_Food Preparation_Natural Gas_Double Rack Oven_E1 | F1 | Commercial | Hospital | New | Food Preparation | Natural Gas | Double Rack Oven | E1 | RVT - Cost of Equipment | 0.49828 | 0.49892 | 0.50164 | 0.4991 | 0.49781 | 0.49979 | 0.50455 | 0.50842 | 0.51315 | 0.5177 | 0.52231 | 0.52665 | 0.53129 | 0.53607 | 0.54072 | 0.54547 | 0.55026 | 0.55541 | 0.56075 | 0.56626 | 0.57155 | 0.57687 | 0.58163 | 0.5864 | 0.59054 | 0.59411 | 0.59736 | 0.60017 | 0.60236 | 0.60417 | 0.60515 | 0.6058 | 0.6058
F1_Commercial_Hospital_New_Food Preparation_Natural Gas_Double Rack Oven_E2 | F1 | Commercial | Hospital | New | Food Preparation | Natural Gas | Double Rack Oven | E2 | RVT - Cost of Equipment | 0.27179 | 0.27214 | 0.27362 | 0.27224 | 0.27153 | 0.27261 | 0.27521 | 0.27732 | 0.2799 | 0.28238 | 0.28489 | 0.28727 | 0.28979 | 0.2924 | 0.29494 | 0.29753 | 0.30014 | 0.30295 | 0.30586 | 0.30887 | 0.31176 | 0.31465 | 0.31725 | 0.31986 | 0.32211 | 0.32406 | 0.32583 | 0.32736 | 0.32856 | 0.32955 | 0.33008 | 0.33044 | 0.33044
F1_Commercial_Hospital_New_Food Preparation_Natural Gas_Double Rack Oven_E3 | F1 | Commercial | Hospital | New | Food Preparation | Natural Gas | Double Rack Oven | E3 | RVT - Cost of Equipment | 0 | 0 | 0 | 0 | 0 | 0 | 0 | 0 | 0 | 0 | 0 | 0 | 0 | 0 | 0 | 0 | 0 | 0 | 0 | 0 | 0 | 0 | 0 | 0 | 0 | 0 | 0 | 0 | 0 | 0 | 0 | 0 | 0
F1_Commercial_Hospital_New_Food Preparation_Natural Gas_Double Rack Oven_E4 | F1 | Commercial | Hospital | New | Food Preparation | Natural Gas | Double Rack Oven | E4 | RVT - Cost of Equipment | 0 | 0 | 0 | 0 | 0 | 0 | 0 | 0 | 0 | 0 | 0 | 0 | 0 | 0 | 0 | 0 | 0 | 0 | 0 | 0 | 0 | 0 | 0 | 0 | 0 | 0 | 0 | 0 | 0 | 0 | 0 | 0 | 0
F1_Commercial_Hospital_New_Food Preparation_Natural Gas_Double Rack Oven_E5 | F1 | Commercial | Hospital | New | Food Preparation | Natural Gas | Double Rack Oven | E5 | RVT - Cost of Equipment | 0 | 0 | 0 | 0 | 0 | 0 | 0 | 0 | 0 | 0 | 0 | 0 | 0 | 0 | 0 | 0 | 0 | 0 | 0 | 0 | 0 | 0 | 0 | 0 | 0 | 0 | 0 | 0 | 0 | 0 | 0 | 0 | 0
F1_Commercial_Hospital_New_Food Preparation_Natural Gas_Double Rack Oven_E6 | F1 | Commercial | Hospital | New | Food Preparation | Natural Gas | Double Rack Oven | E6 | RVT - Cost of Equipment | 0 | 0 | 0 | 0 | 0 | 0 | 0 | 0 | 0 | 0 | 0 | 0 | 0 | 0 | 0 | 0 | 0 | 0 | 0 | 0 | 0 | 0 | 0 | 0 | 0 | 0 | 0 | 0 | 0 | 0 | 0 | 0 | 0
F1_Commercial_Hospital_New_Food Preparation_Natural Gas_Double Rack Oven_E7 | F1 | Commercial | Hospital | New | Food Preparation | Natural Gas | Double Rack Oven | E7 | RVT - Cost of Equipment | 0 | 0 | 0 | 0 | 0 | 0 | 0 | 0 | 0 | 0 | 0 | 0 | 0 | 0 | 0 | 0 | 0 | 0 | 0 | 0 | 0 | 0 | 0 | 0 | 0 | 0 | 0 | 0 | 0 | 0 | 0 | 0 | 0
F1_Commercial_Hospital_New_Food Preparation_Natural Gas_Double Rack Oven_E8 | F1 | Commercial | Hospital | New | Food Preparation | Natural Gas | Double Rack Oven | E8 | RVT - Cost of Equipment | 0 | 0 | 0 | 0 | 0 | 0 | 0 | 0 | 0 | 0 | 0 | 0 | 0 | 0 | 0 | 0 | 0 | 0 | 0 | 0 | 0 | 0 | 0 | 0 | 0 | 0 | 0 | 0 | 0 | 0 | 0 | 0 | 0
F1_Commercial_Hospital_New_Food Preparation_Natural Gas_Double Rack Oven_E9 | F1 | Commercial | Hospital | New | Food Preparation | Natural Gas | Double Rack Oven | E9 | RVT - Cost of Equipment | 0 | 0 | 0 | 0 | 0 | 0 | 0 | 0 | 0 | 0 | 0 | 0 | 0 | 0 | 0 | 0 | 0 | 0 | 0 | 0 | 0 | 0 | 0 | 0 | 0 | 0 | 0 | 0 | 0 | 0 | 0 | 0 | 0
F1_Commercial_Hospital_New_Food Preparation_Natural Gas_Double Rack Oven_E10 | F1 | Commercial | Hospital | New | Food Preparation | Natural Gas | Double Rack Oven | E10 | RVT - Cost of Equipment | 0 | 0 | 0 | 0 | 0 | 0 | 0 | 0 | 0 | 0 | 0 | 0 | 0 | 0 | 0 | 0 | 0 | 0 | 0 | 0 | 0 | 0 | 0 | 0 | 0 | 0 | 0 | 0 | 0 | 0 | 0 | 0 | 0
F2_Commercial_Hospital_New_Food Preparation_Natural Gas_Double Rack Oven_E1 | F2 | Commercial | Hospital | New | Food Preparation | Natural Gas | Double Rack Oven | E1 | RVT - Cost of Operation | 0.59697 | 0.59774 | 0.601 | 0.59796 | 0.59641 | 0.59878 | 0.60449 | 0.60912 | 0.61479 | 0.62024 | 0.62576 | 0.63097 | 0.63651 | 0.64225 | 0.64782 | 0.65351 | 0.65925 | 0.66541 | 0.67182 | 0.67842 | 0.68476 | 0.69112 | 0.69683 | 0.70255 | 0.7075 | 0.71178 | 0.71568 | 0.71904 | 0.72167 | 0.72383 | 0.72501 | 0.72579 | 0.72579
F2_Commercial_Hospital_New_Food Preparation_Natural Gas_Double Rack Oven_E2 | F2 | Commercial | Hospital | New | Food Preparation | Natural Gas | Double Rack Oven | E2 | RVT - Cost of Operation | 0.32562 | 0.32604 | 0.32782 | 0.32616 | 0.32531 | 0.32661 | 0.32972 | 0.33225 | 0.33534 | 0.33831 | 0.34132 | 0.34416 | 0.34719 | 0.35032 | 0.35336 | 0.35646 | 0.35959 | 0.36295 | 0.36645 | 0.37005 | 0.3735 | 0.37698 | 0.38009 | 0.38321 | 0.38591 | 0.38824 | 0.39037 | 0.3922 | 0.39364 | 0.39482 | 0.39546 | 0.39589 | 0.39589
F2_Commercial_Hospital_New_Food Preparation_Natural Gas_Double Rack Oven_E3 | F2 | Commercial | Hospital | New | Food Preparation | Natural Gas | Double Rack Oven | E3 | RVT - Cost of Operation | 0 | 0 | 0 | 0 | 0 | 0 | 0 | 0 | 0 | 0 | 0 | 0 | 0 | 0 | 0 | 0 | 0 | 0 | 0 | 0 | 0 | 0 | 0 | 0 | 0 | 0 | 0 | 0 | 0 | 0 | 0 | 0 | 0
F2_Commercial_Hospital_New_Food Preparation_Natural Gas_Double Rack Oven_E4 | F2 | Commercial | Hospital | New | Food Preparation | Natural Gas | Double Rack Oven | E4 | RVT - Cost of Operation | 0 | 0 | 0 | 0 | 0 | 0 | 0 | 0 | 0 | 0 | 0 | 0 | 0 | 0 | 0 | 0 | 0 | 0 | 0 | 0 | 0 | 0 | 0 | 0 | 0 | 0 | 0 | 0 | 0 | 0 | 0 | 0 | 0
F2_Commercial_Hospital_New_Food Preparation_Natural Gas_Double Rack Oven_E5 | F2 | Commercial | Hospital | New | Food Preparation | Natural Gas | Double Rack Oven | E5 | RVT - Cost of Operation | 0 | 0 | 0 | 0 | 0 | 0 | 0 | 0 | 0 | 0 | 0 | 0 | 0 | 0 | 0 | 0 | 0 | 0 | 0 | 0 | 0 | 0 | 0 | 0 | 0 | 0 | 0 | 0 | 0 | 0 | 0 | 0 | 0
F2_Commercial_Hospital_New_Food Preparation_Natural Gas_Double Rack Oven_E6 | F2 | Commercial | Hospital | New | Food Preparation | Natural Gas | Double Rack Oven | E6 | RVT - Cost of Operation | 0 | 0 | 0 | 0 | 0 | 0 | 0 | 0 | 0 | 0 | 0 | 0 | 0 | 0 | 0 | 0 | 0 | 0 | 0 | 0 | 0 | 0 | 0 | 0 | 0 | 0 | 0 | 0 | 0 | 0 | 0 | 0 | 0
F2_Commercial_Hospital_New_Food Preparation_Natural Gas_Double Rack Oven_E7 | F2 | Commercial | Hospital | New | Food Preparation | Natural Gas | Double Rack Oven | E7 | RVT - Cost of Operation | 0 | 0 | 0 | 0 | 0 | 0 | 0 | 0 | 0 | 0 | 0 | 0 | 0 | 0 | 0 | 0 | 0 | 0 | 0 | 0 | 0 | 0 | 0 | 0 | 0 | 0 | 0 | 0 | 0 | 0 | 0 | 0 | 0
F2_Commercial_Hospital_New_Food Preparation_Natural Gas_Double Rack Oven_E8 | F2 | Commercial | Hospital | New | Food Preparation | Natural Gas | Double Rack Oven | E8 | RVT - Cost of Operation | 0 | 0 | 0 | 0 | 0 | 0 | 0 | 0 | 0 | 0 | 0 | 0 | 0 | 0 | 0 | 0 | 0 | 0 | 0 | 0 | 0 | 0 | 0 | 0 | 0 | 0 | 0 | 0 | 0 | 0 | 0 | 0 | 0
F2_Commercial_Hospital_New_Food Preparation_Natural Gas_Double Rack Oven_E9 | F2 | Commercial | Hospital | New | Food Preparation | Natural Gas | Double Rack Oven | E9 | RVT - Cost of Operation | 0 | 0 | 0 | 0 | 0 | 0 | 0 | 0 | 0 | 0 | 0 | 0 | 0 | 0 | 0 | 0 | 0 | 0 | 0 | 0 | 0 | 0 | 0 | 0 | 0 | 0 | 0 | 0 | 0 | 0 | 0 | 0 | 0
F2_Commercial_Hospital_New_Food Preparation_Natural Gas_Double Rack Oven_E10 | F2 | Commercial | Hospital | New | Food Preparation | Natural Gas | Double Rack Oven | E10 | RVT - Cost of Operation | 0 | 0 | 0 | 0 | 0 | 0 | 0 | 0 | 0 | 0 | 0 | 0 | 0 | 0 | 0 | 0 | 0 | 0 | 0 | 0 | 0 | 0 | 0 | 0 | 0 | 0 | 0 | 0 | 0 | 0 | 0 | 0 | 0
F3_Commercial_Hospital_New_Food Preparation_Natural Gas_Double Rack Oven_E1 | F3 | Commercial | Hospital | New | Food Preparation | Natural Gas | Double Rack Oven | E1 | System - kBTUs of Consumption | 0.098338 | 0.098338 | 0.098338 | 0.098338 | 0.098338 | 0.098338 | 0.098338 | 0.098338 | 0.098338 | 0.098338 | 0.098338 | 0.098338 | 0.098338 | 0.098338 | 0.098338 | 0.098338 | 0.098338 | 0.098338 | 0.098338 | 0.098338 | 0.098338 | 0.098338 | 0.098338 | 0.098338 | 0.098338 | 0.098338 | 0.098338 | 0.098338 | 0.098338 | 0.098338 | 0.098338 | 0.098338 | 0.098338
F3_Commercial_Hospital_New_Food Preparation_Natural Gas_Double Rack Oven_E2 | F3 | Commercial | Hospital | New | Food Preparation | Natural Gas | Double Rack Oven | E2 | System - kBTUs of Consumption | 0.13078 | 0.13078 | 0.13078 | 0.13078 | 0.13078 | 0.13078 | 0.13078 | 0.13078 | 0.13078 | 0.13078 | 0.13078 | 0.13078 | 0.13078 | 0.13078 | 0.13078 | 0.13078 | 0.13078 | 0.13078 | 0.13078 | 0.13078 | 0.13078 | 0.13078 | 0.13078 | 0.13078 | 0.13078 | 0.13078 | 0.13078 | 0.13078 | 0.13078 | 0.13078 | 0.13078 | 0.13078 | 0.13078
F3_Commercial_Hospital_New_Food Preparation_Natural Gas_Double Rack Oven_E3 | F3 | Commercial | Hospital | New | Food Preparation | Natural Gas | Double Rack Oven | E3 | System - kBTUs of Consumption | 0 | 0 | 0 | 0 | 0 | 0 | 0 | 0 | 0 | 0 | 0 | 0 | 0 | 0 | 0 | 0 | 0 | 0 | 0 | 0 | 0 | 0 | 0 | 0 | 0 | 0 | 0 | 0 | 0 | 0 | 0 | 0 | 0
F3_Commercial_Hospital_New_Food Preparation_Natural Gas_Double Rack Oven_E4 | F3 | Commercial | Hospital | New | Food Preparation | Natural Gas | Double Rack Oven | E4 | System - kBTUs of Consumption | 0 | 0 | 0 | 0 | 0 | 0 | 0 | 0 | 0 | 0 | 0 | 0 | 0 | 0 | 0 | 0 | 0 | 0 | 0 | 0 | 0 | 0 | 0 | 0 | 0 | 0 | 0 | 0 | 0 | 0 | 0 | 0 | 0
F3_Commercial_Hospital_New_Food Preparation_Natural Gas_Double Rack Oven_E5 | F3 | Commercial | Hospital | New | Food Preparation | Natural Gas | Double Rack Oven | E5 | System - kBTUs of Consumption | 0 | 0 | 0 | 0 | 0 | 0 | 0 | 0 | 0 | 0 | 0 | 0 | 0 | 0 | 0 | 0 | 0 | 0 | 0 | 0 | 0 | 0 | 0 | 0 | 0 | 0 | 0 | 0 | 0 | 0 | 0 | 0 | 0
F3_Commercial_Hospital_New_Food Preparation_Natural Gas_Double Rack Oven_E6 | F3 | Commercial | Hospital | New | Food Preparation | Natural Gas | Double Rack Oven | E6 | System - kBTUs of Consumption | 0 | 0 | 0 | 0 | 0 | 0 | 0 | 0 | 0 | 0 | 0 | 0 | 0 | 0 | 0 | 0 | 0 | 0 | 0 | 0 | 0 | 0 | 0 | 0 | 0 | 0 | 0 | 0 | 0 | 0 | 0 | 0 | 0
F3_Commercial_Hospital_New_Food Preparation_Natural Gas_Double Rack Oven_E7 | F3 | Commercial | Hospital | New | Food Preparation | Natural Gas | Double Rack Oven | E7 | System - kBTUs of Consumption | 0 | 0 | 0 | 0 | 0 | 0 | 0 | 0 | 0 | 0 | 0 | 0 | 0 | 0 | 0 | 0 | 0 | 0 | 0 | 0 | 0 | 0 | 0 | 0 | 0 | 0 | 0 | 0 | 0 | 0 | 0 | 0 | 0
F3_Commercial_Hospital_New_Food Preparation_Natural Gas_Double Rack Oven_E8 | F3 | Commercial | Hospital | New | Food Preparation | Natural Gas | Double Rack Oven | E8 | System - kBTUs of Consumption | 0 | 0 | 0 | 0 | 0 | 0 | 0 | 0 | 0 | 0 | 0 | 0 | 0 | 0 | 0 | 0 | 0 | 0 | 0 | 0 | 0 | 0 | 0 | 0 | 0 | 0 | 0 | 0 | 0 | 0 | 0 | 0 | 0
F3_Commercial_Hospital_New_Food Preparation_Natural Gas_Double Rack Oven_E9 | F3 | Commercial | Hospital | New | Food Preparation | Natural Gas | Double Rack Oven | E9 | System - kBTUs of Consumption | 0 | 0 | 0 | 0 | 0 | 0 | 0 | 0 | 0 | 0 | 0 | 0 | 0 | 0 | 0 | 0 | 0 | 0 | 0 | 0 | 0 | 0 | 0 | 0 | 0 | 0 | 0 | 0 | 0 | 0 | 0 | 0 | 0
F3_Commercial_Hospital_New_Food Preparation_Natural Gas_Double Rack Oven_E10 | F3 | Commercial | Hospital | New | Food Preparation | Natural Gas | Double Rack Oven | E10 | System - kBTUs of Consumption | 0 | 0 | 0 | 0 | 0 | 0 | 0 | 0 | 0 | 0 | 0 | 0 | 0 | 0 | 0 | 0 | 0 | 0 | 0 | 0 | 0 | 0 | 0 | 0 | 0 | 0 | 0 | 0 | 0 | 0 | 0 | 0 | 0
F4_Commercial_Hospital_New_Food Preparation_Natural Gas_Double Rack Oven_E1 | F4 | Commercial | Hospital | New | Food Preparation | Natural Gas | Double Rack Oven | E1 | Utility - Cost of Equipment | 0.59697 | 0.59774 | 0.601 | 0.59796 | 0.59641 | 0.59878 | 0.60449 | 0.60912 | 0.61479 | 0.62024 | 0.62576 | 0.63097 | 0.63651 | 0.64225 | 0.64782 | 0.65351 | 0.65925 | 0.66541 | 0.67182 | 0.67842 | 0.68476 | 0.69112 | 0.69683 | 0.70255 | 0.7075 | 0.71178 | 0.71568 | 0.71904 | 0.72167 | 0.72383 | 0.72501 | 0.72579 | 0.72579
F4_Commercial_Hospital_New_Food Preparation_Natural Gas_Double Rack Oven_E2 | F4 | Commercial | Hospital | New | Food Preparation | Natural Gas | Double Rack Oven | E2 | Utility - Cost of Equipment | 0.32562 | 0.32604 | 0.32782 | 0.32616 | 0.32531 | 0.32661 | 0.32972 | 0.33225 | 0.33534 | 0.33831 | 0.34132 | 0.34416 | 0.34719 | 0.35032 | 0.35336 | 0.35646 | 0.35959 | 0.36295 | 0.36645 | 0.37005 | 0.3735 | 0.37698 | 0.38009 | 0.38321 | 0.38591 | 0.38824 | 0.39037 | 0.3922 | 0.39364 | 0.39482 | 0.39546 | 0.39589 | 0.39589
F4_Commercial_Hospital_New_Food Preparation_Natural Gas_Double Rack Oven_E3 | F4 | Commercial | Hospital | New | Food Preparation | Natural Gas | Double Rack Oven | E3 | Utility - Cost of Equipment | 0 | 0 | 0 | 0 | 0 | 0 | 0 | 0 | 0 | 0 | 0 | 0 | 0 | 0 | 0 | 0 | 0 | 0 | 0 | 0 | 0 | 0 | 0 | 0 | 0 | 0 | 0 | 0 | 0 | 0 | 0 | 0 | 0
F4_Commercial_Hospital_New_Food Preparation_Natural Gas_Double Rack Oven_E4 | F4 | Commercial | Hospital | New | Food Preparation | Natural Gas | Double Rack Oven | E4 | Utility - Cost of Equipment | 0 | 0 | 0 | 0 | 0 | 0 | 0 | 0 | 0 | 0 | 0 | 0 | 0 | 0 | 0 | 0 | 0 | 0 | 0 | 0 | 0 | 0 | 0 | 0 | 0 | 0 | 0 | 0 | 0 | 0 | 0 | 0 | 0
F4_Commercial_Hospital_New_Food Preparation_Natural Gas_Double Rack Oven_E5 | F4 | Commercial | Hospital | New | Food Preparation | Natural Gas | Double Rack Oven | E5 | Utility - Cost of Equipment | 0 | 0 | 0 | 0 | 0 | 0 | 0 | 0 | 0 | 0 | 0 | 0 | 0 | 0 | 0 | 0 | 0 | 0 | 0 | 0 | 0 | 0 | 0 | 0 | 0 | 0 | 0 | 0 | 0 | 0 | 0 | 0 | 0
F4_Commercial_Hospital_New_Food Preparation_Natural Gas_Double Rack Oven_E6 | F4 | Commercial | Hospital | New | Food Preparation | Natural Gas | Double Rack Oven | E6 | Utility - Cost of Equipment | 0 | 0 | 0 | 0 | 0 | 0 | 0 | 0 | 0 | 0 | 0 | 0 | 0 | 0 | 0 | 0 | 0 | 0 | 0 | 0 | 0 | 0 | 0 | 0 | 0 | 0 | 0 | 0 | 0 | 0 | 0 | 0 | 0
F4_Commercial_Hospital_New_Food Preparation_Natural Gas_Double Rack Oven_E7 | F4 | Commercial | Hospital | New | Food Preparation | Natural Gas | Double Rack Oven | E7 | Utility - Cost of Equipment | 0 | 0 | 0 | 0 | 0 | 0 | 0 | 0 | 0 | 0 | 0 | 0 | 0 | 0 | 0 | 0 | 0 | 0 | 0 | 0 | 0 | 0 | 0 | 0 | 0 | 0 | 0 | 0 | 0 | 0 | 0 | 0 | 0
F4_Commercial_Hospital_New_Food Preparation_Natural Gas_Double Rack Oven_E8 | F4 | Commercial | Hospital | New | Food Preparation | Natural Gas | Double Rack Oven | E8 | Utility - Cost of Equipment | 0 | 0 | 0 | 0 | 0 | 0 | 0 | 0 | 0 | 0 | 0 | 0 | 0 | 0 | 0 | 0 | 0 | 0 | 0 | 0 | 0 | 0 | 0 | 0 | 0 | 0 | 0 | 0 | 0 | 0 | 0 | 0 | 0
F4_Commercial_Hospital_New_Food Preparation_Natural Gas_Double Rack Oven_E9 | F4 | Commercial | Hospital | New | Food Preparation | Natural Gas | Double Rack Oven | E9 | Utility - Cost of Equipment | 0 | 0 | 0 | 0 | 0 | 0 | 0 | 0 | 0 | 0 | 0 | 0 | 0 | 0 | 0 | 0 | 0 | 0 | 0 | 0 | 0 | 0 | 0 | 0 | 0 | 0 | 0 | 0 | 0 | 0 | 0 | 0 | 0
F4_Commercial_Hospital_New_Food Preparation_Natural Gas_Double Rack Oven_E10 | F4 | Commercial | Hospital | New | Food Preparation | Natural Gas | Double Rack Oven | E10 | Utility - Cost of Equipment | 0 | 0 | 0 | 0 | 0 | 0 | 0 | 0 | 0 | 0 | 0 | 0 | 0 | 0 | 0 | 0 | 0 | 0 | 0 | 0 | 0 | 0 | 0 | 0 | 0 | 0 | 0 | 0 | 0 | 0 | 0 | 0 | 0
F5_Commercial_Hospital_New_Food Preparation_Natural Gas_Double Rack Oven_E1 | F5 | Commercial | Hospital | New | Food Preparation | Natural Gas | Double Rack Oven | E1 | Utility - Cost of Operation | 0.098338 | 0.098338 | 0.098338 | 0.098338 | 0.098338 | 0.098338 | 0.098338 | 0.098338 | 0.098338 | 0.098338 | 0.098338 | 0.098338 | 0.098338 | 0.098338 | 0.098338 | 0.098338 | 0.098338 | 0.098338 | 0.098338 | 0.098338 | 0.098338 | 0.098338 | 0.098338 | 0.098338 | 0.098338 | 0.098338 | 0.098338 | 0.098338 | 0.098338 | 0.098338 | 0.098338 | 0.098338 | 0.098338
F5_Commercial_Hospital_New_Food Preparation_Natural Gas_Double Rack Oven_E2 | F5 | Commercial | Hospital | New | Food Preparation | Natural Gas | Double Rack Oven | E2 | Utility - Cost of Operation | 0.13078 | 0.13078 | 0.13078 | 0.13078 | 0.13078 | 0.13078 | 0.13078 | 0.13078 | 0.13078 | 0.13078 | 0.13078 | 0.13078 | 0.13078 | 0.13078 | 0.13078 | 0.13078 | 0.13078 | 0.13078 | 0.13078 | 0.13078 | 0.13078 | 0.13078 | 0.13078 | 0.13078 | 0.13078 | 0.13078 | 0.13078 | 0.13078 | 0.13078 | 0.13078 | 0.13078 | 0.13078 | 0.13078
F5_Commercial_Hospital_New_Food Preparation_Natural Gas_Double Rack Oven_E3 | F5 | Commercial | Hospital | New | Food Preparation | Natural Gas | Double Rack Oven | E3 | Utility - Cost of Operation | 0 | 0 | 0 | 0 | 0 | 0 | 0 | 0 | 0 | 0 | 0 | 0 | 0 | 0 | 0 | 0 | 0 | 0 | 0 | 0 | 0 | 0 | 0 | 0 | 0 | 0 | 0 | 0 | 0 | 0 | 0 | 0 | 0
F5_Commercial_Hospital_New_Food Preparation_Natural Gas_Double Rack Oven_E4 | F5 | Commercial | Hospital | New | Food Preparation | Natural Gas | Double Rack Oven | E4 | Utility - Cost of Operation | 0 | 0 | 0 | 0 | 0 | 0 | 0 | 0 | 0 | 0 | 0 | 0 | 0 | 0 | 0 | 0 | 0 | 0 | 0 | 0 | 0 | 0 | 0 | 0 | 0 | 0 | 0 | 0 | 0 | 0 | 0 | 0 | 0
F5_Commercial_Hospital_New_Food Preparation_Natural Gas_Double Rack Oven_E5 | F5 | Commercial | Hospital | New | Food Preparation | Natural Gas | Double Rack Oven | E5 | Utility - Cost of Operation | 0 | 0 | 0 | 0 | 0 | 0 | 0 | 0 | 0 | 0 | 0 | 0 | 0 | 0 | 0 | 0 | 0 | 0 | 0 | 0 | 0 | 0 | 0 | 0 | 0 | 0 | 0 | 0 | 0 | 0 | 0 | 0 | 0
F5_Commercial_Hospital_New_Food Preparation_Natural Gas_Double Rack Oven_E6 | F5 | Commercial | Hospital | New | Food Preparation | Natural Gas | Double Rack Oven | E6 | Utility - Cost of Operation | 0 | 0 | 0 | 0 | 0 | 0 | 0 | 0 | 0 | 0 | 0 | 0 | 0 | 0 | 0 | 0 | 0 | 0 | 0 | 0 | 0 | 0 | 0 | 0 | 0 | 0 | 0 | 0 | 0 | 0 | 0 | 0 | 0
F5_Commercial_Hospital_New_Food Preparation_Natural Gas_Double Rack Oven_E7 | F5 | Commercial | Hospital | New | Food Preparation | Natural Gas | Double Rack Oven | E7 | Utility - Cost of Operation | 0 | 0 | 0 | 0 | 0 | 0 | 0 | 0 | 0 | 0 | 0 | 0 | 0 | 0 | 0 | 0 | 0 | 0 | 0 | 0 | 0 | 0 | 0 | 0 | 0 | 0 | 0 | 0 | 0 | 0 | 0 | 0 | 0
F5_Commercial_Hospital_New_Food Preparation_Natural Gas_Double Rack Oven_E8 | F5 | Commercial | Hospital | New | Food Preparation | Natural Gas | Double Rack Oven | E8 | Utility - Cost of Operation | 0 | 0 | 0 | 0 | 0 | 0 | 0 | 0 | 0 | 0 | 0 | 0 | 0 | 0 | 0 | 0 | 0 | 0 | 0 | 0 | 0 | 0 | 0 | 0 | 0 | 0 | 0 | 0 | 0 | 0 | 0 | 0 | 0
F5_Commercial_Hospital_New_Food Preparation_Natural Gas_Double Rack Oven_E9 | F5 | Commercial | Hospital | New | Food Preparation | Natural Gas | Double Rack Oven | E9 | Utility - Cost of Operation | 0 | 0 | 0 | 0 | 0 | 0 | 0 | 0 | 0 | 0 | 0 | 0 | 0 | 0 | 0 | 0 | 0 | 0 | 0 | 0 | 0 | 0 | 0 | 0 | 0 | 0 | 0 | 0 | 0 | 0 | 0 | 0 | 0
F5_Commercial_Hospital_New_Food Preparation_Natural Gas_Double Rack Oven_E10 | F5 | Commercial | Hospital | New | Food Preparation | Natural Gas | Double Rack Oven | E10 | Utility - Cost of Operation | 0 | 0 | 0 | 0 | 0 | 0 | 0 | 0 | 0 | 0 | 0 | 0 | 0 | 0 | 0 | 0 | 0 | 0 | 0 | 0 | 0 | 0 | 0 | 0 | 0 | 0 | 0 | 0 | 0 | 0 | 0 | 0 | 0
F6_Commercial_Hospital_New_Food Preparation_Natural Gas_Double Rack Oven_E1 | F6 | Commercial | Hospital | New | Food Preparation | Natural Gas | Double Rack Oven | E1 | Utility - Value of Sales | 0.31599 | 0.31741 | 0.31968 | 0.31918 | 0.31918 | 0.31918 | 0.31918 | 0.31918 | 0.31918 | 0.31918 | 0.31918 | 0.31918 | 0.31918 | 0.31918 | 0.31918 | 0.31918 | 0.31918 | 0.31918 | 0.31918 | 0.31918 | 0.31918 | 0.31918 | 0.31918 | 0.31918 | 0.31918 | 0.31918 | 0.31918 | 0.31918 | 0.31918 | 0.31918 | 0.31918 | 0.31918 | 0.31918
F6_Commercial_Hospital_New_Food Preparation_Natural Gas_Double Rack Oven_E2 | F6 | Commercial | Hospital | New | Food Preparation | Natural Gas | Double Rack Oven | E2 | Utility - Value of Sales | 0.17236 | 0.17313 | 0.17437 | 0.1741 | 0.1741 | 0.1741 | 0.1741 | 0.1741 | 0.1741 | 0.1741 | 0.1741 | 0.1741 | 0.1741 | 0.1741 | 0.1741 | 0.1741 | 0.1741 | 0.1741 | 0.1741 | 0.1741 | 0.1741 | 0.1741 | 0.1741 | 0.1741 | 0.1741 | 0.1741 | 0.1741 | 0.1741 | 0.1741 | 0.1741 | 0.1741 | 0.1741 | 0.1741
F6_Commercial_Hospital_New_Food Preparation_Natural Gas_Double Rack Oven_E3 | F6 | Commercial | Hospital | New | Food Preparation | Natural Gas | Double Rack Oven | E3 | Utility - Value of Sales | 0 | 0 | 0 | 0 | 0 | 0 | 0 | 0 | 0 | 0 | 0 | 0 | 0 | 0 | 0 | 0 | 0 | 0 | 0 | 0 | 0 | 0 | 0 | 0 | 0 | 0 | 0 | 0 | 0 | 0 | 0 | 0 | 0
F6_Commercial_Hospital_New_Food Preparation_Natural Gas_Double Rack Oven_E4 | F6 | Commercial | Hospital | New | Food Preparation | Natural Gas | Double Rack Oven | E4 | Utility - Value of Sales | 0 | 0 | 0 | 0 | 0 | 0 | 0 | 0 | 0 | 0 | 0 | 0 | 0 | 0 | 0 | 0 | 0 | 0 | 0 | 0 | 0 | 0 | 0 | 0 | 0 | 0 | 0 | 0 | 0 | 0 | 0 | 0 | 0
F6_Commercial_Hospital_New_Food Preparation_Natural Gas_Double Rack Oven_E5 | F6 | Commercial | Hospital | New | Food Preparation | Natural Gas | Double Rack Oven | E5 | Utility - Value of Sales | 0 | 0 | 0 | 0 | 0 | 0 | 0 | 0 | 0 | 0 | 0 | 0 | 0 | 0 | 0 | 0 | 0 | 0 | 0 | 0 | 0 | 0 | 0 | 0 | 0 | 0 | 0 | 0 | 0 | 0 | 0 | 0 | 0
F6_Commercial_Hospital_New_Food Preparation_Natural Gas_Double Rack Oven_E6 | F6 | Commercial | Hospital | New | Food Preparation | Natural Gas | Double Rack Oven | E6 | Utility - Value of Sales | 0 | 0 | 0 | 0 | 0 | 0 | 0 | 0 | 0 | 0 | 0 | 0 | 0 | 0 | 0 | 0 | 0 | 0 | 0 | 0 | 0 | 0 | 0 | 0 | 0 | 0 | 0 | 0 | 0 | 0 | 0 | 0 | 0
F6_Commercial_Hospital_New_Food Preparation_Natural Gas_Double Rack Oven_E7 | F6 | Commercial | Hospital | New | Food Preparation | Natural Gas | Double Rack Oven | E7 | Utility - Value of Sales | 0 | 0 | 0 | 0 | 0 | 0 | 0 | 0 | 0 | 0 | 0 | 0 | 0 | 0 | 0 | 0 | 0 | 0 | 0 | 0 | 0 | 0 | 0 | 0 | 0 | 0 | 0 | 0 | 0 | 0 | 0 | 0 | 0
F6_Commercial_Hospital_New_Food Preparation_Natural Gas_Double Rack Oven_E8 | F6 | Commercial | Hospital | New | Food Preparation | Natural Gas | Double Rack Oven | E8 | Utility - Value of Sales | 0 | 0 | 0 | 0 | 0 | 0 | 0 | 0 | 0 | 0 | 0 | 0 | 0 | 0 | 0 | 0 | 0 | 0 | 0 | 0 | 0 | 0 | 0 | 0 | 0 | 0 | 0 | 0 | 0 | 0 | 0 | 0 | 0
F6_Commercial_Hospital_New_Food Preparation_Natural Gas_Double Rack Oven_E9 | F6 | Commercial | Hospital | New | Food Preparation | Natural Gas | Double Rack Oven | E9 | Utility - Value of Sales | 0 | 0 | 0 | 0 | 0 | 0 | 0 | 0 | 0 | 0 | 0 | 0 | 0 | 0 | 0 | 0 | 0 | 0 | 0 | 0 | 0 | 0 | 0 | 0 | 0 | 0 | 0 | 0 | 0 | 0 | 0 | 0 | 0
F6_Commercial_Hospital_New_Food Preparation_Natural Gas_Double Rack Oven_E10 | F6 | Commercial | Hospital | New | Food Preparation | Natural Gas | Double Rack Oven | E10 | Utility - Value of Sales | 0 | 0 | 0 | 0 | 0 | 0 | 0 | 0 | 0 | 0 | 0 | 0 | 0 | 0 | 0 | 0 | 0 | 0 | 0 | 0 | 0 | 0 | 0 | 0 | 0 | 0 | 0 | 0 | 0 | 0 | 0 | 0 | 0
F1_Commercial_Hospital_New_Food Preparation_Natural Gas_Fryer_E1 | F1 | Commercial | Hospital | New | Food Preparation | Natural Gas | Fryer | E1 | RVT - Cost of Equipment | 0.24784 | 0.24756 | 0.24863 | 0 | 0 | 0 | 0 | 0 | 0 | 0 | 0 | 0 | 0 | 0 | 0 | 0 | 0 | 0 | 0 | 0 | 0 | 0 | 0 | 0 | 0 | 0 | 0 | 0 | 0 | 0 | 0 | 0 | 0
F1_Commercial_Hospital_New_Food Preparation_Natural Gas_Fryer_E2 | F1 | Commercial | Hospital | New | Food Preparation | Natural Gas | Fryer | E2 | RVT - Cost of Equipment | 0.16654 | 0.16636 | 0.16708 | 0.16557 | 0.16461 | 0.16507 | 0.16672 | 0.16802 | 0.16964 | 0.17119 | 0.1727 | 0.17409 | 0.17556 | 0.17711 | 0.17857 | 0.18007 | 0.18157 | 0.18324 | 0.18497 | 0.18682 | 0.18862 | 0.19055 | 0.19235 | 0.19428 | 0.19599 | 0.19751 | 0.1989 | 0.20009 | 0.20103 | 0.20179 | 0.20221 | 0.20249 | 0.20249
F1_Commercial_Hospital_New_Food Preparation_Natural Gas_Fryer_E3 | F1 | Commercial | Hospital | New | Food Preparation | Natural Gas | Fryer | E3 | RVT - Cost of Equipment | 0 | 0 | 0 | 0 | 0 | 0 | 0 | 0 | 0 | 0 | 0 | 0 | 0 | 0 | 0 | 0 | 0 | 0 | 0 | 0 | 0 | 0 | 0 | 0 | 0 | 0 | 0 | 0 | 0 | 0 | 0 | 0 | 0
F1_Commercial_Hospital_New_Food Preparation_Natural Gas_Fryer_E4 | F1 | Commercial | Hospital | New | Food Preparation | Natural Gas | Fryer | E4 | RVT - Cost of Equipment | 0 | 0 | 0 | 0 | 0 | 0 | 0 | 0 | 0 | 0 | 0 | 0 | 0 | 0 | 0 | 0 | 0 | 0 | 0 | 0 | 0 | 0 | 0 | 0 | 0 | 0 | 0 | 0 | 0 | 0 | 0 | 0 | 0
F1_Commercial_Hospital_New_Food Preparation_Natural Gas_Fryer_E5 | F1 | Commercial | Hospital | New | Food Preparation | Natural Gas | Fryer | E5 | RVT - Cost of Equipment | 0 | 0 | 0 | 0 | 0 | 0 | 0 | 0 | 0 | 0 | 0 | 0 | 0 | 0 | 0 | 0 | 0 | 0 | 0 | 0 | 0 | 0 | 0 | 0 | 0 | 0 | 0 | 0 | 0 | 0 | 0 | 0 | 0
F1_Commercial_Hospital_New_Food Preparation_Natural Gas_Fryer_E6 | F1 | Commercial | Hospital | New | Food Preparation | Natural Gas | Fryer | E6 | RVT - Cost of Equipment | 0 | 0 | 0 | 0 | 0 | 0 | 0 | 0 | 0 | 0 | 0 | 0 | 0 | 0 | 0 | 0 | 0 | 0 | 0 | 0 | 0 | 0 | 0 | 0 | 0 | 0 | 0 | 0 | 0 | 0 | 0 | 0 | 0
F1_Commercial_Hospital_New_Food Preparation_Natural Gas_Fryer_E7 | F1 | Commercial | Hospital | New | Food Preparation | Natural Gas | Fryer | E7 | RVT - Cost of Equipment | 0 | 0 | 0 | 0 | 0 | 0 | 0 | 0 | 0 | 0 | 0 | 0 | 0 | 0 | 0 | 0 | 0 | 0 | 0 | 0 | 0 | 0 | 0 | 0 | 0 | 0 | 0 | 0 | 0 | 0 | 0 | 0 | 0
F1_Commercial_Hospital_New_Food Preparation_Natural Gas_Fryer_E8 | F1 | Commercial | Hospital | New | Food Preparation | Natural Gas | Fryer | E8 | RVT - Cost of Equipment | 0 | 0 | 0 | 0 | 0 | 0 | 0 | 0 | 0 | 0 | 0 | 0 | 0 | 0 | 0 | 0 | 0 | 0 | 0 | 0 | 0 | 0 | 0 | 0 | 0 | 0 | 0 | 0 | 0 | 0 | 0 | 0 | 0
F1_Commercial_Hospital_New_Food Preparation_Natural Gas_Fryer_E9 | F1 | Commercial | Hospital | New | Food Preparation | Natural Gas | Fryer | E9 | RVT - Cost of Equipment | 0 | 0 | 0 | 0 | 0 | 0 | 0 | 0 | 0 | 0 | 0 | 0 | 0 | 0 | 0 | 0 | 0 | 0 | 0 | 0 | 0 | 0 | 0 | 0 | 0 | 0 | 0 | 0 | 0 | 0 | 0 | 0 | 0
F1_Commercial_Hospital_New_Food Preparation_Natural Gas_Fryer_E10 | F1 | Commercial | Hospital | New | Food Preparation | Natural Gas | Fryer | E10 | RVT - Cost of Equipment | 0 | 0 | 0 | 0 | 0 | 0 | 0 | 0 | 0 | 0 | 0 | 0 | 0 | 0 | 0 | 0 | 0 | 0 | 0 | 0 | 0 | 0 | 0 | 0 | 0 | 0 | 0 | 0 | 0 | 0 | 0 | 0 | 0
F2_Commercial_Hospital_New_Food Preparation_Natural Gas_Fryer_E1 | F2 | Commercial | Hospital | New | Food Preparation | Natural Gas | Fryer | E1 | RVT - Cost of Operation | 0.29692 | 0.2966 | 0.29787 | 0 | 0 | 0 | 0 | 0 | 0 | 0 | 0 | 0 | 0 | 0 | 0 | 0 | 0 | 0 | 0 | 0 | 0 | 0 | 0 | 0 | 0 | 0 | 0 | 0 | 0 | 0 | 0 | 0 | 0
F2_Commercial_Hospital_New_Food Preparation_Natural Gas_Fryer_E2 | F2 | Commercial | Hospital | New | Food Preparation | Natural Gas | Fryer | E2 | RVT - Cost of Operation | 0.19953 | 0.19931 | 0.20017 | 0.19837 | 0.19722 | 0.19777 | 0.19974 | 0.2013 | 0.20324 | 0.20509 | 0.2069 | 0.20857 | 0.21033 | 0.21219 | 0.21393 | 0.21574 | 0.21753 | 0.21953 | 0.22161 | 0.22382 | 0.22598 | 0.2283 | 0.23045 | 0.23276 | 0.23481 | 0.23663 | 0.23829 | 0.23972 | 0.24084 | 0.24176 | 0.24226 | 0.2426 | 0.2426
F2_Commercial_Hospital_New_Food Preparation_Natural Gas_Fryer_E3 | F2 | Commercial | Hospital | New | Food Preparation | Natural Gas | Fryer | E3 | RVT - Cost of Operation | 0 | 0 | 0 | 0 | 0 | 0 | 0 | 0 | 0 | 0 | 0 | 0 | 0 | 0 | 0 | 0 | 0 | 0 | 0 | 0 | 0 | 0 | 0 | 0 | 0 | 0 | 0 | 0 | 0 | 0 | 0 | 0 | 0
F2_Commercial_Hospital_New_Food Preparation_Natural Gas_Fryer_E4 | F2 | Commercial | Hospital | New | Food Preparation | Natural Gas | Fryer | E4 | RVT - Cost of Operation | 0 | 0 | 0 | 0 | 0 | 0 | 0 | 0 | 0 | 0 | 0 | 0 | 0 | 0 | 0 | 0 | 0 | 0 | 0 | 0 | 0 | 0 | 0 | 0 | 0 | 0 | 0 | 0 | 0 | 0 | 0 | 0 | 0
F2_Commercial_Hospital_New_Food Preparation_Natural Gas_Fryer_E5 | F2 | Commercial | Hospital | New | Food Preparation | Natural Gas | Fryer | E5 | RVT - Cost of Operation | 0 | 0 | 0 | 0 | 0 | 0 | 0 | 0 | 0 | 0 | 0 | 0 | 0 | 0 | 0 | 0 | 0 | 0 | 0 | 0 | 0 | 0 | 0 | 0 | 0 | 0 | 0 | 0 | 0 | 0 | 0 | 0 | 0
F2_Commercial_Hospital_New_Food Preparation_Natural Gas_Fryer_E6 | F2 | Commercial | Hospital | New | Food Preparation | Natural Gas | Fryer | E6 | RVT - Cost of Operation | 0 | 0 | 0 | 0 | 0 | 0 | 0 | 0 | 0 | 0 | 0 | 0 | 0 | 0 | 0 | 0 | 0 | 0 | 0 | 0 | 0 | 0 | 0 | 0 | 0 | 0 | 0 | 0 | 0 | 0 | 0 | 0 | 0
F2_Commercial_Hospital_New_Food Preparation_Natural Gas_Fryer_E7 | F2 | Commercial | Hospital | New | Food Preparation | Natural Gas | Fryer | E7 | RVT - Cost of Operation | 0 | 0 | 0 | 0 | 0 | 0 | 0 | 0 | 0 | 0 | 0 | 0 | 0 | 0 | 0 | 0 | 0 | 0 | 0 | 0 | 0 | 0 | 0 | 0 | 0 | 0 | 0 | 0 | 0 | 0 | 0 | 0 | 0
F2_Commercial_Hospital_New_Food Preparation_Natural Gas_Fryer_E8 | F2 | Commercial | Hospital | New | Food Preparation | Natural Gas | Fryer | E8 | RVT - Cost of Operation | 0 | 0 | 0 | 0 | 0 | 0 | 0 | 0 | 0 | 0 | 0 | 0 | 0 | 0 | 0 | 0 | 0 | 0 | 0 | 0 | 0 | 0 | 0 | 0 | 0 | 0 | 0 | 0 | 0 | 0 | 0 | 0 | 0
F2_Commercial_Hospital_New_Food Preparation_Natural Gas_Fryer_E9 | F2 | Commercial | Hospital | New | Food Preparation | Natural Gas | Fryer | E9 | RVT - Cost of Operation | 0 | 0 | 0 | 0 | 0 | 0 | 0 | 0 | 0 | 0 | 0 | 0 | 0 | 0 | 0 | 0 | 0 | 0 | 0 | 0 | 0 | 0 | 0 | 0 | 0 | 0 | 0 | 0 | 0 | 0 | 0 | 0 | 0
F2_Commercial_Hospital_New_Food Preparation_Natural Gas_Fryer_E10 | F2 | Commercial | Hospital | New | Food Preparation | Natural Gas | Fryer | E10 | RVT - Cost of Operation | 0 | 0 | 0 | 0 | 0 | 0 | 0 | 0 | 0 | 0 | 0 | 0 | 0 | 0 | 0 | 0 | 0 | 0 | 0 | 0 | 0 | 0 | 0 | 0 | 0 | 0 | 0 | 0 | 0 | 0 | 0 | 0 | 0
F3_Commercial_Hospital_New_Food Preparation_Natural Gas_Fryer_E1 | F3 | Commercial | Hospital | New | Food Preparation | Natural Gas | Fryer | E1 | System - kBTUs of Consumption | 0.079091 | 0.079091 | 0.079091 | 0 | 0 | 0 | 0 | 0 | 0 | 0 | 0 | 0 | 0 | 0 | 0 | 0 | 0 | 0 | 0 | 0 | 0 | 0 | 0 | 0 | 0 | 0 | 0 | 0 | 0 | 0 | 0 | 0 | 0
F3_Commercial_Hospital_New_Food Preparation_Natural Gas_Fryer_E2 | F3 | Commercial | Hospital | New | Food Preparation | Natural Gas | Fryer | E2 | System - kBTUs of Consumption | 0.094327 | 0.094327 | 0.094327 | 0.094327 | 0.094327 | 0.094327 | 0.094327 | 0.094327 | 0.094327 | 0.094327 | 0.094327 | 0.094327 | 0.094327 | 0.094327 | 0.094327 | 0.094327 | 0.094327 | 0.094327 | 0.094327 | 0.094327 | 0.094327 | 0.094327 | 0.094327 | 0.094327 | 0.094327 | 0.094327 | 0.094327 | 0.094327 | 0.094327 | 0.094327 | 0.094327 | 0.094327 | 0.094327
F3_Commercial_Hospital_New_Food Preparation_Natural Gas_Fryer_E3 | F3 | Commercial | Hospital | New | Food Preparation | Natural Gas | Fryer | E3 | System - kBTUs of Consumption | 0 | 0 | 0 | 0 | 0 | 0 | 0 | 0 | 0 | 0 | 0 | 0 | 0 | 0 | 0 | 0 | 0 | 0 | 0 | 0 | 0 | 0 | 0 | 0 | 0 | 0 | 0 | 0 | 0 | 0 | 0 | 0 | 0
F3_Commercial_Hospital_New_Food Preparation_Natural Gas_Fryer_E4 | F3 | Commercial | Hospital | New | Food Preparation | Natural Gas | Fryer | E4 | System - kBTUs of Consumption | 0 | 0 | 0 | 0 | 0 | 0 | 0 | 0 | 0 | 0 | 0 | 0 | 0 | 0 | 0 | 0 | 0 | 0 | 0 | 0 | 0 | 0 | 0 | 0 | 0 | 0 | 0 | 0 | 0 | 0 | 0 | 0 | 0
F3_Commercial_Hospital_New_Food Preparation_Natural Gas_Fryer_E5 | F3 | Commercial | Hospital | New | Food Preparation | Natural Gas | Fryer | E5 | System - kBTUs of Consumption | 0 | 0 | 0 | 0 | 0 | 0 | 0 | 0 | 0 | 0 | 0 | 0 | 0 | 0 | 0 | 0 | 0 | 0 | 0 | 0 | 0 | 0 | 0 | 0 | 0 | 0 | 0 | 0 | 0 | 0 | 0 | 0 | 0
F3_Commercial_Hospital_New_Food Preparation_Natural Gas_Fryer_E6 | F3 | Commercial | Hospital | New | Food Preparation | Natural Gas | Fryer | E6 | System - kBTUs of Consumption | 0 | 0 | 0 | 0 | 0 | 0 | 0 | 0 | 0 | 0 | 0 | 0 | 0 | 0 | 0 | 0 | 0 | 0 | 0 | 0 | 0 | 0 | 0 | 0 | 0 | 0 | 0 | 0 | 0 | 0 | 0 | 0 | 0
F3_Commercial_Hospital_New_Food Preparation_Natural Gas_Fryer_E7 | F3 | Commercial | Hospital | New | Food Preparation | Natural Gas | Fryer | E7 | System - kBTUs of Consumption | 0 | 0 | 0 | 0 | 0 | 0 | 0 | 0 | 0 | 0 | 0 | 0 | 0 | 0 | 0 | 0 | 0 | 0 | 0 | 0 | 0 | 0 | 0 | 0 | 0 | 0 | 0 | 0 | 0 | 0 | 0 | 0 | 0
F3_Commercial_Hospital_New_Food Preparation_Natural Gas_Fryer_E8 | F3 | Commercial | Hospital | New | Food Preparation | Natural Gas | Fryer | E8 | System - kBTUs of Consumption | 0 | 0 | 0 | 0 | 0 | 0 | 0 | 0 | 0 | 0 | 0 | 0 | 0 | 0 | 0 | 0 | 0 | 0 | 0 | 0 | 0 | 0 | 0 | 0 | 0 | 0 | 0 | 0 | 0 | 0 | 0 | 0 | 0
F3_Commercial_Hospital_New_Food Preparation_Natural Gas_Fryer_E9 | F3 | Commercial | Hospital | New | Food Preparation | Natural Gas | Fryer | E9 | System - kBTUs of Consumption | 0 | 0 | 0 | 0 | 0 | 0 | 0 | 0 | 0 | 0 | 0 | 0 | 0 | 0 | 0 | 0 | 0 | 0 | 0 | 0 | 0 | 0 | 0 | 0 | 0 | 0 | 0 | 0 | 0 | 0 | 0 | 0 | 0
F3_Commercial_Hospital_New_Food Preparation_Natural Gas_Fryer_E10 | F3 | Commercial | Hospital | New | Food Preparation | Natural Gas | Fryer | E10 | System - kBTUs of Consumption | 0 | 0 | 0 | 0 | 0 | 0 | 0 | 0 | 0 | 0 | 0 | 0 | 0 | 0 | 0 | 0 | 0 | 0 | 0 | 0 | 0 | 0 | 0 | 0 | 0 | 0 | 0 | 0 | 0 | 0 | 0 | 0 | 0
F4_Commercial_Hospital_New_Food Preparation_Natural Gas_Fryer_E1 | F4 | Commercial | Hospital | New | Food Preparation | Natural Gas | Fryer | E1 | Utility - Cost of Equipment | 0.29692 | 0.2966 | 0.29787 | 0 | 0 | 0 | 0 | 0 | 0 | 0 | 0 | 0 | 0 | 0 | 0 | 0 | 0 | 0 | 0 | 0 | 0 | 0 | 0 | 0 | 0 | 0 | 0 | 0 | 0 | 0 | 0 | 0 | 0
F4_Commercial_Hospital_New_Food Preparation_Natural Gas_Fryer_E2 | F4 | Commercial | Hospital | New | Food Preparation | Natural Gas | Fryer | E2 | Utility - Cost of Equipment | 0.19953 | 0.19931 | 0.20017 | 0.19837 | 0.19722 | 0.19777 | 0.19974 | 0.2013 | 0.20324 | 0.20509 | 0.2069 | 0.20857 | 0.21033 | 0.21219 | 0.21393 | 0.21574 | 0.21753 | 0.21953 | 0.22161 | 0.22382 | 0.22598 | 0.2283 | 0.23045 | 0.23276 | 0.23481 | 0.23663 | 0.23829 | 0.23972 | 0.24084 | 0.24176 | 0.24226 | 0.2426 | 0.2426
F4_Commercial_Hospital_New_Food Preparation_Natural Gas_Fryer_E3 | F4 | Commercial | Hospital | New | Food Preparation | Natural Gas | Fryer | E3 | Utility - Cost of Equipment | 0 | 0 | 0 | 0 | 0 | 0 | 0 | 0 | 0 | 0 | 0 | 0 | 0 | 0 | 0 | 0 | 0 | 0 | 0 | 0 | 0 | 0 | 0 | 0 | 0 | 0 | 0 | 0 | 0 | 0 | 0 | 0 | 0
F4_Commercial_Hospital_New_Food Preparation_Natural Gas_Fryer_E4 | F4 | Commercial | Hospital | New | Food Preparation | Natural Gas | Fryer | E4 | Utility - Cost of Equipment | 0 | 0 | 0 | 0 | 0 | 0 | 0 | 0 | 0 | 0 | 0 | 0 | 0 | 0 | 0 | 0 | 0 | 0 | 0 | 0 | 0 | 0 | 0 | 0 | 0 | 0 | 0 | 0 | 0 | 0 | 0 | 0 | 0
F4_Commercial_Hospital_New_Food Preparation_Natural Gas_Fryer_E5 | F4 | Commercial | Hospital | New | Food Preparation | Natural Gas | Fryer | E5 | Utility - Cost of Equipment | 0 | 0 | 0 | 0 | 0 | 0 | 0 | 0 | 0 | 0 | 0 | 0 | 0 | 0 | 0 | 0 | 0 | 0 | 0 | 0 | 0 | 0 | 0 | 0 | 0 | 0 | 0 | 0 | 0 | 0 | 0 | 0 | 0
F4_Commercial_Hospital_New_Food Preparation_Natural Gas_Fryer_E6 | F4 | Commercial | Hospital | New | Food Preparation | Natural Gas | Fryer | E6 | Utility - Cost of Equipment | 0 | 0 | 0 | 0 | 0 | 0 | 0 | 0 | 0 | 0 | 0 | 0 | 0 | 0 | 0 | 0 | 0 | 0 | 0 | 0 | 0 | 0 | 0 | 0 | 0 | 0 | 0 | 0 | 0 | 0 | 0 | 0 | 0
F4_Commercial_Hospital_New_Food Preparation_Natural Gas_Fryer_E7 | F4 | Commercial | Hospital | New | Food Preparation | Natural Gas | Fryer | E7 | Utility - Cost of Equipment | 0 | 0 | 0 | 0 | 0 | 0 | 0 | 0 | 0 | 0 | 0 | 0 | 0 | 0 | 0 | 0 | 0 | 0 | 0 | 0 | 0 | 0 | 0 | 0 | 0 | 0 | 0 | 0 | 0 | 0 | 0 | 0 | 0
F4_Commercial_Hospital_New_Food Preparation_Natural Gas_Fryer_E8 | F4 | Commercial | Hospital | New | Food Preparation | Natural Gas | Fryer | E8 | Utility - Cost of Equipment | 0 | 0 | 0 | 0 | 0 | 0 | 0 | 0 | 0 | 0 | 0 | 0 | 0 | 0 | 0 | 0 | 0 | 0 | 0 | 0 | 0 | 0 | 0 | 0 | 0 | 0 | 0 | 0 | 0 | 0 | 0 | 0 | 0
F4_Commercial_Hospital_New_Food Preparation_Natural Gas_Fryer_E9 | F4 | Commercial | Hospital | New | Food Preparation | Natural Gas | Fryer | E9 | Utility - Cost of Equipment | 0 | 0 | 0 | 0 | 0 | 0 | 0 | 0 | 0 | 0 | 0 | 0 | 0 | 0 | 0 | 0 | 0 | 0 | 0 | 0 | 0 | 0 | 0 | 0 | 0 | 0 | 0 | 0 | 0 | 0 | 0 | 0 | 0
F4_Commercial_Hospital_New_Food Preparation_Natural Gas_Fryer_E10 | F4 | Commercial | Hospital | New | Food Preparation | Natural Gas | Fryer | E10 | Utility - Cost of Equipment | 0 | 0 | 0 | 0 | 0 | 0 | 0 | 0 | 0 | 0 | 0 | 0 | 0 | 0 | 0 | 0 | 0 | 0 | 0 | 0 | 0 | 0 | 0 | 0 | 0 | 0 | 0 | 0 | 0 | 0 | 0 | 0 | 0
F5_Commercial_Hospital_New_Food Preparation_Natural Gas_Fryer_E1 | F5 | Commercial | Hospital | New | Food Preparation | Natural Gas | Fryer | E1 | Utility - Cost of Operation | 0.079091 | 0.079091 | 0.079091 | 0 | 0 | 0 | 0 | 0 | 0 | 0 | 0 | 0 | 0 | 0 | 0 | 0 | 0 | 0 | 0 | 0 | 0 | 0 | 0 | 0 | 0 | 0 | 0 | 0 | 0 | 0 | 0 | 0 | 0
F5_Commercial_Hospital_New_Food Preparation_Natural Gas_Fryer_E2 | F5 | Commercial | Hospital | New | Food Preparation | Natural Gas | Fryer | E2 | Utility - Cost of Operation | 0.094327 | 0.094327 | 0.094327 | 0.094327 | 0.094327 | 0.094327 | 0.094327 | 0.094327 | 0.094327 | 0.094327 | 0.094327 | 0.094327 | 0.094327 | 0.094327 | 0.094327 | 0.094327 | 0.094327 | 0.094327 | 0.094327 | 0.094327 | 0.094327 | 0.094327 | 0.094327 | 0.094327 | 0.094327 | 0.094327 | 0.094327 | 0.094327 | 0.094327 | 0.094327 | 0.094327 | 0.094327 | 0.094327
F5_Commercial_Hospital_New_Food Preparation_Natural Gas_Fryer_E3 | F5 | Commercial | Hospital | New | Food Preparation | Natural Gas | Fryer | E3 | Utility - Cost of Operation | 0 | 0 | 0 | 0 | 0 | 0 | 0 | 0 | 0 | 0 | 0 | 0 | 0 | 0 | 0 | 0 | 0 | 0 | 0 | 0 | 0 | 0 | 0 | 0 | 0 | 0 | 0 | 0 | 0 | 0 | 0 | 0 | 0
F5_Commercial_Hospital_New_Food Preparation_Natural Gas_Fryer_E4 | F5 | Commercial | Hospital | New | Food Preparation | Natural Gas | Fryer | E4 | Utility - Cost of Operation | 0 | 0 | 0 | 0 | 0 | 0 | 0 | 0 | 0 | 0 | 0 | 0 | 0 | 0 | 0 | 0 | 0 | 0 | 0 | 0 | 0 | 0 | 0 | 0 | 0 | 0 | 0 | 0 | 0 | 0 | 0 | 0 | 0
F5_Commercial_Hospital_New_Food Preparation_Natural Gas_Fryer_E5 | F5 | Commercial | Hospital | New | Food Preparation | Natural Gas | Fryer | E5 | Utility - Cost of Operation | 0 | 0 | 0 | 0 | 0 | 0 | 0 | 0 | 0 | 0 | 0 | 0 | 0 | 0 | 0 | 0 | 0 | 0 | 0 | 0 | 0 | 0 | 0 | 0 | 0 | 0 | 0 | 0 | 0 | 0 | 0 | 0 | 0
F5_Commercial_Hospital_New_Food Preparation_Natural Gas_Fryer_E6 | F5 | Commercial | Hospital | New | Food Preparation | Natural Gas | Fryer | E6 | Utility - Cost of Operation | 0 | 0 | 0 | 0 | 0 | 0 | 0 | 0 | 0 | 0 | 0 | 0 | 0 | 0 | 0 | 0 | 0 | 0 | 0 | 0 | 0 | 0 | 0 | 0 | 0 | 0 | 0 | 0 | 0 | 0 | 0 | 0 | 0
F5_Commercial_Hospital_New_Food Preparation_Natural Gas_Fryer_E7 | F5 | Commercial | Hospital | New | Food Preparation | Natural Gas | Fryer | E7 | Utility - Cost of Operation | 0 | 0 | 0 | 0 | 0 | 0 | 0 | 0 | 0 | 0 | 0 | 0 | 0 | 0 | 0 | 0 | 0 | 0 | 0 | 0 | 0 | 0 | 0 | 0 | 0 | 0 | 0 | 0 | 0 | 0 | 0 | 0 | 0
F5_Commercial_Hospital_New_Food Preparation_Natural Gas_Fryer_E8 | F5 | Commercial | Hospital | New | Food Preparation | Natural Gas | Fryer | E8 | Utility - Cost of Operation | 0 | 0 | 0 | 0 | 0 | 0 | 0 | 0 | 0 | 0 | 0 | 0 | 0 | 0 | 0 | 0 | 0 | 0 | 0 | 0 | 0 | 0 | 0 | 0 | 0 | 0 | 0 | 0 | 0 | 0 | 0 | 0 | 0
F5_Commercial_Hospital_New_Food Preparation_Natural Gas_Fryer_E9 | F5 | Commercial | Hospital | New | Food Preparation | Natural Gas | Fryer | E9 | Utility - Cost of Operation | 0 | 0 | 0 | 0 | 0 | 0 | 0 | 0 | 0 | 0 | 0 | 0 | 0 | 0 | 0 | 0 | 0 | 0 | 0 | 0 | 0 | 0 | 0 | 0 | 0 | 0 | 0 | 0 | 0 | 0 | 0 | 0 | 0
F5_Commercial_Hospital_New_Food Preparation_Natural Gas_Fryer_E10 | F5 | Commercial | Hospital | New | Food Preparation | Natural Gas | Fryer | E10 | Utility - Cost of Operation | 0 | 0 | 0 | 0 | 0 | 0 | 0 | 0 | 0 | 0 | 0 | 0 | 0 | 0 | 0 | 0 | 0 | 0 | 0 | 0 | 0 | 0 | 0 | 0 | 0 | 0 | 0 | 0 | 0 | 0 | 0 | 0 | 0
F6_Commercial_Hospital_New_Food Preparation_Natural Gas_Fryer_E1 | F6 | Commercial | Hospital | New | Food Preparation | Natural Gas | Fryer | E1 | Utility - Value of Sales | 0.15679 | 0.15773 | 0.15924 | 0 | 0 | 0 | 0 | 0 | 0 | 0 | 0 | 0 | 0 | 0 | 0 | 0 | 0 | 0 | 0 | 0 | 0 | 0 | 0 | 0 | 0 | 0 | 0 | 0 | 0 | 0 | 0 | 0 | 0
F6_Commercial_Hospital_New_Food Preparation_Natural Gas_Fryer_E2 | F6 | Commercial | Hospital | New | Food Preparation | Natural Gas | Fryer | E2 | Utility - Value of Sales | 0.10536 | 0.10599 | 0.10701 | 0.10678 | 0.10678 | 0.10678 | 0.10678 | 0.10678 | 0.10678 | 0.10678 | 0.10678 | 0.10678 | 0.10678 | 0.10678 | 0.10678 | 0.10678 | 0.10678 | 0.10678 | 0.10678 | 0.10678 | 0.10678 | 0.10678 | 0.10678 | 0.10678 | 0.10678 | 0.10678 | 0.10678 | 0.10678 | 0.10678 | 0.10678 | 0.10678 | 0.10678 | 0.10678
F6_Commercial_Hospital_New_Food Preparation_Natural Gas_Fryer_E3 | F6 | Commercial | Hospital | New | Food Preparation | Natural Gas | Fryer | E3 | Utility - Value of Sales | 0 | 0 | 0 | 0 | 0 | 0 | 0 | 0 | 0 | 0 | 0 | 0 | 0 | 0 | 0 | 0 | 0 | 0 | 0 | 0 | 0 | 0 | 0 | 0 | 0 | 0 | 0 | 0 | 0 | 0 | 0 | 0 | 0
F6_Commercial_Hospital_New_Food Preparation_Natural Gas_Fryer_E4 | F6 | Commercial | Hospital | New | Food Preparation | Natural Gas | Fryer | E4 | Utility - Value of Sales | 0 | 0 | 0 | 0 | 0 | 0 | 0 | 0 | 0 | 0 | 0 | 0 | 0 | 0 | 0 | 0 | 0 | 0 | 0 | 0 | 0 | 0 | 0 | 0 | 0 | 0 | 0 | 0 | 0 | 0 | 0 | 0 | 0
F6_Commercial_Hospital_New_Food Preparation_Natural Gas_Fryer_E5 | F6 | Commercial | Hospital | New | Food Preparation | Natural Gas | Fryer | E5 | Utility - Value of Sales | 0 | 0 | 0 | 0 | 0 | 0 | 0 | 0 | 0 | 0 | 0 | 0 | 0 | 0 | 0 | 0 | 0 | 0 | 0 | 0 | 0 | 0 | 0 | 0 | 0 | 0 | 0 | 0 | 0 | 0 | 0 | 0 | 0
F6_Commercial_Hospital_New_Food Preparation_Natural Gas_Fryer_E6 | F6 | Commercial | Hospital | New | Food Preparation | Natural Gas | Fryer | E6 | Utility - Value of Sales | 0 | 0 | 0 | 0 | 0 | 0 | 0 | 0 | 0 | 0 | 0 | 0 | 0 | 0 | 0 | 0 | 0 | 0 | 0 | 0 | 0 | 0 | 0 | 0 | 0 | 0 | 0 | 0 | 0 | 0 | 0 | 0 | 0
F6_Commercial_Hospital_New_Food Preparation_Natural Gas_Fryer_E7 | F6 | Commercial | Hospital | New | Food Preparation | Natural Gas | Fryer | E7 | Utility - Value of Sales | 0 | 0 | 0 | 0 | 0 | 0 | 0 | 0 | 0 | 0 | 0 | 0 | 0 | 0 | 0 | 0 | 0 | 0 | 0 | 0 | 0 | 0 | 0 | 0 | 0 | 0 | 0 | 0 | 0 | 0 | 0 | 0 | 0
F6_Commercial_Hospital_New_Food Preparation_Natural Gas_Fryer_E8 | F6 | Commercial | Hospital | New | Food Preparation | Natural Gas | Fryer | E8 | Utility - Value of Sales | 0 | 0 | 0 | 0 | 0 | 0 | 0 | 0 | 0 | 0 | 0 | 0 | 0 | 0 | 0 | 0 | 0 | 0 | 0 | 0 | 0 | 0 | 0 | 0 | 0 | 0 | 0 | 0 | 0 | 0 | 0 | 0 | 0
F6_Commercial_Hospital_New_Food Preparation_Natural Gas_Fryer_E9 | F6 | Commercial | Hospital | New | Food Preparation | Natural Gas | Fryer | E9 | Utility - Value of Sales | 0 | 0 | 0 | 0 | 0 | 0 | 0 | 0 | 0 | 0 | 0 | 0 | 0 | 0 | 0 | 0 | 0 | 0 | 0 | 0 | 0 | 0 | 0 | 0 | 0 | 0 | 0 | 0 | 0 | 0 | 0 | 0 | 0
F6_Commercial_Hospital_New_Food Preparation_Natural Gas_Fryer_E10 | F6 | Commercial | Hospital | New | Food Preparation | Natural Gas | Fryer | E10 | Utility - Value of Sales | 0 | 0 | 0 | 0 | 0 | 0 | 0 | 0 | 0 | 0 | 0 | 0 | 0 | 0 | 0 | 0 | 0 | 0 | 0 | 0 | 0 | 0 | 0 | 0 | 0 | 0 | 0 | 0 | 0 | 0 | 0 | 0 | 0
F1_Commercial_Hospital_New_Food Preparation_Natural Gas_Broiler_E1 | F1 | Commercial | Hospital | New | Food Preparation | Natural Gas | Broiler | E1 | RVT - Cost of Equipment | 0.27513 | 0.27548 | 0.27698 | 0.27558 | 0.27487 | 0.27596 | 0.27859 | 0.28073 | 0.28334 | 0.28585 | 0.28839 | 0.29079 | 0.29335 | 0.296 | 0.29856 | 0.30119 | 0.30383 | 0.30667 | 0.30962 | 0.31266 | 0.31558 | 0.31852 | 0.32115 | 0.32378 | 0.32607 | 0.32804 | 0.32984 | 0.33138 | 0.3326 | 0.33359 | 0.33413 | 0.3345 | 0.3345
F1_Commercial_Hospital_New_Food Preparation_Natural Gas_Broiler_E2 | F1 | Commercial | Hospital | New | Food Preparation | Natural Gas | Broiler | E2 | RVT - Cost of Equipment | 0.17687 | 0.17709 | 0.17806 | 0.17716 | 0.1767 | 0.1774 | 0.17909 | 0.18047 | 0.18215 | 0.18376 | 0.1854 | 0.18694 | 0.18858 | 0.19028 | 0.19193 | 0.19362 | 0.19532 | 0.19715 | 0.19904 | 0.201 | 0.20288 | 0.20476 | 0.20645 | 0.20815 | 0.20961 | 0.21088 | 0.21204 | 0.21303 | 0.21381 | 0.21445 | 0.2148 | 0.21503 | 0.21503
F1_Commercial_Hospital_New_Food Preparation_Natural Gas_Broiler_E3 | F1 | Commercial | Hospital | New | Food Preparation | Natural Gas | Broiler | E3 | RVT - Cost of Equipment | 0 | 0 | 0 | 0 | 0 | 0 | 0 | 0 | 0 | 0 | 0 | 0 | 0 | 0 | 0 | 0 | 0 | 0 | 0 | 0 | 0 | 0 | 0 | 0 | 0 | 0 | 0 | 0 | 0 | 0 | 0 | 0 | 0
F1_Commercial_Hospital_New_Food Preparation_Natural Gas_Broiler_E4 | F1 | Commercial | Hospital | New | Food Preparation | Natural Gas | Broiler | E4 | RVT - Cost of Equipment | 0 | 0 | 0 | 0 | 0 | 0 | 0 | 0 | 0 | 0 | 0 | 0 | 0 | 0 | 0 | 0 | 0 | 0 | 0 | 0 | 0 | 0 | 0 | 0 | 0 | 0 | 0 | 0 | 0 | 0 | 0 | 0 | 0
F1_Commercial_Hospital_New_Food Preparation_Natural Gas_Broiler_E5 | F1 | Commercial | Hospital | New | Food Preparation | Natural Gas | Broiler | E5 | RVT - Cost of Equipment | 0 | 0 | 0 | 0 | 0 | 0 | 0 | 0 | 0 | 0 | 0 | 0 | 0 | 0 | 0 | 0 | 0 | 0 | 0 | 0 | 0 | 0 | 0 | 0 | 0 | 0 | 0 | 0 | 0 | 0 | 0 | 0 | 0
F1_Commercial_Hospital_New_Food Preparation_Natural Gas_Broiler_E6 | F1 | Commercial | Hospital | New | Food Preparation | Natural Gas | Broiler | E6 | RVT - Cost of Equipment | 0 | 0 | 0 | 0 | 0 | 0 | 0 | 0 | 0 | 0 | 0 | 0 | 0 | 0 | 0 | 0 | 0 | 0 | 0 | 0 | 0 | 0 | 0 | 0 | 0 | 0 | 0 | 0 | 0 | 0 | 0 | 0 | 0
F1_Commercial_Hospital_New_Food Preparation_Natural Gas_Broiler_E7 | F1 | Commercial | Hospital | New | Food Preparation | Natural Gas | Broiler | E7 | RVT - Cost of Equipment | 0 | 0 | 0 | 0 | 0 | 0 | 0 | 0 | 0 | 0 | 0 | 0 | 0 | 0 | 0 | 0 | 0 | 0 | 0 | 0 | 0 | 0 | 0 | 0 | 0 | 0 | 0 | 0 | 0 | 0 | 0 | 0 | 0
F1_Commercial_Hospital_New_Food Preparation_Natural Gas_Broiler_E8 | F1 | Commercial | Hospital | New | Food Preparation | Natural Gas | Broiler | E8 | RVT - Cost of Equipment | 0 | 0 | 0 | 0 | 0 | 0 | 0 | 0 | 0 | 0 | 0 | 0 | 0 | 0 | 0 | 0 | 0 | 0 | 0 | 0 | 0 | 0 | 0 | 0 | 0 | 0 | 0 | 0 | 0 | 0 | 0 | 0 | 0
F1_Commercial_Hospital_New_Food Preparation_Natural Gas_Broiler_E9 | F1 | Commercial | Hospital | New | Food Preparation | Natural Gas | Broiler | E9 | RVT - Cost of Equipment | 0 | 0 | 0 | 0 | 0 | 0 | 0 | 0 | 0 | 0 | 0 | 0 | 0 | 0 | 0 | 0 | 0 | 0 | 0 | 0 | 0 | 0 | 0 | 0 | 0 | 0 | 0 | 0 | 0 | 0 | 0 | 0 | 0
F1_Commercial_Hospital_New_Food Preparation_Natural Gas_Broiler_E10 | F1 | Commercial | Hospital | New | Food Preparation | Natural Gas | Broiler | E10 | RVT - Cost of Equipment | 0 | 0 | 0 | 0 | 0 | 0 | 0 | 0 | 0 | 0 | 0 | 0 | 0 | 0 | 0 | 0 | 0 | 0 | 0 | 0 | 0 | 0 | 0 | 0 | 0 | 0 | 0 | 0 | 0 | 0 | 0 | 0 | 0
F2_Commercial_Hospital_New_Food Preparation_Natural Gas_Broiler_E1 | F2 | Commercial | Hospital | New | Food Preparation | Natural Gas | Broiler | E1 | RVT - Cost of Operation | 0.32962 | 0.33004 | 0.33184 | 0.33016 | 0.32931 | 0.33062 | 0.33377 | 0.33633 | 0.33946 | 0.34247 | 0.34552 | 0.34839 | 0.35145 | 0.35462 | 0.3577 | 0.36084 | 0.36401 | 0.36741 | 0.37095 | 0.37459 | 0.37809 | 0.38161 | 0.38476 | 0.38791 | 0.39065 | 0.39301 | 0.39516 | 0.39702 | 0.39847 | 0.39967 | 0.40032 | 0.40075 | 0.40075
F2_Commercial_Hospital_New_Food Preparation_Natural Gas_Broiler_E2 | F2 | Commercial | Hospital | New | Food Preparation | Natural Gas | Broiler | E2 | RVT - Cost of Operation | 0.2119 | 0.21217 | 0.21333 | 0.21225 | 0.2117 | 0.21254 | 0.21457 | 0.21621 | 0.21822 | 0.22016 | 0.22212 | 0.22397 | 0.22593 | 0.22797 | 0.22995 | 0.23197 | 0.234 | 0.23619 | 0.23847 | 0.24081 | 0.24306 | 0.24532 | 0.24734 | 0.24937 | 0.25113 | 0.25265 | 0.25403 | 0.25523 | 0.25616 | 0.25693 | 0.25735 | 0.25763 | 0.25763
F2_Commercial_Hospital_New_Food Preparation_Natural Gas_Broiler_E3 | F2 | Commercial | Hospital | New | Food Preparation | Natural Gas | Broiler | E3 | RVT - Cost of Operation | 0 | 0 | 0 | 0 | 0 | 0 | 0 | 0 | 0 | 0 | 0 | 0 | 0 | 0 | 0 | 0 | 0 | 0 | 0 | 0 | 0 | 0 | 0 | 0 | 0 | 0 | 0 | 0 | 0 | 0 | 0 | 0 | 0
F2_Commercial_Hospital_New_Food Preparation_Natural Gas_Broiler_E4 | F2 | Commercial | Hospital | New | Food Preparation | Natural Gas | Broiler | E4 | RVT - Cost of Operation | 0 | 0 | 0 | 0 | 0 | 0 | 0 | 0 | 0 | 0 | 0 | 0 | 0 | 0 | 0 | 0 | 0 | 0 | 0 | 0 | 0 | 0 | 0 | 0 | 0 | 0 | 0 | 0 | 0 | 0 | 0 | 0 | 0
F2_Commercial_Hospital_New_Food Preparation_Natural Gas_Broiler_E5 | F2 | Commercial | Hospital | New | Food Preparation | Natural Gas | Broiler | E5 | RVT - Cost of Operation | 0 | 0 | 0 | 0 | 0 | 0 | 0 | 0 | 0 | 0 | 0 | 0 | 0 | 0 | 0 | 0 | 0 | 0 | 0 | 0 | 0 | 0 | 0 | 0 | 0 | 0 | 0 | 0 | 0 | 0 | 0 | 0 | 0
F2_Commercial_Hospital_New_Food Preparation_Natural Gas_Broiler_E6 | F2 | Commercial | Hospital | New | Food Preparation | Natural Gas | Broiler | E6 | RVT - Cost of Operation | 0 | 0 | 0 | 0 | 0 | 0 | 0 | 0 | 0 | 0 | 0 | 0 | 0 | 0 | 0 | 0 | 0 | 0 | 0 | 0 | 0 | 0 | 0 | 0 | 0 | 0 | 0 | 0 | 0 | 0 | 0 | 0 | 0
F2_Commercial_Hospital_New_Food Preparation_Natural Gas_Broiler_E7 | F2 | Commercial | Hospital | New | Food Preparation | Natural Gas | Broiler | E7 | RVT - Cost of Operation | 0 | 0 | 0 | 0 | 0 | 0 | 0 | 0 | 0 | 0 | 0 | 0 | 0 | 0 | 0 | 0 | 0 | 0 | 0 | 0 | 0 | 0 | 0 | 0 | 0 | 0 | 0 | 0 | 0 | 0 | 0 | 0 | 0
F2_Commercial_Hospital_New_Food Preparation_Natural Gas_Broiler_E8 | F2 | Commercial | Hospital | New | Food Preparation | Natural Gas | Broiler | E8 | RVT - Cost of Operation | 0 | 0 | 0 | 0 | 0 | 0 | 0 | 0 | 0 | 0 | 0 | 0 | 0 | 0 | 0 | 0 | 0 | 0 | 0 | 0 | 0 | 0 | 0 | 0 | 0 | 0 | 0 | 0 | 0 | 0 | 0 | 0 | 0
F2_Commercial_Hospital_New_Food Preparation_Natural Gas_Broiler_E9 | F2 | Commercial | Hospital | New | Food Preparation | Natural Gas | Broiler | E9 | RVT - Cost of Operation | 0 | 0 | 0 | 0 | 0 | 0 | 0 | 0 | 0 | 0 | 0 | 0 | 0 | 0 | 0 | 0 | 0 | 0 | 0 | 0 | 0 | 0 | 0 | 0 | 0 | 0 | 0 | 0 | 0 | 0 | 0 | 0 | 0
F2_Commercial_Hospital_New_Food Preparation_Natural Gas_Broiler_E10 | F2 | Commercial | Hospital | New | Food Preparation | Natural Gas | Broiler | E10 | RVT - Cost of Operation | 0 | 0 | 0 | 0 | 0 | 0 | 0 | 0 | 0 | 0 | 0 | 0 | 0 | 0 | 0 | 0 | 0 | 0 | 0 | 0 | 0 | 0 | 0 | 0 | 0 | 0 | 0 | 0 | 0 | 0 | 0 | 0 | 0
F3_Commercial_Hospital_New_Food Preparation_Natural Gas_Broiler_E1 | F3 | Commercial | Hospital | New | Food Preparation | Natural Gas | Broiler | E1 | System - kBTUs of Consumption | 0.074387 | 0.074387 | 0.074387 | 0.074387 | 0.074387 | 0.074387 | 0.074387 | 0.074387 | 0.074387 | 0.074387 | 0.074387 | 0.074387 | 0.074387 | 0.074387 | 0.074387 | 0.074387 | 0.074387 | 0.074387 | 0.074387 | 0.074387 | 0.074387 | 0.074387 | 0.074387 | 0.074387 | 0.074387 | 0.074387 | 0.074387 | 0.074387 | 0.074387 | 0.074387 | 0.074387 | 0.074387 | 0.074387
F3_Commercial_Hospital_New_Food Preparation_Natural Gas_Broiler_E2 | F3 | Commercial | Hospital | New | Food Preparation | Natural Gas | Broiler | E2 | System - kBTUs of Consumption | 0.10414 | 0.10414 | 0.10414 | 0.10414 | 0.10414 | 0.10414 | 0.10414 | 0.10414 | 0.10414 | 0.10414 | 0.10414 | 0.10414 | 0.10414 | 0.10414 | 0.10414 | 0.10414 | 0.10414 | 0.10414 | 0.10414 | 0.10414 | 0.10414 | 0.10414 | 0.10414 | 0.10414 | 0.10414 | 0.10414 | 0.10414 | 0.10414 | 0.10414 | 0.10414 | 0.10414 | 0.10414 | 0.10414
F3_Commercial_Hospital_New_Food Preparation_Natural Gas_Broiler_E3 | F3 | Commercial | Hospital | New | Food Preparation | Natural Gas | Broiler | E3 | System - kBTUs of Consumption | 0 | 0 | 0 | 0 | 0 | 0 | 0 | 0 | 0 | 0 | 0 | 0 | 0 | 0 | 0 | 0 | 0 | 0 | 0 | 0 | 0 | 0 | 0 | 0 | 0 | 0 | 0 | 0 | 0 | 0 | 0 | 0 | 0
F3_Commercial_Hospital_New_Food Preparation_Natural Gas_Broiler_E4 | F3 | Commercial | Hospital | New | Food Preparation | Natural Gas | Broiler | E4 | System - kBTUs of Consumption | 0 | 0 | 0 | 0 | 0 | 0 | 0 | 0 | 0 | 0 | 0 | 0 | 0 | 0 | 0 | 0 | 0 | 0 | 0 | 0 | 0 | 0 | 0 | 0 | 0 | 0 | 0 | 0 | 0 | 0 | 0 | 0 | 0
F3_Commercial_Hospital_New_Food Preparation_Natural Gas_Broiler_E5 | F3 | Commercial | Hospital | New | Food Preparation | Natural Gas | Broiler | E5 | System - kBTUs of Consumption | 0 | 0 | 0 | 0 | 0 | 0 | 0 | 0 | 0 | 0 | 0 | 0 | 0 | 0 | 0 | 0 | 0 | 0 | 0 | 0 | 0 | 0 | 0 | 0 | 0 | 0 | 0 | 0 | 0 | 0 | 0 | 0 | 0
F3_Commercial_Hospital_New_Food Preparation_Natural Gas_Broiler_E6 | F3 | Commercial | Hospital | New | Food Preparation | Natural Gas | Broiler | E6 | System - kBTUs of Consumption | 0 | 0 | 0 | 0 | 0 | 0 | 0 | 0 | 0 | 0 | 0 | 0 | 0 | 0 | 0 | 0 | 0 | 0 | 0 | 0 | 0 | 0 | 0 | 0 | 0 | 0 | 0 | 0 | 0 | 0 | 0 | 0 | 0
F3_Commercial_Hospital_New_Food Preparation_Natural Gas_Broiler_E7 | F3 | Commercial | Hospital | New | Food Preparation | Natural Gas | Broiler | E7 | System - kBTUs of Consumption | 0 | 0 | 0 | 0 | 0 | 0 | 0 | 0 | 0 | 0 | 0 | 0 | 0 | 0 | 0 | 0 | 0 | 0 | 0 | 0 | 0 | 0 | 0 | 0 | 0 | 0 | 0 | 0 | 0 | 0 | 0 | 0 | 0
F3_Commercial_Hospital_New_Food Preparation_Natural Gas_Broiler_E8 | F3 | Commercial | Hospital | New | Food Preparation | Natural Gas | Broiler | E8 | System - kBTUs of Consumption | 0 | 0 | 0 | 0 | 0 | 0 | 0 | 0 | 0 | 0 | 0 | 0 | 0 | 0 | 0 | 0 | 0 | 0 | 0 | 0 | 0 | 0 | 0 | 0 | 0 | 0 | 0 | 0 | 0 | 0 | 0 | 0 | 0
F3_Commercial_Hospital_New_Food Preparation_Natural Gas_Broiler_E9 | F3 | Commercial | Hospital | New | Food Preparation | Natural Gas | Broiler | E9 | System - kBTUs of Consumption | 0 | 0 | 0 | 0 | 0 | 0 | 0 | 0 | 0 | 0 | 0 | 0 | 0 | 0 | 0 | 0 | 0 | 0 | 0 | 0 | 0 | 0 | 0 | 0 | 0 | 0 | 0 | 0 | 0 | 0 | 0 | 0 | 0
F3_Commercial_Hospital_New_Food Preparation_Natural Gas_Broiler_E10 | F3 | Commercial | Hospital | New | Food Preparation | Natural Gas | Broiler | E10 | System - kBTUs of Consumption | 0 | 0 | 0 | 0 | 0 | 0 | 0 | 0 | 0 | 0 | 0 | 0 | 0 | 0 | 0 | 0 | 0 | 0 | 0 | 0 | 0 | 0 | 0 | 0 | 0 | 0 | 0 | 0 | 0 | 0 | 0 | 0 | 0
F4_Commercial_Hospital_New_Food Preparation_Natural Gas_Broiler_E1 | F4 | Commercial | Hospital | New | Food Preparation | Natural Gas | Broiler | E1 | Utility - Cost of Equipment | 0.32962 | 0.33004 | 0.33184 | 0.33016 | 0.32931 | 0.33062 | 0.33377 | 0.33633 | 0.33946 | 0.34247 | 0.34552 | 0.34839 | 0.35145 | 0.35462 | 0.3577 | 0.36084 | 0.36401 | 0.36741 | 0.37095 | 0.37459 | 0.37809 | 0.38161 | 0.38476 | 0.38791 | 0.39065 | 0.39301 | 0.39516 | 0.39702 | 0.39847 | 0.39967 | 0.40032 | 0.40075 | 0.40075
F4_Commercial_Hospital_New_Food Preparation_Natural Gas_Broiler_E2 | F4 | Commercial | Hospital | New | Food Preparation | Natural Gas | Broiler | E2 | Utility - Cost of Equipment | 0.2119 | 0.21217 | 0.21333 | 0.21225 | 0.2117 | 0.21254 | 0.21457 | 0.21621 | 0.21822 | 0.22016 | 0.22212 | 0.22397 | 0.22593 | 0.22797 | 0.22995 | 0.23197 | 0.234 | 0.23619 | 0.23847 | 0.24081 | 0.24306 | 0.24532 | 0.24734 | 0.24937 | 0.25113 | 0.25265 | 0.25403 | 0.25523 | 0.25616 | 0.25693 | 0.25735 | 0.25763 | 0.25763
F4_Commercial_Hospital_New_Food Preparation_Natural Gas_Broiler_E3 | F4 | Commercial | Hospital | New | Food Preparation | Natural Gas | Broiler | E3 | Utility - Cost of Equipment | 0 | 0 | 0 | 0 | 0 | 0 | 0 | 0 | 0 | 0 | 0 | 0 | 0 | 0 | 0 | 0 | 0 | 0 | 0 | 0 | 0 | 0 | 0 | 0 | 0 | 0 | 0 | 0 | 0 | 0 | 0 | 0 | 0
F4_Commercial_Hospital_New_Food Preparation_Natural Gas_Broiler_E4 | F4 | Commercial | Hospital | New | Food Preparation | Natural Gas | Broiler | E4 | Utility - Cost of Equipment | 0 | 0 | 0 | 0 | 0 | 0 | 0 | 0 | 0 | 0 | 0 | 0 | 0 | 0 | 0 | 0 | 0 | 0 | 0 | 0 | 0 | 0 | 0 | 0 | 0 | 0 | 0 | 0 | 0 | 0 | 0 | 0 | 0
F4_Commercial_Hospital_New_Food Preparation_Natural Gas_Broiler_E5 | F4 | Commercial | Hospital | New | Food Preparation | Natural Gas | Broiler | E5 | Utility - Cost of Equipment | 0 | 0 | 0 | 0 | 0 | 0 | 0 | 0 | 0 | 0 | 0 | 0 | 0 | 0 | 0 | 0 | 0 | 0 | 0 | 0 | 0 | 0 | 0 | 0 | 0 | 0 | 0 | 0 | 0 | 0 | 0 | 0 | 0
F4_Commercial_Hospital_New_Food Preparation_Natural Gas_Broiler_E6 | F4 | Commercial | Hospital | New | Food Preparation | Natural Gas | Broiler | E6 | Utility - Cost of Equipment | 0 | 0 | 0 | 0 | 0 | 0 | 0 | 0 | 0 | 0 | 0 | 0 | 0 | 0 | 0 | 0 | 0 | 0 | 0 | 0 | 0 | 0 | 0 | 0 | 0 | 0 | 0 | 0 | 0 | 0 | 0 | 0 | 0
F4_Commercial_Hospital_New_Food Preparation_Natural Gas_Broiler_E7 | F4 | Commercial | Hospital | New | Food Preparation | Natural Gas | Broiler | E7 | Utility - Cost of Equipment | 0 | 0 | 0 | 0 | 0 | 0 | 0 | 0 | 0 | 0 | 0 | 0 | 0 | 0 | 0 | 0 | 0 | 0 | 0 | 0 | 0 | 0 | 0 | 0 | 0 | 0 | 0 | 0 | 0 | 0 | 0 | 0 | 0
F4_Commercial_Hospital_New_Food Preparation_Natural Gas_Broiler_E8 | F4 | Commercial | Hospital | New | Food Preparation | Natural Gas | Broiler | E8 | Utility - Cost of Equipment | 0 | 0 | 0 | 0 | 0 | 0 | 0 | 0 | 0 | 0 | 0 | 0 | 0 | 0 | 0 | 0 | 0 | 0 | 0 | 0 | 0 | 0 | 0 | 0 | 0 | 0 | 0 | 0 | 0 | 0 | 0 | 0 | 0
F4_Commercial_Hospital_New_Food Preparation_Natural Gas_Broiler_E9 | F4 | Commercial | Hospital | New | Food Preparation | Natural Gas | Broiler | E9 | Utility - Cost of Equipment | 0 | 0 | 0 | 0 | 0 | 0 | 0 | 0 | 0 | 0 | 0 | 0 | 0 | 0 | 0 | 0 | 0 | 0 | 0 | 0 | 0 | 0 | 0 | 0 | 0 | 0 | 0 | 0 | 0 | 0 | 0 | 0 | 0
F4_Commercial_Hospital_New_Food Preparation_Natural Gas_Broiler_E10 | F4 | Commercial | Hospital | New | Food Preparation | Natural Gas | Broiler | E10 | Utility - Cost of Equipment | 0 | 0 | 0 | 0 | 0 | 0 | 0 | 0 | 0 | 0 | 0 | 0 | 0 | 0 | 0 | 0 | 0 | 0 | 0 | 0 | 0 | 0 | 0 | 0 | 0 | 0 | 0 | 0 | 0 | 0 | 0 | 0 | 0
F5_Commercial_Hospital_New_Food Preparation_Natural Gas_Broiler_E1 | F5 | Commercial | Hospital | New | Food Preparation | Natural Gas | Broiler | E1 | Utility - Cost of Operation | 0.074387 | 0.074387 | 0.074387 | 0.074387 | 0.074387 | 0.074387 | 0.074387 | 0.074387 | 0.074387 | 0.074387 | 0.074387 | 0.074387 | 0.074387 | 0.074387 | 0.074387 | 0.074387 | 0.074387 | 0.074387 | 0.074387 | 0.074387 | 0.074387 | 0.074387 | 0.074387 | 0.074387 | 0.074387 | 0.074387 | 0.074387 | 0.074387 | 0.074387 | 0.074387 | 0.074387 | 0.074387 | 0.074387
F5_Commercial_Hospital_New_Food Preparation_Natural Gas_Broiler_E2 | F5 | Commercial | Hospital | New | Food Preparation | Natural Gas | Broiler | E2 | Utility - Cost of Operation | 0.10414 | 0.10414 | 0.10414 | 0.10414 | 0.10414 | 0.10414 | 0.10414 | 0.10414 | 0.10414 | 0.10414 | 0.10414 | 0.10414 | 0.10414 | 0.10414 | 0.10414 | 0.10414 | 0.10414 | 0.10414 | 0.10414 | 0.10414 | 0.10414 | 0.10414 | 0.10414 | 0.10414 | 0.10414 | 0.10414 | 0.10414 | 0.10414 | 0.10414 | 0.10414 | 0.10414 | 0.10414 | 0.10414
F5_Commercial_Hospital_New_Food Preparation_Natural Gas_Broiler_E3 | F5 | Commercial | Hospital | New | Food Preparation | Natural Gas | Broiler | E3 | Utility - Cost of Operation | 0 | 0 | 0 | 0 | 0 | 0 | 0 | 0 | 0 | 0 | 0 | 0 | 0 | 0 | 0 | 0 | 0 | 0 | 0 | 0 | 0 | 0 | 0 | 0 | 0 | 0 | 0 | 0 | 0 | 0 | 0 | 0 | 0
F5_Commercial_Hospital_New_Food Preparation_Natural Gas_Broiler_E4 | F5 | Commercial | Hospital | New | Food Preparation | Natural Gas | Broiler | E4 | Utility - Cost of Operation | 0 | 0 | 0 | 0 | 0 | 0 | 0 | 0 | 0 | 0 | 0 | 0 | 0 | 0 | 0 | 0 | 0 | 0 | 0 | 0 | 0 | 0 | 0 | 0 | 0 | 0 | 0 | 0 | 0 | 0 | 0 | 0 | 0
F5_Commercial_Hospital_New_Food Preparation_Natural Gas_Broiler_E5 | F5 | Commercial | Hospital | New | Food Preparation | Natural Gas | Broiler | E5 | Utility - Cost of Operation | 0 | 0 | 0 | 0 | 0 | 0 | 0 | 0 | 0 | 0 | 0 | 0 | 0 | 0 | 0 | 0 | 0 | 0 | 0 | 0 | 0 | 0 | 0 | 0 | 0 | 0 | 0 | 0 | 0 | 0 | 0 | 0 | 0
F5_Commercial_Hospital_New_Food Preparation_Natural Gas_Broiler_E6 | F5 | Commercial | Hospital | New | Food Preparation | Natural Gas | Broiler | E6 | Utility - Cost of Operation | 0 | 0 | 0 | 0 | 0 | 0 | 0 | 0 | 0 | 0 | 0 | 0 | 0 | 0 | 0 | 0 | 0 | 0 | 0 | 0 | 0 | 0 | 0 | 0 | 0 | 0 | 0 | 0 | 0 | 0 | 0 | 0 | 0
F5_Commercial_Hospital_New_Food Preparation_Natural Gas_Broiler_E7 | F5 | Commercial | Hospital | New | Food Preparation | Natural Gas | Broiler | E7 | Utility - Cost of Operation | 0 | 0 | 0 | 0 | 0 | 0 | 0 | 0 | 0 | 0 | 0 | 0 | 0 | 0 | 0 | 0 | 0 | 0 | 0 | 0 | 0 | 0 | 0 | 0 | 0 | 0 | 0 | 0 | 0 | 0 | 0 | 0 | 0
F5_Commercial_Hospital_New_Food Preparation_Natural Gas_Broiler_E8 | F5 | Commercial | Hospital | New | Food Preparation | Natural Gas | Broiler | E8 | Utility - Cost of Operation | 0 | 0 | 0 | 0 | 0 | 0 | 0 | 0 | 0 | 0 | 0 | 0 | 0 | 0 | 0 | 0 | 0 | 0 | 0 | 0 | 0 | 0 | 0 | 0 | 0 | 0 | 0 | 0 | 0 | 0 | 0 | 0 | 0
F5_Commercial_Hospital_New_Food Preparation_Natural Gas_Broiler_E9 | F5 | Commercial | Hospital | New | Food Preparation | Natural Gas | Broiler | E9 | Utility - Cost of Operation | 0 | 0 | 0 | 0 | 0 | 0 | 0 | 0 | 0 | 0 | 0 | 0 | 0 | 0 | 0 | 0 | 0 | 0 | 0 | 0 | 0 | 0 | 0 | 0 | 0 | 0 | 0 | 0 | 0 | 0 | 0 | 0 | 0
F5_Commercial_Hospital_New_Food Preparation_Natural Gas_Broiler_E10 | F5 | Commercial | Hospital | New | Food Preparation | Natural Gas | Broiler | E10 | Utility - Cost of Operation | 0 | 0 | 0 | 0 | 0 | 0 | 0 | 0 | 0 | 0 | 0 | 0 | 0 | 0 | 0 | 0 | 0 | 0 | 0 | 0 | 0 | 0 | 0 | 0 | 0 | 0 | 0 | 0 | 0 | 0 | 0 | 0 | 0
F6_Commercial_Hospital_New_Food Preparation_Natural Gas_Broiler_E1 | F6 | Commercial | Hospital | New | Food Preparation | Natural Gas | Broiler | E1 | Utility - Value of Sales | 0.17448 | 0.17526 | 0.17651 | 0.17624 | 0.17624 | 0.17624 | 0.17624 | 0.17624 | 0.17624 | 0.17624 | 0.17624 | 0.17624 | 0.17624 | 0.17624 | 0.17624 | 0.17624 | 0.17624 | 0.17624 | 0.17624 | 0.17624 | 0.17624 | 0.17624 | 0.17624 | 0.17624 | 0.17624 | 0.17624 | 0.17624 | 0.17624 | 0.17624 | 0.17624 | 0.17624 | 0.17624 | 0.17624
F6_Commercial_Hospital_New_Food Preparation_Natural Gas_Broiler_E2 | F6 | Commercial | Hospital | New | Food Preparation | Natural Gas | Broiler | E2 | Utility - Value of Sales | 0.11216 | 0.11267 | 0.11347 | 0.1133 | 0.1133 | 0.1133 | 0.1133 | 0.1133 | 0.1133 | 0.1133 | 0.1133 | 0.1133 | 0.1133 | 0.1133 | 0.1133 | 0.1133 | 0.1133 | 0.1133 | 0.1133 | 0.1133 | 0.1133 | 0.1133 | 0.1133 | 0.1133 | 0.1133 | 0.1133 | 0.1133 | 0.1133 | 0.1133 | 0.1133 | 0.1133 | 0.1133 | 0.1133
F6_Commercial_Hospital_New_Food Preparation_Natural Gas_Broiler_E3 | F6 | Commercial | Hospital | New | Food Preparation | Natural Gas | Broiler | E3 | Utility - Value of Sales | 0 | 0 | 0 | 0 | 0 | 0 | 0 | 0 | 0 | 0 | 0 | 0 | 0 | 0 | 0 | 0 | 0 | 0 | 0 | 0 | 0 | 0 | 0 | 0 | 0 | 0 | 0 | 0 | 0 | 0 | 0 | 0 | 0
F6_Commercial_Hospital_New_Food Preparation_Natural Gas_Broiler_E4 | F6 | Commercial | Hospital | New | Food Preparation | Natural Gas | Broiler | E4 | Utility - Value of Sales | 0 | 0 | 0 | 0 | 0 | 0 | 0 | 0 | 0 | 0 | 0 | 0 | 0 | 0 | 0 | 0 | 0 | 0 | 0 | 0 | 0 | 0 | 0 | 0 | 0 | 0 | 0 | 0 | 0 | 0 | 0 | 0 | 0
F6_Commercial_Hospital_New_Food Preparation_Natural Gas_Broiler_E5 | F6 | Commercial | Hospital | New | Food Preparation | Natural Gas | Broiler | E5 | Utility - Value of Sales | 0 | 0 | 0 | 0 | 0 | 0 | 0 | 0 | 0 | 0 | 0 | 0 | 0 | 0 | 0 | 0 | 0 | 0 | 0 | 0 | 0 | 0 | 0 | 0 | 0 | 0 | 0 | 0 | 0 | 0 | 0 | 0 | 0
F6_Commercial_Hospital_New_Food Preparation_Natural Gas_Broiler_E6 | F6 | Commercial | Hospital | New | Food Preparation | Natural Gas | Broiler | E6 | Utility - Value of Sales | 0 | 0 | 0 | 0 | 0 | 0 | 0 | 0 | 0 | 0 | 0 | 0 | 0 | 0 | 0 | 0 | 0 | 0 | 0 | 0 | 0 | 0 | 0 | 0 | 0 | 0 | 0 | 0 | 0 | 0 | 0 | 0 | 0
F6_Commercial_Hospital_New_Food Preparation_Natural Gas_Broiler_E7 | F6 | Commercial | Hospital | New | Food Preparation | Natural Gas | Broiler | E7 | Utility - Value of Sales | 0 | 0 | 0 | 0 | 0 | 0 | 0 | 0 | 0 | 0 | 0 | 0 | 0 | 0 | 0 | 0 | 0 | 0 | 0 | 0 | 0 | 0 | 0 | 0 | 0 | 0 | 0 | 0 | 0 | 0 | 0 | 0 | 0
F6_Commercial_Hospital_New_Food Preparation_Natural Gas_Broiler_E8 | F6 | Commercial | Hospital | New | Food Preparation | Natural Gas | Broiler | E8 | Utility - Value of Sales | 0 | 0 | 0 | 0 | 0 | 0 | 0 | 0 | 0 | 0 | 0 | 0 | 0 | 0 | 0 | 0 | 0 | 0 | 0 | 0 | 0 | 0 | 0 | 0 | 0 | 0 | 0 | 0 | 0 | 0 | 0 | 0 | 0
F6_Commercial_Hospital_New_Food Preparation_Natural Gas_Broiler_E9 | F6 | Commercial | Hospital | New | Food Preparation | Natural Gas | Broiler | E9 | Utility - Value of Sales | 0 | 0 | 0 | 0 | 0 | 0 | 0 | 0 | 0 | 0 | 0 | 0 | 0 | 0 | 0 | 0 | 0 | 0 | 0 | 0 | 0 | 0 | 0 | 0 | 0 | 0 | 0 | 0 | 0 | 0 | 0 | 0 | 0
F6_Commercial_Hospital_New_Food Preparation_Natural Gas_Broiler_E10 | F6 | Commercial | Hospital | New | Food Preparation | Natural Gas | Broiler | E10 | Utility - Value of Sales | 0 | 0 | 0 | 0 | 0 | 0 | 0 | 0 | 0 | 0 | 0 | 0 | 0 | 0 | 0 | 0 | 0 | 0 | 0 | 0 | 0 | 0 | 0 | 0 | 0 | 0 | 0 | 0 | 0 | 0 | 0 | 0 | 0
F1_Commercial_Hospital_New_Food Preparation_Natural Gas_Griddle_E1 | F1 | Commercial | Hospital | New | Food Preparation | Natural Gas | Griddle | E1 | RVT - Cost of Equipment | 0.17249 | 0.17271 | 0.17365 | 0 | 0 | 0 | 0 | 0 | 0 | 0 | 0 | 0 | 0 | 0 | 0 | 0 | 0 | 0 | 0 | 0 | 0 | 0 | 0 | 0 | 0 | 0 | 0 | 0 | 0 | 0 | 0 | 0 | 0
F1_Commercial_Hospital_New_Food Preparation_Natural Gas_Griddle_E2 | F1 | Commercial | Hospital | New | Food Preparation | Natural Gas | Griddle | E2 | RVT - Cost of Equipment | 0.14897 | 0.14916 | 0.14998 | 0.14922 | 0.14883 | 0.14942 | 0.15085 | 0.15201 | 0.15342 | 0.15478 | 0.15616 | 0.15746 | 0.15884 | 0.16027 | 0.16166 | 0.16308 | 0.16451 | 0.16605 | 0.16765 | 0.1693 | 0.17088 | 0.17247 | 0.17389 | 0.17532 | 0.17656 | 0.17762 | 0.1786 | 0.17943 | 0.18009 | 0.18063 | 0.18092 | 0.18112 | 0.18112
F1_Commercial_Hospital_New_Food Preparation_Natural Gas_Griddle_E3 | F1 | Commercial | Hospital | New | Food Preparation | Natural Gas | Griddle | E3 | RVT - Cost of Equipment | 0 | 0 | 0 | 0 | 0 | 0 | 0 | 0 | 0 | 0 | 0 | 0 | 0 | 0 | 0 | 0 | 0 | 0 | 0 | 0 | 0 | 0 | 0 | 0 | 0 | 0 | 0 | 0 | 0 | 0 | 0 | 0 | 0
F1_Commercial_Hospital_New_Food Preparation_Natural Gas_Griddle_E4 | F1 | Commercial | Hospital | New | Food Preparation | Natural Gas | Griddle | E4 | RVT - Cost of Equipment | 0 | 0 | 0 | 0 | 0 | 0 | 0 | 0 | 0 | 0 | 0 | 0 | 0 | 0 | 0 | 0 | 0 | 0 | 0 | 0 | 0 | 0 | 0 | 0 | 0 | 0 | 0 | 0 | 0 | 0 | 0 | 0 | 0
F1_Commercial_Hospital_New_Food Preparation_Natural Gas_Griddle_E5 | F1 | Commercial | Hospital | New | Food Preparation | Natural Gas | Griddle | E5 | RVT - Cost of Equipment | 0 | 0 | 0 | 0 | 0 | 0 | 0 | 0 | 0 | 0 | 0 | 0 | 0 | 0 | 0 | 0 | 0 | 0 | 0 | 0 | 0 | 0 | 0 | 0 | 0 | 0 | 0 | 0 | 0 | 0 | 0 | 0 | 0
F1_Commercial_Hospital_New_Food Preparation_Natural Gas_Griddle_E6 | F1 | Commercial | Hospital | New | Food Preparation | Natural Gas | Griddle | E6 | RVT - Cost of Equipment | 0 | 0 | 0 | 0 | 0 | 0 | 0 | 0 | 0 | 0 | 0 | 0 | 0 | 0 | 0 | 0 | 0 | 0 | 0 | 0 | 0 | 0 | 0 | 0 | 0 | 0 | 0 | 0 | 0 | 0 | 0 | 0 | 0
F1_Commercial_Hospital_New_Food Preparation_Natural Gas_Griddle_E7 | F1 | Commercial | Hospital | New | Food Preparation | Natural Gas | Griddle | E7 | RVT - Cost of Equipment | 0 | 0 | 0 | 0 | 0 | 0 | 0 | 0 | 0 | 0 | 0 | 0 | 0 | 0 | 0 | 0 | 0 | 0 | 0 | 0 | 0 | 0 | 0 | 0 | 0 | 0 | 0 | 0 | 0 | 0 | 0 | 0 | 0
F1_Commercial_Hospital_New_Food Preparation_Natural Gas_Griddle_E8 | F1 | Commercial | Hospital | New | Food Preparation | Natural Gas | Griddle | E8 | RVT - Cost of Equipment | 0 | 0 | 0 | 0 | 0 | 0 | 0 | 0 | 0 | 0 | 0 | 0 | 0 | 0 | 0 | 0 | 0 | 0 | 0 | 0 | 0 | 0 | 0 | 0 | 0 | 0 | 0 | 0 | 0 | 0 | 0 | 0 | 0
F1_Commercial_Hospital_New_Food Preparation_Natural Gas_Griddle_E9 | F1 | Commercial | Hospital | New | Food Preparation | Natural Gas | Griddle | E9 | RVT - Cost of Equipment | 0 | 0 | 0 | 0 | 0 | 0 | 0 | 0 | 0 | 0 | 0 | 0 | 0 | 0 | 0 | 0 | 0 | 0 | 0 | 0 | 0 | 0 | 0 | 0 | 0 | 0 | 0 | 0 | 0 | 0 | 0 | 0 | 0
F1_Commercial_Hospital_New_Food Preparation_Natural Gas_Griddle_E10 | F1 | Commercial | Hospital | New | Food Preparation | Natural Gas | Griddle | E10 | RVT - Cost of Equipment | 0 | 0 | 0 | 0 | 0 | 0 | 0 | 0 | 0 | 0 | 0 | 0 | 0 | 0 | 0 | 0 | 0 | 0 | 0 | 0 | 0 | 0 | 0 | 0 | 0 | 0 | 0 | 0 | 0 | 0 | 0 | 0 | 0
F2_Commercial_Hospital_New_Food Preparation_Natural Gas_Griddle_E1 | F2 | Commercial | Hospital | New | Food Preparation | Natural Gas | Griddle | E1 | RVT - Cost of Operation | 0.20665 | 0.20692 | 0.20805 | 0 | 0 | 0 | 0 | 0 | 0 | 0 | 0 | 0 | 0 | 0 | 0 | 0 | 0 | 0 | 0 | 0 | 0 | 0 | 0 | 0 | 0 | 0 | 0 | 0 | 0 | 0 | 0 | 0 | 0
F2_Commercial_Hospital_New_Food Preparation_Natural Gas_Griddle_E2 | F2 | Commercial | Hospital | New | Food Preparation | Natural Gas | Griddle | E2 | RVT - Cost of Operation | 0.17848 | 0.17871 | 0.17968 | 0.17877 | 0.17831 | 0.17902 | 0.18073 | 0.18211 | 0.18381 | 0.18544 | 0.18709 | 0.18864 | 0.1903 | 0.19202 | 0.19368 | 0.19538 | 0.1971 | 0.19894 | 0.20086 | 0.20283 | 0.20472 | 0.20663 | 0.20833 | 0.21004 | 0.21152 | 0.2128 | 0.21397 | 0.21497 | 0.21576 | 0.21641 | 0.21676 | 0.21699 | 0.21699
F2_Commercial_Hospital_New_Food Preparation_Natural Gas_Griddle_E3 | F2 | Commercial | Hospital | New | Food Preparation | Natural Gas | Griddle | E3 | RVT - Cost of Operation | 0 | 0 | 0 | 0 | 0 | 0 | 0 | 0 | 0 | 0 | 0 | 0 | 0 | 0 | 0 | 0 | 0 | 0 | 0 | 0 | 0 | 0 | 0 | 0 | 0 | 0 | 0 | 0 | 0 | 0 | 0 | 0 | 0
F2_Commercial_Hospital_New_Food Preparation_Natural Gas_Griddle_E4 | F2 | Commercial | Hospital | New | Food Preparation | Natural Gas | Griddle | E4 | RVT - Cost of Operation | 0 | 0 | 0 | 0 | 0 | 0 | 0 | 0 | 0 | 0 | 0 | 0 | 0 | 0 | 0 | 0 | 0 | 0 | 0 | 0 | 0 | 0 | 0 | 0 | 0 | 0 | 0 | 0 | 0 | 0 | 0 | 0 | 0
F2_Commercial_Hospital_New_Food Preparation_Natural Gas_Griddle_E5 | F2 | Commercial | Hospital | New | Food Preparation | Natural Gas | Griddle | E5 | RVT - Cost of Operation | 0 | 0 | 0 | 0 | 0 | 0 | 0 | 0 | 0 | 0 | 0 | 0 | 0 | 0 | 0 | 0 | 0 | 0 | 0 | 0 | 0 | 0 | 0 | 0 | 0 | 0 | 0 | 0 | 0 | 0 | 0 | 0 | 0
F2_Commercial_Hospital_New_Food Preparation_Natural Gas_Griddle_E6 | F2 | Commercial | Hospital | New | Food Preparation | Natural Gas | Griddle | E6 | RVT - Cost of Operation | 0 | 0 | 0 | 0 | 0 | 0 | 0 | 0 | 0 | 0 | 0 | 0 | 0 | 0 | 0 | 0 | 0 | 0 | 0 | 0 | 0 | 0 | 0 | 0 | 0 | 0 | 0 | 0 | 0 | 0 | 0 | 0 | 0
F2_Commercial_Hospital_New_Food Preparation_Natural Gas_Griddle_E7 | F2 | Commercial | Hospital | New | Food Preparation | Natural Gas | Griddle | E7 | RVT - Cost of Operation | 0 | 0 | 0 | 0 | 0 | 0 | 0 | 0 | 0 | 0 | 0 | 0 | 0 | 0 | 0 | 0 | 0 | 0 | 0 | 0 | 0 | 0 | 0 | 0 | 0 | 0 | 0 | 0 | 0 | 0 | 0 | 0 | 0
F2_Commercial_Hospital_New_Food Preparation_Natural Gas_Griddle_E8 | F2 | Commercial | Hospital | New | Food Preparation | Natural Gas | Griddle | E8 | RVT - Cost of Operation | 0 | 0 | 0 | 0 | 0 | 0 | 0 | 0 | 0 | 0 | 0 | 0 | 0 | 0 | 0 | 0 | 0 | 0 | 0 | 0 | 0 | 0 | 0 | 0 | 0 | 0 | 0 | 0 | 0 | 0 | 0 | 0 | 0
F2_Commercial_Hospital_New_Food Preparation_Natural Gas_Griddle_E9 | F2 | Commercial | Hospital | New | Food Preparation | Natural Gas | Griddle | E9 | RVT - Cost of Operation | 0 | 0 | 0 | 0 | 0 | 0 | 0 | 0 | 0 | 0 | 0 | 0 | 0 | 0 | 0 | 0 | 0 | 0 | 0 | 0 | 0 | 0 | 0 | 0 | 0 | 0 | 0 | 0 | 0 | 0 | 0 | 0 | 0
F2_Commercial_Hospital_New_Food Preparation_Natural Gas_Griddle_E10 | F2 | Commercial | Hospital | New | Food Preparation | Natural Gas | Griddle | E10 | RVT - Cost of Operation | 0 | 0 | 0 | 0 | 0 | 0 | 0 | 0 | 0 | 0 | 0 | 0 | 0 | 0 | 0 | 0 | 0 | 0 | 0 | 0 | 0 | 0 | 0 | 0 | 0 | 0 | 0 | 0 | 0 | 0 | 0 | 0 | 0
F3_Commercial_Hospital_New_Food Preparation_Natural Gas_Griddle_E1 | F3 | Commercial | Hospital | New | Food Preparation | Natural Gas | Griddle | E1 | System - kBTUs of Consumption | 0.050569 | 0.050569 | 0.050569 | 0 | 0 | 0 | 0 | 0 | 0 | 0 | 0 | 0 | 0 | 0 | 0 | 0 | 0 | 0 | 0 | 0 | 0 | 0 | 0 | 0 | 0 | 0 | 0 | 0 | 0 | 0 | 0 | 0 | 0
F3_Commercial_Hospital_New_Food Preparation_Natural Gas_Griddle_E2 | F3 | Commercial | Hospital | New | Food Preparation | Natural Gas | Griddle | E2 | System - kBTUs of Consumption | 0.054103 | 0.054103 | 0.054103 | 0.054103 | 0.054103 | 0.054103 | 0.054103 | 0.054103 | 0.054103 | 0.054103 | 0.054103 | 0.054103 | 0.054103 | 0.054103 | 0.054103 | 0.054103 | 0.054103 | 0.054103 | 0.054103 | 0.054103 | 0.054103 | 0.054103 | 0.054103 | 0.054103 | 0.054103 | 0.054103 | 0.054103 | 0.054103 | 0.054103 | 0.054103 | 0.054103 | 0.054103 | 0.054103
F3_Commercial_Hospital_New_Food Preparation_Natural Gas_Griddle_E3 | F3 | Commercial | Hospital | New | Food Preparation | Natural Gas | Griddle | E3 | System - kBTUs of Consumption | 0 | 0 | 0 | 0 | 0 | 0 | 0 | 0 | 0 | 0 | 0 | 0 | 0 | 0 | 0 | 0 | 0 | 0 | 0 | 0 | 0 | 0 | 0 | 0 | 0 | 0 | 0 | 0 | 0 | 0 | 0 | 0 | 0
F3_Commercial_Hospital_New_Food Preparation_Natural Gas_Griddle_E4 | F3 | Commercial | Hospital | New | Food Preparation | Natural Gas | Griddle | E4 | System - kBTUs of Consumption | 0 | 0 | 0 | 0 | 0 | 0 | 0 | 0 | 0 | 0 | 0 | 0 | 0 | 0 | 0 | 0 | 0 | 0 | 0 | 0 | 0 | 0 | 0 | 0 | 0 | 0 | 0 | 0 | 0 | 0 | 0 | 0 | 0
F3_Commercial_Hospital_New_Food Preparation_Natural Gas_Griddle_E5 | F3 | Commercial | Hospital | New | Food Preparation | Natural Gas | Griddle | E5 | System - kBTUs of Consumption | 0 | 0 | 0 | 0 | 0 | 0 | 0 | 0 | 0 | 0 | 0 | 0 | 0 | 0 | 0 | 0 | 0 | 0 | 0 | 0 | 0 | 0 | 0 | 0 | 0 | 0 | 0 | 0 | 0 | 0 | 0 | 0 | 0
F3_Commercial_Hospital_New_Food Preparation_Natural Gas_Griddle_E6 | F3 | Commercial | Hospital | New | Food Preparation | Natural Gas | Griddle | E6 | System - kBTUs of Consumption | 0 | 0 | 0 | 0 | 0 | 0 | 0 | 0 | 0 | 0 | 0 | 0 | 0 | 0 | 0 | 0 | 0 | 0 | 0 | 0 | 0 | 0 | 0 | 0 | 0 | 0 | 0 | 0 | 0 | 0 | 0 | 0 | 0
F3_Commercial_Hospital_New_Food Preparation_Natural Gas_Griddle_E7 | F3 | Commercial | Hospital | New | Food Preparation | Natural Gas | Griddle | E7 | System - kBTUs of Consumption | 0 | 0 | 0 | 0 | 0 | 0 | 0 | 0 | 0 | 0 | 0 | 0 | 0 | 0 | 0 | 0 | 0 | 0 | 0 | 0 | 0 | 0 | 0 | 0 | 0 | 0 | 0 | 0 | 0 | 0 | 0 | 0 | 0
F3_Commercial_Hospital_New_Food Preparation_Natural Gas_Griddle_E8 | F3 | Commercial | Hospital | New | Food Preparation | Natural Gas | Griddle | E8 | System - kBTUs of Consumption | 0 | 0 | 0 | 0 | 0 | 0 | 0 | 0 | 0 | 0 | 0 | 0 | 0 | 0 | 0 | 0 | 0 | 0 | 0 | 0 | 0 | 0 | 0 | 0 | 0 | 0 | 0 | 0 | 0 | 0 | 0 | 0 | 0
F3_Commercial_Hospital_New_Food Preparation_Natural Gas_Griddle_E9 | F3 | Commercial | Hospital | New | Food Preparation | Natural Gas | Griddle | E9 | System - kBTUs of Consumption | 0 | 0 | 0 | 0 | 0 | 0 | 0 | 0 | 0 | 0 | 0 | 0 | 0 | 0 | 0 | 0 | 0 | 0 | 0 | 0 | 0 | 0 | 0 | 0 | 0 | 0 | 0 | 0 | 0 | 0 | 0 | 0 | 0
F3_Commercial_Hospital_New_Food Preparation_Natural Gas_Griddle_E10 | F3 | Commercial | Hospital | New | Food Preparation | Natural Gas | Griddle | E10 | System - kBTUs of Consumption | 0 | 0 | 0 | 0 | 0 | 0 | 0 | 0 | 0 | 0 | 0 | 0 | 0 | 0 | 0 | 0 | 0 | 0 | 0 | 0 | 0 | 0 | 0 | 0 | 0 | 0 | 0 | 0 | 0 | 0 | 0 | 0 | 0
F4_Commercial_Hospital_New_Food Preparation_Natural Gas_Griddle_E1 | F4 | Commercial | Hospital | New | Food Preparation | Natural Gas | Griddle | E1 | Utility - Cost of Equipment | 0.20665 | 0.20692 | 0.20805 | 0 | 0 | 0 | 0 | 0 | 0 | 0 | 0 | 0 | 0 | 0 | 0 | 0 | 0 | 0 | 0 | 0 | 0 | 0 | 0 | 0 | 0 | 0 | 0 | 0 | 0 | 0 | 0 | 0 | 0
F4_Commercial_Hospital_New_Food Preparation_Natural Gas_Griddle_E2 | F4 | Commercial | Hospital | New | Food Preparation | Natural Gas | Griddle | E2 | Utility - Cost of Equipment | 0.17848 | 0.17871 | 0.17968 | 0.17877 | 0.17831 | 0.17902 | 0.18073 | 0.18211 | 0.18381 | 0.18544 | 0.18709 | 0.18864 | 0.1903 | 0.19202 | 0.19368 | 0.19538 | 0.1971 | 0.19894 | 0.20086 | 0.20283 | 0.20472 | 0.20663 | 0.20833 | 0.21004 | 0.21152 | 0.2128 | 0.21397 | 0.21497 | 0.21576 | 0.21641 | 0.21676 | 0.21699 | 0.21699
F4_Commercial_Hospital_New_Food Preparation_Natural Gas_Griddle_E3 | F4 | Commercial | Hospital | New | Food Preparation | Natural Gas | Griddle | E3 | Utility - Cost of Equipment | 0 | 0 | 0 | 0 | 0 | 0 | 0 | 0 | 0 | 0 | 0 | 0 | 0 | 0 | 0 | 0 | 0 | 0 | 0 | 0 | 0 | 0 | 0 | 0 | 0 | 0 | 0 | 0 | 0 | 0 | 0 | 0 | 0
F4_Commercial_Hospital_New_Food Preparation_Natural Gas_Griddle_E4 | F4 | Commercial | Hospital | New | Food Preparation | Natural Gas | Griddle | E4 | Utility - Cost of Equipment | 0 | 0 | 0 | 0 | 0 | 0 | 0 | 0 | 0 | 0 | 0 | 0 | 0 | 0 | 0 | 0 | 0 | 0 | 0 | 0 | 0 | 0 | 0 | 0 | 0 | 0 | 0 | 0 | 0 | 0 | 0 | 0 | 0
F4_Commercial_Hospital_New_Food Preparation_Natural Gas_Griddle_E5 | F4 | Commercial | Hospital | New | Food Preparation | Natural Gas | Griddle | E5 | Utility - Cost of Equipment | 0 | 0 | 0 | 0 | 0 | 0 | 0 | 0 | 0 | 0 | 0 | 0 | 0 | 0 | 0 | 0 | 0 | 0 | 0 | 0 | 0 | 0 | 0 | 0 | 0 | 0 | 0 | 0 | 0 | 0 | 0 | 0 | 0
F4_Commercial_Hospital_New_Food Preparation_Natural Gas_Griddle_E6 | F4 | Commercial | Hospital | New | Food Preparation | Natural Gas | Griddle | E6 | Utility - Cost of Equipment | 0 | 0 | 0 | 0 | 0 | 0 | 0 | 0 | 0 | 0 | 0 | 0 | 0 | 0 | 0 | 0 | 0 | 0 | 0 | 0 | 0 | 0 | 0 | 0 | 0 | 0 | 0 | 0 | 0 | 0 | 0 | 0 | 0
F4_Commercial_Hospital_New_Food Preparation_Natural Gas_Griddle_E7 | F4 | Commercial | Hospital | New | Food Preparation | Natural Gas | Griddle | E7 | Utility - Cost of Equipment | 0 | 0 | 0 | 0 | 0 | 0 | 0 | 0 | 0 | 0 | 0 | 0 | 0 | 0 | 0 | 0 | 0 | 0 | 0 | 0 | 0 | 0 | 0 | 0 | 0 | 0 | 0 | 0 | 0 | 0 | 0 | 0 | 0
F4_Commercial_Hospital_New_Food Preparation_Natural Gas_Griddle_E8 | F4 | Commercial | Hospital | New | Food Preparation | Natural Gas | Griddle | E8 | Utility - Cost of Equipment | 0 | 0 | 0 | 0 | 0 | 0 | 0 | 0 | 0 | 0 | 0 | 0 | 0 | 0 | 0 | 0 | 0 | 0 | 0 | 0 | 0 | 0 | 0 | 0 | 0 | 0 | 0 | 0 | 0 | 0 | 0 | 0 | 0
F4_Commercial_Hospital_New_Food Preparation_Natural Gas_Griddle_E9 | F4 | Commercial | Hospital | New | Food Preparation | Natural Gas | Griddle | E9 | Utility - Cost of Equipment | 0 | 0 | 0 | 0 | 0 | 0 | 0 | 0 | 0 | 0 | 0 | 0 | 0 | 0 | 0 | 0 | 0 | 0 | 0 | 0 | 0 | 0 | 0 | 0 | 0 | 0 | 0 | 0 | 0 | 0 | 0 | 0 | 0
F4_Commercial_Hospital_New_Food Preparation_Natural Gas_Griddle_E10 | F4 | Commercial | Hospital | New | Food Preparation | Natural Gas | Griddle | E10 | Utility - Cost of Equipment | 0 | 0 | 0 | 0 | 0 | 0 | 0 | 0 | 0 | 0 | 0 | 0 | 0 | 0 | 0 | 0 | 0 | 0 | 0 | 0 | 0 | 0 | 0 | 0 | 0 | 0 | 0 | 0 | 0 | 0 | 0 | 0 | 0
F5_Commercial_Hospital_New_Food Preparation_Natural Gas_Griddle_E1 | F5 | Commercial | Hospital | New | Food Preparation | Natural Gas | Griddle | E1 | Utility - Cost of Operation | 0.050569 | 0.050569 | 0.050569 | 0 | 0 | 0 | 0 | 0 | 0 | 0 | 0 | 0 | 0 | 0 | 0 | 0 | 0 | 0 | 0 | 0 | 0 | 0 | 0 | 0 | 0 | 0 | 0 | 0 | 0 | 0 | 0 | 0 | 0
F5_Commercial_Hospital_New_Food Preparation_Natural Gas_Griddle_E2 | F5 | Commercial | Hospital | New | Food Preparation | Natural Gas | Griddle | E2 | Utility - Cost of Operation | 0.054103 | 0.054103 | 0.054103 | 0.054103 | 0.054103 | 0.054103 | 0.054103 | 0.054103 | 0.054103 | 0.054103 | 0.054103 | 0.054103 | 0.054103 | 0.054103 | 0.054103 | 0.054103 | 0.054103 | 0.054103 | 0.054103 | 0.054103 | 0.054103 | 0.054103 | 0.054103 | 0.054103 | 0.054103 | 0.054103 | 0.054103 | 0.054103 | 0.054103 | 0.054103 | 0.054103 | 0.054103 | 0.054103
F5_Commercial_Hospital_New_Food Preparation_Natural Gas_Griddle_E3 | F5 | Commercial | Hospital | New | Food Preparation | Natural Gas | Griddle | E3 | Utility - Cost of Operation | 0 | 0 | 0 | 0 | 0 | 0 | 0 | 0 | 0 | 0 | 0 | 0 | 0 | 0 | 0 | 0 | 0 | 0 | 0 | 0 | 0 | 0 | 0 | 0 | 0 | 0 | 0 | 0 | 0 | 0 | 0 | 0 | 0
F5_Commercial_Hospital_New_Food Preparation_Natural Gas_Griddle_E4 | F5 | Commercial | Hospital | New | Food Preparation | Natural Gas | Griddle | E4 | Utility - Cost of Operation | 0 | 0 | 0 | 0 | 0 | 0 | 0 | 0 | 0 | 0 | 0 | 0 | 0 | 0 | 0 | 0 | 0 | 0 | 0 | 0 | 0 | 0 | 0 | 0 | 0 | 0 | 0 | 0 | 0 | 0 | 0 | 0 | 0
F5_Commercial_Hospital_New_Food Preparation_Natural Gas_Griddle_E5 | F5 | Commercial | Hospital | New | Food Preparation | Natural Gas | Griddle | E5 | Utility - Cost of Operation | 0 | 0 | 0 | 0 | 0 | 0 | 0 | 0 | 0 | 0 | 0 | 0 | 0 | 0 | 0 | 0 | 0 | 0 | 0 | 0 | 0 | 0 | 0 | 0 | 0 | 0 | 0 | 0 | 0 | 0 | 0 | 0 | 0
F5_Commercial_Hospital_New_Food Preparation_Natural Gas_Griddle_E6 | F5 | Commercial | Hospital | New | Food Preparation | Natural Gas | Griddle | E6 | Utility - Cost of Operation | 0 | 0 | 0 | 0 | 0 | 0 | 0 | 0 | 0 | 0 | 0 | 0 | 0 | 0 | 0 | 0 | 0 | 0 | 0 | 0 | 0 | 0 | 0 | 0 | 0 | 0 | 0 | 0 | 0 | 0 | 0 | 0 | 0
F5_Commercial_Hospital_New_Food Preparation_Natural Gas_Griddle_E7 | F5 | Commercial | Hospital | New | Food Preparation | Natural Gas | Griddle | E7 | Utility - Cost of Operation | 0 | 0 | 0 | 0 | 0 | 0 | 0 | 0 | 0 | 0 | 0 | 0 | 0 | 0 | 0 | 0 | 0 | 0 | 0 | 0 | 0 | 0 | 0 | 0 | 0 | 0 | 0 | 0 | 0 | 0 | 0 | 0 | 0
F5_Commercial_Hospital_New_Food Preparation_Natural Gas_Griddle_E8 | F5 | Commercial | Hospital | New | Food Preparation | Natural Gas | Griddle | E8 | Utility - Cost of Operation | 0 | 0 | 0 | 0 | 0 | 0 | 0 | 0 | 0 | 0 | 0 | 0 | 0 | 0 | 0 | 0 | 0 | 0 | 0 | 0 | 0 | 0 | 0 | 0 | 0 | 0 | 0 | 0 | 0 | 0 | 0 | 0 | 0
F5_Commercial_Hospital_New_Food Preparation_Natural Gas_Griddle_E9 | F5 | Commercial | Hospital | New | Food Preparation | Natural Gas | Griddle | E9 | Utility - Cost of Operation | 0 | 0 | 0 | 0 | 0 | 0 | 0 | 0 | 0 | 0 | 0 | 0 | 0 | 0 | 0 | 0 | 0 | 0 | 0 | 0 | 0 | 0 | 0 | 0 | 0 | 0 | 0 | 0 | 0 | 0 | 0 | 0 | 0
F5_Commercial_Hospital_New_Food Preparation_Natural Gas_Griddle_E10 | F5 | Commercial | Hospital | New | Food Preparation | Natural Gas | Griddle | E10 | Utility - Cost of Operation | 0 | 0 | 0 | 0 | 0 | 0 | 0 | 0 | 0 | 0 | 0 | 0 | 0 | 0 | 0 | 0 | 0 | 0 | 0 | 0 | 0 | 0 | 0 | 0 | 0 | 0 | 0 | 0 | 0 | 0 | 0 | 0 | 0
F6_Commercial_Hospital_New_Food Preparation_Natural Gas_Griddle_E1 | F6 | Commercial | Hospital | New | Food Preparation | Natural Gas | Griddle | E1 | Utility - Value of Sales | 0.10939 | 0.10988 | 0.11066 | 0 | 0 | 0 | 0 | 0 | 0 | 0 | 0 | 0 | 0 | 0 | 0 | 0 | 0 | 0 | 0 | 0 | 0 | 0 | 0 | 0 | 0 | 0 | 0 | 0 | 0 | 0 | 0 | 0 | 0
F6_Commercial_Hospital_New_Food Preparation_Natural Gas_Griddle_E2 | F6 | Commercial | Hospital | New | Food Preparation | Natural Gas | Griddle | E2 | Utility - Value of Sales | 0.094474 | 0.094897 | 0.095577 | 0.095428 | 0.095428 | 0.095428 | 0.095428 | 0.095428 | 0.095428 | 0.095428 | 0.095428 | 0.095428 | 0.095428 | 0.095428 | 0.095428 | 0.095428 | 0.095428 | 0.095428 | 0.095428 | 0.095428 | 0.095428 | 0.095428 | 0.095428 | 0.095428 | 0.095428 | 0.095428 | 0.095428 | 0.095428 | 0.095428 | 0.095428 | 0.095428 | 0.095428 | 0.095428
F6_Commercial_Hospital_New_Food Preparation_Natural Gas_Griddle_E3 | F6 | Commercial | Hospital | New | Food Preparation | Natural Gas | Griddle | E3 | Utility - Value of Sales | 0 | 0 | 0 | 0 | 0 | 0 | 0 | 0 | 0 | 0 | 0 | 0 | 0 | 0 | 0 | 0 | 0 | 0 | 0 | 0 | 0 | 0 | 0 | 0 | 0 | 0 | 0 | 0 | 0 | 0 | 0 | 0 | 0
F6_Commercial_Hospital_New_Food Preparation_Natural Gas_Griddle_E4 | F6 | Commercial | Hospital | New | Food Preparation | Natural Gas | Griddle | E4 | Utility - Value of Sales | 0 | 0 | 0 | 0 | 0 | 0 | 0 | 0 | 0 | 0 | 0 | 0 | 0 | 0 | 0 | 0 | 0 | 0 | 0 | 0 | 0 | 0 | 0 | 0 | 0 | 0 | 0 | 0 | 0 | 0 | 0 | 0 | 0
F6_Commercial_Hospital_New_Food Preparation_Natural Gas_Griddle_E5 | F6 | Commercial | Hospital | New | Food Preparation | Natural Gas | Griddle | E5 | Utility - Value of Sales | 0 | 0 | 0 | 0 | 0 | 0 | 0 | 0 | 0 | 0 | 0 | 0 | 0 | 0 | 0 | 0 | 0 | 0 | 0 | 0 | 0 | 0 | 0 | 0 | 0 | 0 | 0 | 0 | 0 | 0 | 0 | 0 | 0
F6_Commercial_Hospital_New_Food Preparation_Natural Gas_Griddle_E6 | F6 | Commercial | Hospital | New | Food Preparation | Natural Gas | Griddle | E6 | Utility - Value of Sales | 0 | 0 | 0 | 0 | 0 | 0 | 0 | 0 | 0 | 0 | 0 | 0 | 0 | 0 | 0 | 0 | 0 | 0 | 0 | 0 | 0 | 0 | 0 | 0 | 0 | 0 | 0 | 0 | 0 | 0 | 0 | 0 | 0
F6_Commercial_Hospital_New_Food Preparation_Natural Gas_Griddle_E7 | F6 | Commercial | Hospital | New | Food Preparation | Natural Gas | Griddle | E7 | Utility - Value of Sales | 0 | 0 | 0 | 0 | 0 | 0 | 0 | 0 | 0 | 0 | 0 | 0 | 0 | 0 | 0 | 0 | 0 | 0 | 0 | 0 | 0 | 0 | 0 | 0 | 0 | 0 | 0 | 0 | 0 | 0 | 0 | 0 | 0
F6_Commercial_Hospital_New_Food Preparation_Natural Gas_Griddle_E8 | F6 | Commercial | Hospital | New | Food Preparation | Natural Gas | Griddle | E8 | Utility - Value of Sales | 0 | 0 | 0 | 0 | 0 | 0 | 0 | 0 | 0 | 0 | 0 | 0 | 0 | 0 | 0 | 0 | 0 | 0 | 0 | 0 | 0 | 0 | 0 | 0 | 0 | 0 | 0 | 0 | 0 | 0 | 0 | 0 | 0
F6_Commercial_Hospital_New_Food Preparation_Natural Gas_Griddle_E9 | F6 | Commercial | Hospital | New | Food Preparation | Natural Gas | Griddle | E9 | Utility - Value of Sales | 0 | 0 | 0 | 0 | 0 | 0 | 0 | 0 | 0 | 0 | 0 | 0 | 0 | 0 | 0 | 0 | 0 | 0 | 0 | 0 | 0 | 0 | 0 | 0 | 0 | 0 | 0 | 0 | 0 | 0 | 0 | 0 | 0
F6_Commercial_Hospital_New_Food Preparation_Natural Gas_Griddle_E10 | F6 | Commercial | Hospital | New | Food Preparation | Natural Gas | Griddle | E10 | Utility - Value of Sales | 0 | 0 | 0 | 0 | 0 | 0 | 0 | 0 | 0 | 0 | 0 | 0 | 0 | 0 | 0 | 0 | 0 | 0 | 0 | 0 | 0 | 0 | 0 | 0 | 0 | 0 | 0 | 0 | 0 | 0 | 0 | 0 | 0
F1_Commercial_Hospital_New_Food Preparation_Natural Gas_Range_E1 | F1 | Commercial | Hospital | New | Food Preparation | Natural Gas | Range | E1 | RVT - Cost of Equipment | 0.2013 | 0.20127 | 0.20223 | 0.20075 | 0.19984 | 0.2005 | 0.20248 | 0.20404 | 0.20599 | 0.20782 | 0.20966 | 0.21135 | 0.21317 | 0.21506 | 0.21687 | 0.21872 | 0.22059 | 0.22263 | 0.22475 | 0.22699 | 0.22919 | 0.23149 | 0.23362 | 0.23582 | 0.23776 | 0.23944 | 0.24097 | 0.24229 | 0.24333 | 0.24418 | 0.24464 | 0.24495 | 0.24495
F1_Commercial_Hospital_New_Food Preparation_Natural Gas_Range_E2 | F1 | Commercial | Hospital | New | Food Preparation | Natural Gas | Range | E2 | RVT - Cost of Equipment | 0.15097 | 0.15095 | 0.15168 | 0.15056 | 0.14988 | 0.15037 | 0.15186 | 0.15303 | 0.15449 | 0.15586 | 0.15725 | 0.15851 | 0.15987 | 0.1613 | 0.16265 | 0.16404 | 0.16544 | 0.16697 | 0.16856 | 0.17024 | 0.17189 | 0.17362 | 0.17521 | 0.17686 | 0.17832 | 0.17958 | 0.18073 | 0.18172 | 0.1825 | 0.18313 | 0.18348 | 0.18371 | 0.18371
F1_Commercial_Hospital_New_Food Preparation_Natural Gas_Range_E3 | F1 | Commercial | Hospital | New | Food Preparation | Natural Gas | Range | E3 | RVT - Cost of Equipment | 0 | 0 | 0 | 0 | 0 | 0 | 0 | 0 | 0 | 0 | 0 | 0 | 0 | 0 | 0 | 0 | 0 | 0 | 0 | 0 | 0 | 0 | 0 | 0 | 0 | 0 | 0 | 0 | 0 | 0 | 0 | 0 | 0
F1_Commercial_Hospital_New_Food Preparation_Natural Gas_Range_E4 | F1 | Commercial | Hospital | New | Food Preparation | Natural Gas | Range | E4 | RVT - Cost of Equipment | 0 | 0 | 0 | 0 | 0 | 0 | 0 | 0 | 0 | 0 | 0 | 0 | 0 | 0 | 0 | 0 | 0 | 0 | 0 | 0 | 0 | 0 | 0 | 0 | 0 | 0 | 0 | 0 | 0 | 0 | 0 | 0 | 0
F1_Commercial_Hospital_New_Food Preparation_Natural Gas_Range_E5 | F1 | Commercial | Hospital | New | Food Preparation | Natural Gas | Range | E5 | RVT - Cost of Equipment | 0 | 0 | 0 | 0 | 0 | 0 | 0 | 0 | 0 | 0 | 0 | 0 | 0 | 0 | 0 | 0 | 0 | 0 | 0 | 0 | 0 | 0 | 0 | 0 | 0 | 0 | 0 | 0 | 0 | 0 | 0 | 0 | 0
F1_Commercial_Hospital_New_Food Preparation_Natural Gas_Range_E6 | F1 | Commercial | Hospital | New | Food Preparation | Natural Gas | Range | E6 | RVT - Cost of Equipment | 0 | 0 | 0 | 0 | 0 | 0 | 0 | 0 | 0 | 0 | 0 | 0 | 0 | 0 | 0 | 0 | 0 | 0 | 0 | 0 | 0 | 0 | 0 | 0 | 0 | 0 | 0 | 0 | 0 | 0 | 0 | 0 | 0
F1_Commercial_Hospital_New_Food Preparation_Natural Gas_Range_E7 | F1 | Commercial | Hospital | New | Food Preparation | Natural Gas | Range | E7 | RVT - Cost of Equipment | 0 | 0 | 0 | 0 | 0 | 0 | 0 | 0 | 0 | 0 | 0 | 0 | 0 | 0 | 0 | 0 | 0 | 0 | 0 | 0 | 0 | 0 | 0 | 0 | 0 | 0 | 0 | 0 | 0 | 0 | 0 | 0 | 0
F1_Commercial_Hospital_New_Food Preparation_Natural Gas_Range_E8 | F1 | Commercial | Hospital | New | Food Preparation | Natural Gas | Range | E8 | RVT - Cost of Equipment | 0 | 0 | 0 | 0 | 0 | 0 | 0 | 0 | 0 | 0 | 0 | 0 | 0 | 0 | 0 | 0 | 0 | 0 | 0 | 0 | 0 | 0 | 0 | 0 | 0 | 0 | 0 | 0 | 0 | 0 | 0 | 0 | 0
F1_Commercial_Hospital_New_Food Preparation_Natural Gas_Range_E9 | F1 | Commercial | Hospital | New | Food Preparation | Natural Gas | Range | E9 | RVT - Cost of Equipment | 0 | 0 | 0 | 0 | 0 | 0 | 0 | 0 | 0 | 0 | 0 | 0 | 0 | 0 | 0 | 0 | 0 | 0 | 0 | 0 | 0 | 0 | 0 | 0 | 0 | 0 | 0 | 0 | 0 | 0 | 0 | 0 | 0
F1_Commercial_Hospital_New_Food Preparation_Natural Gas_Range_E10 | F1 | Commercial | Hospital | New | Food Preparation | Natural Gas | Range | E10 | RVT - Cost of Equipment | 0 | 0 | 0 | 0 | 0 | 0 | 0 | 0 | 0 | 0 | 0 | 0 | 0 | 0 | 0 | 0 | 0 | 0 | 0 | 0 | 0 | 0 | 0 | 0 | 0 | 0 | 0 | 0 | 0 | 0 | 0 | 0 | 0
F2_Commercial_Hospital_New_Food Preparation_Natural Gas_Range_E1 | F2 | Commercial | Hospital | New | Food Preparation | Natural Gas | Range | E1 | RVT - Cost of Operation | 0.24117 | 0.24113 | 0.24229 | 0.24051 | 0.23942 | 0.24021 | 0.24258 | 0.24446 | 0.24678 | 0.24898 | 0.25119 | 0.25321 | 0.25539 | 0.25766 | 0.25983 | 0.26204 | 0.26428 | 0.26672 | 0.26927 | 0.27195 | 0.27459 | 0.27735 | 0.27989 | 0.28252 | 0.28486 | 0.28687 | 0.2887 | 0.29028 | 0.29152 | 0.29254 | 0.29309 | 0.29346 | 0.29346
F2_Commercial_Hospital_New_Food Preparation_Natural Gas_Range_E2 | F2 | Commercial | Hospital | New | Food Preparation | Natural Gas | Range | E2 | RVT - Cost of Operation | 0.18088 | 0.18085 | 0.18172 | 0.18038 | 0.17957 | 0.18016 | 0.18194 | 0.18334 | 0.18509 | 0.18673 | 0.18839 | 0.18991 | 0.19154 | 0.19324 | 0.19487 | 0.19653 | 0.19821 | 0.20004 | 0.20195 | 0.20396 | 0.20594 | 0.20801 | 0.20992 | 0.21189 | 0.21364 | 0.21515 | 0.21653 | 0.21771 | 0.21864 | 0.2194 | 0.21982 | 0.2201 | 0.2201
F2_Commercial_Hospital_New_Food Preparation_Natural Gas_Range_E3 | F2 | Commercial | Hospital | New | Food Preparation | Natural Gas | Range | E3 | RVT - Cost of Operation | 0 | 0 | 0 | 0 | 0 | 0 | 0 | 0 | 0 | 0 | 0 | 0 | 0 | 0 | 0 | 0 | 0 | 0 | 0 | 0 | 0 | 0 | 0 | 0 | 0 | 0 | 0 | 0 | 0 | 0 | 0 | 0 | 0
F2_Commercial_Hospital_New_Food Preparation_Natural Gas_Range_E4 | F2 | Commercial | Hospital | New | Food Preparation | Natural Gas | Range | E4 | RVT - Cost of Operation | 0 | 0 | 0 | 0 | 0 | 0 | 0 | 0 | 0 | 0 | 0 | 0 | 0 | 0 | 0 | 0 | 0 | 0 | 0 | 0 | 0 | 0 | 0 | 0 | 0 | 0 | 0 | 0 | 0 | 0 | 0 | 0 | 0
F2_Commercial_Hospital_New_Food Preparation_Natural Gas_Range_E5 | F2 | Commercial | Hospital | New | Food Preparation | Natural Gas | Range | E5 | RVT - Cost of Operation | 0 | 0 | 0 | 0 | 0 | 0 | 0 | 0 | 0 | 0 | 0 | 0 | 0 | 0 | 0 | 0 | 0 | 0 | 0 | 0 | 0 | 0 | 0 | 0 | 0 | 0 | 0 | 0 | 0 | 0 | 0 | 0 | 0
F2_Commercial_Hospital_New_Food Preparation_Natural Gas_Range_E6 | F2 | Commercial | Hospital | New | Food Preparation | Natural Gas | Range | E6 | RVT - Cost of Operation | 0 | 0 | 0 | 0 | 0 | 0 | 0 | 0 | 0 | 0 | 0 | 0 | 0 | 0 | 0 | 0 | 0 | 0 | 0 | 0 | 0 | 0 | 0 | 0 | 0 | 0 | 0 | 0 | 0 | 0 | 0 | 0 | 0
F2_Commercial_Hospital_New_Food Preparation_Natural Gas_Range_E7 | F2 | Commercial | Hospital | New | Food Preparation | Natural Gas | Range | E7 | RVT - Cost of Operation | 0 | 0 | 0 | 0 | 0 | 0 | 0 | 0 | 0 | 0 | 0 | 0 | 0 | 0 | 0 | 0 | 0 | 0 | 0 | 0 | 0 | 0 | 0 | 0 | 0 | 0 | 0 | 0 | 0 | 0 | 0 | 0 | 0
F2_Commercial_Hospital_New_Food Preparation_Natural Gas_Range_E8 | F2 | Commercial | Hospital | New | Food Preparation | Natural Gas | Range | E8 | RVT - Cost of Operation | 0 | 0 | 0 | 0 | 0 | 0 | 0 | 0 | 0 | 0 | 0 | 0 | 0 | 0 | 0 | 0 | 0 | 0 | 0 | 0 | 0 | 0 | 0 | 0 | 0 | 0 | 0 | 0 | 0 | 0 | 0 | 0 | 0
F2_Commercial_Hospital_New_Food Preparation_Natural Gas_Range_E9 | F2 | Commercial | Hospital | New | Food Preparation | Natural Gas | Range | E9 | RVT - Cost of Operation | 0 | 0 | 0 | 0 | 0 | 0 | 0 | 0 | 0 | 0 | 0 | 0 | 0 | 0 | 0 | 0 | 0 | 0 | 0 | 0 | 0 | 0 | 0 | 0 | 0 | 0 | 0 | 0 | 0 | 0 | 0 | 0 | 0
F2_Commercial_Hospital_New_Food Preparation_Natural Gas_Range_E10 | F2 | Commercial | Hospital | New | Food Preparation | Natural Gas | Range | E10 | RVT - Cost of Operation | 0 | 0 | 0 | 0 | 0 | 0 | 0 | 0 | 0 | 0 | 0 | 0 | 0 | 0 | 0 | 0 | 0 | 0 | 0 | 0 | 0 | 0 | 0 | 0 | 0 | 0 | 0 | 0 | 0 | 0 | 0 | 0 | 0
F3_Commercial_Hospital_New_Food Preparation_Natural Gas_Range_E1 | F3 | Commercial | Hospital | New | Food Preparation | Natural Gas | Range | E1 | System - kBTUs of Consumption | 0.096484 | 0.096484 | 0.096484 | 0.096484 | 0.096484 | 0.096484 | 0.096484 | 0.096484 | 0.096484 | 0.096484 | 0.096484 | 0.096484 | 0.096484 | 0.096484 | 0.096484 | 0.096484 | 0.096484 | 0.096484 | 0.096484 | 0.096484 | 0.096484 | 0.096484 | 0.096484 | 0.096484 | 0.096484 | 0.096484 | 0.096484 | 0.096484 | 0.096484 | 0.096484 | 0.096484 | 0.096484 | 0.096484
F3_Commercial_Hospital_New_Food Preparation_Natural Gas_Range_E2 | F3 | Commercial | Hospital | New | Food Preparation | Natural Gas | Range | E2 | System - kBTUs of Consumption | 0.096497 | 0.096497 | 0.096497 | 0.096497 | 0.096497 | 0.096497 | 0.096497 | 0.096497 | 0.096497 | 0.096497 | 0.096497 | 0.096497 | 0.096497 | 0.096497 | 0.096497 | 0.096497 | 0.096497 | 0.096497 | 0.096497 | 0.096497 | 0.096497 | 0.096497 | 0.096497 | 0.096497 | 0.096497 | 0.096497 | 0.096497 | 0.096497 | 0.096497 | 0.096497 | 0.096497 | 0.096497 | 0.096497
F3_Commercial_Hospital_New_Food Preparation_Natural Gas_Range_E3 | F3 | Commercial | Hospital | New | Food Preparation | Natural Gas | Range | E3 | System - kBTUs of Consumption | 0 | 0 | 0 | 0 | 0 | 0 | 0 | 0 | 0 | 0 | 0 | 0 | 0 | 0 | 0 | 0 | 0 | 0 | 0 | 0 | 0 | 0 | 0 | 0 | 0 | 0 | 0 | 0 | 0 | 0 | 0 | 0 | 0
F3_Commercial_Hospital_New_Food Preparation_Natural Gas_Range_E4 | F3 | Commercial | Hospital | New | Food Preparation | Natural Gas | Range | E4 | System - kBTUs of Consumption | 0 | 0 | 0 | 0 | 0 | 0 | 0 | 0 | 0 | 0 | 0 | 0 | 0 | 0 | 0 | 0 | 0 | 0 | 0 | 0 | 0 | 0 | 0 | 0 | 0 | 0 | 0 | 0 | 0 | 0 | 0 | 0 | 0
F3_Commercial_Hospital_New_Food Preparation_Natural Gas_Range_E5 | F3 | Commercial | Hospital | New | Food Preparation | Natural Gas | Range | E5 | System - kBTUs of Consumption | 0 | 0 | 0 | 0 | 0 | 0 | 0 | 0 | 0 | 0 | 0 | 0 | 0 | 0 | 0 | 0 | 0 | 0 | 0 | 0 | 0 | 0 | 0 | 0 | 0 | 0 | 0 | 0 | 0 | 0 | 0 | 0 | 0
F3_Commercial_Hospital_New_Food Preparation_Natural Gas_Range_E6 | F3 | Commercial | Hospital | New | Food Preparation | Natural Gas | Range | E6 | System - kBTUs of Consumption | 0 | 0 | 0 | 0 | 0 | 0 | 0 | 0 | 0 | 0 | 0 | 0 | 0 | 0 | 0 | 0 | 0 | 0 | 0 | 0 | 0 | 0 | 0 | 0 | 0 | 0 | 0 | 0 | 0 | 0 | 0 | 0 | 0
F3_Commercial_Hospital_New_Food Preparation_Natural Gas_Range_E7 | F3 | Commercial | Hospital | New | Food Preparation | Natural Gas | Range | E7 | System - kBTUs of Consumption | 0 | 0 | 0 | 0 | 0 | 0 | 0 | 0 | 0 | 0 | 0 | 0 | 0 | 0 | 0 | 0 | 0 | 0 | 0 | 0 | 0 | 0 | 0 | 0 | 0 | 0 | 0 | 0 | 0 | 0 | 0 | 0 | 0
F3_Commercial_Hospital_New_Food Preparation_Natural Gas_Range_E8 | F3 | Commercial | Hospital | New | Food Preparation | Natural Gas | Range | E8 | System - kBTUs of Consumption | 0 | 0 | 0 | 0 | 0 | 0 | 0 | 0 | 0 | 0 | 0 | 0 | 0 | 0 | 0 | 0 | 0 | 0 | 0 | 0 | 0 | 0 | 0 | 0 | 0 | 0 | 0 | 0 | 0 | 0 | 0 | 0 | 0
F3_Commercial_Hospital_New_Food Preparation_Natural Gas_Range_E9 | F3 | Commercial | Hospital | New | Food Preparation | Natural Gas | Range | E9 | System - kBTUs of Consumption | 0 | 0 | 0 | 0 | 0 | 0 | 0 | 0 | 0 | 0 | 0 | 0 | 0 | 0 | 0 | 0 | 0 | 0 | 0 | 0 | 0 | 0 | 0 | 0 | 0 | 0 | 0 | 0 | 0 | 0 | 0 | 0 | 0
F3_Commercial_Hospital_New_Food Preparation_Natural Gas_Range_E10 | F3 | Commercial | Hospital | New | Food Preparation | Natural Gas | Range | E10 | System - kBTUs of Consumption | 0 | 0 | 0 | 0 | 0 | 0 | 0 | 0 | 0 | 0 | 0 | 0 | 0 | 0 | 0 | 0 | 0 | 0 | 0 | 0 | 0 | 0 | 0 | 0 | 0 | 0 | 0 | 0 | 0 | 0 | 0 | 0 | 0
F4_Commercial_Hospital_New_Food Preparation_Natural Gas_Range_E1 | F4 | Commercial | Hospital | New | Food Preparation | Natural Gas | Range | E1 | Utility - Cost of Equipment | 0.24117 | 0.24113 | 0.24229 | 0.24051 | 0.23942 | 0.24021 | 0.24258 | 0.24446 | 0.24678 | 0.24898 | 0.25119 | 0.25321 | 0.25539 | 0.25766 | 0.25983 | 0.26204 | 0.26428 | 0.26672 | 0.26927 | 0.27195 | 0.27459 | 0.27735 | 0.27989 | 0.28252 | 0.28486 | 0.28687 | 0.2887 | 0.29028 | 0.29152 | 0.29254 | 0.29309 | 0.29346 | 0.29346
F4_Commercial_Hospital_New_Food Preparation_Natural Gas_Range_E2 | F4 | Commercial | Hospital | New | Food Preparation | Natural Gas | Range | E2 | Utility - Cost of Equipment | 0.18088 | 0.18085 | 0.18172 | 0.18038 | 0.17957 | 0.18016 | 0.18194 | 0.18334 | 0.18509 | 0.18673 | 0.18839 | 0.18991 | 0.19154 | 0.19324 | 0.19487 | 0.19653 | 0.19821 | 0.20004 | 0.20195 | 0.20396 | 0.20594 | 0.20801 | 0.20992 | 0.21189 | 0.21364 | 0.21515 | 0.21653 | 0.21771 | 0.21864 | 0.2194 | 0.21982 | 0.2201 | 0.2201
F4_Commercial_Hospital_New_Food Preparation_Natural Gas_Range_E3 | F4 | Commercial | Hospital | New | Food Preparation | Natural Gas | Range | E3 | Utility - Cost of Equipment | 0 | 0 | 0 | 0 | 0 | 0 | 0 | 0 | 0 | 0 | 0 | 0 | 0 | 0 | 0 | 0 | 0 | 0 | 0 | 0 | 0 | 0 | 0 | 0 | 0 | 0 | 0 | 0 | 0 | 0 | 0 | 0 | 0
F4_Commercial_Hospital_New_Food Preparation_Natural Gas_Range_E4 | F4 | Commercial | Hospital | New | Food Preparation | Natural Gas | Range | E4 | Utility - Cost of Equipment | 0 | 0 | 0 | 0 | 0 | 0 | 0 | 0 | 0 | 0 | 0 | 0 | 0 | 0 | 0 | 0 | 0 | 0 | 0 | 0 | 0 | 0 | 0 | 0 | 0 | 0 | 0 | 0 | 0 | 0 | 0 | 0 | 0
F4_Commercial_Hospital_New_Food Preparation_Natural Gas_Range_E5 | F4 | Commercial | Hospital | New | Food Preparation | Natural Gas | Range | E5 | Utility - Cost of Equipment | 0 | 0 | 0 | 0 | 0 | 0 | 0 | 0 | 0 | 0 | 0 | 0 | 0 | 0 | 0 | 0 | 0 | 0 | 0 | 0 | 0 | 0 | 0 | 0 | 0 | 0 | 0 | 0 | 0 | 0 | 0 | 0 | 0
F4_Commercial_Hospital_New_Food Preparation_Natural Gas_Range_E6 | F4 | Commercial | Hospital | New | Food Preparation | Natural Gas | Range | E6 | Utility - Cost of Equipment | 0 | 0 | 0 | 0 | 0 | 0 | 0 | 0 | 0 | 0 | 0 | 0 | 0 | 0 | 0 | 0 | 0 | 0 | 0 | 0 | 0 | 0 | 0 | 0 | 0 | 0 | 0 | 0 | 0 | 0 | 0 | 0 | 0
F4_Commercial_Hospital_New_Food Preparation_Natural Gas_Range_E7 | F4 | Commercial | Hospital | New | Food Preparation | Natural Gas | Range | E7 | Utility - Cost of Equipment | 0 | 0 | 0 | 0 | 0 | 0 | 0 | 0 | 0 | 0 | 0 | 0 | 0 | 0 | 0 | 0 | 0 | 0 | 0 | 0 | 0 | 0 | 0 | 0 | 0 | 0 | 0 | 0 | 0 | 0 | 0 | 0 | 0
F4_Commercial_Hospital_New_Food Preparation_Natural Gas_Range_E8 | F4 | Commercial | Hospital | New | Food Preparation | Natural Gas | Range | E8 | Utility - Cost of Equipment | 0 | 0 | 0 | 0 | 0 | 0 | 0 | 0 | 0 | 0 | 0 | 0 | 0 | 0 | 0 | 0 | 0 | 0 | 0 | 0 | 0 | 0 | 0 | 0 | 0 | 0 | 0 | 0 | 0 | 0 | 0 | 0 | 0
F4_Commercial_Hospital_New_Food Preparation_Natural Gas_Range_E9 | F4 | Commercial | Hospital | New | Food Preparation | Natural Gas | Range | E9 | Utility - Cost of Equipment | 0 | 0 | 0 | 0 | 0 | 0 | 0 | 0 | 0 | 0 | 0 | 0 | 0 | 0 | 0 | 0 | 0 | 0 | 0 | 0 | 0 | 0 | 0 | 0 | 0 | 0 | 0 | 0 | 0 | 0 | 0 | 0 | 0
F4_Commercial_Hospital_New_Food Preparation_Natural Gas_Range_E10 | F4 | Commercial | Hospital | New | Food Preparation | Natural Gas | Range | E10 | Utility - Cost of Equipment | 0 | 0 | 0 | 0 | 0 | 0 | 0 | 0 | 0 | 0 | 0 | 0 | 0 | 0 | 0 | 0 | 0 | 0 | 0 | 0 | 0 | 0 | 0 | 0 | 0 | 0 | 0 | 0 | 0 | 0 | 0 | 0 | 0
F5_Commercial_Hospital_New_Food Preparation_Natural Gas_Range_E1 | F5 | Commercial | Hospital | New | Food Preparation | Natural Gas | Range | E1 | Utility - Cost of Operation | 0.096484 | 0.096484 | 0.096484 | 0.096484 | 0.096484 | 0.096484 | 0.096484 | 0.096484 | 0.096484 | 0.096484 | 0.096484 | 0.096484 | 0.096484 | 0.096484 | 0.096484 | 0.096484 | 0.096484 | 0.096484 | 0.096484 | 0.096484 | 0.096484 | 0.096484 | 0.096484 | 0.096484 | 0.096484 | 0.096484 | 0.096484 | 0.096484 | 0.096484 | 0.096484 | 0.096484 | 0.096484 | 0.096484
F5_Commercial_Hospital_New_Food Preparation_Natural Gas_Range_E2 | F5 | Commercial | Hospital | New | Food Preparation | Natural Gas | Range | E2 | Utility - Cost of Operation | 0.096497 | 0.096497 | 0.096497 | 0.096497 | 0.096497 | 0.096497 | 0.096497 | 0.096497 | 0.096497 | 0.096497 | 0.096497 | 0.096497 | 0.096497 | 0.096497 | 0.096497 | 0.096497 | 0.096497 | 0.096497 | 0.096497 | 0.096497 | 0.096497 | 0.096497 | 0.096497 | 0.096497 | 0.096497 | 0.096497 | 0.096497 | 0.096497 | 0.096497 | 0.096497 | 0.096497 | 0.096497 | 0.096497
F5_Commercial_Hospital_New_Food Preparation_Natural Gas_Range_E3 | F5 | Commercial | Hospital | New | Food Preparation | Natural Gas | Range | E3 | Utility - Cost of Operation | 0 | 0 | 0 | 0 | 0 | 0 | 0 | 0 | 0 | 0 | 0 | 0 | 0 | 0 | 0 | 0 | 0 | 0 | 0 | 0 | 0 | 0 | 0 | 0 | 0 | 0 | 0 | 0 | 0 | 0 | 0 | 0 | 0
F5_Commercial_Hospital_New_Food Preparation_Natural Gas_Range_E4 | F5 | Commercial | Hospital | New | Food Preparation | Natural Gas | Range | E4 | Utility - Cost of Operation | 0 | 0 | 0 | 0 | 0 | 0 | 0 | 0 | 0 | 0 | 0 | 0 | 0 | 0 | 0 | 0 | 0 | 0 | 0 | 0 | 0 | 0 | 0 | 0 | 0 | 0 | 0 | 0 | 0 | 0 | 0 | 0 | 0
F5_Commercial_Hospital_New_Food Preparation_Natural Gas_Range_E5 | F5 | Commercial | Hospital | New | Food Preparation | Natural Gas | Range | E5 | Utility - Cost of Operation | 0 | 0 | 0 | 0 | 0 | 0 | 0 | 0 | 0 | 0 | 0 | 0 | 0 | 0 | 0 | 0 | 0 | 0 | 0 | 0 | 0 | 0 | 0 | 0 | 0 | 0 | 0 | 0 | 0 | 0 | 0 | 0 | 0
F5_Commercial_Hospital_New_Food Preparation_Natural Gas_Range_E6 | F5 | Commercial | Hospital | New | Food Preparation | Natural Gas | Range | E6 | Utility - Cost of Operation | 0 | 0 | 0 | 0 | 0 | 0 | 0 | 0 | 0 | 0 | 0 | 0 | 0 | 0 | 0 | 0 | 0 | 0 | 0 | 0 | 0 | 0 | 0 | 0 | 0 | 0 | 0 | 0 | 0 | 0 | 0 | 0 | 0
F5_Commercial_Hospital_New_Food Preparation_Natural Gas_Range_E7 | F5 | Commercial | Hospital | New | Food Preparation | Natural Gas | Range | E7 | Utility - Cost of Operation | 0 | 0 | 0 | 0 | 0 | 0 | 0 | 0 | 0 | 0 | 0 | 0 | 0 | 0 | 0 | 0 | 0 | 0 | 0 | 0 | 0 | 0 | 0 | 0 | 0 | 0 | 0 | 0 | 0 | 0 | 0 | 0 | 0
F5_Commercial_Hospital_New_Food Preparation_Natural Gas_Range_E8 | F5 | Commercial | Hospital | New | Food Preparation | Natural Gas | Range | E8 | Utility - Cost of Operation | 0 | 0 | 0 | 0 | 0 | 0 | 0 | 0 | 0 | 0 | 0 | 0 | 0 | 0 | 0 | 0 | 0 | 0 | 0 | 0 | 0 | 0 | 0 | 0 | 0 | 0 | 0 | 0 | 0 | 0 | 0 | 0 | 0
F5_Commercial_Hospital_New_Food Preparation_Natural Gas_Range_E9 | F5 | Commercial | Hospital | New | Food Preparation | Natural Gas | Range | E9 | Utility - Cost of Operation | 0 | 0 | 0 | 0 | 0 | 0 | 0 | 0 | 0 | 0 | 0 | 0 | 0 | 0 | 0 | 0 | 0 | 0 | 0 | 0 | 0 | 0 | 0 | 0 | 0 | 0 | 0 | 0 | 0 | 0 | 0 | 0 | 0
F5_Commercial_Hospital_New_Food Preparation_Natural Gas_Range_E10 | F5 | Commercial | Hospital | New | Food Preparation | Natural Gas | Range | E10 | Utility - Cost of Operation | 0 | 0 | 0 | 0 | 0 | 0 | 0 | 0 | 0 | 0 | 0 | 0 | 0 | 0 | 0 | 0 | 0 | 0 | 0 | 0 | 0 | 0 | 0 | 0 | 0 | 0 | 0 | 0 | 0 | 0 | 0 | 0 | 0
F6_Commercial_Hospital_New_Food Preparation_Natural Gas_Range_E1 | F6 | Commercial | Hospital | New | Food Preparation | Natural Gas | Range | E1 | Utility - Value of Sales | 0.12758 | 0.12827 | 0.12937 | 0.12913 | 0.12913 | 0.12913 | 0.12913 | 0.12913 | 0.12913 | 0.12913 | 0.12913 | 0.12913 | 0.12913 | 0.12913 | 0.12913 | 0.12913 | 0.12913 | 0.12913 | 0.12913 | 0.12913 | 0.12913 | 0.12913 | 0.12913 | 0.12913 | 0.12913 | 0.12913 | 0.12913 | 0.12913 | 0.12913 | 0.12913 | 0.12913 | 0.12913 | 0.12913
F6_Commercial_Hospital_New_Food Preparation_Natural Gas_Range_E2 | F6 | Commercial | Hospital | New | Food Preparation | Natural Gas | Range | E2 | Utility - Value of Sales | 0.095684 | 0.096199 | 0.097027 | 0.096845 | 0.096845 | 0.096845 | 0.096845 | 0.096845 | 0.096845 | 0.096845 | 0.096845 | 0.096845 | 0.096845 | 0.096845 | 0.096845 | 0.096845 | 0.096845 | 0.096845 | 0.096845 | 0.096845 | 0.096845 | 0.096845 | 0.096845 | 0.096845 | 0.096845 | 0.096845 | 0.096845 | 0.096845 | 0.096845 | 0.096845 | 0.096845 | 0.096845 | 0.096845
F6_Commercial_Hospital_New_Food Preparation_Natural Gas_Range_E3 | F6 | Commercial | Hospital | New | Food Preparation | Natural Gas | Range | E3 | Utility - Value of Sales | 0 | 0 | 0 | 0 | 0 | 0 | 0 | 0 | 0 | 0 | 0 | 0 | 0 | 0 | 0 | 0 | 0 | 0 | 0 | 0 | 0 | 0 | 0 | 0 | 0 | 0 | 0 | 0 | 0 | 0 | 0 | 0 | 0
F6_Commercial_Hospital_New_Food Preparation_Natural Gas_Range_E4 | F6 | Commercial | Hospital | New | Food Preparation | Natural Gas | Range | E4 | Utility - Value of Sales | 0 | 0 | 0 | 0 | 0 | 0 | 0 | 0 | 0 | 0 | 0 | 0 | 0 | 0 | 0 | 0 | 0 | 0 | 0 | 0 | 0 | 0 | 0 | 0 | 0 | 0 | 0 | 0 | 0 | 0 | 0 | 0 | 0
F6_Commercial_Hospital_New_Food Preparation_Natural Gas_Range_E5 | F6 | Commercial | Hospital | New | Food Preparation | Natural Gas | Range | E5 | Utility - Value of Sales | 0 | 0 | 0 | 0 | 0 | 0 | 0 | 0 | 0 | 0 | 0 | 0 | 0 | 0 | 0 | 0 | 0 | 0 | 0 | 0 | 0 | 0 | 0 | 0 | 0 | 0 | 0 | 0 | 0 | 0 | 0 | 0 | 0
F6_Commercial_Hospital_New_Food Preparation_Natural Gas_Range_E6 | F6 | Commercial | Hospital | New | Food Preparation | Natural Gas | Range | E6 | Utility - Value of Sales | 0 | 0 | 0 | 0 | 0 | 0 | 0 | 0 | 0 | 0 | 0 | 0 | 0 | 0 | 0 | 0 | 0 | 0 | 0 | 0 | 0 | 0 | 0 | 0 | 0 | 0 | 0 | 0 | 0 | 0 | 0 | 0 | 0
F6_Commercial_Hospital_New_Food Preparation_Natural Gas_Range_E7 | F6 | Commercial | Hospital | New | Food Preparation | Natural Gas | Range | E7 | Utility - Value of Sales | 0 | 0 | 0 | 0 | 0 | 0 | 0 | 0 | 0 | 0 | 0 | 0 | 0 | 0 | 0 | 0 | 0 | 0 | 0 | 0 | 0 | 0 | 0 | 0 | 0 | 0 | 0 | 0 | 0 | 0 | 0 | 0 | 0
F6_Commercial_Hospital_New_Food Preparation_Natural Gas_Range_E8 | F6 | Commercial | Hospital | New | Food Preparation | Natural Gas | Range | E8 | Utility - Value of Sales | 0 | 0 | 0 | 0 | 0 | 0 | 0 | 0 | 0 | 0 | 0 | 0 | 0 | 0 | 0 | 0 | 0 | 0 | 0 | 0 | 0 | 0 | 0 | 0 | 0 | 0 | 0 | 0 | 0 | 0 | 0 | 0 | 0
F6_Commercial_Hospital_New_Food Preparation_Natural Gas_Range_E9 | F6 | Commercial | Hospital | New | Food Preparation | Natural Gas | Range | E9 | Utility - Value of Sales | 0 | 0 | 0 | 0 | 0 | 0 | 0 | 0 | 0 | 0 | 0 | 0 | 0 | 0 | 0 | 0 | 0 | 0 | 0 | 0 | 0 | 0 | 0 | 0 | 0 | 0 | 0 | 0 | 0 | 0 | 0 | 0 | 0
F6_Commercial_Hospital_New_Food Preparation_Natural Gas_Range_E10 | F6 | Commercial | Hospital | New | Food Preparation | Natural Gas | Range | E10 | Utility - Value of Sales | 0 | 0 | 0 | 0 | 0 | 0 | 0 | 0 | 0 | 0 | 0 | 0 | 0 | 0 | 0 | 0 | 0 | 0 | 0 | 0 | 0 | 0 | 0 | 0 | 0 | 0 | 0 | 0 | 0 | 0 | 0 | 0 | 0
F1_Commercial_Hospital_New_Food Preparation_Natural Gas_Steamer_E1 | F1 | Commercial | Hospital | New | Food Preparation | Natural Gas | Steamer | E1 | RVT - Cost of Equipment | 0.47314 | 0.4737 | 0.47625 | 0 | 0 | 0 | 0 | 0 | 0 | 0 | 0 | 0 | 0 | 0 | 0 | 0 | 0 | 0 | 0 | 0 | 0 | 0 | 0 | 0 | 0 | 0 | 0 | 0 | 0 | 0 | 0 | 0 | 0
F1_Commercial_Hospital_New_Food Preparation_Natural Gas_Steamer_E2 | F1 | Commercial | Hospital | New | Food Preparation | Natural Gas | Steamer | E2 | RVT - Cost of Equipment | 0.098693 | 0.098809 | 0.099341 | 0.098826 | 0.098554 | 0.098941 | 0.099889 | 0.10067 | 0.10161 | 0.10252 | 0.10344 | 0.1043 | 0.10522 | 0.10617 | 0.10709 | 0.10803 | 0.10898 | 0.10999 | 0.11102 | 0.11208 | 0.11308 | 0.1141 | 0.11502 | 0.11596 | 0.11678 | 0.11749 | 0.11814 | 0.11869 | 0.11913 | 0.11949 | 0.11968 | 0.11981 | 0.11981
F1_Commercial_Hospital_New_Food Preparation_Natural Gas_Steamer_E3 | F1 | Commercial | Hospital | New | Food Preparation | Natural Gas | Steamer | E3 | RVT - Cost of Equipment | 0 | 0 | 0 | 0 | 0 | 0 | 0 | 0 | 0 | 0 | 0 | 0 | 0 | 0 | 0 | 0 | 0 | 0 | 0 | 0 | 0 | 0 | 0 | 0 | 0 | 0 | 0 | 0 | 0 | 0 | 0 | 0 | 0
F1_Commercial_Hospital_New_Food Preparation_Natural Gas_Steamer_E4 | F1 | Commercial | Hospital | New | Food Preparation | Natural Gas | Steamer | E4 | RVT - Cost of Equipment | 0 | 0 | 0 | 0 | 0 | 0 | 0 | 0 | 0 | 0 | 0 | 0 | 0 | 0 | 0 | 0 | 0 | 0 | 0 | 0 | 0 | 0 | 0 | 0 | 0 | 0 | 0 | 0 | 0 | 0 | 0 | 0 | 0
F1_Commercial_Hospital_New_Food Preparation_Natural Gas_Steamer_E5 | F1 | Commercial | Hospital | New | Food Preparation | Natural Gas | Steamer | E5 | RVT - Cost of Equipment | 0 | 0 | 0 | 0 | 0 | 0 | 0 | 0 | 0 | 0 | 0 | 0 | 0 | 0 | 0 | 0 | 0 | 0 | 0 | 0 | 0 | 0 | 0 | 0 | 0 | 0 | 0 | 0 | 0 | 0 | 0 | 0 | 0
F1_Commercial_Hospital_New_Food Preparation_Natural Gas_Steamer_E6 | F1 | Commercial | Hospital | New | Food Preparation | Natural Gas | Steamer | E6 | RVT - Cost of Equipment | 0 | 0 | 0 | 0 | 0 | 0 | 0 | 0 | 0 | 0 | 0 | 0 | 0 | 0 | 0 | 0 | 0 | 0 | 0 | 0 | 0 | 0 | 0 | 0 | 0 | 0 | 0 | 0 | 0 | 0 | 0 | 0 | 0
F1_Commercial_Hospital_New_Food Preparation_Natural Gas_Steamer_E7 | F1 | Commercial | Hospital | New | Food Preparation | Natural Gas | Steamer | E7 | RVT - Cost of Equipment | 0 | 0 | 0 | 0 | 0 | 0 | 0 | 0 | 0 | 0 | 0 | 0 | 0 | 0 | 0 | 0 | 0 | 0 | 0 | 0 | 0 | 0 | 0 | 0 | 0 | 0 | 0 | 0 | 0 | 0 | 0 | 0 | 0
F1_Commercial_Hospital_New_Food Preparation_Natural Gas_Steamer_E8 | F1 | Commercial | Hospital | New | Food Preparation | Natural Gas | Steamer | E8 | RVT - Cost of Equipment | 0 | 0 | 0 | 0 | 0 | 0 | 0 | 0 | 0 | 0 | 0 | 0 | 0 | 0 | 0 | 0 | 0 | 0 | 0 | 0 | 0 | 0 | 0 | 0 | 0 | 0 | 0 | 0 | 0 | 0 | 0 | 0 | 0
F1_Commercial_Hospital_New_Food Preparation_Natural Gas_Steamer_E9 | F1 | Commercial | Hospital | New | Food Preparation | Natural Gas | Steamer | E9 | RVT - Cost of Equipment | 0 | 0 | 0 | 0 | 0 | 0 | 0 | 0 | 0 | 0 | 0 | 0 | 0 | 0 | 0 | 0 | 0 | 0 | 0 | 0 | 0 | 0 | 0 | 0 | 0 | 0 | 0 | 0 | 0 | 0 | 0 | 0 | 0
F1_Commercial_Hospital_New_Food Preparation_Natural Gas_Steamer_E10 | F1 | Commercial | Hospital | New | Food Preparation | Natural Gas | Steamer | E10 | RVT - Cost of Equipment | 0 | 0 | 0 | 0 | 0 | 0 | 0 | 0 | 0 | 0 | 0 | 0 | 0 | 0 | 0 | 0 | 0 | 0 | 0 | 0 | 0 | 0 | 0 | 0 | 0 | 0 | 0 | 0 | 0 | 0 | 0 | 0 | 0
F2_Commercial_Hospital_New_Food Preparation_Natural Gas_Steamer_E1 | F2 | Commercial | Hospital | New | Food Preparation | Natural Gas | Steamer | E1 | RVT - Cost of Operation | 0.56685 | 0.56752 | 0.57057 | 0 | 0 | 0 | 0 | 0 | 0 | 0 | 0 | 0 | 0 | 0 | 0 | 0 | 0 | 0 | 0 | 0 | 0 | 0 | 0 | 0 | 0 | 0 | 0 | 0 | 0 | 0 | 0 | 0 | 0
F2_Commercial_Hospital_New_Food Preparation_Natural Gas_Steamer_E2 | F2 | Commercial | Hospital | New | Food Preparation | Natural Gas | Steamer | E2 | RVT - Cost of Operation | 0.11824 | 0.11838 | 0.11902 | 0.1184 | 0.11807 | 0.11854 | 0.11967 | 0.12061 | 0.12174 | 0.12283 | 0.12393 | 0.12496 | 0.12606 | 0.1272 | 0.1283 | 0.12943 | 0.13056 | 0.13177 | 0.13301 | 0.13427 | 0.13548 | 0.1367 | 0.1378 | 0.13892 | 0.13991 | 0.14076 | 0.14153 | 0.1422 | 0.14273 | 0.14316 | 0.14339 | 0.14355 | 0.14355
F2_Commercial_Hospital_New_Food Preparation_Natural Gas_Steamer_E3 | F2 | Commercial | Hospital | New | Food Preparation | Natural Gas | Steamer | E3 | RVT - Cost of Operation | 0 | 0 | 0 | 0 | 0 | 0 | 0 | 0 | 0 | 0 | 0 | 0 | 0 | 0 | 0 | 0 | 0 | 0 | 0 | 0 | 0 | 0 | 0 | 0 | 0 | 0 | 0 | 0 | 0 | 0 | 0 | 0 | 0
F2_Commercial_Hospital_New_Food Preparation_Natural Gas_Steamer_E4 | F2 | Commercial | Hospital | New | Food Preparation | Natural Gas | Steamer | E4 | RVT - Cost of Operation | 0 | 0 | 0 | 0 | 0 | 0 | 0 | 0 | 0 | 0 | 0 | 0 | 0 | 0 | 0 | 0 | 0 | 0 | 0 | 0 | 0 | 0 | 0 | 0 | 0 | 0 | 0 | 0 | 0 | 0 | 0 | 0 | 0
F2_Commercial_Hospital_New_Food Preparation_Natural Gas_Steamer_E5 | F2 | Commercial | Hospital | New | Food Preparation | Natural Gas | Steamer | E5 | RVT - Cost of Operation | 0 | 0 | 0 | 0 | 0 | 0 | 0 | 0 | 0 | 0 | 0 | 0 | 0 | 0 | 0 | 0 | 0 | 0 | 0 | 0 | 0 | 0 | 0 | 0 | 0 | 0 | 0 | 0 | 0 | 0 | 0 | 0 | 0
F2_Commercial_Hospital_New_Food Preparation_Natural Gas_Steamer_E6 | F2 | Commercial | Hospital | New | Food Preparation | Natural Gas | Steamer | E6 | RVT - Cost of Operation | 0 | 0 | 0 | 0 | 0 | 0 | 0 | 0 | 0 | 0 | 0 | 0 | 0 | 0 | 0 | 0 | 0 | 0 | 0 | 0 | 0 | 0 | 0 | 0 | 0 | 0 | 0 | 0 | 0 | 0 | 0 | 0 | 0
F2_Commercial_Hospital_New_Food Preparation_Natural Gas_Steamer_E7 | F2 | Commercial | Hospital | New | Food Preparation | Natural Gas | Steamer | E7 | RVT - Cost of Operation | 0 | 0 | 0 | 0 | 0 | 0 | 0 | 0 | 0 | 0 | 0 | 0 | 0 | 0 | 0 | 0 | 0 | 0 | 0 | 0 | 0 | 0 | 0 | 0 | 0 | 0 | 0 | 0 | 0 | 0 | 0 | 0 | 0
F2_Commercial_Hospital_New_Food Preparation_Natural Gas_Steamer_E8 | F2 | Commercial | Hospital | New | Food Preparation | Natural Gas | Steamer | E8 | RVT - Cost of Operation | 0 | 0 | 0 | 0 | 0 | 0 | 0 | 0 | 0 | 0 | 0 | 0 | 0 | 0 | 0 | 0 | 0 | 0 | 0 | 0 | 0 | 0 | 0 | 0 | 0 | 0 | 0 | 0 | 0 | 0 | 0 | 0 | 0
F2_Commercial_Hospital_New_Food Preparation_Natural Gas_Steamer_E9 | F2 | Commercial | Hospital | New | Food Preparation | Natural Gas | Steamer | E9 | RVT - Cost of Operation | 0 | 0 | 0 | 0 | 0 | 0 | 0 | 0 | 0 | 0 | 0 | 0 | 0 | 0 | 0 | 0 | 0 | 0 | 0 | 0 | 0 | 0 | 0 | 0 | 0 | 0 | 0 | 0 | 0 | 0 | 0 | 0 | 0
F2_Commercial_Hospital_New_Food Preparation_Natural Gas_Steamer_E10 | F2 | Commercial | Hospital | New | Food Preparation | Natural Gas | Steamer | E10 | RVT - Cost of Operation | 0 | 0 | 0 | 0 | 0 | 0 | 0 | 0 | 0 | 0 | 0 | 0 | 0 | 0 | 0 | 0 | 0 | 0 | 0 | 0 | 0 | 0 | 0 | 0 | 0 | 0 | 0 | 0 | 0 | 0 | 0 | 0 | 0
F3_Commercial_Hospital_New_Food Preparation_Natural Gas_Steamer_E1 | F3 | Commercial | Hospital | New | Food Preparation | Natural Gas | Steamer | E1 | System - kBTUs of Consumption | 0.29125 | 0.29125 | 0.29125 | 0 | 0 | 0 | 0 | 0 | 0 | 0 | 0 | 0 | 0 | 0 | 0 | 0 | 0 | 0 | 0 | 0 | 0 | 0 | 0 | 0 | 0 | 0 | 0 | 0 | 0 | 0 | 0 | 0 | 0
F3_Commercial_Hospital_New_Food Preparation_Natural Gas_Steamer_E2 | F3 | Commercial | Hospital | New | Food Preparation | Natural Gas | Steamer | E2 | System - kBTUs of Consumption | 0.31288 | 0.31288 | 0.31288 | 0.31288 | 0.31288 | 0.31288 | 0.31288 | 0.31288 | 0.31288 | 0.31288 | 0.31288 | 0.31288 | 0.31288 | 0.31288 | 0.31288 | 0.31288 | 0.31288 | 0.31288 | 0.31288 | 0.31288 | 0.31288 | 0.31288 | 0.31288 | 0.31288 | 0.31288 | 0.31288 | 0.31288 | 0.31288 | 0.31288 | 0.31288 | 0.31288 | 0.31288 | 0.31288
F3_Commercial_Hospital_New_Food Preparation_Natural Gas_Steamer_E3 | F3 | Commercial | Hospital | New | Food Preparation | Natural Gas | Steamer | E3 | System - kBTUs of Consumption | 0 | 0 | 0 | 0 | 0 | 0 | 0 | 0 | 0 | 0 | 0 | 0 | 0 | 0 | 0 | 0 | 0 | 0 | 0 | 0 | 0 | 0 | 0 | 0 | 0 | 0 | 0 | 0 | 0 | 0 | 0 | 0 | 0
F3_Commercial_Hospital_New_Food Preparation_Natural Gas_Steamer_E4 | F3 | Commercial | Hospital | New | Food Preparation | Natural Gas | Steamer | E4 | System - kBTUs of Consumption | 0 | 0 | 0 | 0 | 0 | 0 | 0 | 0 | 0 | 0 | 0 | 0 | 0 | 0 | 0 | 0 | 0 | 0 | 0 | 0 | 0 | 0 | 0 | 0 | 0 | 0 | 0 | 0 | 0 | 0 | 0 | 0 | 0
F3_Commercial_Hospital_New_Food Preparation_Natural Gas_Steamer_E5 | F3 | Commercial | Hospital | New | Food Preparation | Natural Gas | Steamer | E5 | System - kBTUs of Consumption | 0 | 0 | 0 | 0 | 0 | 0 | 0 | 0 | 0 | 0 | 0 | 0 | 0 | 0 | 0 | 0 | 0 | 0 | 0 | 0 | 0 | 0 | 0 | 0 | 0 | 0 | 0 | 0 | 0 | 0 | 0 | 0 | 0
F3_Commercial_Hospital_New_Food Preparation_Natural Gas_Steamer_E6 | F3 | Commercial | Hospital | New | Food Preparation | Natural Gas | Steamer | E6 | System - kBTUs of Consumption | 0 | 0 | 0 | 0 | 0 | 0 | 0 | 0 | 0 | 0 | 0 | 0 | 0 | 0 | 0 | 0 | 0 | 0 | 0 | 0 | 0 | 0 | 0 | 0 | 0 | 0 | 0 | 0 | 0 | 0 | 0 | 0 | 0
F3_Commercial_Hospital_New_Food Preparation_Natural Gas_Steamer_E7 | F3 | Commercial | Hospital | New | Food Preparation | Natural Gas | Steamer | E7 | System - kBTUs of Consumption | 0 | 0 | 0 | 0 | 0 | 0 | 0 | 0 | 0 | 0 | 0 | 0 | 0 | 0 | 0 | 0 | 0 | 0 | 0 | 0 | 0 | 0 | 0 | 0 | 0 | 0 | 0 | 0 | 0 | 0 | 0 | 0 | 0
F3_Commercial_Hospital_New_Food Preparation_Natural Gas_Steamer_E8 | F3 | Commercial | Hospital | New | Food Preparation | Natural Gas | Steamer | E8 | System - kBTUs of Consumption | 0 | 0 | 0 | 0 | 0 | 0 | 0 | 0 | 0 | 0 | 0 | 0 | 0 | 0 | 0 | 0 | 0 | 0 | 0 | 0 | 0 | 0 | 0 | 0 | 0 | 0 | 0 | 0 | 0 | 0 | 0 | 0 | 0
F3_Commercial_Hospital_New_Food Preparation_Natural Gas_Steamer_E9 | F3 | Commercial | Hospital | New | Food Preparation | Natural Gas | Steamer | E9 | System - kBTUs of Consumption | 0 | 0 | 0 | 0 | 0 | 0 | 0 | 0 | 0 | 0 | 0 | 0 | 0 | 0 | 0 | 0 | 0 | 0 | 0 | 0 | 0 | 0 | 0 | 0 | 0 | 0 | 0 | 0 | 0 | 0 | 0 | 0 | 0
F3_Commercial_Hospital_New_Food Preparation_Natural Gas_Steamer_E10 | F3 | Commercial | Hospital | New | Food Preparation | Natural Gas | Steamer | E10 | System - kBTUs of Consumption | 0 | 0 | 0 | 0 | 0 | 0 | 0 | 0 | 0 | 0 | 0 | 0 | 0 | 0 | 0 | 0 | 0 | 0 | 0 | 0 | 0 | 0 | 0 | 0 | 0 | 0 | 0 | 0 | 0 | 0 | 0 | 0 | 0
F4_Commercial_Hospital_New_Food Preparation_Natural Gas_Steamer_E1 | F4 | Commercial | Hospital | New | Food Preparation | Natural Gas | Steamer | E1 | Utility - Cost of Equipment | 0.56685 | 0.56752 | 0.57057 | 0 | 0 | 0 | 0 | 0 | 0 | 0 | 0 | 0 | 0 | 0 | 0 | 0 | 0 | 0 | 0 | 0 | 0 | 0 | 0 | 0 | 0 | 0 | 0 | 0 | 0 | 0 | 0 | 0 | 0
F4_Commercial_Hospital_New_Food Preparation_Natural Gas_Steamer_E2 | F4 | Commercial | Hospital | New | Food Preparation | Natural Gas | Steamer | E2 | Utility - Cost of Equipment | 0.11824 | 0.11838 | 0.11902 | 0.1184 | 0.11807 | 0.11854 | 0.11967 | 0.12061 | 0.12174 | 0.12283 | 0.12393 | 0.12496 | 0.12606 | 0.1272 | 0.1283 | 0.12943 | 0.13056 | 0.13177 | 0.13301 | 0.13427 | 0.13548 | 0.1367 | 0.1378 | 0.13892 | 0.13991 | 0.14076 | 0.14153 | 0.1422 | 0.14273 | 0.14316 | 0.14339 | 0.14355 | 0.14355
F4_Commercial_Hospital_New_Food Preparation_Natural Gas_Steamer_E3 | F4 | Commercial | Hospital | New | Food Preparation | Natural Gas | Steamer | E3 | Utility - Cost of Equipment | 0 | 0 | 0 | 0 | 0 | 0 | 0 | 0 | 0 | 0 | 0 | 0 | 0 | 0 | 0 | 0 | 0 | 0 | 0 | 0 | 0 | 0 | 0 | 0 | 0 | 0 | 0 | 0 | 0 | 0 | 0 | 0 | 0
F4_Commercial_Hospital_New_Food Preparation_Natural Gas_Steamer_E4 | F4 | Commercial | Hospital | New | Food Preparation | Natural Gas | Steamer | E4 | Utility - Cost of Equipment | 0 | 0 | 0 | 0 | 0 | 0 | 0 | 0 | 0 | 0 | 0 | 0 | 0 | 0 | 0 | 0 | 0 | 0 | 0 | 0 | 0 | 0 | 0 | 0 | 0 | 0 | 0 | 0 | 0 | 0 | 0 | 0 | 0
F4_Commercial_Hospital_New_Food Preparation_Natural Gas_Steamer_E5 | F4 | Commercial | Hospital | New | Food Preparation | Natural Gas | Steamer | E5 | Utility - Cost of Equipment | 0 | 0 | 0 | 0 | 0 | 0 | 0 | 0 | 0 | 0 | 0 | 0 | 0 | 0 | 0 | 0 | 0 | 0 | 0 | 0 | 0 | 0 | 0 | 0 | 0 | 0 | 0 | 0 | 0 | 0 | 0 | 0 | 0
F4_Commercial_Hospital_New_Food Preparation_Natural Gas_Steamer_E6 | F4 | Commercial | Hospital | New | Food Preparation | Natural Gas | Steamer | E6 | Utility - Cost of Equipment | 0 | 0 | 0 | 0 | 0 | 0 | 0 | 0 | 0 | 0 | 0 | 0 | 0 | 0 | 0 | 0 | 0 | 0 | 0 | 0 | 0 | 0 | 0 | 0 | 0 | 0 | 0 | 0 | 0 | 0 | 0 | 0 | 0
F4_Commercial_Hospital_New_Food Preparation_Natural Gas_Steamer_E7 | F4 | Commercial | Hospital | New | Food Preparation | Natural Gas | Steamer | E7 | Utility - Cost of Equipment | 0 | 0 | 0 | 0 | 0 | 0 | 0 | 0 | 0 | 0 | 0 | 0 | 0 | 0 | 0 | 0 | 0 | 0 | 0 | 0 | 0 | 0 | 0 | 0 | 0 | 0 | 0 | 0 | 0 | 0 | 0 | 0 | 0
F4_Commercial_Hospital_New_Food Preparation_Natural Gas_Steamer_E8 | F4 | Commercial | Hospital | New | Food Preparation | Natural Gas | Steamer | E8 | Utility - Cost of Equipment | 0 | 0 | 0 | 0 | 0 | 0 | 0 | 0 | 0 | 0 | 0 | 0 | 0 | 0 | 0 | 0 | 0 | 0 | 0 | 0 | 0 | 0 | 0 | 0 | 0 | 0 | 0 | 0 | 0 | 0 | 0 | 0 | 0
F4_Commercial_Hospital_New_Food Preparation_Natural Gas_Steamer_E9 | F4 | Commercial | Hospital | New | Food Preparation | Natural Gas | Steamer | E9 | Utility - Cost of Equipment | 0 | 0 | 0 | 0 | 0 | 0 | 0 | 0 | 0 | 0 | 0 | 0 | 0 | 0 | 0 | 0 | 0 | 0 | 0 | 0 | 0 | 0 | 0 | 0 | 0 | 0 | 0 | 0 | 0 | 0 | 0 | 0 | 0
F4_Commercial_Hospital_New_Food Preparation_Natural Gas_Steamer_E10 | F4 | Commercial | Hospital | New | Food Preparation | Natural Gas | Steamer | E10 | Utility - Cost of Equipment | 0 | 0 | 0 | 0 | 0 | 0 | 0 | 0 | 0 | 0 | 0 | 0 | 0 | 0 | 0 | 0 | 0 | 0 | 0 | 0 | 0 | 0 | 0 | 0 | 0 | 0 | 0 | 0 | 0 | 0 | 0 | 0 | 0
F5_Commercial_Hospital_New_Food Preparation_Natural Gas_Steamer_E1 | F5 | Commercial | Hospital | New | Food Preparation | Natural Gas | Steamer | E1 | Utility - Cost of Operation | 0.29125 | 0.29125 | 0.29125 | 0 | 0 | 0 | 0 | 0 | 0 | 0 | 0 | 0 | 0 | 0 | 0 | 0 | 0 | 0 | 0 | 0 | 0 | 0 | 0 | 0 | 0 | 0 | 0 | 0 | 0 | 0 | 0 | 0 | 0
F5_Commercial_Hospital_New_Food Preparation_Natural Gas_Steamer_E2 | F5 | Commercial | Hospital | New | Food Preparation | Natural Gas | Steamer | E2 | Utility - Cost of Operation | 0.31288 | 0.31288 | 0.31288 | 0.31288 | 0.31288 | 0.31288 | 0.31288 | 0.31288 | 0.31288 | 0.31288 | 0.31288 | 0.31288 | 0.31288 | 0.31288 | 0.31288 | 0.31288 | 0.31288 | 0.31288 | 0.31288 | 0.31288 | 0.31288 | 0.31288 | 0.31288 | 0.31288 | 0.31288 | 0.31288 | 0.31288 | 0.31288 | 0.31288 | 0.31288 | 0.31288 | 0.31288 | 0.31288
F5_Commercial_Hospital_New_Food Preparation_Natural Gas_Steamer_E3 | F5 | Commercial | Hospital | New | Food Preparation | Natural Gas | Steamer | E3 | Utility - Cost of Operation | 0 | 0 | 0 | 0 | 0 | 0 | 0 | 0 | 0 | 0 | 0 | 0 | 0 | 0 | 0 | 0 | 0 | 0 | 0 | 0 | 0 | 0 | 0 | 0 | 0 | 0 | 0 | 0 | 0 | 0 | 0 | 0 | 0
F5_Commercial_Hospital_New_Food Preparation_Natural Gas_Steamer_E4 | F5 | Commercial | Hospital | New | Food Preparation | Natural Gas | Steamer | E4 | Utility - Cost of Operation | 0 | 0 | 0 | 0 | 0 | 0 | 0 | 0 | 0 | 0 | 0 | 0 | 0 | 0 | 0 | 0 | 0 | 0 | 0 | 0 | 0 | 0 | 0 | 0 | 0 | 0 | 0 | 0 | 0 | 0 | 0 | 0 | 0
F5_Commercial_Hospital_New_Food Preparation_Natural Gas_Steamer_E5 | F5 | Commercial | Hospital | New | Food Preparation | Natural Gas | Steamer | E5 | Utility - Cost of Operation | 0 | 0 | 0 | 0 | 0 | 0 | 0 | 0 | 0 | 0 | 0 | 0 | 0 | 0 | 0 | 0 | 0 | 0 | 0 | 0 | 0 | 0 | 0 | 0 | 0 | 0 | 0 | 0 | 0 | 0 | 0 | 0 | 0
F5_Commercial_Hospital_New_Food Preparation_Natural Gas_Steamer_E6 | F5 | Commercial | Hospital | New | Food Preparation | Natural Gas | Steamer | E6 | Utility - Cost of Operation | 0 | 0 | 0 | 0 | 0 | 0 | 0 | 0 | 0 | 0 | 0 | 0 | 0 | 0 | 0 | 0 | 0 | 0 | 0 | 0 | 0 | 0 | 0 | 0 | 0 | 0 | 0 | 0 | 0 | 0 | 0 | 0 | 0
F5_Commercial_Hospital_New_Food Preparation_Natural Gas_Steamer_E7 | F5 | Commercial | Hospital | New | Food Preparation | Natural Gas | Steamer | E7 | Utility - Cost of Operation | 0 | 0 | 0 | 0 | 0 | 0 | 0 | 0 | 0 | 0 | 0 | 0 | 0 | 0 | 0 | 0 | 0 | 0 | 0 | 0 | 0 | 0 | 0 | 0 | 0 | 0 | 0 | 0 | 0 | 0 | 0 | 0 | 0
F5_Commercial_Hospital_New_Food Preparation_Natural Gas_Steamer_E8 | F5 | Commercial | Hospital | New | Food Preparation | Natural Gas | Steamer | E8 | Utility - Cost of Operation | 0 | 0 | 0 | 0 | 0 | 0 | 0 | 0 | 0 | 0 | 0 | 0 | 0 | 0 | 0 | 0 | 0 | 0 | 0 | 0 | 0 | 0 | 0 | 0 | 0 | 0 | 0 | 0 | 0 | 0 | 0 | 0 | 0
F5_Commercial_Hospital_New_Food Preparation_Natural Gas_Steamer_E9 | F5 | Commercial | Hospital | New | Food Preparation | Natural Gas | Steamer | E9 | Utility - Cost of Operation | 0 | 0 | 0 | 0 | 0 | 0 | 0 | 0 | 0 | 0 | 0 | 0 | 0 | 0 | 0 | 0 | 0 | 0 | 0 | 0 | 0 | 0 | 0 | 0 | 0 | 0 | 0 | 0 | 0 | 0 | 0 | 0 | 0
F5_Commercial_Hospital_New_Food Preparation_Natural Gas_Steamer_E10 | F5 | Commercial | Hospital | New | Food Preparation | Natural Gas | Steamer | E10 | Utility - Cost of Operation | 0 | 0 | 0 | 0 | 0 | 0 | 0 | 0 | 0 | 0 | 0 | 0 | 0 | 0 | 0 | 0 | 0 | 0 | 0 | 0 | 0 | 0 | 0 | 0 | 0 | 0 | 0 | 0 | 0 | 0 | 0 | 0 | 0
F6_Commercial_Hospital_New_Food Preparation_Natural Gas_Steamer_E1 | F6 | Commercial | Hospital | New | Food Preparation | Natural Gas | Steamer | E1 | Utility - Value of Sales | 0.30121 | 0.30255 | 0.30472 | 0 | 0 | 0 | 0 | 0 | 0 | 0 | 0 | 0 | 0 | 0 | 0 | 0 | 0 | 0 | 0 | 0 | 0 | 0 | 0 | 0 | 0 | 0 | 0 | 0 | 0 | 0 | 0 | 0 | 0
F6_Commercial_Hospital_New_Food Preparation_Natural Gas_Steamer_E2 | F6 | Commercial | Hospital | New | Food Preparation | Natural Gas | Steamer | E2 | Utility - Value of Sales | 0.062829 | 0.06311 | 0.063562 | 0.063463 | 0.063463 | 0.063463 | 0.063463 | 0.063463 | 0.063463 | 0.063463 | 0.063463 | 0.063463 | 0.063463 | 0.063463 | 0.063463 | 0.063463 | 0.063463 | 0.063463 | 0.063463 | 0.063463 | 0.063463 | 0.063463 | 0.063463 | 0.063463 | 0.063463 | 0.063463 | 0.063463 | 0.063463 | 0.063463 | 0.063463 | 0.063463 | 0.063463 | 0.063463
F6_Commercial_Hospital_New_Food Preparation_Natural Gas_Steamer_E3 | F6 | Commercial | Hospital | New | Food Preparation | Natural Gas | Steamer | E3 | Utility - Value of Sales | 0 | 0 | 0 | 0 | 0 | 0 | 0 | 0 | 0 | 0 | 0 | 0 | 0 | 0 | 0 | 0 | 0 | 0 | 0 | 0 | 0 | 0 | 0 | 0 | 0 | 0 | 0 | 0 | 0 | 0 | 0 | 0 | 0
F6_Commercial_Hospital_New_Food Preparation_Natural Gas_Steamer_E4 | F6 | Commercial | Hospital | New | Food Preparation | Natural Gas | Steamer | E4 | Utility - Value of Sales | 0 | 0 | 0 | 0 | 0 | 0 | 0 | 0 | 0 | 0 | 0 | 0 | 0 | 0 | 0 | 0 | 0 | 0 | 0 | 0 | 0 | 0 | 0 | 0 | 0 | 0 | 0 | 0 | 0 | 0 | 0 | 0 | 0
F6_Commercial_Hospital_New_Food Preparation_Natural Gas_Steamer_E5 | F6 | Commercial | Hospital | New | Food Preparation | Natural Gas | Steamer | E5 | Utility - Value of Sales | 0 | 0 | 0 | 0 | 0 | 0 | 0 | 0 | 0 | 0 | 0 | 0 | 0 | 0 | 0 | 0 | 0 | 0 | 0 | 0 | 0 | 0 | 0 | 0 | 0 | 0 | 0 | 0 | 0 | 0 | 0 | 0 | 0
F6_Commercial_Hospital_New_Food Preparation_Natural Gas_Steamer_E6 | F6 | Commercial | Hospital | New | Food Preparation | Natural Gas | Steamer | E6 | Utility - Value of Sales | 0 | 0 | 0 | 0 | 0 | 0 | 0 | 0 | 0 | 0 | 0 | 0 | 0 | 0 | 0 | 0 | 0 | 0 | 0 | 0 | 0 | 0 | 0 | 0 | 0 | 0 | 0 | 0 | 0 | 0 | 0 | 0 | 0
F6_Commercial_Hospital_New_Food Preparation_Natural Gas_Steamer_E7 | F6 | Commercial | Hospital | New | Food Preparation | Natural Gas | Steamer | E7 | Utility - Value of Sales | 0 | 0 | 0 | 0 | 0 | 0 | 0 | 0 | 0 | 0 | 0 | 0 | 0 | 0 | 0 | 0 | 0 | 0 | 0 | 0 | 0 | 0 | 0 | 0 | 0 | 0 | 0 | 0 | 0 | 0 | 0 | 0 | 0
F6_Commercial_Hospital_New_Food Preparation_Natural Gas_Steamer_E8 | F6 | Commercial | Hospital | New | Food Preparation | Natural Gas | Steamer | E8 | Utility - Value of Sales | 0 | 0 | 0 | 0 | 0 | 0 | 0 | 0 | 0 | 0 | 0 | 0 | 0 | 0 | 0 | 0 | 0 | 0 | 0 | 0 | 0 | 0 | 0 | 0 | 0 | 0 | 0 | 0 | 0 | 0 | 0 | 0 | 0
F6_Commercial_Hospital_New_Food Preparation_Natural Gas_Steamer_E9 | F6 | Commercial | Hospital | New | Food Preparation | Natural Gas | Steamer | E9 | Utility - Value of Sales | 0 | 0 | 0 | 0 | 0 | 0 | 0 | 0 | 0 | 0 | 0 | 0 | 0 | 0 | 0 | 0 | 0 | 0 | 0 | 0 | 0 | 0 | 0 | 0 | 0 | 0 | 0 | 0 | 0 | 0 | 0 | 0 | 0
F6_Commercial_Hospital_New_Food Preparation_Natural Gas_Steamer_E10 | F6 | Commercial | Hospital | New | Food Preparation | Natural Gas | Steamer | E10 | Utility - Value of Sales | 0 | 0 | 0 | 0 | 0 | 0 | 0 | 0 | 0 | 0 | 0 | 0 | 0 | 0 | 0 | 0 | 0 | 0 | 0 | 0 | 0 | 0 | 0 | 0 | 0 | 0 | 0 | 0 | 0 | 0 | 0 | 0 | 0
F1_Commercial_Hospital_New_Food Preparation_Natural Gas_Food Prep Other_E1 | F1 | Commercial | Hospital | New | Food Preparation | Natural Gas | Food Prep Other | E1 | RVT - Cost of Equipment | 0.071617 | 0.071606 | 0.07195 | 0.071421 | 0.071099 | 0.071333 | 0.072038 | 0.072594 | 0.073285 | 0.073937 | 0.074593 | 0.075195 | 0.07584 | 0.076514 | 0.077159 | 0.077815 | 0.078481 | 0.079205 | 0.079961 | 0.080758 | 0.081542 | 0.082361 | 0.083117 | 0.083899 | 0.084591 | 0.085189 | 0.085733 | 0.086203 | 0.086571 | 0.086872 | 0.087037 | 0.087147 | 0.087147
F1_Commercial_Hospital_New_Food Preparation_Natural Gas_Food Prep Other_E2 | F1 | Commercial | Hospital | New | Food Preparation | Natural Gas | Food Prep Other | E2 | RVT - Cost of Equipment | 0.071617 | 0.071606 | 0.07195 | 0.07142 | 0.071099 | 0.071333 | 0.072038 | 0.072594 | 0.073285 | 0.073937 | 0.074592 | 0.075194 | 0.075839 | 0.076514 | 0.077158 | 0.077814 | 0.078481 | 0.079205 | 0.079961 | 0.080757 | 0.081541 | 0.08236 | 0.083116 | 0.083898 | 0.08459 | 0.085188 | 0.085733 | 0.086202 | 0.08657 | 0.086872 | 0.087036 | 0.087146 | 0.087146
F1_Commercial_Hospital_New_Food Preparation_Natural Gas_Food Prep Other_E3 | F1 | Commercial | Hospital | New | Food Preparation | Natural Gas | Food Prep Other | E3 | RVT - Cost of Equipment | 0 | 0 | 0 | 0 | 0 | 0 | 0 | 0 | 0 | 0 | 0 | 0 | 0 | 0 | 0 | 0 | 0 | 0 | 0 | 0 | 0 | 0 | 0 | 0 | 0 | 0 | 0 | 0 | 0 | 0 | 0 | 0 | 0
F1_Commercial_Hospital_New_Food Preparation_Natural Gas_Food Prep Other_E4 | F1 | Commercial | Hospital | New | Food Preparation | Natural Gas | Food Prep Other | E4 | RVT - Cost of Equipment | 0 | 0 | 0 | 0 | 0 | 0 | 0 | 0 | 0 | 0 | 0 | 0 | 0 | 0 | 0 | 0 | 0 | 0 | 0 | 0 | 0 | 0 | 0 | 0 | 0 | 0 | 0 | 0 | 0 | 0 | 0 | 0 | 0
F1_Commercial_Hospital_New_Food Preparation_Natural Gas_Food Prep Other_E5 | F1 | Commercial | Hospital | New | Food Preparation | Natural Gas | Food Prep Other | E5 | RVT - Cost of Equipment | 0 | 0 | 0 | 0 | 0 | 0 | 0 | 0 | 0 | 0 | 0 | 0 | 0 | 0 | 0 | 0 | 0 | 0 | 0 | 0 | 0 | 0 | 0 | 0 | 0 | 0 | 0 | 0 | 0 | 0 | 0 | 0 | 0
F1_Commercial_Hospital_New_Food Preparation_Natural Gas_Food Prep Other_E6 | F1 | Commercial | Hospital | New | Food Preparation | Natural Gas | Food Prep Other | E6 | RVT - Cost of Equipment | 0 | 0 | 0 | 0 | 0 | 0 | 0 | 0 | 0 | 0 | 0 | 0 | 0 | 0 | 0 | 0 | 0 | 0 | 0 | 0 | 0 | 0 | 0 | 0 | 0 | 0 | 0 | 0 | 0 | 0 | 0 | 0 | 0
F1_Commercial_Hospital_New_Food Preparation_Natural Gas_Food Prep Other_E7 | F1 | Commercial | Hospital | New | Food Preparation | Natural Gas | Food Prep Other | E7 | RVT - Cost of Equipment | 0 | 0 | 0 | 0 | 0 | 0 | 0 | 0 | 0 | 0 | 0 | 0 | 0 | 0 | 0 | 0 | 0 | 0 | 0 | 0 | 0 | 0 | 0 | 0 | 0 | 0 | 0 | 0 | 0 | 0 | 0 | 0 | 0
F1_Commercial_Hospital_New_Food Preparation_Natural Gas_Food Prep Other_E8 | F1 | Commercial | Hospital | New | Food Preparation | Natural Gas | Food Prep Other | E8 | RVT - Cost of Equipment | 0 | 0 | 0 | 0 | 0 | 0 | 0 | 0 | 0 | 0 | 0 | 0 | 0 | 0 | 0 | 0 | 0 | 0 | 0 | 0 | 0 | 0 | 0 | 0 | 0 | 0 | 0 | 0 | 0 | 0 | 0 | 0 | 0
F1_Commercial_Hospital_New_Food Preparation_Natural Gas_Food Prep Other_E9 | F1 | Commercial | Hospital | New | Food Preparation | Natural Gas | Food Prep Other | E9 | RVT - Cost of Equipment | 0 | 0 | 0 | 0 | 0 | 0 | 0 | 0 | 0 | 0 | 0 | 0 | 0 | 0 | 0 | 0 | 0 | 0 | 0 | 0 | 0 | 0 | 0 | 0 | 0 | 0 | 0 | 0 | 0 | 0 | 0 | 0 | 0
F1_Commercial_Hospital_New_Food Preparation_Natural Gas_Food Prep Other_E10 | F1 | Commercial | Hospital | New | Food Preparation | Natural Gas | Food Prep Other | E10 | RVT - Cost of Equipment | 0 | 0 | 0 | 0 | 0 | 0 | 0 | 0 | 0 | 0 | 0 | 0 | 0 | 0 | 0 | 0 | 0 | 0 | 0 | 0 | 0 | 0 | 0 | 0 | 0 | 0 | 0 | 0 | 0 | 0 | 0 | 0 | 0
F2_Commercial_Hospital_New_Food Preparation_Natural Gas_Food Prep Other_E1 | F2 | Commercial | Hospital | New | Food Preparation | Natural Gas | Food Prep Other | E1 | RVT - Cost of Operation | 0.085802 | 0.085789 | 0.086201 | 0.085567 | 0.085181 | 0.085462 | 0.086306 | 0.086973 | 0.0878 | 0.088581 | 0.089367 | 0.090088 | 0.090861 | 0.091669 | 0.092441 | 0.093227 | 0.094025 | 0.094893 | 0.095799 | 0.096753 | 0.097692 | 0.098674 | 0.099579 | 0.10052 | 0.10135 | 0.10206 | 0.10271 | 0.10328 | 0.10372 | 0.10408 | 0.10428 | 0.10441 | 0.10441
F2_Commercial_Hospital_New_Food Preparation_Natural Gas_Food Prep Other_E2 | F2 | Commercial | Hospital | New | Food Preparation | Natural Gas | Food Prep Other | E2 | RVT - Cost of Operation | 0.085802 | 0.085788 | 0.086201 | 0.085566 | 0.085181 | 0.085461 | 0.086306 | 0.086972 | 0.0878 | 0.088581 | 0.089366 | 0.090087 | 0.09086 | 0.091668 | 0.09244 | 0.093226 | 0.094025 | 0.094893 | 0.095798 | 0.096752 | 0.097692 | 0.098673 | 0.099578 | 0.10052 | 0.10134 | 0.10206 | 0.10271 | 0.10328 | 0.10372 | 0.10408 | 0.10427 | 0.10441 | 0.10441
F2_Commercial_Hospital_New_Food Preparation_Natural Gas_Food Prep Other_E3 | F2 | Commercial | Hospital | New | Food Preparation | Natural Gas | Food Prep Other | E3 | RVT - Cost of Operation | 0 | 0 | 0 | 0 | 0 | 0 | 0 | 0 | 0 | 0 | 0 | 0 | 0 | 0 | 0 | 0 | 0 | 0 | 0 | 0 | 0 | 0 | 0 | 0 | 0 | 0 | 0 | 0 | 0 | 0 | 0 | 0 | 0
F2_Commercial_Hospital_New_Food Preparation_Natural Gas_Food Prep Other_E4 | F2 | Commercial | Hospital | New | Food Preparation | Natural Gas | Food Prep Other | E4 | RVT - Cost of Operation | 0 | 0 | 0 | 0 | 0 | 0 | 0 | 0 | 0 | 0 | 0 | 0 | 0 | 0 | 0 | 0 | 0 | 0 | 0 | 0 | 0 | 0 | 0 | 0 | 0 | 0 | 0 | 0 | 0 | 0 | 0 | 0 | 0
F2_Commercial_Hospital_New_Food Preparation_Natural Gas_Food Prep Other_E5 | F2 | Commercial | Hospital | New | Food Preparation | Natural Gas | Food Prep Other | E5 | RVT - Cost of Operation | 0 | 0 | 0 | 0 | 0 | 0 | 0 | 0 | 0 | 0 | 0 | 0 | 0 | 0 | 0 | 0 | 0 | 0 | 0 | 0 | 0 | 0 | 0 | 0 | 0 | 0 | 0 | 0 | 0 | 0 | 0 | 0 | 0
F2_Commercial_Hospital_New_Food Preparation_Natural Gas_Food Prep Other_E6 | F2 | Commercial | Hospital | New | Food Preparation | Natural Gas | Food Prep Other | E6 | RVT - Cost of Operation | 0 | 0 | 0 | 0 | 0 | 0 | 0 | 0 | 0 | 0 | 0 | 0 | 0 | 0 | 0 | 0 | 0 | 0 | 0 | 0 | 0 | 0 | 0 | 0 | 0 | 0 | 0 | 0 | 0 | 0 | 0 | 0 | 0
F2_Commercial_Hospital_New_Food Preparation_Natural Gas_Food Prep Other_E7 | F2 | Commercial | Hospital | New | Food Preparation | Natural Gas | Food Prep Other | E7 | RVT - Cost of Operation | 0 | 0 | 0 | 0 | 0 | 0 | 0 | 0 | 0 | 0 | 0 | 0 | 0 | 0 | 0 | 0 | 0 | 0 | 0 | 0 | 0 | 0 | 0 | 0 | 0 | 0 | 0 | 0 | 0 | 0 | 0 | 0 | 0
F2_Commercial_Hospital_New_Food Preparation_Natural Gas_Food Prep Other_E8 | F2 | Commercial | Hospital | New | Food Preparation | Natural Gas | Food Prep Other | E8 | RVT - Cost of Operation | 0 | 0 | 0 | 0 | 0 | 0 | 0 | 0 | 0 | 0 | 0 | 0 | 0 | 0 | 0 | 0 | 0 | 0 | 0 | 0 | 0 | 0 | 0 | 0 | 0 | 0 | 0 | 0 | 0 | 0 | 0 | 0 | 0
F2_Commercial_Hospital_New_Food Preparation_Natural Gas_Food Prep Other_E9 | F2 | Commercial | Hospital | New | Food Preparation | Natural Gas | Food Prep Other | E9 | RVT - Cost of Operation | 0 | 0 | 0 | 0 | 0 | 0 | 0 | 0 | 0 | 0 | 0 | 0 | 0 | 0 | 0 | 0 | 0 | 0 | 0 | 0 | 0 | 0 | 0 | 0 | 0 | 0 | 0 | 0 | 0 | 0 | 0 | 0 | 0
F2_Commercial_Hospital_New_Food Preparation_Natural Gas_Food Prep Other_E10 | F2 | Commercial | Hospital | New | Food Preparation | Natural Gas | Food Prep Other | E10 | RVT - Cost of Operation | 0 | 0 | 0 | 0 | 0 | 0 | 0 | 0 | 0 | 0 | 0 | 0 | 0 | 0 | 0 | 0 | 0 | 0 | 0 | 0 | 0 | 0 | 0 | 0 | 0 | 0 | 0 | 0 | 0 | 0 | 0 | 0 | 0
F3_Commercial_Hospital_New_Food Preparation_Natural Gas_Food Prep Other_E1 | F3 | Commercial | Hospital | New | Food Preparation | Natural Gas | Food Prep Other | E1 | System - kBTUs of Consumption | 0.0043331 | 0.0043331 | 0.0043331 | 0.0043331 | 0.0043331 | 0.0043331 | 0.0043331 | 0.0043331 | 0.0043331 | 0.0043331 | 0.0043331 | 0.0043331 | 0.0043331 | 0.0043331 | 0.0043331 | 0.0043331 | 0.0043331 | 0.0043331 | 0.0043331 | 0.0043331 | 0.0043331 | 0.0043331 | 0.0043331 | 0.0043331 | 0.0043331 | 0.0043331 | 0.0043331 | 0.0043331 | 0.0043331 | 0.0043331 | 0.0043331 | 0.0043331 | 0.0043331
F3_Commercial_Hospital_New_Food Preparation_Natural Gas_Food Prep Other_E2 | F3 | Commercial | Hospital | New | Food Preparation | Natural Gas | Food Prep Other | E2 | System - kBTUs of Consumption | 0.0043374 | 0.0043374 | 0.0043374 | 0.0043374 | 0.0043374 | 0.0043374 | 0.0043374 | 0.0043374 | 0.0043374 | 0.0043374 | 0.0043374 | 0.0043374 | 0.0043374 | 0.0043374 | 0.0043374 | 0.0043374 | 0.0043374 | 0.0043374 | 0.0043374 | 0.0043374 | 0.0043374 | 0.0043374 | 0.0043374 | 0.0043374 | 0.0043374 | 0.0043374 | 0.0043374 | 0.0043374 | 0.0043374 | 0.0043374 | 0.0043374 | 0.0043374 | 0.0043374
F3_Commercial_Hospital_New_Food Preparation_Natural Gas_Food Prep Other_E3 | F3 | Commercial | Hospital | New | Food Preparation | Natural Gas | Food Prep Other | E3 | System - kBTUs of Consumption | 0 | 0 | 0 | 0 | 0 | 0 | 0 | 0 | 0 | 0 | 0 | 0 | 0 | 0 | 0 | 0 | 0 | 0 | 0 | 0 | 0 | 0 | 0 | 0 | 0 | 0 | 0 | 0 | 0 | 0 | 0 | 0 | 0
F3_Commercial_Hospital_New_Food Preparation_Natural Gas_Food Prep Other_E4 | F3 | Commercial | Hospital | New | Food Preparation | Natural Gas | Food Prep Other | E4 | System - kBTUs of Consumption | 0 | 0 | 0 | 0 | 0 | 0 | 0 | 0 | 0 | 0 | 0 | 0 | 0 | 0 | 0 | 0 | 0 | 0 | 0 | 0 | 0 | 0 | 0 | 0 | 0 | 0 | 0 | 0 | 0 | 0 | 0 | 0 | 0
F3_Commercial_Hospital_New_Food Preparation_Natural Gas_Food Prep Other_E5 | F3 | Commercial | Hospital | New | Food Preparation | Natural Gas | Food Prep Other | E5 | System - kBTUs of Consumption | 0 | 0 | 0 | 0 | 0 | 0 | 0 | 0 | 0 | 0 | 0 | 0 | 0 | 0 | 0 | 0 | 0 | 0 | 0 | 0 | 0 | 0 | 0 | 0 | 0 | 0 | 0 | 0 | 0 | 0 | 0 | 0 | 0
F3_Commercial_Hospital_New_Food Preparation_Natural Gas_Food Prep Other_E6 | F3 | Commercial | Hospital | New | Food Preparation | Natural Gas | Food Prep Other | E6 | System - kBTUs of Consumption | 0 | 0 | 0 | 0 | 0 | 0 | 0 | 0 | 0 | 0 | 0 | 0 | 0 | 0 | 0 | 0 | 0 | 0 | 0 | 0 | 0 | 0 | 0 | 0 | 0 | 0 | 0 | 0 | 0 | 0 | 0 | 0 | 0
F3_Commercial_Hospital_New_Food Preparation_Natural Gas_Food Prep Other_E7 | F3 | Commercial | Hospital | New | Food Preparation | Natural Gas | Food Prep Other | E7 | System - kBTUs of Consumption | 0 | 0 | 0 | 0 | 0 | 0 | 0 | 0 | 0 | 0 | 0 | 0 | 0 | 0 | 0 | 0 | 0 | 0 | 0 | 0 | 0 | 0 | 0 | 0 | 0 | 0 | 0 | 0 | 0 | 0 | 0 | 0 | 0
F3_Commercial_Hospital_New_Food Preparation_Natural Gas_Food Prep Other_E8 | F3 | Commercial | Hospital | New | Food Preparation | Natural Gas | Food Prep Other | E8 | System - kBTUs of Consumption | 0 | 0 | 0 | 0 | 0 | 0 | 0 | 0 | 0 | 0 | 0 | 0 | 0 | 0 | 0 | 0 | 0 | 0 | 0 | 0 | 0 | 0 | 0 | 0 | 0 | 0 | 0 | 0 | 0 | 0 | 0 | 0 | 0
F3_Commercial_Hospital_New_Food Preparation_Natural Gas_Food Prep Other_E9 | F3 | Commercial | Hospital | New | Food Preparation | Natural Gas | Food Prep Other | E9 | System - kBTUs of Consumption | 0 | 0 | 0 | 0 | 0 | 0 | 0 | 0 | 0 | 0 | 0 | 0 | 0 | 0 | 0 | 0 | 0 | 0 | 0 | 0 | 0 | 0 | 0 | 0 | 0 | 0 | 0 | 0 | 0 | 0 | 0 | 0 | 0
F3_Commercial_Hospital_New_Food Preparation_Natural Gas_Food Prep Other_E10 | F3 | Commercial | Hospital | New | Food Preparation | Natural Gas | Food Prep Other | E10 | System - kBTUs of Consumption | 0 | 0 | 0 | 0 | 0 | 0 | 0 | 0 | 0 | 0 | 0 | 0 | 0 | 0 | 0 | 0 | 0 | 0 | 0 | 0 | 0 | 0 | 0 | 0 | 0 | 0 | 0 | 0 | 0 | 0 | 0 | 0 | 0
F4_Commercial_Hospital_New_Food Preparation_Natural Gas_Food Prep Other_E1 | F4 | Commercial | Hospital | New | Food Preparation | Natural Gas | Food Prep Other | E1 | Utility - Cost of Equipment | 0.085802 | 0.085789 | 0.086201 | 0.085567 | 0.085181 | 0.085462 | 0.086306 | 0.086973 | 0.0878 | 0.088581 | 0.089367 | 0.090088 | 0.090861 | 0.091669 | 0.092441 | 0.093227 | 0.094025 | 0.094893 | 0.095799 | 0.096753 | 0.097692 | 0.098674 | 0.099579 | 0.10052 | 0.10135 | 0.10206 | 0.10271 | 0.10328 | 0.10372 | 0.10408 | 0.10428 | 0.10441 | 0.10441
F4_Commercial_Hospital_New_Food Preparation_Natural Gas_Food Prep Other_E2 | F4 | Commercial | Hospital | New | Food Preparation | Natural Gas | Food Prep Other | E2 | Utility - Cost of Equipment | 0.085802 | 0.085788 | 0.086201 | 0.085566 | 0.085181 | 0.085461 | 0.086306 | 0.086972 | 0.0878 | 0.088581 | 0.089366 | 0.090087 | 0.09086 | 0.091668 | 0.09244 | 0.093226 | 0.094025 | 0.094893 | 0.095798 | 0.096752 | 0.097692 | 0.098673 | 0.099578 | 0.10052 | 0.10134 | 0.10206 | 0.10271 | 0.10328 | 0.10372 | 0.10408 | 0.10427 | 0.10441 | 0.10441
F4_Commercial_Hospital_New_Food Preparation_Natural Gas_Food Prep Other_E3 | F4 | Commercial | Hospital | New | Food Preparation | Natural Gas | Food Prep Other | E3 | Utility - Cost of Equipment | 0 | 0 | 0 | 0 | 0 | 0 | 0 | 0 | 0 | 0 | 0 | 0 | 0 | 0 | 0 | 0 | 0 | 0 | 0 | 0 | 0 | 0 | 0 | 0 | 0 | 0 | 0 | 0 | 0 | 0 | 0 | 0 | 0
F4_Commercial_Hospital_New_Food Preparation_Natural Gas_Food Prep Other_E4 | F4 | Commercial | Hospital | New | Food Preparation | Natural Gas | Food Prep Other | E4 | Utility - Cost of Equipment | 0 | 0 | 0 | 0 | 0 | 0 | 0 | 0 | 0 | 0 | 0 | 0 | 0 | 0 | 0 | 0 | 0 | 0 | 0 | 0 | 0 | 0 | 0 | 0 | 0 | 0 | 0 | 0 | 0 | 0 | 0 | 0 | 0
F4_Commercial_Hospital_New_Food Preparation_Natural Gas_Food Prep Other_E5 | F4 | Commercial | Hospital | New | Food Preparation | Natural Gas | Food Prep Other | E5 | Utility - Cost of Equipment | 0 | 0 | 0 | 0 | 0 | 0 | 0 | 0 | 0 | 0 | 0 | 0 | 0 | 0 | 0 | 0 | 0 | 0 | 0 | 0 | 0 | 0 | 0 | 0 | 0 | 0 | 0 | 0 | 0 | 0 | 0 | 0 | 0
F4_Commercial_Hospital_New_Food Preparation_Natural Gas_Food Prep Other_E6 | F4 | Commercial | Hospital | New | Food Preparation | Natural Gas | Food Prep Other | E6 | Utility - Cost of Equipment | 0 | 0 | 0 | 0 | 0 | 0 | 0 | 0 | 0 | 0 | 0 | 0 | 0 | 0 | 0 | 0 | 0 | 0 | 0 | 0 | 0 | 0 | 0 | 0 | 0 | 0 | 0 | 0 | 0 | 0 | 0 | 0 | 0
F4_Commercial_Hospital_New_Food Preparation_Natural Gas_Food Prep Other_E7 | F4 | Commercial | Hospital | New | Food Preparation | Natural Gas | Food Prep Other | E7 | Utility - Cost of Equipment | 0 | 0 | 0 | 0 | 0 | 0 | 0 | 0 | 0 | 0 | 0 | 0 | 0 | 0 | 0 | 0 | 0 | 0 | 0 | 0 | 0 | 0 | 0 | 0 | 0 | 0 | 0 | 0 | 0 | 0 | 0 | 0 | 0
F4_Commercial_Hospital_New_Food Preparation_Natural Gas_Food Prep Other_E8 | F4 | Commercial | Hospital | New | Food Preparation | Natural Gas | Food Prep Other | E8 | Utility - Cost of Equipment | 0 | 0 | 0 | 0 | 0 | 0 | 0 | 0 | 0 | 0 | 0 | 0 | 0 | 0 | 0 | 0 | 0 | 0 | 0 | 0 | 0 | 0 | 0 | 0 | 0 | 0 | 0 | 0 | 0 | 0 | 0 | 0 | 0
F4_Commercial_Hospital_New_Food Preparation_Natural Gas_Food Prep Other_E9 | F4 | Commercial | Hospital | New | Food Preparation | Natural Gas | Food Prep Other | E9 | Utility - Cost of Equipment | 0 | 0 | 0 | 0 | 0 | 0 | 0 | 0 | 0 | 0 | 0 | 0 | 0 | 0 | 0 | 0 | 0 | 0 | 0 | 0 | 0 | 0 | 0 | 0 | 0 | 0 | 0 | 0 | 0 | 0 | 0 | 0 | 0
F4_Commercial_Hospital_New_Food Preparation_Natural Gas_Food Prep Other_E10 | F4 | Commercial | Hospital | New | Food Preparation | Natural Gas | Food Prep Other | E10 | Utility - Cost of Equipment | 0 | 0 | 0 | 0 | 0 | 0 | 0 | 0 | 0 | 0 | 0 | 0 | 0 | 0 | 0 | 0 | 0 | 0 | 0 | 0 | 0 | 0 | 0 | 0 | 0 | 0 | 0 | 0 | 0 | 0 | 0 | 0 | 0
F5_Commercial_Hospital_New_Food Preparation_Natural Gas_Food Prep Other_E1 | F5 | Commercial | Hospital | New | Food Preparation | Natural Gas | Food Prep Other | E1 | Utility - Cost of Operation | 0.0043331 | 0.0043331 | 0.0043331 | 0.0043331 | 0.0043331 | 0.0043331 | 0.0043331 | 0.0043331 | 0.0043331 | 0.0043331 | 0.0043331 | 0.0043331 | 0.0043331 | 0.0043331 | 0.0043331 | 0.0043331 | 0.0043331 | 0.0043331 | 0.0043331 | 0.0043331 | 0.0043331 | 0.0043331 | 0.0043331 | 0.0043331 | 0.0043331 | 0.0043331 | 0.0043331 | 0.0043331 | 0.0043331 | 0.0043331 | 0.0043331 | 0.0043331 | 0.0043331
F5_Commercial_Hospital_New_Food Preparation_Natural Gas_Food Prep Other_E2 | F5 | Commercial | Hospital | New | Food Preparation | Natural Gas | Food Prep Other | E2 | Utility - Cost of Operation | 0.0043374 | 0.0043374 | 0.0043374 | 0.0043374 | 0.0043374 | 0.0043374 | 0.0043374 | 0.0043374 | 0.0043374 | 0.0043374 | 0.0043374 | 0.0043374 | 0.0043374 | 0.0043374 | 0.0043374 | 0.0043374 | 0.0043374 | 0.0043374 | 0.0043374 | 0.0043374 | 0.0043374 | 0.0043374 | 0.0043374 | 0.0043374 | 0.0043374 | 0.0043374 | 0.0043374 | 0.0043374 | 0.0043374 | 0.0043374 | 0.0043374 | 0.0043374 | 0.0043374
F5_Commercial_Hospital_New_Food Preparation_Natural Gas_Food Prep Other_E3 | F5 | Commercial | Hospital | New | Food Preparation | Natural Gas | Food Prep Other | E3 | Utility - Cost of Operation | 0 | 0 | 0 | 0 | 0 | 0 | 0 | 0 | 0 | 0 | 0 | 0 | 0 | 0 | 0 | 0 | 0 | 0 | 0 | 0 | 0 | 0 | 0 | 0 | 0 | 0 | 0 | 0 | 0 | 0 | 0 | 0 | 0
F5_Commercial_Hospital_New_Food Preparation_Natural Gas_Food Prep Other_E4 | F5 | Commercial | Hospital | New | Food Preparation | Natural Gas | Food Prep Other | E4 | Utility - Cost of Operation | 0 | 0 | 0 | 0 | 0 | 0 | 0 | 0 | 0 | 0 | 0 | 0 | 0 | 0 | 0 | 0 | 0 | 0 | 0 | 0 | 0 | 0 | 0 | 0 | 0 | 0 | 0 | 0 | 0 | 0 | 0 | 0 | 0
F5_Commercial_Hospital_New_Food Preparation_Natural Gas_Food Prep Other_E5 | F5 | Commercial | Hospital | New | Food Preparation | Natural Gas | Food Prep Other | E5 | Utility - Cost of Operation | 0 | 0 | 0 | 0 | 0 | 0 | 0 | 0 | 0 | 0 | 0 | 0 | 0 | 0 | 0 | 0 | 0 | 0 | 0 | 0 | 0 | 0 | 0 | 0 | 0 | 0 | 0 | 0 | 0 | 0 | 0 | 0 | 0
F5_Commercial_Hospital_New_Food Preparation_Natural Gas_Food Prep Other_E6 | F5 | Commercial | Hospital | New | Food Preparation | Natural Gas | Food Prep Other | E6 | Utility - Cost of Operation | 0 | 0 | 0 | 0 | 0 | 0 | 0 | 0 | 0 | 0 | 0 | 0 | 0 | 0 | 0 | 0 | 0 | 0 | 0 | 0 | 0 | 0 | 0 | 0 | 0 | 0 | 0 | 0 | 0 | 0 | 0 | 0 | 0
F5_Commercial_Hospital_New_Food Preparation_Natural Gas_Food Prep Other_E7 | F5 | Commercial | Hospital | New | Food Preparation | Natural Gas | Food Prep Other | E7 | Utility - Cost of Operation | 0 | 0 | 0 | 0 | 0 | 0 | 0 | 0 | 0 | 0 | 0 | 0 | 0 | 0 | 0 | 0 | 0 | 0 | 0 | 0 | 0 | 0 | 0 | 0 | 0 | 0 | 0 | 0 | 0 | 0 | 0 | 0 | 0
F5_Commercial_Hospital_New_Food Preparation_Natural Gas_Food Prep Other_E8 | F5 | Commercial | Hospital | New | Food Preparation | Natural Gas | Food Prep Other | E8 | Utility - Cost of Operation | 0 | 0 | 0 | 0 | 0 | 0 | 0 | 0 | 0 | 0 | 0 | 0 | 0 | 0 | 0 | 0 | 0 | 0 | 0 | 0 | 0 | 0 | 0 | 0 | 0 | 0 | 0 | 0 | 0 | 0 | 0 | 0 | 0
F5_Commercial_Hospital_New_Food Preparation_Natural Gas_Food Prep Other_E9 | F5 | Commercial | Hospital | New | Food Preparation | Natural Gas | Food Prep Other | E9 | Utility - Cost of Operation | 0 | 0 | 0 | 0 | 0 | 0 | 0 | 0 | 0 | 0 | 0 | 0 | 0 | 0 | 0 | 0 | 0 | 0 | 0 | 0 | 0 | 0 | 0 | 0 | 0 | 0 | 0 | 0 | 0 | 0 | 0 | 0 | 0
F5_Commercial_Hospital_New_Food Preparation_Natural Gas_Food Prep Other_E10 | F5 | Commercial | Hospital | New | Food Preparation | Natural Gas | Food Prep Other | E10 | Utility - Cost of Operation | 0 | 0 | 0 | 0 | 0 | 0 | 0 | 0 | 0 | 0 | 0 | 0 | 0 | 0 | 0 | 0 | 0 | 0 | 0 | 0 | 0 | 0 | 0 | 0 | 0 | 0 | 0 | 0 | 0 | 0 | 0 | 0 | 0
F6_Commercial_Hospital_New_Food Preparation_Natural Gas_Food Prep Other_E1 | F6 | Commercial | Hospital | New | Food Preparation | Natural Gas | Food Prep Other | E1 | Utility - Value of Sales | 0.04539 | 0.045634 | 0.046027 | 0.045941 | 0.045941 | 0.045941 | 0.045941 | 0.045941 | 0.045941 | 0.045941 | 0.045941 | 0.045941 | 0.045941 | 0.045941 | 0.045941 | 0.045941 | 0.045941 | 0.045941 | 0.045941 | 0.045941 | 0.045941 | 0.045941 | 0.045941 | 0.045941 | 0.045941 | 0.045941 | 0.045941 | 0.045941 | 0.045941 | 0.045941 | 0.045941 | 0.045941 | 0.045941
F6_Commercial_Hospital_New_Food Preparation_Natural Gas_Food Prep Other_E2 | F6 | Commercial | Hospital | New | Food Preparation | Natural Gas | Food Prep Other | E2 | Utility - Value of Sales | 0.045389 | 0.045634 | 0.046026 | 0.04594 | 0.04594 | 0.04594 | 0.04594 | 0.04594 | 0.04594 | 0.04594 | 0.04594 | 0.04594 | 0.04594 | 0.04594 | 0.04594 | 0.04594 | 0.04594 | 0.04594 | 0.04594 | 0.04594 | 0.04594 | 0.04594 | 0.04594 | 0.04594 | 0.04594 | 0.04594 | 0.04594 | 0.04594 | 0.04594 | 0.04594 | 0.04594 | 0.04594 | 0.04594
F6_Commercial_Hospital_New_Food Preparation_Natural Gas_Food Prep Other_E3 | F6 | Commercial | Hospital | New | Food Preparation | Natural Gas | Food Prep Other | E3 | Utility - Value of Sales | 0 | 0 | 0 | 0 | 0 | 0 | 0 | 0 | 0 | 0 | 0 | 0 | 0 | 0 | 0 | 0 | 0 | 0 | 0 | 0 | 0 | 0 | 0 | 0 | 0 | 0 | 0 | 0 | 0 | 0 | 0 | 0 | 0
F6_Commercial_Hospital_New_Food Preparation_Natural Gas_Food Prep Other_E4 | F6 | Commercial | Hospital | New | Food Preparation | Natural Gas | Food Prep Other | E4 | Utility - Value of Sales | 0 | 0 | 0 | 0 | 0 | 0 | 0 | 0 | 0 | 0 | 0 | 0 | 0 | 0 | 0 | 0 | 0 | 0 | 0 | 0 | 0 | 0 | 0 | 0 | 0 | 0 | 0 | 0 | 0 | 0 | 0 | 0 | 0
F6_Commercial_Hospital_New_Food Preparation_Natural Gas_Food Prep Other_E5 | F6 | Commercial | Hospital | New | Food Preparation | Natural Gas | Food Prep Other | E5 | Utility - Value of Sales | 0 | 0 | 0 | 0 | 0 | 0 | 0 | 0 | 0 | 0 | 0 | 0 | 0 | 0 | 0 | 0 | 0 | 0 | 0 | 0 | 0 | 0 | 0 | 0 | 0 | 0 | 0 | 0 | 0 | 0 | 0 | 0 | 0
F6_Commercial_Hospital_New_Food Preparation_Natural Gas_Food Prep Other_E6 | F6 | Commercial | Hospital | New | Food Preparation | Natural Gas | Food Prep Other | E6 | Utility - Value of Sales | 0 | 0 | 0 | 0 | 0 | 0 | 0 | 0 | 0 | 0 | 0 | 0 | 0 | 0 | 0 | 0 | 0 | 0 | 0 | 0 | 0 | 0 | 0 | 0 | 0 | 0 | 0 | 0 | 0 | 0 | 0 | 0 | 0
F6_Commercial_Hospital_New_Food Preparation_Natural Gas_Food Prep Other_E7 | F6 | Commercial | Hospital | New | Food Preparation | Natural Gas | Food Prep Other | E7 | Utility - Value of Sales | 0 | 0 | 0 | 0 | 0 | 0 | 0 | 0 | 0 | 0 | 0 | 0 | 0 | 0 | 0 | 0 | 0 | 0 | 0 | 0 | 0 | 0 | 0 | 0 | 0 | 0 | 0 | 0 | 0 | 0 | 0 | 0 | 0
F6_Commercial_Hospital_New_Food Preparation_Natural Gas_Food Prep Other_E8 | F6 | Commercial | Hospital | New | Food Preparation | Natural Gas | Food Prep Other | E8 | Utility - Value of Sales | 0 | 0 | 0 | 0 | 0 | 0 | 0 | 0 | 0 | 0 | 0 | 0 | 0 | 0 | 0 | 0 | 0 | 0 | 0 | 0 | 0 | 0 | 0 | 0 | 0 | 0 | 0 | 0 | 0 | 0 | 0 | 0 | 0
F6_Commercial_Hospital_New_Food Preparation_Natural Gas_Food Prep Other_E9 | F6 | Commercial | Hospital | New | Food Preparation | Natural Gas | Food Prep Other | E9 | Utility - Value of Sales | 0 | 0 | 0 | 0 | 0 | 0 | 0 | 0 | 0 | 0 | 0 | 0 | 0 | 0 | 0 | 0 | 0 | 0 | 0 | 0 | 0 | 0 | 0 | 0 | 0 | 0 | 0 | 0 | 0 | 0 | 0 | 0 | 0
F6_Commercial_Hospital_New_Food Preparation_Natural Gas_Food Prep Other_E10 | F6 | Commercial | Hospital | New | Food Preparation | Natural Gas | Food Prep Other | E10 | Utility - Value of Sales | 0 | 0 | 0 | 0 | 0 | 0 | 0 | 0 | 0 | 0 | 0 | 0 | 0 | 0 | 0 | 0 | 0 | 0 | 0 | 0 | 0 | 0 | 0 | 0 | 0 | 0 | 0 | 0 | 0 | 0 | 0 | 0 | 0
F1_Commercial_Hospital_New_Miscellaneous_Natural Gas_Pool Heater_E1 | F1 | Commercial | Hospital | New | Miscellaneous | Natural Gas | Pool Heater | E1 | RVT - Cost of Equipment | 0 | 0 | 0 | 0 | 0 | 0 | 0 | 0 | 0 | 0 | 0 | 0 | 0 | 0 | 0 | 0 | 0 | 0 | 0 | 0 | 0 | 0 | 0 | 0 | 0 | 0 | 0 | 0 | 0 | 0 | 0 | 0 | 0
F1_Commercial_Hospital_New_Miscellaneous_Natural Gas_Pool Heater_E2 | F1 | Commercial | Hospital | New | Miscellaneous | Natural Gas | Pool Heater | E2 | RVT - Cost of Equipment | 0 | 0 | 0 | 0 | 0 | 0 | 0 | 0 | 0 | 0 | 0 | 0 | 0 | 0 | 0 | 0 | 0 | 0 | 0 | 0 | 0 | 0 | 0 | 0 | 0 | 0 | 0 | 0 | 0 | 0 | 0 | 0 | 0
F1_Commercial_Hospital_New_Miscellaneous_Natural Gas_Pool Heater_E3 | F1 | Commercial | Hospital | New | Miscellaneous | Natural Gas | Pool Heater | E3 | RVT - Cost of Equipment | 0 | 0 | 0 | 0 | 0 | 0 | 0 | 0 | 0 | 0 | 0 | 0 | 0 | 0 | 0 | 0 | 0 | 0 | 0 | 0 | 0 | 0 | 0 | 0 | 0 | 0 | 0 | 0 | 0 | 0 | 0 | 0 | 0
F1_Commercial_Hospital_New_Miscellaneous_Natural Gas_Pool Heater_E4 | F1 | Commercial | Hospital | New | Miscellaneous | Natural Gas | Pool Heater | E4 | RVT - Cost of Equipment | 0 | 0 | 0 | 0 | 0 | 0 | 0 | 0 | 0 | 0 | 0 | 0 | 0 | 0 | 0 | 0 | 0 | 0 | 0 | 0 | 0 | 0 | 0 | 0 | 0 | 0 | 0 | 0 | 0 | 0 | 0 | 0 | 0
F1_Commercial_Hospital_New_Miscellaneous_Natural Gas_Pool Heater_E5 | F1 | Commercial | Hospital | New | Miscellaneous | Natural Gas | Pool Heater | E5 | RVT - Cost of Equipment | 0 | 0 | 0 | 0 | 0 | 0 | 0 | 0 | 0 | 0 | 0 | 0 | 0 | 0 | 0 | 0 | 0 | 0 | 0 | 0 | 0 | 0 | 0 | 0 | 0 | 0 | 0 | 0 | 0 | 0 | 0 | 0 | 0
F1_Commercial_Hospital_New_Miscellaneous_Natural Gas_Pool Heater_E6 | F1 | Commercial | Hospital | New | Miscellaneous | Natural Gas | Pool Heater | E6 | RVT - Cost of Equipment | 0 | 0 | 0 | 0 | 0 | 0 | 0 | 0 | 0 | 0 | 0 | 0 | 0 | 0 | 0 | 0 | 0 | 0 | 0 | 0 | 0 | 0 | 0 | 0 | 0 | 0 | 0 | 0 | 0 | 0 | 0 | 0 | 0
F1_Commercial_Hospital_New_Miscellaneous_Natural Gas_Pool Heater_E7 | F1 | Commercial | Hospital | New | Miscellaneous | Natural Gas | Pool Heater | E7 | RVT - Cost of Equipment | 0 | 0 | 0 | 0 | 0 | 0 | 0 | 0 | 0 | 0 | 0 | 0 | 0 | 0 | 0 | 0 | 0 | 0 | 0 | 0 | 0 | 0 | 0 | 0 | 0 | 0 | 0 | 0 | 0 | 0 | 0 | 0 | 0
F1_Commercial_Hospital_New_Miscellaneous_Natural Gas_Pool Heater_E8 | F1 | Commercial | Hospital | New | Miscellaneous | Natural Gas | Pool Heater | E8 | RVT - Cost of Equipment | 0 | 0 | 0 | 0 | 0 | 0 | 0 | 0 | 0 | 0 | 0 | 0 | 0 | 0 | 0 | 0 | 0 | 0 | 0 | 0 | 0 | 0 | 0 | 0 | 0 | 0 | 0 | 0 | 0 | 0 | 0 | 0 | 0
F1_Commercial_Hospital_New_Miscellaneous_Natural Gas_Pool Heater_E9 | F1 | Commercial | Hospital | New | Miscellaneous | Natural Gas | Pool Heater | E9 | RVT - Cost of Equipment | 0 | 0 | 0 | 0 | 0 | 0 | 0 | 0 | 0 | 0 | 0 | 0 | 0 | 0 | 0 | 0 | 0 | 0 | 0 | 0 | 0 | 0 | 0 | 0 | 0 | 0 | 0 | 0 | 0 | 0 | 0 | 0 | 0
F1_Commercial_Hospital_New_Miscellaneous_Natural Gas_Pool Heater_E10 | F1 | Commercial | Hospital | New | Miscellaneous | Natural Gas | Pool Heater | E10 | RVT - Cost of Equipment | 0 | 0 | 0 | 0 | 0 | 0 | 0 | 0 | 0 | 0 | 0 | 0 | 0 | 0 | 0 | 0 | 0 | 0 | 0 | 0 | 0 | 0 | 0 | 0 | 0 | 0 | 0 | 0 | 0 | 0 | 0 | 0 | 0
F2_Commercial_Hospital_New_Miscellaneous_Natural Gas_Pool Heater_E1 | F2 | Commercial | Hospital | New | Miscellaneous | Natural Gas | Pool Heater | E1 | RVT - Cost of Operation | 0 | 0 | 0 | 0 | 0 | 0 | 0 | 0 | 0 | 0 | 0 | 0 | 0 | 0 | 0 | 0 | 0 | 0 | 0 | 0 | 0 | 0 | 0 | 0 | 0 | 0 | 0 | 0 | 0 | 0 | 0 | 0 | 0
F2_Commercial_Hospital_New_Miscellaneous_Natural Gas_Pool Heater_E2 | F2 | Commercial | Hospital | New | Miscellaneous | Natural Gas | Pool Heater | E2 | RVT - Cost of Operation | 0 | 0 | 0 | 0 | 0 | 0 | 0 | 0 | 0 | 0 | 0 | 0 | 0 | 0 | 0 | 0 | 0 | 0 | 0 | 0 | 0 | 0 | 0 | 0 | 0 | 0 | 0 | 0 | 0 | 0 | 0 | 0 | 0
F2_Commercial_Hospital_New_Miscellaneous_Natural Gas_Pool Heater_E3 | F2 | Commercial | Hospital | New | Miscellaneous | Natural Gas | Pool Heater | E3 | RVT - Cost of Operation | 0 | 0 | 0 | 0 | 0 | 0 | 0 | 0 | 0 | 0 | 0 | 0 | 0 | 0 | 0 | 0 | 0 | 0 | 0 | 0 | 0 | 0 | 0 | 0 | 0 | 0 | 0 | 0 | 0 | 0 | 0 | 0 | 0
F2_Commercial_Hospital_New_Miscellaneous_Natural Gas_Pool Heater_E4 | F2 | Commercial | Hospital | New | Miscellaneous | Natural Gas | Pool Heater | E4 | RVT - Cost of Operation | 0 | 0 | 0 | 0 | 0 | 0 | 0 | 0 | 0 | 0 | 0 | 0 | 0 | 0 | 0 | 0 | 0 | 0 | 0 | 0 | 0 | 0 | 0 | 0 | 0 | 0 | 0 | 0 | 0 | 0 | 0 | 0 | 0
F2_Commercial_Hospital_New_Miscellaneous_Natural Gas_Pool Heater_E5 | F2 | Commercial | Hospital | New | Miscellaneous | Natural Gas | Pool Heater | E5 | RVT - Cost of Operation | 0 | 0 | 0 | 0 | 0 | 0 | 0 | 0 | 0 | 0 | 0 | 0 | 0 | 0 | 0 | 0 | 0 | 0 | 0 | 0 | 0 | 0 | 0 | 0 | 0 | 0 | 0 | 0 | 0 | 0 | 0 | 0 | 0
F2_Commercial_Hospital_New_Miscellaneous_Natural Gas_Pool Heater_E6 | F2 | Commercial | Hospital | New | Miscellaneous | Natural Gas | Pool Heater | E6 | RVT - Cost of Operation | 0 | 0 | 0 | 0 | 0 | 0 | 0 | 0 | 0 | 0 | 0 | 0 | 0 | 0 | 0 | 0 | 0 | 0 | 0 | 0 | 0 | 0 | 0 | 0 | 0 | 0 | 0 | 0 | 0 | 0 | 0 | 0 | 0
F2_Commercial_Hospital_New_Miscellaneous_Natural Gas_Pool Heater_E7 | F2 | Commercial | Hospital | New | Miscellaneous | Natural Gas | Pool Heater | E7 | RVT - Cost of Operation | 0 | 0 | 0 | 0 | 0 | 0 | 0 | 0 | 0 | 0 | 0 | 0 | 0 | 0 | 0 | 0 | 0 | 0 | 0 | 0 | 0 | 0 | 0 | 0 | 0 | 0 | 0 | 0 | 0 | 0 | 0 | 0 | 0
F2_Commercial_Hospital_New_Miscellaneous_Natural Gas_Pool Heater_E8 | F2 | Commercial | Hospital | New | Miscellaneous | Natural Gas | Pool Heater | E8 | RVT - Cost of Operation | 0 | 0 | 0 | 0 | 0 | 0 | 0 | 0 | 0 | 0 | 0 | 0 | 0 | 0 | 0 | 0 | 0 | 0 | 0 | 0 | 0 | 0 | 0 | 0 | 0 | 0 | 0 | 0 | 0 | 0 | 0 | 0 | 0
F2_Commercial_Hospital_New_Miscellaneous_Natural Gas_Pool Heater_E9 | F2 | Commercial | Hospital | New | Miscellaneous | Natural Gas | Pool Heater | E9 | RVT - Cost of Operation | 0 | 0 | 0 | 0 | 0 | 0 | 0 | 0 | 0 | 0 | 0 | 0 | 0 | 0 | 0 | 0 | 0 | 0 | 0 | 0 | 0 | 0 | 0 | 0 | 0 | 0 | 0 | 0 | 0 | 0 | 0 | 0 | 0
F2_Commercial_Hospital_New_Miscellaneous_Natural Gas_Pool Heater_E10 | F2 | Commercial | Hospital | New | Miscellaneous | Natural Gas | Pool Heater | E10 | RVT - Cost of Operation | 0 | 0 | 0 | 0 | 0 | 0 | 0 | 0 | 0 | 0 | 0 | 0 | 0 | 0 | 0 | 0 | 0 | 0 | 0 | 0 | 0 | 0 | 0 | 0 | 0 | 0 | 0 | 0 | 0 | 0 | 0 | 0 | 0
F3_Commercial_Hospital_New_Miscellaneous_Natural Gas_Pool Heater_E1 | F3 | Commercial | Hospital | New | Miscellaneous | Natural Gas | Pool Heater | E1 | System - kBTUs of Consumption | 0.002528 | 0.002528 | 0.002528 | 0.002528 | 0.002528 | 0.002528 | 0.002528 | 0.002528 | 0.002528 | 0.002528 | 0.002528 | 0.002528 | 0.002528 | 0.002528 | 0.002528 | 0.002528 | 0.002528 | 0.002528 | 0.002528 | 0.002528 | 0.002528 | 0.002528 | 0.002528 | 0.002528 | 0.002528 | 0.002528 | 0.002528 | 0.002528 | 0.002528 | 0.002528 | 0.002528 | 0.002528 | 0.002528
F3_Commercial_Hospital_New_Miscellaneous_Natural Gas_Pool Heater_E2 | F3 | Commercial | Hospital | New | Miscellaneous | Natural Gas | Pool Heater | E2 | System - kBTUs of Consumption | 0.0041394 | 0.0041394 | 0.0041394 | 0.0041394 | 0.0041394 | 0.0041394 | 0.0041394 | 0.0041394 | 0.0041394 | 0.0041394 | 0.0041394 | 0.0041394 | 0.0041394 | 0.0041394 | 0.0041394 | 0.0041394 | 0.0041394 | 0.0041394 | 0.0041394 | 0.0041394 | 0.0041394 | 0.0041394 | 0.0041394 | 0.0041394 | 0.0041394 | 0.0041394 | 0.0041394 | 0.0041394 | 0.0041394 | 0.0041394 | 0.0041394 | 0.0041394 | 0.0041394
F3_Commercial_Hospital_New_Miscellaneous_Natural Gas_Pool Heater_E3 | F3 | Commercial | Hospital | New | Miscellaneous | Natural Gas | Pool Heater | E3 | System - kBTUs of Consumption | 0 | 0 | 0 | 0 | 0 | 0 | 0 | 0 | 0 | 0 | 0 | 0 | 0 | 0 | 0 | 0 | 0 | 0 | 0 | 0 | 0 | 0 | 0 | 0 | 0 | 0 | 0 | 0 | 0 | 0 | 0 | 0 | 0
F3_Commercial_Hospital_New_Miscellaneous_Natural Gas_Pool Heater_E4 | F3 | Commercial | Hospital | New | Miscellaneous | Natural Gas | Pool Heater | E4 | System - kBTUs of Consumption | 0 | 0 | 0 | 0 | 0 | 0 | 0 | 0 | 0 | 0 | 0 | 0 | 0 | 0 | 0 | 0 | 0 | 0 | 0 | 0 | 0 | 0 | 0 | 0 | 0 | 0 | 0 | 0 | 0 | 0 | 0 | 0 | 0
F3_Commercial_Hospital_New_Miscellaneous_Natural Gas_Pool Heater_E5 | F3 | Commercial | Hospital | New | Miscellaneous | Natural Gas | Pool Heater | E5 | System - kBTUs of Consumption | 0 | 0 | 0 | 0 | 0 | 0 | 0 | 0 | 0 | 0 | 0 | 0 | 0 | 0 | 0 | 0 | 0 | 0 | 0 | 0 | 0 | 0 | 0 | 0 | 0 | 0 | 0 | 0 | 0 | 0 | 0 | 0 | 0
F3_Commercial_Hospital_New_Miscellaneous_Natural Gas_Pool Heater_E6 | F3 | Commercial | Hospital | New | Miscellaneous | Natural Gas | Pool Heater | E6 | System - kBTUs of Consumption | 0 | 0 | 0 | 0 | 0 | 0 | 0 | 0 | 0 | 0 | 0 | 0 | 0 | 0 | 0 | 0 | 0 | 0 | 0 | 0 | 0 | 0 | 0 | 0 | 0 | 0 | 0 | 0 | 0 | 0 | 0 | 0 | 0
F3_Commercial_Hospital_New_Miscellaneous_Natural Gas_Pool Heater_E7 | F3 | Commercial | Hospital | New | Miscellaneous | Natural Gas | Pool Heater | E7 | System - kBTUs of Consumption | 0 | 0 | 0 | 0 | 0 | 0 | 0 | 0 | 0 | 0 | 0 | 0 | 0 | 0 | 0 | 0 | 0 | 0 | 0 | 0 | 0 | 0 | 0 | 0 | 0 | 0 | 0 | 0 | 0 | 0 | 0 | 0 | 0
F3_Commercial_Hospital_New_Miscellaneous_Natural Gas_Pool Heater_E8 | F3 | Commercial | Hospital | New | Miscellaneous | Natural Gas | Pool Heater | E8 | System - kBTUs of Consumption | 0 | 0 | 0 | 0 | 0 | 0 | 0 | 0 | 0 | 0 | 0 | 0 | 0 | 0 | 0 | 0 | 0 | 0 | 0 | 0 | 0 | 0 | 0 | 0 | 0 | 0 | 0 | 0 | 0 | 0 | 0 | 0 | 0
F3_Commercial_Hospital_New_Miscellaneous_Natural Gas_Pool Heater_E9 | F3 | Commercial | Hospital | New | Miscellaneous | Natural Gas | Pool Heater | E9 | System - kBTUs of Consumption | 0 | 0 | 0 | 0 | 0 | 0 | 0 | 0 | 0 | 0 | 0 | 0 | 0 | 0 | 0 | 0 | 0 | 0 | 0 | 0 | 0 | 0 | 0 | 0 | 0 | 0 | 0 | 0 | 0 | 0 | 0 | 0 | 0
F3_Commercial_Hospital_New_Miscellaneous_Natural Gas_Pool Heater_E10 | F3 | Commercial | Hospital | New | Miscellaneous | Natural Gas | Pool Heater | E10 | System - kBTUs of Consumption | 0 | 0 | 0 | 0 | 0 | 0 | 0 | 0 | 0 | 0 | 0 | 0 | 0 | 0 | 0 | 0 | 0 | 0 | 0 | 0 | 0 | 0 | 0 | 0 | 0 | 0 | 0 | 0 | 0 | 0 | 0 | 0 | 0
F4_Commercial_Hospital_New_Miscellaneous_Natural Gas_Pool Heater_E1 | F4 | Commercial | Hospital | New | Miscellaneous | Natural Gas | Pool Heater | E1 | Utility - Cost of Equipment | 0 | 0 | 0 | 0 | 0 | 0 | 0 | 0 | 0 | 0 | 0 | 0 | 0 | 0 | 0 | 0 | 0 | 0 | 0 | 0 | 0 | 0 | 0 | 0 | 0 | 0 | 0 | 0 | 0 | 0 | 0 | 0 | 0
F4_Commercial_Hospital_New_Miscellaneous_Natural Gas_Pool Heater_E2 | F4 | Commercial | Hospital | New | Miscellaneous | Natural Gas | Pool Heater | E2 | Utility - Cost of Equipment | 0 | 0 | 0 | 0 | 0 | 0 | 0 | 0 | 0 | 0 | 0 | 0 | 0 | 0 | 0 | 0 | 0 | 0 | 0 | 0 | 0 | 0 | 0 | 0 | 0 | 0 | 0 | 0 | 0 | 0 | 0 | 0 | 0
F4_Commercial_Hospital_New_Miscellaneous_Natural Gas_Pool Heater_E3 | F4 | Commercial | Hospital | New | Miscellaneous | Natural Gas | Pool Heater | E3 | Utility - Cost of Equipment | 0 | 0 | 0 | 0 | 0 | 0 | 0 | 0 | 0 | 0 | 0 | 0 | 0 | 0 | 0 | 0 | 0 | 0 | 0 | 0 | 0 | 0 | 0 | 0 | 0 | 0 | 0 | 0 | 0 | 0 | 0 | 0 | 0
F4_Commercial_Hospital_New_Miscellaneous_Natural Gas_Pool Heater_E4 | F4 | Commercial | Hospital | New | Miscellaneous | Natural Gas | Pool Heater | E4 | Utility - Cost of Equipment | 0 | 0 | 0 | 0 | 0 | 0 | 0 | 0 | 0 | 0 | 0 | 0 | 0 | 0 | 0 | 0 | 0 | 0 | 0 | 0 | 0 | 0 | 0 | 0 | 0 | 0 | 0 | 0 | 0 | 0 | 0 | 0 | 0
F4_Commercial_Hospital_New_Miscellaneous_Natural Gas_Pool Heater_E5 | F4 | Commercial | Hospital | New | Miscellaneous | Natural Gas | Pool Heater | E5 | Utility - Cost of Equipment | 0 | 0 | 0 | 0 | 0 | 0 | 0 | 0 | 0 | 0 | 0 | 0 | 0 | 0 | 0 | 0 | 0 | 0 | 0 | 0 | 0 | 0 | 0 | 0 | 0 | 0 | 0 | 0 | 0 | 0 | 0 | 0 | 0
F4_Commercial_Hospital_New_Miscellaneous_Natural Gas_Pool Heater_E6 | F4 | Commercial | Hospital | New | Miscellaneous | Natural Gas | Pool Heater | E6 | Utility - Cost of Equipment | 0 | 0 | 0 | 0 | 0 | 0 | 0 | 0 | 0 | 0 | 0 | 0 | 0 | 0 | 0 | 0 | 0 | 0 | 0 | 0 | 0 | 0 | 0 | 0 | 0 | 0 | 0 | 0 | 0 | 0 | 0 | 0 | 0
F4_Commercial_Hospital_New_Miscellaneous_Natural Gas_Pool Heater_E7 | F4 | Commercial | Hospital | New | Miscellaneous | Natural Gas | Pool Heater | E7 | Utility - Cost of Equipment | 0 | 0 | 0 | 0 | 0 | 0 | 0 | 0 | 0 | 0 | 0 | 0 | 0 | 0 | 0 | 0 | 0 | 0 | 0 | 0 | 0 | 0 | 0 | 0 | 0 | 0 | 0 | 0 | 0 | 0 | 0 | 0 | 0
F4_Commercial_Hospital_New_Miscellaneous_Natural Gas_Pool Heater_E8 | F4 | Commercial | Hospital | New | Miscellaneous | Natural Gas | Pool Heater | E8 | Utility - Cost of Equipment | 0 | 0 | 0 | 0 | 0 | 0 | 0 | 0 | 0 | 0 | 0 | 0 | 0 | 0 | 0 | 0 | 0 | 0 | 0 | 0 | 0 | 0 | 0 | 0 | 0 | 0 | 0 | 0 | 0 | 0 | 0 | 0 | 0
F4_Commercial_Hospital_New_Miscellaneous_Natural Gas_Pool Heater_E9 | F4 | Commercial | Hospital | New | Miscellaneous | Natural Gas | Pool Heater | E9 | Utility - Cost of Equipment | 0 | 0 | 0 | 0 | 0 | 0 | 0 | 0 | 0 | 0 | 0 | 0 | 0 | 0 | 0 | 0 | 0 | 0 | 0 | 0 | 0 | 0 | 0 | 0 | 0 | 0 | 0 | 0 | 0 | 0 | 0 | 0 | 0
F4_Commercial_Hospital_New_Miscellaneous_Natural Gas_Pool Heater_E10 | F4 | Commercial | Hospital | New | Miscellaneous | Natural Gas | Pool Heater | E10 | Utility - Cost of Equipment | 0 | 0 | 0 | 0 | 0 | 0 | 0 | 0 | 0 | 0 | 0 | 0 | 0 | 0 | 0 | 0 | 0 | 0 | 0 | 0 | 0 | 0 | 0 | 0 | 0 | 0 | 0 | 0 | 0 | 0 | 0 | 0 | 0
F5_Commercial_Hospital_New_Miscellaneous_Natural Gas_Pool Heater_E1 | F5 | Commercial | Hospital | New | Miscellaneous | Natural Gas | Pool Heater | E1 | Utility - Cost of Operation | 0.002528 | 0.002528 | 0.002528 | 0.002528 | 0.002528 | 0.002528 | 0.002528 | 0.002528 | 0.002528 | 0.002528 | 0.002528 | 0.002528 | 0.002528 | 0.002528 | 0.002528 | 0.002528 | 0.002528 | 0.002528 | 0.002528 | 0.002528 | 0.002528 | 0.002528 | 0.002528 | 0.002528 | 0.002528 | 0.002528 | 0.002528 | 0.002528 | 0.002528 | 0.002528 | 0.002528 | 0.002528 | 0.002528
F5_Commercial_Hospital_New_Miscellaneous_Natural Gas_Pool Heater_E2 | F5 | Commercial | Hospital | New | Miscellaneous | Natural Gas | Pool Heater | E2 | Utility - Cost of Operation | 0.0041394 | 0.0041394 | 0.0041394 | 0.0041394 | 0.0041394 | 0.0041394 | 0.0041394 | 0.0041394 | 0.0041394 | 0.0041394 | 0.0041394 | 0.0041394 | 0.0041394 | 0.0041394 | 0.0041394 | 0.0041394 | 0.0041394 | 0.0041394 | 0.0041394 | 0.0041394 | 0.0041394 | 0.0041394 | 0.0041394 | 0.0041394 | 0.0041394 | 0.0041394 | 0.0041394 | 0.0041394 | 0.0041394 | 0.0041394 | 0.0041394 | 0.0041394 | 0.0041394
F5_Commercial_Hospital_New_Miscellaneous_Natural Gas_Pool Heater_E3 | F5 | Commercial | Hospital | New | Miscellaneous | Natural Gas | Pool Heater | E3 | Utility - Cost of Operation | 0 | 0 | 0 | 0 | 0 | 0 | 0 | 0 | 0 | 0 | 0 | 0 | 0 | 0 | 0 | 0 | 0 | 0 | 0 | 0 | 0 | 0 | 0 | 0 | 0 | 0 | 0 | 0 | 0 | 0 | 0 | 0 | 0
F5_Commercial_Hospital_New_Miscellaneous_Natural Gas_Pool Heater_E4 | F5 | Commercial | Hospital | New | Miscellaneous | Natural Gas | Pool Heater | E4 | Utility - Cost of Operation | 0 | 0 | 0 | 0 | 0 | 0 | 0 | 0 | 0 | 0 | 0 | 0 | 0 | 0 | 0 | 0 | 0 | 0 | 0 | 0 | 0 | 0 | 0 | 0 | 0 | 0 | 0 | 0 | 0 | 0 | 0 | 0 | 0
F5_Commercial_Hospital_New_Miscellaneous_Natural Gas_Pool Heater_E5 | F5 | Commercial | Hospital | New | Miscellaneous | Natural Gas | Pool Heater | E5 | Utility - Cost of Operation | 0 | 0 | 0 | 0 | 0 | 0 | 0 | 0 | 0 | 0 | 0 | 0 | 0 | 0 | 0 | 0 | 0 | 0 | 0 | 0 | 0 | 0 | 0 | 0 | 0 | 0 | 0 | 0 | 0 | 0 | 0 | 0 | 0
F5_Commercial_Hospital_New_Miscellaneous_Natural Gas_Pool Heater_E6 | F5 | Commercial | Hospital | New | Miscellaneous | Natural Gas | Pool Heater | E6 | Utility - Cost of Operation | 0 | 0 | 0 | 0 | 0 | 0 | 0 | 0 | 0 | 0 | 0 | 0 | 0 | 0 | 0 | 0 | 0 | 0 | 0 | 0 | 0 | 0 | 0 | 0 | 0 | 0 | 0 | 0 | 0 | 0 | 0 | 0 | 0
F5_Commercial_Hospital_New_Miscellaneous_Natural Gas_Pool Heater_E7 | F5 | Commercial | Hospital | New | Miscellaneous | Natural Gas | Pool Heater | E7 | Utility - Cost of Operation | 0 | 0 | 0 | 0 | 0 | 0 | 0 | 0 | 0 | 0 | 0 | 0 | 0 | 0 | 0 | 0 | 0 | 0 | 0 | 0 | 0 | 0 | 0 | 0 | 0 | 0 | 0 | 0 | 0 | 0 | 0 | 0 | 0
F5_Commercial_Hospital_New_Miscellaneous_Natural Gas_Pool Heater_E8 | F5 | Commercial | Hospital | New | Miscellaneous | Natural Gas | Pool Heater | E8 | Utility - Cost of Operation | 0 | 0 | 0 | 0 | 0 | 0 | 0 | 0 | 0 | 0 | 0 | 0 | 0 | 0 | 0 | 0 | 0 | 0 | 0 | 0 | 0 | 0 | 0 | 0 | 0 | 0 | 0 | 0 | 0 | 0 | 0 | 0 | 0
F5_Commercial_Hospital_New_Miscellaneous_Natural Gas_Pool Heater_E9 | F5 | Commercial | Hospital | New | Miscellaneous | Natural Gas | Pool Heater | E9 | Utility - Cost of Operation | 0 | 0 | 0 | 0 | 0 | 0 | 0 | 0 | 0 | 0 | 0 | 0 | 0 | 0 | 0 | 0 | 0 | 0 | 0 | 0 | 0 | 0 | 0 | 0 | 0 | 0 | 0 | 0 | 0 | 0 | 0 | 0 | 0
F5_Commercial_Hospital_New_Miscellaneous_Natural Gas_Pool Heater_E10 | F5 | Commercial | Hospital | New | Miscellaneous | Natural Gas | Pool Heater | E10 | Utility - Cost of Operation | 0 | 0 | 0 | 0 | 0 | 0 | 0 | 0 | 0 | 0 | 0 | 0 | 0 | 0 | 0 | 0 | 0 | 0 | 0 | 0 | 0 | 0 | 0 | 0 | 0 | 0 | 0 | 0 | 0 | 0 | 0 | 0 | 0
F6_Commercial_Hospital_New_Miscellaneous_Natural Gas_Pool Heater_E1 | F6 | Commercial | Hospital | New | Miscellaneous | Natural Gas | Pool Heater | E1 | Utility - Value of Sales | 0.010508 | 0.010603 | 0.010756 | 0.010722 | 0.010722 | 0.010722 | 0.010722 | 0.010722 | 0.010722 | 0.010722 | 0.010722 | 0.010722 | 0.010722 | 0.010722 | 0.010722 | 0.010722 | 0.010722 | 0.010722 | 0.010722 | 0.010722 | 0.010722 | 0.010722 | 0.010722 | 0.010722 | 0.010722 | 0.010722 | 0.010722 | 0.010722 | 0.010722 | 0.010722 | 0.010722 | 0.010722 | 0.010722
F6_Commercial_Hospital_New_Miscellaneous_Natural Gas_Pool Heater_E2 | F6 | Commercial | Hospital | New | Miscellaneous | Natural Gas | Pool Heater | E2 | Utility - Value of Sales | 0.0089319 | 0.0090127 | 0.0091425 | 0.0091141 | 0.0091141 | 0.0091141 | 0.0091141 | 0.0091141 | 0.0091141 | 0.0091141 | 0.0091141 | 0.0091141 | 0.0091141 | 0.0091141 | 0.0091141 | 0.0091141 | 0.0091141 | 0.0091141 | 0.0091141 | 0.0091141 | 0.0091141 | 0.0091141 | 0.0091141 | 0.0091141 | 0.0091141 | 0.0091141 | 0.0091141 | 0.0091141 | 0.0091141 | 0.0091141 | 0.0091141 | 0.0091141 | 0.0091141
F6_Commercial_Hospital_New_Miscellaneous_Natural Gas_Pool Heater_E3 | F6 | Commercial | Hospital | New | Miscellaneous | Natural Gas | Pool Heater | E3 | Utility - Value of Sales | 0 | 0 | 0 | 0 | 0 | 0 | 0 | 0 | 0 | 0 | 0 | 0 | 0 | 0 | 0 | 0 | 0 | 0 | 0 | 0 | 0 | 0 | 0 | 0 | 0 | 0 | 0 | 0 | 0 | 0 | 0 | 0 | 0
F6_Commercial_Hospital_New_Miscellaneous_Natural Gas_Pool Heater_E4 | F6 | Commercial | Hospital | New | Miscellaneous | Natural Gas | Pool Heater | E4 | Utility - Value of Sales | 0 | 0 | 0 | 0 | 0 | 0 | 0 | 0 | 0 | 0 | 0 | 0 | 0 | 0 | 0 | 0 | 0 | 0 | 0 | 0 | 0 | 0 | 0 | 0 | 0 | 0 | 0 | 0 | 0 | 0 | 0 | 0 | 0
F6_Commercial_Hospital_New_Miscellaneous_Natural Gas_Pool Heater_E5 | F6 | Commercial | Hospital | New | Miscellaneous | Natural Gas | Pool Heater | E5 | Utility - Value of Sales | 0 | 0 | 0 | 0 | 0 | 0 | 0 | 0 | 0 | 0 | 0 | 0 | 0 | 0 | 0 | 0 | 0 | 0 | 0 | 0 | 0 | 0 | 0 | 0 | 0 | 0 | 0 | 0 | 0 | 0 | 0 | 0 | 0
F6_Commercial_Hospital_New_Miscellaneous_Natural Gas_Pool Heater_E6 | F6 | Commercial | Hospital | New | Miscellaneous | Natural Gas | Pool Heater | E6 | Utility - Value of Sales | 0 | 0 | 0 | 0 | 0 | 0 | 0 | 0 | 0 | 0 | 0 | 0 | 0 | 0 | 0 | 0 | 0 | 0 | 0 | 0 | 0 | 0 | 0 | 0 | 0 | 0 | 0 | 0 | 0 | 0 | 0 | 0 | 0
F6_Commercial_Hospital_New_Miscellaneous_Natural Gas_Pool Heater_E7 | F6 | Commercial | Hospital | New | Miscellaneous | Natural Gas | Pool Heater | E7 | Utility - Value of Sales | 0 | 0 | 0 | 0 | 0 | 0 | 0 | 0 | 0 | 0 | 0 | 0 | 0 | 0 | 0 | 0 | 0 | 0 | 0 | 0 | 0 | 0 | 0 | 0 | 0 | 0 | 0 | 0 | 0 | 0 | 0 | 0 | 0
F6_Commercial_Hospital_New_Miscellaneous_Natural Gas_Pool Heater_E8 | F6 | Commercial | Hospital | New | Miscellaneous | Natural Gas | Pool Heater | E8 | Utility - Value of Sales | 0 | 0 | 0 | 0 | 0 | 0 | 0 | 0 | 0 | 0 | 0 | 0 | 0 | 0 | 0 | 0 | 0 | 0 | 0 | 0 | 0 | 0 | 0 | 0 | 0 | 0 | 0 | 0 | 0 | 0 | 0 | 0 | 0
F6_Commercial_Hospital_New_Miscellaneous_Natural Gas_Pool Heater_E9 | F6 | Commercial | Hospital | New | Miscellaneous | Natural Gas | Pool Heater | E9 | Utility - Value of Sales | 0 | 0 | 0 | 0 | 0 | 0 | 0 | 0 | 0 | 0 | 0 | 0 | 0 | 0 | 0 | 0 | 0 | 0 | 0 | 0 | 0 | 0 | 0 | 0 | 0 | 0 | 0 | 0 | 0 | 0 | 0 | 0 | 0
F6_Commercial_Hospital_New_Miscellaneous_Natural Gas_Pool Heater_E10 | F6 | Commercial | Hospital | New | Miscellaneous | Natural Gas | Pool Heater | E10 | Utility - Value of Sales | 0 | 0 | 0 | 0 | 0 | 0 | 0 | 0 | 0 | 0 | 0 | 0 | 0 | 0 | 0 | 0 | 0 | 0 | 0 | 0 | 0 | 0 | 0 | 0 | 0 | 0 | 0 | 0 | 0 | 0 | 0 | 0 | 0
F1_Commercial_Hospital_New_Miscellaneous_Natural Gas_Miscellaneous_E1 | F1 | Commercial | Hospital | New | Miscellaneous | Natural Gas | Miscellaneous | E1 | RVT - Cost of Equipment | 0 | 0 | 0 | 0 | 0 | 0 | 0 | 0 | 0 | 0 | 0 | 0 | 0 | 0 | 0 | 0 | 0 | 0 | 0 | 0 | 0 | 0 | 0 | 0 | 0 | 0 | 0 | 0 | 0 | 0 | 0 | 0 | 0
F1_Commercial_Hospital_New_Miscellaneous_Natural Gas_Miscellaneous_E2 | F1 | Commercial | Hospital | New | Miscellaneous | Natural Gas | Miscellaneous | E2 | RVT - Cost of Equipment | 0 | 0 | 0 | 0 | 0 | 0 | 0 | 0 | 0 | 0 | 0 | 0 | 0 | 0 | 0 | 0 | 0 | 0 | 0 | 0 | 0 | 0 | 0 | 0 | 0 | 0 | 0 | 0 | 0 | 0 | 0 | 0 | 0
F1_Commercial_Hospital_New_Miscellaneous_Natural Gas_Miscellaneous_E3 | F1 | Commercial | Hospital | New | Miscellaneous | Natural Gas | Miscellaneous | E3 | RVT - Cost of Equipment | 0 | 0 | 0 | 0 | 0 | 0 | 0 | 0 | 0 | 0 | 0 | 0 | 0 | 0 | 0 | 0 | 0 | 0 | 0 | 0 | 0 | 0 | 0 | 0 | 0 | 0 | 0 | 0 | 0 | 0 | 0 | 0 | 0
F1_Commercial_Hospital_New_Miscellaneous_Natural Gas_Miscellaneous_E4 | F1 | Commercial | Hospital | New | Miscellaneous | Natural Gas | Miscellaneous | E4 | RVT - Cost of Equipment | 0 | 0 | 0 | 0 | 0 | 0 | 0 | 0 | 0 | 0 | 0 | 0 | 0 | 0 | 0 | 0 | 0 | 0 | 0 | 0 | 0 | 0 | 0 | 0 | 0 | 0 | 0 | 0 | 0 | 0 | 0 | 0 | 0
F1_Commercial_Hospital_New_Miscellaneous_Natural Gas_Miscellaneous_E5 | F1 | Commercial | Hospital | New | Miscellaneous | Natural Gas | Miscellaneous | E5 | RVT - Cost of Equipment | 0 | 0 | 0 | 0 | 0 | 0 | 0 | 0 | 0 | 0 | 0 | 0 | 0 | 0 | 0 | 0 | 0 | 0 | 0 | 0 | 0 | 0 | 0 | 0 | 0 | 0 | 0 | 0 | 0 | 0 | 0 | 0 | 0
F1_Commercial_Hospital_New_Miscellaneous_Natural Gas_Miscellaneous_E6 | F1 | Commercial | Hospital | New | Miscellaneous | Natural Gas | Miscellaneous | E6 | RVT - Cost of Equipment | 0 | 0 | 0 | 0 | 0 | 0 | 0 | 0 | 0 | 0 | 0 | 0 | 0 | 0 | 0 | 0 | 0 | 0 | 0 | 0 | 0 | 0 | 0 | 0 | 0 | 0 | 0 | 0 | 0 | 0 | 0 | 0 | 0
F1_Commercial_Hospital_New_Miscellaneous_Natural Gas_Miscellaneous_E7 | F1 | Commercial | Hospital | New | Miscellaneous | Natural Gas | Miscellaneous | E7 | RVT - Cost of Equipment | 0 | 0 | 0 | 0 | 0 | 0 | 0 | 0 | 0 | 0 | 0 | 0 | 0 | 0 | 0 | 0 | 0 | 0 | 0 | 0 | 0 | 0 | 0 | 0 | 0 | 0 | 0 | 0 | 0 | 0 | 0 | 0 | 0
F1_Commercial_Hospital_New_Miscellaneous_Natural Gas_Miscellaneous_E8 | F1 | Commercial | Hospital | New | Miscellaneous | Natural Gas | Miscellaneous | E8 | RVT - Cost of Equipment | 0 | 0 | 0 | 0 | 0 | 0 | 0 | 0 | 0 | 0 | 0 | 0 | 0 | 0 | 0 | 0 | 0 | 0 | 0 | 0 | 0 | 0 | 0 | 0 | 0 | 0 | 0 | 0 | 0 | 0 | 0 | 0 | 0
F1_Commercial_Hospital_New_Miscellaneous_Natural Gas_Miscellaneous_E9 | F1 | Commercial | Hospital | New | Miscellaneous | Natural Gas | Miscellaneous | E9 | RVT - Cost of Equipment | 0 | 0 | 0 | 0 | 0 | 0 | 0 | 0 | 0 | 0 | 0 | 0 | 0 | 0 | 0 | 0 | 0 | 0 | 0 | 0 | 0 | 0 | 0 | 0 | 0 | 0 | 0 | 0 | 0 | 0 | 0 | 0 | 0
F1_Commercial_Hospital_New_Miscellaneous_Natural Gas_Miscellaneous_E10 | F1 | Commercial | Hospital | New | Miscellaneous | Natural Gas | Miscellaneous | E10 | RVT - Cost of Equipment | 0 | 0 | 0 | 0 | 0 | 0 | 0 | 0 | 0 | 0 | 0 | 0 | 0 | 0 | 0 | 0 | 0 | 0 | 0 | 0 | 0 | 0 | 0 | 0 | 0 | 0 | 0 | 0 | 0 | 0 | 0 | 0 | 0
F2_Commercial_Hospital_New_Miscellaneous_Natural Gas_Miscellaneous_E1 | F2 | Commercial | Hospital | New | Miscellaneous | Natural Gas | Miscellaneous | E1 | RVT - Cost of Operation | 0 | 0 | 0 | 0 | 0 | 0 | 0 | 0 | 0 | 0 | 0 | 0 | 0 | 0 | 0 | 0 | 0 | 0 | 0 | 0 | 0 | 0 | 0 | 0 | 0 | 0 | 0 | 0 | 0 | 0 | 0 | 0 | 0
F2_Commercial_Hospital_New_Miscellaneous_Natural Gas_Miscellaneous_E2 | F2 | Commercial | Hospital | New | Miscellaneous | Natural Gas | Miscellaneous | E2 | RVT - Cost of Operation | 0 | 0 | 0 | 0 | 0 | 0 | 0 | 0 | 0 | 0 | 0 | 0 | 0 | 0 | 0 | 0 | 0 | 0 | 0 | 0 | 0 | 0 | 0 | 0 | 0 | 0 | 0 | 0 | 0 | 0 | 0 | 0 | 0
F2_Commercial_Hospital_New_Miscellaneous_Natural Gas_Miscellaneous_E3 | F2 | Commercial | Hospital | New | Miscellaneous | Natural Gas | Miscellaneous | E3 | RVT - Cost of Operation | 0 | 0 | 0 | 0 | 0 | 0 | 0 | 0 | 0 | 0 | 0 | 0 | 0 | 0 | 0 | 0 | 0 | 0 | 0 | 0 | 0 | 0 | 0 | 0 | 0 | 0 | 0 | 0 | 0 | 0 | 0 | 0 | 0
F2_Commercial_Hospital_New_Miscellaneous_Natural Gas_Miscellaneous_E4 | F2 | Commercial | Hospital | New | Miscellaneous | Natural Gas | Miscellaneous | E4 | RVT - Cost of Operation | 0 | 0 | 0 | 0 | 0 | 0 | 0 | 0 | 0 | 0 | 0 | 0 | 0 | 0 | 0 | 0 | 0 | 0 | 0 | 0 | 0 | 0 | 0 | 0 | 0 | 0 | 0 | 0 | 0 | 0 | 0 | 0 | 0
F2_Commercial_Hospital_New_Miscellaneous_Natural Gas_Miscellaneous_E5 | F2 | Commercial | Hospital | New | Miscellaneous | Natural Gas | Miscellaneous | E5 | RVT - Cost of Operation | 0 | 0 | 0 | 0 | 0 | 0 | 0 | 0 | 0 | 0 | 0 | 0 | 0 | 0 | 0 | 0 | 0 | 0 | 0 | 0 | 0 | 0 | 0 | 0 | 0 | 0 | 0 | 0 | 0 | 0 | 0 | 0 | 0
F2_Commercial_Hospital_New_Miscellaneous_Natural Gas_Miscellaneous_E6 | F2 | Commercial | Hospital | New | Miscellaneous | Natural Gas | Miscellaneous | E6 | RVT - Cost of Operation | 0 | 0 | 0 | 0 | 0 | 0 | 0 | 0 | 0 | 0 | 0 | 0 | 0 | 0 | 0 | 0 | 0 | 0 | 0 | 0 | 0 | 0 | 0 | 0 | 0 | 0 | 0 | 0 | 0 | 0 | 0 | 0 | 0
F2_Commercial_Hospital_New_Miscellaneous_Natural Gas_Miscellaneous_E7 | F2 | Commercial | Hospital | New | Miscellaneous | Natural Gas | Miscellaneous | E7 | RVT - Cost of Operation | 0 | 0 | 0 | 0 | 0 | 0 | 0 | 0 | 0 | 0 | 0 | 0 | 0 | 0 | 0 | 0 | 0 | 0 | 0 | 0 | 0 | 0 | 0 | 0 | 0 | 0 | 0 | 0 | 0 | 0 | 0 | 0 | 0
F2_Commercial_Hospital_New_Miscellaneous_Natural Gas_Miscellaneous_E8 | F2 | Commercial | Hospital | New | Miscellaneous | Natural Gas | Miscellaneous | E8 | RVT - Cost of Operation | 0 | 0 | 0 | 0 | 0 | 0 | 0 | 0 | 0 | 0 | 0 | 0 | 0 | 0 | 0 | 0 | 0 | 0 | 0 | 0 | 0 | 0 | 0 | 0 | 0 | 0 | 0 | 0 | 0 | 0 | 0 | 0 | 0
F2_Commercial_Hospital_New_Miscellaneous_Natural Gas_Miscellaneous_E9 | F2 | Commercial | Hospital | New | Miscellaneous | Natural Gas | Miscellaneous | E9 | RVT - Cost of Operation | 0 | 0 | 0 | 0 | 0 | 0 | 0 | 0 | 0 | 0 | 0 | 0 | 0 | 0 | 0 | 0 | 0 | 0 | 0 | 0 | 0 | 0 | 0 | 0 | 0 | 0 | 0 | 0 | 0 | 0 | 0 | 0 | 0
F2_Commercial_Hospital_New_Miscellaneous_Natural Gas_Miscellaneous_E10 | F2 | Commercial | Hospital | New | Miscellaneous | Natural Gas | Miscellaneous | E10 | RVT - Cost of Operation | 0 | 0 | 0 | 0 | 0 | 0 | 0 | 0 | 0 | 0 | 0 | 0 | 0 | 0 | 0 | 0 | 0 | 0 | 0 | 0 | 0 | 0 | 0 | 0 | 0 | 0 | 0 | 0 | 0 | 0 | 0 | 0 | 0
F3_Commercial_Hospital_New_Miscellaneous_Natural Gas_Miscellaneous_E1 | F3 | Commercial | Hospital | New | Miscellaneous | Natural Gas | Miscellaneous | E1 | System - kBTUs of Consumption | 0.23718 | 0.23718 | 0.23718 | 0.23718 | 0.23718 | 0.23718 | 0.23718 | 0.23718 | 0.23718 | 0.23718 | 0.23718 | 0.23718 | 0.23718 | 0.23718 | 0.23718 | 0.23718 | 0.23718 | 0.23718 | 0.23718 | 0.23718 | 0.23718 | 0.23718 | 0.23718 | 0.23718 | 0.23718 | 0.23718 | 0.23718 | 0.23718 | 0.23718 | 0.23718 | 0.23718 | 0.23718 | 0.23718
F3_Commercial_Hospital_New_Miscellaneous_Natural Gas_Miscellaneous_E2 | F3 | Commercial | Hospital | New | Miscellaneous | Natural Gas | Miscellaneous | E2 | System - kBTUs of Consumption | 0 | 0 | 0 | 0 | 0 | 0 | 0 | 0 | 0 | 0 | 0 | 0 | 0 | 0 | 0 | 0 | 0 | 0 | 0 | 0 | 0 | 0 | 0 | 0 | 0 | 0 | 0 | 0 | 0 | 0 | 0 | 0 | 0
F3_Commercial_Hospital_New_Miscellaneous_Natural Gas_Miscellaneous_E3 | F3 | Commercial | Hospital | New | Miscellaneous | Natural Gas | Miscellaneous | E3 | System - kBTUs of Consumption | 0 | 0 | 0 | 0 | 0 | 0 | 0 | 0 | 0 | 0 | 0 | 0 | 0 | 0 | 0 | 0 | 0 | 0 | 0 | 0 | 0 | 0 | 0 | 0 | 0 | 0 | 0 | 0 | 0 | 0 | 0 | 0 | 0
F3_Commercial_Hospital_New_Miscellaneous_Natural Gas_Miscellaneous_E4 | F3 | Commercial | Hospital | New | Miscellaneous | Natural Gas | Miscellaneous | E4 | System - kBTUs of Consumption | 0 | 0 | 0 | 0 | 0 | 0 | 0 | 0 | 0 | 0 | 0 | 0 | 0 | 0 | 0 | 0 | 0 | 0 | 0 | 0 | 0 | 0 | 0 | 0 | 0 | 0 | 0 | 0 | 0 | 0 | 0 | 0 | 0
F3_Commercial_Hospital_New_Miscellaneous_Natural Gas_Miscellaneous_E5 | F3 | Commercial | Hospital | New | Miscellaneous | Natural Gas | Miscellaneous | E5 | System - kBTUs of Consumption | 0 | 0 | 0 | 0 | 0 | 0 | 0 | 0 | 0 | 0 | 0 | 0 | 0 | 0 | 0 | 0 | 0 | 0 | 0 | 0 | 0 | 0 | 0 | 0 | 0 | 0 | 0 | 0 | 0 | 0 | 0 | 0 | 0
F3_Commercial_Hospital_New_Miscellaneous_Natural Gas_Miscellaneous_E6 | F3 | Commercial | Hospital | New | Miscellaneous | Natural Gas | Miscellaneous | E6 | System - kBTUs of Consumption | 0 | 0 | 0 | 0 | 0 | 0 | 0 | 0 | 0 | 0 | 0 | 0 | 0 | 0 | 0 | 0 | 0 | 0 | 0 | 0 | 0 | 0 | 0 | 0 | 0 | 0 | 0 | 0 | 0 | 0 | 0 | 0 | 0
F3_Commercial_Hospital_New_Miscellaneous_Natural Gas_Miscellaneous_E7 | F3 | Commercial | Hospital | New | Miscellaneous | Natural Gas | Miscellaneous | E7 | System - kBTUs of Consumption | 0 | 0 | 0 | 0 | 0 | 0 | 0 | 0 | 0 | 0 | 0 | 0 | 0 | 0 | 0 | 0 | 0 | 0 | 0 | 0 | 0 | 0 | 0 | 0 | 0 | 0 | 0 | 0 | 0 | 0 | 0 | 0 | 0
F3_Commercial_Hospital_New_Miscellaneous_Natural Gas_Miscellaneous_E8 | F3 | Commercial | Hospital | New | Miscellaneous | Natural Gas | Miscellaneous | E8 | System - kBTUs of Consumption | 0 | 0 | 0 | 0 | 0 | 0 | 0 | 0 | 0 | 0 | 0 | 0 | 0 | 0 | 0 | 0 | 0 | 0 | 0 | 0 | 0 | 0 | 0 | 0 | 0 | 0 | 0 | 0 | 0 | 0 | 0 | 0 | 0
F3_Commercial_Hospital_New_Miscellaneous_Natural Gas_Miscellaneous_E9 | F3 | Commercial | Hospital | New | Miscellaneous | Natural Gas | Miscellaneous | E9 | System - kBTUs of Consumption | 0 | 0 | 0 | 0 | 0 | 0 | 0 | 0 | 0 | 0 | 0 | 0 | 0 | 0 | 0 | 0 | 0 | 0 | 0 | 0 | 0 | 0 | 0 | 0 | 0 | 0 | 0 | 0 | 0 | 0 | 0 | 0 | 0
F3_Commercial_Hospital_New_Miscellaneous_Natural Gas_Miscellaneous_E10 | F3 | Commercial | Hospital | New | Miscellaneous | Natural Gas | Miscellaneous | E10 | System - kBTUs of Consumption | 0 | 0 | 0 | 0 | 0 | 0 | 0 | 0 | 0 | 0 | 0 | 0 | 0 | 0 | 0 | 0 | 0 | 0 | 0 | 0 | 0 | 0 | 0 | 0 | 0 | 0 | 0 | 0 | 0 | 0 | 0 | 0 | 0
F4_Commercial_Hospital_New_Miscellaneous_Natural Gas_Miscellaneous_E1 | F4 | Commercial | Hospital | New | Miscellaneous | Natural Gas | Miscellaneous | E1 | Utility - Cost of Equipment | 0 | 0 | 0 | 0 | 0 | 0 | 0 | 0 | 0 | 0 | 0 | 0 | 0 | 0 | 0 | 0 | 0 | 0 | 0 | 0 | 0 | 0 | 0 | 0 | 0 | 0 | 0 | 0 | 0 | 0 | 0 | 0 | 0
F4_Commercial_Hospital_New_Miscellaneous_Natural Gas_Miscellaneous_E2 | F4 | Commercial | Hospital | New | Miscellaneous | Natural Gas | Miscellaneous | E2 | Utility - Cost of Equipment | 0 | 0 | 0 | 0 | 0 | 0 | 0 | 0 | 0 | 0 | 0 | 0 | 0 | 0 | 0 | 0 | 0 | 0 | 0 | 0 | 0 | 0 | 0 | 0 | 0 | 0 | 0 | 0 | 0 | 0 | 0 | 0 | 0
F4_Commercial_Hospital_New_Miscellaneous_Natural Gas_Miscellaneous_E3 | F4 | Commercial | Hospital | New | Miscellaneous | Natural Gas | Miscellaneous | E3 | Utility - Cost of Equipment | 0 | 0 | 0 | 0 | 0 | 0 | 0 | 0 | 0 | 0 | 0 | 0 | 0 | 0 | 0 | 0 | 0 | 0 | 0 | 0 | 0 | 0 | 0 | 0 | 0 | 0 | 0 | 0 | 0 | 0 | 0 | 0 | 0
F4_Commercial_Hospital_New_Miscellaneous_Natural Gas_Miscellaneous_E4 | F4 | Commercial | Hospital | New | Miscellaneous | Natural Gas | Miscellaneous | E4 | Utility - Cost of Equipment | 0 | 0 | 0 | 0 | 0 | 0 | 0 | 0 | 0 | 0 | 0 | 0 | 0 | 0 | 0 | 0 | 0 | 0 | 0 | 0 | 0 | 0 | 0 | 0 | 0 | 0 | 0 | 0 | 0 | 0 | 0 | 0 | 0
F4_Commercial_Hospital_New_Miscellaneous_Natural Gas_Miscellaneous_E5 | F4 | Commercial | Hospital | New | Miscellaneous | Natural Gas | Miscellaneous | E5 | Utility - Cost of Equipment | 0 | 0 | 0 | 0 | 0 | 0 | 0 | 0 | 0 | 0 | 0 | 0 | 0 | 0 | 0 | 0 | 0 | 0 | 0 | 0 | 0 | 0 | 0 | 0 | 0 | 0 | 0 | 0 | 0 | 0 | 0 | 0 | 0
F4_Commercial_Hospital_New_Miscellaneous_Natural Gas_Miscellaneous_E6 | F4 | Commercial | Hospital | New | Miscellaneous | Natural Gas | Miscellaneous | E6 | Utility - Cost of Equipment | 0 | 0 | 0 | 0 | 0 | 0 | 0 | 0 | 0 | 0 | 0 | 0 | 0 | 0 | 0 | 0 | 0 | 0 | 0 | 0 | 0 | 0 | 0 | 0 | 0 | 0 | 0 | 0 | 0 | 0 | 0 | 0 | 0
F4_Commercial_Hospital_New_Miscellaneous_Natural Gas_Miscellaneous_E7 | F4 | Commercial | Hospital | New | Miscellaneous | Natural Gas | Miscellaneous | E7 | Utility - Cost of Equipment | 0 | 0 | 0 | 0 | 0 | 0 | 0 | 0 | 0 | 0 | 0 | 0 | 0 | 0 | 0 | 0 | 0 | 0 | 0 | 0 | 0 | 0 | 0 | 0 | 0 | 0 | 0 | 0 | 0 | 0 | 0 | 0 | 0
F4_Commercial_Hospital_New_Miscellaneous_Natural Gas_Miscellaneous_E8 | F4 | Commercial | Hospital | New | Miscellaneous | Natural Gas | Miscellaneous | E8 | Utility - Cost of Equipment | 0 | 0 | 0 | 0 | 0 | 0 | 0 | 0 | 0 | 0 | 0 | 0 | 0 | 0 | 0 | 0 | 0 | 0 | 0 | 0 | 0 | 0 | 0 | 0 | 0 | 0 | 0 | 0 | 0 | 0 | 0 | 0 | 0
F4_Commercial_Hospital_New_Miscellaneous_Natural Gas_Miscellaneous_E9 | F4 | Commercial | Hospital | New | Miscellaneous | Natural Gas | Miscellaneous | E9 | Utility - Cost of Equipment | 0 | 0 | 0 | 0 | 0 | 0 | 0 | 0 | 0 | 0 | 0 | 0 | 0 | 0 | 0 | 0 | 0 | 0 | 0 | 0 | 0 | 0 | 0 | 0 | 0 | 0 | 0 | 0 | 0 | 0 | 0 | 0 | 0
F4_Commercial_Hospital_New_Miscellaneous_Natural Gas_Miscellaneous_E10 | F4 | Commercial | Hospital | New | Miscellaneous | Natural Gas | Miscellaneous | E10 | Utility - Cost of Equipment | 0 | 0 | 0 | 0 | 0 | 0 | 0 | 0 | 0 | 0 | 0 | 0 | 0 | 0 | 0 | 0 | 0 | 0 | 0 | 0 | 0 | 0 | 0 | 0 | 0 | 0 | 0 | 0 | 0 | 0 | 0 | 0 | 0
F5_Commercial_Hospital_New_Miscellaneous_Natural Gas_Miscellaneous_E1 | F5 | Commercial | Hospital | New | Miscellaneous | Natural Gas | Miscellaneous | E1 | Utility - Cost of Operation | 0.23718 | 0.23718 | 0.23718 | 0.23718 | 0.23718 | 0.23718 | 0.23718 | 0.23718 | 0.23718 | 0.23718 | 0.23718 | 0.23718 | 0.23718 | 0.23718 | 0.23718 | 0.23718 | 0.23718 | 0.23718 | 0.23718 | 0.23718 | 0.23718 | 0.23718 | 0.23718 | 0.23718 | 0.23718 | 0.23718 | 0.23718 | 0.23718 | 0.23718 | 0.23718 | 0.23718 | 0.23718 | 0.23718
F5_Commercial_Hospital_New_Miscellaneous_Natural Gas_Miscellaneous_E2 | F5 | Commercial | Hospital | New | Miscellaneous | Natural Gas | Miscellaneous | E2 | Utility - Cost of Operation | 0 | 0 | 0 | 0 | 0 | 0 | 0 | 0 | 0 | 0 | 0 | 0 | 0 | 0 | 0 | 0 | 0 | 0 | 0 | 0 | 0 | 0 | 0 | 0 | 0 | 0 | 0 | 0 | 0 | 0 | 0 | 0 | 0
F5_Commercial_Hospital_New_Miscellaneous_Natural Gas_Miscellaneous_E3 | F5 | Commercial | Hospital | New | Miscellaneous | Natural Gas | Miscellaneous | E3 | Utility - Cost of Operation | 0 | 0 | 0 | 0 | 0 | 0 | 0 | 0 | 0 | 0 | 0 | 0 | 0 | 0 | 0 | 0 | 0 | 0 | 0 | 0 | 0 | 0 | 0 | 0 | 0 | 0 | 0 | 0 | 0 | 0 | 0 | 0 | 0
F5_Commercial_Hospital_New_Miscellaneous_Natural Gas_Miscellaneous_E4 | F5 | Commercial | Hospital | New | Miscellaneous | Natural Gas | Miscellaneous | E4 | Utility - Cost of Operation | 0 | 0 | 0 | 0 | 0 | 0 | 0 | 0 | 0 | 0 | 0 | 0 | 0 | 0 | 0 | 0 | 0 | 0 | 0 | 0 | 0 | 0 | 0 | 0 | 0 | 0 | 0 | 0 | 0 | 0 | 0 | 0 | 0
F5_Commercial_Hospital_New_Miscellaneous_Natural Gas_Miscellaneous_E5 | F5 | Commercial | Hospital | New | Miscellaneous | Natural Gas | Miscellaneous | E5 | Utility - Cost of Operation | 0 | 0 | 0 | 0 | 0 | 0 | 0 | 0 | 0 | 0 | 0 | 0 | 0 | 0 | 0 | 0 | 0 | 0 | 0 | 0 | 0 | 0 | 0 | 0 | 0 | 0 | 0 | 0 | 0 | 0 | 0 | 0 | 0
F5_Commercial_Hospital_New_Miscellaneous_Natural Gas_Miscellaneous_E6 | F5 | Commercial | Hospital | New | Miscellaneous | Natural Gas | Miscellaneous | E6 | Utility - Cost of Operation | 0 | 0 | 0 | 0 | 0 | 0 | 0 | 0 | 0 | 0 | 0 | 0 | 0 | 0 | 0 | 0 | 0 | 0 | 0 | 0 | 0 | 0 | 0 | 0 | 0 | 0 | 0 | 0 | 0 | 0 | 0 | 0 | 0
F5_Commercial_Hospital_New_Miscellaneous_Natural Gas_Miscellaneous_E7 | F5 | Commercial | Hospital | New | Miscellaneous | Natural Gas | Miscellaneous | E7 | Utility - Cost of Operation | 0 | 0 | 0 | 0 | 0 | 0 | 0 | 0 | 0 | 0 | 0 | 0 | 0 | 0 | 0 | 0 | 0 | 0 | 0 | 0 | 0 | 0 | 0 | 0 | 0 | 0 | 0 | 0 | 0 | 0 | 0 | 0 | 0
F5_Commercial_Hospital_New_Miscellaneous_Natural Gas_Miscellaneous_E8 | F5 | Commercial | Hospital | New | Miscellaneous | Natural Gas | Miscellaneous | E8 | Utility - Cost of Operation | 0 | 0 | 0 | 0 | 0 | 0 | 0 | 0 | 0 | 0 | 0 | 0 | 0 | 0 | 0 | 0 | 0 | 0 | 0 | 0 | 0 | 0 | 0 | 0 | 0 | 0 | 0 | 0 | 0 | 0 | 0 | 0 | 0
F5_Commercial_Hospital_New_Miscellaneous_Natural Gas_Miscellaneous_E9 | F5 | Commercial | Hospital | New | Miscellaneous | Natural Gas | Miscellaneous | E9 | Utility - Cost of Operation | 0 | 0 | 0 | 0 | 0 | 0 | 0 | 0 | 0 | 0 | 0 | 0 | 0 | 0 | 0 | 0 | 0 | 0 | 0 | 0 | 0 | 0 | 0 | 0 | 0 | 0 | 0 | 0 | 0 | 0 | 0 | 0 | 0
F5_Commercial_Hospital_New_Miscellaneous_Natural Gas_Miscellaneous_E10 | F5 | Commercial | Hospital | New | Miscellaneous | Natural Gas | Miscellaneous | E10 | Utility - Cost of Operation | 0 | 0 | 0 | 0 | 0 | 0 | 0 | 0 | 0 | 0 | 0 | 0 | 0 | 0 | 0 | 0 | 0 | 0 | 0 | 0 | 0 | 0 | 0 | 0 | 0 | 0 | 0 | 0 | 0 | 0 | 0 | 0 | 0
F6_Commercial_Hospital_New_Miscellaneous_Natural Gas_Miscellaneous_E1 | F6 | Commercial | Hospital | New | Miscellaneous | Natural Gas | Miscellaneous | E1 | Utility - Value of Sales | 0.0107 | 0.010822 | 0.01101 | 0.010969 | 0.010969 | 0.010969 | 0.010969 | 0.010969 | 0.010969 | 0.010969 | 0.010969 | 0.010969 | 0.010969 | 0.010969 | 0.010969 | 0.010969 | 0.010969 | 0.010969 | 0.010969 | 0.010969 | 0.010969 | 0.010969 | 0.010969 | 0.010969 | 0.010969 | 0.010969 | 0.010969 | 0.010969 | 0.010969 | 0.010969 | 0.010969 | 0.010969 | 0.010969
F6_Commercial_Hospital_New_Miscellaneous_Natural Gas_Miscellaneous_E2 | F6 | Commercial | Hospital | New | Miscellaneous | Natural Gas | Miscellaneous | E2 | Utility - Value of Sales | 0 | 0 | 0 | 0 | 0 | 0 | 0 | 0 | 0 | 0 | 0 | 0 | 0 | 0 | 0 | 0 | 0 | 0 | 0 | 0 | 0 | 0 | 0 | 0 | 0 | 0 | 0 | 0 | 0 | 0 | 0 | 0 | 0
F6_Commercial_Hospital_New_Miscellaneous_Natural Gas_Miscellaneous_E3 | F6 | Commercial | Hospital | New | Miscellaneous | Natural Gas | Miscellaneous | E3 | Utility - Value of Sales | 0 | 0 | 0 | 0 | 0 | 0 | 0 | 0 | 0 | 0 | 0 | 0 | 0 | 0 | 0 | 0 | 0 | 0 | 0 | 0 | 0 | 0 | 0 | 0 | 0 | 0 | 0 | 0 | 0 | 0 | 0 | 0 | 0
F6_Commercial_Hospital_New_Miscellaneous_Natural Gas_Miscellaneous_E4 | F6 | Commercial | Hospital | New | Miscellaneous | Natural Gas | Miscellaneous | E4 | Utility - Value of Sales | 0 | 0 | 0 | 0 | 0 | 0 | 0 | 0 | 0 | 0 | 0 | 0 | 0 | 0 | 0 | 0 | 0 | 0 | 0 | 0 | 0 | 0 | 0 | 0 | 0 | 0 | 0 | 0 | 0 | 0 | 0 | 0 | 0
F6_Commercial_Hospital_New_Miscellaneous_Natural Gas_Miscellaneous_E5 | F6 | Commercial | Hospital | New | Miscellaneous | Natural Gas | Miscellaneous | E5 | Utility - Value of Sales | 0 | 0 | 0 | 0 | 0 | 0 | 0 | 0 | 0 | 0 | 0 | 0 | 0 | 0 | 0 | 0 | 0 | 0 | 0 | 0 | 0 | 0 | 0 | 0 | 0 | 0 | 0 | 0 | 0 | 0 | 0 | 0 | 0
F6_Commercial_Hospital_New_Miscellaneous_Natural Gas_Miscellaneous_E6 | F6 | Commercial | Hospital | New | Miscellaneous | Natural Gas | Miscellaneous | E6 | Utility - Value of Sales | 0 | 0 | 0 | 0 | 0 | 0 | 0 | 0 | 0 | 0 | 0 | 0 | 0 | 0 | 0 | 0 | 0 | 0 | 0 | 0 | 0 | 0 | 0 | 0 | 0 | 0 | 0 | 0 | 0 | 0 | 0 | 0 | 0
F6_Commercial_Hospital_New_Miscellaneous_Natural Gas_Miscellaneous_E7 | F6 | Commercial | Hospital | New | Miscellaneous | Natural Gas | Miscellaneous | E7 | Utility - Value of Sales | 0 | 0 | 0 | 0 | 0 | 0 | 0 | 0 | 0 | 0 | 0 | 0 | 0 | 0 | 0 | 0 | 0 | 0 | 0 | 0 | 0 | 0 | 0 | 0 | 0 | 0 | 0 | 0 | 0 | 0 | 0 | 0 | 0
F6_Commercial_Hospital_New_Miscellaneous_Natural Gas_Miscellaneous_E8 | F6 | Commercial | Hospital | New | Miscellaneous | Natural Gas | Miscellaneous | E8 | Utility - Value of Sales | 0 | 0 | 0 | 0 | 0 | 0 | 0 | 0 | 0 | 0 | 0 | 0 | 0 | 0 | 0 | 0 | 0 | 0 | 0 | 0 | 0 | 0 | 0 | 0 | 0 | 0 | 0 | 0 | 0 | 0 | 0 | 0 | 0
F6_Commercial_Hospital_New_Miscellaneous_Natural Gas_Miscellaneous_E9 | F6 | Commercial | Hospital | New | Miscellaneous | Natural Gas | Miscellaneous | E9 | Utility - Value of Sales | 0 | 0 | 0 | 0 | 0 | 0 | 0 | 0 | 0 | 0 | 0 | 0 | 0 | 0 | 0 | 0 | 0 | 0 | 0 | 0 | 0 | 0 | 0 | 0 | 0 | 0 | 0 | 0 | 0 | 0 | 0 | 0 | 0
F6_Commercial_Hospital_New_Miscellaneous_Natural Gas_Miscellaneous_E10 | F6 | Commercial | Hospital | New | Miscellaneous | Natural Gas | Miscellaneous | E10 | Utility - Value of Sales | 0 | 0 | 0 | 0 | 0 | 0 | 0 | 0 | 0 | 0 | 0 | 0 | 0 | 0 | 0 | 0 | 0 | 0 | 0 | 0 | 0 | 0 | 0 | 0 | 0 | 0 | 0 | 0 | 0 | 0 | 0 | 0 | 0
F1_Commercial_Other Health_Existing_Space Heating_Natural Gas_Furnace_E1 | F1 | Commercial | Other Health | Existing | Space Heating | Natural Gas | Furnace | E1 | RVT - Cost of Equipment | 0.19336 | 0.19328 | 0.19364 | 0.19272 | 0.19209 | 0 | 0 | 0 | 0 | 0 | 0 | 0 | 0 | 0 | 0 | 0 | 0 | 0 | 0 | 0 | 0 | 0 | 0 | 0 | 0 | 0 | 0 | 0 | 0 | 0 | 0 | 0 | 0
F1_Commercial_Other Health_Existing_Space Heating_Natural Gas_Furnace_E2 | F1 | Commercial | Other Health | Existing | Space Heating | Natural Gas | Furnace | E2 | RVT - Cost of Equipment | 0.17617 | 0.1761 | 0.17642 | 0.17558 | 0.17501 | 0 | 0 | 0 | 0 | 0 | 0 | 0 | 0 | 0 | 0 | 0 | 0 | 0 | 0 | 0 | 0 | 0 | 0 | 0 | 0 | 0 | 0 | 0 | 0 | 0 | 0 | 0 | 0
F1_Commercial_Other Health_Existing_Space Heating_Natural Gas_Furnace_E3 | F1 | Commercial | Other Health | Existing | Space Heating | Natural Gas | Furnace | E3 | RVT - Cost of Equipment | 0.17381 | 0.17374 | 0.17405 | 0.17323 | 0.17266 | 0.17248 | 0.17265 | 0.17274 | 0.17295 | 0.17311 | 0.17325 | 0.17336 | 0.1735 | 0.17366 | 0.17378 | 0.1739 | 0.17403 | 0.17419 | 0.17434 | 0.17453 | 0.1747 | 0.17488 | 0.17503 | 0.17521 | 0.17534 | 0.17547 | 0.17559 | 0.17572 | 0.1758 | 0.17589 | 0.17595 | 0.17602 | 0.17602
F1_Commercial_Other Health_Existing_Space Heating_Natural Gas_Furnace_E4 | F1 | Commercial | Other Health | Existing | Space Heating | Natural Gas | Furnace | E4 | RVT - Cost of Equipment | 0.16113 | 0.16107 | 0.16136 | 0.1606 | 0.16007 | 0.1599 | 0.16006 | 0.16015 | 0.16034 | 0.16049 | 0.16062 | 0.16072 | 0.16085 | 0.16099 | 0.16111 | 0.16122 | 0.16134 | 0.16149 | 0.16163 | 0.16181 | 0.16196 | 0.16213 | 0.16227 | 0.16243 | 0.16256 | 0.16267 | 0.16278 | 0.1629 | 0.16298 | 0.16307 | 0.16312 | 0.16318 | 0.16318
F1_Commercial_Other Health_Existing_Space Heating_Natural Gas_Furnace_E5 | F1 | Commercial | Other Health | Existing | Space Heating | Natural Gas | Furnace | E5 | RVT - Cost of Equipment | 0 | 0 | 0 | 0 | 0 | 0 | 0 | 0.11826 | 0.1184 | 0.11851 | 0.11861 | 0.11869 | 0.11878 | 0.11889 | 0.11897 | 0.11906 | 0.11914 | 0.11925 | 0.11936 | 0.11949 | 0.1196 | 0.11973 | 0.11983 | 0.11995 | 0.12004 | 0.12013 | 0.12021 | 0.1203 | 0.12036 | 0.12042 | 0.12046 | 0.1205 | 0.1205
F1_Commercial_Other Health_Existing_Space Heating_Natural Gas_Furnace_E6 | F1 | Commercial | Other Health | Existing | Space Heating | Natural Gas | Furnace | E6 | RVT - Cost of Equipment | 0 | 0 | 0 | 0 | 0 | 0 | 0 | 0 | 0 | 0 | 0 | 0 | 0 | 0 | 0 | 0 | 0 | 0 | 0 | 0 | 0 | 0 | 0 | 0 | 0 | 0 | 0 | 0 | 0 | 0 | 0 | 0 | 0
F1_Commercial_Other Health_Existing_Space Heating_Natural Gas_Furnace_E7 | F1 | Commercial | Other Health | Existing | Space Heating | Natural Gas | Furnace | E7 | RVT - Cost of Equipment | 0 | 0 | 0 | 0 | 0 | 0 | 0 | 0 | 0 | 0 | 0 | 0 | 0 | 0 | 0 | 0 | 0 | 0 | 0 | 0 | 0 | 0 | 0 | 0 | 0 | 0 | 0 | 0 | 0 | 0 | 0 | 0 | 0
F1_Commercial_Other Health_Existing_Space Heating_Natural Gas_Furnace_E8 | F1 | Commercial | Other Health | Existing | Space Heating | Natural Gas | Furnace | E8 | RVT - Cost of Equipment | 0 | 0 | 0 | 0 | 0 | 0 | 0 | 0 | 0 | 0 | 0 | 0 | 0 | 0 | 0 | 0 | 0 | 0 | 0 | 0 | 0 | 0 | 0 | 0 | 0 | 0 | 0 | 0 | 0 | 0 | 0 | 0 | 0
F1_Commercial_Other Health_Existing_Space Heating_Natural Gas_Furnace_E9 | F1 | Commercial | Other Health | Existing | Space Heating | Natural Gas | Furnace | E9 | RVT - Cost of Equipment | 0 | 0 | 0 | 0 | 0 | 0 | 0 | 0 | 0 | 0 | 0 | 0 | 0 | 0 | 0 | 0 | 0 | 0 | 0 | 0 | 0 | 0 | 0 | 0 | 0 | 0 | 0 | 0 | 0 | 0 | 0 | 0 | 0
F1_Commercial_Other Health_Existing_Space Heating_Natural Gas_Furnace_E10 | F1 | Commercial | Other Health | Existing | Space Heating | Natural Gas | Furnace | E10 | RVT - Cost of Equipment | 0 | 0 | 0 | 0 | 0 | 0 | 0 | 0 | 0 | 0 | 0 | 0 | 0 | 0 | 0 | 0 | 0 | 0 | 0 | 0 | 0 | 0 | 0 | 0 | 0 | 0 | 0 | 0 | 0 | 0 | 0 | 0 | 0
F2_Commercial_Other Health_Existing_Space Heating_Natural Gas_Furnace_E1 | F2 | Commercial | Other Health | Existing | Space Heating | Natural Gas | Furnace | E1 | RVT - Cost of Operation | 0.23166 | 0.23157 | 0.23199 | 0.23089 | 0.23013 | 0 | 0 | 0 | 0 | 0 | 0 | 0 | 0 | 0 | 0 | 0 | 0 | 0 | 0 | 0 | 0 | 0 | 0 | 0 | 0 | 0 | 0 | 0 | 0 | 0 | 0 | 0 | 0
F2_Commercial_Other Health_Existing_Space Heating_Natural Gas_Furnace_E2 | F2 | Commercial | Other Health | Existing | Space Heating | Natural Gas | Furnace | E2 | RVT - Cost of Operation | 0.21106 | 0.21098 | 0.21137 | 0.21036 | 0.20967 | 0 | 0 | 0 | 0 | 0 | 0 | 0 | 0 | 0 | 0 | 0 | 0 | 0 | 0 | 0 | 0 | 0 | 0 | 0 | 0 | 0 | 0 | 0 | 0 | 0 | 0 | 0 | 0
F2_Commercial_Other Health_Existing_Space Heating_Natural Gas_Furnace_E3 | F2 | Commercial | Other Health | Existing | Space Heating | Natural Gas | Furnace | E3 | RVT - Cost of Operation | 0.20823 | 0.20815 | 0.20853 | 0.20754 | 0.20686 | 0.20664 | 0.20685 | 0.20696 | 0.2072 | 0.2074 | 0.20757 | 0.2077 | 0.20787 | 0.20805 | 0.2082 | 0.20835 | 0.20849 | 0.20869 | 0.20887 | 0.2091 | 0.2093 | 0.20952 | 0.2097 | 0.20991 | 0.21007 | 0.21022 | 0.21037 | 0.21052 | 0.21062 | 0.21073 | 0.2108 | 0.21088 | 0.21088
F2_Commercial_Other Health_Existing_Space Heating_Natural Gas_Furnace_E4 | F2 | Commercial | Other Health | Existing | Space Heating | Natural Gas | Furnace | E4 | RVT - Cost of Operation | 0.19305 | 0.19297 | 0.19332 | 0.1924 | 0.19178 | 0.19158 | 0.19177 | 0.19187 | 0.19209 | 0.19228 | 0.19243 | 0.19255 | 0.19271 | 0.19288 | 0.19301 | 0.19315 | 0.19329 | 0.19347 | 0.19364 | 0.19386 | 0.19404 | 0.19424 | 0.19441 | 0.1946 | 0.19476 | 0.1949 | 0.19503 | 0.19517 | 0.19526 | 0.19537 | 0.19543 | 0.1955 | 0.1955
F2_Commercial_Other Health_Existing_Space Heating_Natural Gas_Furnace_E5 | F2 | Commercial | Other Health | Existing | Space Heating | Natural Gas | Furnace | E5 | RVT - Cost of Operation | 0 | 0 | 0 | 0 | 0 | 0 | 0 | 0.14169 | 0.14185 | 0.14199 | 0.14211 | 0.14219 | 0.14231 | 0.14244 | 0.14253 | 0.14264 | 0.14274 | 0.14287 | 0.143 | 0.14315 | 0.14329 | 0.14344 | 0.14356 | 0.14371 | 0.14382 | 0.14392 | 0.14402 | 0.14413 | 0.14419 | 0.14427 | 0.14431 | 0.14437 | 0.14437
F2_Commercial_Other Health_Existing_Space Heating_Natural Gas_Furnace_E6 | F2 | Commercial | Other Health | Existing | Space Heating | Natural Gas | Furnace | E6 | RVT - Cost of Operation | 0 | 0 | 0 | 0 | 0 | 0 | 0 | 0 | 0 | 0 | 0 | 0 | 0 | 0 | 0 | 0 | 0 | 0 | 0 | 0 | 0 | 0 | 0 | 0 | 0 | 0 | 0 | 0 | 0 | 0 | 0 | 0 | 0
F2_Commercial_Other Health_Existing_Space Heating_Natural Gas_Furnace_E7 | F2 | Commercial | Other Health | Existing | Space Heating | Natural Gas | Furnace | E7 | RVT - Cost of Operation | 0 | 0 | 0 | 0 | 0 | 0 | 0 | 0 | 0 | 0 | 0 | 0 | 0 | 0 | 0 | 0 | 0 | 0 | 0 | 0 | 0 | 0 | 0 | 0 | 0 | 0 | 0 | 0 | 0 | 0 | 0 | 0 | 0
F2_Commercial_Other Health_Existing_Space Heating_Natural Gas_Furnace_E8 | F2 | Commercial | Other Health | Existing | Space Heating | Natural Gas | Furnace | E8 | RVT - Cost of Operation | 0 | 0 | 0 | 0 | 0 | 0 | 0 | 0 | 0 | 0 | 0 | 0 | 0 | 0 | 0 | 0 | 0 | 0 | 0 | 0 | 0 | 0 | 0 | 0 | 0 | 0 | 0 | 0 | 0 | 0 | 0 | 0 | 0
F2_Commercial_Other Health_Existing_Space Heating_Natural Gas_Furnace_E9 | F2 | Commercial | Other Health | Existing | Space Heating | Natural Gas | Furnace | E9 | RVT - Cost of Operation | 0 | 0 | 0 | 0 | 0 | 0 | 0 | 0 | 0 | 0 | 0 | 0 | 0 | 0 | 0 | 0 | 0 | 0 | 0 | 0 | 0 | 0 | 0 | 0 | 0 | 0 | 0 | 0 | 0 | 0 | 0 | 0 | 0
F2_Commercial_Other Health_Existing_Space Heating_Natural Gas_Furnace_E10 | F2 | Commercial | Other Health | Existing | Space Heating | Natural Gas | Furnace | E10 | RVT - Cost of Operation | 0 | 0 | 0 | 0 | 0 | 0 | 0 | 0 | 0 | 0 | 0 | 0 | 0 | 0 | 0 | 0 | 0 | 0 | 0 | 0 | 0 | 0 | 0 | 0 | 0 | 0 | 0 | 0 | 0 | 0 | 0 | 0 | 0
F3_Commercial_Other Health_Existing_Space Heating_Natural Gas_Furnace_E1 | F3 | Commercial | Other Health | Existing | Space Heating | Natural Gas | Furnace | E1 | System - kBTUs of Consumption | 0.059431 | 0.059431 | 0.059431 | 0.059431 | 0.059431 | 0 | 0 | 0 | 0 | 0 | 0 | 0 | 0 | 0 | 0 | 0 | 0 | 0 | 0 | 0 | 0 | 0 | 0 | 0 | 0 | 0 | 0 | 0 | 0 | 0 | 0 | 0 | 0
F3_Commercial_Other Health_Existing_Space Heating_Natural Gas_Furnace_E2 | F3 | Commercial | Other Health | Existing | Space Heating | Natural Gas | Furnace | E2 | System - kBTUs of Consumption | 0.059942 | 0.059942 | 0.059942 | 0.059942 | 0.059942 | 0 | 0 | 0 | 0 | 0 | 0 | 0 | 0 | 0 | 0 | 0 | 0 | 0 | 0 | 0 | 0 | 0 | 0 | 0 | 0 | 0 | 0 | 0 | 0 | 0 | 0 | 0 | 0
F3_Commercial_Other Health_Existing_Space Heating_Natural Gas_Furnace_E3 | F3 | Commercial | Other Health | Existing | Space Heating | Natural Gas | Furnace | E3 | System - kBTUs of Consumption | 0.069363 | 0.069363 | 0.069363 | 0.069363 | 0.069363 | 0.069363 | 0.069363 | 0.069363 | 0.069363 | 0.069363 | 0.069363 | 0.069363 | 0.069363 | 0.069363 | 0.069363 | 0.069363 | 0.069363 | 0.069363 | 0.069363 | 0.069363 | 0.069363 | 0.069363 | 0.069363 | 0.069363 | 0.069363 | 0.069363 | 0.069363 | 0.069363 | 0.069363 | 0.069363 | 0.069363 | 0.069363 | 0.069363
F3_Commercial_Other Health_Existing_Space Heating_Natural Gas_Furnace_E4 | F3 | Commercial | Other Health | Existing | Space Heating | Natural Gas | Furnace | E4 | System - kBTUs of Consumption | 0.08524 | 0.08524 | 0.08524 | 0.08524 | 0.08524 | 0.08524 | 0.08524 | 0.08524 | 0.08524 | 0.08524 | 0.08524 | 0.08524 | 0.08524 | 0.08524 | 0.08524 | 0.08524 | 0.08524 | 0.08524 | 0.08524 | 0.08524 | 0.08524 | 0.08524 | 0.08524 | 0.08524 | 0.08524 | 0.08524 | 0.08524 | 0.08524 | 0.08524 | 0.08524 | 0.08524 | 0.08524 | 0.08524
F3_Commercial_Other Health_Existing_Space Heating_Natural Gas_Furnace_E5 | F3 | Commercial | Other Health | Existing | Space Heating | Natural Gas | Furnace | E5 | System - kBTUs of Consumption | 0 | 0 | 0 | 0 | 0 | 0 | 0 | 0.67958 | 0.67958 | 0.67958 | 0.67958 | 0.67958 | 0.67958 | 0.67958 | 0.67958 | 0.67958 | 0.67958 | 0.67958 | 0.67958 | 0.67958 | 0.67958 | 0.67958 | 0.67958 | 0.67958 | 0.67958 | 0.67958 | 0.67958 | 0.67958 | 0.67958 | 0.67958 | 0.67958 | 0.67958 | 0.67958
F3_Commercial_Other Health_Existing_Space Heating_Natural Gas_Furnace_E6 | F3 | Commercial | Other Health | Existing | Space Heating | Natural Gas | Furnace | E6 | System - kBTUs of Consumption | 0 | 0 | 0 | 0 | 0 | 0 | 0 | 0 | 0 | 0 | 0 | 0 | 0 | 0 | 0 | 0 | 0 | 0 | 0 | 0 | 0 | 0 | 0 | 0 | 0 | 0 | 0 | 0 | 0 | 0 | 0 | 0 | 0
F3_Commercial_Other Health_Existing_Space Heating_Natural Gas_Furnace_E7 | F3 | Commercial | Other Health | Existing | Space Heating | Natural Gas | Furnace | E7 | System - kBTUs of Consumption | 0 | 0 | 0 | 0 | 0 | 0 | 0 | 0 | 0 | 0 | 0 | 0 | 0 | 0 | 0 | 0 | 0 | 0 | 0 | 0 | 0 | 0 | 0 | 0 | 0 | 0 | 0 | 0 | 0 | 0 | 0 | 0 | 0
F3_Commercial_Other Health_Existing_Space Heating_Natural Gas_Furnace_E8 | F3 | Commercial | Other Health | Existing | Space Heating | Natural Gas | Furnace | E8 | System - kBTUs of Consumption | 0 | 0 | 0 | 0 | 0 | 0 | 0 | 0 | 0 | 0 | 0 | 0 | 0 | 0 | 0 | 0 | 0 | 0 | 0 | 0 | 0 | 0 | 0 | 0 | 0 | 0 | 0 | 0 | 0 | 0 | 0 | 0 | 0
F3_Commercial_Other Health_Existing_Space Heating_Natural Gas_Furnace_E9 | F3 | Commercial | Other Health | Existing | Space Heating | Natural Gas | Furnace | E9 | System - kBTUs of Consumption | 0 | 0 | 0 | 0 | 0 | 0 | 0 | 0 | 0 | 0 | 0 | 0 | 0 | 0 | 0 | 0 | 0 | 0 | 0 | 0 | 0 | 0 | 0 | 0 | 0 | 0 | 0 | 0 | 0 | 0 | 0 | 0 | 0
F3_Commercial_Other Health_Existing_Space Heating_Natural Gas_Furnace_E10 | F3 | Commercial | Other Health | Existing | Space Heating | Natural Gas | Furnace | E10 | System - kBTUs of Consumption | 0 | 0 | 0 | 0 | 0 | 0 | 0 | 0 | 0 | 0 | 0 | 0 | 0 | 0 | 0 | 0 | 0 | 0 | 0 | 0 | 0 | 0 | 0 | 0 | 0 | 0 | 0 | 0 | 0 | 0 | 0 | 0 | 0
F4_Commercial_Other Health_Existing_Space Heating_Natural Gas_Furnace_E1 | F4 | Commercial | Other Health | Existing | Space Heating | Natural Gas | Furnace | E1 | Utility - Cost of Equipment | 0.23166 | 0.23157 | 0.23199 | 0.23089 | 0.23013 | 0 | 0 | 0 | 0 | 0 | 0 | 0 | 0 | 0 | 0 | 0 | 0 | 0 | 0 | 0 | 0 | 0 | 0 | 0 | 0 | 0 | 0 | 0 | 0 | 0 | 0 | 0 | 0
F4_Commercial_Other Health_Existing_Space Heating_Natural Gas_Furnace_E2 | F4 | Commercial | Other Health | Existing | Space Heating | Natural Gas | Furnace | E2 | Utility - Cost of Equipment | 0.21106 | 0.21098 | 0.21137 | 0.21036 | 0.20967 | 0 | 0 | 0 | 0 | 0 | 0 | 0 | 0 | 0 | 0 | 0 | 0 | 0 | 0 | 0 | 0 | 0 | 0 | 0 | 0 | 0 | 0 | 0 | 0 | 0 | 0 | 0 | 0
F4_Commercial_Other Health_Existing_Space Heating_Natural Gas_Furnace_E3 | F4 | Commercial | Other Health | Existing | Space Heating | Natural Gas | Furnace | E3 | Utility - Cost of Equipment | 0.20823 | 0.20815 | 0.20853 | 0.20754 | 0.20686 | 0.20664 | 0.20685 | 0.20696 | 0.2072 | 0.2074 | 0.20757 | 0.2077 | 0.20787 | 0.20805 | 0.2082 | 0.20835 | 0.20849 | 0.20869 | 0.20887 | 0.2091 | 0.2093 | 0.20952 | 0.2097 | 0.20991 | 0.21007 | 0.21022 | 0.21037 | 0.21052 | 0.21062 | 0.21073 | 0.2108 | 0.21088 | 0.21088
F4_Commercial_Other Health_Existing_Space Heating_Natural Gas_Furnace_E4 | F4 | Commercial | Other Health | Existing | Space Heating | Natural Gas | Furnace | E4 | Utility - Cost of Equipment | 0.19305 | 0.19297 | 0.19332 | 0.1924 | 0.19178 | 0.19158 | 0.19177 | 0.19187 | 0.19209 | 0.19228 | 0.19243 | 0.19255 | 0.19271 | 0.19288 | 0.19301 | 0.19315 | 0.19329 | 0.19347 | 0.19364 | 0.19386 | 0.19404 | 0.19424 | 0.19441 | 0.1946 | 0.19476 | 0.1949 | 0.19503 | 0.19517 | 0.19526 | 0.19537 | 0.19543 | 0.1955 | 0.1955
F4_Commercial_Other Health_Existing_Space Heating_Natural Gas_Furnace_E5 | F4 | Commercial | Other Health | Existing | Space Heating | Natural Gas | Furnace | E5 | Utility - Cost of Equipment | 0 | 0 | 0 | 0 | 0 | 0 | 0 | 0.14169 | 0.14185 | 0.14199 | 0.14211 | 0.14219 | 0.14231 | 0.14244 | 0.14253 | 0.14264 | 0.14274 | 0.14287 | 0.143 | 0.14315 | 0.14329 | 0.14344 | 0.14356 | 0.14371 | 0.14382 | 0.14392 | 0.14402 | 0.14413 | 0.14419 | 0.14427 | 0.14431 | 0.14437 | 0.14437
F4_Commercial_Other Health_Existing_Space Heating_Natural Gas_Furnace_E6 | F4 | Commercial | Other Health | Existing | Space Heating | Natural Gas | Furnace | E6 | Utility - Cost of Equipment | 0 | 0 | 0 | 0 | 0 | 0 | 0 | 0 | 0 | 0 | 0 | 0 | 0 | 0 | 0 | 0 | 0 | 0 | 0 | 0 | 0 | 0 | 0 | 0 | 0 | 0 | 0 | 0 | 0 | 0 | 0 | 0 | 0
F4_Commercial_Other Health_Existing_Space Heating_Natural Gas_Furnace_E7 | F4 | Commercial | Other Health | Existing | Space Heating | Natural Gas | Furnace | E7 | Utility - Cost of Equipment | 0 | 0 | 0 | 0 | 0 | 0 | 0 | 0 | 0 | 0 | 0 | 0 | 0 | 0 | 0 | 0 | 0 | 0 | 0 | 0 | 0 | 0 | 0 | 0 | 0 | 0 | 0 | 0 | 0 | 0 | 0 | 0 | 0
F4_Commercial_Other Health_Existing_Space Heating_Natural Gas_Furnace_E8 | F4 | Commercial | Other Health | Existing | Space Heating | Natural Gas | Furnace | E8 | Utility - Cost of Equipment | 0 | 0 | 0 | 0 | 0 | 0 | 0 | 0 | 0 | 0 | 0 | 0 | 0 | 0 | 0 | 0 | 0 | 0 | 0 | 0 | 0 | 0 | 0 | 0 | 0 | 0 | 0 | 0 | 0 | 0 | 0 | 0 | 0
F4_Commercial_Other Health_Existing_Space Heating_Natural Gas_Furnace_E9 | F4 | Commercial | Other Health | Existing | Space Heating | Natural Gas | Furnace | E9 | Utility - Cost of Equipment | 0 | 0 | 0 | 0 | 0 | 0 | 0 | 0 | 0 | 0 | 0 | 0 | 0 | 0 | 0 | 0 | 0 | 0 | 0 | 0 | 0 | 0 | 0 | 0 | 0 | 0 | 0 | 0 | 0 | 0 | 0 | 0 | 0
F4_Commercial_Other Health_Existing_Space Heating_Natural Gas_Furnace_E10 | F4 | Commercial | Other Health | Existing | Space Heating | Natural Gas | Furnace | E10 | Utility - Cost of Equipment | 0 | 0 | 0 | 0 | 0 | 0 | 0 | 0 | 0 | 0 | 0 | 0 | 0 | 0 | 0 | 0 | 0 | 0 | 0 | 0 | 0 | 0 | 0 | 0 | 0 | 0 | 0 | 0 | 0 | 0 | 0 | 0 | 0
F5_Commercial_Other Health_Existing_Space Heating_Natural Gas_Furnace_E1 | F5 | Commercial | Other Health | Existing | Space Heating | Natural Gas | Furnace | E1 | Utility - Cost of Operation | 0.059431 | 0.059431 | 0.059431 | 0.059431 | 0.059431 | 0 | 0 | 0 | 0 | 0 | 0 | 0 | 0 | 0 | 0 | 0 | 0 | 0 | 0 | 0 | 0 | 0 | 0 | 0 | 0 | 0 | 0 | 0 | 0 | 0 | 0 | 0 | 0
F5_Commercial_Other Health_Existing_Space Heating_Natural Gas_Furnace_E2 | F5 | Commercial | Other Health | Existing | Space Heating | Natural Gas | Furnace | E2 | Utility - Cost of Operation | 0.059942 | 0.059942 | 0.059942 | 0.059942 | 0.059942 | 0 | 0 | 0 | 0 | 0 | 0 | 0 | 0 | 0 | 0 | 0 | 0 | 0 | 0 | 0 | 0 | 0 | 0 | 0 | 0 | 0 | 0 | 0 | 0 | 0 | 0 | 0 | 0
F5_Commercial_Other Health_Existing_Space Heating_Natural Gas_Furnace_E3 | F5 | Commercial | Other Health | Existing | Space Heating | Natural Gas | Furnace | E3 | Utility - Cost of Operation | 0.069363 | 0.069363 | 0.069363 | 0.069363 | 0.069363 | 0.069363 | 0.069363 | 0.069363 | 0.069363 | 0.069363 | 0.069363 | 0.069363 | 0.069363 | 0.069363 | 0.069363 | 0.069363 | 0.069363 | 0.069363 | 0.069363 | 0.069363 | 0.069363 | 0.069363 | 0.069363 | 0.069363 | 0.069363 | 0.069363 | 0.069363 | 0.069363 | 0.069363 | 0.069363 | 0.069363 | 0.069363 | 0.069363
F5_Commercial_Other Health_Existing_Space Heating_Natural Gas_Furnace_E4 | F5 | Commercial | Other Health | Existing | Space Heating | Natural Gas | Furnace | E4 | Utility - Cost of Operation | 0.08524 | 0.08524 | 0.08524 | 0.08524 | 0.08524 | 0.08524 | 0.08524 | 0.08524 | 0.08524 | 0.08524 | 0.08524 | 0.08524 | 0.08524 | 0.08524 | 0.08524 | 0.08524 | 0.08524 | 0.08524 | 0.08524 | 0.08524 | 0.08524 | 0.08524 | 0.08524 | 0.08524 | 0.08524 | 0.08524 | 0.08524 | 0.08524 | 0.08524 | 0.08524 | 0.08524 | 0.08524 | 0.08524
F5_Commercial_Other Health_Existing_Space Heating_Natural Gas_Furnace_E5 | F5 | Commercial | Other Health | Existing | Space Heating | Natural Gas | Furnace | E5 | Utility - Cost of Operation | 0 | 0 | 0 | 0 | 0 | 0 | 0 | 0.67958 | 0.67958 | 0.67958 | 0.67958 | 0.67958 | 0.67958 | 0.67958 | 0.67958 | 0.67958 | 0.67958 | 0.67958 | 0.67958 | 0.67958 | 0.67958 | 0.67958 | 0.67958 | 0.67958 | 0.67958 | 0.67958 | 0.67958 | 0.67958 | 0.67958 | 0.67958 | 0.67958 | 0.67958 | 0.67958
F5_Commercial_Other Health_Existing_Space Heating_Natural Gas_Furnace_E6 | F5 | Commercial | Other Health | Existing | Space Heating | Natural Gas | Furnace | E6 | Utility - Cost of Operation | 0 | 0 | 0 | 0 | 0 | 0 | 0 | 0 | 0 | 0 | 0 | 0 | 0 | 0 | 0 | 0 | 0 | 0 | 0 | 0 | 0 | 0 | 0 | 0 | 0 | 0 | 0 | 0 | 0 | 0 | 0 | 0 | 0
F5_Commercial_Other Health_Existing_Space Heating_Natural Gas_Furnace_E7 | F5 | Commercial | Other Health | Existing | Space Heating | Natural Gas | Furnace | E7 | Utility - Cost of Operation | 0 | 0 | 0 | 0 | 0 | 0 | 0 | 0 | 0 | 0 | 0 | 0 | 0 | 0 | 0 | 0 | 0 | 0 | 0 | 0 | 0 | 0 | 0 | 0 | 0 | 0 | 0 | 0 | 0 | 0 | 0 | 0 | 0
F5_Commercial_Other Health_Existing_Space Heating_Natural Gas_Furnace_E8 | F5 | Commercial | Other Health | Existing | Space Heating | Natural Gas | Furnace | E8 | Utility - Cost of Operation | 0 | 0 | 0 | 0 | 0 | 0 | 0 | 0 | 0 | 0 | 0 | 0 | 0 | 0 | 0 | 0 | 0 | 0 | 0 | 0 | 0 | 0 | 0 | 0 | 0 | 0 | 0 | 0 | 0 | 0 | 0 | 0 | 0
F5_Commercial_Other Health_Existing_Space Heating_Natural Gas_Furnace_E9 | F5 | Commercial | Other Health | Existing | Space Heating | Natural Gas | Furnace | E9 | Utility - Cost of Operation | 0 | 0 | 0 | 0 | 0 | 0 | 0 | 0 | 0 | 0 | 0 | 0 | 0 | 0 | 0 | 0 | 0 | 0 | 0 | 0 | 0 | 0 | 0 | 0 | 0 | 0 | 0 | 0 | 0 | 0 | 0 | 0 | 0
F5_Commercial_Other Health_Existing_Space Heating_Natural Gas_Furnace_E10 | F5 | Commercial | Other Health | Existing | Space Heating | Natural Gas | Furnace | E10 | Utility - Cost of Operation | 0 | 0 | 0 | 0 | 0 | 0 | 0 | 0 | 0 | 0 | 0 | 0 | 0 | 0 | 0 | 0 | 0 | 0 | 0 | 0 | 0 | 0 | 0 | 0 | 0 | 0 | 0 | 0 | 0 | 0 | 0 | 0 | 0
F6_Commercial_Other Health_Existing_Space Heating_Natural Gas_Furnace_E1 | F6 | Commercial | Other Health | Existing | Space Heating | Natural Gas | Furnace | E1 | Utility - Value of Sales | 0.088187 | 0.087929 | 0.087781 | 0.087208 | 0.086714 | 0 | 0 | 0 | 0 | 0 | 0 | 0 | 0 | 0 | 0 | 0 | 0 | 0 | 0 | 0 | 0 | 0 | 0 | 0 | 0 | 0 | 0 | 0 | 0 | 0 | 0 | 0 | 0
F6_Commercial_Other Health_Existing_Space Heating_Natural Gas_Furnace_E2 | F6 | Commercial | Other Health | Existing | Space Heating | Natural Gas | Furnace | E2 | Utility - Value of Sales | 0.080347 | 0.080112 | 0.079978 | 0.079456 | 0.079005 | 0 | 0 | 0 | 0 | 0 | 0 | 0 | 0 | 0 | 0 | 0 | 0 | 0 | 0 | 0 | 0 | 0 | 0 | 0 | 0 | 0 | 0 | 0 | 0 | 0 | 0 | 0 | 0
F6_Commercial_Other Health_Existing_Space Heating_Natural Gas_Furnace_E3 | F6 | Commercial | Other Health | Existing | Space Heating | Natural Gas | Furnace | E3 | Utility - Value of Sales | 0.079269 | 0.079037 | 0.078904 | 0.07839 | 0.077945 | 0.077503 | 0.077066 | 0.076635 | 0.076211 | 0.075796 | 0.075392 | 0.075 | 0.074621 | 0.074257 | 0.073909 | 0.073579 | 0.073269 | 0.072978 | 0.072707 | 0.072455 | 0.072222 | 0.072009 | 0.071815 | 0.07164 | 0.071485 | 0.071349 | 0.071233 | 0.071136 | 0.071058 | 0.071 | 0.070961 | 0.070942 | 0.070942
F6_Commercial_Other Health_Existing_Space Heating_Natural Gas_Furnace_E4 | F6 | Commercial | Other Health | Existing | Space Heating | Natural Gas | Furnace | E4 | Utility - Value of Sales | 0.073489 | 0.073274 | 0.073151 | 0.072674 | 0.072261 | 0.071852 | 0.071447 | 0.071047 | 0.070654 | 0.070269 | 0.069895 | 0.069531 | 0.069179 | 0.068842 | 0.06852 | 0.068214 | 0.067926 | 0.067657 | 0.067405 | 0.067171 | 0.066956 | 0.066758 | 0.066578 | 0.066416 | 0.066273 | 0.066147 | 0.066039 | 0.065949 | 0.065877 | 0.065823 | 0.065787 | 0.065769 | 0.065769
F6_Commercial_Other Health_Existing_Space Heating_Natural Gas_Furnace_E5 | F6 | Commercial | Other Health | Existing | Space Heating | Natural Gas | Furnace | E5 | Utility - Value of Sales | 0 | 0 | 0 | 0 | 0 | 0 | 0 | 0.052465 | 0.052175 | 0.051891 | 0.051614 | 0.051346 | 0.051086 | 0.050837 | 0.050599 | 0.050374 | 0.050161 | 0.049962 | 0.049776 | 0.049603 | 0.049444 | 0.049298 | 0.049165 | 0.049046 | 0.04894 | 0.048847 | 0.048767 | 0.048701 | 0.048648 | 0.048608 | 0.048581 | 0.048568 | 0.048568
F6_Commercial_Other Health_Existing_Space Heating_Natural Gas_Furnace_E6 | F6 | Commercial | Other Health | Existing | Space Heating | Natural Gas | Furnace | E6 | Utility - Value of Sales | 0 | 0 | 0 | 0 | 0 | 0 | 0 | 0 | 0 | 0 | 0 | 0 | 0 | 0 | 0 | 0 | 0 | 0 | 0 | 0 | 0 | 0 | 0 | 0 | 0 | 0 | 0 | 0 | 0 | 0 | 0 | 0 | 0
F6_Commercial_Other Health_Existing_Space Heating_Natural Gas_Furnace_E7 | F6 | Commercial | Other Health | Existing | Space Heating | Natural Gas | Furnace | E7 | Utility - Value of Sales | 0 | 0 | 0 | 0 | 0 | 0 | 0 | 0 | 0 | 0 | 0 | 0 | 0 | 0 | 0 | 0 | 0 | 0 | 0 | 0 | 0 | 0 | 0 | 0 | 0 | 0 | 0 | 0 | 0 | 0 | 0 | 0 | 0
F6_Commercial_Other Health_Existing_Space Heating_Natural Gas_Furnace_E8 | F6 | Commercial | Other Health | Existing | Space Heating | Natural Gas | Furnace | E8 | Utility - Value of Sales | 0 | 0 | 0 | 0 | 0 | 0 | 0 | 0 | 0 | 0 | 0 | 0 | 0 | 0 | 0 | 0 | 0 | 0 | 0 | 0 | 0 | 0 | 0 | 0 | 0 | 0 | 0 | 0 | 0 | 0 | 0 | 0 | 0
F6_Commercial_Other Health_Existing_Space Heating_Natural Gas_Furnace_E9 | F6 | Commercial | Other Health | Existing | Space Heating | Natural Gas | Furnace | E9 | Utility - Value of Sales | 0 | 0 | 0 | 0 | 0 | 0 | 0 | 0 | 0 | 0 | 0 | 0 | 0 | 0 | 0 | 0 | 0 | 0 | 0 | 0 | 0 | 0 | 0 | 0 | 0 | 0 | 0 | 0 | 0 | 0 | 0 | 0 | 0
F6_Commercial_Other Health_Existing_Space Heating_Natural Gas_Furnace_E10 | F6 | Commercial | Other Health | Existing | Space Heating | Natural Gas | Furnace | E10 | Utility - Value of Sales | 0 | 0 | 0 | 0 | 0 | 0 | 0 | 0 | 0 | 0 | 0 | 0 | 0 | 0 | 0 | 0 | 0 | 0 | 0 | 0 | 0 | 0 | 0 | 0 | 0 | 0 | 0 | 0 | 0 | 0 | 0 | 0 | 0
F1_Commercial_Other Health_Existing_Space Heating_Natural Gas_Boiler_E1 | F1 | Commercial | Other Health | Existing | Space Heating | Natural Gas | Boiler | E1 | RVT - Cost of Equipment | 0.67212 | 0.67192 | 0.67314 | 0.67016 | 0.66815 | 0 | 0 | 0 | 0 | 0 | 0 | 0 | 0 | 0 | 0 | 0 | 0 | 0 | 0 | 0 | 0 | 0 | 0 | 0 | 0 | 0 | 0 | 0 | 0 | 0 | 0 | 0 | 0
F1_Commercial_Other Health_Existing_Space Heating_Natural Gas_Boiler_E2 | F1 | Commercial | Other Health | Existing | Space Heating | Natural Gas | Boiler | E2 | RVT - Cost of Equipment | 0.64012 | 0.63993 | 0.64108 | 0.63825 | 0.63633 | 0 | 0 | 0 | 0 | 0 | 0 | 0 | 0 | 0 | 0 | 0 | 0 | 0 | 0 | 0 | 0 | 0 | 0 | 0 | 0 | 0 | 0 | 0 | 0 | 0 | 0 | 0 | 0
F1_Commercial_Other Health_Existing_Space Heating_Natural Gas_Boiler_E3 | F1 | Commercial | Other Health | Existing | Space Heating | Natural Gas | Boiler | E3 | RVT - Cost of Equipment | 0.57202 | 0.57185 | 0.57288 | 0.57035 | 0.56863 | 0.56812 | 0.5687 | 0.56901 | 0.56967 | 0.57022 | 0.57069 | 0.57105 | 0.57151 | 0.57201 | 0.57239 | 0.57278 | 0.57317 | 0.57367 | 0.57414 | 0.57475 | 0.57527 | 0.57583 | 0.5763 | 0.57685 | 0.57727 | 0.57766 | 0.57803 | 0.57843 | 0.5787 | 0.57899 | 0.57915 | 0.57937 | 0.57937
F1_Commercial_Other Health_Existing_Space Heating_Natural Gas_Boiler_E4 | F1 | Commercial | Other Health | Existing | Space Heating | Natural Gas | Boiler | E4 | RVT - Cost of Equipment | 0.54867 | 0.54851 | 0.5495 | 0.54707 | 0.54543 | 0.54493 | 0.54548 | 0.54579 | 0.54642 | 0.54695 | 0.5474 | 0.54775 | 0.54818 | 0.54866 | 0.54903 | 0.5494 | 0.54978 | 0.55026 | 0.55071 | 0.55129 | 0.55179 | 0.55233 | 0.55278 | 0.5533 | 0.55371 | 0.55409 | 0.55444 | 0.55482 | 0.55508 | 0.55535 | 0.55551 | 0.55572 | 0.55572
F1_Commercial_Other Health_Existing_Space Heating_Natural Gas_Boiler_E5 | F1 | Commercial | Other Health | Existing | Space Heating | Natural Gas | Boiler | E5 | RVT - Cost of Equipment | 0.41361 | 0.41349 | 0.41424 | 0.41241 | 0.41117 | 0.41079 | 0.41121 | 0.41144 | 0.41192 | 0.41231 | 0.41266 | 0.41292 | 0.41324 | 0.41361 | 0.41388 | 0.41417 | 0.41445 | 0.41481 | 0.41515 | 0.41559 | 0.41596 | 0.41637 | 0.41671 | 0.41711 | 0.41741 | 0.4177 | 0.41796 | 0.41825 | 0.41844 | 0.41865 | 0.41877 | 0.41893 | 0.41893
F1_Commercial_Other Health_Existing_Space Heating_Natural Gas_Boiler_E6 | F1 | Commercial | Other Health | Existing | Space Heating | Natural Gas | Boiler | E6 | RVT - Cost of Equipment | 0 | 0 | 0 | 0 | 0 | 0 | 0 | 0 | 0 | 0 | 0 | 0 | 0 | 0 | 0 | 0 | 0 | 0 | 0 | 0 | 0 | 0 | 0 | 0 | 0 | 0 | 0 | 0 | 0 | 0 | 0 | 0 | 0
F1_Commercial_Other Health_Existing_Space Heating_Natural Gas_Boiler_E7 | F1 | Commercial | Other Health | Existing | Space Heating | Natural Gas | Boiler | E7 | RVT - Cost of Equipment | 0 | 0 | 0 | 0 | 0 | 0 | 0 | 0 | 0 | 0 | 0 | 0 | 0 | 0 | 0 | 0 | 0 | 0 | 0 | 0 | 0 | 0 | 0 | 0 | 0 | 0 | 0 | 0 | 0 | 0 | 0 | 0 | 0
F1_Commercial_Other Health_Existing_Space Heating_Natural Gas_Boiler_E8 | F1 | Commercial | Other Health | Existing | Space Heating | Natural Gas | Boiler | E8 | RVT - Cost of Equipment | 0 | 0 | 0 | 0 | 0 | 0 | 0 | 0 | 0 | 0 | 0 | 0 | 0 | 0 | 0 | 0 | 0 | 0 | 0 | 0 | 0 | 0 | 0 | 0 | 0 | 0 | 0 | 0 | 0 | 0 | 0 | 0 | 0
F1_Commercial_Other Health_Existing_Space Heating_Natural Gas_Boiler_E9 | F1 | Commercial | Other Health | Existing | Space Heating | Natural Gas | Boiler | E9 | RVT - Cost of Equipment | 0 | 0 | 0 | 0 | 0 | 0 | 0 | 0 | 0 | 0 | 0 | 0 | 0 | 0 | 0 | 0 | 0 | 0 | 0 | 0 | 0 | 0 | 0 | 0 | 0 | 0 | 0 | 0 | 0 | 0 | 0 | 0 | 0
F1_Commercial_Other Health_Existing_Space Heating_Natural Gas_Boiler_E10 | F1 | Commercial | Other Health | Existing | Space Heating | Natural Gas | Boiler | E10 | RVT - Cost of Equipment | 0 | 0 | 0 | 0 | 0 | 0 | 0 | 0 | 0 | 0 | 0 | 0 | 0 | 0 | 0 | 0 | 0 | 0 | 0 | 0 | 0 | 0 | 0 | 0 | 0 | 0 | 0 | 0 | 0 | 0 | 0 | 0 | 0
F2_Commercial_Other Health_Existing_Space Heating_Natural Gas_Boiler_E1 | F2 | Commercial | Other Health | Existing | Space Heating | Natural Gas | Boiler | E1 | RVT - Cost of Operation | 0.80525 | 0.80501 | 0.80646 | 0.8029 | 0.80048 | 0 | 0 | 0 | 0 | 0 | 0 | 0 | 0 | 0 | 0 | 0 | 0 | 0 | 0 | 0 | 0 | 0 | 0 | 0 | 0 | 0 | 0 | 0 | 0 | 0 | 0 | 0 | 0
F2_Commercial_Other Health_Existing_Space Heating_Natural Gas_Boiler_E2 | F2 | Commercial | Other Health | Existing | Space Heating | Natural Gas | Boiler | E2 | RVT - Cost of Operation | 0.7669 | 0.76668 | 0.76806 | 0.76467 | 0.76236 | 0 | 0 | 0 | 0 | 0 | 0 | 0 | 0 | 0 | 0 | 0 | 0 | 0 | 0 | 0 | 0 | 0 | 0 | 0 | 0 | 0 | 0 | 0 | 0 | 0 | 0 | 0 | 0
F2_Commercial_Other Health_Existing_Space Heating_Natural Gas_Boiler_E3 | F2 | Commercial | Other Health | Existing | Space Heating | Natural Gas | Boiler | E3 | RVT - Cost of Operation | 0.68532 | 0.68511 | 0.68635 | 0.68332 | 0.68126 | 0.68064 | 0.68134 | 0.68171 | 0.68251 | 0.68316 | 0.68373 | 0.68416 | 0.6847 | 0.6853 | 0.68576 | 0.68623 | 0.68669 | 0.68729 | 0.68786 | 0.68859 | 0.68921 | 0.68989 | 0.69044 | 0.6911 | 0.69161 | 0.69208 | 0.69252 | 0.693 | 0.69332 | 0.69366 | 0.69386 | 0.69412 | 0.69412
F2_Commercial_Other Health_Existing_Space Heating_Natural Gas_Boiler_E4 | F2 | Commercial | Other Health | Existing | Space Heating | Natural Gas | Boiler | E4 | RVT - Cost of Operation | 0.65734 | 0.65715 | 0.65834 | 0.65543 | 0.65345 | 0.65286 | 0.65353 | 0.65389 | 0.65465 | 0.65528 | 0.65582 | 0.65623 | 0.65676 | 0.65733 | 0.65777 | 0.65822 | 0.65867 | 0.65924 | 0.65979 | 0.66048 | 0.66108 | 0.66173 | 0.66226 | 0.6629 | 0.66338 | 0.66383 | 0.66425 | 0.66472 | 0.66502 | 0.66535 | 0.66554 | 0.66579 | 0.66579
F2_Commercial_Other Health_Existing_Space Heating_Natural Gas_Boiler_E5 | F2 | Commercial | Other Health | Existing | Space Heating | Natural Gas | Boiler | E5 | RVT - Cost of Operation | 0.49554 | 0.49539 | 0.49628 | 0.49409 | 0.4926 | 0.49216 | 0.49266 | 0.49293 | 0.4935 | 0.49398 | 0.49439 | 0.4947 | 0.49509 | 0.49553 | 0.49586 | 0.4962 | 0.49653 | 0.49697 | 0.49738 | 0.4979 | 0.49835 | 0.49884 | 0.49924 | 0.49972 | 0.50009 | 0.50043 | 0.50075 | 0.50109 | 0.50132 | 0.50157 | 0.50171 | 0.5019 | 0.5019
F2_Commercial_Other Health_Existing_Space Heating_Natural Gas_Boiler_E6 | F2 | Commercial | Other Health | Existing | Space Heating | Natural Gas | Boiler | E6 | RVT - Cost of Operation | 0 | 0 | 0 | 0 | 0 | 0 | 0 | 0 | 0 | 0 | 0 | 0 | 0 | 0 | 0 | 0 | 0 | 0 | 0 | 0 | 0 | 0 | 0 | 0 | 0 | 0 | 0 | 0 | 0 | 0 | 0 | 0 | 0
F2_Commercial_Other Health_Existing_Space Heating_Natural Gas_Boiler_E7 | F2 | Commercial | Other Health | Existing | Space Heating | Natural Gas | Boiler | E7 | RVT - Cost of Operation | 0 | 0 | 0 | 0 | 0 | 0 | 0 | 0 | 0 | 0 | 0 | 0 | 0 | 0 | 0 | 0 | 0 | 0 | 0 | 0 | 0 | 0 | 0 | 0 | 0 | 0 | 0 | 0 | 0 | 0 | 0 | 0 | 0
F2_Commercial_Other Health_Existing_Space Heating_Natural Gas_Boiler_E8 | F2 | Commercial | Other Health | Existing | Space Heating | Natural Gas | Boiler | E8 | RVT - Cost of Operation | 0 | 0 | 0 | 0 | 0 | 0 | 0 | 0 | 0 | 0 | 0 | 0 | 0 | 0 | 0 | 0 | 0 | 0 | 0 | 0 | 0 | 0 | 0 | 0 | 0 | 0 | 0 | 0 | 0 | 0 | 0 | 0 | 0
F2_Commercial_Other Health_Existing_Space Heating_Natural Gas_Boiler_E9 | F2 | Commercial | Other Health | Existing | Space Heating | Natural Gas | Boiler | E9 | RVT - Cost of Operation | 0 | 0 | 0 | 0 | 0 | 0 | 0 | 0 | 0 | 0 | 0 | 0 | 0 | 0 | 0 | 0 | 0 | 0 | 0 | 0 | 0 | 0 | 0 | 0 | 0 | 0 | 0 | 0 | 0 | 0 | 0 | 0 | 0
F2_Commercial_Other Health_Existing_Space Heating_Natural Gas_Boiler_E10 | F2 | Commercial | Other Health | Existing | Space Heating | Natural Gas | Boiler | E10 | RVT - Cost of Operation | 0 | 0 | 0 | 0 | 0 | 0 | 0 | 0 | 0 | 0 | 0 | 0 | 0 | 0 | 0 | 0 | 0 | 0 | 0 | 0 | 0 | 0 | 0 | 0 | 0 | 0 | 0 | 0 | 0 | 0 | 0 | 0 | 0
F3_Commercial_Other Health_Existing_Space Heating_Natural Gas_Boiler_E1 | F3 | Commercial | Other Health | Existing | Space Heating | Natural Gas | Boiler | E1 | System - kBTUs of Consumption | 0.12531 | 0.12531 | 0.12531 | 0.12531 | 0.12531 | 0 | 0 | 0 | 0 | 0 | 0 | 0 | 0 | 0 | 0 | 0 | 0 | 0 | 0 | 0 | 0 | 0 | 0 | 0 | 0 | 0 | 0 | 0 | 0 | 0 | 0 | 0 | 0
F3_Commercial_Other Health_Existing_Space Heating_Natural Gas_Boiler_E2 | F3 | Commercial | Other Health | Existing | Space Heating | Natural Gas | Boiler | E2 | System - kBTUs of Consumption | 0.12953 | 0.12953 | 0.12953 | 0.12953 | 0.12953 | 0 | 0 | 0 | 0 | 0 | 0 | 0 | 0 | 0 | 0 | 0 | 0 | 0 | 0 | 0 | 0 | 0 | 0 | 0 | 0 | 0 | 0 | 0 | 0 | 0 | 0 | 0 | 0
F3_Commercial_Other Health_Existing_Space Heating_Natural Gas_Boiler_E3 | F3 | Commercial | Other Health | Existing | Space Heating | Natural Gas | Boiler | E3 | System - kBTUs of Consumption | 0.20361 | 0.20361 | 0.20361 | 0.20361 | 0.20361 | 0.20361 | 0.20361 | 0.20361 | 0.20361 | 0.20361 | 0.20361 | 0.20361 | 0.20361 | 0.20361 | 0.20361 | 0.20361 | 0.20361 | 0.20361 | 0.20361 | 0.20361 | 0.20361 | 0.20361 | 0.20361 | 0.20361 | 0.20361 | 0.20361 | 0.20361 | 0.20361 | 0.20361 | 0.20361 | 0.20361 | 0.20361 | 0.20361
F3_Commercial_Other Health_Existing_Space Heating_Natural Gas_Boiler_E4 | F3 | Commercial | Other Health | Existing | Space Heating | Natural Gas | Boiler | E4 | System - kBTUs of Consumption | 0.22268 | 0.22268 | 0.22268 | 0.22268 | 0.22268 | 0.22268 | 0.22268 | 0.22268 | 0.22268 | 0.22268 | 0.22268 | 0.22268 | 0.22268 | 0.22268 | 0.22268 | 0.22268 | 0.22268 | 0.22268 | 0.22268 | 0.22268 | 0.22268 | 0.22268 | 0.22268 | 0.22268 | 0.22268 | 0.22268 | 0.22268 | 0.22268 | 0.22268 | 0.22268 | 0.22268 | 0.22268 | 0.22268
F3_Commercial_Other Health_Existing_Space Heating_Natural Gas_Boiler_E5 | F3 | Commercial | Other Health | Existing | Space Heating | Natural Gas | Boiler | E5 | System - kBTUs of Consumption | 0.75334 | 0.75334 | 0.75334 | 0.75334 | 0.75334 | 0.75334 | 0.75334 | 0.75334 | 0.75334 | 0.75334 | 0.75334 | 0.75334 | 0.75334 | 0.75334 | 0.75334 | 0.75334 | 0.75334 | 0.75334 | 0.75334 | 0.75334 | 0.75334 | 0.75334 | 0.75334 | 0.75334 | 0.75334 | 0.75334 | 0.75334 | 0.75334 | 0.75334 | 0.75334 | 0.75334 | 0.75334 | 0.75334
F3_Commercial_Other Health_Existing_Space Heating_Natural Gas_Boiler_E6 | F3 | Commercial | Other Health | Existing | Space Heating | Natural Gas | Boiler | E6 | System - kBTUs of Consumption | 0 | 0 | 0 | 0 | 0 | 0 | 0 | 0 | 0 | 0 | 0 | 0 | 0 | 0 | 0 | 0 | 0 | 0 | 0 | 0 | 0 | 0 | 0 | 0 | 0 | 0 | 0 | 0 | 0 | 0 | 0 | 0 | 0
F3_Commercial_Other Health_Existing_Space Heating_Natural Gas_Boiler_E7 | F3 | Commercial | Other Health | Existing | Space Heating | Natural Gas | Boiler | E7 | System - kBTUs of Consumption | 0 | 0 | 0 | 0 | 0 | 0 | 0 | 0 | 0 | 0 | 0 | 0 | 0 | 0 | 0 | 0 | 0 | 0 | 0 | 0 | 0 | 0 | 0 | 0 | 0 | 0 | 0 | 0 | 0 | 0 | 0 | 0 | 0
F3_Commercial_Other Health_Existing_Space Heating_Natural Gas_Boiler_E8 | F3 | Commercial | Other Health | Existing | Space Heating | Natural Gas | Boiler | E8 | System - kBTUs of Consumption | 0 | 0 | 0 | 0 | 0 | 0 | 0 | 0 | 0 | 0 | 0 | 0 | 0 | 0 | 0 | 0 | 0 | 0 | 0 | 0 | 0 | 0 | 0 | 0 | 0 | 0 | 0 | 0 | 0 | 0 | 0 | 0 | 0
F3_Commercial_Other Health_Existing_Space Heating_Natural Gas_Boiler_E9 | F3 | Commercial | Other Health | Existing | Space Heating | Natural Gas | Boiler | E9 | System - kBTUs of Consumption | 0 | 0 | 0 | 0 | 0 | 0 | 0 | 0 | 0 | 0 | 0 | 0 | 0 | 0 | 0 | 0 | 0 | 0 | 0 | 0 | 0 | 0 | 0 | 0 | 0 | 0 | 0 | 0 | 0 | 0 | 0 | 0 | 0
F3_Commercial_Other Health_Existing_Space Heating_Natural Gas_Boiler_E10 | F3 | Commercial | Other Health | Existing | Space Heating | Natural Gas | Boiler | E10 | System - kBTUs of Consumption | 0 | 0 | 0 | 0 | 0 | 0 | 0 | 0 | 0 | 0 | 0 | 0 | 0 | 0 | 0 | 0 | 0 | 0 | 0 | 0 | 0 | 0 | 0 | 0 | 0 | 0 | 0 | 0 | 0 | 0 | 0 | 0 | 0
F4_Commercial_Other Health_Existing_Space Heating_Natural Gas_Boiler_E1 | F4 | Commercial | Other Health | Existing | Space Heating | Natural Gas | Boiler | E1 | Utility - Cost of Equipment | 0.80525 | 0.80501 | 0.80646 | 0.8029 | 0.80048 | 0 | 0 | 0 | 0 | 0 | 0 | 0 | 0 | 0 | 0 | 0 | 0 | 0 | 0 | 0 | 0 | 0 | 0 | 0 | 0 | 0 | 0 | 0 | 0 | 0 | 0 | 0 | 0
F4_Commercial_Other Health_Existing_Space Heating_Natural Gas_Boiler_E2 | F4 | Commercial | Other Health | Existing | Space Heating | Natural Gas | Boiler | E2 | Utility - Cost of Equipment | 0.7669 | 0.76668 | 0.76806 | 0.76467 | 0.76236 | 0 | 0 | 0 | 0 | 0 | 0 | 0 | 0 | 0 | 0 | 0 | 0 | 0 | 0 | 0 | 0 | 0 | 0 | 0 | 0 | 0 | 0 | 0 | 0 | 0 | 0 | 0 | 0
F4_Commercial_Other Health_Existing_Space Heating_Natural Gas_Boiler_E3 | F4 | Commercial | Other Health | Existing | Space Heating | Natural Gas | Boiler | E3 | Utility - Cost of Equipment | 0.68532 | 0.68511 | 0.68635 | 0.68332 | 0.68126 | 0.68064 | 0.68134 | 0.68171 | 0.68251 | 0.68316 | 0.68373 | 0.68416 | 0.6847 | 0.6853 | 0.68576 | 0.68623 | 0.68669 | 0.68729 | 0.68786 | 0.68859 | 0.68921 | 0.68989 | 0.69044 | 0.6911 | 0.69161 | 0.69208 | 0.69252 | 0.693 | 0.69332 | 0.69366 | 0.69386 | 0.69412 | 0.69412
F4_Commercial_Other Health_Existing_Space Heating_Natural Gas_Boiler_E4 | F4 | Commercial | Other Health | Existing | Space Heating | Natural Gas | Boiler | E4 | Utility - Cost of Equipment | 0.65734 | 0.65715 | 0.65834 | 0.65543 | 0.65345 | 0.65286 | 0.65353 | 0.65389 | 0.65465 | 0.65528 | 0.65582 | 0.65623 | 0.65676 | 0.65733 | 0.65777 | 0.65822 | 0.65867 | 0.65924 | 0.65979 | 0.66048 | 0.66108 | 0.66173 | 0.66226 | 0.6629 | 0.66338 | 0.66383 | 0.66425 | 0.66472 | 0.66502 | 0.66535 | 0.66554 | 0.66579 | 0.66579
F4_Commercial_Other Health_Existing_Space Heating_Natural Gas_Boiler_E5 | F4 | Commercial | Other Health | Existing | Space Heating | Natural Gas | Boiler | E5 | Utility - Cost of Equipment | 0.49554 | 0.49539 | 0.49628 | 0.49409 | 0.4926 | 0.49216 | 0.49266 | 0.49293 | 0.4935 | 0.49398 | 0.49439 | 0.4947 | 0.49509 | 0.49553 | 0.49586 | 0.4962 | 0.49653 | 0.49697 | 0.49738 | 0.4979 | 0.49835 | 0.49884 | 0.49924 | 0.49972 | 0.50009 | 0.50043 | 0.50075 | 0.50109 | 0.50132 | 0.50157 | 0.50171 | 0.5019 | 0.5019
F4_Commercial_Other Health_Existing_Space Heating_Natural Gas_Boiler_E6 | F4 | Commercial | Other Health | Existing | Space Heating | Natural Gas | Boiler | E6 | Utility - Cost of Equipment | 0 | 0 | 0 | 0 | 0 | 0 | 0 | 0 | 0 | 0 | 0 | 0 | 0 | 0 | 0 | 0 | 0 | 0 | 0 | 0 | 0 | 0 | 0 | 0 | 0 | 0 | 0 | 0 | 0 | 0 | 0 | 0 | 0
F4_Commercial_Other Health_Existing_Space Heating_Natural Gas_Boiler_E7 | F4 | Commercial | Other Health | Existing | Space Heating | Natural Gas | Boiler | E7 | Utility - Cost of Equipment | 0 | 0 | 0 | 0 | 0 | 0 | 0 | 0 | 0 | 0 | 0 | 0 | 0 | 0 | 0 | 0 | 0 | 0 | 0 | 0 | 0 | 0 | 0 | 0 | 0 | 0 | 0 | 0 | 0 | 0 | 0 | 0 | 0
F4_Commercial_Other Health_Existing_Space Heating_Natural Gas_Boiler_E8 | F4 | Commercial | Other Health | Existing | Space Heating | Natural Gas | Boiler | E8 | Utility - Cost of Equipment | 0 | 0 | 0 | 0 | 0 | 0 | 0 | 0 | 0 | 0 | 0 | 0 | 0 | 0 | 0 | 0 | 0 | 0 | 0 | 0 | 0 | 0 | 0 | 0 | 0 | 0 | 0 | 0 | 0 | 0 | 0 | 0 | 0
F4_Commercial_Other Health_Existing_Space Heating_Natural Gas_Boiler_E9 | F4 | Commercial | Other Health | Existing | Space Heating | Natural Gas | Boiler | E9 | Utility - Cost of Equipment | 0 | 0 | 0 | 0 | 0 | 0 | 0 | 0 | 0 | 0 | 0 | 0 | 0 | 0 | 0 | 0 | 0 | 0 | 0 | 0 | 0 | 0 | 0 | 0 | 0 | 0 | 0 | 0 | 0 | 0 | 0 | 0 | 0
F4_Commercial_Other Health_Existing_Space Heating_Natural Gas_Boiler_E10 | F4 | Commercial | Other Health | Existing | Space Heating | Natural Gas | Boiler | E10 | Utility - Cost of Equipment | 0 | 0 | 0 | 0 | 0 | 0 | 0 | 0 | 0 | 0 | 0 | 0 | 0 | 0 | 0 | 0 | 0 | 0 | 0 | 0 | 0 | 0 | 0 | 0 | 0 | 0 | 0 | 0 | 0 | 0 | 0 | 0 | 0
F5_Commercial_Other Health_Existing_Space Heating_Natural Gas_Boiler_E1 | F5 | Commercial | Other Health | Existing | Space Heating | Natural Gas | Boiler | E1 | Utility - Cost of Operation | 0.12531 | 0.12531 | 0.12531 | 0.12531 | 0.12531 | 0 | 0 | 0 | 0 | 0 | 0 | 0 | 0 | 0 | 0 | 0 | 0 | 0 | 0 | 0 | 0 | 0 | 0 | 0 | 0 | 0 | 0 | 0 | 0 | 0 | 0 | 0 | 0
F5_Commercial_Other Health_Existing_Space Heating_Natural Gas_Boiler_E2 | F5 | Commercial | Other Health | Existing | Space Heating | Natural Gas | Boiler | E2 | Utility - Cost of Operation | 0.12953 | 0.12953 | 0.12953 | 0.12953 | 0.12953 | 0 | 0 | 0 | 0 | 0 | 0 | 0 | 0 | 0 | 0 | 0 | 0 | 0 | 0 | 0 | 0 | 0 | 0 | 0 | 0 | 0 | 0 | 0 | 0 | 0 | 0 | 0 | 0
F5_Commercial_Other Health_Existing_Space Heating_Natural Gas_Boiler_E3 | F5 | Commercial | Other Health | Existing | Space Heating | Natural Gas | Boiler | E3 | Utility - Cost of Operation | 0.20361 | 0.20361 | 0.20361 | 0.20361 | 0.20361 | 0.20361 | 0.20361 | 0.20361 | 0.20361 | 0.20361 | 0.20361 | 0.20361 | 0.20361 | 0.20361 | 0.20361 | 0.20361 | 0.20361 | 0.20361 | 0.20361 | 0.20361 | 0.20361 | 0.20361 | 0.20361 | 0.20361 | 0.20361 | 0.20361 | 0.20361 | 0.20361 | 0.20361 | 0.20361 | 0.20361 | 0.20361 | 0.20361
F5_Commercial_Other Health_Existing_Space Heating_Natural Gas_Boiler_E4 | F5 | Commercial | Other Health | Existing | Space Heating | Natural Gas | Boiler | E4 | Utility - Cost of Operation | 0.22268 | 0.22268 | 0.22268 | 0.22268 | 0.22268 | 0.22268 | 0.22268 | 0.22268 | 0.22268 | 0.22268 | 0.22268 | 0.22268 | 0.22268 | 0.22268 | 0.22268 | 0.22268 | 0.22268 | 0.22268 | 0.22268 | 0.22268 | 0.22268 | 0.22268 | 0.22268 | 0.22268 | 0.22268 | 0.22268 | 0.22268 | 0.22268 | 0.22268 | 0.22268 | 0.22268 | 0.22268 | 0.22268
F5_Commercial_Other Health_Existing_Space Heating_Natural Gas_Boiler_E5 | F5 | Commercial | Other Health | Existing | Space Heating | Natural Gas | Boiler | E5 | Utility - Cost of Operation | 0.75334 | 0.75334 | 0.75334 | 0.75334 | 0.75334 | 0.75334 | 0.75334 | 0.75334 | 0.75334 | 0.75334 | 0.75334 | 0.75334 | 0.75334 | 0.75334 | 0.75334 | 0.75334 | 0.75334 | 0.75334 | 0.75334 | 0.75334 | 0.75334 | 0.75334 | 0.75334 | 0.75334 | 0.75334 | 0.75334 | 0.75334 | 0.75334 | 0.75334 | 0.75334 | 0.75334 | 0.75334 | 0.75334
F5_Commercial_Other Health_Existing_Space Heating_Natural Gas_Boiler_E6 | F5 | Commercial | Other Health | Existing | Space Heating | Natural Gas | Boiler | E6 | Utility - Cost of Operation | 0 | 0 | 0 | 0 | 0 | 0 | 0 | 0 | 0 | 0 | 0 | 0 | 0 | 0 | 0 | 0 | 0 | 0 | 0 | 0 | 0 | 0 | 0 | 0 | 0 | 0 | 0 | 0 | 0 | 0 | 0 | 0 | 0
F5_Commercial_Other Health_Existing_Space Heating_Natural Gas_Boiler_E7 | F5 | Commercial | Other Health | Existing | Space Heating | Natural Gas | Boiler | E7 | Utility - Cost of Operation | 0 | 0 | 0 | 0 | 0 | 0 | 0 | 0 | 0 | 0 | 0 | 0 | 0 | 0 | 0 | 0 | 0 | 0 | 0 | 0 | 0 | 0 | 0 | 0 | 0 | 0 | 0 | 0 | 0 | 0 | 0 | 0 | 0
F5_Commercial_Other Health_Existing_Space Heating_Natural Gas_Boiler_E8 | F5 | Commercial | Other Health | Existing | Space Heating | Natural Gas | Boiler | E8 | Utility - Cost of Operation | 0 | 0 | 0 | 0 | 0 | 0 | 0 | 0 | 0 | 0 | 0 | 0 | 0 | 0 | 0 | 0 | 0 | 0 | 0 | 0 | 0 | 0 | 0 | 0 | 0 | 0 | 0 | 0 | 0 | 0 | 0 | 0 | 0
F5_Commercial_Other Health_Existing_Space Heating_Natural Gas_Boiler_E9 | F5 | Commercial | Other Health | Existing | Space Heating | Natural Gas | Boiler | E9 | Utility - Cost of Operation | 0 | 0 | 0 | 0 | 0 | 0 | 0 | 0 | 0 | 0 | 0 | 0 | 0 | 0 | 0 | 0 | 0 | 0 | 0 | 0 | 0 | 0 | 0 | 0 | 0 | 0 | 0 | 0 | 0 | 0 | 0 | 0 | 0
F5_Commercial_Other Health_Existing_Space Heating_Natural Gas_Boiler_E10 | F5 | Commercial | Other Health | Existing | Space Heating | Natural Gas | Boiler | E10 | Utility - Cost of Operation | 0 | 0 | 0 | 0 | 0 | 0 | 0 | 0 | 0 | 0 | 0 | 0 | 0 | 0 | 0 | 0 | 0 | 0 | 0 | 0 | 0 | 0 | 0 | 0 | 0 | 0 | 0 | 0 | 0 | 0 | 0 | 0 | 0
F6_Commercial_Other Health_Existing_Space Heating_Natural Gas_Boiler_E1 | F6 | Commercial | Other Health | Existing | Space Heating | Natural Gas | Boiler | E1 | Utility - Value of Sales | 0.3048 | 0.30384 | 0.30323 | 0.30128 | 0.29959 | 0 | 0 | 0 | 0 | 0 | 0 | 0 | 0 | 0 | 0 | 0 | 0 | 0 | 0 | 0 | 0 | 0 | 0 | 0 | 0 | 0 | 0 | 0 | 0 | 0 | 0 | 0 | 0
F6_Commercial_Other Health_Existing_Space Heating_Natural Gas_Boiler_E2 | F6 | Commercial | Other Health | Existing | Space Heating | Natural Gas | Boiler | E2 | Utility - Value of Sales | 0.29029 | 0.28937 | 0.28879 | 0.28693 | 0.28532 | 0 | 0 | 0 | 0 | 0 | 0 | 0 | 0 | 0 | 0 | 0 | 0 | 0 | 0 | 0 | 0 | 0 | 0 | 0 | 0 | 0 | 0 | 0 | 0 | 0 | 0 | 0 | 0
F6_Commercial_Other Health_Existing_Space Heating_Natural Gas_Boiler_E3 | F6 | Commercial | Other Health | Existing | Space Heating | Natural Gas | Boiler | E3 | Utility - Value of Sales | 0.2594 | 0.25859 | 0.25807 | 0.25641 | 0.25497 | 0.25355 | 0.25215 | 0.25078 | 0.24943 | 0.24813 | 0.24687 | 0.24565 | 0.24448 | 0.24336 | 0.24231 | 0.24131 | 0.24037 | 0.23949 | 0.23867 | 0.23791 | 0.2372 | 0.23656 | 0.23597 | 0.23544 | 0.23497 | 0.23456 | 0.23421 | 0.23392 | 0.23368 | 0.2335 | 0.23339 | 0.23333 | 0.23333
F6_Commercial_Other Health_Existing_Space Heating_Natural Gas_Boiler_E4 | F6 | Commercial | Other Health | Existing | Space Heating | Natural Gas | Boiler | E4 | Utility - Value of Sales | 0.24882 | 0.24803 | 0.24754 | 0.24594 | 0.24456 | 0.2432 | 0.24186 | 0.24054 | 0.23925 | 0.238 | 0.23679 | 0.23562 | 0.2345 | 0.23343 | 0.23242 | 0.23146 | 0.23056 | 0.22971 | 0.22893 | 0.22819 | 0.22752 | 0.2269 | 0.22634 | 0.22583 | 0.22538 | 0.22499 | 0.22465 | 0.22437 | 0.22414 | 0.22397 | 0.22386 | 0.2238 | 0.2238
F6_Commercial_Other Health_Existing_Space Heating_Natural Gas_Boiler_E5 | F6 | Commercial | Other Health | Existing | Space Heating | Natural Gas | Boiler | E5 | Utility - Value of Sales | 0.18757 | 0.18698 | 0.18661 | 0.1854 | 0.18436 | 0.18333 | 0.18232 | 0.18133 | 0.18036 | 0.17942 | 0.1785 | 0.17762 | 0.17678 | 0.17597 | 0.17521 | 0.17448 | 0.17381 | 0.17317 | 0.17258 | 0.17202 | 0.17151 | 0.17105 | 0.17062 | 0.17024 | 0.1699 | 0.16961 | 0.16935 | 0.16914 | 0.16897 | 0.16884 | 0.16876 | 0.16871 | 0.16871
F6_Commercial_Other Health_Existing_Space Heating_Natural Gas_Boiler_E6 | F6 | Commercial | Other Health | Existing | Space Heating | Natural Gas | Boiler | E6 | Utility - Value of Sales | 0 | 0 | 0 | 0 | 0 | 0 | 0 | 0 | 0 | 0 | 0 | 0 | 0 | 0 | 0 | 0 | 0 | 0 | 0 | 0 | 0 | 0 | 0 | 0 | 0 | 0 | 0 | 0 | 0 | 0 | 0 | 0 | 0
F6_Commercial_Other Health_Existing_Space Heating_Natural Gas_Boiler_E7 | F6 | Commercial | Other Health | Existing | Space Heating | Natural Gas | Boiler | E7 | Utility - Value of Sales | 0 | 0 | 0 | 0 | 0 | 0 | 0 | 0 | 0 | 0 | 0 | 0 | 0 | 0 | 0 | 0 | 0 | 0 | 0 | 0 | 0 | 0 | 0 | 0 | 0 | 0 | 0 | 0 | 0 | 0 | 0 | 0 | 0
F6_Commercial_Other Health_Existing_Space Heating_Natural Gas_Boiler_E8 | F6 | Commercial | Other Health | Existing | Space Heating | Natural Gas | Boiler | E8 | Utility - Value of Sales | 0 | 0 | 0 | 0 | 0 | 0 | 0 | 0 | 0 | 0 | 0 | 0 | 0 | 0 | 0 | 0 | 0 | 0 | 0 | 0 | 0 | 0 | 0 | 0 | 0 | 0 | 0 | 0 | 0 | 0 | 0 | 0 | 0
F6_Commercial_Other Health_Existing_Space Heating_Natural Gas_Boiler_E9 | F6 | Commercial | Other Health | Existing | Space Heating | Natural Gas | Boiler | E9 | Utility - Value of Sales | 0 | 0 | 0 | 0 | 0 | 0 | 0 | 0 | 0 | 0 | 0 | 0 | 0 | 0 | 0 | 0 | 0 | 0 | 0 | 0 | 0 | 0 | 0 | 0 | 0 | 0 | 0 | 0 | 0 | 0 | 0 | 0 | 0
F6_Commercial_Other Health_Existing_Space Heating_Natural Gas_Boiler_E10 | F6 | Commercial | Other Health | Existing | Space Heating | Natural Gas | Boiler | E10 | Utility - Value of Sales | 0 | 0 | 0 | 0 | 0 | 0 | 0 | 0 | 0 | 0 | 0 | 0 | 0 | 0 | 0 | 0 | 0 | 0 | 0 | 0 | 0 | 0 | 0 | 0 | 0 | 0 | 0 | 0 | 0 | 0 | 0 | 0 | 0
F1_Commercial_Other Health_Existing_Space Heating_Natural Gas_Unit Heater_E1 | F1 | Commercial | Other Health | Existing | Space Heating | Natural Gas | Unit Heater | E1 | RVT - Cost of Equipment | 0.099708 | 0.09962 | 0.099885 | 0.099083 | 0.098514 | 0 | 0 | 0 | 0 | 0 | 0 | 0 | 0 | 0 | 0 | 0 | 0 | 0 | 0 | 0 | 0 | 0 | 0 | 0 | 0 | 0 | 0 | 0 | 0 | 0 | 0 | 0 | 0
F1_Commercial_Other Health_Existing_Space Heating_Natural Gas_Unit Heater_E2 | F1 | Commercial | Other Health | Existing | Space Heating | Natural Gas | Unit Heater | E2 | RVT - Cost of Equipment | 0.089726 | 0.089647 | 0.089885 | 0.089163 | 0.088651 | 0.088455 | 0.088543 | 0.088555 | 0.088652 | 0.088715 | 0.088758 | 0.088773 | 0.088815 | 0.088875 | 0.088907 | 0.088952 | 0.089 | 0.089089 | 0.08918 | 0.089317 | 0.089438 | 0.089578 | 0.089696 | 0.089844 | 0.089957 | 0.090062 | 0.09016 | 0.090267 | 0.090338 | 0.090415 | 0.090459 | 0.090517 | 0.090517
F1_Commercial_Other Health_Existing_Space Heating_Natural Gas_Unit Heater_E3 | F1 | Commercial | Other Health | Existing | Space Heating | Natural Gas | Unit Heater | E3 | RVT - Cost of Equipment | 0.077491 | 0.077423 | 0.077629 | 0.077006 | 0.076563 | 0.076394 | 0.07647 | 0.07648 | 0.076564 | 0.076619 | 0.076655 | 0.076668 | 0.076705 | 0.076756 | 0.076784 | 0.076823 | 0.076865 | 0.076942 | 0.07702 | 0.077138 | 0.077243 | 0.077364 | 0.077466 | 0.077593 | 0.077691 | 0.077782 | 0.077866 | 0.077959 | 0.07802 | 0.078087 | 0.078125 | 0.078175 | 0.078175
F1_Commercial_Other Health_Existing_Space Heating_Natural Gas_Unit Heater_E4 | F1 | Commercial | Other Health | Existing | Space Heating | Natural Gas | Unit Heater | E4 | RVT - Cost of Equipment | 0 | 0 | 0 | 0 | 0 | 0 | 0 | 0 | 0 | 0 | 0 | 0 | 0 | 0 | 0 | 0 | 0 | 0 | 0 | 0 | 0 | 0 | 0 | 0 | 0 | 0 | 0 | 0 | 0 | 0 | 0 | 0 | 0
F1_Commercial_Other Health_Existing_Space Heating_Natural Gas_Unit Heater_E5 | F1 | Commercial | Other Health | Existing | Space Heating | Natural Gas | Unit Heater | E5 | RVT - Cost of Equipment | 0 | 0 | 0 | 0 | 0 | 0 | 0 | 0 | 0 | 0 | 0 | 0 | 0 | 0 | 0 | 0 | 0 | 0 | 0 | 0 | 0 | 0 | 0 | 0 | 0 | 0 | 0 | 0 | 0 | 0 | 0 | 0 | 0
F1_Commercial_Other Health_Existing_Space Heating_Natural Gas_Unit Heater_E6 | F1 | Commercial | Other Health | Existing | Space Heating | Natural Gas | Unit Heater | E6 | RVT - Cost of Equipment | 0 | 0 | 0 | 0 | 0 | 0 | 0 | 0 | 0 | 0 | 0 | 0 | 0 | 0 | 0 | 0 | 0 | 0 | 0 | 0 | 0 | 0 | 0 | 0 | 0 | 0 | 0 | 0 | 0 | 0 | 0 | 0 | 0
F1_Commercial_Other Health_Existing_Space Heating_Natural Gas_Unit Heater_E7 | F1 | Commercial | Other Health | Existing | Space Heating | Natural Gas | Unit Heater | E7 | RVT - Cost of Equipment | 0 | 0 | 0 | 0 | 0 | 0 | 0 | 0 | 0 | 0 | 0 | 0 | 0 | 0 | 0 | 0 | 0 | 0 | 0 | 0 | 0 | 0 | 0 | 0 | 0 | 0 | 0 | 0 | 0 | 0 | 0 | 0 | 0
F1_Commercial_Other Health_Existing_Space Heating_Natural Gas_Unit Heater_E8 | F1 | Commercial | Other Health | Existing | Space Heating | Natural Gas | Unit Heater | E8 | RVT - Cost of Equipment | 0 | 0 | 0 | 0 | 0 | 0 | 0 | 0 | 0 | 0 | 0 | 0 | 0 | 0 | 0 | 0 | 0 | 0 | 0 | 0 | 0 | 0 | 0 | 0 | 0 | 0 | 0 | 0 | 0 | 0 | 0 | 0 | 0
F1_Commercial_Other Health_Existing_Space Heating_Natural Gas_Unit Heater_E9 | F1 | Commercial | Other Health | Existing | Space Heating | Natural Gas | Unit Heater | E9 | RVT - Cost of Equipment | 0 | 0 | 0 | 0 | 0 | 0 | 0 | 0 | 0 | 0 | 0 | 0 | 0 | 0 | 0 | 0 | 0 | 0 | 0 | 0 | 0 | 0 | 0 | 0 | 0 | 0 | 0 | 0 | 0 | 0 | 0 | 0 | 0
F1_Commercial_Other Health_Existing_Space Heating_Natural Gas_Unit Heater_E10 | F1 | Commercial | Other Health | Existing | Space Heating | Natural Gas | Unit Heater | E10 | RVT - Cost of Equipment | 0 | 0 | 0 | 0 | 0 | 0 | 0 | 0 | 0 | 0 | 0 | 0 | 0 | 0 | 0 | 0 | 0 | 0 | 0 | 0 | 0 | 0 | 0 | 0 | 0 | 0 | 0 | 0 | 0 | 0 | 0 | 0 | 0
F2_Commercial_Other Health_Existing_Space Heating_Natural Gas_Unit Heater_E1 | F2 | Commercial | Other Health | Existing | Space Heating | Natural Gas | Unit Heater | E1 | RVT - Cost of Operation | 0.11946 | 0.11935 | 0.11967 | 0.11871 | 0.11803 | 0 | 0 | 0 | 0 | 0 | 0 | 0 | 0 | 0 | 0 | 0 | 0 | 0 | 0 | 0 | 0 | 0 | 0 | 0 | 0 | 0 | 0 | 0 | 0 | 0 | 0 | 0 | 0
F2_Commercial_Other Health_Existing_Space Heating_Natural Gas_Unit Heater_E2 | F2 | Commercial | Other Health | Existing | Space Heating | Natural Gas | Unit Heater | E2 | RVT - Cost of Operation | 0.1075 | 0.1074 | 0.10769 | 0.10682 | 0.10621 | 0.10597 | 0.10608 | 0.10609 | 0.10621 | 0.10629 | 0.10634 | 0.10636 | 0.10641 | 0.10648 | 0.10652 | 0.10657 | 0.10663 | 0.10673 | 0.10684 | 0.10701 | 0.10715 | 0.10732 | 0.10746 | 0.10764 | 0.10777 | 0.1079 | 0.10802 | 0.10815 | 0.10823 | 0.10832 | 0.10838 | 0.10845 | 0.10845
F2_Commercial_Other Health_Existing_Space Heating_Natural Gas_Unit Heater_E3 | F2 | Commercial | Other Health | Existing | Space Heating | Natural Gas | Unit Heater | E3 | RVT - Cost of Operation | 0.09284 | 0.092758 | 0.093005 | 0.092258 | 0.091728 | 0.091525 | 0.091616 | 0.091628 | 0.091729 | 0.091794 | 0.091838 | 0.091854 | 0.091897 | 0.091959 | 0.091992 | 0.092039 | 0.092089 | 0.092181 | 0.092275 | 0.092416 | 0.092542 | 0.092687 | 0.092809 | 0.092962 | 0.093079 | 0.093187 | 0.093289 | 0.0934 | 0.093473 | 0.093553 | 0.093599 | 0.093659 | 0.093659
F2_Commercial_Other Health_Existing_Space Heating_Natural Gas_Unit Heater_E4 | F2 | Commercial | Other Health | Existing | Space Heating | Natural Gas | Unit Heater | E4 | RVT - Cost of Operation | 0 | 0 | 0 | 0 | 0 | 0 | 0 | 0 | 0 | 0 | 0 | 0 | 0 | 0 | 0 | 0 | 0 | 0 | 0 | 0 | 0 | 0 | 0 | 0 | 0 | 0 | 0 | 0 | 0 | 0 | 0 | 0 | 0
F2_Commercial_Other Health_Existing_Space Heating_Natural Gas_Unit Heater_E5 | F2 | Commercial | Other Health | Existing | Space Heating | Natural Gas | Unit Heater | E5 | RVT - Cost of Operation | 0 | 0 | 0 | 0 | 0 | 0 | 0 | 0 | 0 | 0 | 0 | 0 | 0 | 0 | 0 | 0 | 0 | 0 | 0 | 0 | 0 | 0 | 0 | 0 | 0 | 0 | 0 | 0 | 0 | 0 | 0 | 0 | 0
F2_Commercial_Other Health_Existing_Space Heating_Natural Gas_Unit Heater_E6 | F2 | Commercial | Other Health | Existing | Space Heating | Natural Gas | Unit Heater | E6 | RVT - Cost of Operation | 0 | 0 | 0 | 0 | 0 | 0 | 0 | 0 | 0 | 0 | 0 | 0 | 0 | 0 | 0 | 0 | 0 | 0 | 0 | 0 | 0 | 0 | 0 | 0 | 0 | 0 | 0 | 0 | 0 | 0 | 0 | 0 | 0
F2_Commercial_Other Health_Existing_Space Heating_Natural Gas_Unit Heater_E7 | F2 | Commercial | Other Health | Existing | Space Heating | Natural Gas | Unit Heater | E7 | RVT - Cost of Operation | 0 | 0 | 0 | 0 | 0 | 0 | 0 | 0 | 0 | 0 | 0 | 0 | 0 | 0 | 0 | 0 | 0 | 0 | 0 | 0 | 0 | 0 | 0 | 0 | 0 | 0 | 0 | 0 | 0 | 0 | 0 | 0 | 0
F2_Commercial_Other Health_Existing_Space Heating_Natural Gas_Unit Heater_E8 | F2 | Commercial | Other Health | Existing | Space Heating | Natural Gas | Unit Heater | E8 | RVT - Cost of Operation | 0 | 0 | 0 | 0 | 0 | 0 | 0 | 0 | 0 | 0 | 0 | 0 | 0 | 0 | 0 | 0 | 0 | 0 | 0 | 0 | 0 | 0 | 0 | 0 | 0 | 0 | 0 | 0 | 0 | 0 | 0 | 0 | 0
F2_Commercial_Other Health_Existing_Space Heating_Natural Gas_Unit Heater_E9 | F2 | Commercial | Other Health | Existing | Space Heating | Natural Gas | Unit Heater | E9 | RVT - Cost of Operation | 0 | 0 | 0 | 0 | 0 | 0 | 0 | 0 | 0 | 0 | 0 | 0 | 0 | 0 | 0 | 0 | 0 | 0 | 0 | 0 | 0 | 0 | 0 | 0 | 0 | 0 | 0 | 0 | 0 | 0 | 0 | 0 | 0
F2_Commercial_Other Health_Existing_Space Heating_Natural Gas_Unit Heater_E10 | F2 | Commercial | Other Health | Existing | Space Heating | Natural Gas | Unit Heater | E10 | RVT - Cost of Operation | 0 | 0 | 0 | 0 | 0 | 0 | 0 | 0 | 0 | 0 | 0 | 0 | 0 | 0 | 0 | 0 | 0 | 0 | 0 | 0 | 0 | 0 | 0 | 0 | 0 | 0 | 0 | 0 | 0 | 0 | 0 | 0 | 0
F3_Commercial_Other Health_Existing_Space Heating_Natural Gas_Unit Heater_E1 | F3 | Commercial | Other Health | Existing | Space Heating | Natural Gas | Unit Heater | E1 | System - kBTUs of Consumption | 0.0038979 | 0.0038979 | 0.0038979 | 0.0038979 | 0.0038979 | 0 | 0 | 0 | 0 | 0 | 0 | 0 | 0 | 0 | 0 | 0 | 0 | 0 | 0 | 0 | 0 | 0 | 0 | 0 | 0 | 0 | 0 | 0 | 0 | 0 | 0 | 0 | 0
F3_Commercial_Other Health_Existing_Space Heating_Natural Gas_Unit Heater_E2 | F3 | Commercial | Other Health | Existing | Space Heating | Natural Gas | Unit Heater | E2 | System - kBTUs of Consumption | 0.012464 | 0.012464 | 0.012464 | 0.012464 | 0.012464 | 0.012464 | 0.012464 | 0.012464 | 0.012464 | 0.012464 | 0.012464 | 0.012464 | 0.012464 | 0.012464 | 0.012464 | 0.012464 | 0.012464 | 0.012464 | 0.012464 | 0.012464 | 0.012464 | 0.012464 | 0.012464 | 0.012464 | 0.012464 | 0.012464 | 0.012464 | 0.012464 | 0.012464 | 0.012464 | 0.012464 | 0.012464 | 0.012464
F3_Commercial_Other Health_Existing_Space Heating_Natural Gas_Unit Heater_E3 | F3 | Commercial | Other Health | Existing | Space Heating | Natural Gas | Unit Heater | E3 | System - kBTUs of Consumption | 0.0053844 | 0.0053844 | 0.0053844 | 0.0053844 | 0.0053844 | 0.0053844 | 0.0053844 | 0.0053844 | 0.0053844 | 0.0053844 | 0.0053844 | 0.0053844 | 0.0053844 | 0.0053844 | 0.0053844 | 0.0053844 | 0.0053844 | 0.0053844 | 0.0053844 | 0.0053844 | 0.0053844 | 0.0053844 | 0.0053844 | 0.0053844 | 0.0053844 | 0.0053844 | 0.0053844 | 0.0053844 | 0.0053844 | 0.0053844 | 0.0053844 | 0.0053844 | 0.0053844
F3_Commercial_Other Health_Existing_Space Heating_Natural Gas_Unit Heater_E4 | F3 | Commercial | Other Health | Existing | Space Heating | Natural Gas | Unit Heater | E4 | System - kBTUs of Consumption | 0 | 0 | 0 | 0 | 0 | 0 | 0 | 0 | 0 | 0 | 0 | 0 | 0 | 0 | 0 | 0 | 0 | 0 | 0 | 0 | 0 | 0 | 0 | 0 | 0 | 0 | 0 | 0 | 0 | 0 | 0 | 0 | 0
F3_Commercial_Other Health_Existing_Space Heating_Natural Gas_Unit Heater_E5 | F3 | Commercial | Other Health | Existing | Space Heating | Natural Gas | Unit Heater | E5 | System - kBTUs of Consumption | 0 | 0 | 0 | 0 | 0 | 0 | 0 | 0 | 0 | 0 | 0 | 0 | 0 | 0 | 0 | 0 | 0 | 0 | 0 | 0 | 0 | 0 | 0 | 0 | 0 | 0 | 0 | 0 | 0 | 0 | 0 | 0 | 0
F3_Commercial_Other Health_Existing_Space Heating_Natural Gas_Unit Heater_E6 | F3 | Commercial | Other Health | Existing | Space Heating | Natural Gas | Unit Heater | E6 | System - kBTUs of Consumption | 0 | 0 | 0 | 0 | 0 | 0 | 0 | 0 | 0 | 0 | 0 | 0 | 0 | 0 | 0 | 0 | 0 | 0 | 0 | 0 | 0 | 0 | 0 | 0 | 0 | 0 | 0 | 0 | 0 | 0 | 0 | 0 | 0
F3_Commercial_Other Health_Existing_Space Heating_Natural Gas_Unit Heater_E7 | F3 | Commercial | Other Health | Existing | Space Heating | Natural Gas | Unit Heater | E7 | System - kBTUs of Consumption | 0 | 0 | 0 | 0 | 0 | 0 | 0 | 0 | 0 | 0 | 0 | 0 | 0 | 0 | 0 | 0 | 0 | 0 | 0 | 0 | 0 | 0 | 0 | 0 | 0 | 0 | 0 | 0 | 0 | 0 | 0 | 0 | 0
F3_Commercial_Other Health_Existing_Space Heating_Natural Gas_Unit Heater_E8 | F3 | Commercial | Other Health | Existing | Space Heating | Natural Gas | Unit Heater | E8 | System - kBTUs of Consumption | 0 | 0 | 0 | 0 | 0 | 0 | 0 | 0 | 0 | 0 | 0 | 0 | 0 | 0 | 0 | 0 | 0 | 0 | 0 | 0 | 0 | 0 | 0 | 0 | 0 | 0 | 0 | 0 | 0 | 0 | 0 | 0 | 0
F3_Commercial_Other Health_Existing_Space Heating_Natural Gas_Unit Heater_E9 | F3 | Commercial | Other Health | Existing | Space Heating | Natural Gas | Unit Heater | E9 | System - kBTUs of Consumption | 0 | 0 | 0 | 0 | 0 | 0 | 0 | 0 | 0 | 0 | 0 | 0 | 0 | 0 | 0 | 0 | 0 | 0 | 0 | 0 | 0 | 0 | 0 | 0 | 0 | 0 | 0 | 0 | 0 | 0 | 0 | 0 | 0
F3_Commercial_Other Health_Existing_Space Heating_Natural Gas_Unit Heater_E10 | F3 | Commercial | Other Health | Existing | Space Heating | Natural Gas | Unit Heater | E10 | System - kBTUs of Consumption | 0 | 0 | 0 | 0 | 0 | 0 | 0 | 0 | 0 | 0 | 0 | 0 | 0 | 0 | 0 | 0 | 0 | 0 | 0 | 0 | 0 | 0 | 0 | 0 | 0 | 0 | 0 | 0 | 0 | 0 | 0 | 0 | 0
F4_Commercial_Other Health_Existing_Space Heating_Natural Gas_Unit Heater_E1 | F4 | Commercial | Other Health | Existing | Space Heating | Natural Gas | Unit Heater | E1 | Utility - Cost of Equipment | 0.11946 | 0.11935 | 0.11967 | 0.11871 | 0.11803 | 0 | 0 | 0 | 0 | 0 | 0 | 0 | 0 | 0 | 0 | 0 | 0 | 0 | 0 | 0 | 0 | 0 | 0 | 0 | 0 | 0 | 0 | 0 | 0 | 0 | 0 | 0 | 0
F4_Commercial_Other Health_Existing_Space Heating_Natural Gas_Unit Heater_E2 | F4 | Commercial | Other Health | Existing | Space Heating | Natural Gas | Unit Heater | E2 | Utility - Cost of Equipment | 0.1075 | 0.1074 | 0.10769 | 0.10682 | 0.10621 | 0.10597 | 0.10608 | 0.10609 | 0.10621 | 0.10629 | 0.10634 | 0.10636 | 0.10641 | 0.10648 | 0.10652 | 0.10657 | 0.10663 | 0.10673 | 0.10684 | 0.10701 | 0.10715 | 0.10732 | 0.10746 | 0.10764 | 0.10777 | 0.1079 | 0.10802 | 0.10815 | 0.10823 | 0.10832 | 0.10838 | 0.10845 | 0.10845
F4_Commercial_Other Health_Existing_Space Heating_Natural Gas_Unit Heater_E3 | F4 | Commercial | Other Health | Existing | Space Heating | Natural Gas | Unit Heater | E3 | Utility - Cost of Equipment | 0.09284 | 0.092758 | 0.093005 | 0.092258 | 0.091728 | 0.091525 | 0.091616 | 0.091628 | 0.091729 | 0.091794 | 0.091838 | 0.091854 | 0.091897 | 0.091959 | 0.091992 | 0.092039 | 0.092089 | 0.092181 | 0.092275 | 0.092416 | 0.092542 | 0.092687 | 0.092809 | 0.092962 | 0.093079 | 0.093187 | 0.093289 | 0.0934 | 0.093473 | 0.093553 | 0.093599 | 0.093659 | 0.093659
F4_Commercial_Other Health_Existing_Space Heating_Natural Gas_Unit Heater_E4 | F4 | Commercial | Other Health | Existing | Space Heating | Natural Gas | Unit Heater | E4 | Utility - Cost of Equipment | 0 | 0 | 0 | 0 | 0 | 0 | 0 | 0 | 0 | 0 | 0 | 0 | 0 | 0 | 0 | 0 | 0 | 0 | 0 | 0 | 0 | 0 | 0 | 0 | 0 | 0 | 0 | 0 | 0 | 0 | 0 | 0 | 0
F4_Commercial_Other Health_Existing_Space Heating_Natural Gas_Unit Heater_E5 | F4 | Commercial | Other Health | Existing | Space Heating | Natural Gas | Unit Heater | E5 | Utility - Cost of Equipment | 0 | 0 | 0 | 0 | 0 | 0 | 0 | 0 | 0 | 0 | 0 | 0 | 0 | 0 | 0 | 0 | 0 | 0 | 0 | 0 | 0 | 0 | 0 | 0 | 0 | 0 | 0 | 0 | 0 | 0 | 0 | 0 | 0
F4_Commercial_Other Health_Existing_Space Heating_Natural Gas_Unit Heater_E6 | F4 | Commercial | Other Health | Existing | Space Heating | Natural Gas | Unit Heater | E6 | Utility - Cost of Equipment | 0 | 0 | 0 | 0 | 0 | 0 | 0 | 0 | 0 | 0 | 0 | 0 | 0 | 0 | 0 | 0 | 0 | 0 | 0 | 0 | 0 | 0 | 0 | 0 | 0 | 0 | 0 | 0 | 0 | 0 | 0 | 0 | 0
F4_Commercial_Other Health_Existing_Space Heating_Natural Gas_Unit Heater_E7 | F4 | Commercial | Other Health | Existing | Space Heating | Natural Gas | Unit Heater | E7 | Utility - Cost of Equipment | 0 | 0 | 0 | 0 | 0 | 0 | 0 | 0 | 0 | 0 | 0 | 0 | 0 | 0 | 0 | 0 | 0 | 0 | 0 | 0 | 0 | 0 | 0 | 0 | 0 | 0 | 0 | 0 | 0 | 0 | 0 | 0 | 0
F4_Commercial_Other Health_Existing_Space Heating_Natural Gas_Unit Heater_E8 | F4 | Commercial | Other Health | Existing | Space Heating | Natural Gas | Unit Heater | E8 | Utility - Cost of Equipment | 0 | 0 | 0 | 0 | 0 | 0 | 0 | 0 | 0 | 0 | 0 | 0 | 0 | 0 | 0 | 0 | 0 | 0 | 0 | 0 | 0 | 0 | 0 | 0 | 0 | 0 | 0 | 0 | 0 | 0 | 0 | 0 | 0
F4_Commercial_Other Health_Existing_Space Heating_Natural Gas_Unit Heater_E9 | F4 | Commercial | Other Health | Existing | Space Heating | Natural Gas | Unit Heater | E9 | Utility - Cost of Equipment | 0 | 0 | 0 | 0 | 0 | 0 | 0 | 0 | 0 | 0 | 0 | 0 | 0 | 0 | 0 | 0 | 0 | 0 | 0 | 0 | 0 | 0 | 0 | 0 | 0 | 0 | 0 | 0 | 0 | 0 | 0 | 0 | 0
F4_Commercial_Other Health_Existing_Space Heating_Natural Gas_Unit Heater_E10 | F4 | Commercial | Other Health | Existing | Space Heating | Natural Gas | Unit Heater | E10 | Utility - Cost of Equipment | 0 | 0 | 0 | 0 | 0 | 0 | 0 | 0 | 0 | 0 | 0 | 0 | 0 | 0 | 0 | 0 | 0 | 0 | 0 | 0 | 0 | 0 | 0 | 0 | 0 | 0 | 0 | 0 | 0 | 0 | 0 | 0 | 0
F5_Commercial_Other Health_Existing_Space Heating_Natural Gas_Unit Heater_E1 | F5 | Commercial | Other Health | Existing | Space Heating | Natural Gas | Unit Heater | E1 | Utility - Cost of Operation | 0.0038979 | 0.0038979 | 0.0038979 | 0.0038979 | 0.0038979 | 0 | 0 | 0 | 0 | 0 | 0 | 0 | 0 | 0 | 0 | 0 | 0 | 0 | 0 | 0 | 0 | 0 | 0 | 0 | 0 | 0 | 0 | 0 | 0 | 0 | 0 | 0 | 0
F5_Commercial_Other Health_Existing_Space Heating_Natural Gas_Unit Heater_E2 | F5 | Commercial | Other Health | Existing | Space Heating | Natural Gas | Unit Heater | E2 | Utility - Cost of Operation | 0.012464 | 0.012464 | 0.012464 | 0.012464 | 0.012464 | 0.012464 | 0.012464 | 0.012464 | 0.012464 | 0.012464 | 0.012464 | 0.012464 | 0.012464 | 0.012464 | 0.012464 | 0.012464 | 0.012464 | 0.012464 | 0.012464 | 0.012464 | 0.012464 | 0.012464 | 0.012464 | 0.012464 | 0.012464 | 0.012464 | 0.012464 | 0.012464 | 0.012464 | 0.012464 | 0.012464 | 0.012464 | 0.012464
F5_Commercial_Other Health_Existing_Space Heating_Natural Gas_Unit Heater_E3 | F5 | Commercial | Other Health | Existing | Space Heating | Natural Gas | Unit Heater | E3 | Utility - Cost of Operation | 0.0053844 | 0.0053844 | 0.0053844 | 0.0053844 | 0.0053844 | 0.0053844 | 0.0053844 | 0.0053844 | 0.0053844 | 0.0053844 | 0.0053844 | 0.0053844 | 0.0053844 | 0.0053844 | 0.0053844 | 0.0053844 | 0.0053844 | 0.0053844 | 0.0053844 | 0.0053844 | 0.0053844 | 0.0053844 | 0.0053844 | 0.0053844 | 0.0053844 | 0.0053844 | 0.0053844 | 0.0053844 | 0.0053844 | 0.0053844 | 0.0053844 | 0.0053844 | 0.0053844
F5_Commercial_Other Health_Existing_Space Heating_Natural Gas_Unit Heater_E4 | F5 | Commercial | Other Health | Existing | Space Heating | Natural Gas | Unit Heater | E4 | Utility - Cost of Operation | 0 | 0 | 0 | 0 | 0 | 0 | 0 | 0 | 0 | 0 | 0 | 0 | 0 | 0 | 0 | 0 | 0 | 0 | 0 | 0 | 0 | 0 | 0 | 0 | 0 | 0 | 0 | 0 | 0 | 0 | 0 | 0 | 0
F5_Commercial_Other Health_Existing_Space Heating_Natural Gas_Unit Heater_E5 | F5 | Commercial | Other Health | Existing | Space Heating | Natural Gas | Unit Heater | E5 | Utility - Cost of Operation | 0 | 0 | 0 | 0 | 0 | 0 | 0 | 0 | 0 | 0 | 0 | 0 | 0 | 0 | 0 | 0 | 0 | 0 | 0 | 0 | 0 | 0 | 0 | 0 | 0 | 0 | 0 | 0 | 0 | 0 | 0 | 0 | 0
F5_Commercial_Other Health_Existing_Space Heating_Natural Gas_Unit Heater_E6 | F5 | Commercial | Other Health | Existing | Space Heating | Natural Gas | Unit Heater | E6 | Utility - Cost of Operation | 0 | 0 | 0 | 0 | 0 | 0 | 0 | 0 | 0 | 0 | 0 | 0 | 0 | 0 | 0 | 0 | 0 | 0 | 0 | 0 | 0 | 0 | 0 | 0 | 0 | 0 | 0 | 0 | 0 | 0 | 0 | 0 | 0
F5_Commercial_Other Health_Existing_Space Heating_Natural Gas_Unit Heater_E7 | F5 | Commercial | Other Health | Existing | Space Heating | Natural Gas | Unit Heater | E7 | Utility - Cost of Operation | 0 | 0 | 0 | 0 | 0 | 0 | 0 | 0 | 0 | 0 | 0 | 0 | 0 | 0 | 0 | 0 | 0 | 0 | 0 | 0 | 0 | 0 | 0 | 0 | 0 | 0 | 0 | 0 | 0 | 0 | 0 | 0 | 0
F5_Commercial_Other Health_Existing_Space Heating_Natural Gas_Unit Heater_E8 | F5 | Commercial | Other Health | Existing | Space Heating | Natural Gas | Unit Heater | E8 | Utility - Cost of Operation | 0 | 0 | 0 | 0 | 0 | 0 | 0 | 0 | 0 | 0 | 0 | 0 | 0 | 0 | 0 | 0 | 0 | 0 | 0 | 0 | 0 | 0 | 0 | 0 | 0 | 0 | 0 | 0 | 0 | 0 | 0 | 0 | 0
F5_Commercial_Other Health_Existing_Space Heating_Natural Gas_Unit Heater_E9 | F5 | Commercial | Other Health | Existing | Space Heating | Natural Gas | Unit Heater | E9 | Utility - Cost of Operation | 0 | 0 | 0 | 0 | 0 | 0 | 0 | 0 | 0 | 0 | 0 | 0 | 0 | 0 | 0 | 0 | 0 | 0 | 0 | 0 | 0 | 0 | 0 | 0 | 0 | 0 | 0 | 0 | 0 | 0 | 0 | 0 | 0
F5_Commercial_Other Health_Existing_Space Heating_Natural Gas_Unit Heater_E10 | F5 | Commercial | Other Health | Existing | Space Heating | Natural Gas | Unit Heater | E10 | Utility - Cost of Operation | 0 | 0 | 0 | 0 | 0 | 0 | 0 | 0 | 0 | 0 | 0 | 0 | 0 | 0 | 0 | 0 | 0 | 0 | 0 | 0 | 0 | 0 | 0 | 0 | 0 | 0 | 0 | 0 | 0 | 0 | 0 | 0 | 0
F6_Commercial_Other Health_Existing_Space Heating_Natural Gas_Unit Heater_E1 | F6 | Commercial | Other Health | Existing | Space Heating | Natural Gas | Unit Heater | E1 | Utility - Value of Sales | 0.046392 | 0.046371 | 0.04646 | 0.04613 | 0.045876 | 0 | 0 | 0 | 0 | 0 | 0 | 0 | 0 | 0 | 0 | 0 | 0 | 0 | 0 | 0 | 0 | 0 | 0 | 0 | 0 | 0 | 0 | 0 | 0 | 0 | 0 | 0 | 0
F6_Commercial_Other Health_Existing_Space Heating_Natural Gas_Unit Heater_E2 | F6 | Commercial | Other Health | Existing | Space Heating | Natural Gas | Unit Heater | E2 | Utility - Value of Sales | 0.041747 | 0.041729 | 0.041808 | 0.041512 | 0.041283 | 0.041054 | 0.040825 | 0.040596 | 0.040367 | 0.040138 | 0.039909 | 0.03968 | 0.039451 | 0.039223 | 0.038994 | 0.038765 | 0.038536 | 0.038307 | 0.038081 | 0.03786 | 0.037648 | 0.037446 | 0.037258 | 0.037087 | 0.036934 | 0.036801 | 0.036686 | 0.036591 | 0.036515 | 0.036457 | 0.036419 | 0.0364 | 0.0364
F6_Commercial_Other Health_Existing_Space Heating_Natural Gas_Unit Heater_E3 | F6 | Commercial | Other Health | Existing | Space Heating | Natural Gas | Unit Heater | E3 | Utility - Value of Sales | 0.036055 | 0.036039 | 0.036108 | 0.035852 | 0.035654 | 0.035456 | 0.035259 | 0.035061 | 0.034863 | 0.034665 | 0.034468 | 0.03427 | 0.034072 | 0.033874 | 0.033677 | 0.033479 | 0.033281 | 0.033084 | 0.032889 | 0.032698 | 0.032514 | 0.03234 | 0.032178 | 0.03203 | 0.031898 | 0.031783 | 0.031684 | 0.031602 | 0.031536 | 0.031486 | 0.031453 | 0.031437 | 0.031437
F6_Commercial_Other Health_Existing_Space Heating_Natural Gas_Unit Heater_E4 | F6 | Commercial | Other Health | Existing | Space Heating | Natural Gas | Unit Heater | E4 | Utility - Value of Sales | 0 | 0 | 0 | 0 | 0 | 0 | 0 | 0 | 0 | 0 | 0 | 0 | 0 | 0 | 0 | 0 | 0 | 0 | 0 | 0 | 0 | 0 | 0 | 0 | 0 | 0 | 0 | 0 | 0 | 0 | 0 | 0 | 0
F6_Commercial_Other Health_Existing_Space Heating_Natural Gas_Unit Heater_E5 | F6 | Commercial | Other Health | Existing | Space Heating | Natural Gas | Unit Heater | E5 | Utility - Value of Sales | 0 | 0 | 0 | 0 | 0 | 0 | 0 | 0 | 0 | 0 | 0 | 0 | 0 | 0 | 0 | 0 | 0 | 0 | 0 | 0 | 0 | 0 | 0 | 0 | 0 | 0 | 0 | 0 | 0 | 0 | 0 | 0 | 0
F6_Commercial_Other Health_Existing_Space Heating_Natural Gas_Unit Heater_E6 | F6 | Commercial | Other Health | Existing | Space Heating | Natural Gas | Unit Heater | E6 | Utility - Value of Sales | 0 | 0 | 0 | 0 | 0 | 0 | 0 | 0 | 0 | 0 | 0 | 0 | 0 | 0 | 0 | 0 | 0 | 0 | 0 | 0 | 0 | 0 | 0 | 0 | 0 | 0 | 0 | 0 | 0 | 0 | 0 | 0 | 0
F6_Commercial_Other Health_Existing_Space Heating_Natural Gas_Unit Heater_E7 | F6 | Commercial | Other Health | Existing | Space Heating | Natural Gas | Unit Heater | E7 | Utility - Value of Sales | 0 | 0 | 0 | 0 | 0 | 0 | 0 | 0 | 0 | 0 | 0 | 0 | 0 | 0 | 0 | 0 | 0 | 0 | 0 | 0 | 0 | 0 | 0 | 0 | 0 | 0 | 0 | 0 | 0 | 0 | 0 | 0 | 0
F6_Commercial_Other Health_Existing_Space Heating_Natural Gas_Unit Heater_E8 | F6 | Commercial | Other Health | Existing | Space Heating | Natural Gas | Unit Heater | E8 | Utility - Value of Sales | 0 | 0 | 0 | 0 | 0 | 0 | 0 | 0 | 0 | 0 | 0 | 0 | 0 | 0 | 0 | 0 | 0 | 0 | 0 | 0 | 0 | 0 | 0 | 0 | 0 | 0 | 0 | 0 | 0 | 0 | 0 | 0 | 0
F6_Commercial_Other Health_Existing_Space Heating_Natural Gas_Unit Heater_E9 | F6 | Commercial | Other Health | Existing | Space Heating | Natural Gas | Unit Heater | E9 | Utility - Value of Sales | 0 | 0 | 0 | 0 | 0 | 0 | 0 | 0 | 0 | 0 | 0 | 0 | 0 | 0 | 0 | 0 | 0 | 0 | 0 | 0 | 0 | 0 | 0 | 0 | 0 | 0 | 0 | 0 | 0 | 0 | 0 | 0 | 0
F6_Commercial_Other Health_Existing_Space Heating_Natural Gas_Unit Heater_E10 | F6 | Commercial | Other Health | Existing | Space Heating | Natural Gas | Unit Heater | E10 | Utility - Value of Sales | 0 | 0 | 0 | 0 | 0 | 0 | 0 | 0 | 0 | 0 | 0 | 0 | 0 | 0 | 0 | 0 | 0 | 0 | 0 | 0 | 0 | 0 | 0 | 0 | 0 | 0 | 0 | 0 | 0 | 0 | 0 | 0 | 0
F1_Commercial_Other Health_Existing_Water Heating_Natural Gas_Water Heater_E1 | F1 | Commercial | Other Health | Existing | Water Heating | Natural Gas | Water Heater | E1 | RVT - Cost of Equipment | 0.41144 | 0.41083 | 0.41235 | 0.40888 | 0.40667 | 0.40837 | 0.41349 | 0.41755 | 0.42258 | 0.42733 | 0.43208 | 0.43645 | 0.44114 | 0.44604 | 0.45073 | 0.4555 | 0.46035 | 0.46564 | 0.47113 | 0.47694 | 0.48266 | 0.48863 | 0.49417 | 0.49989 | 0.50496 | 0.50936 | 0.51335 | 0.51682 | 0.51952 | 0.52175 | 0.523 | 0.52383 | 0.52383
F1_Commercial_Other Health_Existing_Water Heating_Natural Gas_Water Heater_E2 | F1 | Commercial | Other Health | Existing | Water Heating | Natural Gas | Water Heater | E2 | RVT - Cost of Equipment | 0.40637 | 0.40576 | 0.40726 | 0.40383 | 0.40165 | 0.40332 | 0.40839 | 0.41239 | 0.41736 | 0.42205 | 0.42675 | 0.43106 | 0.4357 | 0.44053 | 0.44516 | 0.44988 | 0.45467 | 0.45989 | 0.46532 | 0.47105 | 0.4767 | 0.4826 | 0.48807 | 0.49372 | 0.49872 | 0.50307 | 0.50702 | 0.51044 | 0.51311 | 0.51531 | 0.51654 | 0.51737 | 0.51737
F1_Commercial_Other Health_Existing_Water Heating_Natural Gas_Water Heater_E3 | F1 | Commercial | Other Health | Existing | Water Heating | Natural Gas | Water Heater | E3 | RVT - Cost of Equipment | 0.37404 | 0.37348 | 0.37486 | 0.3717 | 0.3697 | 0.37124 | 0.3759 | 0.37959 | 0.38416 | 0.38848 | 0.3928 | 0.39677 | 0.40104 | 0.40549 | 0.40975 | 0.41409 | 0.4185 | 0.42331 | 0.4283 | 0.43358 | 0.43878 | 0.44421 | 0.44925 | 0.45445 | 0.45905 | 0.46305 | 0.46669 | 0.46984 | 0.47229 | 0.47432 | 0.47545 | 0.47621 | 0.47621
F1_Commercial_Other Health_Existing_Water Heating_Natural Gas_Water Heater_E4 | F1 | Commercial | Other Health | Existing | Water Heating | Natural Gas | Water Heater | E4 | RVT - Cost of Equipment | 0.35017 | 0.34964 | 0.35094 | 0.34798 | 0.3461 | 0.34755 | 0.35191 | 0.35536 | 0.35964 | 0.36368 | 0.36773 | 0.37145 | 0.37544 | 0.37961 | 0.3836 | 0.38766 | 0.39179 | 0.39629 | 0.40096 | 0.4059 | 0.41078 | 0.41586 | 0.42057 | 0.42544 | 0.42975 | 0.4335 | 0.4369 | 0.43985 | 0.44215 | 0.44405 | 0.44511 | 0.44581 | 0.44581
F1_Commercial_Other Health_Existing_Water Heating_Natural Gas_Water Heater_E5 | F1 | Commercial | Other Health | Existing | Water Heating | Natural Gas | Water Heater | E5 | RVT - Cost of Equipment | 0.34287 | 0.34236 | 0.34362 | 0.34073 | 0.33889 | 0.3403 | 0.34458 | 0.34796 | 0.35215 | 0.35611 | 0.36007 | 0.36371 | 0.36762 | 0.3717 | 0.37561 | 0.37959 | 0.38363 | 0.38803 | 0.39261 | 0.39745 | 0.40222 | 0.40719 | 0.41181 | 0.41658 | 0.4208 | 0.42447 | 0.4278 | 0.43068 | 0.43294 | 0.43479 | 0.43583 | 0.43653 | 0.43653
F1_Commercial_Other Health_Existing_Water Heating_Natural Gas_Water Heater_E6 | F1 | Commercial | Other Health | Existing | Water Heating | Natural Gas | Water Heater | E6 | RVT - Cost of Equipment | 0.33587 | 0.33537 | 0.33661 | 0.33378 | 0.33198 | 0.33336 | 0.33754 | 0.34085 | 0.34496 | 0.34884 | 0.35272 | 0.35628 | 0.36012 | 0.36411 | 0.36794 | 0.37184 | 0.3758 | 0.38011 | 0.3846 | 0.38934 | 0.39401 | 0.39888 | 0.4034 | 0.40807 | 0.41221 | 0.4158 | 0.41906 | 0.42189 | 0.4241 | 0.42592 | 0.42694 | 0.42762 | 0.42762
F1_Commercial_Other Health_Existing_Water Heating_Natural Gas_Water Heater_E7 | F1 | Commercial | Other Health | Existing | Water Heating | Natural Gas | Water Heater | E7 | RVT - Cost of Equipment | 0.21979 | 0.22005 | 0.22119 | 0.22015 | 0.21966 | 0.22084 | 0.22348 | 0.22568 | 0.22832 | 0.2309 | 0.23349 | 0.23595 | 0.23857 | 0.24127 | 0.2439 | 0.2466 | 0.2493 | 0.25218 | 0.2551 | 0.25807 | 0.26089 | 0.26369 | 0.26621 | 0.26872 | 0.2709 | 0.27279 | 0.27451 | 0.276 | 0.27716 | 0.27812 | 0.27866 | 0.27902 | 0.27902
F1_Commercial_Other Health_Existing_Water Heating_Natural Gas_Water Heater_E8 | F1 | Commercial | Other Health | Existing | Water Heating | Natural Gas | Water Heater | E8 | RVT - Cost of Equipment | 0 | 0 | 0 | 0 | 0 | 0 | 0 | 0 | 0 | 0 | 0 | 0 | 0 | 0 | 0 | 0 | 0 | 0 | 0 | 0 | 0 | 0 | 0 | 0 | 0 | 0 | 0 | 0 | 0 | 0 | 0 | 0 | 0
F1_Commercial_Other Health_Existing_Water Heating_Natural Gas_Water Heater_E9 | F1 | Commercial | Other Health | Existing | Water Heating | Natural Gas | Water Heater | E9 | RVT - Cost of Equipment | 0 | 0 | 0 | 0 | 0 | 0 | 0 | 0 | 0 | 0 | 0 | 0 | 0 | 0 | 0 | 0 | 0 | 0 | 0 | 0 | 0 | 0 | 0 | 0 | 0 | 0 | 0 | 0 | 0 | 0 | 0 | 0 | 0
F1_Commercial_Other Health_Existing_Water Heating_Natural Gas_Water Heater_E10 | F1 | Commercial | Other Health | Existing | Water Heating | Natural Gas | Water Heater | E10 | RVT - Cost of Equipment | 0 | 0 | 0 | 0 | 0 | 0 | 0 | 0 | 0 | 0 | 0 | 0 | 0 | 0 | 0 | 0 | 0 | 0 | 0 | 0 | 0 | 0 | 0 | 0 | 0 | 0 | 0 | 0 | 0 | 0 | 0 | 0 | 0
F2_Commercial_Other Health_Existing_Water Heating_Natural Gas_Water Heater_E1 | F2 | Commercial | Other Health | Existing | Water Heating | Natural Gas | Water Heater | E1 | RVT - Cost of Operation | 0.49294 | 0.4922 | 0.49402 | 0.48986 | 0.48722 | 0.48925 | 0.49539 | 0.50025 | 0.50628 | 0.51197 | 0.51766 | 0.52289 | 0.52852 | 0.53438 | 0.54 | 0.54572 | 0.55153 | 0.55787 | 0.56445 | 0.5714 | 0.57826 | 0.58541 | 0.59205 | 0.5989 | 0.60497 | 0.61025 | 0.61503 | 0.61918 | 0.62242 | 0.6251 | 0.62659 | 0.62758 | 0.62758
F2_Commercial_Other Health_Existing_Water Heating_Natural Gas_Water Heater_E2 | F2 | Commercial | Other Health | Existing | Water Heating | Natural Gas | Water Heater | E2 | RVT - Cost of Operation | 0.48685 | 0.48612 | 0.48792 | 0.48381 | 0.4812 | 0.48321 | 0.48927 | 0.49407 | 0.50003 | 0.50565 | 0.51127 | 0.51644 | 0.52199 | 0.52779 | 0.53334 | 0.53899 | 0.54472 | 0.55098 | 0.55748 | 0.56435 | 0.57112 | 0.57818 | 0.58474 | 0.59151 | 0.5975 | 0.60271 | 0.60744 | 0.61154 | 0.61474 | 0.61738 | 0.61885 | 0.61984 | 0.61984
F2_Commercial_Other Health_Existing_Water Heating_Natural Gas_Water Heater_E3 | F2 | Commercial | Other Health | Existing | Water Heating | Natural Gas | Water Heater | E3 | RVT - Cost of Operation | 0.44812 | 0.44745 | 0.44911 | 0.44533 | 0.44293 | 0.44477 | 0.45035 | 0.45477 | 0.46025 | 0.46543 | 0.4706 | 0.47536 | 0.48047 | 0.4858 | 0.49091 | 0.49611 | 0.50139 | 0.50715 | 0.51313 | 0.51946 | 0.52569 | 0.53219 | 0.53823 | 0.54446 | 0.54997 | 0.55477 | 0.55912 | 0.56289 | 0.56584 | 0.56827 | 0.56962 | 0.57053 | 0.57053
F2_Commercial_Other Health_Existing_Water Heating_Natural Gas_Water Heater_E4 | F2 | Commercial | Other Health | Existing | Water Heating | Natural Gas | Water Heater | E4 | RVT - Cost of Operation | 0.41952 | 0.41889 | 0.42044 | 0.4169 | 0.41465 | 0.41638 | 0.42161 | 0.42574 | 0.43087 | 0.43572 | 0.44057 | 0.44502 | 0.4498 | 0.4548 | 0.45958 | 0.46445 | 0.46939 | 0.47478 | 0.48038 | 0.4863 | 0.49214 | 0.49822 | 0.50387 | 0.5097 | 0.51487 | 0.51936 | 0.52343 | 0.52696 | 0.52972 | 0.532 | 0.53326 | 0.53411 | 0.53411
F2_Commercial_Other Health_Existing_Water Heating_Natural Gas_Water Heater_E5 | F2 | Commercial | Other Health | Existing | Water Heating | Natural Gas | Water Heater | E5 | RVT - Cost of Operation | 0.41078 | 0.41017 | 0.41168 | 0.40822 | 0.40601 | 0.40771 | 0.41283 | 0.41687 | 0.4219 | 0.42664 | 0.43139 | 0.43574 | 0.44043 | 0.44532 | 0.45 | 0.45477 | 0.45961 | 0.46489 | 0.47037 | 0.47617 | 0.48188 | 0.48784 | 0.49337 | 0.49908 | 0.50414 | 0.50854 | 0.51253 | 0.51599 | 0.51869 | 0.52091 | 0.52216 | 0.52299 | 0.52299
F2_Commercial_Other Health_Existing_Water Heating_Natural Gas_Water Heater_E6 | F2 | Commercial | Other Health | Existing | Water Heating | Natural Gas | Water Heater | E6 | RVT - Cost of Operation | 0.4024 | 0.40179 | 0.40328 | 0.39988 | 0.39773 | 0.39939 | 0.4044 | 0.40837 | 0.41329 | 0.41793 | 0.42258 | 0.42685 | 0.43144 | 0.43623 | 0.44082 | 0.44549 | 0.45023 | 0.4554 | 0.46077 | 0.46645 | 0.47205 | 0.47789 | 0.48331 | 0.4889 | 0.49385 | 0.49816 | 0.50207 | 0.50546 | 0.5081 | 0.51028 | 0.5115 | 0.51231 | 0.51231
F2_Commercial_Other Health_Existing_Water Heating_Natural Gas_Water Heater_E7 | F2 | Commercial | Other Health | Existing | Water Heating | Natural Gas | Water Heater | E7 | RVT - Cost of Operation | 0.26333 | 0.26363 | 0.265 | 0.26375 | 0.26317 | 0.26458 | 0.26775 | 0.27038 | 0.27354 | 0.27663 | 0.27974 | 0.28268 | 0.28582 | 0.28906 | 0.29221 | 0.29544 | 0.29868 | 0.30213 | 0.30562 | 0.30918 | 0.31256 | 0.31592 | 0.31894 | 0.32195 | 0.32456 | 0.32682 | 0.32888 | 0.33067 | 0.33206 | 0.33321 | 0.33385 | 0.33428 | 0.33428
F2_Commercial_Other Health_Existing_Water Heating_Natural Gas_Water Heater_E8 | F2 | Commercial | Other Health | Existing | Water Heating | Natural Gas | Water Heater | E8 | RVT - Cost of Operation | 0 | 0 | 0 | 0 | 0 | 0 | 0 | 0 | 0 | 0 | 0 | 0 | 0 | 0 | 0 | 0 | 0 | 0 | 0 | 0 | 0 | 0 | 0 | 0 | 0 | 0 | 0 | 0 | 0 | 0 | 0 | 0 | 0
F2_Commercial_Other Health_Existing_Water Heating_Natural Gas_Water Heater_E9 | F2 | Commercial | Other Health | Existing | Water Heating | Natural Gas | Water Heater | E9 | RVT - Cost of Operation | 0 | 0 | 0 | 0 | 0 | 0 | 0 | 0 | 0 | 0 | 0 | 0 | 0 | 0 | 0 | 0 | 0 | 0 | 0 | 0 | 0 | 0 | 0 | 0 | 0 | 0 | 0 | 0 | 0 | 0 | 0 | 0 | 0
F2_Commercial_Other Health_Existing_Water Heating_Natural Gas_Water Heater_E10 | F2 | Commercial | Other Health | Existing | Water Heating | Natural Gas | Water Heater | E10 | RVT - Cost of Operation | 0 | 0 | 0 | 0 | 0 | 0 | 0 | 0 | 0 | 0 | 0 | 0 | 0 | 0 | 0 | 0 | 0 | 0 | 0 | 0 | 0 | 0 | 0 | 0 | 0 | 0 | 0 | 0 | 0 | 0 | 0 | 0 | 0
F3_Commercial_Other Health_Existing_Water Heating_Natural Gas_Water Heater_E1 | F3 | Commercial | Other Health | Existing | Water Heating | Natural Gas | Water Heater | E1 | System - kBTUs of Consumption | 0.025002 | 0.025002 | 0.025002 | 0.025002 | 0.025002 | 0.025002 | 0.025002 | 0.025002 | 0.025002 | 0.025002 | 0.025002 | 0.025002 | 0.025002 | 0.025002 | 0.025002 | 0.025002 | 0.025002 | 0.025002 | 0.025002 | 0.025002 | 0.025002 | 0.025002 | 0.025002 | 0.025002 | 0.025002 | 0.025002 | 0.025002 | 0.025002 | 0.025002 | 0.025002 | 0.025002 | 0.025002 | 0.025002
F3_Commercial_Other Health_Existing_Water Heating_Natural Gas_Water Heater_E2 | F3 | Commercial | Other Health | Existing | Water Heating | Natural Gas | Water Heater | E2 | System - kBTUs of Consumption | 0.024996 | 0.024996 | 0.024996 | 0.024996 | 0.024996 | 0.024996 | 0.024996 | 0.024996 | 0.024996 | 0.024996 | 0.024996 | 0.024996 | 0.024996 | 0.024996 | 0.024996 | 0.024996 | 0.024996 | 0.024996 | 0.024996 | 0.024996 | 0.024996 | 0.024996 | 0.024996 | 0.024996 | 0.024996 | 0.024996 | 0.024996 | 0.024996 | 0.024996 | 0.024996 | 0.024996 | 0.024996 | 0.024996
F3_Commercial_Other Health_Existing_Water Heating_Natural Gas_Water Heater_E3 | F3 | Commercial | Other Health | Existing | Water Heating | Natural Gas | Water Heater | E3 | System - kBTUs of Consumption | 0.02536 | 0.02536 | 0.02536 | 0.02536 | 0.02536 | 0.02536 | 0.02536 | 0.02536 | 0.02536 | 0.02536 | 0.02536 | 0.02536 | 0.02536 | 0.02536 | 0.02536 | 0.02536 | 0.02536 | 0.02536 | 0.02536 | 0.02536 | 0.02536 | 0.02536 | 0.02536 | 0.02536 | 0.02536 | 0.02536 | 0.02536 | 0.02536 | 0.02536 | 0.02536 | 0.02536 | 0.02536 | 0.02536
F3_Commercial_Other Health_Existing_Water Heating_Natural Gas_Water Heater_E4 | F3 | Commercial | Other Health | Existing | Water Heating | Natural Gas | Water Heater | E4 | System - kBTUs of Consumption | 0.025724 | 0.025724 | 0.025724 | 0.025724 | 0.025724 | 0.025724 | 0.025724 | 0.025724 | 0.025724 | 0.025724 | 0.025724 | 0.025724 | 0.025724 | 0.025724 | 0.025724 | 0.025724 | 0.025724 | 0.025724 | 0.025724 | 0.025724 | 0.025724 | 0.025724 | 0.025724 | 0.025724 | 0.025724 | 0.025724 | 0.025724 | 0.025724 | 0.025724 | 0.025724 | 0.025724 | 0.025724 | 0.025724
F3_Commercial_Other Health_Existing_Water Heating_Natural Gas_Water Heater_E5 | F3 | Commercial | Other Health | Existing | Water Heating | Natural Gas | Water Heater | E5 | System - kBTUs of Consumption | 0.026272 | 0.026272 | 0.026272 | 0.026272 | 0.026272 | 0.026272 | 0.026272 | 0.026272 | 0.026272 | 0.026272 | 0.026272 | 0.026272 | 0.026272 | 0.026272 | 0.026272 | 0.026272 | 0.026272 | 0.026272 | 0.026272 | 0.026272 | 0.026272 | 0.026272 | 0.026272 | 0.026272 | 0.026272 | 0.026272 | 0.026272 | 0.026272 | 0.026272 | 0.026272 | 0.026272 | 0.026272 | 0.026272
F3_Commercial_Other Health_Existing_Water Heating_Natural Gas_Water Heater_E6 | F3 | Commercial | Other Health | Existing | Water Heating | Natural Gas | Water Heater | E6 | System - kBTUs of Consumption | 0.02187 | 0.02187 | 0.02187 | 0.02187 | 0.02187 | 0.02187 | 0.02187 | 0.02187 | 0.02187 | 0.02187 | 0.02187 | 0.02187 | 0.02187 | 0.02187 | 0.02187 | 0.02187 | 0.02187 | 0.02187 | 0.02187 | 0.02187 | 0.02187 | 0.02187 | 0.02187 | 0.02187 | 0.02187 | 0.02187 | 0.02187 | 0.02187 | 0.02187 | 0.02187 | 0.02187 | 0.02187 | 0.02187
F3_Commercial_Other Health_Existing_Water Heating_Natural Gas_Water Heater_E7 | F3 | Commercial | Other Health | Existing | Water Heating | Natural Gas | Water Heater | E7 | System - kBTUs of Consumption | 0.01905 | 0.01905 | 0.01905 | 0.01905 | 0.01905 | 0.01905 | 0.01905 | 0.01905 | 0.01905 | 0.01905 | 0.01905 | 0.01905 | 0.01905 | 0.01905 | 0.01905 | 0.01905 | 0.01905 | 0.01905 | 0.01905 | 0.01905 | 0.01905 | 0.01905 | 0.01905 | 0.01905 | 0.01905 | 0.01905 | 0.01905 | 0.01905 | 0.01905 | 0.01905 | 0.01905 | 0.01905 | 0.01905
F3_Commercial_Other Health_Existing_Water Heating_Natural Gas_Water Heater_E8 | F3 | Commercial | Other Health | Existing | Water Heating | Natural Gas | Water Heater | E8 | System - kBTUs of Consumption | 0 | 0 | 0 | 0 | 0 | 0 | 0 | 0 | 0 | 0 | 0 | 0 | 0 | 0 | 0 | 0 | 0 | 0 | 0 | 0 | 0 | 0 | 0 | 0 | 0 | 0 | 0 | 0 | 0 | 0 | 0 | 0 | 0
F3_Commercial_Other Health_Existing_Water Heating_Natural Gas_Water Heater_E9 | F3 | Commercial | Other Health | Existing | Water Heating | Natural Gas | Water Heater | E9 | System - kBTUs of Consumption | 0 | 0 | 0 | 0 | 0 | 0 | 0 | 0 | 0 | 0 | 0 | 0 | 0 | 0 | 0 | 0 | 0 | 0 | 0 | 0 | 0 | 0 | 0 | 0 | 0 | 0 | 0 | 0 | 0 | 0 | 0 | 0 | 0
F3_Commercial_Other Health_Existing_Water Heating_Natural Gas_Water Heater_E10 | F3 | Commercial | Other Health | Existing | Water Heating | Natural Gas | Water Heater | E10 | System - kBTUs of Consumption | 0 | 0 | 0 | 0 | 0 | 0 | 0 | 0 | 0 | 0 | 0 | 0 | 0 | 0 | 0 | 0 | 0 | 0 | 0 | 0 | 0 | 0 | 0 | 0 | 0 | 0 | 0 | 0 | 0 | 0 | 0 | 0 | 0
F4_Commercial_Other Health_Existing_Water Heating_Natural Gas_Water Heater_E1 | F4 | Commercial | Other Health | Existing | Water Heating | Natural Gas | Water Heater | E1 | Utility - Cost of Equipment | 0.49294 | 0.4922 | 0.49402 | 0.48986 | 0.48722 | 0.48925 | 0.49539 | 0.50025 | 0.50628 | 0.51197 | 0.51766 | 0.52289 | 0.52852 | 0.53438 | 0.54 | 0.54572 | 0.55153 | 0.55787 | 0.56445 | 0.5714 | 0.57826 | 0.58541 | 0.59205 | 0.5989 | 0.60497 | 0.61025 | 0.61503 | 0.61918 | 0.62242 | 0.6251 | 0.62659 | 0.62758 | 0.62758
F4_Commercial_Other Health_Existing_Water Heating_Natural Gas_Water Heater_E2 | F4 | Commercial | Other Health | Existing | Water Heating | Natural Gas | Water Heater | E2 | Utility - Cost of Equipment | 0.48685 | 0.48612 | 0.48792 | 0.48381 | 0.4812 | 0.48321 | 0.48927 | 0.49407 | 0.50003 | 0.50565 | 0.51127 | 0.51644 | 0.52199 | 0.52779 | 0.53334 | 0.53899 | 0.54472 | 0.55098 | 0.55748 | 0.56435 | 0.57112 | 0.57818 | 0.58474 | 0.59151 | 0.5975 | 0.60271 | 0.60744 | 0.61154 | 0.61474 | 0.61738 | 0.61885 | 0.61984 | 0.61984
F4_Commercial_Other Health_Existing_Water Heating_Natural Gas_Water Heater_E3 | F4 | Commercial | Other Health | Existing | Water Heating | Natural Gas | Water Heater | E3 | Utility - Cost of Equipment | 0.44812 | 0.44745 | 0.44911 | 0.44533 | 0.44293 | 0.44477 | 0.45035 | 0.45477 | 0.46025 | 0.46543 | 0.4706 | 0.47536 | 0.48047 | 0.4858 | 0.49091 | 0.49611 | 0.50139 | 0.50715 | 0.51313 | 0.51946 | 0.52569 | 0.53219 | 0.53823 | 0.54446 | 0.54997 | 0.55477 | 0.55912 | 0.56289 | 0.56584 | 0.56827 | 0.56962 | 0.57053 | 0.57053
F4_Commercial_Other Health_Existing_Water Heating_Natural Gas_Water Heater_E4 | F4 | Commercial | Other Health | Existing | Water Heating | Natural Gas | Water Heater | E4 | Utility - Cost of Equipment | 0.41952 | 0.41889 | 0.42044 | 0.4169 | 0.41465 | 0.41638 | 0.42161 | 0.42574 | 0.43087 | 0.43572 | 0.44057 | 0.44502 | 0.4498 | 0.4548 | 0.45958 | 0.46445 | 0.46939 | 0.47478 | 0.48038 | 0.4863 | 0.49214 | 0.49822 | 0.50387 | 0.5097 | 0.51487 | 0.51936 | 0.52343 | 0.52696 | 0.52972 | 0.532 | 0.53326 | 0.53411 | 0.53411
F4_Commercial_Other Health_Existing_Water Heating_Natural Gas_Water Heater_E5 | F4 | Commercial | Other Health | Existing | Water Heating | Natural Gas | Water Heater | E5 | Utility - Cost of Equipment | 0.41078 | 0.41017 | 0.41168 | 0.40822 | 0.40601 | 0.40771 | 0.41283 | 0.41687 | 0.4219 | 0.42664 | 0.43139 | 0.43574 | 0.44043 | 0.44532 | 0.45 | 0.45477 | 0.45961 | 0.46489 | 0.47037 | 0.47617 | 0.48188 | 0.48784 | 0.49337 | 0.49908 | 0.50414 | 0.50854 | 0.51253 | 0.51599 | 0.51869 | 0.52091 | 0.52216 | 0.52299 | 0.52299
F4_Commercial_Other Health_Existing_Water Heating_Natural Gas_Water Heater_E6 | F4 | Commercial | Other Health | Existing | Water Heating | Natural Gas | Water Heater | E6 | Utility - Cost of Equipment | 0.4024 | 0.40179 | 0.40328 | 0.39988 | 0.39773 | 0.39939 | 0.4044 | 0.40837 | 0.41329 | 0.41793 | 0.42258 | 0.42685 | 0.43144 | 0.43623 | 0.44082 | 0.44549 | 0.45023 | 0.4554 | 0.46077 | 0.46645 | 0.47205 | 0.47789 | 0.48331 | 0.4889 | 0.49385 | 0.49816 | 0.50207 | 0.50546 | 0.5081 | 0.51028 | 0.5115 | 0.51231 | 0.51231
F4_Commercial_Other Health_Existing_Water Heating_Natural Gas_Water Heater_E7 | F4 | Commercial | Other Health | Existing | Water Heating | Natural Gas | Water Heater | E7 | Utility - Cost of Equipment | 0.26333 | 0.26363 | 0.265 | 0.26375 | 0.26317 | 0.26458 | 0.26775 | 0.27038 | 0.27354 | 0.27663 | 0.27974 | 0.28268 | 0.28582 | 0.28906 | 0.29221 | 0.29544 | 0.29868 | 0.30213 | 0.30562 | 0.30918 | 0.31256 | 0.31592 | 0.31894 | 0.32195 | 0.32456 | 0.32682 | 0.32888 | 0.33067 | 0.33206 | 0.33321 | 0.33385 | 0.33428 | 0.33428
F4_Commercial_Other Health_Existing_Water Heating_Natural Gas_Water Heater_E8 | F4 | Commercial | Other Health | Existing | Water Heating | Natural Gas | Water Heater | E8 | Utility - Cost of Equipment | 0 | 0 | 0 | 0 | 0 | 0 | 0 | 0 | 0 | 0 | 0 | 0 | 0 | 0 | 0 | 0 | 0 | 0 | 0 | 0 | 0 | 0 | 0 | 0 | 0 | 0 | 0 | 0 | 0 | 0 | 0 | 0 | 0
F4_Commercial_Other Health_Existing_Water Heating_Natural Gas_Water Heater_E9 | F4 | Commercial | Other Health | Existing | Water Heating | Natural Gas | Water Heater | E9 | Utility - Cost of Equipment | 0 | 0 | 0 | 0 | 0 | 0 | 0 | 0 | 0 | 0 | 0 | 0 | 0 | 0 | 0 | 0 | 0 | 0 | 0 | 0 | 0 | 0 | 0 | 0 | 0 | 0 | 0 | 0 | 0 | 0 | 0 | 0 | 0
F4_Commercial_Other Health_Existing_Water Heating_Natural Gas_Water Heater_E10 | F4 | Commercial | Other Health | Existing | Water Heating | Natural Gas | Water Heater | E10 | Utility - Cost of Equipment | 0 | 0 | 0 | 0 | 0 | 0 | 0 | 0 | 0 | 0 | 0 | 0 | 0 | 0 | 0 | 0 | 0 | 0 | 0 | 0 | 0 | 0 | 0 | 0 | 0 | 0 | 0 | 0 | 0 | 0 | 0 | 0 | 0
F5_Commercial_Other Health_Existing_Water Heating_Natural Gas_Water Heater_E1 | F5 | Commercial | Other Health | Existing | Water Heating | Natural Gas | Water Heater | E1 | Utility - Cost of Operation | 0.025002 | 0.025002 | 0.025002 | 0.025002 | 0.025002 | 0.025002 | 0.025002 | 0.025002 | 0.025002 | 0.025002 | 0.025002 | 0.025002 | 0.025002 | 0.025002 | 0.025002 | 0.025002 | 0.025002 | 0.025002 | 0.025002 | 0.025002 | 0.025002 | 0.025002 | 0.025002 | 0.025002 | 0.025002 | 0.025002 | 0.025002 | 0.025002 | 0.025002 | 0.025002 | 0.025002 | 0.025002 | 0.025002
F5_Commercial_Other Health_Existing_Water Heating_Natural Gas_Water Heater_E2 | F5 | Commercial | Other Health | Existing | Water Heating | Natural Gas | Water Heater | E2 | Utility - Cost of Operation | 0.024996 | 0.024996 | 0.024996 | 0.024996 | 0.024996 | 0.024996 | 0.024996 | 0.024996 | 0.024996 | 0.024996 | 0.024996 | 0.024996 | 0.024996 | 0.024996 | 0.024996 | 0.024996 | 0.024996 | 0.024996 | 0.024996 | 0.024996 | 0.024996 | 0.024996 | 0.024996 | 0.024996 | 0.024996 | 0.024996 | 0.024996 | 0.024996 | 0.024996 | 0.024996 | 0.024996 | 0.024996 | 0.024996
F5_Commercial_Other Health_Existing_Water Heating_Natural Gas_Water Heater_E3 | F5 | Commercial | Other Health | Existing | Water Heating | Natural Gas | Water Heater | E3 | Utility - Cost of Operation | 0.02536 | 0.02536 | 0.02536 | 0.02536 | 0.02536 | 0.02536 | 0.02536 | 0.02536 | 0.02536 | 0.02536 | 0.02536 | 0.02536 | 0.02536 | 0.02536 | 0.02536 | 0.02536 | 0.02536 | 0.02536 | 0.02536 | 0.02536 | 0.02536 | 0.02536 | 0.02536 | 0.02536 | 0.02536 | 0.02536 | 0.02536 | 0.02536 | 0.02536 | 0.02536 | 0.02536 | 0.02536 | 0.02536
F5_Commercial_Other Health_Existing_Water Heating_Natural Gas_Water Heater_E4 | F5 | Commercial | Other Health | Existing | Water Heating | Natural Gas | Water Heater | E4 | Utility - Cost of Operation | 0.025724 | 0.025724 | 0.025724 | 0.025724 | 0.025724 | 0.025724 | 0.025724 | 0.025724 | 0.025724 | 0.025724 | 0.025724 | 0.025724 | 0.025724 | 0.025724 | 0.025724 | 0.025724 | 0.025724 | 0.025724 | 0.025724 | 0.025724 | 0.025724 | 0.025724 | 0.025724 | 0.025724 | 0.025724 | 0.025724 | 0.025724 | 0.025724 | 0.025724 | 0.025724 | 0.025724 | 0.025724 | 0.025724
F5_Commercial_Other Health_Existing_Water Heating_Natural Gas_Water Heater_E5 | F5 | Commercial | Other Health | Existing | Water Heating | Natural Gas | Water Heater | E5 | Utility - Cost of Operation | 0.026272 | 0.026272 | 0.026272 | 0.026272 | 0.026272 | 0.026272 | 0.026272 | 0.026272 | 0.026272 | 0.026272 | 0.026272 | 0.026272 | 0.026272 | 0.026272 | 0.026272 | 0.026272 | 0.026272 | 0.026272 | 0.026272 | 0.026272 | 0.026272 | 0.026272 | 0.026272 | 0.026272 | 0.026272 | 0.026272 | 0.026272 | 0.026272 | 0.026272 | 0.026272 | 0.026272 | 0.026272 | 0.026272
F5_Commercial_Other Health_Existing_Water Heating_Natural Gas_Water Heater_E6 | F5 | Commercial | Other Health | Existing | Water Heating | Natural Gas | Water Heater | E6 | Utility - Cost of Operation | 0.02187 | 0.02187 | 0.02187 | 0.02187 | 0.02187 | 0.02187 | 0.02187 | 0.02187 | 0.02187 | 0.02187 | 0.02187 | 0.02187 | 0.02187 | 0.02187 | 0.02187 | 0.02187 | 0.02187 | 0.02187 | 0.02187 | 0.02187 | 0.02187 | 0.02187 | 0.02187 | 0.02187 | 0.02187 | 0.02187 | 0.02187 | 0.02187 | 0.02187 | 0.02187 | 0.02187 | 0.02187 | 0.02187
F5_Commercial_Other Health_Existing_Water Heating_Natural Gas_Water Heater_E7 | F5 | Commercial | Other Health | Existing | Water Heating | Natural Gas | Water Heater | E7 | Utility - Cost of Operation | 0.01905 | 0.01905 | 0.01905 | 0.01905 | 0.01905 | 0.01905 | 0.01905 | 0.01905 | 0.01905 | 0.01905 | 0.01905 | 0.01905 | 0.01905 | 0.01905 | 0.01905 | 0.01905 | 0.01905 | 0.01905 | 0.01905 | 0.01905 | 0.01905 | 0.01905 | 0.01905 | 0.01905 | 0.01905 | 0.01905 | 0.01905 | 0.01905 | 0.01905 | 0.01905 | 0.01905 | 0.01905 | 0.01905
F5_Commercial_Other Health_Existing_Water Heating_Natural Gas_Water Heater_E8 | F5 | Commercial | Other Health | Existing | Water Heating | Natural Gas | Water Heater | E8 | Utility - Cost of Operation | 0 | 0 | 0 | 0 | 0 | 0 | 0 | 0 | 0 | 0 | 0 | 0 | 0 | 0 | 0 | 0 | 0 | 0 | 0 | 0 | 0 | 0 | 0 | 0 | 0 | 0 | 0 | 0 | 0 | 0 | 0 | 0 | 0
F5_Commercial_Other Health_Existing_Water Heating_Natural Gas_Water Heater_E9 | F5 | Commercial | Other Health | Existing | Water Heating | Natural Gas | Water Heater | E9 | Utility - Cost of Operation | 0 | 0 | 0 | 0 | 0 | 0 | 0 | 0 | 0 | 0 | 0 | 0 | 0 | 0 | 0 | 0 | 0 | 0 | 0 | 0 | 0 | 0 | 0 | 0 | 0 | 0 | 0 | 0 | 0 | 0 | 0 | 0 | 0
F5_Commercial_Other Health_Existing_Water Heating_Natural Gas_Water Heater_E10 | F5 | Commercial | Other Health | Existing | Water Heating | Natural Gas | Water Heater | E10 | Utility - Cost of Operation | 0 | 0 | 0 | 0 | 0 | 0 | 0 | 0 | 0 | 0 | 0 | 0 | 0 | 0 | 0 | 0 | 0 | 0 | 0 | 0 | 0 | 0 | 0 | 0 | 0 | 0 | 0 | 0 | 0 | 0 | 0 | 0 | 0
F6_Commercial_Other Health_Existing_Water Heating_Natural Gas_Water Heater_E1 | F6 | Commercial | Other Health | Existing | Water Heating | Natural Gas | Water Heater | E1 | Utility - Value of Sales | 0.33149 | 0.33327 | 0.33614 | 0.33551 | 0.33551 | 0.33551 | 0.33551 | 0.33551 | 0.33551 | 0.33551 | 0.33551 | 0.33551 | 0.33551 | 0.33551 | 0.33551 | 0.33551 | 0.33551 | 0.33551 | 0.33551 | 0.33551 | 0.33551 | 0.33551 | 0.33551 | 0.33551 | 0.33551 | 0.33551 | 0.33551 | 0.33551 | 0.33551 | 0.33551 | 0.33551 | 0.33551 | 0.33551
F6_Commercial_Other Health_Existing_Water Heating_Natural Gas_Water Heater_E2 | F6 | Commercial | Other Health | Existing | Water Heating | Natural Gas | Water Heater | E2 | Utility - Value of Sales | 0.3274 | 0.32916 | 0.33199 | 0.33137 | 0.33137 | 0.33137 | 0.33137 | 0.33137 | 0.33137 | 0.33137 | 0.33137 | 0.33137 | 0.33137 | 0.33137 | 0.33137 | 0.33137 | 0.33137 | 0.33137 | 0.33137 | 0.33137 | 0.33137 | 0.33137 | 0.33137 | 0.33137 | 0.33137 | 0.33137 | 0.33137 | 0.33137 | 0.33137 | 0.33137 | 0.33137 | 0.33137 | 0.33137
F6_Commercial_Other Health_Existing_Water Heating_Natural Gas_Water Heater_E3 | F6 | Commercial | Other Health | Existing | Water Heating | Natural Gas | Water Heater | E3 | Utility - Value of Sales | 0.30135 | 0.30298 | 0.30558 | 0.30501 | 0.30501 | 0.30501 | 0.30501 | 0.30501 | 0.30501 | 0.30501 | 0.30501 | 0.30501 | 0.30501 | 0.30501 | 0.30501 | 0.30501 | 0.30501 | 0.30501 | 0.30501 | 0.30501 | 0.30501 | 0.30501 | 0.30501 | 0.30501 | 0.30501 | 0.30501 | 0.30501 | 0.30501 | 0.30501 | 0.30501 | 0.30501 | 0.30501 | 0.30501
F6_Commercial_Other Health_Existing_Water Heating_Natural Gas_Water Heater_E4 | F6 | Commercial | Other Health | Existing | Water Heating | Natural Gas | Water Heater | E4 | Utility - Value of Sales | 0.28212 | 0.28364 | 0.28608 | 0.28554 | 0.28554 | 0.28554 | 0.28554 | 0.28554 | 0.28554 | 0.28554 | 0.28554 | 0.28554 | 0.28554 | 0.28554 | 0.28554 | 0.28554 | 0.28554 | 0.28554 | 0.28554 | 0.28554 | 0.28554 | 0.28554 | 0.28554 | 0.28554 | 0.28554 | 0.28554 | 0.28554 | 0.28554 | 0.28554 | 0.28554 | 0.28554 | 0.28554 | 0.28554
F6_Commercial_Other Health_Existing_Water Heating_Natural Gas_Water Heater_E5 | F6 | Commercial | Other Health | Existing | Water Heating | Natural Gas | Water Heater | E5 | Utility - Value of Sales | 0.27624 | 0.27773 | 0.28012 | 0.27959 | 0.27959 | 0.27959 | 0.27959 | 0.27959 | 0.27959 | 0.27959 | 0.27959 | 0.27959 | 0.27959 | 0.27959 | 0.27959 | 0.27959 | 0.27959 | 0.27959 | 0.27959 | 0.27959 | 0.27959 | 0.27959 | 0.27959 | 0.27959 | 0.27959 | 0.27959 | 0.27959 | 0.27959 | 0.27959 | 0.27959 | 0.27959 | 0.27959 | 0.27959
F6_Commercial_Other Health_Existing_Water Heating_Natural Gas_Water Heater_E6 | F6 | Commercial | Other Health | Existing | Water Heating | Natural Gas | Water Heater | E6 | Utility - Value of Sales | 0.2706 | 0.27206 | 0.2744 | 0.27389 | 0.27389 | 0.27389 | 0.27389 | 0.27389 | 0.27389 | 0.27389 | 0.27389 | 0.27389 | 0.27389 | 0.27389 | 0.27389 | 0.27389 | 0.27389 | 0.27389 | 0.27389 | 0.27389 | 0.27389 | 0.27389 | 0.27389 | 0.27389 | 0.27389 | 0.27389 | 0.27389 | 0.27389 | 0.27389 | 0.27389 | 0.27389 | 0.27389 | 0.27389
F6_Commercial_Other Health_Existing_Water Heating_Natural Gas_Water Heater_E7 | F6 | Commercial | Other Health | Existing | Water Heating | Natural Gas | Water Heater | E7 | Utility - Value of Sales | 0.17729 | 0.17802 | 0.1792 | 0.17894 | 0.17894 | 0.17894 | 0.17894 | 0.17894 | 0.17894 | 0.17894 | 0.17894 | 0.17894 | 0.17894 | 0.17894 | 0.17894 | 0.17894 | 0.17894 | 0.17894 | 0.17894 | 0.17894 | 0.17894 | 0.17894 | 0.17894 | 0.17894 | 0.17894 | 0.17894 | 0.17894 | 0.17894 | 0.17894 | 0.17894 | 0.17894 | 0.17894 | 0.17894
F6_Commercial_Other Health_Existing_Water Heating_Natural Gas_Water Heater_E8 | F6 | Commercial | Other Health | Existing | Water Heating | Natural Gas | Water Heater | E8 | Utility - Value of Sales | 0 | 0 | 0 | 0 | 0 | 0 | 0 | 0 | 0 | 0 | 0 | 0 | 0 | 0 | 0 | 0 | 0 | 0 | 0 | 0 | 0 | 0 | 0 | 0 | 0 | 0 | 0 | 0 | 0 | 0 | 0 | 0 | 0
F6_Commercial_Other Health_Existing_Water Heating_Natural Gas_Water Heater_E9 | F6 | Commercial | Other Health | Existing | Water Heating | Natural Gas | Water Heater | E9 | Utility - Value of Sales | 0 | 0 | 0 | 0 | 0 | 0 | 0 | 0 | 0 | 0 | 0 | 0 | 0 | 0 | 0 | 0 | 0 | 0 | 0 | 0 | 0 | 0 | 0 | 0 | 0 | 0 | 0 | 0 | 0 | 0 | 0 | 0 | 0
F6_Commercial_Other Health_Existing_Water Heating_Natural Gas_Water Heater_E10 | F6 | Commercial | Other Health | Existing | Water Heating | Natural Gas | Water Heater | E10 | Utility - Value of Sales | 0 | 0 | 0 | 0 | 0 | 0 | 0 | 0 | 0 | 0 | 0 | 0 | 0 | 0 | 0 | 0 | 0 | 0 | 0 | 0 | 0 | 0 | 0 | 0 | 0 | 0 | 0 | 0 | 0 | 0 | 0 | 0 | 0
F1_Commercial_Other Health_Existing_Food Preparation_Natural Gas_Oven_E1 | F1 | Commercial | Other Health | Existing | Food Preparation | Natural Gas | Oven | E1 | RVT - Cost of Equipment | 0.19305 | 0.1931 | 0.19407 | 0.19277 | 0.192 | 0.19266 | 0.19454 | 0.19605 | 0.1979 | 0.19967 | 0.20143 | 0.20307 | 0.20483 | 0.20666 | 0.20841 | 0.2102 | 0.21201 | 0.21398 | 0.21603 | 0.21818 | 0.22027 | 0.22243 | 0.2244 | 0.22643 | 0.22823 | 0.22977 | 0.23118 | 0.2324 | 0.23335 | 0.23413 | 0.23456 | 0.23484 | 0.23484
F1_Commercial_Other Health_Existing_Food Preparation_Natural Gas_Oven_E2 | F1 | Commercial | Other Health | Existing | Food Preparation | Natural Gas | Oven | E2 | RVT - Cost of Equipment | 0.11055 | 0.11057 | 0.11113 | 0.11038 | 0.10994 | 0.11032 | 0.1114 | 0.11226 | 0.11332 | 0.11434 | 0.11534 | 0.11628 | 0.11729 | 0.11834 | 0.11934 | 0.12037 | 0.1214 | 0.12253 | 0.1237 | 0.12493 | 0.12613 | 0.12737 | 0.1285 | 0.12966 | 0.13069 | 0.13158 | 0.13238 | 0.13308 | 0.13362 | 0.13407 | 0.13432 | 0.13448 | 0.13448
F1_Commercial_Other Health_Existing_Food Preparation_Natural Gas_Oven_E3 | F1 | Commercial | Other Health | Existing | Food Preparation | Natural Gas | Oven | E3 | RVT - Cost of Equipment | 0 | 0 | 0 | 0 | 0 | 0 | 0 | 0 | 0 | 0 | 0 | 0 | 0 | 0 | 0 | 0 | 0 | 0 | 0 | 0 | 0 | 0 | 0 | 0 | 0 | 0 | 0 | 0 | 0 | 0 | 0 | 0 | 0
F1_Commercial_Other Health_Existing_Food Preparation_Natural Gas_Oven_E4 | F1 | Commercial | Other Health | Existing | Food Preparation | Natural Gas | Oven | E4 | RVT - Cost of Equipment | 0 | 0 | 0 | 0 | 0 | 0 | 0 | 0 | 0 | 0 | 0 | 0 | 0 | 0 | 0 | 0 | 0 | 0 | 0 | 0 | 0 | 0 | 0 | 0 | 0 | 0 | 0 | 0 | 0 | 0 | 0 | 0 | 0
F1_Commercial_Other Health_Existing_Food Preparation_Natural Gas_Oven_E5 | F1 | Commercial | Other Health | Existing | Food Preparation | Natural Gas | Oven | E5 | RVT - Cost of Equipment | 0 | 0 | 0 | 0 | 0 | 0 | 0 | 0 | 0 | 0 | 0 | 0 | 0 | 0 | 0 | 0 | 0 | 0 | 0 | 0 | 0 | 0 | 0 | 0 | 0 | 0 | 0 | 0 | 0 | 0 | 0 | 0 | 0
F1_Commercial_Other Health_Existing_Food Preparation_Natural Gas_Oven_E6 | F1 | Commercial | Other Health | Existing | Food Preparation | Natural Gas | Oven | E6 | RVT - Cost of Equipment | 0 | 0 | 0 | 0 | 0 | 0 | 0 | 0 | 0 | 0 | 0 | 0 | 0 | 0 | 0 | 0 | 0 | 0 | 0 | 0 | 0 | 0 | 0 | 0 | 0 | 0 | 0 | 0 | 0 | 0 | 0 | 0 | 0
F1_Commercial_Other Health_Existing_Food Preparation_Natural Gas_Oven_E7 | F1 | Commercial | Other Health | Existing | Food Preparation | Natural Gas | Oven | E7 | RVT - Cost of Equipment | 0 | 0 | 0 | 0 | 0 | 0 | 0 | 0 | 0 | 0 | 0 | 0 | 0 | 0 | 0 | 0 | 0 | 0 | 0 | 0 | 0 | 0 | 0 | 0 | 0 | 0 | 0 | 0 | 0 | 0 | 0 | 0 | 0
F1_Commercial_Other Health_Existing_Food Preparation_Natural Gas_Oven_E8 | F1 | Commercial | Other Health | Existing | Food Preparation | Natural Gas | Oven | E8 | RVT - Cost of Equipment | 0 | 0 | 0 | 0 | 0 | 0 | 0 | 0 | 0 | 0 | 0 | 0 | 0 | 0 | 0 | 0 | 0 | 0 | 0 | 0 | 0 | 0 | 0 | 0 | 0 | 0 | 0 | 0 | 0 | 0 | 0 | 0 | 0
F1_Commercial_Other Health_Existing_Food Preparation_Natural Gas_Oven_E9 | F1 | Commercial | Other Health | Existing | Food Preparation | Natural Gas | Oven | E9 | RVT - Cost of Equipment | 0 | 0 | 0 | 0 | 0 | 0 | 0 | 0 | 0 | 0 | 0 | 0 | 0 | 0 | 0 | 0 | 0 | 0 | 0 | 0 | 0 | 0 | 0 | 0 | 0 | 0 | 0 | 0 | 0 | 0 | 0 | 0 | 0
F1_Commercial_Other Health_Existing_Food Preparation_Natural Gas_Oven_E10 | F1 | Commercial | Other Health | Existing | Food Preparation | Natural Gas | Oven | E10 | RVT - Cost of Equipment | 0 | 0 | 0 | 0 | 0 | 0 | 0 | 0 | 0 | 0 | 0 | 0 | 0 | 0 | 0 | 0 | 0 | 0 | 0 | 0 | 0 | 0 | 0 | 0 | 0 | 0 | 0 | 0 | 0 | 0 | 0 | 0 | 0
F2_Commercial_Other Health_Existing_Food Preparation_Natural Gas_Oven_E1 | F2 | Commercial | Other Health | Existing | Food Preparation | Natural Gas | Oven | E1 | RVT - Cost of Operation | 0.23129 | 0.23135 | 0.2325 | 0.23095 | 0.23002 | 0.23082 | 0.23307 | 0.23488 | 0.23709 | 0.23921 | 0.24133 | 0.24329 | 0.2454 | 0.24759 | 0.24969 | 0.25183 | 0.254 | 0.25637 | 0.25881 | 0.26139 | 0.26389 | 0.26648 | 0.26885 | 0.27128 | 0.27343 | 0.27528 | 0.27697 | 0.27843 | 0.27957 | 0.28051 | 0.28102 | 0.28136 | 0.28136
F2_Commercial_Other Health_Existing_Food Preparation_Natural Gas_Oven_E2 | F2 | Commercial | Other Health | Existing | Food Preparation | Natural Gas | Oven | E2 | RVT - Cost of Operation | 0.13244 | 0.13248 | 0.13314 | 0.13225 | 0.13172 | 0.13218 | 0.13346 | 0.1345 | 0.13577 | 0.13698 | 0.13819 | 0.13932 | 0.14052 | 0.14178 | 0.14298 | 0.14421 | 0.14545 | 0.1468 | 0.1482 | 0.14968 | 0.15111 | 0.15259 | 0.15395 | 0.15534 | 0.15657 | 0.15764 | 0.1586 | 0.15944 | 0.16009 | 0.16063 | 0.16092 | 0.16111 | 0.16111
F2_Commercial_Other Health_Existing_Food Preparation_Natural Gas_Oven_E3 | F2 | Commercial | Other Health | Existing | Food Preparation | Natural Gas | Oven | E3 | RVT - Cost of Operation | 0 | 0 | 0 | 0 | 0 | 0 | 0 | 0 | 0 | 0 | 0 | 0 | 0 | 0 | 0 | 0 | 0 | 0 | 0 | 0 | 0 | 0 | 0 | 0 | 0 | 0 | 0 | 0 | 0 | 0 | 0 | 0 | 0
F2_Commercial_Other Health_Existing_Food Preparation_Natural Gas_Oven_E4 | F2 | Commercial | Other Health | Existing | Food Preparation | Natural Gas | Oven | E4 | RVT - Cost of Operation | 0 | 0 | 0 | 0 | 0 | 0 | 0 | 0 | 0 | 0 | 0 | 0 | 0 | 0 | 0 | 0 | 0 | 0 | 0 | 0 | 0 | 0 | 0 | 0 | 0 | 0 | 0 | 0 | 0 | 0 | 0 | 0 | 0
F2_Commercial_Other Health_Existing_Food Preparation_Natural Gas_Oven_E5 | F2 | Commercial | Other Health | Existing | Food Preparation | Natural Gas | Oven | E5 | RVT - Cost of Operation | 0 | 0 | 0 | 0 | 0 | 0 | 0 | 0 | 0 | 0 | 0 | 0 | 0 | 0 | 0 | 0 | 0 | 0 | 0 | 0 | 0 | 0 | 0 | 0 | 0 | 0 | 0 | 0 | 0 | 0 | 0 | 0 | 0
F2_Commercial_Other Health_Existing_Food Preparation_Natural Gas_Oven_E6 | F2 | Commercial | Other Health | Existing | Food Preparation | Natural Gas | Oven | E6 | RVT - Cost of Operation | 0 | 0 | 0 | 0 | 0 | 0 | 0 | 0 | 0 | 0 | 0 | 0 | 0 | 0 | 0 | 0 | 0 | 0 | 0 | 0 | 0 | 0 | 0 | 0 | 0 | 0 | 0 | 0 | 0 | 0 | 0 | 0 | 0
F2_Commercial_Other Health_Existing_Food Preparation_Natural Gas_Oven_E7 | F2 | Commercial | Other Health | Existing | Food Preparation | Natural Gas | Oven | E7 | RVT - Cost of Operation | 0 | 0 | 0 | 0 | 0 | 0 | 0 | 0 | 0 | 0 | 0 | 0 | 0 | 0 | 0 | 0 | 0 | 0 | 0 | 0 | 0 | 0 | 0 | 0 | 0 | 0 | 0 | 0 | 0 | 0 | 0 | 0 | 0
F2_Commercial_Other Health_Existing_Food Preparation_Natural Gas_Oven_E8 | F2 | Commercial | Other Health | Existing | Food Preparation | Natural Gas | Oven | E8 | RVT - Cost of Operation | 0 | 0 | 0 | 0 | 0 | 0 | 0 | 0 | 0 | 0 | 0 | 0 | 0 | 0 | 0 | 0 | 0 | 0 | 0 | 0 | 0 | 0 | 0 | 0 | 0 | 0 | 0 | 0 | 0 | 0 | 0 | 0 | 0
F2_Commercial_Other Health_Existing_Food Preparation_Natural Gas_Oven_E9 | F2 | Commercial | Other Health | Existing | Food Preparation | Natural Gas | Oven | E9 | RVT - Cost of Operation | 0 | 0 | 0 | 0 | 0 | 0 | 0 | 0 | 0 | 0 | 0 | 0 | 0 | 0 | 0 | 0 | 0 | 0 | 0 | 0 | 0 | 0 | 0 | 0 | 0 | 0 | 0 | 0 | 0 | 0 | 0 | 0 | 0
F2_Commercial_Other Health_Existing_Food Preparation_Natural Gas_Oven_E10 | F2 | Commercial | Other Health | Existing | Food Preparation | Natural Gas | Oven | E10 | RVT - Cost of Operation | 0 | 0 | 0 | 0 | 0 | 0 | 0 | 0 | 0 | 0 | 0 | 0 | 0 | 0 | 0 | 0 | 0 | 0 | 0 | 0 | 0 | 0 | 0 | 0 | 0 | 0 | 0 | 0 | 0 | 0 | 0 | 0 | 0
F3_Commercial_Other Health_Existing_Food Preparation_Natural Gas_Oven_E1 | F3 | Commercial | Other Health | Existing | Food Preparation | Natural Gas | Oven | E1 | System - kBTUs of Consumption | 0.3238 | 0.3238 | 0.3238 | 0.3238 | 0.3238 | 0.3238 | 0.3238 | 0.3238 | 0.3238 | 0.3238 | 0.3238 | 0.3238 | 0.3238 | 0.3238 | 0.3238 | 0.3238 | 0.3238 | 0.3238 | 0.3238 | 0.3238 | 0.3238 | 0.3238 | 0.3238 | 0.3238 | 0.3238 | 0.3238 | 0.3238 | 0.3238 | 0.3238 | 0.3238 | 0.3238 | 0.3238 | 0.3238
F3_Commercial_Other Health_Existing_Food Preparation_Natural Gas_Oven_E2 | F3 | Commercial | Other Health | Existing | Food Preparation | Natural Gas | Oven | E2 | System - kBTUs of Consumption | 0.3374 | 0.3374 | 0.3374 | 0.3374 | 0.3374 | 0.3374 | 0.3374 | 0.3374 | 0.3374 | 0.3374 | 0.3374 | 0.3374 | 0.3374 | 0.3374 | 0.3374 | 0.3374 | 0.3374 | 0.3374 | 0.3374 | 0.3374 | 0.3374 | 0.3374 | 0.3374 | 0.3374 | 0.3374 | 0.3374 | 0.3374 | 0.3374 | 0.3374 | 0.3374 | 0.3374 | 0.3374 | 0.3374
F3_Commercial_Other Health_Existing_Food Preparation_Natural Gas_Oven_E3 | F3 | Commercial | Other Health | Existing | Food Preparation | Natural Gas | Oven | E3 | System - kBTUs of Consumption | 0 | 0 | 0 | 0 | 0 | 0 | 0 | 0 | 0 | 0 | 0 | 0 | 0 | 0 | 0 | 0 | 0 | 0 | 0 | 0 | 0 | 0 | 0 | 0 | 0 | 0 | 0 | 0 | 0 | 0 | 0 | 0 | 0
F3_Commercial_Other Health_Existing_Food Preparation_Natural Gas_Oven_E4 | F3 | Commercial | Other Health | Existing | Food Preparation | Natural Gas | Oven | E4 | System - kBTUs of Consumption | 0 | 0 | 0 | 0 | 0 | 0 | 0 | 0 | 0 | 0 | 0 | 0 | 0 | 0 | 0 | 0 | 0 | 0 | 0 | 0 | 0 | 0 | 0 | 0 | 0 | 0 | 0 | 0 | 0 | 0 | 0 | 0 | 0
F3_Commercial_Other Health_Existing_Food Preparation_Natural Gas_Oven_E5 | F3 | Commercial | Other Health | Existing | Food Preparation | Natural Gas | Oven | E5 | System - kBTUs of Consumption | 0 | 0 | 0 | 0 | 0 | 0 | 0 | 0 | 0 | 0 | 0 | 0 | 0 | 0 | 0 | 0 | 0 | 0 | 0 | 0 | 0 | 0 | 0 | 0 | 0 | 0 | 0 | 0 | 0 | 0 | 0 | 0 | 0
F3_Commercial_Other Health_Existing_Food Preparation_Natural Gas_Oven_E6 | F3 | Commercial | Other Health | Existing | Food Preparation | Natural Gas | Oven | E6 | System - kBTUs of Consumption | 0 | 0 | 0 | 0 | 0 | 0 | 0 | 0 | 0 | 0 | 0 | 0 | 0 | 0 | 0 | 0 | 0 | 0 | 0 | 0 | 0 | 0 | 0 | 0 | 0 | 0 | 0 | 0 | 0 | 0 | 0 | 0 | 0
F3_Commercial_Other Health_Existing_Food Preparation_Natural Gas_Oven_E7 | F3 | Commercial | Other Health | Existing | Food Preparation | Natural Gas | Oven | E7 | System - kBTUs of Consumption | 0 | 0 | 0 | 0 | 0 | 0 | 0 | 0 | 0 | 0 | 0 | 0 | 0 | 0 | 0 | 0 | 0 | 0 | 0 | 0 | 0 | 0 | 0 | 0 | 0 | 0 | 0 | 0 | 0 | 0 | 0 | 0 | 0
F3_Commercial_Other Health_Existing_Food Preparation_Natural Gas_Oven_E8 | F3 | Commercial | Other Health | Existing | Food Preparation | Natural Gas | Oven | E8 | System - kBTUs of Consumption | 0 | 0 | 0 | 0 | 0 | 0 | 0 | 0 | 0 | 0 | 0 | 0 | 0 | 0 | 0 | 0 | 0 | 0 | 0 | 0 | 0 | 0 | 0 | 0 | 0 | 0 | 0 | 0 | 0 | 0 | 0 | 0 | 0
F3_Commercial_Other Health_Existing_Food Preparation_Natural Gas_Oven_E9 | F3 | Commercial | Other Health | Existing | Food Preparation | Natural Gas | Oven | E9 | System - kBTUs of Consumption | 0 | 0 | 0 | 0 | 0 | 0 | 0 | 0 | 0 | 0 | 0 | 0 | 0 | 0 | 0 | 0 | 0 | 0 | 0 | 0 | 0 | 0 | 0 | 0 | 0 | 0 | 0 | 0 | 0 | 0 | 0 | 0 | 0
F3_Commercial_Other Health_Existing_Food Preparation_Natural Gas_Oven_E10 | F3 | Commercial | Other Health | Existing | Food Preparation | Natural Gas | Oven | E10 | System - kBTUs of Consumption | 0 | 0 | 0 | 0 | 0 | 0 | 0 | 0 | 0 | 0 | 0 | 0 | 0 | 0 | 0 | 0 | 0 | 0 | 0 | 0 | 0 | 0 | 0 | 0 | 0 | 0 | 0 | 0 | 0 | 0 | 0 | 0 | 0
F4_Commercial_Other Health_Existing_Food Preparation_Natural Gas_Oven_E1 | F4 | Commercial | Other Health | Existing | Food Preparation | Natural Gas | Oven | E1 | Utility - Cost of Equipment | 0.23129 | 0.23135 | 0.2325 | 0.23095 | 0.23002 | 0.23082 | 0.23307 | 0.23488 | 0.23709 | 0.23921 | 0.24133 | 0.24329 | 0.2454 | 0.24759 | 0.24969 | 0.25183 | 0.254 | 0.25637 | 0.25881 | 0.26139 | 0.26389 | 0.26648 | 0.26885 | 0.27128 | 0.27343 | 0.27528 | 0.27697 | 0.27843 | 0.27957 | 0.28051 | 0.28102 | 0.28136 | 0.28136
F4_Commercial_Other Health_Existing_Food Preparation_Natural Gas_Oven_E2 | F4 | Commercial | Other Health | Existing | Food Preparation | Natural Gas | Oven | E2 | Utility - Cost of Equipment | 0.13244 | 0.13248 | 0.13314 | 0.13225 | 0.13172 | 0.13218 | 0.13346 | 0.1345 | 0.13577 | 0.13698 | 0.13819 | 0.13932 | 0.14052 | 0.14178 | 0.14298 | 0.14421 | 0.14545 | 0.1468 | 0.1482 | 0.14968 | 0.15111 | 0.15259 | 0.15395 | 0.15534 | 0.15657 | 0.15764 | 0.1586 | 0.15944 | 0.16009 | 0.16063 | 0.16092 | 0.16111 | 0.16111
F4_Commercial_Other Health_Existing_Food Preparation_Natural Gas_Oven_E3 | F4 | Commercial | Other Health | Existing | Food Preparation | Natural Gas | Oven | E3 | Utility - Cost of Equipment | 0 | 0 | 0 | 0 | 0 | 0 | 0 | 0 | 0 | 0 | 0 | 0 | 0 | 0 | 0 | 0 | 0 | 0 | 0 | 0 | 0 | 0 | 0 | 0 | 0 | 0 | 0 | 0 | 0 | 0 | 0 | 0 | 0
F4_Commercial_Other Health_Existing_Food Preparation_Natural Gas_Oven_E4 | F4 | Commercial | Other Health | Existing | Food Preparation | Natural Gas | Oven | E4 | Utility - Cost of Equipment | 0 | 0 | 0 | 0 | 0 | 0 | 0 | 0 | 0 | 0 | 0 | 0 | 0 | 0 | 0 | 0 | 0 | 0 | 0 | 0 | 0 | 0 | 0 | 0 | 0 | 0 | 0 | 0 | 0 | 0 | 0 | 0 | 0
F4_Commercial_Other Health_Existing_Food Preparation_Natural Gas_Oven_E5 | F4 | Commercial | Other Health | Existing | Food Preparation | Natural Gas | Oven | E5 | Utility - Cost of Equipment | 0 | 0 | 0 | 0 | 0 | 0 | 0 | 0 | 0 | 0 | 0 | 0 | 0 | 0 | 0 | 0 | 0 | 0 | 0 | 0 | 0 | 0 | 0 | 0 | 0 | 0 | 0 | 0 | 0 | 0 | 0 | 0 | 0
F4_Commercial_Other Health_Existing_Food Preparation_Natural Gas_Oven_E6 | F4 | Commercial | Other Health | Existing | Food Preparation | Natural Gas | Oven | E6 | Utility - Cost of Equipment | 0 | 0 | 0 | 0 | 0 | 0 | 0 | 0 | 0 | 0 | 0 | 0 | 0 | 0 | 0 | 0 | 0 | 0 | 0 | 0 | 0 | 0 | 0 | 0 | 0 | 0 | 0 | 0 | 0 | 0 | 0 | 0 | 0
F4_Commercial_Other Health_Existing_Food Preparation_Natural Gas_Oven_E7 | F4 | Commercial | Other Health | Existing | Food Preparation | Natural Gas | Oven | E7 | Utility - Cost of Equipment | 0 | 0 | 0 | 0 | 0 | 0 | 0 | 0 | 0 | 0 | 0 | 0 | 0 | 0 | 0 | 0 | 0 | 0 | 0 | 0 | 0 | 0 | 0 | 0 | 0 | 0 | 0 | 0 | 0 | 0 | 0 | 0 | 0
F4_Commercial_Other Health_Existing_Food Preparation_Natural Gas_Oven_E8 | F4 | Commercial | Other Health | Existing | Food Preparation | Natural Gas | Oven | E8 | Utility - Cost of Equipment | 0 | 0 | 0 | 0 | 0 | 0 | 0 | 0 | 0 | 0 | 0 | 0 | 0 | 0 | 0 | 0 | 0 | 0 | 0 | 0 | 0 | 0 | 0 | 0 | 0 | 0 | 0 | 0 | 0 | 0 | 0 | 0 | 0
F4_Commercial_Other Health_Existing_Food Preparation_Natural Gas_Oven_E9 | F4 | Commercial | Other Health | Existing | Food Preparation | Natural Gas | Oven | E9 | Utility - Cost of Equipment | 0 | 0 | 0 | 0 | 0 | 0 | 0 | 0 | 0 | 0 | 0 | 0 | 0 | 0 | 0 | 0 | 0 | 0 | 0 | 0 | 0 | 0 | 0 | 0 | 0 | 0 | 0 | 0 | 0 | 0 | 0 | 0 | 0
F4_Commercial_Other Health_Existing_Food Preparation_Natural Gas_Oven_E10 | F4 | Commercial | Other Health | Existing | Food Preparation | Natural Gas | Oven | E10 | Utility - Cost of Equipment | 0 | 0 | 0 | 0 | 0 | 0 | 0 | 0 | 0 | 0 | 0 | 0 | 0 | 0 | 0 | 0 | 0 | 0 | 0 | 0 | 0 | 0 | 0 | 0 | 0 | 0 | 0 | 0 | 0 | 0 | 0 | 0 | 0
F5_Commercial_Other Health_Existing_Food Preparation_Natural Gas_Oven_E1 | F5 | Commercial | Other Health | Existing | Food Preparation | Natural Gas | Oven | E1 | Utility - Cost of Operation | 0.3238 | 0.3238 | 0.3238 | 0.3238 | 0.3238 | 0.3238 | 0.3238 | 0.3238 | 0.3238 | 0.3238 | 0.3238 | 0.3238 | 0.3238 | 0.3238 | 0.3238 | 0.3238 | 0.3238 | 0.3238 | 0.3238 | 0.3238 | 0.3238 | 0.3238 | 0.3238 | 0.3238 | 0.3238 | 0.3238 | 0.3238 | 0.3238 | 0.3238 | 0.3238 | 0.3238 | 0.3238 | 0.3238
F5_Commercial_Other Health_Existing_Food Preparation_Natural Gas_Oven_E2 | F5 | Commercial | Other Health | Existing | Food Preparation | Natural Gas | Oven | E2 | Utility - Cost of Operation | 0.3374 | 0.3374 | 0.3374 | 0.3374 | 0.3374 | 0.3374 | 0.3374 | 0.3374 | 0.3374 | 0.3374 | 0.3374 | 0.3374 | 0.3374 | 0.3374 | 0.3374 | 0.3374 | 0.3374 | 0.3374 | 0.3374 | 0.3374 | 0.3374 | 0.3374 | 0.3374 | 0.3374 | 0.3374 | 0.3374 | 0.3374 | 0.3374 | 0.3374 | 0.3374 | 0.3374 | 0.3374 | 0.3374
F5_Commercial_Other Health_Existing_Food Preparation_Natural Gas_Oven_E3 | F5 | Commercial | Other Health | Existing | Food Preparation | Natural Gas | Oven | E3 | Utility - Cost of Operation | 0 | 0 | 0 | 0 | 0 | 0 | 0 | 0 | 0 | 0 | 0 | 0 | 0 | 0 | 0 | 0 | 0 | 0 | 0 | 0 | 0 | 0 | 0 | 0 | 0 | 0 | 0 | 0 | 0 | 0 | 0 | 0 | 0
F5_Commercial_Other Health_Existing_Food Preparation_Natural Gas_Oven_E4 | F5 | Commercial | Other Health | Existing | Food Preparation | Natural Gas | Oven | E4 | Utility - Cost of Operation | 0 | 0 | 0 | 0 | 0 | 0 | 0 | 0 | 0 | 0 | 0 | 0 | 0 | 0 | 0 | 0 | 0 | 0 | 0 | 0 | 0 | 0 | 0 | 0 | 0 | 0 | 0 | 0 | 0 | 0 | 0 | 0 | 0
F5_Commercial_Other Health_Existing_Food Preparation_Natural Gas_Oven_E5 | F5 | Commercial | Other Health | Existing | Food Preparation | Natural Gas | Oven | E5 | Utility - Cost of Operation | 0 | 0 | 0 | 0 | 0 | 0 | 0 | 0 | 0 | 0 | 0 | 0 | 0 | 0 | 0 | 0 | 0 | 0 | 0 | 0 | 0 | 0 | 0 | 0 | 0 | 0 | 0 | 0 | 0 | 0 | 0 | 0 | 0
F5_Commercial_Other Health_Existing_Food Preparation_Natural Gas_Oven_E6 | F5 | Commercial | Other Health | Existing | Food Preparation | Natural Gas | Oven | E6 | Utility - Cost of Operation | 0 | 0 | 0 | 0 | 0 | 0 | 0 | 0 | 0 | 0 | 0 | 0 | 0 | 0 | 0 | 0 | 0 | 0 | 0 | 0 | 0 | 0 | 0 | 0 | 0 | 0 | 0 | 0 | 0 | 0 | 0 | 0 | 0
F5_Commercial_Other Health_Existing_Food Preparation_Natural Gas_Oven_E7 | F5 | Commercial | Other Health | Existing | Food Preparation | Natural Gas | Oven | E7 | Utility - Cost of Operation | 0 | 0 | 0 | 0 | 0 | 0 | 0 | 0 | 0 | 0 | 0 | 0 | 0 | 0 | 0 | 0 | 0 | 0 | 0 | 0 | 0 | 0 | 0 | 0 | 0 | 0 | 0 | 0 | 0 | 0 | 0 | 0 | 0
F5_Commercial_Other Health_Existing_Food Preparation_Natural Gas_Oven_E8 | F5 | Commercial | Other Health | Existing | Food Preparation | Natural Gas | Oven | E8 | Utility - Cost of Operation | 0 | 0 | 0 | 0 | 0 | 0 | 0 | 0 | 0 | 0 | 0 | 0 | 0 | 0 | 0 | 0 | 0 | 0 | 0 | 0 | 0 | 0 | 0 | 0 | 0 | 0 | 0 | 0 | 0 | 0 | 0 | 0 | 0
F5_Commercial_Other Health_Existing_Food Preparation_Natural Gas_Oven_E9 | F5 | Commercial | Other Health | Existing | Food Preparation | Natural Gas | Oven | E9 | Utility - Cost of Operation | 0 | 0 | 0 | 0 | 0 | 0 | 0 | 0 | 0 | 0 | 0 | 0 | 0 | 0 | 0 | 0 | 0 | 0 | 0 | 0 | 0 | 0 | 0 | 0 | 0 | 0 | 0 | 0 | 0 | 0 | 0 | 0 | 0
F5_Commercial_Other Health_Existing_Food Preparation_Natural Gas_Oven_E10 | F5 | Commercial | Other Health | Existing | Food Preparation | Natural Gas | Oven | E10 | Utility - Cost of Operation | 0 | 0 | 0 | 0 | 0 | 0 | 0 | 0 | 0 | 0 | 0 | 0 | 0 | 0 | 0 | 0 | 0 | 0 | 0 | 0 | 0 | 0 | 0 | 0 | 0 | 0 | 0 | 0 | 0 | 0 | 0 | 0 | 0
F6_Commercial_Other Health_Existing_Food Preparation_Natural Gas_Oven_E1 | F6 | Commercial | Other Health | Existing | Food Preparation | Natural Gas | Oven | E1 | Utility - Value of Sales | 0.12252 | 0.12315 | 0.12415 | 0.12393 | 0.12393 | 0.12393 | 0.12393 | 0.12393 | 0.12393 | 0.12393 | 0.12393 | 0.12393 | 0.12393 | 0.12393 | 0.12393 | 0.12393 | 0.12393 | 0.12393 | 0.12393 | 0.12393 | 0.12393 | 0.12393 | 0.12393 | 0.12393 | 0.12393 | 0.12393 | 0.12393 | 0.12393 | 0.12393 | 0.12393 | 0.12393 | 0.12393 | 0.12393
F6_Commercial_Other Health_Existing_Food Preparation_Natural Gas_Oven_E2 | F6 | Commercial | Other Health | Existing | Food Preparation | Natural Gas | Oven | E2 | Utility - Value of Sales | 0.070157 | 0.070516 | 0.071094 | 0.070968 | 0.070968 | 0.070968 | 0.070968 | 0.070968 | 0.070968 | 0.070968 | 0.070968 | 0.070968 | 0.070968 | 0.070968 | 0.070968 | 0.070968 | 0.070968 | 0.070968 | 0.070968 | 0.070968 | 0.070968 | 0.070968 | 0.070968 | 0.070968 | 0.070968 | 0.070968 | 0.070968 | 0.070968 | 0.070968 | 0.070968 | 0.070968 | 0.070968 | 0.070968
F6_Commercial_Other Health_Existing_Food Preparation_Natural Gas_Oven_E3 | F6 | Commercial | Other Health | Existing | Food Preparation | Natural Gas | Oven | E3 | Utility - Value of Sales | 0 | 0 | 0 | 0 | 0 | 0 | 0 | 0 | 0 | 0 | 0 | 0 | 0 | 0 | 0 | 0 | 0 | 0 | 0 | 0 | 0 | 0 | 0 | 0 | 0 | 0 | 0 | 0 | 0 | 0 | 0 | 0 | 0
F6_Commercial_Other Health_Existing_Food Preparation_Natural Gas_Oven_E4 | F6 | Commercial | Other Health | Existing | Food Preparation | Natural Gas | Oven | E4 | Utility - Value of Sales | 0 | 0 | 0 | 0 | 0 | 0 | 0 | 0 | 0 | 0 | 0 | 0 | 0 | 0 | 0 | 0 | 0 | 0 | 0 | 0 | 0 | 0 | 0 | 0 | 0 | 0 | 0 | 0 | 0 | 0 | 0 | 0 | 0
F6_Commercial_Other Health_Existing_Food Preparation_Natural Gas_Oven_E5 | F6 | Commercial | Other Health | Existing | Food Preparation | Natural Gas | Oven | E5 | Utility - Value of Sales | 0 | 0 | 0 | 0 | 0 | 0 | 0 | 0 | 0 | 0 | 0 | 0 | 0 | 0 | 0 | 0 | 0 | 0 | 0 | 0 | 0 | 0 | 0 | 0 | 0 | 0 | 0 | 0 | 0 | 0 | 0 | 0 | 0
F6_Commercial_Other Health_Existing_Food Preparation_Natural Gas_Oven_E6 | F6 | Commercial | Other Health | Existing | Food Preparation | Natural Gas | Oven | E6 | Utility - Value of Sales | 0 | 0 | 0 | 0 | 0 | 0 | 0 | 0 | 0 | 0 | 0 | 0 | 0 | 0 | 0 | 0 | 0 | 0 | 0 | 0 | 0 | 0 | 0 | 0 | 0 | 0 | 0 | 0 | 0 | 0 | 0 | 0 | 0
F6_Commercial_Other Health_Existing_Food Preparation_Natural Gas_Oven_E7 | F6 | Commercial | Other Health | Existing | Food Preparation | Natural Gas | Oven | E7 | Utility - Value of Sales | 0 | 0 | 0 | 0 | 0 | 0 | 0 | 0 | 0 | 0 | 0 | 0 | 0 | 0 | 0 | 0 | 0 | 0 | 0 | 0 | 0 | 0 | 0 | 0 | 0 | 0 | 0 | 0 | 0 | 0 | 0 | 0 | 0
F6_Commercial_Other Health_Existing_Food Preparation_Natural Gas_Oven_E8 | F6 | Commercial | Other Health | Existing | Food Preparation | Natural Gas | Oven | E8 | Utility - Value of Sales | 0 | 0 | 0 | 0 | 0 | 0 | 0 | 0 | 0 | 0 | 0 | 0 | 0 | 0 | 0 | 0 | 0 | 0 | 0 | 0 | 0 | 0 | 0 | 0 | 0 | 0 | 0 | 0 | 0 | 0 | 0 | 0 | 0
F6_Commercial_Other Health_Existing_Food Preparation_Natural Gas_Oven_E9 | F6 | Commercial | Other Health | Existing | Food Preparation | Natural Gas | Oven | E9 | Utility - Value of Sales | 0 | 0 | 0 | 0 | 0 | 0 | 0 | 0 | 0 | 0 | 0 | 0 | 0 | 0 | 0 | 0 | 0 | 0 | 0 | 0 | 0 | 0 | 0 | 0 | 0 | 0 | 0 | 0 | 0 | 0 | 0 | 0 | 0
F6_Commercial_Other Health_Existing_Food Preparation_Natural Gas_Oven_E10 | F6 | Commercial | Other Health | Existing | Food Preparation | Natural Gas | Oven | E10 | Utility - Value of Sales | 0 | 0 | 0 | 0 | 0 | 0 | 0 | 0 | 0 | 0 | 0 | 0 | 0 | 0 | 0 | 0 | 0 | 0 | 0 | 0 | 0 | 0 | 0 | 0 | 0 | 0 | 0 | 0 | 0 | 0 | 0 | 0 | 0
F1_Commercial_Other Health_Existing_Food Preparation_Natural Gas_Conveyor Oven_E1 | F1 | Commercial | Other Health | Existing | Food Preparation | Natural Gas | Conveyor Oven | E1 | RVT - Cost of Equipment | 0.29119 | 0.29206 | 0.29383 | 0.29329 | 0.29329 | 0.29478 | 0.29754 | 0.29995 | 0.30275 | 0.30553 | 0.30833 | 0.31103 | 0.31387 | 0.31679 | 0.31962 | 0.32244 | 0.32518 | 0.32796 | 0.33067 | 0.33331 | 0.33574 | 0.33813 | 0.34023 | 0.34234 | 0.34416 | 0.34574 | 0.34717 | 0.34841 | 0.34938 | 0.35017 | 0.3506 | 0.35089 | 0.35089
F1_Commercial_Other Health_Existing_Food Preparation_Natural Gas_Conveyor Oven_E2 | F1 | Commercial | Other Health | Existing | Food Preparation | Natural Gas | Conveyor Oven | E2 | RVT - Cost of Equipment | 0.22135 | 0.22201 | 0.22336 | 0.22294 | 0.22295 | 0.22408 | 0.22617 | 0.22801 | 0.23014 | 0.23225 | 0.23438 | 0.23643 | 0.23859 | 0.24081 | 0.24296 | 0.24511 | 0.24719 | 0.2493 | 0.25136 | 0.25337 | 0.25522 | 0.25703 | 0.25863 | 0.26023 | 0.26161 | 0.26281 | 0.2639 | 0.26484 | 0.26558 | 0.26618 | 0.26651 | 0.26673 | 0.26673
F1_Commercial_Other Health_Existing_Food Preparation_Natural Gas_Conveyor Oven_E3 | F1 | Commercial | Other Health | Existing | Food Preparation | Natural Gas | Conveyor Oven | E3 | RVT - Cost of Equipment | 0 | 0 | 0 | 0 | 0 | 0 | 0 | 0 | 0 | 0 | 0 | 0 | 0 | 0 | 0 | 0 | 0 | 0 | 0 | 0 | 0 | 0 | 0 | 0 | 0 | 0 | 0 | 0 | 0 | 0 | 0 | 0 | 0
F1_Commercial_Other Health_Existing_Food Preparation_Natural Gas_Conveyor Oven_E4 | F1 | Commercial | Other Health | Existing | Food Preparation | Natural Gas | Conveyor Oven | E4 | RVT - Cost of Equipment | 0 | 0 | 0 | 0 | 0 | 0 | 0 | 0 | 0 | 0 | 0 | 0 | 0 | 0 | 0 | 0 | 0 | 0 | 0 | 0 | 0 | 0 | 0 | 0 | 0 | 0 | 0 | 0 | 0 | 0 | 0 | 0 | 0
F1_Commercial_Other Health_Existing_Food Preparation_Natural Gas_Conveyor Oven_E5 | F1 | Commercial | Other Health | Existing | Food Preparation | Natural Gas | Conveyor Oven | E5 | RVT - Cost of Equipment | 0 | 0 | 0 | 0 | 0 | 0 | 0 | 0 | 0 | 0 | 0 | 0 | 0 | 0 | 0 | 0 | 0 | 0 | 0 | 0 | 0 | 0 | 0 | 0 | 0 | 0 | 0 | 0 | 0 | 0 | 0 | 0 | 0
F1_Commercial_Other Health_Existing_Food Preparation_Natural Gas_Conveyor Oven_E6 | F1 | Commercial | Other Health | Existing | Food Preparation | Natural Gas | Conveyor Oven | E6 | RVT - Cost of Equipment | 0 | 0 | 0 | 0 | 0 | 0 | 0 | 0 | 0 | 0 | 0 | 0 | 0 | 0 | 0 | 0 | 0 | 0 | 0 | 0 | 0 | 0 | 0 | 0 | 0 | 0 | 0 | 0 | 0 | 0 | 0 | 0 | 0
F1_Commercial_Other Health_Existing_Food Preparation_Natural Gas_Conveyor Oven_E7 | F1 | Commercial | Other Health | Existing | Food Preparation | Natural Gas | Conveyor Oven | E7 | RVT - Cost of Equipment | 0 | 0 | 0 | 0 | 0 | 0 | 0 | 0 | 0 | 0 | 0 | 0 | 0 | 0 | 0 | 0 | 0 | 0 | 0 | 0 | 0 | 0 | 0 | 0 | 0 | 0 | 0 | 0 | 0 | 0 | 0 | 0 | 0
F1_Commercial_Other Health_Existing_Food Preparation_Natural Gas_Conveyor Oven_E8 | F1 | Commercial | Other Health | Existing | Food Preparation | Natural Gas | Conveyor Oven | E8 | RVT - Cost of Equipment | 0 | 0 | 0 | 0 | 0 | 0 | 0 | 0 | 0 | 0 | 0 | 0 | 0 | 0 | 0 | 0 | 0 | 0 | 0 | 0 | 0 | 0 | 0 | 0 | 0 | 0 | 0 | 0 | 0 | 0 | 0 | 0 | 0
F1_Commercial_Other Health_Existing_Food Preparation_Natural Gas_Conveyor Oven_E9 | F1 | Commercial | Other Health | Existing | Food Preparation | Natural Gas | Conveyor Oven | E9 | RVT - Cost of Equipment | 0 | 0 | 0 | 0 | 0 | 0 | 0 | 0 | 0 | 0 | 0 | 0 | 0 | 0 | 0 | 0 | 0 | 0 | 0 | 0 | 0 | 0 | 0 | 0 | 0 | 0 | 0 | 0 | 0 | 0 | 0 | 0 | 0
F1_Commercial_Other Health_Existing_Food Preparation_Natural Gas_Conveyor Oven_E10 | F1 | Commercial | Other Health | Existing | Food Preparation | Natural Gas | Conveyor Oven | E10 | RVT - Cost of Equipment | 0 | 0 | 0 | 0 | 0 | 0 | 0 | 0 | 0 | 0 | 0 | 0 | 0 | 0 | 0 | 0 | 0 | 0 | 0 | 0 | 0 | 0 | 0 | 0 | 0 | 0 | 0 | 0 | 0 | 0 | 0 | 0 | 0
F2_Commercial_Other Health_Existing_Food Preparation_Natural Gas_Conveyor Oven_E1 | F2 | Commercial | Other Health | Existing | Food Preparation | Natural Gas | Conveyor Oven | E1 | RVT - Cost of Operation | 0.34887 | 0.34991 | 0.35203 | 0.35138 | 0.35138 | 0.35317 | 0.35647 | 0.35936 | 0.36272 | 0.36604 | 0.3694 | 0.37264 | 0.37603 | 0.37954 | 0.38292 | 0.38631 | 0.38959 | 0.39292 | 0.39616 | 0.39933 | 0.40224 | 0.4051 | 0.40762 | 0.41014 | 0.41233 | 0.41421 | 0.41593 | 0.41741 | 0.41858 | 0.41953 | 0.42005 | 0.42039 | 0.42039
F2_Commercial_Other Health_Existing_Food Preparation_Natural Gas_Conveyor Oven_E2 | F2 | Commercial | Other Health | Existing | Food Preparation | Natural Gas | Conveyor Oven | E2 | RVT - Cost of Operation | 0.26519 | 0.26599 | 0.2676 | 0.2671 | 0.26711 | 0.26846 | 0.27097 | 0.27317 | 0.27572 | 0.27825 | 0.2808 | 0.28326 | 0.28584 | 0.28851 | 0.29108 | 0.29365 | 0.29615 | 0.29868 | 0.30114 | 0.30355 | 0.30577 | 0.30794 | 0.30985 | 0.31177 | 0.31343 | 0.31487 | 0.31617 | 0.3173 | 0.31818 | 0.31891 | 0.3193 | 0.31956 | 0.31956
F2_Commercial_Other Health_Existing_Food Preparation_Natural Gas_Conveyor Oven_E3 | F2 | Commercial | Other Health | Existing | Food Preparation | Natural Gas | Conveyor Oven | E3 | RVT - Cost of Operation | 0 | 0 | 0 | 0 | 0 | 0 | 0 | 0 | 0 | 0 | 0 | 0 | 0 | 0 | 0 | 0 | 0 | 0 | 0 | 0 | 0 | 0 | 0 | 0 | 0 | 0 | 0 | 0 | 0 | 0 | 0 | 0 | 0
F2_Commercial_Other Health_Existing_Food Preparation_Natural Gas_Conveyor Oven_E4 | F2 | Commercial | Other Health | Existing | Food Preparation | Natural Gas | Conveyor Oven | E4 | RVT - Cost of Operation | 0 | 0 | 0 | 0 | 0 | 0 | 0 | 0 | 0 | 0 | 0 | 0 | 0 | 0 | 0 | 0 | 0 | 0 | 0 | 0 | 0 | 0 | 0 | 0 | 0 | 0 | 0 | 0 | 0 | 0 | 0 | 0 | 0
F2_Commercial_Other Health_Existing_Food Preparation_Natural Gas_Conveyor Oven_E5 | F2 | Commercial | Other Health | Existing | Food Preparation | Natural Gas | Conveyor Oven | E5 | RVT - Cost of Operation | 0 | 0 | 0 | 0 | 0 | 0 | 0 | 0 | 0 | 0 | 0 | 0 | 0 | 0 | 0 | 0 | 0 | 0 | 0 | 0 | 0 | 0 | 0 | 0 | 0 | 0 | 0 | 0 | 0 | 0 | 0 | 0 | 0
F2_Commercial_Other Health_Existing_Food Preparation_Natural Gas_Conveyor Oven_E6 | F2 | Commercial | Other Health | Existing | Food Preparation | Natural Gas | Conveyor Oven | E6 | RVT - Cost of Operation | 0 | 0 | 0 | 0 | 0 | 0 | 0 | 0 | 0 | 0 | 0 | 0 | 0 | 0 | 0 | 0 | 0 | 0 | 0 | 0 | 0 | 0 | 0 | 0 | 0 | 0 | 0 | 0 | 0 | 0 | 0 | 0 | 0
F2_Commercial_Other Health_Existing_Food Preparation_Natural Gas_Conveyor Oven_E7 | F2 | Commercial | Other Health | Existing | Food Preparation | Natural Gas | Conveyor Oven | E7 | RVT - Cost of Operation | 0 | 0 | 0 | 0 | 0 | 0 | 0 | 0 | 0 | 0 | 0 | 0 | 0 | 0 | 0 | 0 | 0 | 0 | 0 | 0 | 0 | 0 | 0 | 0 | 0 | 0 | 0 | 0 | 0 | 0 | 0 | 0 | 0
F2_Commercial_Other Health_Existing_Food Preparation_Natural Gas_Conveyor Oven_E8 | F2 | Commercial | Other Health | Existing | Food Preparation | Natural Gas | Conveyor Oven | E8 | RVT - Cost of Operation | 0 | 0 | 0 | 0 | 0 | 0 | 0 | 0 | 0 | 0 | 0 | 0 | 0 | 0 | 0 | 0 | 0 | 0 | 0 | 0 | 0 | 0 | 0 | 0 | 0 | 0 | 0 | 0 | 0 | 0 | 0 | 0 | 0
F2_Commercial_Other Health_Existing_Food Preparation_Natural Gas_Conveyor Oven_E9 | F2 | Commercial | Other Health | Existing | Food Preparation | Natural Gas | Conveyor Oven | E9 | RVT - Cost of Operation | 0 | 0 | 0 | 0 | 0 | 0 | 0 | 0 | 0 | 0 | 0 | 0 | 0 | 0 | 0 | 0 | 0 | 0 | 0 | 0 | 0 | 0 | 0 | 0 | 0 | 0 | 0 | 0 | 0 | 0 | 0 | 0 | 0
F2_Commercial_Other Health_Existing_Food Preparation_Natural Gas_Conveyor Oven_E10 | F2 | Commercial | Other Health | Existing | Food Preparation | Natural Gas | Conveyor Oven | E10 | RVT - Cost of Operation | 0 | 0 | 0 | 0 | 0 | 0 | 0 | 0 | 0 | 0 | 0 | 0 | 0 | 0 | 0 | 0 | 0 | 0 | 0 | 0 | 0 | 0 | 0 | 0 | 0 | 0 | 0 | 0 | 0 | 0 | 0 | 0 | 0
F3_Commercial_Other Health_Existing_Food Preparation_Natural Gas_Conveyor Oven_E1 | F3 | Commercial | Other Health | Existing | Food Preparation | Natural Gas | Conveyor Oven | E1 | System - kBTUs of Consumption | 0.052554 | 0.052554 | 0.052554 | 0.052554 | 0.052554 | 0.052554 | 0.052554 | 0.052554 | 0.052554 | 0.052554 | 0.052554 | 0.052554 | 0.052554 | 0.052554 | 0.052554 | 0.052554 | 0.052554 | 0.052554 | 0.052554 | 0.052554 | 0.052554 | 0.052554 | 0.052554 | 0.052554 | 0.052554 | 0.052554 | 0.052554 | 0.052554 | 0.052554 | 0.052554 | 0.052554 | 0.052554 | 0.052554
F3_Commercial_Other Health_Existing_Food Preparation_Natural Gas_Conveyor Oven_E2 | F3 | Commercial | Other Health | Existing | Food Preparation | Natural Gas | Conveyor Oven | E2 | System - kBTUs of Consumption | 0.06407 | 0.06407 | 0.06407 | 0.06407 | 0.06407 | 0.06407 | 0.06407 | 0.06407 | 0.06407 | 0.06407 | 0.06407 | 0.06407 | 0.06407 | 0.06407 | 0.06407 | 0.06407 | 0.06407 | 0.06407 | 0.06407 | 0.06407 | 0.06407 | 0.06407 | 0.06407 | 0.06407 | 0.06407 | 0.06407 | 0.06407 | 0.06407 | 0.06407 | 0.06407 | 0.06407 | 0.06407 | 0.06407
F3_Commercial_Other Health_Existing_Food Preparation_Natural Gas_Conveyor Oven_E3 | F3 | Commercial | Other Health | Existing | Food Preparation | Natural Gas | Conveyor Oven | E3 | System - kBTUs of Consumption | 0 | 0 | 0 | 0 | 0 | 0 | 0 | 0 | 0 | 0 | 0 | 0 | 0 | 0 | 0 | 0 | 0 | 0 | 0 | 0 | 0 | 0 | 0 | 0 | 0 | 0 | 0 | 0 | 0 | 0 | 0 | 0 | 0
F3_Commercial_Other Health_Existing_Food Preparation_Natural Gas_Conveyor Oven_E4 | F3 | Commercial | Other Health | Existing | Food Preparation | Natural Gas | Conveyor Oven | E4 | System - kBTUs of Consumption | 0 | 0 | 0 | 0 | 0 | 0 | 0 | 0 | 0 | 0 | 0 | 0 | 0 | 0 | 0 | 0 | 0 | 0 | 0 | 0 | 0 | 0 | 0 | 0 | 0 | 0 | 0 | 0 | 0 | 0 | 0 | 0 | 0
F3_Commercial_Other Health_Existing_Food Preparation_Natural Gas_Conveyor Oven_E5 | F3 | Commercial | Other Health | Existing | Food Preparation | Natural Gas | Conveyor Oven | E5 | System - kBTUs of Consumption | 0 | 0 | 0 | 0 | 0 | 0 | 0 | 0 | 0 | 0 | 0 | 0 | 0 | 0 | 0 | 0 | 0 | 0 | 0 | 0 | 0 | 0 | 0 | 0 | 0 | 0 | 0 | 0 | 0 | 0 | 0 | 0 | 0
F3_Commercial_Other Health_Existing_Food Preparation_Natural Gas_Conveyor Oven_E6 | F3 | Commercial | Other Health | Existing | Food Preparation | Natural Gas | Conveyor Oven | E6 | System - kBTUs of Consumption | 0 | 0 | 0 | 0 | 0 | 0 | 0 | 0 | 0 | 0 | 0 | 0 | 0 | 0 | 0 | 0 | 0 | 0 | 0 | 0 | 0 | 0 | 0 | 0 | 0 | 0 | 0 | 0 | 0 | 0 | 0 | 0 | 0
F3_Commercial_Other Health_Existing_Food Preparation_Natural Gas_Conveyor Oven_E7 | F3 | Commercial | Other Health | Existing | Food Preparation | Natural Gas | Conveyor Oven | E7 | System - kBTUs of Consumption | 0 | 0 | 0 | 0 | 0 | 0 | 0 | 0 | 0 | 0 | 0 | 0 | 0 | 0 | 0 | 0 | 0 | 0 | 0 | 0 | 0 | 0 | 0 | 0 | 0 | 0 | 0 | 0 | 0 | 0 | 0 | 0 | 0
F3_Commercial_Other Health_Existing_Food Preparation_Natural Gas_Conveyor Oven_E8 | F3 | Commercial | Other Health | Existing | Food Preparation | Natural Gas | Conveyor Oven | E8 | System - kBTUs of Consumption | 0 | 0 | 0 | 0 | 0 | 0 | 0 | 0 | 0 | 0 | 0 | 0 | 0 | 0 | 0 | 0 | 0 | 0 | 0 | 0 | 0 | 0 | 0 | 0 | 0 | 0 | 0 | 0 | 0 | 0 | 0 | 0 | 0
F3_Commercial_Other Health_Existing_Food Preparation_Natural Gas_Conveyor Oven_E9 | F3 | Commercial | Other Health | Existing | Food Preparation | Natural Gas | Conveyor Oven | E9 | System - kBTUs of Consumption | 0 | 0 | 0 | 0 | 0 | 0 | 0 | 0 | 0 | 0 | 0 | 0 | 0 | 0 | 0 | 0 | 0 | 0 | 0 | 0 | 0 | 0 | 0 | 0 | 0 | 0 | 0 | 0 | 0 | 0 | 0 | 0 | 0
F3_Commercial_Other Health_Existing_Food Preparation_Natural Gas_Conveyor Oven_E10 | F3 | Commercial | Other Health | Existing | Food Preparation | Natural Gas | Conveyor Oven | E10 | System - kBTUs of Consumption | 0 | 0 | 0 | 0 | 0 | 0 | 0 | 0 | 0 | 0 | 0 | 0 | 0 | 0 | 0 | 0 | 0 | 0 | 0 | 0 | 0 | 0 | 0 | 0 | 0 | 0 | 0 | 0 | 0 | 0 | 0 | 0 | 0
F4_Commercial_Other Health_Existing_Food Preparation_Natural Gas_Conveyor Oven_E1 | F4 | Commercial | Other Health | Existing | Food Preparation | Natural Gas | Conveyor Oven | E1 | Utility - Cost of Equipment | 0.34887 | 0.34991 | 0.35203 | 0.35138 | 0.35138 | 0.35317 | 0.35647 | 0.35936 | 0.36272 | 0.36604 | 0.3694 | 0.37264 | 0.37603 | 0.37954 | 0.38292 | 0.38631 | 0.38959 | 0.39292 | 0.39616 | 0.39933 | 0.40224 | 0.4051 | 0.40762 | 0.41014 | 0.41233 | 0.41421 | 0.41593 | 0.41741 | 0.41858 | 0.41953 | 0.42005 | 0.42039 | 0.42039
F4_Commercial_Other Health_Existing_Food Preparation_Natural Gas_Conveyor Oven_E2 | F4 | Commercial | Other Health | Existing | Food Preparation | Natural Gas | Conveyor Oven | E2 | Utility - Cost of Equipment | 0.26519 | 0.26599 | 0.2676 | 0.2671 | 0.26711 | 0.26846 | 0.27097 | 0.27317 | 0.27572 | 0.27825 | 0.2808 | 0.28326 | 0.28584 | 0.28851 | 0.29108 | 0.29365 | 0.29615 | 0.29868 | 0.30114 | 0.30355 | 0.30577 | 0.30794 | 0.30985 | 0.31177 | 0.31343 | 0.31487 | 0.31617 | 0.3173 | 0.31818 | 0.31891 | 0.3193 | 0.31956 | 0.31956
F4_Commercial_Other Health_Existing_Food Preparation_Natural Gas_Conveyor Oven_E3 | F4 | Commercial | Other Health | Existing | Food Preparation | Natural Gas | Conveyor Oven | E3 | Utility - Cost of Equipment | 0 | 0 | 0 | 0 | 0 | 0 | 0 | 0 | 0 | 0 | 0 | 0 | 0 | 0 | 0 | 0 | 0 | 0 | 0 | 0 | 0 | 0 | 0 | 0 | 0 | 0 | 0 | 0 | 0 | 0 | 0 | 0 | 0
F4_Commercial_Other Health_Existing_Food Preparation_Natural Gas_Conveyor Oven_E4 | F4 | Commercial | Other Health | Existing | Food Preparation | Natural Gas | Conveyor Oven | E4 | Utility - Cost of Equipment | 0 | 0 | 0 | 0 | 0 | 0 | 0 | 0 | 0 | 0 | 0 | 0 | 0 | 0 | 0 | 0 | 0 | 0 | 0 | 0 | 0 | 0 | 0 | 0 | 0 | 0 | 0 | 0 | 0 | 0 | 0 | 0 | 0
F4_Commercial_Other Health_Existing_Food Preparation_Natural Gas_Conveyor Oven_E5 | F4 | Commercial | Other Health | Existing | Food Preparation | Natural Gas | Conveyor Oven | E5 | Utility - Cost of Equipment | 0 | 0 | 0 | 0 | 0 | 0 | 0 | 0 | 0 | 0 | 0 | 0 | 0 | 0 | 0 | 0 | 0 | 0 | 0 | 0 | 0 | 0 | 0 | 0 | 0 | 0 | 0 | 0 | 0 | 0 | 0 | 0 | 0
F4_Commercial_Other Health_Existing_Food Preparation_Natural Gas_Conveyor Oven_E6 | F4 | Commercial | Other Health | Existing | Food Preparation | Natural Gas | Conveyor Oven | E6 | Utility - Cost of Equipment | 0 | 0 | 0 | 0 | 0 | 0 | 0 | 0 | 0 | 0 | 0 | 0 | 0 | 0 | 0 | 0 | 0 | 0 | 0 | 0 | 0 | 0 | 0 | 0 | 0 | 0 | 0 | 0 | 0 | 0 | 0 | 0 | 0
F4_Commercial_Other Health_Existing_Food Preparation_Natural Gas_Conveyor Oven_E7 | F4 | Commercial | Other Health | Existing | Food Preparation | Natural Gas | Conveyor Oven | E7 | Utility - Cost of Equipment | 0 | 0 | 0 | 0 | 0 | 0 | 0 | 0 | 0 | 0 | 0 | 0 | 0 | 0 | 0 | 0 | 0 | 0 | 0 | 0 | 0 | 0 | 0 | 0 | 0 | 0 | 0 | 0 | 0 | 0 | 0 | 0 | 0
F4_Commercial_Other Health_Existing_Food Preparation_Natural Gas_Conveyor Oven_E8 | F4 | Commercial | Other Health | Existing | Food Preparation | Natural Gas | Conveyor Oven | E8 | Utility - Cost of Equipment | 0 | 0 | 0 | 0 | 0 | 0 | 0 | 0 | 0 | 0 | 0 | 0 | 0 | 0 | 0 | 0 | 0 | 0 | 0 | 0 | 0 | 0 | 0 | 0 | 0 | 0 | 0 | 0 | 0 | 0 | 0 | 0 | 0
F4_Commercial_Other Health_Existing_Food Preparation_Natural Gas_Conveyor Oven_E9 | F4 | Commercial | Other Health | Existing | Food Preparation | Natural Gas | Conveyor Oven | E9 | Utility - Cost of Equipment | 0 | 0 | 0 | 0 | 0 | 0 | 0 | 0 | 0 | 0 | 0 | 0 | 0 | 0 | 0 | 0 | 0 | 0 | 0 | 0 | 0 | 0 | 0 | 0 | 0 | 0 | 0 | 0 | 0 | 0 | 0 | 0 | 0
F4_Commercial_Other Health_Existing_Food Preparation_Natural Gas_Conveyor Oven_E10 | F4 | Commercial | Other Health | Existing | Food Preparation | Natural Gas | Conveyor Oven | E10 | Utility - Cost of Equipment | 0 | 0 | 0 | 0 | 0 | 0 | 0 | 0 | 0 | 0 | 0 | 0 | 0 | 0 | 0 | 0 | 0 | 0 | 0 | 0 | 0 | 0 | 0 | 0 | 0 | 0 | 0 | 0 | 0 | 0 | 0 | 0 | 0
F5_Commercial_Other Health_Existing_Food Preparation_Natural Gas_Conveyor Oven_E1 | F5 | Commercial | Other Health | Existing | Food Preparation | Natural Gas | Conveyor Oven | E1 | Utility - Cost of Operation | 0.052554 | 0.052554 | 0.052554 | 0.052554 | 0.052554 | 0.052554 | 0.052554 | 0.052554 | 0.052554 | 0.052554 | 0.052554 | 0.052554 | 0.052554 | 0.052554 | 0.052554 | 0.052554 | 0.052554 | 0.052554 | 0.052554 | 0.052554 | 0.052554 | 0.052554 | 0.052554 | 0.052554 | 0.052554 | 0.052554 | 0.052554 | 0.052554 | 0.052554 | 0.052554 | 0.052554 | 0.052554 | 0.052554
F5_Commercial_Other Health_Existing_Food Preparation_Natural Gas_Conveyor Oven_E2 | F5 | Commercial | Other Health | Existing | Food Preparation | Natural Gas | Conveyor Oven | E2 | Utility - Cost of Operation | 0.06407 | 0.06407 | 0.06407 | 0.06407 | 0.06407 | 0.06407 | 0.06407 | 0.06407 | 0.06407 | 0.06407 | 0.06407 | 0.06407 | 0.06407 | 0.06407 | 0.06407 | 0.06407 | 0.06407 | 0.06407 | 0.06407 | 0.06407 | 0.06407 | 0.06407 | 0.06407 | 0.06407 | 0.06407 | 0.06407 | 0.06407 | 0.06407 | 0.06407 | 0.06407 | 0.06407 | 0.06407 | 0.06407
F5_Commercial_Other Health_Existing_Food Preparation_Natural Gas_Conveyor Oven_E3 | F5 | Commercial | Other Health | Existing | Food Preparation | Natural Gas | Conveyor Oven | E3 | Utility - Cost of Operation | 0 | 0 | 0 | 0 | 0 | 0 | 0 | 0 | 0 | 0 | 0 | 0 | 0 | 0 | 0 | 0 | 0 | 0 | 0 | 0 | 0 | 0 | 0 | 0 | 0 | 0 | 0 | 0 | 0 | 0 | 0 | 0 | 0
F5_Commercial_Other Health_Existing_Food Preparation_Natural Gas_Conveyor Oven_E4 | F5 | Commercial | Other Health | Existing | Food Preparation | Natural Gas | Conveyor Oven | E4 | Utility - Cost of Operation | 0 | 0 | 0 | 0 | 0 | 0 | 0 | 0 | 0 | 0 | 0 | 0 | 0 | 0 | 0 | 0 | 0 | 0 | 0 | 0 | 0 | 0 | 0 | 0 | 0 | 0 | 0 | 0 | 0 | 0 | 0 | 0 | 0
F5_Commercial_Other Health_Existing_Food Preparation_Natural Gas_Conveyor Oven_E5 | F5 | Commercial | Other Health | Existing | Food Preparation | Natural Gas | Conveyor Oven | E5 | Utility - Cost of Operation | 0 | 0 | 0 | 0 | 0 | 0 | 0 | 0 | 0 | 0 | 0 | 0 | 0 | 0 | 0 | 0 | 0 | 0 | 0 | 0 | 0 | 0 | 0 | 0 | 0 | 0 | 0 | 0 | 0 | 0 | 0 | 0 | 0
F5_Commercial_Other Health_Existing_Food Preparation_Natural Gas_Conveyor Oven_E6 | F5 | Commercial | Other Health | Existing | Food Preparation | Natural Gas | Conveyor Oven | E6 | Utility - Cost of Operation | 0 | 0 | 0 | 0 | 0 | 0 | 0 | 0 | 0 | 0 | 0 | 0 | 0 | 0 | 0 | 0 | 0 | 0 | 0 | 0 | 0 | 0 | 0 | 0 | 0 | 0 | 0 | 0 | 0 | 0 | 0 | 0 | 0
F5_Commercial_Other Health_Existing_Food Preparation_Natural Gas_Conveyor Oven_E7 | F5 | Commercial | Other Health | Existing | Food Preparation | Natural Gas | Conveyor Oven | E7 | Utility - Cost of Operation | 0 | 0 | 0 | 0 | 0 | 0 | 0 | 0 | 0 | 0 | 0 | 0 | 0 | 0 | 0 | 0 | 0 | 0 | 0 | 0 | 0 | 0 | 0 | 0 | 0 | 0 | 0 | 0 | 0 | 0 | 0 | 0 | 0
F5_Commercial_Other Health_Existing_Food Preparation_Natural Gas_Conveyor Oven_E8 | F5 | Commercial | Other Health | Existing | Food Preparation | Natural Gas | Conveyor Oven | E8 | Utility - Cost of Operation | 0 | 0 | 0 | 0 | 0 | 0 | 0 | 0 | 0 | 0 | 0 | 0 | 0 | 0 | 0 | 0 | 0 | 0 | 0 | 0 | 0 | 0 | 0 | 0 | 0 | 0 | 0 | 0 | 0 | 0 | 0 | 0 | 0
F5_Commercial_Other Health_Existing_Food Preparation_Natural Gas_Conveyor Oven_E9 | F5 | Commercial | Other Health | Existing | Food Preparation | Natural Gas | Conveyor Oven | E9 | Utility - Cost of Operation | 0 | 0 | 0 | 0 | 0 | 0 | 0 | 0 | 0 | 0 | 0 | 0 | 0 | 0 | 0 | 0 | 0 | 0 | 0 | 0 | 0 | 0 | 0 | 0 | 0 | 0 | 0 | 0 | 0 | 0 | 0 | 0 | 0
F5_Commercial_Other Health_Existing_Food Preparation_Natural Gas_Conveyor Oven_E10 | F5 | Commercial | Other Health | Existing | Food Preparation | Natural Gas | Conveyor Oven | E10 | Utility - Cost of Operation | 0 | 0 | 0 | 0 | 0 | 0 | 0 | 0 | 0 | 0 | 0 | 0 | 0 | 0 | 0 | 0 | 0 | 0 | 0 | 0 | 0 | 0 | 0 | 0 | 0 | 0 | 0 | 0 | 0 | 0 | 0 | 0 | 0
F6_Commercial_Other Health_Existing_Food Preparation_Natural Gas_Conveyor Oven_E1 | F6 | Commercial | Other Health | Existing | Food Preparation | Natural Gas | Conveyor Oven | E1 | Utility - Value of Sales | 0.18343 | 0.184 | 0.18493 | 0.18473 | 0.18473 | 0.18473 | 0.18473 | 0.18473 | 0.18473 | 0.18473 | 0.18473 | 0.18473 | 0.18473 | 0.18473 | 0.18473 | 0.18473 | 0.18473 | 0.18473 | 0.18473 | 0.18473 | 0.18473 | 0.18473 | 0.18473 | 0.18473 | 0.18473 | 0.18473 | 0.18473 | 0.18473 | 0.18473 | 0.18473 | 0.18473 | 0.18473 | 0.18473
F6_Commercial_Other Health_Existing_Food Preparation_Natural Gas_Conveyor Oven_E2 | F6 | Commercial | Other Health | Existing | Food Preparation | Natural Gas | Conveyor Oven | E2 | Utility - Value of Sales | 0.13943 | 0.13987 | 0.14058 | 0.14042 | 0.14042 | 0.14042 | 0.14042 | 0.14042 | 0.14042 | 0.14042 | 0.14042 | 0.14042 | 0.14042 | 0.14042 | 0.14042 | 0.14042 | 0.14042 | 0.14042 | 0.14042 | 0.14042 | 0.14042 | 0.14042 | 0.14042 | 0.14042 | 0.14042 | 0.14042 | 0.14042 | 0.14042 | 0.14042 | 0.14042 | 0.14042 | 0.14042 | 0.14042
F6_Commercial_Other Health_Existing_Food Preparation_Natural Gas_Conveyor Oven_E3 | F6 | Commercial | Other Health | Existing | Food Preparation | Natural Gas | Conveyor Oven | E3 | Utility - Value of Sales | 0 | 0 | 0 | 0 | 0 | 0 | 0 | 0 | 0 | 0 | 0 | 0 | 0 | 0 | 0 | 0 | 0 | 0 | 0 | 0 | 0 | 0 | 0 | 0 | 0 | 0 | 0 | 0 | 0 | 0 | 0 | 0 | 0
F6_Commercial_Other Health_Existing_Food Preparation_Natural Gas_Conveyor Oven_E4 | F6 | Commercial | Other Health | Existing | Food Preparation | Natural Gas | Conveyor Oven | E4 | Utility - Value of Sales | 0 | 0 | 0 | 0 | 0 | 0 | 0 | 0 | 0 | 0 | 0 | 0 | 0 | 0 | 0 | 0 | 0 | 0 | 0 | 0 | 0 | 0 | 0 | 0 | 0 | 0 | 0 | 0 | 0 | 0 | 0 | 0 | 0
F6_Commercial_Other Health_Existing_Food Preparation_Natural Gas_Conveyor Oven_E5 | F6 | Commercial | Other Health | Existing | Food Preparation | Natural Gas | Conveyor Oven | E5 | Utility - Value of Sales | 0 | 0 | 0 | 0 | 0 | 0 | 0 | 0 | 0 | 0 | 0 | 0 | 0 | 0 | 0 | 0 | 0 | 0 | 0 | 0 | 0 | 0 | 0 | 0 | 0 | 0 | 0 | 0 | 0 | 0 | 0 | 0 | 0
F6_Commercial_Other Health_Existing_Food Preparation_Natural Gas_Conveyor Oven_E6 | F6 | Commercial | Other Health | Existing | Food Preparation | Natural Gas | Conveyor Oven | E6 | Utility - Value of Sales | 0 | 0 | 0 | 0 | 0 | 0 | 0 | 0 | 0 | 0 | 0 | 0 | 0 | 0 | 0 | 0 | 0 | 0 | 0 | 0 | 0 | 0 | 0 | 0 | 0 | 0 | 0 | 0 | 0 | 0 | 0 | 0 | 0
F6_Commercial_Other Health_Existing_Food Preparation_Natural Gas_Conveyor Oven_E7 | F6 | Commercial | Other Health | Existing | Food Preparation | Natural Gas | Conveyor Oven | E7 | Utility - Value of Sales | 0 | 0 | 0 | 0 | 0 | 0 | 0 | 0 | 0 | 0 | 0 | 0 | 0 | 0 | 0 | 0 | 0 | 0 | 0 | 0 | 0 | 0 | 0 | 0 | 0 | 0 | 0 | 0 | 0 | 0 | 0 | 0 | 0
F6_Commercial_Other Health_Existing_Food Preparation_Natural Gas_Conveyor Oven_E8 | F6 | Commercial | Other Health | Existing | Food Preparation | Natural Gas | Conveyor Oven | E8 | Utility - Value of Sales | 0 | 0 | 0 | 0 | 0 | 0 | 0 | 0 | 0 | 0 | 0 | 0 | 0 | 0 | 0 | 0 | 0 | 0 | 0 | 0 | 0 | 0 | 0 | 0 | 0 | 0 | 0 | 0 | 0 | 0 | 0 | 0 | 0
F6_Commercial_Other Health_Existing_Food Preparation_Natural Gas_Conveyor Oven_E9 | F6 | Commercial | Other Health | Existing | Food Preparation | Natural Gas | Conveyor Oven | E9 | Utility - Value of Sales | 0 | 0 | 0 | 0 | 0 | 0 | 0 | 0 | 0 | 0 | 0 | 0 | 0 | 0 | 0 | 0 | 0 | 0 | 0 | 0 | 0 | 0 | 0 | 0 | 0 | 0 | 0 | 0 | 0 | 0 | 0 | 0 | 0
F6_Commercial_Other Health_Existing_Food Preparation_Natural Gas_Conveyor Oven_E10 | F6 | Commercial | Other Health | Existing | Food Preparation | Natural Gas | Conveyor Oven | E10 | Utility - Value of Sales | 0 | 0 | 0 | 0 | 0 | 0 | 0 | 0 | 0 | 0 | 0 | 0 | 0 | 0 | 0 | 0 | 0 | 0 | 0 | 0 | 0 | 0 | 0 | 0 | 0 | 0 | 0 | 0 | 0 | 0 | 0 | 0 | 0
F1_Commercial_Other Health_Existing_Food Preparation_Natural Gas_Double Rack Oven_E1 | F1 | Commercial | Other Health | Existing | Food Preparation | Natural Gas | Double Rack Oven | E1 | RVT - Cost of Equipment | 0.51394 | 0.5146 | 0.5174 | 0.51479 | 0.51345 | 0.51549 | 0.52041 | 0.5244 | 0.52928 | 0.53397 | 0.53872 | 0.5432 | 0.54798 | 0.55292 | 0.55771 | 0.56261 | 0.56755 | 0.57286 | 0.57837 | 0.58406 | 0.58951 | 0.59499 | 0.5999 | 0.60483 | 0.60909 | 0.61278 | 0.61613 | 0.61903 | 0.62129 | 0.62315 | 0.62416 | 0.62484 | 0.62484
F1_Commercial_Other Health_Existing_Food Preparation_Natural Gas_Double Rack Oven_E2 | F1 | Commercial | Other Health | Existing | Food Preparation | Natural Gas | Double Rack Oven | E2 | RVT - Cost of Equipment | 0.28033 | 0.28069 | 0.28222 | 0.28079 | 0.28006 | 0.28118 | 0.28386 | 0.28604 | 0.2887 | 0.29126 | 0.29385 | 0.29629 | 0.2989 | 0.30159 | 0.30421 | 0.30688 | 0.30957 | 0.31247 | 0.31548 | 0.31858 | 0.32155 | 0.32454 | 0.32722 | 0.32991 | 0.33223 | 0.33424 | 0.33607 | 0.33765 | 0.33889 | 0.3399 | 0.34045 | 0.34082 | 0.34082
F1_Commercial_Other Health_Existing_Food Preparation_Natural Gas_Double Rack Oven_E3 | F1 | Commercial | Other Health | Existing | Food Preparation | Natural Gas | Double Rack Oven | E3 | RVT - Cost of Equipment | 0 | 0 | 0 | 0 | 0 | 0 | 0 | 0 | 0 | 0 | 0 | 0 | 0 | 0 | 0 | 0 | 0 | 0 | 0 | 0 | 0 | 0 | 0 | 0 | 0 | 0 | 0 | 0 | 0 | 0 | 0 | 0 | 0
F1_Commercial_Other Health_Existing_Food Preparation_Natural Gas_Double Rack Oven_E4 | F1 | Commercial | Other Health | Existing | Food Preparation | Natural Gas | Double Rack Oven | E4 | RVT - Cost of Equipment | 0 | 0 | 0 | 0 | 0 | 0 | 0 | 0 | 0 | 0 | 0 | 0 | 0 | 0 | 0 | 0 | 0 | 0 | 0 | 0 | 0 | 0 | 0 | 0 | 0 | 0 | 0 | 0 | 0 | 0 | 0 | 0 | 0
F1_Commercial_Other Health_Existing_Food Preparation_Natural Gas_Double Rack Oven_E5 | F1 | Commercial | Other Health | Existing | Food Preparation | Natural Gas | Double Rack Oven | E5 | RVT - Cost of Equipment | 0 | 0 | 0 | 0 | 0 | 0 | 0 | 0 | 0 | 0 | 0 | 0 | 0 | 0 | 0 | 0 | 0 | 0 | 0 | 0 | 0 | 0 | 0 | 0 | 0 | 0 | 0 | 0 | 0 | 0 | 0 | 0 | 0
F1_Commercial_Other Health_Existing_Food Preparation_Natural Gas_Double Rack Oven_E6 | F1 | Commercial | Other Health | Existing | Food Preparation | Natural Gas | Double Rack Oven | E6 | RVT - Cost of Equipment | 0 | 0 | 0 | 0 | 0 | 0 | 0 | 0 | 0 | 0 | 0 | 0 | 0 | 0 | 0 | 0 | 0 | 0 | 0 | 0 | 0 | 0 | 0 | 0 | 0 | 0 | 0 | 0 | 0 | 0 | 0 | 0 | 0
F1_Commercial_Other Health_Existing_Food Preparation_Natural Gas_Double Rack Oven_E7 | F1 | Commercial | Other Health | Existing | Food Preparation | Natural Gas | Double Rack Oven | E7 | RVT - Cost of Equipment | 0 | 0 | 0 | 0 | 0 | 0 | 0 | 0 | 0 | 0 | 0 | 0 | 0 | 0 | 0 | 0 | 0 | 0 | 0 | 0 | 0 | 0 | 0 | 0 | 0 | 0 | 0 | 0 | 0 | 0 | 0 | 0 | 0
F1_Commercial_Other Health_Existing_Food Preparation_Natural Gas_Double Rack Oven_E8 | F1 | Commercial | Other Health | Existing | Food Preparation | Natural Gas | Double Rack Oven | E8 | RVT - Cost of Equipment | 0 | 0 | 0 | 0 | 0 | 0 | 0 | 0 | 0 | 0 | 0 | 0 | 0 | 0 | 0 | 0 | 0 | 0 | 0 | 0 | 0 | 0 | 0 | 0 | 0 | 0 | 0 | 0 | 0 | 0 | 0 | 0 | 0
F1_Commercial_Other Health_Existing_Food Preparation_Natural Gas_Double Rack Oven_E9 | F1 | Commercial | Other Health | Existing | Food Preparation | Natural Gas | Double Rack Oven | E9 | RVT - Cost of Equipment | 0 | 0 | 0 | 0 | 0 | 0 | 0 | 0 | 0 | 0 | 0 | 0 | 0 | 0 | 0 | 0 | 0 | 0 | 0 | 0 | 0 | 0 | 0 | 0 | 0 | 0 | 0 | 0 | 0 | 0 | 0 | 0 | 0
F1_Commercial_Other Health_Existing_Food Preparation_Natural Gas_Double Rack Oven_E10 | F1 | Commercial | Other Health | Existing | Food Preparation | Natural Gas | Double Rack Oven | E10 | RVT - Cost of Equipment | 0 | 0 | 0 | 0 | 0 | 0 | 0 | 0 | 0 | 0 | 0 | 0 | 0 | 0 | 0 | 0 | 0 | 0 | 0 | 0 | 0 | 0 | 0 | 0 | 0 | 0 | 0 | 0 | 0 | 0 | 0 | 0 | 0
F2_Commercial_Other Health_Existing_Food Preparation_Natural Gas_Double Rack Oven_E1 | F2 | Commercial | Other Health | Existing | Food Preparation | Natural Gas | Double Rack Oven | E1 | RVT - Cost of Operation | 0.61573 | 0.61652 | 0.61988 | 0.61675 | 0.61515 | 0.6176 | 0.62348 | 0.62827 | 0.63411 | 0.63973 | 0.64542 | 0.65079 | 0.65652 | 0.66243 | 0.66818 | 0.67405 | 0.67996 | 0.68632 | 0.69293 | 0.69974 | 0.70627 | 0.71284 | 0.71872 | 0.72462 | 0.72973 | 0.73415 | 0.73817 | 0.74163 | 0.74435 | 0.74658 | 0.74779 | 0.7486 | 0.7486
F2_Commercial_Other Health_Existing_Food Preparation_Natural Gas_Double Rack Oven_E2 | F2 | Commercial | Other Health | Existing | Food Preparation | Natural Gas | Double Rack Oven | E2 | RVT - Cost of Operation | 0.33585 | 0.33628 | 0.33812 | 0.33641 | 0.33554 | 0.33687 | 0.34008 | 0.34269 | 0.34588 | 0.34894 | 0.35205 | 0.35498 | 0.3581 | 0.36133 | 0.36446 | 0.36766 | 0.37089 | 0.37436 | 0.37796 | 0.38168 | 0.38524 | 0.38882 | 0.39203 | 0.39525 | 0.39804 | 0.40044 | 0.40264 | 0.40453 | 0.40601 | 0.40722 | 0.40788 | 0.40833 | 0.40833
F2_Commercial_Other Health_Existing_Food Preparation_Natural Gas_Double Rack Oven_E3 | F2 | Commercial | Other Health | Existing | Food Preparation | Natural Gas | Double Rack Oven | E3 | RVT - Cost of Operation | 0 | 0 | 0 | 0 | 0 | 0 | 0 | 0 | 0 | 0 | 0 | 0 | 0 | 0 | 0 | 0 | 0 | 0 | 0 | 0 | 0 | 0 | 0 | 0 | 0 | 0 | 0 | 0 | 0 | 0 | 0 | 0 | 0
F2_Commercial_Other Health_Existing_Food Preparation_Natural Gas_Double Rack Oven_E4 | F2 | Commercial | Other Health | Existing | Food Preparation | Natural Gas | Double Rack Oven | E4 | RVT - Cost of Operation | 0 | 0 | 0 | 0 | 0 | 0 | 0 | 0 | 0 | 0 | 0 | 0 | 0 | 0 | 0 | 0 | 0 | 0 | 0 | 0 | 0 | 0 | 0 | 0 | 0 | 0 | 0 | 0 | 0 | 0 | 0 | 0 | 0
F2_Commercial_Other Health_Existing_Food Preparation_Natural Gas_Double Rack Oven_E5 | F2 | Commercial | Other Health | Existing | Food Preparation | Natural Gas | Double Rack Oven | E5 | RVT - Cost of Operation | 0 | 0 | 0 | 0 | 0 | 0 | 0 | 0 | 0 | 0 | 0 | 0 | 0 | 0 | 0 | 0 | 0 | 0 | 0 | 0 | 0 | 0 | 0 | 0 | 0 | 0 | 0 | 0 | 0 | 0 | 0 | 0 | 0
F2_Commercial_Other Health_Existing_Food Preparation_Natural Gas_Double Rack Oven_E6 | F2 | Commercial | Other Health | Existing | Food Preparation | Natural Gas | Double Rack Oven | E6 | RVT - Cost of Operation | 0 | 0 | 0 | 0 | 0 | 0 | 0 | 0 | 0 | 0 | 0 | 0 | 0 | 0 | 0 | 0 | 0 | 0 | 0 | 0 | 0 | 0 | 0 | 0 | 0 | 0 | 0 | 0 | 0 | 0 | 0 | 0 | 0
F2_Commercial_Other Health_Existing_Food Preparation_Natural Gas_Double Rack Oven_E7 | F2 | Commercial | Other Health | Existing | Food Preparation | Natural Gas | Double Rack Oven | E7 | RVT - Cost of Operation | 0 | 0 | 0 | 0 | 0 | 0 | 0 | 0 | 0 | 0 | 0 | 0 | 0 | 0 | 0 | 0 | 0 | 0 | 0 | 0 | 0 | 0 | 0 | 0 | 0 | 0 | 0 | 0 | 0 | 0 | 0 | 0 | 0
F2_Commercial_Other Health_Existing_Food Preparation_Natural Gas_Double Rack Oven_E8 | F2 | Commercial | Other Health | Existing | Food Preparation | Natural Gas | Double Rack Oven | E8 | RVT - Cost of Operation | 0 | 0 | 0 | 0 | 0 | 0 | 0 | 0 | 0 | 0 | 0 | 0 | 0 | 0 | 0 | 0 | 0 | 0 | 0 | 0 | 0 | 0 | 0 | 0 | 0 | 0 | 0 | 0 | 0 | 0 | 0 | 0 | 0
F2_Commercial_Other Health_Existing_Food Preparation_Natural Gas_Double Rack Oven_E9 | F2 | Commercial | Other Health | Existing | Food Preparation | Natural Gas | Double Rack Oven | E9 | RVT - Cost of Operation | 0 | 0 | 0 | 0 | 0 | 0 | 0 | 0 | 0 | 0 | 0 | 0 | 0 | 0 | 0 | 0 | 0 | 0 | 0 | 0 | 0 | 0 | 0 | 0 | 0 | 0 | 0 | 0 | 0 | 0 | 0 | 0 | 0
F2_Commercial_Other Health_Existing_Food Preparation_Natural Gas_Double Rack Oven_E10 | F2 | Commercial | Other Health | Existing | Food Preparation | Natural Gas | Double Rack Oven | E10 | RVT - Cost of Operation | 0 | 0 | 0 | 0 | 0 | 0 | 0 | 0 | 0 | 0 | 0 | 0 | 0 | 0 | 0 | 0 | 0 | 0 | 0 | 0 | 0 | 0 | 0 | 0 | 0 | 0 | 0 | 0 | 0 | 0 | 0 | 0 | 0
F3_Commercial_Other Health_Existing_Food Preparation_Natural Gas_Double Rack Oven_E1 | F3 | Commercial | Other Health | Existing | Food Preparation | Natural Gas | Double Rack Oven | E1 | System - kBTUs of Consumption | 0.10143 | 0.10143 | 0.10143 | 0.10143 | 0.10143 | 0.10143 | 0.10143 | 0.10143 | 0.10143 | 0.10143 | 0.10143 | 0.10143 | 0.10143 | 0.10143 | 0.10143 | 0.10143 | 0.10143 | 0.10143 | 0.10143 | 0.10143 | 0.10143 | 0.10143 | 0.10143 | 0.10143 | 0.10143 | 0.10143 | 0.10143 | 0.10143 | 0.10143 | 0.10143 | 0.10143 | 0.10143 | 0.10143
F3_Commercial_Other Health_Existing_Food Preparation_Natural Gas_Double Rack Oven_E2 | F3 | Commercial | Other Health | Existing | Food Preparation | Natural Gas | Double Rack Oven | E2 | System - kBTUs of Consumption | 0.13489 | 0.13489 | 0.13489 | 0.13489 | 0.13489 | 0.13489 | 0.13489 | 0.13489 | 0.13489 | 0.13489 | 0.13489 | 0.13489 | 0.13489 | 0.13489 | 0.13489 | 0.13489 | 0.13489 | 0.13489 | 0.13489 | 0.13489 | 0.13489 | 0.13489 | 0.13489 | 0.13489 | 0.13489 | 0.13489 | 0.13489 | 0.13489 | 0.13489 | 0.13489 | 0.13489 | 0.13489 | 0.13489
F3_Commercial_Other Health_Existing_Food Preparation_Natural Gas_Double Rack Oven_E3 | F3 | Commercial | Other Health | Existing | Food Preparation | Natural Gas | Double Rack Oven | E3 | System - kBTUs of Consumption | 0 | 0 | 0 | 0 | 0 | 0 | 0 | 0 | 0 | 0 | 0 | 0 | 0 | 0 | 0 | 0 | 0 | 0 | 0 | 0 | 0 | 0 | 0 | 0 | 0 | 0 | 0 | 0 | 0 | 0 | 0 | 0 | 0
F3_Commercial_Other Health_Existing_Food Preparation_Natural Gas_Double Rack Oven_E4 | F3 | Commercial | Other Health | Existing | Food Preparation | Natural Gas | Double Rack Oven | E4 | System - kBTUs of Consumption | 0 | 0 | 0 | 0 | 0 | 0 | 0 | 0 | 0 | 0 | 0 | 0 | 0 | 0 | 0 | 0 | 0 | 0 | 0 | 0 | 0 | 0 | 0 | 0 | 0 | 0 | 0 | 0 | 0 | 0 | 0 | 0 | 0
F3_Commercial_Other Health_Existing_Food Preparation_Natural Gas_Double Rack Oven_E5 | F3 | Commercial | Other Health | Existing | Food Preparation | Natural Gas | Double Rack Oven | E5 | System - kBTUs of Consumption | 0 | 0 | 0 | 0 | 0 | 0 | 0 | 0 | 0 | 0 | 0 | 0 | 0 | 0 | 0 | 0 | 0 | 0 | 0 | 0 | 0 | 0 | 0 | 0 | 0 | 0 | 0 | 0 | 0 | 0 | 0 | 0 | 0
F3_Commercial_Other Health_Existing_Food Preparation_Natural Gas_Double Rack Oven_E6 | F3 | Commercial | Other Health | Existing | Food Preparation | Natural Gas | Double Rack Oven | E6 | System - kBTUs of Consumption | 0 | 0 | 0 | 0 | 0 | 0 | 0 | 0 | 0 | 0 | 0 | 0 | 0 | 0 | 0 | 0 | 0 | 0 | 0 | 0 | 0 | 0 | 0 | 0 | 0 | 0 | 0 | 0 | 0 | 0 | 0 | 0 | 0
F3_Commercial_Other Health_Existing_Food Preparation_Natural Gas_Double Rack Oven_E7 | F3 | Commercial | Other Health | Existing | Food Preparation | Natural Gas | Double Rack Oven | E7 | System - kBTUs of Consumption | 0 | 0 | 0 | 0 | 0 | 0 | 0 | 0 | 0 | 0 | 0 | 0 | 0 | 0 | 0 | 0 | 0 | 0 | 0 | 0 | 0 | 0 | 0 | 0 | 0 | 0 | 0 | 0 | 0 | 0 | 0 | 0 | 0
F3_Commercial_Other Health_Existing_Food Preparation_Natural Gas_Double Rack Oven_E8 | F3 | Commercial | Other Health | Existing | Food Preparation | Natural Gas | Double Rack Oven | E8 | System - kBTUs of Consumption | 0 | 0 | 0 | 0 | 0 | 0 | 0 | 0 | 0 | 0 | 0 | 0 | 0 | 0 | 0 | 0 | 0 | 0 | 0 | 0 | 0 | 0 | 0 | 0 | 0 | 0 | 0 | 0 | 0 | 0 | 0 | 0 | 0
F3_Commercial_Other Health_Existing_Food Preparation_Natural Gas_Double Rack Oven_E9 | F3 | Commercial | Other Health | Existing | Food Preparation | Natural Gas | Double Rack Oven | E9 | System - kBTUs of Consumption | 0 | 0 | 0 | 0 | 0 | 0 | 0 | 0 | 0 | 0 | 0 | 0 | 0 | 0 | 0 | 0 | 0 | 0 | 0 | 0 | 0 | 0 | 0 | 0 | 0 | 0 | 0 | 0 | 0 | 0 | 0 | 0 | 0
F3_Commercial_Other Health_Existing_Food Preparation_Natural Gas_Double Rack Oven_E10 | F3 | Commercial | Other Health | Existing | Food Preparation | Natural Gas | Double Rack Oven | E10 | System - kBTUs of Consumption | 0 | 0 | 0 | 0 | 0 | 0 | 0 | 0 | 0 | 0 | 0 | 0 | 0 | 0 | 0 | 0 | 0 | 0 | 0 | 0 | 0 | 0 | 0 | 0 | 0 | 0 | 0 | 0 | 0 | 0 | 0 | 0 | 0
F4_Commercial_Other Health_Existing_Food Preparation_Natural Gas_Double Rack Oven_E1 | F4 | Commercial | Other Health | Existing | Food Preparation | Natural Gas | Double Rack Oven | E1 | Utility - Cost of Equipment | 0.61573 | 0.61652 | 0.61988 | 0.61675 | 0.61515 | 0.6176 | 0.62348 | 0.62827 | 0.63411 | 0.63973 | 0.64542 | 0.65079 | 0.65652 | 0.66243 | 0.66818 | 0.67405 | 0.67996 | 0.68632 | 0.69293 | 0.69974 | 0.70627 | 0.71284 | 0.71872 | 0.72462 | 0.72973 | 0.73415 | 0.73817 | 0.74163 | 0.74435 | 0.74658 | 0.74779 | 0.7486 | 0.7486
F4_Commercial_Other Health_Existing_Food Preparation_Natural Gas_Double Rack Oven_E2 | F4 | Commercial | Other Health | Existing | Food Preparation | Natural Gas | Double Rack Oven | E2 | Utility - Cost of Equipment | 0.33585 | 0.33628 | 0.33812 | 0.33641 | 0.33554 | 0.33687 | 0.34008 | 0.34269 | 0.34588 | 0.34894 | 0.35205 | 0.35498 | 0.3581 | 0.36133 | 0.36446 | 0.36766 | 0.37089 | 0.37436 | 0.37796 | 0.38168 | 0.38524 | 0.38882 | 0.39203 | 0.39525 | 0.39804 | 0.40044 | 0.40264 | 0.40453 | 0.40601 | 0.40722 | 0.40788 | 0.40833 | 0.40833
F4_Commercial_Other Health_Existing_Food Preparation_Natural Gas_Double Rack Oven_E3 | F4 | Commercial | Other Health | Existing | Food Preparation | Natural Gas | Double Rack Oven | E3 | Utility - Cost of Equipment | 0 | 0 | 0 | 0 | 0 | 0 | 0 | 0 | 0 | 0 | 0 | 0 | 0 | 0 | 0 | 0 | 0 | 0 | 0 | 0 | 0 | 0 | 0 | 0 | 0 | 0 | 0 | 0 | 0 | 0 | 0 | 0 | 0
F4_Commercial_Other Health_Existing_Food Preparation_Natural Gas_Double Rack Oven_E4 | F4 | Commercial | Other Health | Existing | Food Preparation | Natural Gas | Double Rack Oven | E4 | Utility - Cost of Equipment | 0 | 0 | 0 | 0 | 0 | 0 | 0 | 0 | 0 | 0 | 0 | 0 | 0 | 0 | 0 | 0 | 0 | 0 | 0 | 0 | 0 | 0 | 0 | 0 | 0 | 0 | 0 | 0 | 0 | 0 | 0 | 0 | 0
F4_Commercial_Other Health_Existing_Food Preparation_Natural Gas_Double Rack Oven_E5 | F4 | Commercial | Other Health | Existing | Food Preparation | Natural Gas | Double Rack Oven | E5 | Utility - Cost of Equipment | 0 | 0 | 0 | 0 | 0 | 0 | 0 | 0 | 0 | 0 | 0 | 0 | 0 | 0 | 0 | 0 | 0 | 0 | 0 | 0 | 0 | 0 | 0 | 0 | 0 | 0 | 0 | 0 | 0 | 0 | 0 | 0 | 0
F4_Commercial_Other Health_Existing_Food Preparation_Natural Gas_Double Rack Oven_E6 | F4 | Commercial | Other Health | Existing | Food Preparation | Natural Gas | Double Rack Oven | E6 | Utility - Cost of Equipment | 0 | 0 | 0 | 0 | 0 | 0 | 0 | 0 | 0 | 0 | 0 | 0 | 0 | 0 | 0 | 0 | 0 | 0 | 0 | 0 | 0 | 0 | 0 | 0 | 0 | 0 | 0 | 0 | 0 | 0 | 0 | 0 | 0
F4_Commercial_Other Health_Existing_Food Preparation_Natural Gas_Double Rack Oven_E7 | F4 | Commercial | Other Health | Existing | Food Preparation | Natural Gas | Double Rack Oven | E7 | Utility - Cost of Equipment | 0 | 0 | 0 | 0 | 0 | 0 | 0 | 0 | 0 | 0 | 0 | 0 | 0 | 0 | 0 | 0 | 0 | 0 | 0 | 0 | 0 | 0 | 0 | 0 | 0 | 0 | 0 | 0 | 0 | 0 | 0 | 0 | 0
F4_Commercial_Other Health_Existing_Food Preparation_Natural Gas_Double Rack Oven_E8 | F4 | Commercial | Other Health | Existing | Food Preparation | Natural Gas | Double Rack Oven | E8 | Utility - Cost of Equipment | 0 | 0 | 0 | 0 | 0 | 0 | 0 | 0 | 0 | 0 | 0 | 0 | 0 | 0 | 0 | 0 | 0 | 0 | 0 | 0 | 0 | 0 | 0 | 0 | 0 | 0 | 0 | 0 | 0 | 0 | 0 | 0 | 0
F4_Commercial_Other Health_Existing_Food Preparation_Natural Gas_Double Rack Oven_E9 | F4 | Commercial | Other Health | Existing | Food Preparation | Natural Gas | Double Rack Oven | E9 | Utility - Cost of Equipment | 0 | 0 | 0 | 0 | 0 | 0 | 0 | 0 | 0 | 0 | 0 | 0 | 0 | 0 | 0 | 0 | 0 | 0 | 0 | 0 | 0 | 0 | 0 | 0 | 0 | 0 | 0 | 0 | 0 | 0 | 0 | 0 | 0
F4_Commercial_Other Health_Existing_Food Preparation_Natural Gas_Double Rack Oven_E10 | F4 | Commercial | Other Health | Existing | Food Preparation | Natural Gas | Double Rack Oven | E10 | Utility - Cost of Equipment | 0 | 0 | 0 | 0 | 0 | 0 | 0 | 0 | 0 | 0 | 0 | 0 | 0 | 0 | 0 | 0 | 0 | 0 | 0 | 0 | 0 | 0 | 0 | 0 | 0 | 0 | 0 | 0 | 0 | 0 | 0 | 0 | 0
F5_Commercial_Other Health_Existing_Food Preparation_Natural Gas_Double Rack Oven_E1 | F5 | Commercial | Other Health | Existing | Food Preparation | Natural Gas | Double Rack Oven | E1 | Utility - Cost of Operation | 0.10143 | 0.10143 | 0.10143 | 0.10143 | 0.10143 | 0.10143 | 0.10143 | 0.10143 | 0.10143 | 0.10143 | 0.10143 | 0.10143 | 0.10143 | 0.10143 | 0.10143 | 0.10143 | 0.10143 | 0.10143 | 0.10143 | 0.10143 | 0.10143 | 0.10143 | 0.10143 | 0.10143 | 0.10143 | 0.10143 | 0.10143 | 0.10143 | 0.10143 | 0.10143 | 0.10143 | 0.10143 | 0.10143
F5_Commercial_Other Health_Existing_Food Preparation_Natural Gas_Double Rack Oven_E2 | F5 | Commercial | Other Health | Existing | Food Preparation | Natural Gas | Double Rack Oven | E2 | Utility - Cost of Operation | 0.13489 | 0.13489 | 0.13489 | 0.13489 | 0.13489 | 0.13489 | 0.13489 | 0.13489 | 0.13489 | 0.13489 | 0.13489 | 0.13489 | 0.13489 | 0.13489 | 0.13489 | 0.13489 | 0.13489 | 0.13489 | 0.13489 | 0.13489 | 0.13489 | 0.13489 | 0.13489 | 0.13489 | 0.13489 | 0.13489 | 0.13489 | 0.13489 | 0.13489 | 0.13489 | 0.13489 | 0.13489 | 0.13489
F5_Commercial_Other Health_Existing_Food Preparation_Natural Gas_Double Rack Oven_E3 | F5 | Commercial | Other Health | Existing | Food Preparation | Natural Gas | Double Rack Oven | E3 | Utility - Cost of Operation | 0 | 0 | 0 | 0 | 0 | 0 | 0 | 0 | 0 | 0 | 0 | 0 | 0 | 0 | 0 | 0 | 0 | 0 | 0 | 0 | 0 | 0 | 0 | 0 | 0 | 0 | 0 | 0 | 0 | 0 | 0 | 0 | 0
F5_Commercial_Other Health_Existing_Food Preparation_Natural Gas_Double Rack Oven_E4 | F5 | Commercial | Other Health | Existing | Food Preparation | Natural Gas | Double Rack Oven | E4 | Utility - Cost of Operation | 0 | 0 | 0 | 0 | 0 | 0 | 0 | 0 | 0 | 0 | 0 | 0 | 0 | 0 | 0 | 0 | 0 | 0 | 0 | 0 | 0 | 0 | 0 | 0 | 0 | 0 | 0 | 0 | 0 | 0 | 0 | 0 | 0
F5_Commercial_Other Health_Existing_Food Preparation_Natural Gas_Double Rack Oven_E5 | F5 | Commercial | Other Health | Existing | Food Preparation | Natural Gas | Double Rack Oven | E5 | Utility - Cost of Operation | 0 | 0 | 0 | 0 | 0 | 0 | 0 | 0 | 0 | 0 | 0 | 0 | 0 | 0 | 0 | 0 | 0 | 0 | 0 | 0 | 0 | 0 | 0 | 0 | 0 | 0 | 0 | 0 | 0 | 0 | 0 | 0 | 0
F5_Commercial_Other Health_Existing_Food Preparation_Natural Gas_Double Rack Oven_E6 | F5 | Commercial | Other Health | Existing | Food Preparation | Natural Gas | Double Rack Oven | E6 | Utility - Cost of Operation | 0 | 0 | 0 | 0 | 0 | 0 | 0 | 0 | 0 | 0 | 0 | 0 | 0 | 0 | 0 | 0 | 0 | 0 | 0 | 0 | 0 | 0 | 0 | 0 | 0 | 0 | 0 | 0 | 0 | 0 | 0 | 0 | 0
F5_Commercial_Other Health_Existing_Food Preparation_Natural Gas_Double Rack Oven_E7 | F5 | Commercial | Other Health | Existing | Food Preparation | Natural Gas | Double Rack Oven | E7 | Utility - Cost of Operation | 0 | 0 | 0 | 0 | 0 | 0 | 0 | 0 | 0 | 0 | 0 | 0 | 0 | 0 | 0 | 0 | 0 | 0 | 0 | 0 | 0 | 0 | 0 | 0 | 0 | 0 | 0 | 0 | 0 | 0 | 0 | 0 | 0
F5_Commercial_Other Health_Existing_Food Preparation_Natural Gas_Double Rack Oven_E8 | F5 | Commercial | Other Health | Existing | Food Preparation | Natural Gas | Double Rack Oven | E8 | Utility - Cost of Operation | 0 | 0 | 0 | 0 | 0 | 0 | 0 | 0 | 0 | 0 | 0 | 0 | 0 | 0 | 0 | 0 | 0 | 0 | 0 | 0 | 0 | 0 | 0 | 0 | 0 | 0 | 0 | 0 | 0 | 0 | 0 | 0 | 0
F5_Commercial_Other Health_Existing_Food Preparation_Natural Gas_Double Rack Oven_E9 | F5 | Commercial | Other Health | Existing | Food Preparation | Natural Gas | Double Rack Oven | E9 | Utility - Cost of Operation | 0 | 0 | 0 | 0 | 0 | 0 | 0 | 0 | 0 | 0 | 0 | 0 | 0 | 0 | 0 | 0 | 0 | 0 | 0 | 0 | 0 | 0 | 0 | 0 | 0 | 0 | 0 | 0 | 0 | 0 | 0 | 0 | 0
F5_Commercial_Other Health_Existing_Food Preparation_Natural Gas_Double Rack Oven_E10 | F5 | Commercial | Other Health | Existing | Food Preparation | Natural Gas | Double Rack Oven | E10 | Utility - Cost of Operation | 0 | 0 | 0 | 0 | 0 | 0 | 0 | 0 | 0 | 0 | 0 | 0 | 0 | 0 | 0 | 0 | 0 | 0 | 0 | 0 | 0 | 0 | 0 | 0 | 0 | 0 | 0 | 0 | 0 | 0 | 0 | 0 | 0
F6_Commercial_Other Health_Existing_Food Preparation_Natural Gas_Double Rack Oven_E1 | F6 | Commercial | Other Health | Existing | Food Preparation | Natural Gas | Double Rack Oven | E1 | Utility - Value of Sales | 0.32592 | 0.32738 | 0.32973 | 0.32921 | 0.32921 | 0.32921 | 0.32921 | 0.32921 | 0.32921 | 0.32921 | 0.32921 | 0.32921 | 0.32921 | 0.32921 | 0.32921 | 0.32921 | 0.32921 | 0.32921 | 0.32921 | 0.32921 | 0.32921 | 0.32921 | 0.32921 | 0.32921 | 0.32921 | 0.32921 | 0.32921 | 0.32921 | 0.32921 | 0.32921 | 0.32921 | 0.32921 | 0.32921
F6_Commercial_Other Health_Existing_Food Preparation_Natural Gas_Double Rack Oven_E2 | F6 | Commercial | Other Health | Existing | Food Preparation | Natural Gas | Double Rack Oven | E2 | Utility - Value of Sales | 0.17778 | 0.17857 | 0.17985 | 0.17957 | 0.17957 | 0.17957 | 0.17957 | 0.17957 | 0.17957 | 0.17957 | 0.17957 | 0.17957 | 0.17957 | 0.17957 | 0.17957 | 0.17957 | 0.17957 | 0.17957 | 0.17957 | 0.17957 | 0.17957 | 0.17957 | 0.17957 | 0.17957 | 0.17957 | 0.17957 | 0.17957 | 0.17957 | 0.17957 | 0.17957 | 0.17957 | 0.17957 | 0.17957
F6_Commercial_Other Health_Existing_Food Preparation_Natural Gas_Double Rack Oven_E3 | F6 | Commercial | Other Health | Existing | Food Preparation | Natural Gas | Double Rack Oven | E3 | Utility - Value of Sales | 0 | 0 | 0 | 0 | 0 | 0 | 0 | 0 | 0 | 0 | 0 | 0 | 0 | 0 | 0 | 0 | 0 | 0 | 0 | 0 | 0 | 0 | 0 | 0 | 0 | 0 | 0 | 0 | 0 | 0 | 0 | 0 | 0
F6_Commercial_Other Health_Existing_Food Preparation_Natural Gas_Double Rack Oven_E4 | F6 | Commercial | Other Health | Existing | Food Preparation | Natural Gas | Double Rack Oven | E4 | Utility - Value of Sales | 0 | 0 | 0 | 0 | 0 | 0 | 0 | 0 | 0 | 0 | 0 | 0 | 0 | 0 | 0 | 0 | 0 | 0 | 0 | 0 | 0 | 0 | 0 | 0 | 0 | 0 | 0 | 0 | 0 | 0 | 0 | 0 | 0
F6_Commercial_Other Health_Existing_Food Preparation_Natural Gas_Double Rack Oven_E5 | F6 | Commercial | Other Health | Existing | Food Preparation | Natural Gas | Double Rack Oven | E5 | Utility - Value of Sales | 0 | 0 | 0 | 0 | 0 | 0 | 0 | 0 | 0 | 0 | 0 | 0 | 0 | 0 | 0 | 0 | 0 | 0 | 0 | 0 | 0 | 0 | 0 | 0 | 0 | 0 | 0 | 0 | 0 | 0 | 0 | 0 | 0
F6_Commercial_Other Health_Existing_Food Preparation_Natural Gas_Double Rack Oven_E6 | F6 | Commercial | Other Health | Existing | Food Preparation | Natural Gas | Double Rack Oven | E6 | Utility - Value of Sales | 0 | 0 | 0 | 0 | 0 | 0 | 0 | 0 | 0 | 0 | 0 | 0 | 0 | 0 | 0 | 0 | 0 | 0 | 0 | 0 | 0 | 0 | 0 | 0 | 0 | 0 | 0 | 0 | 0 | 0 | 0 | 0 | 0
F6_Commercial_Other Health_Existing_Food Preparation_Natural Gas_Double Rack Oven_E7 | F6 | Commercial | Other Health | Existing | Food Preparation | Natural Gas | Double Rack Oven | E7 | Utility - Value of Sales | 0 | 0 | 0 | 0 | 0 | 0 | 0 | 0 | 0 | 0 | 0 | 0 | 0 | 0 | 0 | 0 | 0 | 0 | 0 | 0 | 0 | 0 | 0 | 0 | 0 | 0 | 0 | 0 | 0 | 0 | 0 | 0 | 0
F6_Commercial_Other Health_Existing_Food Preparation_Natural Gas_Double Rack Oven_E8 | F6 | Commercial | Other Health | Existing | Food Preparation | Natural Gas | Double Rack Oven | E8 | Utility - Value of Sales | 0 | 0 | 0 | 0 | 0 | 0 | 0 | 0 | 0 | 0 | 0 | 0 | 0 | 0 | 0 | 0 | 0 | 0 | 0 | 0 | 0 | 0 | 0 | 0 | 0 | 0 | 0 | 0 | 0 | 0 | 0 | 0 | 0
F6_Commercial_Other Health_Existing_Food Preparation_Natural Gas_Double Rack Oven_E9 | F6 | Commercial | Other Health | Existing | Food Preparation | Natural Gas | Double Rack Oven | E9 | Utility - Value of Sales | 0 | 0 | 0 | 0 | 0 | 0 | 0 | 0 | 0 | 0 | 0 | 0 | 0 | 0 | 0 | 0 | 0 | 0 | 0 | 0 | 0 | 0 | 0 | 0 | 0 | 0 | 0 | 0 | 0 | 0 | 0 | 0 | 0
F6_Commercial_Other Health_Existing_Food Preparation_Natural Gas_Double Rack Oven_E10 | F6 | Commercial | Other Health | Existing | Food Preparation | Natural Gas | Double Rack Oven | E10 | Utility - Value of Sales | 0 | 0 | 0 | 0 | 0 | 0 | 0 | 0 | 0 | 0 | 0 | 0 | 0 | 0 | 0 | 0 | 0 | 0 | 0 | 0 | 0 | 0 | 0 | 0 | 0 | 0 | 0 | 0 | 0 | 0 | 0 | 0 | 0
F1_Commercial_Other Health_Existing_Food Preparation_Natural Gas_Fryer_E1 | F1 | Commercial | Other Health | Existing | Food Preparation | Natural Gas | Fryer | E1 | RVT - Cost of Equipment | 0.25562 | 0.25534 | 0.25644 | 0 | 0 | 0 | 0 | 0 | 0 | 0 | 0 | 0 | 0 | 0 | 0 | 0 | 0 | 0 | 0 | 0 | 0 | 0 | 0 | 0 | 0 | 0 | 0 | 0 | 0 | 0 | 0 | 0 | 0
F1_Commercial_Other Health_Existing_Food Preparation_Natural Gas_Fryer_E2 | F1 | Commercial | Other Health | Existing | Food Preparation | Natural Gas | Fryer | E2 | RVT - Cost of Equipment | 0.17178 | 0.17159 | 0.17233 | 0.17078 | 0.16979 | 0.17026 | 0.17196 | 0.1733 | 0.17497 | 0.17656 | 0.17813 | 0.17956 | 0.18108 | 0.18267 | 0.18418 | 0.18573 | 0.18728 | 0.18899 | 0.19079 | 0.19269 | 0.19455 | 0.19654 | 0.1984 | 0.20038 | 0.20215 | 0.20372 | 0.20515 | 0.20638 | 0.20734 | 0.20813 | 0.20856 | 0.20885 | 0.20885
F1_Commercial_Other Health_Existing_Food Preparation_Natural Gas_Fryer_E3 | F1 | Commercial | Other Health | Existing | Food Preparation | Natural Gas | Fryer | E3 | RVT - Cost of Equipment | 0 | 0 | 0 | 0 | 0 | 0 | 0 | 0 | 0 | 0 | 0 | 0 | 0 | 0 | 0 | 0 | 0 | 0 | 0 | 0 | 0 | 0 | 0 | 0 | 0 | 0 | 0 | 0 | 0 | 0 | 0 | 0 | 0
F1_Commercial_Other Health_Existing_Food Preparation_Natural Gas_Fryer_E4 | F1 | Commercial | Other Health | Existing | Food Preparation | Natural Gas | Fryer | E4 | RVT - Cost of Equipment | 0 | 0 | 0 | 0 | 0 | 0 | 0 | 0 | 0 | 0 | 0 | 0 | 0 | 0 | 0 | 0 | 0 | 0 | 0 | 0 | 0 | 0 | 0 | 0 | 0 | 0 | 0 | 0 | 0 | 0 | 0 | 0 | 0
F1_Commercial_Other Health_Existing_Food Preparation_Natural Gas_Fryer_E5 | F1 | Commercial | Other Health | Existing | Food Preparation | Natural Gas | Fryer | E5 | RVT - Cost of Equipment | 0 | 0 | 0 | 0 | 0 | 0 | 0 | 0 | 0 | 0 | 0 | 0 | 0 | 0 | 0 | 0 | 0 | 0 | 0 | 0 | 0 | 0 | 0 | 0 | 0 | 0 | 0 | 0 | 0 | 0 | 0 | 0 | 0
F1_Commercial_Other Health_Existing_Food Preparation_Natural Gas_Fryer_E6 | F1 | Commercial | Other Health | Existing | Food Preparation | Natural Gas | Fryer | E6 | RVT - Cost of Equipment | 0 | 0 | 0 | 0 | 0 | 0 | 0 | 0 | 0 | 0 | 0 | 0 | 0 | 0 | 0 | 0 | 0 | 0 | 0 | 0 | 0 | 0 | 0 | 0 | 0 | 0 | 0 | 0 | 0 | 0 | 0 | 0 | 0
F1_Commercial_Other Health_Existing_Food Preparation_Natural Gas_Fryer_E7 | F1 | Commercial | Other Health | Existing | Food Preparation | Natural Gas | Fryer | E7 | RVT - Cost of Equipment | 0 | 0 | 0 | 0 | 0 | 0 | 0 | 0 | 0 | 0 | 0 | 0 | 0 | 0 | 0 | 0 | 0 | 0 | 0 | 0 | 0 | 0 | 0 | 0 | 0 | 0 | 0 | 0 | 0 | 0 | 0 | 0 | 0
F1_Commercial_Other Health_Existing_Food Preparation_Natural Gas_Fryer_E8 | F1 | Commercial | Other Health | Existing | Food Preparation | Natural Gas | Fryer | E8 | RVT - Cost of Equipment | 0 | 0 | 0 | 0 | 0 | 0 | 0 | 0 | 0 | 0 | 0 | 0 | 0 | 0 | 0 | 0 | 0 | 0 | 0 | 0 | 0 | 0 | 0 | 0 | 0 | 0 | 0 | 0 | 0 | 0 | 0 | 0 | 0
F1_Commercial_Other Health_Existing_Food Preparation_Natural Gas_Fryer_E9 | F1 | Commercial | Other Health | Existing | Food Preparation | Natural Gas | Fryer | E9 | RVT - Cost of Equipment | 0 | 0 | 0 | 0 | 0 | 0 | 0 | 0 | 0 | 0 | 0 | 0 | 0 | 0 | 0 | 0 | 0 | 0 | 0 | 0 | 0 | 0 | 0 | 0 | 0 | 0 | 0 | 0 | 0 | 0 | 0 | 0 | 0
F1_Commercial_Other Health_Existing_Food Preparation_Natural Gas_Fryer_E10 | F1 | Commercial | Other Health | Existing | Food Preparation | Natural Gas | Fryer | E10 | RVT - Cost of Equipment | 0 | 0 | 0 | 0 | 0 | 0 | 0 | 0 | 0 | 0 | 0 | 0 | 0 | 0 | 0 | 0 | 0 | 0 | 0 | 0 | 0 | 0 | 0 | 0 | 0 | 0 | 0 | 0 | 0 | 0 | 0 | 0 | 0
F2_Commercial_Other Health_Existing_Food Preparation_Natural Gas_Fryer_E1 | F2 | Commercial | Other Health | Existing | Food Preparation | Natural Gas | Fryer | E1 | RVT - Cost of Operation | 0.30625 | 0.30592 | 0.30723 | 0 | 0 | 0 | 0 | 0 | 0 | 0 | 0 | 0 | 0 | 0 | 0 | 0 | 0 | 0 | 0 | 0 | 0 | 0 | 0 | 0 | 0 | 0 | 0 | 0 | 0 | 0 | 0 | 0 | 0
F2_Commercial_Other Health_Existing_Food Preparation_Natural Gas_Fryer_E2 | F2 | Commercial | Other Health | Existing | Food Preparation | Natural Gas | Fryer | E2 | RVT - Cost of Operation | 0.2058 | 0.20557 | 0.20646 | 0.2046 | 0.20342 | 0.20398 | 0.20602 | 0.20762 | 0.20963 | 0.21154 | 0.21341 | 0.21512 | 0.21694 | 0.21885 | 0.22066 | 0.22252 | 0.22437 | 0.22643 | 0.22857 | 0.23085 | 0.23308 | 0.23547 | 0.23769 | 0.24007 | 0.24219 | 0.24407 | 0.24578 | 0.24725 | 0.24841 | 0.24936 | 0.24987 | 0.25022 | 0.25022
F2_Commercial_Other Health_Existing_Food Preparation_Natural Gas_Fryer_E3 | F2 | Commercial | Other Health | Existing | Food Preparation | Natural Gas | Fryer | E3 | RVT - Cost of Operation | 0 | 0 | 0 | 0 | 0 | 0 | 0 | 0 | 0 | 0 | 0 | 0 | 0 | 0 | 0 | 0 | 0 | 0 | 0 | 0 | 0 | 0 | 0 | 0 | 0 | 0 | 0 | 0 | 0 | 0 | 0 | 0 | 0
F2_Commercial_Other Health_Existing_Food Preparation_Natural Gas_Fryer_E4 | F2 | Commercial | Other Health | Existing | Food Preparation | Natural Gas | Fryer | E4 | RVT - Cost of Operation | 0 | 0 | 0 | 0 | 0 | 0 | 0 | 0 | 0 | 0 | 0 | 0 | 0 | 0 | 0 | 0 | 0 | 0 | 0 | 0 | 0 | 0 | 0 | 0 | 0 | 0 | 0 | 0 | 0 | 0 | 0 | 0 | 0
F2_Commercial_Other Health_Existing_Food Preparation_Natural Gas_Fryer_E5 | F2 | Commercial | Other Health | Existing | Food Preparation | Natural Gas | Fryer | E5 | RVT - Cost of Operation | 0 | 0 | 0 | 0 | 0 | 0 | 0 | 0 | 0 | 0 | 0 | 0 | 0 | 0 | 0 | 0 | 0 | 0 | 0 | 0 | 0 | 0 | 0 | 0 | 0 | 0 | 0 | 0 | 0 | 0 | 0 | 0 | 0
F2_Commercial_Other Health_Existing_Food Preparation_Natural Gas_Fryer_E6 | F2 | Commercial | Other Health | Existing | Food Preparation | Natural Gas | Fryer | E6 | RVT - Cost of Operation | 0 | 0 | 0 | 0 | 0 | 0 | 0 | 0 | 0 | 0 | 0 | 0 | 0 | 0 | 0 | 0 | 0 | 0 | 0 | 0 | 0 | 0 | 0 | 0 | 0 | 0 | 0 | 0 | 0 | 0 | 0 | 0 | 0
F2_Commercial_Other Health_Existing_Food Preparation_Natural Gas_Fryer_E7 | F2 | Commercial | Other Health | Existing | Food Preparation | Natural Gas | Fryer | E7 | RVT - Cost of Operation | 0 | 0 | 0 | 0 | 0 | 0 | 0 | 0 | 0 | 0 | 0 | 0 | 0 | 0 | 0 | 0 | 0 | 0 | 0 | 0 | 0 | 0 | 0 | 0 | 0 | 0 | 0 | 0 | 0 | 0 | 0 | 0 | 0
F2_Commercial_Other Health_Existing_Food Preparation_Natural Gas_Fryer_E8 | F2 | Commercial | Other Health | Existing | Food Preparation | Natural Gas | Fryer | E8 | RVT - Cost of Operation | 0 | 0 | 0 | 0 | 0 | 0 | 0 | 0 | 0 | 0 | 0 | 0 | 0 | 0 | 0 | 0 | 0 | 0 | 0 | 0 | 0 | 0 | 0 | 0 | 0 | 0 | 0 | 0 | 0 | 0 | 0 | 0 | 0
F2_Commercial_Other Health_Existing_Food Preparation_Natural Gas_Fryer_E9 | F2 | Commercial | Other Health | Existing | Food Preparation | Natural Gas | Fryer | E9 | RVT - Cost of Operation | 0 | 0 | 0 | 0 | 0 | 0 | 0 | 0 | 0 | 0 | 0 | 0 | 0 | 0 | 0 | 0 | 0 | 0 | 0 | 0 | 0 | 0 | 0 | 0 | 0 | 0 | 0 | 0 | 0 | 0 | 0 | 0 | 0
F2_Commercial_Other Health_Existing_Food Preparation_Natural Gas_Fryer_E10 | F2 | Commercial | Other Health | Existing | Food Preparation | Natural Gas | Fryer | E10 | RVT - Cost of Operation | 0 | 0 | 0 | 0 | 0 | 0 | 0 | 0 | 0 | 0 | 0 | 0 | 0 | 0 | 0 | 0 | 0 | 0 | 0 | 0 | 0 | 0 | 0 | 0 | 0 | 0 | 0 | 0 | 0 | 0 | 0 | 0 | 0
F3_Commercial_Other Health_Existing_Food Preparation_Natural Gas_Fryer_E1 | F3 | Commercial | Other Health | Existing | Food Preparation | Natural Gas | Fryer | E1 | System - kBTUs of Consumption | 0.081577 | 0.081577 | 0.081577 | 0 | 0 | 0 | 0 | 0 | 0 | 0 | 0 | 0 | 0 | 0 | 0 | 0 | 0 | 0 | 0 | 0 | 0 | 0 | 0 | 0 | 0 | 0 | 0 | 0 | 0 | 0 | 0 | 0 | 0
F3_Commercial_Other Health_Existing_Food Preparation_Natural Gas_Fryer_E2 | F3 | Commercial | Other Health | Existing | Food Preparation | Natural Gas | Fryer | E2 | System - kBTUs of Consumption | 0.097291 | 0.097291 | 0.097291 | 0.097291 | 0.097291 | 0.097291 | 0.097291 | 0.097291 | 0.097291 | 0.097291 | 0.097291 | 0.097291 | 0.097291 | 0.097291 | 0.097291 | 0.097291 | 0.097291 | 0.097291 | 0.097291 | 0.097291 | 0.097291 | 0.097291 | 0.097291 | 0.097291 | 0.097291 | 0.097291 | 0.097291 | 0.097291 | 0.097291 | 0.097291 | 0.097291 | 0.097291 | 0.097291
F3_Commercial_Other Health_Existing_Food Preparation_Natural Gas_Fryer_E3 | F3 | Commercial | Other Health | Existing | Food Preparation | Natural Gas | Fryer | E3 | System - kBTUs of Consumption | 0 | 0 | 0 | 0 | 0 | 0 | 0 | 0 | 0 | 0 | 0 | 0 | 0 | 0 | 0 | 0 | 0 | 0 | 0 | 0 | 0 | 0 | 0 | 0 | 0 | 0 | 0 | 0 | 0 | 0 | 0 | 0 | 0
F3_Commercial_Other Health_Existing_Food Preparation_Natural Gas_Fryer_E4 | F3 | Commercial | Other Health | Existing | Food Preparation | Natural Gas | Fryer | E4 | System - kBTUs of Consumption | 0 | 0 | 0 | 0 | 0 | 0 | 0 | 0 | 0 | 0 | 0 | 0 | 0 | 0 | 0 | 0 | 0 | 0 | 0 | 0 | 0 | 0 | 0 | 0 | 0 | 0 | 0 | 0 | 0 | 0 | 0 | 0 | 0
F3_Commercial_Other Health_Existing_Food Preparation_Natural Gas_Fryer_E5 | F3 | Commercial | Other Health | Existing | Food Preparation | Natural Gas | Fryer | E5 | System - kBTUs of Consumption | 0 | 0 | 0 | 0 | 0 | 0 | 0 | 0 | 0 | 0 | 0 | 0 | 0 | 0 | 0 | 0 | 0 | 0 | 0 | 0 | 0 | 0 | 0 | 0 | 0 | 0 | 0 | 0 | 0 | 0 | 0 | 0 | 0
F3_Commercial_Other Health_Existing_Food Preparation_Natural Gas_Fryer_E6 | F3 | Commercial | Other Health | Existing | Food Preparation | Natural Gas | Fryer | E6 | System - kBTUs of Consumption | 0 | 0 | 0 | 0 | 0 | 0 | 0 | 0 | 0 | 0 | 0 | 0 | 0 | 0 | 0 | 0 | 0 | 0 | 0 | 0 | 0 | 0 | 0 | 0 | 0 | 0 | 0 | 0 | 0 | 0 | 0 | 0 | 0
F3_Commercial_Other Health_Existing_Food Preparation_Natural Gas_Fryer_E7 | F3 | Commercial | Other Health | Existing | Food Preparation | Natural Gas | Fryer | E7 | System - kBTUs of Consumption | 0 | 0 | 0 | 0 | 0 | 0 | 0 | 0 | 0 | 0 | 0 | 0 | 0 | 0 | 0 | 0 | 0 | 0 | 0 | 0 | 0 | 0 | 0 | 0 | 0 | 0 | 0 | 0 | 0 | 0 | 0 | 0 | 0
F3_Commercial_Other Health_Existing_Food Preparation_Natural Gas_Fryer_E8 | F3 | Commercial | Other Health | Existing | Food Preparation | Natural Gas | Fryer | E8 | System - kBTUs of Consumption | 0 | 0 | 0 | 0 | 0 | 0 | 0 | 0 | 0 | 0 | 0 | 0 | 0 | 0 | 0 | 0 | 0 | 0 | 0 | 0 | 0 | 0 | 0 | 0 | 0 | 0 | 0 | 0 | 0 | 0 | 0 | 0 | 0
F3_Commercial_Other Health_Existing_Food Preparation_Natural Gas_Fryer_E9 | F3 | Commercial | Other Health | Existing | Food Preparation | Natural Gas | Fryer | E9 | System - kBTUs of Consumption | 0 | 0 | 0 | 0 | 0 | 0 | 0 | 0 | 0 | 0 | 0 | 0 | 0 | 0 | 0 | 0 | 0 | 0 | 0 | 0 | 0 | 0 | 0 | 0 | 0 | 0 | 0 | 0 | 0 | 0 | 0 | 0 | 0
F3_Commercial_Other Health_Existing_Food Preparation_Natural Gas_Fryer_E10 | F3 | Commercial | Other Health | Existing | Food Preparation | Natural Gas | Fryer | E10 | System - kBTUs of Consumption | 0 | 0 | 0 | 0 | 0 | 0 | 0 | 0 | 0 | 0 | 0 | 0 | 0 | 0 | 0 | 0 | 0 | 0 | 0 | 0 | 0 | 0 | 0 | 0 | 0 | 0 | 0 | 0 | 0 | 0 | 0 | 0 | 0
F4_Commercial_Other Health_Existing_Food Preparation_Natural Gas_Fryer_E1 | F4 | Commercial | Other Health | Existing | Food Preparation | Natural Gas | Fryer | E1 | Utility - Cost of Equipment | 0.30625 | 0.30592 | 0.30723 | 0 | 0 | 0 | 0 | 0 | 0 | 0 | 0 | 0 | 0 | 0 | 0 | 0 | 0 | 0 | 0 | 0 | 0 | 0 | 0 | 0 | 0 | 0 | 0 | 0 | 0 | 0 | 0 | 0 | 0
F4_Commercial_Other Health_Existing_Food Preparation_Natural Gas_Fryer_E2 | F4 | Commercial | Other Health | Existing | Food Preparation | Natural Gas | Fryer | E2 | Utility - Cost of Equipment | 0.2058 | 0.20557 | 0.20646 | 0.2046 | 0.20342 | 0.20398 | 0.20602 | 0.20762 | 0.20963 | 0.21154 | 0.21341 | 0.21512 | 0.21694 | 0.21885 | 0.22066 | 0.22252 | 0.22437 | 0.22643 | 0.22857 | 0.23085 | 0.23308 | 0.23547 | 0.23769 | 0.24007 | 0.24219 | 0.24407 | 0.24578 | 0.24725 | 0.24841 | 0.24936 | 0.24987 | 0.25022 | 0.25022
F4_Commercial_Other Health_Existing_Food Preparation_Natural Gas_Fryer_E3 | F4 | Commercial | Other Health | Existing | Food Preparation | Natural Gas | Fryer | E3 | Utility - Cost of Equipment | 0 | 0 | 0 | 0 | 0 | 0 | 0 | 0 | 0 | 0 | 0 | 0 | 0 | 0 | 0 | 0 | 0 | 0 | 0 | 0 | 0 | 0 | 0 | 0 | 0 | 0 | 0 | 0 | 0 | 0 | 0 | 0 | 0
F4_Commercial_Other Health_Existing_Food Preparation_Natural Gas_Fryer_E4 | F4 | Commercial | Other Health | Existing | Food Preparation | Natural Gas | Fryer | E4 | Utility - Cost of Equipment | 0 | 0 | 0 | 0 | 0 | 0 | 0 | 0 | 0 | 0 | 0 | 0 | 0 | 0 | 0 | 0 | 0 | 0 | 0 | 0 | 0 | 0 | 0 | 0 | 0 | 0 | 0 | 0 | 0 | 0 | 0 | 0 | 0
F4_Commercial_Other Health_Existing_Food Preparation_Natural Gas_Fryer_E5 | F4 | Commercial | Other Health | Existing | Food Preparation | Natural Gas | Fryer | E5 | Utility - Cost of Equipment | 0 | 0 | 0 | 0 | 0 | 0 | 0 | 0 | 0 | 0 | 0 | 0 | 0 | 0 | 0 | 0 | 0 | 0 | 0 | 0 | 0 | 0 | 0 | 0 | 0 | 0 | 0 | 0 | 0 | 0 | 0 | 0 | 0
F4_Commercial_Other Health_Existing_Food Preparation_Natural Gas_Fryer_E6 | F4 | Commercial | Other Health | Existing | Food Preparation | Natural Gas | Fryer | E6 | Utility - Cost of Equipment | 0 | 0 | 0 | 0 | 0 | 0 | 0 | 0 | 0 | 0 | 0 | 0 | 0 | 0 | 0 | 0 | 0 | 0 | 0 | 0 | 0 | 0 | 0 | 0 | 0 | 0 | 0 | 0 | 0 | 0 | 0 | 0 | 0
F4_Commercial_Other Health_Existing_Food Preparation_Natural Gas_Fryer_E7 | F4 | Commercial | Other Health | Existing | Food Preparation | Natural Gas | Fryer | E7 | Utility - Cost of Equipment | 0 | 0 | 0 | 0 | 0 | 0 | 0 | 0 | 0 | 0 | 0 | 0 | 0 | 0 | 0 | 0 | 0 | 0 | 0 | 0 | 0 | 0 | 0 | 0 | 0 | 0 | 0 | 0 | 0 | 0 | 0 | 0 | 0
F4_Commercial_Other Health_Existing_Food Preparation_Natural Gas_Fryer_E8 | F4 | Commercial | Other Health | Existing | Food Preparation | Natural Gas | Fryer | E8 | Utility - Cost of Equipment | 0 | 0 | 0 | 0 | 0 | 0 | 0 | 0 | 0 | 0 | 0 | 0 | 0 | 0 | 0 | 0 | 0 | 0 | 0 | 0 | 0 | 0 | 0 | 0 | 0 | 0 | 0 | 0 | 0 | 0 | 0 | 0 | 0
F4_Commercial_Other Health_Existing_Food Preparation_Natural Gas_Fryer_E9 | F4 | Commercial | Other Health | Existing | Food Preparation | Natural Gas | Fryer | E9 | Utility - Cost of Equipment | 0 | 0 | 0 | 0 | 0 | 0 | 0 | 0 | 0 | 0 | 0 | 0 | 0 | 0 | 0 | 0 | 0 | 0 | 0 | 0 | 0 | 0 | 0 | 0 | 0 | 0 | 0 | 0 | 0 | 0 | 0 | 0 | 0
F4_Commercial_Other Health_Existing_Food Preparation_Natural Gas_Fryer_E10 | F4 | Commercial | Other Health | Existing | Food Preparation | Natural Gas | Fryer | E10 | Utility - Cost of Equipment | 0 | 0 | 0 | 0 | 0 | 0 | 0 | 0 | 0 | 0 | 0 | 0 | 0 | 0 | 0 | 0 | 0 | 0 | 0 | 0 | 0 | 0 | 0 | 0 | 0 | 0 | 0 | 0 | 0 | 0 | 0 | 0 | 0
F5_Commercial_Other Health_Existing_Food Preparation_Natural Gas_Fryer_E1 | F5 | Commercial | Other Health | Existing | Food Preparation | Natural Gas | Fryer | E1 | Utility - Cost of Operation | 0.081577 | 0.081577 | 0.081577 | 0 | 0 | 0 | 0 | 0 | 0 | 0 | 0 | 0 | 0 | 0 | 0 | 0 | 0 | 0 | 0 | 0 | 0 | 0 | 0 | 0 | 0 | 0 | 0 | 0 | 0 | 0 | 0 | 0 | 0
F5_Commercial_Other Health_Existing_Food Preparation_Natural Gas_Fryer_E2 | F5 | Commercial | Other Health | Existing | Food Preparation | Natural Gas | Fryer | E2 | Utility - Cost of Operation | 0.097291 | 0.097291 | 0.097291 | 0.097291 | 0.097291 | 0.097291 | 0.097291 | 0.097291 | 0.097291 | 0.097291 | 0.097291 | 0.097291 | 0.097291 | 0.097291 | 0.097291 | 0.097291 | 0.097291 | 0.097291 | 0.097291 | 0.097291 | 0.097291 | 0.097291 | 0.097291 | 0.097291 | 0.097291 | 0.097291 | 0.097291 | 0.097291 | 0.097291 | 0.097291 | 0.097291 | 0.097291 | 0.097291
F5_Commercial_Other Health_Existing_Food Preparation_Natural Gas_Fryer_E3 | F5 | Commercial | Other Health | Existing | Food Preparation | Natural Gas | Fryer | E3 | Utility - Cost of Operation | 0 | 0 | 0 | 0 | 0 | 0 | 0 | 0 | 0 | 0 | 0 | 0 | 0 | 0 | 0 | 0 | 0 | 0 | 0 | 0 | 0 | 0 | 0 | 0 | 0 | 0 | 0 | 0 | 0 | 0 | 0 | 0 | 0
F5_Commercial_Other Health_Existing_Food Preparation_Natural Gas_Fryer_E4 | F5 | Commercial | Other Health | Existing | Food Preparation | Natural Gas | Fryer | E4 | Utility - Cost of Operation | 0 | 0 | 0 | 0 | 0 | 0 | 0 | 0 | 0 | 0 | 0 | 0 | 0 | 0 | 0 | 0 | 0 | 0 | 0 | 0 | 0 | 0 | 0 | 0 | 0 | 0 | 0 | 0 | 0 | 0 | 0 | 0 | 0
F5_Commercial_Other Health_Existing_Food Preparation_Natural Gas_Fryer_E5 | F5 | Commercial | Other Health | Existing | Food Preparation | Natural Gas | Fryer | E5 | Utility - Cost of Operation | 0 | 0 | 0 | 0 | 0 | 0 | 0 | 0 | 0 | 0 | 0 | 0 | 0 | 0 | 0 | 0 | 0 | 0 | 0 | 0 | 0 | 0 | 0 | 0 | 0 | 0 | 0 | 0 | 0 | 0 | 0 | 0 | 0
F5_Commercial_Other Health_Existing_Food Preparation_Natural Gas_Fryer_E6 | F5 | Commercial | Other Health | Existing | Food Preparation | Natural Gas | Fryer | E6 | Utility - Cost of Operation | 0 | 0 | 0 | 0 | 0 | 0 | 0 | 0 | 0 | 0 | 0 | 0 | 0 | 0 | 0 | 0 | 0 | 0 | 0 | 0 | 0 | 0 | 0 | 0 | 0 | 0 | 0 | 0 | 0 | 0 | 0 | 0 | 0
F5_Commercial_Other Health_Existing_Food Preparation_Natural Gas_Fryer_E7 | F5 | Commercial | Other Health | Existing | Food Preparation | Natural Gas | Fryer | E7 | Utility - Cost of Operation | 0 | 0 | 0 | 0 | 0 | 0 | 0 | 0 | 0 | 0 | 0 | 0 | 0 | 0 | 0 | 0 | 0 | 0 | 0 | 0 | 0 | 0 | 0 | 0 | 0 | 0 | 0 | 0 | 0 | 0 | 0 | 0 | 0
F5_Commercial_Other Health_Existing_Food Preparation_Natural Gas_Fryer_E8 | F5 | Commercial | Other Health | Existing | Food Preparation | Natural Gas | Fryer | E8 | Utility - Cost of Operation | 0 | 0 | 0 | 0 | 0 | 0 | 0 | 0 | 0 | 0 | 0 | 0 | 0 | 0 | 0 | 0 | 0 | 0 | 0 | 0 | 0 | 0 | 0 | 0 | 0 | 0 | 0 | 0 | 0 | 0 | 0 | 0 | 0
F5_Commercial_Other Health_Existing_Food Preparation_Natural Gas_Fryer_E9 | F5 | Commercial | Other Health | Existing | Food Preparation | Natural Gas | Fryer | E9 | Utility - Cost of Operation | 0 | 0 | 0 | 0 | 0 | 0 | 0 | 0 | 0 | 0 | 0 | 0 | 0 | 0 | 0 | 0 | 0 | 0 | 0 | 0 | 0 | 0 | 0 | 0 | 0 | 0 | 0 | 0 | 0 | 0 | 0 | 0 | 0
F5_Commercial_Other Health_Existing_Food Preparation_Natural Gas_Fryer_E10 | F5 | Commercial | Other Health | Existing | Food Preparation | Natural Gas | Fryer | E10 | Utility - Cost of Operation | 0 | 0 | 0 | 0 | 0 | 0 | 0 | 0 | 0 | 0 | 0 | 0 | 0 | 0 | 0 | 0 | 0 | 0 | 0 | 0 | 0 | 0 | 0 | 0 | 0 | 0 | 0 | 0 | 0 | 0 | 0 | 0 | 0
F6_Commercial_Other Health_Existing_Food Preparation_Natural Gas_Fryer_E1 | F6 | Commercial | Other Health | Existing | Food Preparation | Natural Gas | Fryer | E1 | Utility - Value of Sales | 0.16172 | 0.16269 | 0.16424 | 0 | 0 | 0 | 0 | 0 | 0 | 0 | 0 | 0 | 0 | 0 | 0 | 0 | 0 | 0 | 0 | 0 | 0 | 0 | 0 | 0 | 0 | 0 | 0 | 0 | 0 | 0 | 0 | 0 | 0
F6_Commercial_Other Health_Existing_Food Preparation_Natural Gas_Fryer_E2 | F6 | Commercial | Other Health | Existing | Food Preparation | Natural Gas | Fryer | E2 | Utility - Value of Sales | 0.10867 | 0.10932 | 0.11037 | 0.11014 | 0.11014 | 0.11014 | 0.11014 | 0.11014 | 0.11014 | 0.11014 | 0.11014 | 0.11014 | 0.11014 | 0.11014 | 0.11014 | 0.11014 | 0.11014 | 0.11014 | 0.11014 | 0.11014 | 0.11014 | 0.11014 | 0.11014 | 0.11014 | 0.11014 | 0.11014 | 0.11014 | 0.11014 | 0.11014 | 0.11014 | 0.11014 | 0.11014 | 0.11014
F6_Commercial_Other Health_Existing_Food Preparation_Natural Gas_Fryer_E3 | F6 | Commercial | Other Health | Existing | Food Preparation | Natural Gas | Fryer | E3 | Utility - Value of Sales | 0 | 0 | 0 | 0 | 0 | 0 | 0 | 0 | 0 | 0 | 0 | 0 | 0 | 0 | 0 | 0 | 0 | 0 | 0 | 0 | 0 | 0 | 0 | 0 | 0 | 0 | 0 | 0 | 0 | 0 | 0 | 0 | 0
F6_Commercial_Other Health_Existing_Food Preparation_Natural Gas_Fryer_E4 | F6 | Commercial | Other Health | Existing | Food Preparation | Natural Gas | Fryer | E4 | Utility - Value of Sales | 0 | 0 | 0 | 0 | 0 | 0 | 0 | 0 | 0 | 0 | 0 | 0 | 0 | 0 | 0 | 0 | 0 | 0 | 0 | 0 | 0 | 0 | 0 | 0 | 0 | 0 | 0 | 0 | 0 | 0 | 0 | 0 | 0
F6_Commercial_Other Health_Existing_Food Preparation_Natural Gas_Fryer_E5 | F6 | Commercial | Other Health | Existing | Food Preparation | Natural Gas | Fryer | E5 | Utility - Value of Sales | 0 | 0 | 0 | 0 | 0 | 0 | 0 | 0 | 0 | 0 | 0 | 0 | 0 | 0 | 0 | 0 | 0 | 0 | 0 | 0 | 0 | 0 | 0 | 0 | 0 | 0 | 0 | 0 | 0 | 0 | 0 | 0 | 0
F6_Commercial_Other Health_Existing_Food Preparation_Natural Gas_Fryer_E6 | F6 | Commercial | Other Health | Existing | Food Preparation | Natural Gas | Fryer | E6 | Utility - Value of Sales | 0 | 0 | 0 | 0 | 0 | 0 | 0 | 0 | 0 | 0 | 0 | 0 | 0 | 0 | 0 | 0 | 0 | 0 | 0 | 0 | 0 | 0 | 0 | 0 | 0 | 0 | 0 | 0 | 0 | 0 | 0 | 0 | 0
F6_Commercial_Other Health_Existing_Food Preparation_Natural Gas_Fryer_E7 | F6 | Commercial | Other Health | Existing | Food Preparation | Natural Gas | Fryer | E7 | Utility - Value of Sales | 0 | 0 | 0 | 0 | 0 | 0 | 0 | 0 | 0 | 0 | 0 | 0 | 0 | 0 | 0 | 0 | 0 | 0 | 0 | 0 | 0 | 0 | 0 | 0 | 0 | 0 | 0 | 0 | 0 | 0 | 0 | 0 | 0
F6_Commercial_Other Health_Existing_Food Preparation_Natural Gas_Fryer_E8 | F6 | Commercial | Other Health | Existing | Food Preparation | Natural Gas | Fryer | E8 | Utility - Value of Sales | 0 | 0 | 0 | 0 | 0 | 0 | 0 | 0 | 0 | 0 | 0 | 0 | 0 | 0 | 0 | 0 | 0 | 0 | 0 | 0 | 0 | 0 | 0 | 0 | 0 | 0 | 0 | 0 | 0 | 0 | 0 | 0 | 0
F6_Commercial_Other Health_Existing_Food Preparation_Natural Gas_Fryer_E9 | F6 | Commercial | Other Health | Existing | Food Preparation | Natural Gas | Fryer | E9 | Utility - Value of Sales | 0 | 0 | 0 | 0 | 0 | 0 | 0 | 0 | 0 | 0 | 0 | 0 | 0 | 0 | 0 | 0 | 0 | 0 | 0 | 0 | 0 | 0 | 0 | 0 | 0 | 0 | 0 | 0 | 0 | 0 | 0 | 0 | 0
F6_Commercial_Other Health_Existing_Food Preparation_Natural Gas_Fryer_E10 | F6 | Commercial | Other Health | Existing | Food Preparation | Natural Gas | Fryer | E10 | Utility - Value of Sales | 0 | 0 | 0 | 0 | 0 | 0 | 0 | 0 | 0 | 0 | 0 | 0 | 0 | 0 | 0 | 0 | 0 | 0 | 0 | 0 | 0 | 0 | 0 | 0 | 0 | 0 | 0 | 0 | 0 | 0 | 0 | 0 | 0
F1_Commercial_Other Health_Existing_Food Preparation_Natural Gas_Broiler_E1 | F1 | Commercial | Other Health | Existing | Food Preparation | Natural Gas | Broiler | E1 | RVT - Cost of Equipment | 0.28377 | 0.28414 | 0.28569 | 0.28424 | 0.2835 | 0.28463 | 0.28734 | 0.28955 | 0.29224 | 0.29483 | 0.29746 | 0.29993 | 0.30257 | 0.3053 | 0.30794 | 0.31065 | 0.31338 | 0.31631 | 0.31935 | 0.32249 | 0.3255 | 0.32853 | 0.33124 | 0.33396 | 0.33631 | 0.33835 | 0.3402 | 0.3418 | 0.34305 | 0.34408 | 0.34463 | 0.34501 | 0.34501
F1_Commercial_Other Health_Existing_Food Preparation_Natural Gas_Broiler_E2 | F1 | Commercial | Other Health | Existing | Food Preparation | Natural Gas | Broiler | E2 | RVT - Cost of Equipment | 0.18243 | 0.18266 | 0.18366 | 0.18273 | 0.18225 | 0.18298 | 0.18472 | 0.18614 | 0.18787 | 0.18954 | 0.19122 | 0.19281 | 0.19451 | 0.19626 | 0.19796 | 0.1997 | 0.20146 | 0.20334 | 0.2053 | 0.20731 | 0.20925 | 0.2112 | 0.21294 | 0.21469 | 0.2162 | 0.21751 | 0.2187 | 0.21973 | 0.22053 | 0.22119 | 0.22155 | 0.22179 | 0.22179
F1_Commercial_Other Health_Existing_Food Preparation_Natural Gas_Broiler_E3 | F1 | Commercial | Other Health | Existing | Food Preparation | Natural Gas | Broiler | E3 | RVT - Cost of Equipment | 0 | 0 | 0 | 0 | 0 | 0 | 0 | 0 | 0 | 0 | 0 | 0 | 0 | 0 | 0 | 0 | 0 | 0 | 0 | 0 | 0 | 0 | 0 | 0 | 0 | 0 | 0 | 0 | 0 | 0 | 0 | 0 | 0
F1_Commercial_Other Health_Existing_Food Preparation_Natural Gas_Broiler_E4 | F1 | Commercial | Other Health | Existing | Food Preparation | Natural Gas | Broiler | E4 | RVT - Cost of Equipment | 0 | 0 | 0 | 0 | 0 | 0 | 0 | 0 | 0 | 0 | 0 | 0 | 0 | 0 | 0 | 0 | 0 | 0 | 0 | 0 | 0 | 0 | 0 | 0 | 0 | 0 | 0 | 0 | 0 | 0 | 0 | 0 | 0
F1_Commercial_Other Health_Existing_Food Preparation_Natural Gas_Broiler_E5 | F1 | Commercial | Other Health | Existing | Food Preparation | Natural Gas | Broiler | E5 | RVT - Cost of Equipment | 0 | 0 | 0 | 0 | 0 | 0 | 0 | 0 | 0 | 0 | 0 | 0 | 0 | 0 | 0 | 0 | 0 | 0 | 0 | 0 | 0 | 0 | 0 | 0 | 0 | 0 | 0 | 0 | 0 | 0 | 0 | 0 | 0
F1_Commercial_Other Health_Existing_Food Preparation_Natural Gas_Broiler_E6 | F1 | Commercial | Other Health | Existing | Food Preparation | Natural Gas | Broiler | E6 | RVT - Cost of Equipment | 0 | 0 | 0 | 0 | 0 | 0 | 0 | 0 | 0 | 0 | 0 | 0 | 0 | 0 | 0 | 0 | 0 | 0 | 0 | 0 | 0 | 0 | 0 | 0 | 0 | 0 | 0 | 0 | 0 | 0 | 0 | 0 | 0
F1_Commercial_Other Health_Existing_Food Preparation_Natural Gas_Broiler_E7 | F1 | Commercial | Other Health | Existing | Food Preparation | Natural Gas | Broiler | E7 | RVT - Cost of Equipment | 0 | 0 | 0 | 0 | 0 | 0 | 0 | 0 | 0 | 0 | 0 | 0 | 0 | 0 | 0 | 0 | 0 | 0 | 0 | 0 | 0 | 0 | 0 | 0 | 0 | 0 | 0 | 0 | 0 | 0 | 0 | 0 | 0
F1_Commercial_Other Health_Existing_Food Preparation_Natural Gas_Broiler_E8 | F1 | Commercial | Other Health | Existing | Food Preparation | Natural Gas | Broiler | E8 | RVT - Cost of Equipment | 0 | 0 | 0 | 0 | 0 | 0 | 0 | 0 | 0 | 0 | 0 | 0 | 0 | 0 | 0 | 0 | 0 | 0 | 0 | 0 | 0 | 0 | 0 | 0 | 0 | 0 | 0 | 0 | 0 | 0 | 0 | 0 | 0
F1_Commercial_Other Health_Existing_Food Preparation_Natural Gas_Broiler_E9 | F1 | Commercial | Other Health | Existing | Food Preparation | Natural Gas | Broiler | E9 | RVT - Cost of Equipment | 0 | 0 | 0 | 0 | 0 | 0 | 0 | 0 | 0 | 0 | 0 | 0 | 0 | 0 | 0 | 0 | 0 | 0 | 0 | 0 | 0 | 0 | 0 | 0 | 0 | 0 | 0 | 0 | 0 | 0 | 0 | 0 | 0
F1_Commercial_Other Health_Existing_Food Preparation_Natural Gas_Broiler_E10 | F1 | Commercial | Other Health | Existing | Food Preparation | Natural Gas | Broiler | E10 | RVT - Cost of Equipment | 0 | 0 | 0 | 0 | 0 | 0 | 0 | 0 | 0 | 0 | 0 | 0 | 0 | 0 | 0 | 0 | 0 | 0 | 0 | 0 | 0 | 0 | 0 | 0 | 0 | 0 | 0 | 0 | 0 | 0 | 0 | 0 | 0
F2_Commercial_Other Health_Existing_Food Preparation_Natural Gas_Broiler_E1 | F2 | Commercial | Other Health | Existing | Food Preparation | Natural Gas | Broiler | E1 | RVT - Cost of Operation | 0.33998 | 0.34041 | 0.34227 | 0.34054 | 0.33966 | 0.34101 | 0.34426 | 0.3469 | 0.35012 | 0.35323 | 0.35637 | 0.35934 | 0.3625 | 0.36577 | 0.36894 | 0.37218 | 0.37545 | 0.37896 | 0.3826 | 0.38636 | 0.38997 | 0.3936 | 0.39685 | 0.4001 | 0.40293 | 0.40536 | 0.40758 | 0.4095 | 0.411 | 0.41222 | 0.41289 | 0.41334 | 0.41334
F2_Commercial_Other Health_Existing_Food Preparation_Natural Gas_Broiler_E2 | F2 | Commercial | Other Health | Existing | Food Preparation | Natural Gas | Broiler | E2 | RVT - Cost of Operation | 0.21856 | 0.21884 | 0.22003 | 0.21892 | 0.21835 | 0.21922 | 0.22131 | 0.22301 | 0.22508 | 0.22708 | 0.2291 | 0.231 | 0.23303 | 0.23514 | 0.23717 | 0.23926 | 0.24136 | 0.24361 | 0.24596 | 0.24838 | 0.2507 | 0.25303 | 0.25512 | 0.25721 | 0.25902 | 0.26059 | 0.26202 | 0.26325 | 0.26421 | 0.265 | 0.26543 | 0.26572 | 0.26572
F2_Commercial_Other Health_Existing_Food Preparation_Natural Gas_Broiler_E3 | F2 | Commercial | Other Health | Existing | Food Preparation | Natural Gas | Broiler | E3 | RVT - Cost of Operation | 0 | 0 | 0 | 0 | 0 | 0 | 0 | 0 | 0 | 0 | 0 | 0 | 0 | 0 | 0 | 0 | 0 | 0 | 0 | 0 | 0 | 0 | 0 | 0 | 0 | 0 | 0 | 0 | 0 | 0 | 0 | 0 | 0
F2_Commercial_Other Health_Existing_Food Preparation_Natural Gas_Broiler_E4 | F2 | Commercial | Other Health | Existing | Food Preparation | Natural Gas | Broiler | E4 | RVT - Cost of Operation | 0 | 0 | 0 | 0 | 0 | 0 | 0 | 0 | 0 | 0 | 0 | 0 | 0 | 0 | 0 | 0 | 0 | 0 | 0 | 0 | 0 | 0 | 0 | 0 | 0 | 0 | 0 | 0 | 0 | 0 | 0 | 0 | 0
F2_Commercial_Other Health_Existing_Food Preparation_Natural Gas_Broiler_E5 | F2 | Commercial | Other Health | Existing | Food Preparation | Natural Gas | Broiler | E5 | RVT - Cost of Operation | 0 | 0 | 0 | 0 | 0 | 0 | 0 | 0 | 0 | 0 | 0 | 0 | 0 | 0 | 0 | 0 | 0 | 0 | 0 | 0 | 0 | 0 | 0 | 0 | 0 | 0 | 0 | 0 | 0 | 0 | 0 | 0 | 0
F2_Commercial_Other Health_Existing_Food Preparation_Natural Gas_Broiler_E6 | F2 | Commercial | Other Health | Existing | Food Preparation | Natural Gas | Broiler | E6 | RVT - Cost of Operation | 0 | 0 | 0 | 0 | 0 | 0 | 0 | 0 | 0 | 0 | 0 | 0 | 0 | 0 | 0 | 0 | 0 | 0 | 0 | 0 | 0 | 0 | 0 | 0 | 0 | 0 | 0 | 0 | 0 | 0 | 0 | 0 | 0
F2_Commercial_Other Health_Existing_Food Preparation_Natural Gas_Broiler_E7 | F2 | Commercial | Other Health | Existing | Food Preparation | Natural Gas | Broiler | E7 | RVT - Cost of Operation | 0 | 0 | 0 | 0 | 0 | 0 | 0 | 0 | 0 | 0 | 0 | 0 | 0 | 0 | 0 | 0 | 0 | 0 | 0 | 0 | 0 | 0 | 0 | 0 | 0 | 0 | 0 | 0 | 0 | 0 | 0 | 0 | 0
F2_Commercial_Other Health_Existing_Food Preparation_Natural Gas_Broiler_E8 | F2 | Commercial | Other Health | Existing | Food Preparation | Natural Gas | Broiler | E8 | RVT - Cost of Operation | 0 | 0 | 0 | 0 | 0 | 0 | 0 | 0 | 0 | 0 | 0 | 0 | 0 | 0 | 0 | 0 | 0 | 0 | 0 | 0 | 0 | 0 | 0 | 0 | 0 | 0 | 0 | 0 | 0 | 0 | 0 | 0 | 0
F2_Commercial_Other Health_Existing_Food Preparation_Natural Gas_Broiler_E9 | F2 | Commercial | Other Health | Existing | Food Preparation | Natural Gas | Broiler | E9 | RVT - Cost of Operation | 0 | 0 | 0 | 0 | 0 | 0 | 0 | 0 | 0 | 0 | 0 | 0 | 0 | 0 | 0 | 0 | 0 | 0 | 0 | 0 | 0 | 0 | 0 | 0 | 0 | 0 | 0 | 0 | 0 | 0 | 0 | 0 | 0
F2_Commercial_Other Health_Existing_Food Preparation_Natural Gas_Broiler_E10 | F2 | Commercial | Other Health | Existing | Food Preparation | Natural Gas | Broiler | E10 | RVT - Cost of Operation | 0 | 0 | 0 | 0 | 0 | 0 | 0 | 0 | 0 | 0 | 0 | 0 | 0 | 0 | 0 | 0 | 0 | 0 | 0 | 0 | 0 | 0 | 0 | 0 | 0 | 0 | 0 | 0 | 0 | 0 | 0 | 0 | 0
F3_Commercial_Other Health_Existing_Food Preparation_Natural Gas_Broiler_E1 | F3 | Commercial | Other Health | Existing | Food Preparation | Natural Gas | Broiler | E1 | System - kBTUs of Consumption | 0.076725 | 0.076725 | 0.076725 | 0.076725 | 0.076725 | 0.076725 | 0.076725 | 0.076725 | 0.076725 | 0.076725 | 0.076725 | 0.076725 | 0.076725 | 0.076725 | 0.076725 | 0.076725 | 0.076725 | 0.076725 | 0.076725 | 0.076725 | 0.076725 | 0.076725 | 0.076725 | 0.076725 | 0.076725 | 0.076725 | 0.076725 | 0.076725 | 0.076725 | 0.076725 | 0.076725 | 0.076725 | 0.076725
F3_Commercial_Other Health_Existing_Food Preparation_Natural Gas_Broiler_E2 | F3 | Commercial | Other Health | Existing | Food Preparation | Natural Gas | Broiler | E2 | System - kBTUs of Consumption | 0.10741 | 0.10741 | 0.10741 | 0.10741 | 0.10741 | 0.10741 | 0.10741 | 0.10741 | 0.10741 | 0.10741 | 0.10741 | 0.10741 | 0.10741 | 0.10741 | 0.10741 | 0.10741 | 0.10741 | 0.10741 | 0.10741 | 0.10741 | 0.10741 | 0.10741 | 0.10741 | 0.10741 | 0.10741 | 0.10741 | 0.10741 | 0.10741 | 0.10741 | 0.10741 | 0.10741 | 0.10741 | 0.10741
F3_Commercial_Other Health_Existing_Food Preparation_Natural Gas_Broiler_E3 | F3 | Commercial | Other Health | Existing | Food Preparation | Natural Gas | Broiler | E3 | System - kBTUs of Consumption | 0 | 0 | 0 | 0 | 0 | 0 | 0 | 0 | 0 | 0 | 0 | 0 | 0 | 0 | 0 | 0 | 0 | 0 | 0 | 0 | 0 | 0 | 0 | 0 | 0 | 0 | 0 | 0 | 0 | 0 | 0 | 0 | 0
F3_Commercial_Other Health_Existing_Food Preparation_Natural Gas_Broiler_E4 | F3 | Commercial | Other Health | Existing | Food Preparation | Natural Gas | Broiler | E4 | System - kBTUs of Consumption | 0 | 0 | 0 | 0 | 0 | 0 | 0 | 0 | 0 | 0 | 0 | 0 | 0 | 0 | 0 | 0 | 0 | 0 | 0 | 0 | 0 | 0 | 0 | 0 | 0 | 0 | 0 | 0 | 0 | 0 | 0 | 0 | 0
F3_Commercial_Other Health_Existing_Food Preparation_Natural Gas_Broiler_E5 | F3 | Commercial | Other Health | Existing | Food Preparation | Natural Gas | Broiler | E5 | System - kBTUs of Consumption | 0 | 0 | 0 | 0 | 0 | 0 | 0 | 0 | 0 | 0 | 0 | 0 | 0 | 0 | 0 | 0 | 0 | 0 | 0 | 0 | 0 | 0 | 0 | 0 | 0 | 0 | 0 | 0 | 0 | 0 | 0 | 0 | 0
F3_Commercial_Other Health_Existing_Food Preparation_Natural Gas_Broiler_E6 | F3 | Commercial | Other Health | Existing | Food Preparation | Natural Gas | Broiler | E6 | System - kBTUs of Consumption | 0 | 0 | 0 | 0 | 0 | 0 | 0 | 0 | 0 | 0 | 0 | 0 | 0 | 0 | 0 | 0 | 0 | 0 | 0 | 0 | 0 | 0 | 0 | 0 | 0 | 0 | 0 | 0 | 0 | 0 | 0 | 0 | 0
F3_Commercial_Other Health_Existing_Food Preparation_Natural Gas_Broiler_E7 | F3 | Commercial | Other Health | Existing | Food Preparation | Natural Gas | Broiler | E7 | System - kBTUs of Consumption | 0 | 0 | 0 | 0 | 0 | 0 | 0 | 0 | 0 | 0 | 0 | 0 | 0 | 0 | 0 | 0 | 0 | 0 | 0 | 0 | 0 | 0 | 0 | 0 | 0 | 0 | 0 | 0 | 0 | 0 | 0 | 0 | 0
F3_Commercial_Other Health_Existing_Food Preparation_Natural Gas_Broiler_E8 | F3 | Commercial | Other Health | Existing | Food Preparation | Natural Gas | Broiler | E8 | System - kBTUs of Consumption | 0 | 0 | 0 | 0 | 0 | 0 | 0 | 0 | 0 | 0 | 0 | 0 | 0 | 0 | 0 | 0 | 0 | 0 | 0 | 0 | 0 | 0 | 0 | 0 | 0 | 0 | 0 | 0 | 0 | 0 | 0 | 0 | 0
F3_Commercial_Other Health_Existing_Food Preparation_Natural Gas_Broiler_E9 | F3 | Commercial | Other Health | Existing | Food Preparation | Natural Gas | Broiler | E9 | System - kBTUs of Consumption | 0 | 0 | 0 | 0 | 0 | 0 | 0 | 0 | 0 | 0 | 0 | 0 | 0 | 0 | 0 | 0 | 0 | 0 | 0 | 0 | 0 | 0 | 0 | 0 | 0 | 0 | 0 | 0 | 0 | 0 | 0 | 0 | 0
F3_Commercial_Other Health_Existing_Food Preparation_Natural Gas_Broiler_E10 | F3 | Commercial | Other Health | Existing | Food Preparation | Natural Gas | Broiler | E10 | System - kBTUs of Consumption | 0 | 0 | 0 | 0 | 0 | 0 | 0 | 0 | 0 | 0 | 0 | 0 | 0 | 0 | 0 | 0 | 0 | 0 | 0 | 0 | 0 | 0 | 0 | 0 | 0 | 0 | 0 | 0 | 0 | 0 | 0 | 0 | 0
F4_Commercial_Other Health_Existing_Food Preparation_Natural Gas_Broiler_E1 | F4 | Commercial | Other Health | Existing | Food Preparation | Natural Gas | Broiler | E1 | Utility - Cost of Equipment | 0.33998 | 0.34041 | 0.34227 | 0.34054 | 0.33966 | 0.34101 | 0.34426 | 0.3469 | 0.35012 | 0.35323 | 0.35637 | 0.35934 | 0.3625 | 0.36577 | 0.36894 | 0.37218 | 0.37545 | 0.37896 | 0.3826 | 0.38636 | 0.38997 | 0.3936 | 0.39685 | 0.4001 | 0.40293 | 0.40536 | 0.40758 | 0.4095 | 0.411 | 0.41222 | 0.41289 | 0.41334 | 0.41334
F4_Commercial_Other Health_Existing_Food Preparation_Natural Gas_Broiler_E2 | F4 | Commercial | Other Health | Existing | Food Preparation | Natural Gas | Broiler | E2 | Utility - Cost of Equipment | 0.21856 | 0.21884 | 0.22003 | 0.21892 | 0.21835 | 0.21922 | 0.22131 | 0.22301 | 0.22508 | 0.22708 | 0.2291 | 0.231 | 0.23303 | 0.23514 | 0.23717 | 0.23926 | 0.24136 | 0.24361 | 0.24596 | 0.24838 | 0.2507 | 0.25303 | 0.25512 | 0.25721 | 0.25902 | 0.26059 | 0.26202 | 0.26325 | 0.26421 | 0.265 | 0.26543 | 0.26572 | 0.26572
F4_Commercial_Other Health_Existing_Food Preparation_Natural Gas_Broiler_E3 | F4 | Commercial | Other Health | Existing | Food Preparation | Natural Gas | Broiler | E3 | Utility - Cost of Equipment | 0 | 0 | 0 | 0 | 0 | 0 | 0 | 0 | 0 | 0 | 0 | 0 | 0 | 0 | 0 | 0 | 0 | 0 | 0 | 0 | 0 | 0 | 0 | 0 | 0 | 0 | 0 | 0 | 0 | 0 | 0 | 0 | 0
F4_Commercial_Other Health_Existing_Food Preparation_Natural Gas_Broiler_E4 | F4 | Commercial | Other Health | Existing | Food Preparation | Natural Gas | Broiler | E4 | Utility - Cost of Equipment | 0 | 0 | 0 | 0 | 0 | 0 | 0 | 0 | 0 | 0 | 0 | 0 | 0 | 0 | 0 | 0 | 0 | 0 | 0 | 0 | 0 | 0 | 0 | 0 | 0 | 0 | 0 | 0 | 0 | 0 | 0 | 0 | 0
F4_Commercial_Other Health_Existing_Food Preparation_Natural Gas_Broiler_E5 | F4 | Commercial | Other Health | Existing | Food Preparation | Natural Gas | Broiler | E5 | Utility - Cost of Equipment | 0 | 0 | 0 | 0 | 0 | 0 | 0 | 0 | 0 | 0 | 0 | 0 | 0 | 0 | 0 | 0 | 0 | 0 | 0 | 0 | 0 | 0 | 0 | 0 | 0 | 0 | 0 | 0 | 0 | 0 | 0 | 0 | 0
F4_Commercial_Other Health_Existing_Food Preparation_Natural Gas_Broiler_E6 | F4 | Commercial | Other Health | Existing | Food Preparation | Natural Gas | Broiler | E6 | Utility - Cost of Equipment | 0 | 0 | 0 | 0 | 0 | 0 | 0 | 0 | 0 | 0 | 0 | 0 | 0 | 0 | 0 | 0 | 0 | 0 | 0 | 0 | 0 | 0 | 0 | 0 | 0 | 0 | 0 | 0 | 0 | 0 | 0 | 0 | 0
F4_Commercial_Other Health_Existing_Food Preparation_Natural Gas_Broiler_E7 | F4 | Commercial | Other Health | Existing | Food Preparation | Natural Gas | Broiler | E7 | Utility - Cost of Equipment | 0 | 0 | 0 | 0 | 0 | 0 | 0 | 0 | 0 | 0 | 0 | 0 | 0 | 0 | 0 | 0 | 0 | 0 | 0 | 0 | 0 | 0 | 0 | 0 | 0 | 0 | 0 | 0 | 0 | 0 | 0 | 0 | 0
F4_Commercial_Other Health_Existing_Food Preparation_Natural Gas_Broiler_E8 | F4 | Commercial | Other Health | Existing | Food Preparation | Natural Gas | Broiler | E8 | Utility - Cost of Equipment | 0 | 0 | 0 | 0 | 0 | 0 | 0 | 0 | 0 | 0 | 0 | 0 | 0 | 0 | 0 | 0 | 0 | 0 | 0 | 0 | 0 | 0 | 0 | 0 | 0 | 0 | 0 | 0 | 0 | 0 | 0 | 0 | 0
F4_Commercial_Other Health_Existing_Food Preparation_Natural Gas_Broiler_E9 | F4 | Commercial | Other Health | Existing | Food Preparation | Natural Gas | Broiler | E9 | Utility - Cost of Equipment | 0 | 0 | 0 | 0 | 0 | 0 | 0 | 0 | 0 | 0 | 0 | 0 | 0 | 0 | 0 | 0 | 0 | 0 | 0 | 0 | 0 | 0 | 0 | 0 | 0 | 0 | 0 | 0 | 0 | 0 | 0 | 0 | 0
F4_Commercial_Other Health_Existing_Food Preparation_Natural Gas_Broiler_E10 | F4 | Commercial | Other Health | Existing | Food Preparation | Natural Gas | Broiler | E10 | Utility - Cost of Equipment | 0 | 0 | 0 | 0 | 0 | 0 | 0 | 0 | 0 | 0 | 0 | 0 | 0 | 0 | 0 | 0 | 0 | 0 | 0 | 0 | 0 | 0 | 0 | 0 | 0 | 0 | 0 | 0 | 0 | 0 | 0 | 0 | 0
F5_Commercial_Other Health_Existing_Food Preparation_Natural Gas_Broiler_E1 | F5 | Commercial | Other Health | Existing | Food Preparation | Natural Gas | Broiler | E1 | Utility - Cost of Operation | 0.076725 | 0.076725 | 0.076725 | 0.076725 | 0.076725 | 0.076725 | 0.076725 | 0.076725 | 0.076725 | 0.076725 | 0.076725 | 0.076725 | 0.076725 | 0.076725 | 0.076725 | 0.076725 | 0.076725 | 0.076725 | 0.076725 | 0.076725 | 0.076725 | 0.076725 | 0.076725 | 0.076725 | 0.076725 | 0.076725 | 0.076725 | 0.076725 | 0.076725 | 0.076725 | 0.076725 | 0.076725 | 0.076725
F5_Commercial_Other Health_Existing_Food Preparation_Natural Gas_Broiler_E2 | F5 | Commercial | Other Health | Existing | Food Preparation | Natural Gas | Broiler | E2 | Utility - Cost of Operation | 0.10741 | 0.10741 | 0.10741 | 0.10741 | 0.10741 | 0.10741 | 0.10741 | 0.10741 | 0.10741 | 0.10741 | 0.10741 | 0.10741 | 0.10741 | 0.10741 | 0.10741 | 0.10741 | 0.10741 | 0.10741 | 0.10741 | 0.10741 | 0.10741 | 0.10741 | 0.10741 | 0.10741 | 0.10741 | 0.10741 | 0.10741 | 0.10741 | 0.10741 | 0.10741 | 0.10741 | 0.10741 | 0.10741
F5_Commercial_Other Health_Existing_Food Preparation_Natural Gas_Broiler_E3 | F5 | Commercial | Other Health | Existing | Food Preparation | Natural Gas | Broiler | E3 | Utility - Cost of Operation | 0 | 0 | 0 | 0 | 0 | 0 | 0 | 0 | 0 | 0 | 0 | 0 | 0 | 0 | 0 | 0 | 0 | 0 | 0 | 0 | 0 | 0 | 0 | 0 | 0 | 0 | 0 | 0 | 0 | 0 | 0 | 0 | 0
F5_Commercial_Other Health_Existing_Food Preparation_Natural Gas_Broiler_E4 | F5 | Commercial | Other Health | Existing | Food Preparation | Natural Gas | Broiler | E4 | Utility - Cost of Operation | 0 | 0 | 0 | 0 | 0 | 0 | 0 | 0 | 0 | 0 | 0 | 0 | 0 | 0 | 0 | 0 | 0 | 0 | 0 | 0 | 0 | 0 | 0 | 0 | 0 | 0 | 0 | 0 | 0 | 0 | 0 | 0 | 0
F5_Commercial_Other Health_Existing_Food Preparation_Natural Gas_Broiler_E5 | F5 | Commercial | Other Health | Existing | Food Preparation | Natural Gas | Broiler | E5 | Utility - Cost of Operation | 0 | 0 | 0 | 0 | 0 | 0 | 0 | 0 | 0 | 0 | 0 | 0 | 0 | 0 | 0 | 0 | 0 | 0 | 0 | 0 | 0 | 0 | 0 | 0 | 0 | 0 | 0 | 0 | 0 | 0 | 0 | 0 | 0
F5_Commercial_Other Health_Existing_Food Preparation_Natural Gas_Broiler_E6 | F5 | Commercial | Other Health | Existing | Food Preparation | Natural Gas | Broiler | E6 | Utility - Cost of Operation | 0 | 0 | 0 | 0 | 0 | 0 | 0 | 0 | 0 | 0 | 0 | 0 | 0 | 0 | 0 | 0 | 0 | 0 | 0 | 0 | 0 | 0 | 0 | 0 | 0 | 0 | 0 | 0 | 0 | 0 | 0 | 0 | 0
F5_Commercial_Other Health_Existing_Food Preparation_Natural Gas_Broiler_E7 | F5 | Commercial | Other Health | Existing | Food Preparation | Natural Gas | Broiler | E7 | Utility - Cost of Operation | 0 | 0 | 0 | 0 | 0 | 0 | 0 | 0 | 0 | 0 | 0 | 0 | 0 | 0 | 0 | 0 | 0 | 0 | 0 | 0 | 0 | 0 | 0 | 0 | 0 | 0 | 0 | 0 | 0 | 0 | 0 | 0 | 0
F5_Commercial_Other Health_Existing_Food Preparation_Natural Gas_Broiler_E8 | F5 | Commercial | Other Health | Existing | Food Preparation | Natural Gas | Broiler | E8 | Utility - Cost of Operation | 0 | 0 | 0 | 0 | 0 | 0 | 0 | 0 | 0 | 0 | 0 | 0 | 0 | 0 | 0 | 0 | 0 | 0 | 0 | 0 | 0 | 0 | 0 | 0 | 0 | 0 | 0 | 0 | 0 | 0 | 0 | 0 | 0
F5_Commercial_Other Health_Existing_Food Preparation_Natural Gas_Broiler_E9 | F5 | Commercial | Other Health | Existing | Food Preparation | Natural Gas | Broiler | E9 | Utility - Cost of Operation | 0 | 0 | 0 | 0 | 0 | 0 | 0 | 0 | 0 | 0 | 0 | 0 | 0 | 0 | 0 | 0 | 0 | 0 | 0 | 0 | 0 | 0 | 0 | 0 | 0 | 0 | 0 | 0 | 0 | 0 | 0 | 0 | 0
F5_Commercial_Other Health_Existing_Food Preparation_Natural Gas_Broiler_E10 | F5 | Commercial | Other Health | Existing | Food Preparation | Natural Gas | Broiler | E10 | Utility - Cost of Operation | 0 | 0 | 0 | 0 | 0 | 0 | 0 | 0 | 0 | 0 | 0 | 0 | 0 | 0 | 0 | 0 | 0 | 0 | 0 | 0 | 0 | 0 | 0 | 0 | 0 | 0 | 0 | 0 | 0 | 0 | 0 | 0 | 0
F6_Commercial_Other Health_Existing_Food Preparation_Natural Gas_Broiler_E1 | F6 | Commercial | Other Health | Existing | Food Preparation | Natural Gas | Broiler | E1 | Utility - Value of Sales | 0.17996 | 0.18077 | 0.18206 | 0.18178 | 0.18178 | 0.18178 | 0.18178 | 0.18178 | 0.18178 | 0.18178 | 0.18178 | 0.18178 | 0.18178 | 0.18178 | 0.18178 | 0.18178 | 0.18178 | 0.18178 | 0.18178 | 0.18178 | 0.18178 | 0.18178 | 0.18178 | 0.18178 | 0.18178 | 0.18178 | 0.18178 | 0.18178 | 0.18178 | 0.18178 | 0.18178 | 0.18178 | 0.18178
F6_Commercial_Other Health_Existing_Food Preparation_Natural Gas_Broiler_E2 | F6 | Commercial | Other Health | Existing | Food Preparation | Natural Gas | Broiler | E2 | Utility - Value of Sales | 0.11569 | 0.11621 | 0.11704 | 0.11686 | 0.11686 | 0.11686 | 0.11686 | 0.11686 | 0.11686 | 0.11686 | 0.11686 | 0.11686 | 0.11686 | 0.11686 | 0.11686 | 0.11686 | 0.11686 | 0.11686 | 0.11686 | 0.11686 | 0.11686 | 0.11686 | 0.11686 | 0.11686 | 0.11686 | 0.11686 | 0.11686 | 0.11686 | 0.11686 | 0.11686 | 0.11686 | 0.11686 | 0.11686
F6_Commercial_Other Health_Existing_Food Preparation_Natural Gas_Broiler_E3 | F6 | Commercial | Other Health | Existing | Food Preparation | Natural Gas | Broiler | E3 | Utility - Value of Sales | 0 | 0 | 0 | 0 | 0 | 0 | 0 | 0 | 0 | 0 | 0 | 0 | 0 | 0 | 0 | 0 | 0 | 0 | 0 | 0 | 0 | 0 | 0 | 0 | 0 | 0 | 0 | 0 | 0 | 0 | 0 | 0 | 0
F6_Commercial_Other Health_Existing_Food Preparation_Natural Gas_Broiler_E4 | F6 | Commercial | Other Health | Existing | Food Preparation | Natural Gas | Broiler | E4 | Utility - Value of Sales | 0 | 0 | 0 | 0 | 0 | 0 | 0 | 0 | 0 | 0 | 0 | 0 | 0 | 0 | 0 | 0 | 0 | 0 | 0 | 0 | 0 | 0 | 0 | 0 | 0 | 0 | 0 | 0 | 0 | 0 | 0 | 0 | 0
F6_Commercial_Other Health_Existing_Food Preparation_Natural Gas_Broiler_E5 | F6 | Commercial | Other Health | Existing | Food Preparation | Natural Gas | Broiler | E5 | Utility - Value of Sales | 0 | 0 | 0 | 0 | 0 | 0 | 0 | 0 | 0 | 0 | 0 | 0 | 0 | 0 | 0 | 0 | 0 | 0 | 0 | 0 | 0 | 0 | 0 | 0 | 0 | 0 | 0 | 0 | 0 | 0 | 0 | 0 | 0
F6_Commercial_Other Health_Existing_Food Preparation_Natural Gas_Broiler_E6 | F6 | Commercial | Other Health | Existing | Food Preparation | Natural Gas | Broiler | E6 | Utility - Value of Sales | 0 | 0 | 0 | 0 | 0 | 0 | 0 | 0 | 0 | 0 | 0 | 0 | 0 | 0 | 0 | 0 | 0 | 0 | 0 | 0 | 0 | 0 | 0 | 0 | 0 | 0 | 0 | 0 | 0 | 0 | 0 | 0 | 0
F6_Commercial_Other Health_Existing_Food Preparation_Natural Gas_Broiler_E7 | F6 | Commercial | Other Health | Existing | Food Preparation | Natural Gas | Broiler | E7 | Utility - Value of Sales | 0 | 0 | 0 | 0 | 0 | 0 | 0 | 0 | 0 | 0 | 0 | 0 | 0 | 0 | 0 | 0 | 0 | 0 | 0 | 0 | 0 | 0 | 0 | 0 | 0 | 0 | 0 | 0 | 0 | 0 | 0 | 0 | 0
F6_Commercial_Other Health_Existing_Food Preparation_Natural Gas_Broiler_E8 | F6 | Commercial | Other Health | Existing | Food Preparation | Natural Gas | Broiler | E8 | Utility - Value of Sales | 0 | 0 | 0 | 0 | 0 | 0 | 0 | 0 | 0 | 0 | 0 | 0 | 0 | 0 | 0 | 0 | 0 | 0 | 0 | 0 | 0 | 0 | 0 | 0 | 0 | 0 | 0 | 0 | 0 | 0 | 0 | 0 | 0
F6_Commercial_Other Health_Existing_Food Preparation_Natural Gas_Broiler_E9 | F6 | Commercial | Other Health | Existing | Food Preparation | Natural Gas | Broiler | E9 | Utility - Value of Sales | 0 | 0 | 0 | 0 | 0 | 0 | 0 | 0 | 0 | 0 | 0 | 0 | 0 | 0 | 0 | 0 | 0 | 0 | 0 | 0 | 0 | 0 | 0 | 0 | 0 | 0 | 0 | 0 | 0 | 0 | 0 | 0 | 0
F6_Commercial_Other Health_Existing_Food Preparation_Natural Gas_Broiler_E10 | F6 | Commercial | Other Health | Existing | Food Preparation | Natural Gas | Broiler | E10 | Utility - Value of Sales | 0 | 0 | 0 | 0 | 0 | 0 | 0 | 0 | 0 | 0 | 0 | 0 | 0 | 0 | 0 | 0 | 0 | 0 | 0 | 0 | 0 | 0 | 0 | 0 | 0 | 0 | 0 | 0 | 0 | 0 | 0 | 0 | 0
F1_Commercial_Other Health_Existing_Food Preparation_Natural Gas_Griddle_E1 | F1 | Commercial | Other Health | Existing | Food Preparation | Natural Gas | Griddle | E1 | RVT - Cost of Equipment | 0.17791 | 0.17814 | 0.17911 | 0 | 0 | 0 | 0 | 0 | 0 | 0 | 0 | 0 | 0 | 0 | 0 | 0 | 0 | 0 | 0 | 0 | 0 | 0 | 0 | 0 | 0 | 0 | 0 | 0 | 0 | 0 | 0 | 0 | 0
F1_Commercial_Other Health_Existing_Food Preparation_Natural Gas_Griddle_E2 | F1 | Commercial | Other Health | Existing | Food Preparation | Natural Gas | Griddle | E2 | RVT - Cost of Equipment | 0.15365 | 0.15385 | 0.15469 | 0.15391 | 0.15351 | 0.15412 | 0.15559 | 0.15678 | 0.15824 | 0.15964 | 0.16106 | 0.1624 | 0.16383 | 0.16531 | 0.16674 | 0.16821 | 0.16968 | 0.17127 | 0.17292 | 0.17462 | 0.17625 | 0.17789 | 0.17936 | 0.18083 | 0.1821 | 0.18321 | 0.18421 | 0.18507 | 0.18575 | 0.18631 | 0.18661 | 0.18681 | 0.18681
F1_Commercial_Other Health_Existing_Food Preparation_Natural Gas_Griddle_E3 | F1 | Commercial | Other Health | Existing | Food Preparation | Natural Gas | Griddle | E3 | RVT - Cost of Equipment | 0 | 0 | 0 | 0 | 0 | 0 | 0 | 0 | 0 | 0 | 0 | 0 | 0 | 0 | 0 | 0 | 0 | 0 | 0 | 0 | 0 | 0 | 0 | 0 | 0 | 0 | 0 | 0 | 0 | 0 | 0 | 0 | 0
F1_Commercial_Other Health_Existing_Food Preparation_Natural Gas_Griddle_E4 | F1 | Commercial | Other Health | Existing | Food Preparation | Natural Gas | Griddle | E4 | RVT - Cost of Equipment | 0 | 0 | 0 | 0 | 0 | 0 | 0 | 0 | 0 | 0 | 0 | 0 | 0 | 0 | 0 | 0 | 0 | 0 | 0 | 0 | 0 | 0 | 0 | 0 | 0 | 0 | 0 | 0 | 0 | 0 | 0 | 0 | 0
F1_Commercial_Other Health_Existing_Food Preparation_Natural Gas_Griddle_E5 | F1 | Commercial | Other Health | Existing | Food Preparation | Natural Gas | Griddle | E5 | RVT - Cost of Equipment | 0 | 0 | 0 | 0 | 0 | 0 | 0 | 0 | 0 | 0 | 0 | 0 | 0 | 0 | 0 | 0 | 0 | 0 | 0 | 0 | 0 | 0 | 0 | 0 | 0 | 0 | 0 | 0 | 0 | 0 | 0 | 0 | 0
F1_Commercial_Other Health_Existing_Food Preparation_Natural Gas_Griddle_E6 | F1 | Commercial | Other Health | Existing | Food Preparation | Natural Gas | Griddle | E6 | RVT - Cost of Equipment | 0 | 0 | 0 | 0 | 0 | 0 | 0 | 0 | 0 | 0 | 0 | 0 | 0 | 0 | 0 | 0 | 0 | 0 | 0 | 0 | 0 | 0 | 0 | 0 | 0 | 0 | 0 | 0 | 0 | 0 | 0 | 0 | 0
F1_Commercial_Other Health_Existing_Food Preparation_Natural Gas_Griddle_E7 | F1 | Commercial | Other Health | Existing | Food Preparation | Natural Gas | Griddle | E7 | RVT - Cost of Equipment | 0 | 0 | 0 | 0 | 0 | 0 | 0 | 0 | 0 | 0 | 0 | 0 | 0 | 0 | 0 | 0 | 0 | 0 | 0 | 0 | 0 | 0 | 0 | 0 | 0 | 0 | 0 | 0 | 0 | 0 | 0 | 0 | 0
F1_Commercial_Other Health_Existing_Food Preparation_Natural Gas_Griddle_E8 | F1 | Commercial | Other Health | Existing | Food Preparation | Natural Gas | Griddle | E8 | RVT - Cost of Equipment | 0 | 0 | 0 | 0 | 0 | 0 | 0 | 0 | 0 | 0 | 0 | 0 | 0 | 0 | 0 | 0 | 0 | 0 | 0 | 0 | 0 | 0 | 0 | 0 | 0 | 0 | 0 | 0 | 0 | 0 | 0 | 0 | 0
F1_Commercial_Other Health_Existing_Food Preparation_Natural Gas_Griddle_E9 | F1 | Commercial | Other Health | Existing | Food Preparation | Natural Gas | Griddle | E9 | RVT - Cost of Equipment | 0 | 0 | 0 | 0 | 0 | 0 | 0 | 0 | 0 | 0 | 0 | 0 | 0 | 0 | 0 | 0 | 0 | 0 | 0 | 0 | 0 | 0 | 0 | 0 | 0 | 0 | 0 | 0 | 0 | 0 | 0 | 0 | 0
F1_Commercial_Other Health_Existing_Food Preparation_Natural Gas_Griddle_E10 | F1 | Commercial | Other Health | Existing | Food Preparation | Natural Gas | Griddle | E10 | RVT - Cost of Equipment | 0 | 0 | 0 | 0 | 0 | 0 | 0 | 0 | 0 | 0 | 0 | 0 | 0 | 0 | 0 | 0 | 0 | 0 | 0 | 0 | 0 | 0 | 0 | 0 | 0 | 0 | 0 | 0 | 0 | 0 | 0 | 0 | 0
F2_Commercial_Other Health_Existing_Food Preparation_Natural Gas_Griddle_E1 | F2 | Commercial | Other Health | Existing | Food Preparation | Natural Gas | Griddle | E1 | RVT - Cost of Operation | 0.21315 | 0.21342 | 0.21458 | 0 | 0 | 0 | 0 | 0 | 0 | 0 | 0 | 0 | 0 | 0 | 0 | 0 | 0 | 0 | 0 | 0 | 0 | 0 | 0 | 0 | 0 | 0 | 0 | 0 | 0 | 0 | 0 | 0 | 0
F2_Commercial_Other Health_Existing_Food Preparation_Natural Gas_Griddle_E2 | F2 | Commercial | Other Health | Existing | Food Preparation | Natural Gas | Griddle | E2 | RVT - Cost of Operation | 0.18409 | 0.18432 | 0.18533 | 0.18439 | 0.18391 | 0.18465 | 0.1864 | 0.18784 | 0.18958 | 0.19126 | 0.19296 | 0.19457 | 0.19628 | 0.19805 | 0.19977 | 0.20152 | 0.20329 | 0.20519 | 0.20717 | 0.2092 | 0.21116 | 0.21312 | 0.21488 | 0.21664 | 0.21817 | 0.21949 | 0.22069 | 0.22173 | 0.22254 | 0.22321 | 0.22357 | 0.22381 | 0.22381
F2_Commercial_Other Health_Existing_Food Preparation_Natural Gas_Griddle_E3 | F2 | Commercial | Other Health | Existing | Food Preparation | Natural Gas | Griddle | E3 | RVT - Cost of Operation | 0 | 0 | 0 | 0 | 0 | 0 | 0 | 0 | 0 | 0 | 0 | 0 | 0 | 0 | 0 | 0 | 0 | 0 | 0 | 0 | 0 | 0 | 0 | 0 | 0 | 0 | 0 | 0 | 0 | 0 | 0 | 0 | 0
F2_Commercial_Other Health_Existing_Food Preparation_Natural Gas_Griddle_E4 | F2 | Commercial | Other Health | Existing | Food Preparation | Natural Gas | Griddle | E4 | RVT - Cost of Operation | 0 | 0 | 0 | 0 | 0 | 0 | 0 | 0 | 0 | 0 | 0 | 0 | 0 | 0 | 0 | 0 | 0 | 0 | 0 | 0 | 0 | 0 | 0 | 0 | 0 | 0 | 0 | 0 | 0 | 0 | 0 | 0 | 0
F2_Commercial_Other Health_Existing_Food Preparation_Natural Gas_Griddle_E5 | F2 | Commercial | Other Health | Existing | Food Preparation | Natural Gas | Griddle | E5 | RVT - Cost of Operation | 0 | 0 | 0 | 0 | 0 | 0 | 0 | 0 | 0 | 0 | 0 | 0 | 0 | 0 | 0 | 0 | 0 | 0 | 0 | 0 | 0 | 0 | 0 | 0 | 0 | 0 | 0 | 0 | 0 | 0 | 0 | 0 | 0
F2_Commercial_Other Health_Existing_Food Preparation_Natural Gas_Griddle_E6 | F2 | Commercial | Other Health | Existing | Food Preparation | Natural Gas | Griddle | E6 | RVT - Cost of Operation | 0 | 0 | 0 | 0 | 0 | 0 | 0 | 0 | 0 | 0 | 0 | 0 | 0 | 0 | 0 | 0 | 0 | 0 | 0 | 0 | 0 | 0 | 0 | 0 | 0 | 0 | 0 | 0 | 0 | 0 | 0 | 0 | 0
F2_Commercial_Other Health_Existing_Food Preparation_Natural Gas_Griddle_E7 | F2 | Commercial | Other Health | Existing | Food Preparation | Natural Gas | Griddle | E7 | RVT - Cost of Operation | 0 | 0 | 0 | 0 | 0 | 0 | 0 | 0 | 0 | 0 | 0 | 0 | 0 | 0 | 0 | 0 | 0 | 0 | 0 | 0 | 0 | 0 | 0 | 0 | 0 | 0 | 0 | 0 | 0 | 0 | 0 | 0 | 0
F2_Commercial_Other Health_Existing_Food Preparation_Natural Gas_Griddle_E8 | F2 | Commercial | Other Health | Existing | Food Preparation | Natural Gas | Griddle | E8 | RVT - Cost of Operation | 0 | 0 | 0 | 0 | 0 | 0 | 0 | 0 | 0 | 0 | 0 | 0 | 0 | 0 | 0 | 0 | 0 | 0 | 0 | 0 | 0 | 0 | 0 | 0 | 0 | 0 | 0 | 0 | 0 | 0 | 0 | 0 | 0
F2_Commercial_Other Health_Existing_Food Preparation_Natural Gas_Griddle_E9 | F2 | Commercial | Other Health | Existing | Food Preparation | Natural Gas | Griddle | E9 | RVT - Cost of Operation | 0 | 0 | 0 | 0 | 0 | 0 | 0 | 0 | 0 | 0 | 0 | 0 | 0 | 0 | 0 | 0 | 0 | 0 | 0 | 0 | 0 | 0 | 0 | 0 | 0 | 0 | 0 | 0 | 0 | 0 | 0 | 0 | 0
F2_Commercial_Other Health_Existing_Food Preparation_Natural Gas_Griddle_E10 | F2 | Commercial | Other Health | Existing | Food Preparation | Natural Gas | Griddle | E10 | RVT - Cost of Operation | 0 | 0 | 0 | 0 | 0 | 0 | 0 | 0 | 0 | 0 | 0 | 0 | 0 | 0 | 0 | 0 | 0 | 0 | 0 | 0 | 0 | 0 | 0 | 0 | 0 | 0 | 0 | 0 | 0 | 0 | 0 | 0 | 0
F3_Commercial_Other Health_Existing_Food Preparation_Natural Gas_Griddle_E1 | F3 | Commercial | Other Health | Existing | Food Preparation | Natural Gas | Griddle | E1 | System - kBTUs of Consumption | 0.052158 | 0.052158 | 0.052158 | 0 | 0 | 0 | 0 | 0 | 0 | 0 | 0 | 0 | 0 | 0 | 0 | 0 | 0 | 0 | 0 | 0 | 0 | 0 | 0 | 0 | 0 | 0 | 0 | 0 | 0 | 0 | 0 | 0 | 0
F3_Commercial_Other Health_Existing_Food Preparation_Natural Gas_Griddle_E2 | F3 | Commercial | Other Health | Existing | Food Preparation | Natural Gas | Griddle | E2 | System - kBTUs of Consumption | 0.055804 | 0.055804 | 0.055804 | 0.055804 | 0.055804 | 0.055804 | 0.055804 | 0.055804 | 0.055804 | 0.055804 | 0.055804 | 0.055804 | 0.055804 | 0.055804 | 0.055804 | 0.055804 | 0.055804 | 0.055804 | 0.055804 | 0.055804 | 0.055804 | 0.055804 | 0.055804 | 0.055804 | 0.055804 | 0.055804 | 0.055804 | 0.055804 | 0.055804 | 0.055804 | 0.055804 | 0.055804 | 0.055804
F3_Commercial_Other Health_Existing_Food Preparation_Natural Gas_Griddle_E3 | F3 | Commercial | Other Health | Existing | Food Preparation | Natural Gas | Griddle | E3 | System - kBTUs of Consumption | 0 | 0 | 0 | 0 | 0 | 0 | 0 | 0 | 0 | 0 | 0 | 0 | 0 | 0 | 0 | 0 | 0 | 0 | 0 | 0 | 0 | 0 | 0 | 0 | 0 | 0 | 0 | 0 | 0 | 0 | 0 | 0 | 0
F3_Commercial_Other Health_Existing_Food Preparation_Natural Gas_Griddle_E4 | F3 | Commercial | Other Health | Existing | Food Preparation | Natural Gas | Griddle | E4 | System - kBTUs of Consumption | 0 | 0 | 0 | 0 | 0 | 0 | 0 | 0 | 0 | 0 | 0 | 0 | 0 | 0 | 0 | 0 | 0 | 0 | 0 | 0 | 0 | 0 | 0 | 0 | 0 | 0 | 0 | 0 | 0 | 0 | 0 | 0 | 0
F3_Commercial_Other Health_Existing_Food Preparation_Natural Gas_Griddle_E5 | F3 | Commercial | Other Health | Existing | Food Preparation | Natural Gas | Griddle | E5 | System - kBTUs of Consumption | 0 | 0 | 0 | 0 | 0 | 0 | 0 | 0 | 0 | 0 | 0 | 0 | 0 | 0 | 0 | 0 | 0 | 0 | 0 | 0 | 0 | 0 | 0 | 0 | 0 | 0 | 0 | 0 | 0 | 0 | 0 | 0 | 0
F3_Commercial_Other Health_Existing_Food Preparation_Natural Gas_Griddle_E6 | F3 | Commercial | Other Health | Existing | Food Preparation | Natural Gas | Griddle | E6 | System - kBTUs of Consumption | 0 | 0 | 0 | 0 | 0 | 0 | 0 | 0 | 0 | 0 | 0 | 0 | 0 | 0 | 0 | 0 | 0 | 0 | 0 | 0 | 0 | 0 | 0 | 0 | 0 | 0 | 0 | 0 | 0 | 0 | 0 | 0 | 0
F3_Commercial_Other Health_Existing_Food Preparation_Natural Gas_Griddle_E7 | F3 | Commercial | Other Health | Existing | Food Preparation | Natural Gas | Griddle | E7 | System - kBTUs of Consumption | 0 | 0 | 0 | 0 | 0 | 0 | 0 | 0 | 0 | 0 | 0 | 0 | 0 | 0 | 0 | 0 | 0 | 0 | 0 | 0 | 0 | 0 | 0 | 0 | 0 | 0 | 0 | 0 | 0 | 0 | 0 | 0 | 0
F3_Commercial_Other Health_Existing_Food Preparation_Natural Gas_Griddle_E8 | F3 | Commercial | Other Health | Existing | Food Preparation | Natural Gas | Griddle | E8 | System - kBTUs of Consumption | 0 | 0 | 0 | 0 | 0 | 0 | 0 | 0 | 0 | 0 | 0 | 0 | 0 | 0 | 0 | 0 | 0 | 0 | 0 | 0 | 0 | 0 | 0 | 0 | 0 | 0 | 0 | 0 | 0 | 0 | 0 | 0 | 0
F3_Commercial_Other Health_Existing_Food Preparation_Natural Gas_Griddle_E9 | F3 | Commercial | Other Health | Existing | Food Preparation | Natural Gas | Griddle | E9 | System - kBTUs of Consumption | 0 | 0 | 0 | 0 | 0 | 0 | 0 | 0 | 0 | 0 | 0 | 0 | 0 | 0 | 0 | 0 | 0 | 0 | 0 | 0 | 0 | 0 | 0 | 0 | 0 | 0 | 0 | 0 | 0 | 0 | 0 | 0 | 0
F3_Commercial_Other Health_Existing_Food Preparation_Natural Gas_Griddle_E10 | F3 | Commercial | Other Health | Existing | Food Preparation | Natural Gas | Griddle | E10 | System - kBTUs of Consumption | 0 | 0 | 0 | 0 | 0 | 0 | 0 | 0 | 0 | 0 | 0 | 0 | 0 | 0 | 0 | 0 | 0 | 0 | 0 | 0 | 0 | 0 | 0 | 0 | 0 | 0 | 0 | 0 | 0 | 0 | 0 | 0 | 0
F4_Commercial_Other Health_Existing_Food Preparation_Natural Gas_Griddle_E1 | F4 | Commercial | Other Health | Existing | Food Preparation | Natural Gas | Griddle | E1 | Utility - Cost of Equipment | 0.21315 | 0.21342 | 0.21458 | 0 | 0 | 0 | 0 | 0 | 0 | 0 | 0 | 0 | 0 | 0 | 0 | 0 | 0 | 0 | 0 | 0 | 0 | 0 | 0 | 0 | 0 | 0 | 0 | 0 | 0 | 0 | 0 | 0 | 0
F4_Commercial_Other Health_Existing_Food Preparation_Natural Gas_Griddle_E2 | F4 | Commercial | Other Health | Existing | Food Preparation | Natural Gas | Griddle | E2 | Utility - Cost of Equipment | 0.18409 | 0.18432 | 0.18533 | 0.18439 | 0.18391 | 0.18465 | 0.1864 | 0.18784 | 0.18958 | 0.19126 | 0.19296 | 0.19457 | 0.19628 | 0.19805 | 0.19977 | 0.20152 | 0.20329 | 0.20519 | 0.20717 | 0.2092 | 0.21116 | 0.21312 | 0.21488 | 0.21664 | 0.21817 | 0.21949 | 0.22069 | 0.22173 | 0.22254 | 0.22321 | 0.22357 | 0.22381 | 0.22381
F4_Commercial_Other Health_Existing_Food Preparation_Natural Gas_Griddle_E3 | F4 | Commercial | Other Health | Existing | Food Preparation | Natural Gas | Griddle | E3 | Utility - Cost of Equipment | 0 | 0 | 0 | 0 | 0 | 0 | 0 | 0 | 0 | 0 | 0 | 0 | 0 | 0 | 0 | 0 | 0 | 0 | 0 | 0 | 0 | 0 | 0 | 0 | 0 | 0 | 0 | 0 | 0 | 0 | 0 | 0 | 0
F4_Commercial_Other Health_Existing_Food Preparation_Natural Gas_Griddle_E4 | F4 | Commercial | Other Health | Existing | Food Preparation | Natural Gas | Griddle | E4 | Utility - Cost of Equipment | 0 | 0 | 0 | 0 | 0 | 0 | 0 | 0 | 0 | 0 | 0 | 0 | 0 | 0 | 0 | 0 | 0 | 0 | 0 | 0 | 0 | 0 | 0 | 0 | 0 | 0 | 0 | 0 | 0 | 0 | 0 | 0 | 0
F4_Commercial_Other Health_Existing_Food Preparation_Natural Gas_Griddle_E5 | F4 | Commercial | Other Health | Existing | Food Preparation | Natural Gas | Griddle | E5 | Utility - Cost of Equipment | 0 | 0 | 0 | 0 | 0 | 0 | 0 | 0 | 0 | 0 | 0 | 0 | 0 | 0 | 0 | 0 | 0 | 0 | 0 | 0 | 0 | 0 | 0 | 0 | 0 | 0 | 0 | 0 | 0 | 0 | 0 | 0 | 0
F4_Commercial_Other Health_Existing_Food Preparation_Natural Gas_Griddle_E6 | F4 | Commercial | Other Health | Existing | Food Preparation | Natural Gas | Griddle | E6 | Utility - Cost of Equipment | 0 | 0 | 0 | 0 | 0 | 0 | 0 | 0 | 0 | 0 | 0 | 0 | 0 | 0 | 0 | 0 | 0 | 0 | 0 | 0 | 0 | 0 | 0 | 0 | 0 | 0 | 0 | 0 | 0 | 0 | 0 | 0 | 0
F4_Commercial_Other Health_Existing_Food Preparation_Natural Gas_Griddle_E7 | F4 | Commercial | Other Health | Existing | Food Preparation | Natural Gas | Griddle | E7 | Utility - Cost of Equipment | 0 | 0 | 0 | 0 | 0 | 0 | 0 | 0 | 0 | 0 | 0 | 0 | 0 | 0 | 0 | 0 | 0 | 0 | 0 | 0 | 0 | 0 | 0 | 0 | 0 | 0 | 0 | 0 | 0 | 0 | 0 | 0 | 0
F4_Commercial_Other Health_Existing_Food Preparation_Natural Gas_Griddle_E8 | F4 | Commercial | Other Health | Existing | Food Preparation | Natural Gas | Griddle | E8 | Utility - Cost of Equipment | 0 | 0 | 0 | 0 | 0 | 0 | 0 | 0 | 0 | 0 | 0 | 0 | 0 | 0 | 0 | 0 | 0 | 0 | 0 | 0 | 0 | 0 | 0 | 0 | 0 | 0 | 0 | 0 | 0 | 0 | 0 | 0 | 0
F4_Commercial_Other Health_Existing_Food Preparation_Natural Gas_Griddle_E9 | F4 | Commercial | Other Health | Existing | Food Preparation | Natural Gas | Griddle | E9 | Utility - Cost of Equipment | 0 | 0 | 0 | 0 | 0 | 0 | 0 | 0 | 0 | 0 | 0 | 0 | 0 | 0 | 0 | 0 | 0 | 0 | 0 | 0 | 0 | 0 | 0 | 0 | 0 | 0 | 0 | 0 | 0 | 0 | 0 | 0 | 0
F4_Commercial_Other Health_Existing_Food Preparation_Natural Gas_Griddle_E10 | F4 | Commercial | Other Health | Existing | Food Preparation | Natural Gas | Griddle | E10 | Utility - Cost of Equipment | 0 | 0 | 0 | 0 | 0 | 0 | 0 | 0 | 0 | 0 | 0 | 0 | 0 | 0 | 0 | 0 | 0 | 0 | 0 | 0 | 0 | 0 | 0 | 0 | 0 | 0 | 0 | 0 | 0 | 0 | 0 | 0 | 0
F5_Commercial_Other Health_Existing_Food Preparation_Natural Gas_Griddle_E1 | F5 | Commercial | Other Health | Existing | Food Preparation | Natural Gas | Griddle | E1 | Utility - Cost of Operation | 0.052158 | 0.052158 | 0.052158 | 0 | 0 | 0 | 0 | 0 | 0 | 0 | 0 | 0 | 0 | 0 | 0 | 0 | 0 | 0 | 0 | 0 | 0 | 0 | 0 | 0 | 0 | 0 | 0 | 0 | 0 | 0 | 0 | 0 | 0
F5_Commercial_Other Health_Existing_Food Preparation_Natural Gas_Griddle_E2 | F5 | Commercial | Other Health | Existing | Food Preparation | Natural Gas | Griddle | E2 | Utility - Cost of Operation | 0.055804 | 0.055804 | 0.055804 | 0.055804 | 0.055804 | 0.055804 | 0.055804 | 0.055804 | 0.055804 | 0.055804 | 0.055804 | 0.055804 | 0.055804 | 0.055804 | 0.055804 | 0.055804 | 0.055804 | 0.055804 | 0.055804 | 0.055804 | 0.055804 | 0.055804 | 0.055804 | 0.055804 | 0.055804 | 0.055804 | 0.055804 | 0.055804 | 0.055804 | 0.055804 | 0.055804 | 0.055804 | 0.055804
F5_Commercial_Other Health_Existing_Food Preparation_Natural Gas_Griddle_E3 | F5 | Commercial | Other Health | Existing | Food Preparation | Natural Gas | Griddle | E3 | Utility - Cost of Operation | 0 | 0 | 0 | 0 | 0 | 0 | 0 | 0 | 0 | 0 | 0 | 0 | 0 | 0 | 0 | 0 | 0 | 0 | 0 | 0 | 0 | 0 | 0 | 0 | 0 | 0 | 0 | 0 | 0 | 0 | 0 | 0 | 0
F5_Commercial_Other Health_Existing_Food Preparation_Natural Gas_Griddle_E4 | F5 | Commercial | Other Health | Existing | Food Preparation | Natural Gas | Griddle | E4 | Utility - Cost of Operation | 0 | 0 | 0 | 0 | 0 | 0 | 0 | 0 | 0 | 0 | 0 | 0 | 0 | 0 | 0 | 0 | 0 | 0 | 0 | 0 | 0 | 0 | 0 | 0 | 0 | 0 | 0 | 0 | 0 | 0 | 0 | 0 | 0
F5_Commercial_Other Health_Existing_Food Preparation_Natural Gas_Griddle_E5 | F5 | Commercial | Other Health | Existing | Food Preparation | Natural Gas | Griddle | E5 | Utility - Cost of Operation | 0 | 0 | 0 | 0 | 0 | 0 | 0 | 0 | 0 | 0 | 0 | 0 | 0 | 0 | 0 | 0 | 0 | 0 | 0 | 0 | 0 | 0 | 0 | 0 | 0 | 0 | 0 | 0 | 0 | 0 | 0 | 0 | 0
F5_Commercial_Other Health_Existing_Food Preparation_Natural Gas_Griddle_E6 | F5 | Commercial | Other Health | Existing | Food Preparation | Natural Gas | Griddle | E6 | Utility - Cost of Operation | 0 | 0 | 0 | 0 | 0 | 0 | 0 | 0 | 0 | 0 | 0 | 0 | 0 | 0 | 0 | 0 | 0 | 0 | 0 | 0 | 0 | 0 | 0 | 0 | 0 | 0 | 0 | 0 | 0 | 0 | 0 | 0 | 0
F5_Commercial_Other Health_Existing_Food Preparation_Natural Gas_Griddle_E7 | F5 | Commercial | Other Health | Existing | Food Preparation | Natural Gas | Griddle | E7 | Utility - Cost of Operation | 0 | 0 | 0 | 0 | 0 | 0 | 0 | 0 | 0 | 0 | 0 | 0 | 0 | 0 | 0 | 0 | 0 | 0 | 0 | 0 | 0 | 0 | 0 | 0 | 0 | 0 | 0 | 0 | 0 | 0 | 0 | 0 | 0
F5_Commercial_Other Health_Existing_Food Preparation_Natural Gas_Griddle_E8 | F5 | Commercial | Other Health | Existing | Food Preparation | Natural Gas | Griddle | E8 | Utility - Cost of Operation | 0 | 0 | 0 | 0 | 0 | 0 | 0 | 0 | 0 | 0 | 0 | 0 | 0 | 0 | 0 | 0 | 0 | 0 | 0 | 0 | 0 | 0 | 0 | 0 | 0 | 0 | 0 | 0 | 0 | 0 | 0 | 0 | 0
F5_Commercial_Other Health_Existing_Food Preparation_Natural Gas_Griddle_E9 | F5 | Commercial | Other Health | Existing | Food Preparation | Natural Gas | Griddle | E9 | Utility - Cost of Operation | 0 | 0 | 0 | 0 | 0 | 0 | 0 | 0 | 0 | 0 | 0 | 0 | 0 | 0 | 0 | 0 | 0 | 0 | 0 | 0 | 0 | 0 | 0 | 0 | 0 | 0 | 0 | 0 | 0 | 0 | 0 | 0 | 0
F5_Commercial_Other Health_Existing_Food Preparation_Natural Gas_Griddle_E10 | F5 | Commercial | Other Health | Existing | Food Preparation | Natural Gas | Griddle | E10 | Utility - Cost of Operation | 0 | 0 | 0 | 0 | 0 | 0 | 0 | 0 | 0 | 0 | 0 | 0 | 0 | 0 | 0 | 0 | 0 | 0 | 0 | 0 | 0 | 0 | 0 | 0 | 0 | 0 | 0 | 0 | 0 | 0 | 0 | 0 | 0
F6_Commercial_Other Health_Existing_Food Preparation_Natural Gas_Griddle_E1 | F6 | Commercial | Other Health | Existing | Food Preparation | Natural Gas | Griddle | E1 | Utility - Value of Sales | 0.11282 | 0.11333 | 0.11414 | 0 | 0 | 0 | 0 | 0 | 0 | 0 | 0 | 0 | 0 | 0 | 0 | 0 | 0 | 0 | 0 | 0 | 0 | 0 | 0 | 0 | 0 | 0 | 0 | 0 | 0 | 0 | 0 | 0 | 0
F6_Commercial_Other Health_Existing_Food Preparation_Natural Gas_Griddle_E2 | F6 | Commercial | Other Health | Existing | Food Preparation | Natural Gas | Griddle | E2 | Utility - Value of Sales | 0.097443 | 0.097879 | 0.09858 | 0.098426 | 0.098426 | 0.098426 | 0.098426 | 0.098426 | 0.098426 | 0.098426 | 0.098426 | 0.098426 | 0.098426 | 0.098426 | 0.098426 | 0.098426 | 0.098426 | 0.098426 | 0.098426 | 0.098426 | 0.098426 | 0.098426 | 0.098426 | 0.098426 | 0.098426 | 0.098426 | 0.098426 | 0.098426 | 0.098426 | 0.098426 | 0.098426 | 0.098426 | 0.098426
F6_Commercial_Other Health_Existing_Food Preparation_Natural Gas_Griddle_E3 | F6 | Commercial | Other Health | Existing | Food Preparation | Natural Gas | Griddle | E3 | Utility - Value of Sales | 0 | 0 | 0 | 0 | 0 | 0 | 0 | 0 | 0 | 0 | 0 | 0 | 0 | 0 | 0 | 0 | 0 | 0 | 0 | 0 | 0 | 0 | 0 | 0 | 0 | 0 | 0 | 0 | 0 | 0 | 0 | 0 | 0
F6_Commercial_Other Health_Existing_Food Preparation_Natural Gas_Griddle_E4 | F6 | Commercial | Other Health | Existing | Food Preparation | Natural Gas | Griddle | E4 | Utility - Value of Sales | 0 | 0 | 0 | 0 | 0 | 0 | 0 | 0 | 0 | 0 | 0 | 0 | 0 | 0 | 0 | 0 | 0 | 0 | 0 | 0 | 0 | 0 | 0 | 0 | 0 | 0 | 0 | 0 | 0 | 0 | 0 | 0 | 0
F6_Commercial_Other Health_Existing_Food Preparation_Natural Gas_Griddle_E5 | F6 | Commercial | Other Health | Existing | Food Preparation | Natural Gas | Griddle | E5 | Utility - Value of Sales | 0 | 0 | 0 | 0 | 0 | 0 | 0 | 0 | 0 | 0 | 0 | 0 | 0 | 0 | 0 | 0 | 0 | 0 | 0 | 0 | 0 | 0 | 0 | 0 | 0 | 0 | 0 | 0 | 0 | 0 | 0 | 0 | 0
F6_Commercial_Other Health_Existing_Food Preparation_Natural Gas_Griddle_E6 | F6 | Commercial | Other Health | Existing | Food Preparation | Natural Gas | Griddle | E6 | Utility - Value of Sales | 0 | 0 | 0 | 0 | 0 | 0 | 0 | 0 | 0 | 0 | 0 | 0 | 0 | 0 | 0 | 0 | 0 | 0 | 0 | 0 | 0 | 0 | 0 | 0 | 0 | 0 | 0 | 0 | 0 | 0 | 0 | 0 | 0
F6_Commercial_Other Health_Existing_Food Preparation_Natural Gas_Griddle_E7 | F6 | Commercial | Other Health | Existing | Food Preparation | Natural Gas | Griddle | E7 | Utility - Value of Sales | 0 | 0 | 0 | 0 | 0 | 0 | 0 | 0 | 0 | 0 | 0 | 0 | 0 | 0 | 0 | 0 | 0 | 0 | 0 | 0 | 0 | 0 | 0 | 0 | 0 | 0 | 0 | 0 | 0 | 0 | 0 | 0 | 0
F6_Commercial_Other Health_Existing_Food Preparation_Natural Gas_Griddle_E8 | F6 | Commercial | Other Health | Existing | Food Preparation | Natural Gas | Griddle | E8 | Utility - Value of Sales | 0 | 0 | 0 | 0 | 0 | 0 | 0 | 0 | 0 | 0 | 0 | 0 | 0 | 0 | 0 | 0 | 0 | 0 | 0 | 0 | 0 | 0 | 0 | 0 | 0 | 0 | 0 | 0 | 0 | 0 | 0 | 0 | 0
F6_Commercial_Other Health_Existing_Food Preparation_Natural Gas_Griddle_E9 | F6 | Commercial | Other Health | Existing | Food Preparation | Natural Gas | Griddle | E9 | Utility - Value of Sales | 0 | 0 | 0 | 0 | 0 | 0 | 0 | 0 | 0 | 0 | 0 | 0 | 0 | 0 | 0 | 0 | 0 | 0 | 0 | 0 | 0 | 0 | 0 | 0 | 0 | 0 | 0 | 0 | 0 | 0 | 0 | 0 | 0
F6_Commercial_Other Health_Existing_Food Preparation_Natural Gas_Griddle_E10 | F6 | Commercial | Other Health | Existing | Food Preparation | Natural Gas | Griddle | E10 | Utility - Value of Sales | 0 | 0 | 0 | 0 | 0 | 0 | 0 | 0 | 0 | 0 | 0 | 0 | 0 | 0 | 0 | 0 | 0 | 0 | 0 | 0 | 0 | 0 | 0 | 0 | 0 | 0 | 0 | 0 | 0 | 0 | 0 | 0 | 0
F1_Commercial_Other Health_Existing_Food Preparation_Natural Gas_Range_E1 | F1 | Commercial | Other Health | Existing | Food Preparation | Natural Gas | Range | E1 | RVT - Cost of Equipment | 0.20762 | 0.20759 | 0.20859 | 0.20705 | 0.20612 | 0.2068 | 0.20884 | 0.21046 | 0.21246 | 0.21435 | 0.21625 | 0.21799 | 0.21986 | 0.22182 | 0.22369 | 0.22559 | 0.22752 | 0.22962 | 0.23181 | 0.23412 | 0.23639 | 0.23877 | 0.24096 | 0.24323 | 0.24523 | 0.24697 | 0.24855 | 0.24991 | 0.25097 | 0.25185 | 0.25232 | 0.25264 | 0.25264
F1_Commercial_Other Health_Existing_Food Preparation_Natural Gas_Range_E2 | F1 | Commercial | Other Health | Existing | Food Preparation | Natural Gas | Range | E2 | RVT - Cost of Equipment | 0.15572 | 0.15569 | 0.15644 | 0.15529 | 0.15459 | 0.1551 | 0.15663 | 0.15784 | 0.15934 | 0.16076 | 0.16219 | 0.1635 | 0.1649 | 0.16636 | 0.16777 | 0.16919 | 0.17064 | 0.17222 | 0.17386 | 0.17559 | 0.1773 | 0.17908 | 0.18072 | 0.18242 | 0.18393 | 0.18523 | 0.18641 | 0.18743 | 0.18823 | 0.18889 | 0.18924 | 0.18948 | 0.18948
F1_Commercial_Other Health_Existing_Food Preparation_Natural Gas_Range_E3 | F1 | Commercial | Other Health | Existing | Food Preparation | Natural Gas | Range | E3 | RVT - Cost of Equipment | 0 | 0 | 0 | 0 | 0 | 0 | 0 | 0 | 0 | 0 | 0 | 0 | 0 | 0 | 0 | 0 | 0 | 0 | 0 | 0 | 0 | 0 | 0 | 0 | 0 | 0 | 0 | 0 | 0 | 0 | 0 | 0 | 0
F1_Commercial_Other Health_Existing_Food Preparation_Natural Gas_Range_E4 | F1 | Commercial | Other Health | Existing | Food Preparation | Natural Gas | Range | E4 | RVT - Cost of Equipment | 0 | 0 | 0 | 0 | 0 | 0 | 0 | 0 | 0 | 0 | 0 | 0 | 0 | 0 | 0 | 0 | 0 | 0 | 0 | 0 | 0 | 0 | 0 | 0 | 0 | 0 | 0 | 0 | 0 | 0 | 0 | 0 | 0
F1_Commercial_Other Health_Existing_Food Preparation_Natural Gas_Range_E5 | F1 | Commercial | Other Health | Existing | Food Preparation | Natural Gas | Range | E5 | RVT - Cost of Equipment | 0 | 0 | 0 | 0 | 0 | 0 | 0 | 0 | 0 | 0 | 0 | 0 | 0 | 0 | 0 | 0 | 0 | 0 | 0 | 0 | 0 | 0 | 0 | 0 | 0 | 0 | 0 | 0 | 0 | 0 | 0 | 0 | 0
F1_Commercial_Other Health_Existing_Food Preparation_Natural Gas_Range_E6 | F1 | Commercial | Other Health | Existing | Food Preparation | Natural Gas | Range | E6 | RVT - Cost of Equipment | 0 | 0 | 0 | 0 | 0 | 0 | 0 | 0 | 0 | 0 | 0 | 0 | 0 | 0 | 0 | 0 | 0 | 0 | 0 | 0 | 0 | 0 | 0 | 0 | 0 | 0 | 0 | 0 | 0 | 0 | 0 | 0 | 0
F1_Commercial_Other Health_Existing_Food Preparation_Natural Gas_Range_E7 | F1 | Commercial | Other Health | Existing | Food Preparation | Natural Gas | Range | E7 | RVT - Cost of Equipment | 0 | 0 | 0 | 0 | 0 | 0 | 0 | 0 | 0 | 0 | 0 | 0 | 0 | 0 | 0 | 0 | 0 | 0 | 0 | 0 | 0 | 0 | 0 | 0 | 0 | 0 | 0 | 0 | 0 | 0 | 0 | 0 | 0
F1_Commercial_Other Health_Existing_Food Preparation_Natural Gas_Range_E8 | F1 | Commercial | Other Health | Existing | Food Preparation | Natural Gas | Range | E8 | RVT - Cost of Equipment | 0 | 0 | 0 | 0 | 0 | 0 | 0 | 0 | 0 | 0 | 0 | 0 | 0 | 0 | 0 | 0 | 0 | 0 | 0 | 0 | 0 | 0 | 0 | 0 | 0 | 0 | 0 | 0 | 0 | 0 | 0 | 0 | 0
F1_Commercial_Other Health_Existing_Food Preparation_Natural Gas_Range_E9 | F1 | Commercial | Other Health | Existing | Food Preparation | Natural Gas | Range | E9 | RVT - Cost of Equipment | 0 | 0 | 0 | 0 | 0 | 0 | 0 | 0 | 0 | 0 | 0 | 0 | 0 | 0 | 0 | 0 | 0 | 0 | 0 | 0 | 0 | 0 | 0 | 0 | 0 | 0 | 0 | 0 | 0 | 0 | 0 | 0 | 0
F1_Commercial_Other Health_Existing_Food Preparation_Natural Gas_Range_E10 | F1 | Commercial | Other Health | Existing | Food Preparation | Natural Gas | Range | E10 | RVT - Cost of Equipment | 0 | 0 | 0 | 0 | 0 | 0 | 0 | 0 | 0 | 0 | 0 | 0 | 0 | 0 | 0 | 0 | 0 | 0 | 0 | 0 | 0 | 0 | 0 | 0 | 0 | 0 | 0 | 0 | 0 | 0 | 0 | 0 | 0
F2_Commercial_Other Health_Existing_Food Preparation_Natural Gas_Range_E1 | F2 | Commercial | Other Health | Existing | Food Preparation | Natural Gas | Range | E1 | RVT - Cost of Operation | 0.24875 | 0.24871 | 0.2499 | 0.24806 | 0.24695 | 0.24776 | 0.25021 | 0.25214 | 0.25454 | 0.2568 | 0.25908 | 0.26117 | 0.26341 | 0.26575 | 0.26799 | 0.27027 | 0.27259 | 0.2751 | 0.27773 | 0.28049 | 0.28322 | 0.28606 | 0.28869 | 0.2914 | 0.29381 | 0.29588 | 0.29777 | 0.29941 | 0.30068 | 0.30173 | 0.3023 | 0.30268 | 0.30268
F2_Commercial_Other Health_Existing_Food Preparation_Natural Gas_Range_E2 | F2 | Commercial | Other Health | Existing | Food Preparation | Natural Gas | Range | E2 | RVT - Cost of Operation | 0.18656 | 0.18653 | 0.18743 | 0.18605 | 0.18521 | 0.18582 | 0.18766 | 0.1891 | 0.1909 | 0.1926 | 0.19431 | 0.19588 | 0.19756 | 0.19932 | 0.20099 | 0.2027 | 0.20444 | 0.20633 | 0.2083 | 0.21037 | 0.21241 | 0.21455 | 0.21651 | 0.21855 | 0.22035 | 0.22191 | 0.22333 | 0.22455 | 0.22551 | 0.2263 | 0.22673 | 0.22701 | 0.22701
F2_Commercial_Other Health_Existing_Food Preparation_Natural Gas_Range_E3 | F2 | Commercial | Other Health | Existing | Food Preparation | Natural Gas | Range | E3 | RVT - Cost of Operation | 0 | 0 | 0 | 0 | 0 | 0 | 0 | 0 | 0 | 0 | 0 | 0 | 0 | 0 | 0 | 0 | 0 | 0 | 0 | 0 | 0 | 0 | 0 | 0 | 0 | 0 | 0 | 0 | 0 | 0 | 0 | 0 | 0
F2_Commercial_Other Health_Existing_Food Preparation_Natural Gas_Range_E4 | F2 | Commercial | Other Health | Existing | Food Preparation | Natural Gas | Range | E4 | RVT - Cost of Operation | 0 | 0 | 0 | 0 | 0 | 0 | 0 | 0 | 0 | 0 | 0 | 0 | 0 | 0 | 0 | 0 | 0 | 0 | 0 | 0 | 0 | 0 | 0 | 0 | 0 | 0 | 0 | 0 | 0 | 0 | 0 | 0 | 0
F2_Commercial_Other Health_Existing_Food Preparation_Natural Gas_Range_E5 | F2 | Commercial | Other Health | Existing | Food Preparation | Natural Gas | Range | E5 | RVT - Cost of Operation | 0 | 0 | 0 | 0 | 0 | 0 | 0 | 0 | 0 | 0 | 0 | 0 | 0 | 0 | 0 | 0 | 0 | 0 | 0 | 0 | 0 | 0 | 0 | 0 | 0 | 0 | 0 | 0 | 0 | 0 | 0 | 0 | 0
F2_Commercial_Other Health_Existing_Food Preparation_Natural Gas_Range_E6 | F2 | Commercial | Other Health | Existing | Food Preparation | Natural Gas | Range | E6 | RVT - Cost of Operation | 0 | 0 | 0 | 0 | 0 | 0 | 0 | 0 | 0 | 0 | 0 | 0 | 0 | 0 | 0 | 0 | 0 | 0 | 0 | 0 | 0 | 0 | 0 | 0 | 0 | 0 | 0 | 0 | 0 | 0 | 0 | 0 | 0
F2_Commercial_Other Health_Existing_Food Preparation_Natural Gas_Range_E7 | F2 | Commercial | Other Health | Existing | Food Preparation | Natural Gas | Range | E7 | RVT - Cost of Operation | 0 | 0 | 0 | 0 | 0 | 0 | 0 | 0 | 0 | 0 | 0 | 0 | 0 | 0 | 0 | 0 | 0 | 0 | 0 | 0 | 0 | 0 | 0 | 0 | 0 | 0 | 0 | 0 | 0 | 0 | 0 | 0 | 0
F2_Commercial_Other Health_Existing_Food Preparation_Natural Gas_Range_E8 | F2 | Commercial | Other Health | Existing | Food Preparation | Natural Gas | Range | E8 | RVT - Cost of Operation | 0 | 0 | 0 | 0 | 0 | 0 | 0 | 0 | 0 | 0 | 0 | 0 | 0 | 0 | 0 | 0 | 0 | 0 | 0 | 0 | 0 | 0 | 0 | 0 | 0 | 0 | 0 | 0 | 0 | 0 | 0 | 0 | 0
F2_Commercial_Other Health_Existing_Food Preparation_Natural Gas_Range_E9 | F2 | Commercial | Other Health | Existing | Food Preparation | Natural Gas | Range | E9 | RVT - Cost of Operation | 0 | 0 | 0 | 0 | 0 | 0 | 0 | 0 | 0 | 0 | 0 | 0 | 0 | 0 | 0 | 0 | 0 | 0 | 0 | 0 | 0 | 0 | 0 | 0 | 0 | 0 | 0 | 0 | 0 | 0 | 0 | 0 | 0
F2_Commercial_Other Health_Existing_Food Preparation_Natural Gas_Range_E10 | F2 | Commercial | Other Health | Existing | Food Preparation | Natural Gas | Range | E10 | RVT - Cost of Operation | 0 | 0 | 0 | 0 | 0 | 0 | 0 | 0 | 0 | 0 | 0 | 0 | 0 | 0 | 0 | 0 | 0 | 0 | 0 | 0 | 0 | 0 | 0 | 0 | 0 | 0 | 0 | 0 | 0 | 0 | 0 | 0 | 0
F3_Commercial_Other Health_Existing_Food Preparation_Natural Gas_Range_E1 | F3 | Commercial | Other Health | Existing | Food Preparation | Natural Gas | Range | E1 | System - kBTUs of Consumption | 0.099515 | 0.099515 | 0.099515 | 0.099515 | 0.099515 | 0.099515 | 0.099515 | 0.099515 | 0.099515 | 0.099515 | 0.099515 | 0.099515 | 0.099515 | 0.099515 | 0.099515 | 0.099515 | 0.099515 | 0.099515 | 0.099515 | 0.099515 | 0.099515 | 0.099515 | 0.099515 | 0.099515 | 0.099515 | 0.099515 | 0.099515 | 0.099515 | 0.099515 | 0.099515 | 0.099515 | 0.099515 | 0.099515
F3_Commercial_Other Health_Existing_Food Preparation_Natural Gas_Range_E2 | F3 | Commercial | Other Health | Existing | Food Preparation | Natural Gas | Range | E2 | System - kBTUs of Consumption | 0.099529 | 0.099529 | 0.099529 | 0.099529 | 0.099529 | 0.099529 | 0.099529 | 0.099529 | 0.099529 | 0.099529 | 0.099529 | 0.099529 | 0.099529 | 0.099529 | 0.099529 | 0.099529 | 0.099529 | 0.099529 | 0.099529 | 0.099529 | 0.099529 | 0.099529 | 0.099529 | 0.099529 | 0.099529 | 0.099529 | 0.099529 | 0.099529 | 0.099529 | 0.099529 | 0.099529 | 0.099529 | 0.099529
F3_Commercial_Other Health_Existing_Food Preparation_Natural Gas_Range_E3 | F3 | Commercial | Other Health | Existing | Food Preparation | Natural Gas | Range | E3 | System - kBTUs of Consumption | 0 | 0 | 0 | 0 | 0 | 0 | 0 | 0 | 0 | 0 | 0 | 0 | 0 | 0 | 0 | 0 | 0 | 0 | 0 | 0 | 0 | 0 | 0 | 0 | 0 | 0 | 0 | 0 | 0 | 0 | 0 | 0 | 0
F3_Commercial_Other Health_Existing_Food Preparation_Natural Gas_Range_E4 | F3 | Commercial | Other Health | Existing | Food Preparation | Natural Gas | Range | E4 | System - kBTUs of Consumption | 0 | 0 | 0 | 0 | 0 | 0 | 0 | 0 | 0 | 0 | 0 | 0 | 0 | 0 | 0 | 0 | 0 | 0 | 0 | 0 | 0 | 0 | 0 | 0 | 0 | 0 | 0 | 0 | 0 | 0 | 0 | 0 | 0
F3_Commercial_Other Health_Existing_Food Preparation_Natural Gas_Range_E5 | F3 | Commercial | Other Health | Existing | Food Preparation | Natural Gas | Range | E5 | System - kBTUs of Consumption | 0 | 0 | 0 | 0 | 0 | 0 | 0 | 0 | 0 | 0 | 0 | 0 | 0 | 0 | 0 | 0 | 0 | 0 | 0 | 0 | 0 | 0 | 0 | 0 | 0 | 0 | 0 | 0 | 0 | 0 | 0 | 0 | 0
F3_Commercial_Other Health_Existing_Food Preparation_Natural Gas_Range_E6 | F3 | Commercial | Other Health | Existing | Food Preparation | Natural Gas | Range | E6 | System - kBTUs of Consumption | 0 | 0 | 0 | 0 | 0 | 0 | 0 | 0 | 0 | 0 | 0 | 0 | 0 | 0 | 0 | 0 | 0 | 0 | 0 | 0 | 0 | 0 | 0 | 0 | 0 | 0 | 0 | 0 | 0 | 0 | 0 | 0 | 0
F3_Commercial_Other Health_Existing_Food Preparation_Natural Gas_Range_E7 | F3 | Commercial | Other Health | Existing | Food Preparation | Natural Gas | Range | E7 | System - kBTUs of Consumption | 0 | 0 | 0 | 0 | 0 | 0 | 0 | 0 | 0 | 0 | 0 | 0 | 0 | 0 | 0 | 0 | 0 | 0 | 0 | 0 | 0 | 0 | 0 | 0 | 0 | 0 | 0 | 0 | 0 | 0 | 0 | 0 | 0
F3_Commercial_Other Health_Existing_Food Preparation_Natural Gas_Range_E8 | F3 | Commercial | Other Health | Existing | Food Preparation | Natural Gas | Range | E8 | System - kBTUs of Consumption | 0 | 0 | 0 | 0 | 0 | 0 | 0 | 0 | 0 | 0 | 0 | 0 | 0 | 0 | 0 | 0 | 0 | 0 | 0 | 0 | 0 | 0 | 0 | 0 | 0 | 0 | 0 | 0 | 0 | 0 | 0 | 0 | 0
F3_Commercial_Other Health_Existing_Food Preparation_Natural Gas_Range_E9 | F3 | Commercial | Other Health | Existing | Food Preparation | Natural Gas | Range | E9 | System - kBTUs of Consumption | 0 | 0 | 0 | 0 | 0 | 0 | 0 | 0 | 0 | 0 | 0 | 0 | 0 | 0 | 0 | 0 | 0 | 0 | 0 | 0 | 0 | 0 | 0 | 0 | 0 | 0 | 0 | 0 | 0 | 0 | 0 | 0 | 0
F3_Commercial_Other Health_Existing_Food Preparation_Natural Gas_Range_E10 | F3 | Commercial | Other Health | Existing | Food Preparation | Natural Gas | Range | E10 | System - kBTUs of Consumption | 0 | 0 | 0 | 0 | 0 | 0 | 0 | 0 | 0 | 0 | 0 | 0 | 0 | 0 | 0 | 0 | 0 | 0 | 0 | 0 | 0 | 0 | 0 | 0 | 0 | 0 | 0 | 0 | 0 | 0 | 0 | 0 | 0
F4_Commercial_Other Health_Existing_Food Preparation_Natural Gas_Range_E1 | F4 | Commercial | Other Health | Existing | Food Preparation | Natural Gas | Range | E1 | Utility - Cost of Equipment | 0.24875 | 0.24871 | 0.2499 | 0.24806 | 0.24695 | 0.24776 | 0.25021 | 0.25214 | 0.25454 | 0.2568 | 0.25908 | 0.26117 | 0.26341 | 0.26575 | 0.26799 | 0.27027 | 0.27259 | 0.2751 | 0.27773 | 0.28049 | 0.28322 | 0.28606 | 0.28869 | 0.2914 | 0.29381 | 0.29588 | 0.29777 | 0.29941 | 0.30068 | 0.30173 | 0.3023 | 0.30268 | 0.30268
F4_Commercial_Other Health_Existing_Food Preparation_Natural Gas_Range_E2 | F4 | Commercial | Other Health | Existing | Food Preparation | Natural Gas | Range | E2 | Utility - Cost of Equipment | 0.18656 | 0.18653 | 0.18743 | 0.18605 | 0.18521 | 0.18582 | 0.18766 | 0.1891 | 0.1909 | 0.1926 | 0.19431 | 0.19588 | 0.19756 | 0.19932 | 0.20099 | 0.2027 | 0.20444 | 0.20633 | 0.2083 | 0.21037 | 0.21241 | 0.21455 | 0.21651 | 0.21855 | 0.22035 | 0.22191 | 0.22333 | 0.22455 | 0.22551 | 0.2263 | 0.22673 | 0.22701 | 0.22701
F4_Commercial_Other Health_Existing_Food Preparation_Natural Gas_Range_E3 | F4 | Commercial | Other Health | Existing | Food Preparation | Natural Gas | Range | E3 | Utility - Cost of Equipment | 0 | 0 | 0 | 0 | 0 | 0 | 0 | 0 | 0 | 0 | 0 | 0 | 0 | 0 | 0 | 0 | 0 | 0 | 0 | 0 | 0 | 0 | 0 | 0 | 0 | 0 | 0 | 0 | 0 | 0 | 0 | 0 | 0
F4_Commercial_Other Health_Existing_Food Preparation_Natural Gas_Range_E4 | F4 | Commercial | Other Health | Existing | Food Preparation | Natural Gas | Range | E4 | Utility - Cost of Equipment | 0 | 0 | 0 | 0 | 0 | 0 | 0 | 0 | 0 | 0 | 0 | 0 | 0 | 0 | 0 | 0 | 0 | 0 | 0 | 0 | 0 | 0 | 0 | 0 | 0 | 0 | 0 | 0 | 0 | 0 | 0 | 0 | 0
F4_Commercial_Other Health_Existing_Food Preparation_Natural Gas_Range_E5 | F4 | Commercial | Other Health | Existing | Food Preparation | Natural Gas | Range | E5 | Utility - Cost of Equipment | 0 | 0 | 0 | 0 | 0 | 0 | 0 | 0 | 0 | 0 | 0 | 0 | 0 | 0 | 0 | 0 | 0 | 0 | 0 | 0 | 0 | 0 | 0 | 0 | 0 | 0 | 0 | 0 | 0 | 0 | 0 | 0 | 0
F4_Commercial_Other Health_Existing_Food Preparation_Natural Gas_Range_E6 | F4 | Commercial | Other Health | Existing | Food Preparation | Natural Gas | Range | E6 | Utility - Cost of Equipment | 0 | 0 | 0 | 0 | 0 | 0 | 0 | 0 | 0 | 0 | 0 | 0 | 0 | 0 | 0 | 0 | 0 | 0 | 0 | 0 | 0 | 0 | 0 | 0 | 0 | 0 | 0 | 0 | 0 | 0 | 0 | 0 | 0
F4_Commercial_Other Health_Existing_Food Preparation_Natural Gas_Range_E7 | F4 | Commercial | Other Health | Existing | Food Preparation | Natural Gas | Range | E7 | Utility - Cost of Equipment | 0 | 0 | 0 | 0 | 0 | 0 | 0 | 0 | 0 | 0 | 0 | 0 | 0 | 0 | 0 | 0 | 0 | 0 | 0 | 0 | 0 | 0 | 0 | 0 | 0 | 0 | 0 | 0 | 0 | 0 | 0 | 0 | 0
F4_Commercial_Other Health_Existing_Food Preparation_Natural Gas_Range_E8 | F4 | Commercial | Other Health | Existing | Food Preparation | Natural Gas | Range | E8 | Utility - Cost of Equipment | 0 | 0 | 0 | 0 | 0 | 0 | 0 | 0 | 0 | 0 | 0 | 0 | 0 | 0 | 0 | 0 | 0 | 0 | 0 | 0 | 0 | 0 | 0 | 0 | 0 | 0 | 0 | 0 | 0 | 0 | 0 | 0 | 0
F4_Commercial_Other Health_Existing_Food Preparation_Natural Gas_Range_E9 | F4 | Commercial | Other Health | Existing | Food Preparation | Natural Gas | Range | E9 | Utility - Cost of Equipment | 0 | 0 | 0 | 0 | 0 | 0 | 0 | 0 | 0 | 0 | 0 | 0 | 0 | 0 | 0 | 0 | 0 | 0 | 0 | 0 | 0 | 0 | 0 | 0 | 0 | 0 | 0 | 0 | 0 | 0 | 0 | 0 | 0
F4_Commercial_Other Health_Existing_Food Preparation_Natural Gas_Range_E10 | F4 | Commercial | Other Health | Existing | Food Preparation | Natural Gas | Range | E10 | Utility - Cost of Equipment | 0 | 0 | 0 | 0 | 0 | 0 | 0 | 0 | 0 | 0 | 0 | 0 | 0 | 0 | 0 | 0 | 0 | 0 | 0 | 0 | 0 | 0 | 0 | 0 | 0 | 0 | 0 | 0 | 0 | 0 | 0 | 0 | 0
F5_Commercial_Other Health_Existing_Food Preparation_Natural Gas_Range_E1 | F5 | Commercial | Other Health | Existing | Food Preparation | Natural Gas | Range | E1 | Utility - Cost of Operation | 0.099515 | 0.099515 | 0.099515 | 0.099515 | 0.099515 | 0.099515 | 0.099515 | 0.099515 | 0.099515 | 0.099515 | 0.099515 | 0.099515 | 0.099515 | 0.099515 | 0.099515 | 0.099515 | 0.099515 | 0.099515 | 0.099515 | 0.099515 | 0.099515 | 0.099515 | 0.099515 | 0.099515 | 0.099515 | 0.099515 | 0.099515 | 0.099515 | 0.099515 | 0.099515 | 0.099515 | 0.099515 | 0.099515
F5_Commercial_Other Health_Existing_Food Preparation_Natural Gas_Range_E2 | F5 | Commercial | Other Health | Existing | Food Preparation | Natural Gas | Range | E2 | Utility - Cost of Operation | 0.099529 | 0.099529 | 0.099529 | 0.099529 | 0.099529 | 0.099529 | 0.099529 | 0.099529 | 0.099529 | 0.099529 | 0.099529 | 0.099529 | 0.099529 | 0.099529 | 0.099529 | 0.099529 | 0.099529 | 0.099529 | 0.099529 | 0.099529 | 0.099529 | 0.099529 | 0.099529 | 0.099529 | 0.099529 | 0.099529 | 0.099529 | 0.099529 | 0.099529 | 0.099529 | 0.099529 | 0.099529 | 0.099529
F5_Commercial_Other Health_Existing_Food Preparation_Natural Gas_Range_E3 | F5 | Commercial | Other Health | Existing | Food Preparation | Natural Gas | Range | E3 | Utility - Cost of Operation | 0 | 0 | 0 | 0 | 0 | 0 | 0 | 0 | 0 | 0 | 0 | 0 | 0 | 0 | 0 | 0 | 0 | 0 | 0 | 0 | 0 | 0 | 0 | 0 | 0 | 0 | 0 | 0 | 0 | 0 | 0 | 0 | 0
F5_Commercial_Other Health_Existing_Food Preparation_Natural Gas_Range_E4 | F5 | Commercial | Other Health | Existing | Food Preparation | Natural Gas | Range | E4 | Utility - Cost of Operation | 0 | 0 | 0 | 0 | 0 | 0 | 0 | 0 | 0 | 0 | 0 | 0 | 0 | 0 | 0 | 0 | 0 | 0 | 0 | 0 | 0 | 0 | 0 | 0 | 0 | 0 | 0 | 0 | 0 | 0 | 0 | 0 | 0
F5_Commercial_Other Health_Existing_Food Preparation_Natural Gas_Range_E5 | F5 | Commercial | Other Health | Existing | Food Preparation | Natural Gas | Range | E5 | Utility - Cost of Operation | 0 | 0 | 0 | 0 | 0 | 0 | 0 | 0 | 0 | 0 | 0 | 0 | 0 | 0 | 0 | 0 | 0 | 0 | 0 | 0 | 0 | 0 | 0 | 0 | 0 | 0 | 0 | 0 | 0 | 0 | 0 | 0 | 0
F5_Commercial_Other Health_Existing_Food Preparation_Natural Gas_Range_E6 | F5 | Commercial | Other Health | Existing | Food Preparation | Natural Gas | Range | E6 | Utility - Cost of Operation | 0 | 0 | 0 | 0 | 0 | 0 | 0 | 0 | 0 | 0 | 0 | 0 | 0 | 0 | 0 | 0 | 0 | 0 | 0 | 0 | 0 | 0 | 0 | 0 | 0 | 0 | 0 | 0 | 0 | 0 | 0 | 0 | 0
F5_Commercial_Other Health_Existing_Food Preparation_Natural Gas_Range_E7 | F5 | Commercial | Other Health | Existing | Food Preparation | Natural Gas | Range | E7 | Utility - Cost of Operation | 0 | 0 | 0 | 0 | 0 | 0 | 0 | 0 | 0 | 0 | 0 | 0 | 0 | 0 | 0 | 0 | 0 | 0 | 0 | 0 | 0 | 0 | 0 | 0 | 0 | 0 | 0 | 0 | 0 | 0 | 0 | 0 | 0
F5_Commercial_Other Health_Existing_Food Preparation_Natural Gas_Range_E8 | F5 | Commercial | Other Health | Existing | Food Preparation | Natural Gas | Range | E8 | Utility - Cost of Operation | 0 | 0 | 0 | 0 | 0 | 0 | 0 | 0 | 0 | 0 | 0 | 0 | 0 | 0 | 0 | 0 | 0 | 0 | 0 | 0 | 0 | 0 | 0 | 0 | 0 | 0 | 0 | 0 | 0 | 0 | 0 | 0 | 0
F5_Commercial_Other Health_Existing_Food Preparation_Natural Gas_Range_E9 | F5 | Commercial | Other Health | Existing | Food Preparation | Natural Gas | Range | E9 | Utility - Cost of Operation | 0 | 0 | 0 | 0 | 0 | 0 | 0 | 0 | 0 | 0 | 0 | 0 | 0 | 0 | 0 | 0 | 0 | 0 | 0 | 0 | 0 | 0 | 0 | 0 | 0 | 0 | 0 | 0 | 0 | 0 | 0 | 0 | 0
F5_Commercial_Other Health_Existing_Food Preparation_Natural Gas_Range_E10 | F5 | Commercial | Other Health | Existing | Food Preparation | Natural Gas | Range | E10 | Utility - Cost of Operation | 0 | 0 | 0 | 0 | 0 | 0 | 0 | 0 | 0 | 0 | 0 | 0 | 0 | 0 | 0 | 0 | 0 | 0 | 0 | 0 | 0 | 0 | 0 | 0 | 0 | 0 | 0 | 0 | 0 | 0 | 0 | 0 | 0
F6_Commercial_Other Health_Existing_Food Preparation_Natural Gas_Range_E1 | F6 | Commercial | Other Health | Existing | Food Preparation | Natural Gas | Range | E1 | Utility - Value of Sales | 0.13159 | 0.1323 | 0.13343 | 0.13318 | 0.13318 | 0.13318 | 0.13318 | 0.13318 | 0.13318 | 0.13318 | 0.13318 | 0.13318 | 0.13318 | 0.13318 | 0.13318 | 0.13318 | 0.13318 | 0.13318 | 0.13318 | 0.13318 | 0.13318 | 0.13318 | 0.13318 | 0.13318 | 0.13318 | 0.13318 | 0.13318 | 0.13318 | 0.13318 | 0.13318 | 0.13318 | 0.13318 | 0.13318
F6_Commercial_Other Health_Existing_Food Preparation_Natural Gas_Range_E2 | F6 | Commercial | Other Health | Existing | Food Preparation | Natural Gas | Range | E2 | Utility - Value of Sales | 0.098691 | 0.099222 | 0.10008 | 0.099889 | 0.099889 | 0.099889 | 0.099889 | 0.099889 | 0.099889 | 0.099889 | 0.099889 | 0.099889 | 0.099889 | 0.099889 | 0.099889 | 0.099889 | 0.099889 | 0.099889 | 0.099889 | 0.099889 | 0.099889 | 0.099889 | 0.099889 | 0.099889 | 0.099889 | 0.099889 | 0.099889 | 0.099889 | 0.099889 | 0.099889 | 0.099889 | 0.099889 | 0.099889
F6_Commercial_Other Health_Existing_Food Preparation_Natural Gas_Range_E3 | F6 | Commercial | Other Health | Existing | Food Preparation | Natural Gas | Range | E3 | Utility - Value of Sales | 0 | 0 | 0 | 0 | 0 | 0 | 0 | 0 | 0 | 0 | 0 | 0 | 0 | 0 | 0 | 0 | 0 | 0 | 0 | 0 | 0 | 0 | 0 | 0 | 0 | 0 | 0 | 0 | 0 | 0 | 0 | 0 | 0
F6_Commercial_Other Health_Existing_Food Preparation_Natural Gas_Range_E4 | F6 | Commercial | Other Health | Existing | Food Preparation | Natural Gas | Range | E4 | Utility - Value of Sales | 0 | 0 | 0 | 0 | 0 | 0 | 0 | 0 | 0 | 0 | 0 | 0 | 0 | 0 | 0 | 0 | 0 | 0 | 0 | 0 | 0 | 0 | 0 | 0 | 0 | 0 | 0 | 0 | 0 | 0 | 0 | 0 | 0
F6_Commercial_Other Health_Existing_Food Preparation_Natural Gas_Range_E5 | F6 | Commercial | Other Health | Existing | Food Preparation | Natural Gas | Range | E5 | Utility - Value of Sales | 0 | 0 | 0 | 0 | 0 | 0 | 0 | 0 | 0 | 0 | 0 | 0 | 0 | 0 | 0 | 0 | 0 | 0 | 0 | 0 | 0 | 0 | 0 | 0 | 0 | 0 | 0 | 0 | 0 | 0 | 0 | 0 | 0
F6_Commercial_Other Health_Existing_Food Preparation_Natural Gas_Range_E6 | F6 | Commercial | Other Health | Existing | Food Preparation | Natural Gas | Range | E6 | Utility - Value of Sales | 0 | 0 | 0 | 0 | 0 | 0 | 0 | 0 | 0 | 0 | 0 | 0 | 0 | 0 | 0 | 0 | 0 | 0 | 0 | 0 | 0 | 0 | 0 | 0 | 0 | 0 | 0 | 0 | 0 | 0 | 0 | 0 | 0
F6_Commercial_Other Health_Existing_Food Preparation_Natural Gas_Range_E7 | F6 | Commercial | Other Health | Existing | Food Preparation | Natural Gas | Range | E7 | Utility - Value of Sales | 0 | 0 | 0 | 0 | 0 | 0 | 0 | 0 | 0 | 0 | 0 | 0 | 0 | 0 | 0 | 0 | 0 | 0 | 0 | 0 | 0 | 0 | 0 | 0 | 0 | 0 | 0 | 0 | 0 | 0 | 0 | 0 | 0
F6_Commercial_Other Health_Existing_Food Preparation_Natural Gas_Range_E8 | F6 | Commercial | Other Health | Existing | Food Preparation | Natural Gas | Range | E8 | Utility - Value of Sales | 0 | 0 | 0 | 0 | 0 | 0 | 0 | 0 | 0 | 0 | 0 | 0 | 0 | 0 | 0 | 0 | 0 | 0 | 0 | 0 | 0 | 0 | 0 | 0 | 0 | 0 | 0 | 0 | 0 | 0 | 0 | 0 | 0
F6_Commercial_Other Health_Existing_Food Preparation_Natural Gas_Range_E9 | F6 | Commercial | Other Health | Existing | Food Preparation | Natural Gas | Range | E9 | Utility - Value of Sales | 0 | 0 | 0 | 0 | 0 | 0 | 0 | 0 | 0 | 0 | 0 | 0 | 0 | 0 | 0 | 0 | 0 | 0 | 0 | 0 | 0 | 0 | 0 | 0 | 0 | 0 | 0 | 0 | 0 | 0 | 0 | 0 | 0
F6_Commercial_Other Health_Existing_Food Preparation_Natural Gas_Range_E10 | F6 | Commercial | Other Health | Existing | Food Preparation | Natural Gas | Range | E10 | Utility - Value of Sales | 0 | 0 | 0 | 0 | 0 | 0 | 0 | 0 | 0 | 0 | 0 | 0 | 0 | 0 | 0 | 0 | 0 | 0 | 0 | 0 | 0 | 0 | 0 | 0 | 0 | 0 | 0 | 0 | 0 | 0 | 0 | 0 | 0
F1_Commercial_Other Health_Existing_Food Preparation_Natural Gas_Steamer_E1 | F1 | Commercial | Other Health | Existing | Food Preparation | Natural Gas | Steamer | E1 | RVT - Cost of Equipment | 0.48801 | 0.48858 | 0.49121 | 0 | 0 | 0 | 0 | 0 | 0 | 0 | 0 | 0 | 0 | 0 | 0 | 0 | 0 | 0 | 0 | 0 | 0 | 0 | 0 | 0 | 0 | 0 | 0 | 0 | 0 | 0 | 0 | 0 | 0
F1_Commercial_Other Health_Existing_Food Preparation_Natural Gas_Steamer_E2 | F1 | Commercial | Other Health | Existing | Food Preparation | Natural Gas | Steamer | E2 | RVT - Cost of Equipment | 0.10179 | 0.10191 | 0.10246 | 0.10193 | 0.10165 | 0.10205 | 0.10303 | 0.10383 | 0.1048 | 0.10574 | 0.10669 | 0.10758 | 0.10853 | 0.10951 | 0.11046 | 0.11142 | 0.1124 | 0.11345 | 0.11451 | 0.1156 | 0.11663 | 0.11768 | 0.11863 | 0.1196 | 0.12045 | 0.12118 | 0.12185 | 0.12242 | 0.12287 | 0.12324 | 0.12344 | 0.12358 | 0.12358
F1_Commercial_Other Health_Existing_Food Preparation_Natural Gas_Steamer_E3 | F1 | Commercial | Other Health | Existing | Food Preparation | Natural Gas | Steamer | E3 | RVT - Cost of Equipment | 0 | 0 | 0 | 0 | 0 | 0 | 0 | 0 | 0 | 0 | 0 | 0 | 0 | 0 | 0 | 0 | 0 | 0 | 0 | 0 | 0 | 0 | 0 | 0 | 0 | 0 | 0 | 0 | 0 | 0 | 0 | 0 | 0
F1_Commercial_Other Health_Existing_Food Preparation_Natural Gas_Steamer_E4 | F1 | Commercial | Other Health | Existing | Food Preparation | Natural Gas | Steamer | E4 | RVT - Cost of Equipment | 0 | 0 | 0 | 0 | 0 | 0 | 0 | 0 | 0 | 0 | 0 | 0 | 0 | 0 | 0 | 0 | 0 | 0 | 0 | 0 | 0 | 0 | 0 | 0 | 0 | 0 | 0 | 0 | 0 | 0 | 0 | 0 | 0
F1_Commercial_Other Health_Existing_Food Preparation_Natural Gas_Steamer_E5 | F1 | Commercial | Other Health | Existing | Food Preparation | Natural Gas | Steamer | E5 | RVT - Cost of Equipment | 0 | 0 | 0 | 0 | 0 | 0 | 0 | 0 | 0 | 0 | 0 | 0 | 0 | 0 | 0 | 0 | 0 | 0 | 0 | 0 | 0 | 0 | 0 | 0 | 0 | 0 | 0 | 0 | 0 | 0 | 0 | 0 | 0
F1_Commercial_Other Health_Existing_Food Preparation_Natural Gas_Steamer_E6 | F1 | Commercial | Other Health | Existing | Food Preparation | Natural Gas | Steamer | E6 | RVT - Cost of Equipment | 0 | 0 | 0 | 0 | 0 | 0 | 0 | 0 | 0 | 0 | 0 | 0 | 0 | 0 | 0 | 0 | 0 | 0 | 0 | 0 | 0 | 0 | 0 | 0 | 0 | 0 | 0 | 0 | 0 | 0 | 0 | 0 | 0
F1_Commercial_Other Health_Existing_Food Preparation_Natural Gas_Steamer_E7 | F1 | Commercial | Other Health | Existing | Food Preparation | Natural Gas | Steamer | E7 | RVT - Cost of Equipment | 0 | 0 | 0 | 0 | 0 | 0 | 0 | 0 | 0 | 0 | 0 | 0 | 0 | 0 | 0 | 0 | 0 | 0 | 0 | 0 | 0 | 0 | 0 | 0 | 0 | 0 | 0 | 0 | 0 | 0 | 0 | 0 | 0
F1_Commercial_Other Health_Existing_Food Preparation_Natural Gas_Steamer_E8 | F1 | Commercial | Other Health | Existing | Food Preparation | Natural Gas | Steamer | E8 | RVT - Cost of Equipment | 0 | 0 | 0 | 0 | 0 | 0 | 0 | 0 | 0 | 0 | 0 | 0 | 0 | 0 | 0 | 0 | 0 | 0 | 0 | 0 | 0 | 0 | 0 | 0 | 0 | 0 | 0 | 0 | 0 | 0 | 0 | 0 | 0
F1_Commercial_Other Health_Existing_Food Preparation_Natural Gas_Steamer_E9 | F1 | Commercial | Other Health | Existing | Food Preparation | Natural Gas | Steamer | E9 | RVT - Cost of Equipment | 0 | 0 | 0 | 0 | 0 | 0 | 0 | 0 | 0 | 0 | 0 | 0 | 0 | 0 | 0 | 0 | 0 | 0 | 0 | 0 | 0 | 0 | 0 | 0 | 0 | 0 | 0 | 0 | 0 | 0 | 0 | 0 | 0
F1_Commercial_Other Health_Existing_Food Preparation_Natural Gas_Steamer_E10 | F1 | Commercial | Other Health | Existing | Food Preparation | Natural Gas | Steamer | E10 | RVT - Cost of Equipment | 0 | 0 | 0 | 0 | 0 | 0 | 0 | 0 | 0 | 0 | 0 | 0 | 0 | 0 | 0 | 0 | 0 | 0 | 0 | 0 | 0 | 0 | 0 | 0 | 0 | 0 | 0 | 0 | 0 | 0 | 0 | 0 | 0
F2_Commercial_Other Health_Existing_Food Preparation_Natural Gas_Steamer_E1 | F2 | Commercial | Other Health | Existing | Food Preparation | Natural Gas | Steamer | E1 | RVT - Cost of Operation | 0.58467 | 0.58535 | 0.5885 | 0 | 0 | 0 | 0 | 0 | 0 | 0 | 0 | 0 | 0 | 0 | 0 | 0 | 0 | 0 | 0 | 0 | 0 | 0 | 0 | 0 | 0 | 0 | 0 | 0 | 0 | 0 | 0 | 0 | 0
F2_Commercial_Other Health_Existing_Food Preparation_Natural Gas_Steamer_E2 | F2 | Commercial | Other Health | Existing | Food Preparation | Natural Gas | Steamer | E2 | RVT - Cost of Operation | 0.12196 | 0.1221 | 0.12276 | 0.12212 | 0.12178 | 0.12226 | 0.12343 | 0.1244 | 0.12556 | 0.12669 | 0.12782 | 0.12889 | 0.13002 | 0.1312 | 0.13233 | 0.13349 | 0.13467 | 0.13592 | 0.13719 | 0.13849 | 0.13974 | 0.14099 | 0.14213 | 0.14329 | 0.1443 | 0.14518 | 0.14598 | 0.14667 | 0.14721 | 0.14765 | 0.14789 | 0.14806 | 0.14806
F2_Commercial_Other Health_Existing_Food Preparation_Natural Gas_Steamer_E3 | F2 | Commercial | Other Health | Existing | Food Preparation | Natural Gas | Steamer | E3 | RVT - Cost of Operation | 0 | 0 | 0 | 0 | 0 | 0 | 0 | 0 | 0 | 0 | 0 | 0 | 0 | 0 | 0 | 0 | 0 | 0 | 0 | 0 | 0 | 0 | 0 | 0 | 0 | 0 | 0 | 0 | 0 | 0 | 0 | 0 | 0
F2_Commercial_Other Health_Existing_Food Preparation_Natural Gas_Steamer_E4 | F2 | Commercial | Other Health | Existing | Food Preparation | Natural Gas | Steamer | E4 | RVT - Cost of Operation | 0 | 0 | 0 | 0 | 0 | 0 | 0 | 0 | 0 | 0 | 0 | 0 | 0 | 0 | 0 | 0 | 0 | 0 | 0 | 0 | 0 | 0 | 0 | 0 | 0 | 0 | 0 | 0 | 0 | 0 | 0 | 0 | 0
F2_Commercial_Other Health_Existing_Food Preparation_Natural Gas_Steamer_E5 | F2 | Commercial | Other Health | Existing | Food Preparation | Natural Gas | Steamer | E5 | RVT - Cost of Operation | 0 | 0 | 0 | 0 | 0 | 0 | 0 | 0 | 0 | 0 | 0 | 0 | 0 | 0 | 0 | 0 | 0 | 0 | 0 | 0 | 0 | 0 | 0 | 0 | 0 | 0 | 0 | 0 | 0 | 0 | 0 | 0 | 0
F2_Commercial_Other Health_Existing_Food Preparation_Natural Gas_Steamer_E6 | F2 | Commercial | Other Health | Existing | Food Preparation | Natural Gas | Steamer | E6 | RVT - Cost of Operation | 0 | 0 | 0 | 0 | 0 | 0 | 0 | 0 | 0 | 0 | 0 | 0 | 0 | 0 | 0 | 0 | 0 | 0 | 0 | 0 | 0 | 0 | 0 | 0 | 0 | 0 | 0 | 0 | 0 | 0 | 0 | 0 | 0
F2_Commercial_Other Health_Existing_Food Preparation_Natural Gas_Steamer_E7 | F2 | Commercial | Other Health | Existing | Food Preparation | Natural Gas | Steamer | E7 | RVT - Cost of Operation | 0 | 0 | 0 | 0 | 0 | 0 | 0 | 0 | 0 | 0 | 0 | 0 | 0 | 0 | 0 | 0 | 0 | 0 | 0 | 0 | 0 | 0 | 0 | 0 | 0 | 0 | 0 | 0 | 0 | 0 | 0 | 0 | 0
F2_Commercial_Other Health_Existing_Food Preparation_Natural Gas_Steamer_E8 | F2 | Commercial | Other Health | Existing | Food Preparation | Natural Gas | Steamer | E8 | RVT - Cost of Operation | 0 | 0 | 0 | 0 | 0 | 0 | 0 | 0 | 0 | 0 | 0 | 0 | 0 | 0 | 0 | 0 | 0 | 0 | 0 | 0 | 0 | 0 | 0 | 0 | 0 | 0 | 0 | 0 | 0 | 0 | 0 | 0 | 0
F2_Commercial_Other Health_Existing_Food Preparation_Natural Gas_Steamer_E9 | F2 | Commercial | Other Health | Existing | Food Preparation | Natural Gas | Steamer | E9 | RVT - Cost of Operation | 0 | 0 | 0 | 0 | 0 | 0 | 0 | 0 | 0 | 0 | 0 | 0 | 0 | 0 | 0 | 0 | 0 | 0 | 0 | 0 | 0 | 0 | 0 | 0 | 0 | 0 | 0 | 0 | 0 | 0 | 0 | 0 | 0
F2_Commercial_Other Health_Existing_Food Preparation_Natural Gas_Steamer_E10 | F2 | Commercial | Other Health | Existing | Food Preparation | Natural Gas | Steamer | E10 | RVT - Cost of Operation | 0 | 0 | 0 | 0 | 0 | 0 | 0 | 0 | 0 | 0 | 0 | 0 | 0 | 0 | 0 | 0 | 0 | 0 | 0 | 0 | 0 | 0 | 0 | 0 | 0 | 0 | 0 | 0 | 0 | 0 | 0 | 0 | 0
F3_Commercial_Other Health_Existing_Food Preparation_Natural Gas_Steamer_E1 | F3 | Commercial | Other Health | Existing | Food Preparation | Natural Gas | Steamer | E1 | System - kBTUs of Consumption | 0.3004 | 0.3004 | 0.3004 | 0 | 0 | 0 | 0 | 0 | 0 | 0 | 0 | 0 | 0 | 0 | 0 | 0 | 0 | 0 | 0 | 0 | 0 | 0 | 0 | 0 | 0 | 0 | 0 | 0 | 0 | 0 | 0 | 0 | 0
F3_Commercial_Other Health_Existing_Food Preparation_Natural Gas_Steamer_E2 | F3 | Commercial | Other Health | Existing | Food Preparation | Natural Gas | Steamer | E2 | System - kBTUs of Consumption | 0.32271 | 0.32271 | 0.32271 | 0.32271 | 0.32271 | 0.32271 | 0.32271 | 0.32271 | 0.32271 | 0.32271 | 0.32271 | 0.32271 | 0.32271 | 0.32271 | 0.32271 | 0.32271 | 0.32271 | 0.32271 | 0.32271 | 0.32271 | 0.32271 | 0.32271 | 0.32271 | 0.32271 | 0.32271 | 0.32271 | 0.32271 | 0.32271 | 0.32271 | 0.32271 | 0.32271 | 0.32271 | 0.32271
F3_Commercial_Other Health_Existing_Food Preparation_Natural Gas_Steamer_E3 | F3 | Commercial | Other Health | Existing | Food Preparation | Natural Gas | Steamer | E3 | System - kBTUs of Consumption | 0 | 0 | 0 | 0 | 0 | 0 | 0 | 0 | 0 | 0 | 0 | 0 | 0 | 0 | 0 | 0 | 0 | 0 | 0 | 0 | 0 | 0 | 0 | 0 | 0 | 0 | 0 | 0 | 0 | 0 | 0 | 0 | 0
F3_Commercial_Other Health_Existing_Food Preparation_Natural Gas_Steamer_E4 | F3 | Commercial | Other Health | Existing | Food Preparation | Natural Gas | Steamer | E4 | System - kBTUs of Consumption | 0 | 0 | 0 | 0 | 0 | 0 | 0 | 0 | 0 | 0 | 0 | 0 | 0 | 0 | 0 | 0 | 0 | 0 | 0 | 0 | 0 | 0 | 0 | 0 | 0 | 0 | 0 | 0 | 0 | 0 | 0 | 0 | 0
F3_Commercial_Other Health_Existing_Food Preparation_Natural Gas_Steamer_E5 | F3 | Commercial | Other Health | Existing | Food Preparation | Natural Gas | Steamer | E5 | System - kBTUs of Consumption | 0 | 0 | 0 | 0 | 0 | 0 | 0 | 0 | 0 | 0 | 0 | 0 | 0 | 0 | 0 | 0 | 0 | 0 | 0 | 0 | 0 | 0 | 0 | 0 | 0 | 0 | 0 | 0 | 0 | 0 | 0 | 0 | 0
F3_Commercial_Other Health_Existing_Food Preparation_Natural Gas_Steamer_E6 | F3 | Commercial | Other Health | Existing | Food Preparation | Natural Gas | Steamer | E6 | System - kBTUs of Consumption | 0 | 0 | 0 | 0 | 0 | 0 | 0 | 0 | 0 | 0 | 0 | 0 | 0 | 0 | 0 | 0 | 0 | 0 | 0 | 0 | 0 | 0 | 0 | 0 | 0 | 0 | 0 | 0 | 0 | 0 | 0 | 0 | 0
F3_Commercial_Other Health_Existing_Food Preparation_Natural Gas_Steamer_E7 | F3 | Commercial | Other Health | Existing | Food Preparation | Natural Gas | Steamer | E7 | System - kBTUs of Consumption | 0 | 0 | 0 | 0 | 0 | 0 | 0 | 0 | 0 | 0 | 0 | 0 | 0 | 0 | 0 | 0 | 0 | 0 | 0 | 0 | 0 | 0 | 0 | 0 | 0 | 0 | 0 | 0 | 0 | 0 | 0 | 0 | 0
F3_Commercial_Other Health_Existing_Food Preparation_Natural Gas_Steamer_E8 | F3 | Commercial | Other Health | Existing | Food Preparation | Natural Gas | Steamer | E8 | System - kBTUs of Consumption | 0 | 0 | 0 | 0 | 0 | 0 | 0 | 0 | 0 | 0 | 0 | 0 | 0 | 0 | 0 | 0 | 0 | 0 | 0 | 0 | 0 | 0 | 0 | 0 | 0 | 0 | 0 | 0 | 0 | 0 | 0 | 0 | 0
F3_Commercial_Other Health_Existing_Food Preparation_Natural Gas_Steamer_E9 | F3 | Commercial | Other Health | Existing | Food Preparation | Natural Gas | Steamer | E9 | System - kBTUs of Consumption | 0 | 0 | 0 | 0 | 0 | 0 | 0 | 0 | 0 | 0 | 0 | 0 | 0 | 0 | 0 | 0 | 0 | 0 | 0 | 0 | 0 | 0 | 0 | 0 | 0 | 0 | 0 | 0 | 0 | 0 | 0 | 0 | 0
F3_Commercial_Other Health_Existing_Food Preparation_Natural Gas_Steamer_E10 | F3 | Commercial | Other Health | Existing | Food Preparation | Natural Gas | Steamer | E10 | System - kBTUs of Consumption | 0 | 0 | 0 | 0 | 0 | 0 | 0 | 0 | 0 | 0 | 0 | 0 | 0 | 0 | 0 | 0 | 0 | 0 | 0 | 0 | 0 | 0 | 0 | 0 | 0 | 0 | 0 | 0 | 0 | 0 | 0 | 0 | 0
F4_Commercial_Other Health_Existing_Food Preparation_Natural Gas_Steamer_E1 | F4 | Commercial | Other Health | Existing | Food Preparation | Natural Gas | Steamer | E1 | Utility - Cost of Equipment | 0.58467 | 0.58535 | 0.5885 | 0 | 0 | 0 | 0 | 0 | 0 | 0 | 0 | 0 | 0 | 0 | 0 | 0 | 0 | 0 | 0 | 0 | 0 | 0 | 0 | 0 | 0 | 0 | 0 | 0 | 0 | 0 | 0 | 0 | 0
F4_Commercial_Other Health_Existing_Food Preparation_Natural Gas_Steamer_E2 | F4 | Commercial | Other Health | Existing | Food Preparation | Natural Gas | Steamer | E2 | Utility - Cost of Equipment | 0.12196 | 0.1221 | 0.12276 | 0.12212 | 0.12178 | 0.12226 | 0.12343 | 0.1244 | 0.12556 | 0.12669 | 0.12782 | 0.12889 | 0.13002 | 0.1312 | 0.13233 | 0.13349 | 0.13467 | 0.13592 | 0.13719 | 0.13849 | 0.13974 | 0.14099 | 0.14213 | 0.14329 | 0.1443 | 0.14518 | 0.14598 | 0.14667 | 0.14721 | 0.14765 | 0.14789 | 0.14806 | 0.14806
F4_Commercial_Other Health_Existing_Food Preparation_Natural Gas_Steamer_E3 | F4 | Commercial | Other Health | Existing | Food Preparation | Natural Gas | Steamer | E3 | Utility - Cost of Equipment | 0 | 0 | 0 | 0 | 0 | 0 | 0 | 0 | 0 | 0 | 0 | 0 | 0 | 0 | 0 | 0 | 0 | 0 | 0 | 0 | 0 | 0 | 0 | 0 | 0 | 0 | 0 | 0 | 0 | 0 | 0 | 0 | 0
F4_Commercial_Other Health_Existing_Food Preparation_Natural Gas_Steamer_E4 | F4 | Commercial | Other Health | Existing | Food Preparation | Natural Gas | Steamer | E4 | Utility - Cost of Equipment | 0 | 0 | 0 | 0 | 0 | 0 | 0 | 0 | 0 | 0 | 0 | 0 | 0 | 0 | 0 | 0 | 0 | 0 | 0 | 0 | 0 | 0 | 0 | 0 | 0 | 0 | 0 | 0 | 0 | 0 | 0 | 0 | 0
F4_Commercial_Other Health_Existing_Food Preparation_Natural Gas_Steamer_E5 | F4 | Commercial | Other Health | Existing | Food Preparation | Natural Gas | Steamer | E5 | Utility - Cost of Equipment | 0 | 0 | 0 | 0 | 0 | 0 | 0 | 0 | 0 | 0 | 0 | 0 | 0 | 0 | 0 | 0 | 0 | 0 | 0 | 0 | 0 | 0 | 0 | 0 | 0 | 0 | 0 | 0 | 0 | 0 | 0 | 0 | 0
F4_Commercial_Other Health_Existing_Food Preparation_Natural Gas_Steamer_E6 | F4 | Commercial | Other Health | Existing | Food Preparation | Natural Gas | Steamer | E6 | Utility - Cost of Equipment | 0 | 0 | 0 | 0 | 0 | 0 | 0 | 0 | 0 | 0 | 0 | 0 | 0 | 0 | 0 | 0 | 0 | 0 | 0 | 0 | 0 | 0 | 0 | 0 | 0 | 0 | 0 | 0 | 0 | 0 | 0 | 0 | 0
F4_Commercial_Other Health_Existing_Food Preparation_Natural Gas_Steamer_E7 | F4 | Commercial | Other Health | Existing | Food Preparation | Natural Gas | Steamer | E7 | Utility - Cost of Equipment | 0 | 0 | 0 | 0 | 0 | 0 | 0 | 0 | 0 | 0 | 0 | 0 | 0 | 0 | 0 | 0 | 0 | 0 | 0 | 0 | 0 | 0 | 0 | 0 | 0 | 0 | 0 | 0 | 0 | 0 | 0 | 0 | 0
F4_Commercial_Other Health_Existing_Food Preparation_Natural Gas_Steamer_E8 | F4 | Commercial | Other Health | Existing | Food Preparation | Natural Gas | Steamer | E8 | Utility - Cost of Equipment | 0 | 0 | 0 | 0 | 0 | 0 | 0 | 0 | 0 | 0 | 0 | 0 | 0 | 0 | 0 | 0 | 0 | 0 | 0 | 0 | 0 | 0 | 0 | 0 | 0 | 0 | 0 | 0 | 0 | 0 | 0 | 0 | 0
F4_Commercial_Other Health_Existing_Food Preparation_Natural Gas_Steamer_E9 | F4 | Commercial | Other Health | Existing | Food Preparation | Natural Gas | Steamer | E9 | Utility - Cost of Equipment | 0 | 0 | 0 | 0 | 0 | 0 | 0 | 0 | 0 | 0 | 0 | 0 | 0 | 0 | 0 | 0 | 0 | 0 | 0 | 0 | 0 | 0 | 0 | 0 | 0 | 0 | 0 | 0 | 0 | 0 | 0 | 0 | 0
F4_Commercial_Other Health_Existing_Food Preparation_Natural Gas_Steamer_E10 | F4 | Commercial | Other Health | Existing | Food Preparation | Natural Gas | Steamer | E10 | Utility - Cost of Equipment | 0 | 0 | 0 | 0 | 0 | 0 | 0 | 0 | 0 | 0 | 0 | 0 | 0 | 0 | 0 | 0 | 0 | 0 | 0 | 0 | 0 | 0 | 0 | 0 | 0 | 0 | 0 | 0 | 0 | 0 | 0 | 0 | 0
F5_Commercial_Other Health_Existing_Food Preparation_Natural Gas_Steamer_E1 | F5 | Commercial | Other Health | Existing | Food Preparation | Natural Gas | Steamer | E1 | Utility - Cost of Operation | 0.3004 | 0.3004 | 0.3004 | 0 | 0 | 0 | 0 | 0 | 0 | 0 | 0 | 0 | 0 | 0 | 0 | 0 | 0 | 0 | 0 | 0 | 0 | 0 | 0 | 0 | 0 | 0 | 0 | 0 | 0 | 0 | 0 | 0 | 0
F5_Commercial_Other Health_Existing_Food Preparation_Natural Gas_Steamer_E2 | F5 | Commercial | Other Health | Existing | Food Preparation | Natural Gas | Steamer | E2 | Utility - Cost of Operation | 0.32271 | 0.32271 | 0.32271 | 0.32271 | 0.32271 | 0.32271 | 0.32271 | 0.32271 | 0.32271 | 0.32271 | 0.32271 | 0.32271 | 0.32271 | 0.32271 | 0.32271 | 0.32271 | 0.32271 | 0.32271 | 0.32271 | 0.32271 | 0.32271 | 0.32271 | 0.32271 | 0.32271 | 0.32271 | 0.32271 | 0.32271 | 0.32271 | 0.32271 | 0.32271 | 0.32271 | 0.32271 | 0.32271
F5_Commercial_Other Health_Existing_Food Preparation_Natural Gas_Steamer_E3 | F5 | Commercial | Other Health | Existing | Food Preparation | Natural Gas | Steamer | E3 | Utility - Cost of Operation | 0 | 0 | 0 | 0 | 0 | 0 | 0 | 0 | 0 | 0 | 0 | 0 | 0 | 0 | 0 | 0 | 0 | 0 | 0 | 0 | 0 | 0 | 0 | 0 | 0 | 0 | 0 | 0 | 0 | 0 | 0 | 0 | 0
F5_Commercial_Other Health_Existing_Food Preparation_Natural Gas_Steamer_E4 | F5 | Commercial | Other Health | Existing | Food Preparation | Natural Gas | Steamer | E4 | Utility - Cost of Operation | 0 | 0 | 0 | 0 | 0 | 0 | 0 | 0 | 0 | 0 | 0 | 0 | 0 | 0 | 0 | 0 | 0 | 0 | 0 | 0 | 0 | 0 | 0 | 0 | 0 | 0 | 0 | 0 | 0 | 0 | 0 | 0 | 0
F5_Commercial_Other Health_Existing_Food Preparation_Natural Gas_Steamer_E5 | F5 | Commercial | Other Health | Existing | Food Preparation | Natural Gas | Steamer | E5 | Utility - Cost of Operation | 0 | 0 | 0 | 0 | 0 | 0 | 0 | 0 | 0 | 0 | 0 | 0 | 0 | 0 | 0 | 0 | 0 | 0 | 0 | 0 | 0 | 0 | 0 | 0 | 0 | 0 | 0 | 0 | 0 | 0 | 0 | 0 | 0
F5_Commercial_Other Health_Existing_Food Preparation_Natural Gas_Steamer_E6 | F5 | Commercial | Other Health | Existing | Food Preparation | Natural Gas | Steamer | E6 | Utility - Cost of Operation | 0 | 0 | 0 | 0 | 0 | 0 | 0 | 0 | 0 | 0 | 0 | 0 | 0 | 0 | 0 | 0 | 0 | 0 | 0 | 0 | 0 | 0 | 0 | 0 | 0 | 0 | 0 | 0 | 0 | 0 | 0 | 0 | 0
F5_Commercial_Other Health_Existing_Food Preparation_Natural Gas_Steamer_E7 | F5 | Commercial | Other Health | Existing | Food Preparation | Natural Gas | Steamer | E7 | Utility - Cost of Operation | 0 | 0 | 0 | 0 | 0 | 0 | 0 | 0 | 0 | 0 | 0 | 0 | 0 | 0 | 0 | 0 | 0 | 0 | 0 | 0 | 0 | 0 | 0 | 0 | 0 | 0 | 0 | 0 | 0 | 0 | 0 | 0 | 0
F5_Commercial_Other Health_Existing_Food Preparation_Natural Gas_Steamer_E8 | F5 | Commercial | Other Health | Existing | Food Preparation | Natural Gas | Steamer | E8 | Utility - Cost of Operation | 0 | 0 | 0 | 0 | 0 | 0 | 0 | 0 | 0 | 0 | 0 | 0 | 0 | 0 | 0 | 0 | 0 | 0 | 0 | 0 | 0 | 0 | 0 | 0 | 0 | 0 | 0 | 0 | 0 | 0 | 0 | 0 | 0
F5_Commercial_Other Health_Existing_Food Preparation_Natural Gas_Steamer_E9 | F5 | Commercial | Other Health | Existing | Food Preparation | Natural Gas | Steamer | E9 | Utility - Cost of Operation | 0 | 0 | 0 | 0 | 0 | 0 | 0 | 0 | 0 | 0 | 0 | 0 | 0 | 0 | 0 | 0 | 0 | 0 | 0 | 0 | 0 | 0 | 0 | 0 | 0 | 0 | 0 | 0 | 0 | 0 | 0 | 0 | 0
F5_Commercial_Other Health_Existing_Food Preparation_Natural Gas_Steamer_E10 | F5 | Commercial | Other Health | Existing | Food Preparation | Natural Gas | Steamer | E10 | Utility - Cost of Operation | 0 | 0 | 0 | 0 | 0 | 0 | 0 | 0 | 0 | 0 | 0 | 0 | 0 | 0 | 0 | 0 | 0 | 0 | 0 | 0 | 0 | 0 | 0 | 0 | 0 | 0 | 0 | 0 | 0 | 0 | 0 | 0 | 0
F6_Commercial_Other Health_Existing_Food Preparation_Natural Gas_Steamer_E1 | F6 | Commercial | Other Health | Existing | Food Preparation | Natural Gas | Steamer | E1 | Utility - Value of Sales | 0.31067 | 0.31206 | 0.3143 | 0 | 0 | 0 | 0 | 0 | 0 | 0 | 0 | 0 | 0 | 0 | 0 | 0 | 0 | 0 | 0 | 0 | 0 | 0 | 0 | 0 | 0 | 0 | 0 | 0 | 0 | 0 | 0 | 0 | 0
F6_Commercial_Other Health_Existing_Food Preparation_Natural Gas_Steamer_E2 | F6 | Commercial | Other Health | Existing | Food Preparation | Natural Gas | Steamer | E2 | Utility - Value of Sales | 0.064803 | 0.065093 | 0.065559 | 0.065457 | 0.065457 | 0.065457 | 0.065457 | 0.065457 | 0.065457 | 0.065457 | 0.065457 | 0.065457 | 0.065457 | 0.065457 | 0.065457 | 0.065457 | 0.065457 | 0.065457 | 0.065457 | 0.065457 | 0.065457 | 0.065457 | 0.065457 | 0.065457 | 0.065457 | 0.065457 | 0.065457 | 0.065457 | 0.065457 | 0.065457 | 0.065457 | 0.065457 | 0.065457
F6_Commercial_Other Health_Existing_Food Preparation_Natural Gas_Steamer_E3 | F6 | Commercial | Other Health | Existing | Food Preparation | Natural Gas | Steamer | E3 | Utility - Value of Sales | 0 | 0 | 0 | 0 | 0 | 0 | 0 | 0 | 0 | 0 | 0 | 0 | 0 | 0 | 0 | 0 | 0 | 0 | 0 | 0 | 0 | 0 | 0 | 0 | 0 | 0 | 0 | 0 | 0 | 0 | 0 | 0 | 0
F6_Commercial_Other Health_Existing_Food Preparation_Natural Gas_Steamer_E4 | F6 | Commercial | Other Health | Existing | Food Preparation | Natural Gas | Steamer | E4 | Utility - Value of Sales | 0 | 0 | 0 | 0 | 0 | 0 | 0 | 0 | 0 | 0 | 0 | 0 | 0 | 0 | 0 | 0 | 0 | 0 | 0 | 0 | 0 | 0 | 0 | 0 | 0 | 0 | 0 | 0 | 0 | 0 | 0 | 0 | 0
F6_Commercial_Other Health_Existing_Food Preparation_Natural Gas_Steamer_E5 | F6 | Commercial | Other Health | Existing | Food Preparation | Natural Gas | Steamer | E5 | Utility - Value of Sales | 0 | 0 | 0 | 0 | 0 | 0 | 0 | 0 | 0 | 0 | 0 | 0 | 0 | 0 | 0 | 0 | 0 | 0 | 0 | 0 | 0 | 0 | 0 | 0 | 0 | 0 | 0 | 0 | 0 | 0 | 0 | 0 | 0
F6_Commercial_Other Health_Existing_Food Preparation_Natural Gas_Steamer_E6 | F6 | Commercial | Other Health | Existing | Food Preparation | Natural Gas | Steamer | E6 | Utility - Value of Sales | 0 | 0 | 0 | 0 | 0 | 0 | 0 | 0 | 0 | 0 | 0 | 0 | 0 | 0 | 0 | 0 | 0 | 0 | 0 | 0 | 0 | 0 | 0 | 0 | 0 | 0 | 0 | 0 | 0 | 0 | 0 | 0 | 0
F6_Commercial_Other Health_Existing_Food Preparation_Natural Gas_Steamer_E7 | F6 | Commercial | Other Health | Existing | Food Preparation | Natural Gas | Steamer | E7 | Utility - Value of Sales | 0 | 0 | 0 | 0 | 0 | 0 | 0 | 0 | 0 | 0 | 0 | 0 | 0 | 0 | 0 | 0 | 0 | 0 | 0 | 0 | 0 | 0 | 0 | 0 | 0 | 0 | 0 | 0 | 0 | 0 | 0 | 0 | 0
F6_Commercial_Other Health_Existing_Food Preparation_Natural Gas_Steamer_E8 | F6 | Commercial | Other Health | Existing | Food Preparation | Natural Gas | Steamer | E8 | Utility - Value of Sales | 0 | 0 | 0 | 0 | 0 | 0 | 0 | 0 | 0 | 0 | 0 | 0 | 0 | 0 | 0 | 0 | 0 | 0 | 0 | 0 | 0 | 0 | 0 | 0 | 0 | 0 | 0 | 0 | 0 | 0 | 0 | 0 | 0
F6_Commercial_Other Health_Existing_Food Preparation_Natural Gas_Steamer_E9 | F6 | Commercial | Other Health | Existing | Food Preparation | Natural Gas | Steamer | E9 | Utility - Value of Sales | 0 | 0 | 0 | 0 | 0 | 0 | 0 | 0 | 0 | 0 | 0 | 0 | 0 | 0 | 0 | 0 | 0 | 0 | 0 | 0 | 0 | 0 | 0 | 0 | 0 | 0 | 0 | 0 | 0 | 0 | 0 | 0 | 0
F6_Commercial_Other Health_Existing_Food Preparation_Natural Gas_Steamer_E10 | F6 | Commercial | Other Health | Existing | Food Preparation | Natural Gas | Steamer | E10 | Utility - Value of Sales | 0 | 0 | 0 | 0 | 0 | 0 | 0 | 0 | 0 | 0 | 0 | 0 | 0 | 0 | 0 | 0 | 0 | 0 | 0 | 0 | 0 | 0 | 0 | 0 | 0 | 0 | 0 | 0 | 0 | 0 | 0 | 0 | 0
F1_Commercial_Other Health_Existing_Food Preparation_Natural Gas_Food Prep Other_E1 | F1 | Commercial | Other Health | Existing | Food Preparation | Natural Gas | Food Prep Other | E1 | RVT - Cost of Equipment | 0.073868 | 0.073856 | 0.074211 | 0.073665 | 0.073333 | 0.073575 | 0.074302 | 0.074876 | 0.075588 | 0.07626 | 0.076937 | 0.077557 | 0.078223 | 0.078919 | 0.079583 | 0.08026 | 0.080947 | 0.081694 | 0.082474 | 0.083295 | 0.084104 | 0.084949 | 0.085728 | 0.086535 | 0.087249 | 0.087866 | 0.088427 | 0.088912 | 0.089291 | 0.089602 | 0.089772 | 0.089885 | 0.089885
F1_Commercial_Other Health_Existing_Food Preparation_Natural Gas_Food Prep Other_E2 | F1 | Commercial | Other Health | Existing | Food Preparation | Natural Gas | Food Prep Other | E2 | RVT - Cost of Equipment | 0.073867 | 0.073856 | 0.074211 | 0.073665 | 0.073333 | 0.073574 | 0.074301 | 0.074875 | 0.075588 | 0.07626 | 0.076936 | 0.077557 | 0.078222 | 0.078918 | 0.079583 | 0.080259 | 0.080947 | 0.081694 | 0.082474 | 0.083295 | 0.084103 | 0.084948 | 0.085728 | 0.086534 | 0.087248 | 0.087865 | 0.088427 | 0.088911 | 0.089291 | 0.089602 | 0.089771 | 0.089885 | 0.089885
F1_Commercial_Other Health_Existing_Food Preparation_Natural Gas_Food Prep Other_E3 | F1 | Commercial | Other Health | Existing | Food Preparation | Natural Gas | Food Prep Other | E3 | RVT - Cost of Equipment | 0 | 0 | 0 | 0 | 0 | 0 | 0 | 0 | 0 | 0 | 0 | 0 | 0 | 0 | 0 | 0 | 0 | 0 | 0 | 0 | 0 | 0 | 0 | 0 | 0 | 0 | 0 | 0 | 0 | 0 | 0 | 0 | 0
F1_Commercial_Other Health_Existing_Food Preparation_Natural Gas_Food Prep Other_E4 | F1 | Commercial | Other Health | Existing | Food Preparation | Natural Gas | Food Prep Other | E4 | RVT - Cost of Equipment | 0 | 0 | 0 | 0 | 0 | 0 | 0 | 0 | 0 | 0 | 0 | 0 | 0 | 0 | 0 | 0 | 0 | 0 | 0 | 0 | 0 | 0 | 0 | 0 | 0 | 0 | 0 | 0 | 0 | 0 | 0 | 0 | 0
F1_Commercial_Other Health_Existing_Food Preparation_Natural Gas_Food Prep Other_E5 | F1 | Commercial | Other Health | Existing | Food Preparation | Natural Gas | Food Prep Other | E5 | RVT - Cost of Equipment | 0 | 0 | 0 | 0 | 0 | 0 | 0 | 0 | 0 | 0 | 0 | 0 | 0 | 0 | 0 | 0 | 0 | 0 | 0 | 0 | 0 | 0 | 0 | 0 | 0 | 0 | 0 | 0 | 0 | 0 | 0 | 0 | 0
F1_Commercial_Other Health_Existing_Food Preparation_Natural Gas_Food Prep Other_E6 | F1 | Commercial | Other Health | Existing | Food Preparation | Natural Gas | Food Prep Other | E6 | RVT - Cost of Equipment | 0 | 0 | 0 | 0 | 0 | 0 | 0 | 0 | 0 | 0 | 0 | 0 | 0 | 0 | 0 | 0 | 0 | 0 | 0 | 0 | 0 | 0 | 0 | 0 | 0 | 0 | 0 | 0 | 0 | 0 | 0 | 0 | 0
F1_Commercial_Other Health_Existing_Food Preparation_Natural Gas_Food Prep Other_E7 | F1 | Commercial | Other Health | Existing | Food Preparation | Natural Gas | Food Prep Other | E7 | RVT - Cost of Equipment | 0 | 0 | 0 | 0 | 0 | 0 | 0 | 0 | 0 | 0 | 0 | 0 | 0 | 0 | 0 | 0 | 0 | 0 | 0 | 0 | 0 | 0 | 0 | 0 | 0 | 0 | 0 | 0 | 0 | 0 | 0 | 0 | 0
F1_Commercial_Other Health_Existing_Food Preparation_Natural Gas_Food Prep Other_E8 | F1 | Commercial | Other Health | Existing | Food Preparation | Natural Gas | Food Prep Other | E8 | RVT - Cost of Equipment | 0 | 0 | 0 | 0 | 0 | 0 | 0 | 0 | 0 | 0 | 0 | 0 | 0 | 0 | 0 | 0 | 0 | 0 | 0 | 0 | 0 | 0 | 0 | 0 | 0 | 0 | 0 | 0 | 0 | 0 | 0 | 0 | 0
F1_Commercial_Other Health_Existing_Food Preparation_Natural Gas_Food Prep Other_E9 | F1 | Commercial | Other Health | Existing | Food Preparation | Natural Gas | Food Prep Other | E9 | RVT - Cost of Equipment | 0 | 0 | 0 | 0 | 0 | 0 | 0 | 0 | 0 | 0 | 0 | 0 | 0 | 0 | 0 | 0 | 0 | 0 | 0 | 0 | 0 | 0 | 0 | 0 | 0 | 0 | 0 | 0 | 0 | 0 | 0 | 0 | 0
F1_Commercial_Other Health_Existing_Food Preparation_Natural Gas_Food Prep Other_E10 | F1 | Commercial | Other Health | Existing | Food Preparation | Natural Gas | Food Prep Other | E10 | RVT - Cost of Equipment | 0 | 0 | 0 | 0 | 0 | 0 | 0 | 0 | 0 | 0 | 0 | 0 | 0 | 0 | 0 | 0 | 0 | 0 | 0 | 0 | 0 | 0 | 0 | 0 | 0 | 0 | 0 | 0 | 0 | 0 | 0 | 0 | 0
F2_Commercial_Other Health_Existing_Food Preparation_Natural Gas_Food Prep Other_E1 | F2 | Commercial | Other Health | Existing | Food Preparation | Natural Gas | Food Prep Other | E1 | RVT - Cost of Operation | 0.088498 | 0.088484 | 0.08891 | 0.088256 | 0.087858 | 0.088147 | 0.089018 | 0.089706 | 0.090559 | 0.091365 | 0.092175 | 0.092919 | 0.093716 | 0.09455 | 0.095346 | 0.096156 | 0.09698 | 0.097875 | 0.098809 | 0.099793 | 0.10076 | 0.10177 | 0.10271 | 0.10367 | 0.10453 | 0.10527 | 0.10594 | 0.10652 | 0.10698 | 0.10735 | 0.10755 | 0.10769 | 0.10769
F2_Commercial_Other Health_Existing_Food Preparation_Natural Gas_Food Prep Other_E2 | F2 | Commercial | Other Health | Existing | Food Preparation | Natural Gas | Food Prep Other | E2 | RVT - Cost of Operation | 0.088498 | 0.088484 | 0.088909 | 0.088255 | 0.087857 | 0.088147 | 0.089018 | 0.089705 | 0.090559 | 0.091364 | 0.092174 | 0.092918 | 0.093716 | 0.094549 | 0.095345 | 0.096156 | 0.096979 | 0.097874 | 0.098809 | 0.099792 | 0.10076 | 0.10177 | 0.10271 | 0.10367 | 0.10453 | 0.10527 | 0.10594 | 0.10652 | 0.10698 | 0.10735 | 0.10755 | 0.10769 | 0.10769
F2_Commercial_Other Health_Existing_Food Preparation_Natural Gas_Food Prep Other_E3 | F2 | Commercial | Other Health | Existing | Food Preparation | Natural Gas | Food Prep Other | E3 | RVT - Cost of Operation | 0 | 0 | 0 | 0 | 0 | 0 | 0 | 0 | 0 | 0 | 0 | 0 | 0 | 0 | 0 | 0 | 0 | 0 | 0 | 0 | 0 | 0 | 0 | 0 | 0 | 0 | 0 | 0 | 0 | 0 | 0 | 0 | 0
F2_Commercial_Other Health_Existing_Food Preparation_Natural Gas_Food Prep Other_E4 | F2 | Commercial | Other Health | Existing | Food Preparation | Natural Gas | Food Prep Other | E4 | RVT - Cost of Operation | 0 | 0 | 0 | 0 | 0 | 0 | 0 | 0 | 0 | 0 | 0 | 0 | 0 | 0 | 0 | 0 | 0 | 0 | 0 | 0 | 0 | 0 | 0 | 0 | 0 | 0 | 0 | 0 | 0 | 0 | 0 | 0 | 0
F2_Commercial_Other Health_Existing_Food Preparation_Natural Gas_Food Prep Other_E5 | F2 | Commercial | Other Health | Existing | Food Preparation | Natural Gas | Food Prep Other | E5 | RVT - Cost of Operation | 0 | 0 | 0 | 0 | 0 | 0 | 0 | 0 | 0 | 0 | 0 | 0 | 0 | 0 | 0 | 0 | 0 | 0 | 0 | 0 | 0 | 0 | 0 | 0 | 0 | 0 | 0 | 0 | 0 | 0 | 0 | 0 | 0
F2_Commercial_Other Health_Existing_Food Preparation_Natural Gas_Food Prep Other_E6 | F2 | Commercial | Other Health | Existing | Food Preparation | Natural Gas | Food Prep Other | E6 | RVT - Cost of Operation | 0 | 0 | 0 | 0 | 0 | 0 | 0 | 0 | 0 | 0 | 0 | 0 | 0 | 0 | 0 | 0 | 0 | 0 | 0 | 0 | 0 | 0 | 0 | 0 | 0 | 0 | 0 | 0 | 0 | 0 | 0 | 0 | 0
F2_Commercial_Other Health_Existing_Food Preparation_Natural Gas_Food Prep Other_E7 | F2 | Commercial | Other Health | Existing | Food Preparation | Natural Gas | Food Prep Other | E7 | RVT - Cost of Operation | 0 | 0 | 0 | 0 | 0 | 0 | 0 | 0 | 0 | 0 | 0 | 0 | 0 | 0 | 0 | 0 | 0 | 0 | 0 | 0 | 0 | 0 | 0 | 0 | 0 | 0 | 0 | 0 | 0 | 0 | 0 | 0 | 0
F2_Commercial_Other Health_Existing_Food Preparation_Natural Gas_Food Prep Other_E8 | F2 | Commercial | Other Health | Existing | Food Preparation | Natural Gas | Food Prep Other | E8 | RVT - Cost of Operation | 0 | 0 | 0 | 0 | 0 | 0 | 0 | 0 | 0 | 0 | 0 | 0 | 0 | 0 | 0 | 0 | 0 | 0 | 0 | 0 | 0 | 0 | 0 | 0 | 0 | 0 | 0 | 0 | 0 | 0 | 0 | 0 | 0
F2_Commercial_Other Health_Existing_Food Preparation_Natural Gas_Food Prep Other_E9 | F2 | Commercial | Other Health | Existing | Food Preparation | Natural Gas | Food Prep Other | E9 | RVT - Cost of Operation | 0 | 0 | 0 | 0 | 0 | 0 | 0 | 0 | 0 | 0 | 0 | 0 | 0 | 0 | 0 | 0 | 0 | 0 | 0 | 0 | 0 | 0 | 0 | 0 | 0 | 0 | 0 | 0 | 0 | 0 | 0 | 0 | 0
F2_Commercial_Other Health_Existing_Food Preparation_Natural Gas_Food Prep Other_E10 | F2 | Commercial | Other Health | Existing | Food Preparation | Natural Gas | Food Prep Other | E10 | RVT - Cost of Operation | 0 | 0 | 0 | 0 | 0 | 0 | 0 | 0 | 0 | 0 | 0 | 0 | 0 | 0 | 0 | 0 | 0 | 0 | 0 | 0 | 0 | 0 | 0 | 0 | 0 | 0 | 0 | 0 | 0 | 0 | 0 | 0 | 0
F3_Commercial_Other Health_Existing_Food Preparation_Natural Gas_Food Prep Other_E1 | F3 | Commercial | Other Health | Existing | Food Preparation | Natural Gas | Food Prep Other | E1 | System - kBTUs of Consumption | 0.0044693 | 0.0044693 | 0.0044693 | 0.0044693 | 0.0044693 | 0.0044693 | 0.0044693 | 0.0044693 | 0.0044693 | 0.0044693 | 0.0044693 | 0.0044693 | 0.0044693 | 0.0044693 | 0.0044693 | 0.0044693 | 0.0044693 | 0.0044693 | 0.0044693 | 0.0044693 | 0.0044693 | 0.0044693 | 0.0044693 | 0.0044693 | 0.0044693 | 0.0044693 | 0.0044693 | 0.0044693 | 0.0044693 | 0.0044693 | 0.0044693 | 0.0044693 | 0.0044693
F3_Commercial_Other Health_Existing_Food Preparation_Natural Gas_Food Prep Other_E2 | F3 | Commercial | Other Health | Existing | Food Preparation | Natural Gas | Food Prep Other | E2 | System - kBTUs of Consumption | 0.0044737 | 0.0044737 | 0.0044737 | 0.0044737 | 0.0044737 | 0.0044737 | 0.0044737 | 0.0044737 | 0.0044737 | 0.0044737 | 0.0044737 | 0.0044737 | 0.0044737 | 0.0044737 | 0.0044737 | 0.0044737 | 0.0044737 | 0.0044737 | 0.0044737 | 0.0044737 | 0.0044737 | 0.0044737 | 0.0044737 | 0.0044737 | 0.0044737 | 0.0044737 | 0.0044737 | 0.0044737 | 0.0044737 | 0.0044737 | 0.0044737 | 0.0044737 | 0.0044737
F3_Commercial_Other Health_Existing_Food Preparation_Natural Gas_Food Prep Other_E3 | F3 | Commercial | Other Health | Existing | Food Preparation | Natural Gas | Food Prep Other | E3 | System - kBTUs of Consumption | 0 | 0 | 0 | 0 | 0 | 0 | 0 | 0 | 0 | 0 | 0 | 0 | 0 | 0 | 0 | 0 | 0 | 0 | 0 | 0 | 0 | 0 | 0 | 0 | 0 | 0 | 0 | 0 | 0 | 0 | 0 | 0 | 0
F3_Commercial_Other Health_Existing_Food Preparation_Natural Gas_Food Prep Other_E4 | F3 | Commercial | Other Health | Existing | Food Preparation | Natural Gas | Food Prep Other | E4 | System - kBTUs of Consumption | 0 | 0 | 0 | 0 | 0 | 0 | 0 | 0 | 0 | 0 | 0 | 0 | 0 | 0 | 0 | 0 | 0 | 0 | 0 | 0 | 0 | 0 | 0 | 0 | 0 | 0 | 0 | 0 | 0 | 0 | 0 | 0 | 0
F3_Commercial_Other Health_Existing_Food Preparation_Natural Gas_Food Prep Other_E5 | F3 | Commercial | Other Health | Existing | Food Preparation | Natural Gas | Food Prep Other | E5 | System - kBTUs of Consumption | 0 | 0 | 0 | 0 | 0 | 0 | 0 | 0 | 0 | 0 | 0 | 0 | 0 | 0 | 0 | 0 | 0 | 0 | 0 | 0 | 0 | 0 | 0 | 0 | 0 | 0 | 0 | 0 | 0 | 0 | 0 | 0 | 0
F3_Commercial_Other Health_Existing_Food Preparation_Natural Gas_Food Prep Other_E6 | F3 | Commercial | Other Health | Existing | Food Preparation | Natural Gas | Food Prep Other | E6 | System - kBTUs of Consumption | 0 | 0 | 0 | 0 | 0 | 0 | 0 | 0 | 0 | 0 | 0 | 0 | 0 | 0 | 0 | 0 | 0 | 0 | 0 | 0 | 0 | 0 | 0 | 0 | 0 | 0 | 0 | 0 | 0 | 0 | 0 | 0 | 0
F3_Commercial_Other Health_Existing_Food Preparation_Natural Gas_Food Prep Other_E7 | F3 | Commercial | Other Health | Existing | Food Preparation | Natural Gas | Food Prep Other | E7 | System - kBTUs of Consumption | 0 | 0 | 0 | 0 | 0 | 0 | 0 | 0 | 0 | 0 | 0 | 0 | 0 | 0 | 0 | 0 | 0 | 0 | 0 | 0 | 0 | 0 | 0 | 0 | 0 | 0 | 0 | 0 | 0 | 0 | 0 | 0 | 0
F3_Commercial_Other Health_Existing_Food Preparation_Natural Gas_Food Prep Other_E8 | F3 | Commercial | Other Health | Existing | Food Preparation | Natural Gas | Food Prep Other | E8 | System - kBTUs of Consumption | 0 | 0 | 0 | 0 | 0 | 0 | 0 | 0 | 0 | 0 | 0 | 0 | 0 | 0 | 0 | 0 | 0 | 0 | 0 | 0 | 0 | 0 | 0 | 0 | 0 | 0 | 0 | 0 | 0 | 0 | 0 | 0 | 0
F3_Commercial_Other Health_Existing_Food Preparation_Natural Gas_Food Prep Other_E9 | F3 | Commercial | Other Health | Existing | Food Preparation | Natural Gas | Food Prep Other | E9 | System - kBTUs of Consumption | 0 | 0 | 0 | 0 | 0 | 0 | 0 | 0 | 0 | 0 | 0 | 0 | 0 | 0 | 0 | 0 | 0 | 0 | 0 | 0 | 0 | 0 | 0 | 0 | 0 | 0 | 0 | 0 | 0 | 0 | 0 | 0 | 0
F3_Commercial_Other Health_Existing_Food Preparation_Natural Gas_Food Prep Other_E10 | F3 | Commercial | Other Health | Existing | Food Preparation | Natural Gas | Food Prep Other | E10 | System - kBTUs of Consumption | 0 | 0 | 0 | 0 | 0 | 0 | 0 | 0 | 0 | 0 | 0 | 0 | 0 | 0 | 0 | 0 | 0 | 0 | 0 | 0 | 0 | 0 | 0 | 0 | 0 | 0 | 0 | 0 | 0 | 0 | 0 | 0 | 0
F4_Commercial_Other Health_Existing_Food Preparation_Natural Gas_Food Prep Other_E1 | F4 | Commercial | Other Health | Existing | Food Preparation | Natural Gas | Food Prep Other | E1 | Utility - Cost of Equipment | 0.088498 | 0.088484 | 0.08891 | 0.088256 | 0.087858 | 0.088147 | 0.089018 | 0.089706 | 0.090559 | 0.091365 | 0.092175 | 0.092919 | 0.093716 | 0.09455 | 0.095346 | 0.096156 | 0.09698 | 0.097875 | 0.098809 | 0.099793 | 0.10076 | 0.10177 | 0.10271 | 0.10367 | 0.10453 | 0.10527 | 0.10594 | 0.10652 | 0.10698 | 0.10735 | 0.10755 | 0.10769 | 0.10769
F4_Commercial_Other Health_Existing_Food Preparation_Natural Gas_Food Prep Other_E2 | F4 | Commercial | Other Health | Existing | Food Preparation | Natural Gas | Food Prep Other | E2 | Utility - Cost of Equipment | 0.088498 | 0.088484 | 0.088909 | 0.088255 | 0.087857 | 0.088147 | 0.089018 | 0.089705 | 0.090559 | 0.091364 | 0.092174 | 0.092918 | 0.093716 | 0.094549 | 0.095345 | 0.096156 | 0.096979 | 0.097874 | 0.098809 | 0.099792 | 0.10076 | 0.10177 | 0.10271 | 0.10367 | 0.10453 | 0.10527 | 0.10594 | 0.10652 | 0.10698 | 0.10735 | 0.10755 | 0.10769 | 0.10769
F4_Commercial_Other Health_Existing_Food Preparation_Natural Gas_Food Prep Other_E3 | F4 | Commercial | Other Health | Existing | Food Preparation | Natural Gas | Food Prep Other | E3 | Utility - Cost of Equipment | 0 | 0 | 0 | 0 | 0 | 0 | 0 | 0 | 0 | 0 | 0 | 0 | 0 | 0 | 0 | 0 | 0 | 0 | 0 | 0 | 0 | 0 | 0 | 0 | 0 | 0 | 0 | 0 | 0 | 0 | 0 | 0 | 0
F4_Commercial_Other Health_Existing_Food Preparation_Natural Gas_Food Prep Other_E4 | F4 | Commercial | Other Health | Existing | Food Preparation | Natural Gas | Food Prep Other | E4 | Utility - Cost of Equipment | 0 | 0 | 0 | 0 | 0 | 0 | 0 | 0 | 0 | 0 | 0 | 0 | 0 | 0 | 0 | 0 | 0 | 0 | 0 | 0 | 0 | 0 | 0 | 0 | 0 | 0 | 0 | 0 | 0 | 0 | 0 | 0 | 0
F4_Commercial_Other Health_Existing_Food Preparation_Natural Gas_Food Prep Other_E5 | F4 | Commercial | Other Health | Existing | Food Preparation | Natural Gas | Food Prep Other | E5 | Utility - Cost of Equipment | 0 | 0 | 0 | 0 | 0 | 0 | 0 | 0 | 0 | 0 | 0 | 0 | 0 | 0 | 0 | 0 | 0 | 0 | 0 | 0 | 0 | 0 | 0 | 0 | 0 | 0 | 0 | 0 | 0 | 0 | 0 | 0 | 0
F4_Commercial_Other Health_Existing_Food Preparation_Natural Gas_Food Prep Other_E6 | F4 | Commercial | Other Health | Existing | Food Preparation | Natural Gas | Food Prep Other | E6 | Utility - Cost of Equipment | 0 | 0 | 0 | 0 | 0 | 0 | 0 | 0 | 0 | 0 | 0 | 0 | 0 | 0 | 0 | 0 | 0 | 0 | 0 | 0 | 0 | 0 | 0 | 0 | 0 | 0 | 0 | 0 | 0 | 0 | 0 | 0 | 0
F4_Commercial_Other Health_Existing_Food Preparation_Natural Gas_Food Prep Other_E7 | F4 | Commercial | Other Health | Existing | Food Preparation | Natural Gas | Food Prep Other | E7 | Utility - Cost of Equipment | 0 | 0 | 0 | 0 | 0 | 0 | 0 | 0 | 0 | 0 | 0 | 0 | 0 | 0 | 0 | 0 | 0 | 0 | 0 | 0 | 0 | 0 | 0 | 0 | 0 | 0 | 0 | 0 | 0 | 0 | 0 | 0 | 0
F4_Commercial_Other Health_Existing_Food Preparation_Natural Gas_Food Prep Other_E8 | F4 | Commercial | Other Health | Existing | Food Preparation | Natural Gas | Food Prep Other | E8 | Utility - Cost of Equipment | 0 | 0 | 0 | 0 | 0 | 0 | 0 | 0 | 0 | 0 | 0 | 0 | 0 | 0 | 0 | 0 | 0 | 0 | 0 | 0 | 0 | 0 | 0 | 0 | 0 | 0 | 0 | 0 | 0 | 0 | 0 | 0 | 0
F4_Commercial_Other Health_Existing_Food Preparation_Natural Gas_Food Prep Other_E9 | F4 | Commercial | Other Health | Existing | Food Preparation | Natural Gas | Food Prep Other | E9 | Utility - Cost of Equipment | 0 | 0 | 0 | 0 | 0 | 0 | 0 | 0 | 0 | 0 | 0 | 0 | 0 | 0 | 0 | 0 | 0 | 0 | 0 | 0 | 0 | 0 | 0 | 0 | 0 | 0 | 0 | 0 | 0 | 0 | 0 | 0 | 0
F4_Commercial_Other Health_Existing_Food Preparation_Natural Gas_Food Prep Other_E10 | F4 | Commercial | Other Health | Existing | Food Preparation | Natural Gas | Food Prep Other | E10 | Utility - Cost of Equipment | 0 | 0 | 0 | 0 | 0 | 0 | 0 | 0 | 0 | 0 | 0 | 0 | 0 | 0 | 0 | 0 | 0 | 0 | 0 | 0 | 0 | 0 | 0 | 0 | 0 | 0 | 0 | 0 | 0 | 0 | 0 | 0 | 0
F5_Commercial_Other Health_Existing_Food Preparation_Natural Gas_Food Prep Other_E1 | F5 | Commercial | Other Health | Existing | Food Preparation | Natural Gas | Food Prep Other | E1 | Utility - Cost of Operation | 0.0044693 | 0.0044693 | 0.0044693 | 0.0044693 | 0.0044693 | 0.0044693 | 0.0044693 | 0.0044693 | 0.0044693 | 0.0044693 | 0.0044693 | 0.0044693 | 0.0044693 | 0.0044693 | 0.0044693 | 0.0044693 | 0.0044693 | 0.0044693 | 0.0044693 | 0.0044693 | 0.0044693 | 0.0044693 | 0.0044693 | 0.0044693 | 0.0044693 | 0.0044693 | 0.0044693 | 0.0044693 | 0.0044693 | 0.0044693 | 0.0044693 | 0.0044693 | 0.0044693
F5_Commercial_Other Health_Existing_Food Preparation_Natural Gas_Food Prep Other_E2 | F5 | Commercial | Other Health | Existing | Food Preparation | Natural Gas | Food Prep Other | E2 | Utility - Cost of Operation | 0.0044737 | 0.0044737 | 0.0044737 | 0.0044737 | 0.0044737 | 0.0044737 | 0.0044737 | 0.0044737 | 0.0044737 | 0.0044737 | 0.0044737 | 0.0044737 | 0.0044737 | 0.0044737 | 0.0044737 | 0.0044737 | 0.0044737 | 0.0044737 | 0.0044737 | 0.0044737 | 0.0044737 | 0.0044737 | 0.0044737 | 0.0044737 | 0.0044737 | 0.0044737 | 0.0044737 | 0.0044737 | 0.0044737 | 0.0044737 | 0.0044737 | 0.0044737 | 0.0044737
F5_Commercial_Other Health_Existing_Food Preparation_Natural Gas_Food Prep Other_E3 | F5 | Commercial | Other Health | Existing | Food Preparation | Natural Gas | Food Prep Other | E3 | Utility - Cost of Operation | 0 | 0 | 0 | 0 | 0 | 0 | 0 | 0 | 0 | 0 | 0 | 0 | 0 | 0 | 0 | 0 | 0 | 0 | 0 | 0 | 0 | 0 | 0 | 0 | 0 | 0 | 0 | 0 | 0 | 0 | 0 | 0 | 0
F5_Commercial_Other Health_Existing_Food Preparation_Natural Gas_Food Prep Other_E4 | F5 | Commercial | Other Health | Existing | Food Preparation | Natural Gas | Food Prep Other | E4 | Utility - Cost of Operation | 0 | 0 | 0 | 0 | 0 | 0 | 0 | 0 | 0 | 0 | 0 | 0 | 0 | 0 | 0 | 0 | 0 | 0 | 0 | 0 | 0 | 0 | 0 | 0 | 0 | 0 | 0 | 0 | 0 | 0 | 0 | 0 | 0
F5_Commercial_Other Health_Existing_Food Preparation_Natural Gas_Food Prep Other_E5 | F5 | Commercial | Other Health | Existing | Food Preparation | Natural Gas | Food Prep Other | E5 | Utility - Cost of Operation | 0 | 0 | 0 | 0 | 0 | 0 | 0 | 0 | 0 | 0 | 0 | 0 | 0 | 0 | 0 | 0 | 0 | 0 | 0 | 0 | 0 | 0 | 0 | 0 | 0 | 0 | 0 | 0 | 0 | 0 | 0 | 0 | 0
F5_Commercial_Other Health_Existing_Food Preparation_Natural Gas_Food Prep Other_E6 | F5 | Commercial | Other Health | Existing | Food Preparation | Natural Gas | Food Prep Other | E6 | Utility - Cost of Operation | 0 | 0 | 0 | 0 | 0 | 0 | 0 | 0 | 0 | 0 | 0 | 0 | 0 | 0 | 0 | 0 | 0 | 0 | 0 | 0 | 0 | 0 | 0 | 0 | 0 | 0 | 0 | 0 | 0 | 0 | 0 | 0 | 0
F5_Commercial_Other Health_Existing_Food Preparation_Natural Gas_Food Prep Other_E7 | F5 | Commercial | Other Health | Existing | Food Preparation | Natural Gas | Food Prep Other | E7 | Utility - Cost of Operation | 0 | 0 | 0 | 0 | 0 | 0 | 0 | 0 | 0 | 0 | 0 | 0 | 0 | 0 | 0 | 0 | 0 | 0 | 0 | 0 | 0 | 0 | 0 | 0 | 0 | 0 | 0 | 0 | 0 | 0 | 0 | 0 | 0
F5_Commercial_Other Health_Existing_Food Preparation_Natural Gas_Food Prep Other_E8 | F5 | Commercial | Other Health | Existing | Food Preparation | Natural Gas | Food Prep Other | E8 | Utility - Cost of Operation | 0 | 0 | 0 | 0 | 0 | 0 | 0 | 0 | 0 | 0 | 0 | 0 | 0 | 0 | 0 | 0 | 0 | 0 | 0 | 0 | 0 | 0 | 0 | 0 | 0 | 0 | 0 | 0 | 0 | 0 | 0 | 0 | 0
F5_Commercial_Other Health_Existing_Food Preparation_Natural Gas_Food Prep Other_E9 | F5 | Commercial | Other Health | Existing | Food Preparation | Natural Gas | Food Prep Other | E9 | Utility - Cost of Operation | 0 | 0 | 0 | 0 | 0 | 0 | 0 | 0 | 0 | 0 | 0 | 0 | 0 | 0 | 0 | 0 | 0 | 0 | 0 | 0 | 0 | 0 | 0 | 0 | 0 | 0 | 0 | 0 | 0 | 0 | 0 | 0 | 0
F5_Commercial_Other Health_Existing_Food Preparation_Natural Gas_Food Prep Other_E10 | F5 | Commercial | Other Health | Existing | Food Preparation | Natural Gas | Food Prep Other | E10 | Utility - Cost of Operation | 0 | 0 | 0 | 0 | 0 | 0 | 0 | 0 | 0 | 0 | 0 | 0 | 0 | 0 | 0 | 0 | 0 | 0 | 0 | 0 | 0 | 0 | 0 | 0 | 0 | 0 | 0 | 0 | 0 | 0 | 0 | 0 | 0
F6_Commercial_Other Health_Existing_Food Preparation_Natural Gas_Food Prep Other_E1 | F6 | Commercial | Other Health | Existing | Food Preparation | Natural Gas | Food Prep Other | E1 | Utility - Value of Sales | 0.046816 | 0.047068 | 0.047473 | 0.047384 | 0.047384 | 0.047384 | 0.047384 | 0.047384 | 0.047384 | 0.047384 | 0.047384 | 0.047384 | 0.047384 | 0.047384 | 0.047384 | 0.047384 | 0.047384 | 0.047384 | 0.047384 | 0.047384 | 0.047384 | 0.047384 | 0.047384 | 0.047384 | 0.047384 | 0.047384 | 0.047384 | 0.047384 | 0.047384 | 0.047384 | 0.047384 | 0.047384 | 0.047384
F6_Commercial_Other Health_Existing_Food Preparation_Natural Gas_Food Prep Other_E2 | F6 | Commercial | Other Health | Existing | Food Preparation | Natural Gas | Food Prep Other | E2 | Utility - Value of Sales | 0.046816 | 0.047068 | 0.047473 | 0.047384 | 0.047384 | 0.047384 | 0.047384 | 0.047384 | 0.047384 | 0.047384 | 0.047384 | 0.047384 | 0.047384 | 0.047384 | 0.047384 | 0.047384 | 0.047384 | 0.047384 | 0.047384 | 0.047384 | 0.047384 | 0.047384 | 0.047384 | 0.047384 | 0.047384 | 0.047384 | 0.047384 | 0.047384 | 0.047384 | 0.047384 | 0.047384 | 0.047384 | 0.047384
F6_Commercial_Other Health_Existing_Food Preparation_Natural Gas_Food Prep Other_E3 | F6 | Commercial | Other Health | Existing | Food Preparation | Natural Gas | Food Prep Other | E3 | Utility - Value of Sales | 0 | 0 | 0 | 0 | 0 | 0 | 0 | 0 | 0 | 0 | 0 | 0 | 0 | 0 | 0 | 0 | 0 | 0 | 0 | 0 | 0 | 0 | 0 | 0 | 0 | 0 | 0 | 0 | 0 | 0 | 0 | 0 | 0
F6_Commercial_Other Health_Existing_Food Preparation_Natural Gas_Food Prep Other_E4 | F6 | Commercial | Other Health | Existing | Food Preparation | Natural Gas | Food Prep Other | E4 | Utility - Value of Sales | 0 | 0 | 0 | 0 | 0 | 0 | 0 | 0 | 0 | 0 | 0 | 0 | 0 | 0 | 0 | 0 | 0 | 0 | 0 | 0 | 0 | 0 | 0 | 0 | 0 | 0 | 0 | 0 | 0 | 0 | 0 | 0 | 0
F6_Commercial_Other Health_Existing_Food Preparation_Natural Gas_Food Prep Other_E5 | F6 | Commercial | Other Health | Existing | Food Preparation | Natural Gas | Food Prep Other | E5 | Utility - Value of Sales | 0 | 0 | 0 | 0 | 0 | 0 | 0 | 0 | 0 | 0 | 0 | 0 | 0 | 0 | 0 | 0 | 0 | 0 | 0 | 0 | 0 | 0 | 0 | 0 | 0 | 0 | 0 | 0 | 0 | 0 | 0 | 0 | 0
F6_Commercial_Other Health_Existing_Food Preparation_Natural Gas_Food Prep Other_E6 | F6 | Commercial | Other Health | Existing | Food Preparation | Natural Gas | Food Prep Other | E6 | Utility - Value of Sales | 0 | 0 | 0 | 0 | 0 | 0 | 0 | 0 | 0 | 0 | 0 | 0 | 0 | 0 | 0 | 0 | 0 | 0 | 0 | 0 | 0 | 0 | 0 | 0 | 0 | 0 | 0 | 0 | 0 | 0 | 0 | 0 | 0
F6_Commercial_Other Health_Existing_Food Preparation_Natural Gas_Food Prep Other_E7 | F6 | Commercial | Other Health | Existing | Food Preparation | Natural Gas | Food Prep Other | E7 | Utility - Value of Sales | 0 | 0 | 0 | 0 | 0 | 0 | 0 | 0 | 0 | 0 | 0 | 0 | 0 | 0 | 0 | 0 | 0 | 0 | 0 | 0 | 0 | 0 | 0 | 0 | 0 | 0 | 0 | 0 | 0 | 0 | 0 | 0 | 0
F6_Commercial_Other Health_Existing_Food Preparation_Natural Gas_Food Prep Other_E8 | F6 | Commercial | Other Health | Existing | Food Preparation | Natural Gas | Food Prep Other | E8 | Utility - Value of Sales | 0 | 0 | 0 | 0 | 0 | 0 | 0 | 0 | 0 | 0 | 0 | 0 | 0 | 0 | 0 | 0 | 0 | 0 | 0 | 0 | 0 | 0 | 0 | 0 | 0 | 0 | 0 | 0 | 0 | 0 | 0 | 0 | 0
F6_Commercial_Other Health_Existing_Food Preparation_Natural Gas_Food Prep Other_E9 | F6 | Commercial | Other Health | Existing | Food Preparation | Natural Gas | Food Prep Other | E9 | Utility - Value of Sales | 0 | 0 | 0 | 0 | 0 | 0 | 0 | 0 | 0 | 0 | 0 | 0 | 0 | 0 | 0 | 0 | 0 | 0 | 0 | 0 | 0 | 0 | 0 | 0 | 0 | 0 | 0 | 0 | 0 | 0 | 0 | 0 | 0
F6_Commercial_Other Health_Existing_Food Preparation_Natural Gas_Food Prep Other_E10 | F6 | Commercial | Other Health | Existing | Food Preparation | Natural Gas | Food Prep Other | E10 | Utility - Value of Sales | 0 | 0 | 0 | 0 | 0 | 0 | 0 | 0 | 0 | 0 | 0 | 0 | 0 | 0 | 0 | 0 | 0 | 0 | 0 | 0 | 0 | 0 | 0 | 0 | 0 | 0 | 0 | 0 | 0 | 0 | 0 | 0 | 0
F1_Commercial_Other Health_Existing_Miscellaneous_Natural Gas_Pool Heater_E1 | F1 | Commercial | Other Health | Existing | Miscellaneous | Natural Gas | Pool Heater | E1 | RVT - Cost of Equipment | 0 | 0 | 0 | 0 | 0 | 0 | 0 | 0 | 0 | 0 | 0 | 0 | 0 | 0 | 0 | 0 | 0 | 0 | 0 | 0 | 0 | 0 | 0 | 0 | 0 | 0 | 0 | 0 | 0 | 0 | 0 | 0 | 0
F1_Commercial_Other Health_Existing_Miscellaneous_Natural Gas_Pool Heater_E2 | F1 | Commercial | Other Health | Existing | Miscellaneous | Natural Gas | Pool Heater | E2 | RVT - Cost of Equipment | 0 | 0 | 0 | 0 | 0 | 0 | 0 | 0 | 0 | 0 | 0 | 0 | 0 | 0 | 0 | 0 | 0 | 0 | 0 | 0 | 0 | 0 | 0 | 0 | 0 | 0 | 0 | 0 | 0 | 0 | 0 | 0 | 0
F1_Commercial_Other Health_Existing_Miscellaneous_Natural Gas_Pool Heater_E3 | F1 | Commercial | Other Health | Existing | Miscellaneous | Natural Gas | Pool Heater | E3 | RVT - Cost of Equipment | 0 | 0 | 0 | 0 | 0 | 0 | 0 | 0 | 0 | 0 | 0 | 0 | 0 | 0 | 0 | 0 | 0 | 0 | 0 | 0 | 0 | 0 | 0 | 0 | 0 | 0 | 0 | 0 | 0 | 0 | 0 | 0 | 0
F1_Commercial_Other Health_Existing_Miscellaneous_Natural Gas_Pool Heater_E4 | F1 | Commercial | Other Health | Existing | Miscellaneous | Natural Gas | Pool Heater | E4 | RVT - Cost of Equipment | 0 | 0 | 0 | 0 | 0 | 0 | 0 | 0 | 0 | 0 | 0 | 0 | 0 | 0 | 0 | 0 | 0 | 0 | 0 | 0 | 0 | 0 | 0 | 0 | 0 | 0 | 0 | 0 | 0 | 0 | 0 | 0 | 0
F1_Commercial_Other Health_Existing_Miscellaneous_Natural Gas_Pool Heater_E5 | F1 | Commercial | Other Health | Existing | Miscellaneous | Natural Gas | Pool Heater | E5 | RVT - Cost of Equipment | 0 | 0 | 0 | 0 | 0 | 0 | 0 | 0 | 0 | 0 | 0 | 0 | 0 | 0 | 0 | 0 | 0 | 0 | 0 | 0 | 0 | 0 | 0 | 0 | 0 | 0 | 0 | 0 | 0 | 0 | 0 | 0 | 0
F1_Commercial_Other Health_Existing_Miscellaneous_Natural Gas_Pool Heater_E6 | F1 | Commercial | Other Health | Existing | Miscellaneous | Natural Gas | Pool Heater | E6 | RVT - Cost of Equipment | 0 | 0 | 0 | 0 | 0 | 0 | 0 | 0 | 0 | 0 | 0 | 0 | 0 | 0 | 0 | 0 | 0 | 0 | 0 | 0 | 0 | 0 | 0 | 0 | 0 | 0 | 0 | 0 | 0 | 0 | 0 | 0 | 0
F1_Commercial_Other Health_Existing_Miscellaneous_Natural Gas_Pool Heater_E7 | F1 | Commercial | Other Health | Existing | Miscellaneous | Natural Gas | Pool Heater | E7 | RVT - Cost of Equipment | 0 | 0 | 0 | 0 | 0 | 0 | 0 | 0 | 0 | 0 | 0 | 0 | 0 | 0 | 0 | 0 | 0 | 0 | 0 | 0 | 0 | 0 | 0 | 0 | 0 | 0 | 0 | 0 | 0 | 0 | 0 | 0 | 0
F1_Commercial_Other Health_Existing_Miscellaneous_Natural Gas_Pool Heater_E8 | F1 | Commercial | Other Health | Existing | Miscellaneous | Natural Gas | Pool Heater | E8 | RVT - Cost of Equipment | 0 | 0 | 0 | 0 | 0 | 0 | 0 | 0 | 0 | 0 | 0 | 0 | 0 | 0 | 0 | 0 | 0 | 0 | 0 | 0 | 0 | 0 | 0 | 0 | 0 | 0 | 0 | 0 | 0 | 0 | 0 | 0 | 0
F1_Commercial_Other Health_Existing_Miscellaneous_Natural Gas_Pool Heater_E9 | F1 | Commercial | Other Health | Existing | Miscellaneous | Natural Gas | Pool Heater | E9 | RVT - Cost of Equipment | 0 | 0 | 0 | 0 | 0 | 0 | 0 | 0 | 0 | 0 | 0 | 0 | 0 | 0 | 0 | 0 | 0 | 0 | 0 | 0 | 0 | 0 | 0 | 0 | 0 | 0 | 0 | 0 | 0 | 0 | 0 | 0 | 0
F1_Commercial_Other Health_Existing_Miscellaneous_Natural Gas_Pool Heater_E10 | F1 | Commercial | Other Health | Existing | Miscellaneous | Natural Gas | Pool Heater | E10 | RVT - Cost of Equipment | 0 | 0 | 0 | 0 | 0 | 0 | 0 | 0 | 0 | 0 | 0 | 0 | 0 | 0 | 0 | 0 | 0 | 0 | 0 | 0 | 0 | 0 | 0 | 0 | 0 | 0 | 0 | 0 | 0 | 0 | 0 | 0 | 0
F2_Commercial_Other Health_Existing_Miscellaneous_Natural Gas_Pool Heater_E1 | F2 | Commercial | Other Health | Existing | Miscellaneous | Natural Gas | Pool Heater | E1 | RVT - Cost of Operation | 0 | 0 | 0 | 0 | 0 | 0 | 0 | 0 | 0 | 0 | 0 | 0 | 0 | 0 | 0 | 0 | 0 | 0 | 0 | 0 | 0 | 0 | 0 | 0 | 0 | 0 | 0 | 0 | 0 | 0 | 0 | 0 | 0
F2_Commercial_Other Health_Existing_Miscellaneous_Natural Gas_Pool Heater_E2 | F2 | Commercial | Other Health | Existing | Miscellaneous | Natural Gas | Pool Heater | E2 | RVT - Cost of Operation | 0 | 0 | 0 | 0 | 0 | 0 | 0 | 0 | 0 | 0 | 0 | 0 | 0 | 0 | 0 | 0 | 0 | 0 | 0 | 0 | 0 | 0 | 0 | 0 | 0 | 0 | 0 | 0 | 0 | 0 | 0 | 0 | 0
F2_Commercial_Other Health_Existing_Miscellaneous_Natural Gas_Pool Heater_E3 | F2 | Commercial | Other Health | Existing | Miscellaneous | Natural Gas | Pool Heater | E3 | RVT - Cost of Operation | 0 | 0 | 0 | 0 | 0 | 0 | 0 | 0 | 0 | 0 | 0 | 0 | 0 | 0 | 0 | 0 | 0 | 0 | 0 | 0 | 0 | 0 | 0 | 0 | 0 | 0 | 0 | 0 | 0 | 0 | 0 | 0 | 0
F2_Commercial_Other Health_Existing_Miscellaneous_Natural Gas_Pool Heater_E4 | F2 | Commercial | Other Health | Existing | Miscellaneous | Natural Gas | Pool Heater | E4 | RVT - Cost of Operation | 0 | 0 | 0 | 0 | 0 | 0 | 0 | 0 | 0 | 0 | 0 | 0 | 0 | 0 | 0 | 0 | 0 | 0 | 0 | 0 | 0 | 0 | 0 | 0 | 0 | 0 | 0 | 0 | 0 | 0 | 0 | 0 | 0
F2_Commercial_Other Health_Existing_Miscellaneous_Natural Gas_Pool Heater_E5 | F2 | Commercial | Other Health | Existing | Miscellaneous | Natural Gas | Pool Heater | E5 | RVT - Cost of Operation | 0 | 0 | 0 | 0 | 0 | 0 | 0 | 0 | 0 | 0 | 0 | 0 | 0 | 0 | 0 | 0 | 0 | 0 | 0 | 0 | 0 | 0 | 0 | 0 | 0 | 0 | 0 | 0 | 0 | 0 | 0 | 0 | 0
F2_Commercial_Other Health_Existing_Miscellaneous_Natural Gas_Pool Heater_E6 | F2 | Commercial | Other Health | Existing | Miscellaneous | Natural Gas | Pool Heater | E6 | RVT - Cost of Operation | 0 | 0 | 0 | 0 | 0 | 0 | 0 | 0 | 0 | 0 | 0 | 0 | 0 | 0 | 0 | 0 | 0 | 0 | 0 | 0 | 0 | 0 | 0 | 0 | 0 | 0 | 0 | 0 | 0 | 0 | 0 | 0 | 0
F2_Commercial_Other Health_Existing_Miscellaneous_Natural Gas_Pool Heater_E7 | F2 | Commercial | Other Health | Existing | Miscellaneous | Natural Gas | Pool Heater | E7 | RVT - Cost of Operation | 0 | 0 | 0 | 0 | 0 | 0 | 0 | 0 | 0 | 0 | 0 | 0 | 0 | 0 | 0 | 0 | 0 | 0 | 0 | 0 | 0 | 0 | 0 | 0 | 0 | 0 | 0 | 0 | 0 | 0 | 0 | 0 | 0
F2_Commercial_Other Health_Existing_Miscellaneous_Natural Gas_Pool Heater_E8 | F2 | Commercial | Other Health | Existing | Miscellaneous | Natural Gas | Pool Heater | E8 | RVT - Cost of Operation | 0 | 0 | 0 | 0 | 0 | 0 | 0 | 0 | 0 | 0 | 0 | 0 | 0 | 0 | 0 | 0 | 0 | 0 | 0 | 0 | 0 | 0 | 0 | 0 | 0 | 0 | 0 | 0 | 0 | 0 | 0 | 0 | 0
F2_Commercial_Other Health_Existing_Miscellaneous_Natural Gas_Pool Heater_E9 | F2 | Commercial | Other Health | Existing | Miscellaneous | Natural Gas | Pool Heater | E9 | RVT - Cost of Operation | 0 | 0 | 0 | 0 | 0 | 0 | 0 | 0 | 0 | 0 | 0 | 0 | 0 | 0 | 0 | 0 | 0 | 0 | 0 | 0 | 0 | 0 | 0 | 0 | 0 | 0 | 0 | 0 | 0 | 0 | 0 | 0 | 0
F2_Commercial_Other Health_Existing_Miscellaneous_Natural Gas_Pool Heater_E10 | F2 | Commercial | Other Health | Existing | Miscellaneous | Natural Gas | Pool Heater | E10 | RVT - Cost of Operation | 0 | 0 | 0 | 0 | 0 | 0 | 0 | 0 | 0 | 0 | 0 | 0 | 0 | 0 | 0 | 0 | 0 | 0 | 0 | 0 | 0 | 0 | 0 | 0 | 0 | 0 | 0 | 0 | 0 | 0 | 0 | 0 | 0
F3_Commercial_Other Health_Existing_Miscellaneous_Natural Gas_Pool Heater_E1 | F3 | Commercial | Other Health | Existing | Miscellaneous | Natural Gas | Pool Heater | E1 | System - kBTUs of Consumption | 0.002528 | 0.002528 | 0.002528 | 0.002528 | 0.002528 | 0.002528 | 0.002528 | 0.002528 | 0.002528 | 0.002528 | 0.002528 | 0.002528 | 0.002528 | 0.002528 | 0.002528 | 0.002528 | 0.002528 | 0.002528 | 0.002528 | 0.002528 | 0.002528 | 0.002528 | 0.002528 | 0.002528 | 0.002528 | 0.002528 | 0.002528 | 0.002528 | 0.002528 | 0.002528 | 0.002528 | 0.002528 | 0.002528
F3_Commercial_Other Health_Existing_Miscellaneous_Natural Gas_Pool Heater_E2 | F3 | Commercial | Other Health | Existing | Miscellaneous | Natural Gas | Pool Heater | E2 | System - kBTUs of Consumption | 0.0041394 | 0.0041394 | 0.0041394 | 0.0041394 | 0.0041394 | 0.0041394 | 0.0041394 | 0.0041394 | 0.0041394 | 0.0041394 | 0.0041394 | 0.0041394 | 0.0041394 | 0.0041394 | 0.0041394 | 0.0041394 | 0.0041394 | 0.0041394 | 0.0041394 | 0.0041394 | 0.0041394 | 0.0041394 | 0.0041394 | 0.0041394 | 0.0041394 | 0.0041394 | 0.0041394 | 0.0041394 | 0.0041394 | 0.0041394 | 0.0041394 | 0.0041394 | 0.0041394
F3_Commercial_Other Health_Existing_Miscellaneous_Natural Gas_Pool Heater_E3 | F3 | Commercial | Other Health | Existing | Miscellaneous | Natural Gas | Pool Heater | E3 | System - kBTUs of Consumption | 0 | 0 | 0 | 0 | 0 | 0 | 0 | 0 | 0 | 0 | 0 | 0 | 0 | 0 | 0 | 0 | 0 | 0 | 0 | 0 | 0 | 0 | 0 | 0 | 0 | 0 | 0 | 0 | 0 | 0 | 0 | 0 | 0
F3_Commercial_Other Health_Existing_Miscellaneous_Natural Gas_Pool Heater_E4 | F3 | Commercial | Other Health | Existing | Miscellaneous | Natural Gas | Pool Heater | E4 | System - kBTUs of Consumption | 0 | 0 | 0 | 0 | 0 | 0 | 0 | 0 | 0 | 0 | 0 | 0 | 0 | 0 | 0 | 0 | 0 | 0 | 0 | 0 | 0 | 0 | 0 | 0 | 0 | 0 | 0 | 0 | 0 | 0 | 0 | 0 | 0
F3_Commercial_Other Health_Existing_Miscellaneous_Natural Gas_Pool Heater_E5 | F3 | Commercial | Other Health | Existing | Miscellaneous | Natural Gas | Pool Heater | E5 | System - kBTUs of Consumption | 0 | 0 | 0 | 0 | 0 | 0 | 0 | 0 | 0 | 0 | 0 | 0 | 0 | 0 | 0 | 0 | 0 | 0 | 0 | 0 | 0 | 0 | 0 | 0 | 0 | 0 | 0 | 0 | 0 | 0 | 0 | 0 | 0
F3_Commercial_Other Health_Existing_Miscellaneous_Natural Gas_Pool Heater_E6 | F3 | Commercial | Other Health | Existing | Miscellaneous | Natural Gas | Pool Heater | E6 | System - kBTUs of Consumption | 0 | 0 | 0 | 0 | 0 | 0 | 0 | 0 | 0 | 0 | 0 | 0 | 0 | 0 | 0 | 0 | 0 | 0 | 0 | 0 | 0 | 0 | 0 | 0 | 0 | 0 | 0 | 0 | 0 | 0 | 0 | 0 | 0
F3_Commercial_Other Health_Existing_Miscellaneous_Natural Gas_Pool Heater_E7 | F3 | Commercial | Other Health | Existing | Miscellaneous | Natural Gas | Pool Heater | E7 | System - kBTUs of Consumption | 0 | 0 | 0 | 0 | 0 | 0 | 0 | 0 | 0 | 0 | 0 | 0 | 0 | 0 | 0 | 0 | 0 | 0 | 0 | 0 | 0 | 0 | 0 | 0 | 0 | 0 | 0 | 0 | 0 | 0 | 0 | 0 | 0
F3_Commercial_Other Health_Existing_Miscellaneous_Natural Gas_Pool Heater_E8 | F3 | Commercial | Other Health | Existing | Miscellaneous | Natural Gas | Pool Heater | E8 | System - kBTUs of Consumption | 0 | 0 | 0 | 0 | 0 | 0 | 0 | 0 | 0 | 0 | 0 | 0 | 0 | 0 | 0 | 0 | 0 | 0 | 0 | 0 | 0 | 0 | 0 | 0 | 0 | 0 | 0 | 0 | 0 | 0 | 0 | 0 | 0
F3_Commercial_Other Health_Existing_Miscellaneous_Natural Gas_Pool Heater_E9 | F3 | Commercial | Other Health | Existing | Miscellaneous | Natural Gas | Pool Heater | E9 | System - kBTUs of Consumption | 0 | 0 | 0 | 0 | 0 | 0 | 0 | 0 | 0 | 0 | 0 | 0 | 0 | 0 | 0 | 0 | 0 | 0 | 0 | 0 | 0 | 0 | 0 | 0 | 0 | 0 | 0 | 0 | 0 | 0 | 0 | 0 | 0
F3_Commercial_Other Health_Existing_Miscellaneous_Natural Gas_Pool Heater_E10 | F3 | Commercial | Other Health | Existing | Miscellaneous | Natural Gas | Pool Heater | E10 | System - kBTUs of Consumption | 0 | 0 | 0 | 0 | 0 | 0 | 0 | 0 | 0 | 0 | 0 | 0 | 0 | 0 | 0 | 0 | 0 | 0 | 0 | 0 | 0 | 0 | 0 | 0 | 0 | 0 | 0 | 0 | 0 | 0 | 0 | 0 | 0
F4_Commercial_Other Health_Existing_Miscellaneous_Natural Gas_Pool Heater_E1 | F4 | Commercial | Other Health | Existing | Miscellaneous | Natural Gas | Pool Heater | E1 | Utility - Cost of Equipment | 0 | 0 | 0 | 0 | 0 | 0 | 0 | 0 | 0 | 0 | 0 | 0 | 0 | 0 | 0 | 0 | 0 | 0 | 0 | 0 | 0 | 0 | 0 | 0 | 0 | 0 | 0 | 0 | 0 | 0 | 0 | 0 | 0
F4_Commercial_Other Health_Existing_Miscellaneous_Natural Gas_Pool Heater_E2 | F4 | Commercial | Other Health | Existing | Miscellaneous | Natural Gas | Pool Heater | E2 | Utility - Cost of Equipment | 0 | 0 | 0 | 0 | 0 | 0 | 0 | 0 | 0 | 0 | 0 | 0 | 0 | 0 | 0 | 0 | 0 | 0 | 0 | 0 | 0 | 0 | 0 | 0 | 0 | 0 | 0 | 0 | 0 | 0 | 0 | 0 | 0
F4_Commercial_Other Health_Existing_Miscellaneous_Natural Gas_Pool Heater_E3 | F4 | Commercial | Other Health | Existing | Miscellaneous | Natural Gas | Pool Heater | E3 | Utility - Cost of Equipment | 0 | 0 | 0 | 0 | 0 | 0 | 0 | 0 | 0 | 0 | 0 | 0 | 0 | 0 | 0 | 0 | 0 | 0 | 0 | 0 | 0 | 0 | 0 | 0 | 0 | 0 | 0 | 0 | 0 | 0 | 0 | 0 | 0
F4_Commercial_Other Health_Existing_Miscellaneous_Natural Gas_Pool Heater_E4 | F4 | Commercial | Other Health | Existing | Miscellaneous | Natural Gas | Pool Heater | E4 | Utility - Cost of Equipment | 0 | 0 | 0 | 0 | 0 | 0 | 0 | 0 | 0 | 0 | 0 | 0 | 0 | 0 | 0 | 0 | 0 | 0 | 0 | 0 | 0 | 0 | 0 | 0 | 0 | 0 | 0 | 0 | 0 | 0 | 0 | 0 | 0
F4_Commercial_Other Health_Existing_Miscellaneous_Natural Gas_Pool Heater_E5 | F4 | Commercial | Other Health | Existing | Miscellaneous | Natural Gas | Pool Heater | E5 | Utility - Cost of Equipment | 0 | 0 | 0 | 0 | 0 | 0 | 0 | 0 | 0 | 0 | 0 | 0 | 0 | 0 | 0 | 0 | 0 | 0 | 0 | 0 | 0 | 0 | 0 | 0 | 0 | 0 | 0 | 0 | 0 | 0 | 0 | 0 | 0
F4_Commercial_Other Health_Existing_Miscellaneous_Natural Gas_Pool Heater_E6 | F4 | Commercial | Other Health | Existing | Miscellaneous | Natural Gas | Pool Heater | E6 | Utility - Cost of Equipment | 0 | 0 | 0 | 0 | 0 | 0 | 0 | 0 | 0 | 0 | 0 | 0 | 0 | 0 | 0 | 0 | 0 | 0 | 0 | 0 | 0 | 0 | 0 | 0 | 0 | 0 | 0 | 0 | 0 | 0 | 0 | 0 | 0
F4_Commercial_Other Health_Existing_Miscellaneous_Natural Gas_Pool Heater_E7 | F4 | Commercial | Other Health | Existing | Miscellaneous | Natural Gas | Pool Heater | E7 | Utility - Cost of Equipment | 0 | 0 | 0 | 0 | 0 | 0 | 0 | 0 | 0 | 0 | 0 | 0 | 0 | 0 | 0 | 0 | 0 | 0 | 0 | 0 | 0 | 0 | 0 | 0 | 0 | 0 | 0 | 0 | 0 | 0 | 0 | 0 | 0
F4_Commercial_Other Health_Existing_Miscellaneous_Natural Gas_Pool Heater_E8 | F4 | Commercial | Other Health | Existing | Miscellaneous | Natural Gas | Pool Heater | E8 | Utility - Cost of Equipment | 0 | 0 | 0 | 0 | 0 | 0 | 0 | 0 | 0 | 0 | 0 | 0 | 0 | 0 | 0 | 0 | 0 | 0 | 0 | 0 | 0 | 0 | 0 | 0 | 0 | 0 | 0 | 0 | 0 | 0 | 0 | 0 | 0
F4_Commercial_Other Health_Existing_Miscellaneous_Natural Gas_Pool Heater_E9 | F4 | Commercial | Other Health | Existing | Miscellaneous | Natural Gas | Pool Heater | E9 | Utility - Cost of Equipment | 0 | 0 | 0 | 0 | 0 | 0 | 0 | 0 | 0 | 0 | 0 | 0 | 0 | 0 | 0 | 0 | 0 | 0 | 0 | 0 | 0 | 0 | 0 | 0 | 0 | 0 | 0 | 0 | 0 | 0 | 0 | 0 | 0
F4_Commercial_Other Health_Existing_Miscellaneous_Natural Gas_Pool Heater_E10 | F4 | Commercial | Other Health | Existing | Miscellaneous | Natural Gas | Pool Heater | E10 | Utility - Cost of Equipment | 0 | 0 | 0 | 0 | 0 | 0 | 0 | 0 | 0 | 0 | 0 | 0 | 0 | 0 | 0 | 0 | 0 | 0 | 0 | 0 | 0 | 0 | 0 | 0 | 0 | 0 | 0 | 0 | 0 | 0 | 0 | 0 | 0
F5_Commercial_Other Health_Existing_Miscellaneous_Natural Gas_Pool Heater_E1 | F5 | Commercial | Other Health | Existing | Miscellaneous | Natural Gas | Pool Heater | E1 | Utility - Cost of Operation | 0.002528 | 0.002528 | 0.002528 | 0.002528 | 0.002528 | 0.002528 | 0.002528 | 0.002528 | 0.002528 | 0.002528 | 0.002528 | 0.002528 | 0.002528 | 0.002528 | 0.002528 | 0.002528 | 0.002528 | 0.002528 | 0.002528 | 0.002528 | 0.002528 | 0.002528 | 0.002528 | 0.002528 | 0.002528 | 0.002528 | 0.002528 | 0.002528 | 0.002528 | 0.002528 | 0.002528 | 0.002528 | 0.002528
F5_Commercial_Other Health_Existing_Miscellaneous_Natural Gas_Pool Heater_E2 | F5 | Commercial | Other Health | Existing | Miscellaneous | Natural Gas | Pool Heater | E2 | Utility - Cost of Operation | 0.0041394 | 0.0041394 | 0.0041394 | 0.0041394 | 0.0041394 | 0.0041394 | 0.0041394 | 0.0041394 | 0.0041394 | 0.0041394 | 0.0041394 | 0.0041394 | 0.0041394 | 0.0041394 | 0.0041394 | 0.0041394 | 0.0041394 | 0.0041394 | 0.0041394 | 0.0041394 | 0.0041394 | 0.0041394 | 0.0041394 | 0.0041394 | 0.0041394 | 0.0041394 | 0.0041394 | 0.0041394 | 0.0041394 | 0.0041394 | 0.0041394 | 0.0041394 | 0.0041394
F5_Commercial_Other Health_Existing_Miscellaneous_Natural Gas_Pool Heater_E3 | F5 | Commercial | Other Health | Existing | Miscellaneous | Natural Gas | Pool Heater | E3 | Utility - Cost of Operation | 0 | 0 | 0 | 0 | 0 | 0 | 0 | 0 | 0 | 0 | 0 | 0 | 0 | 0 | 0 | 0 | 0 | 0 | 0 | 0 | 0 | 0 | 0 | 0 | 0 | 0 | 0 | 0 | 0 | 0 | 0 | 0 | 0
F5_Commercial_Other Health_Existing_Miscellaneous_Natural Gas_Pool Heater_E4 | F5 | Commercial | Other Health | Existing | Miscellaneous | Natural Gas | Pool Heater | E4 | Utility - Cost of Operation | 0 | 0 | 0 | 0 | 0 | 0 | 0 | 0 | 0 | 0 | 0 | 0 | 0 | 0 | 0 | 0 | 0 | 0 | 0 | 0 | 0 | 0 | 0 | 0 | 0 | 0 | 0 | 0 | 0 | 0 | 0 | 0 | 0
F5_Commercial_Other Health_Existing_Miscellaneous_Natural Gas_Pool Heater_E5 | F5 | Commercial | Other Health | Existing | Miscellaneous | Natural Gas | Pool Heater | E5 | Utility - Cost of Operation | 0 | 0 | 0 | 0 | 0 | 0 | 0 | 0 | 0 | 0 | 0 | 0 | 0 | 0 | 0 | 0 | 0 | 0 | 0 | 0 | 0 | 0 | 0 | 0 | 0 | 0 | 0 | 0 | 0 | 0 | 0 | 0 | 0
F5_Commercial_Other Health_Existing_Miscellaneous_Natural Gas_Pool Heater_E6 | F5 | Commercial | Other Health | Existing | Miscellaneous | Natural Gas | Pool Heater | E6 | Utility - Cost of Operation | 0 | 0 | 0 | 0 | 0 | 0 | 0 | 0 | 0 | 0 | 0 | 0 | 0 | 0 | 0 | 0 | 0 | 0 | 0 | 0 | 0 | 0 | 0 | 0 | 0 | 0 | 0 | 0 | 0 | 0 | 0 | 0 | 0
F5_Commercial_Other Health_Existing_Miscellaneous_Natural Gas_Pool Heater_E7 | F5 | Commercial | Other Health | Existing | Miscellaneous | Natural Gas | Pool Heater | E7 | Utility - Cost of Operation | 0 | 0 | 0 | 0 | 0 | 0 | 0 | 0 | 0 | 0 | 0 | 0 | 0 | 0 | 0 | 0 | 0 | 0 | 0 | 0 | 0 | 0 | 0 | 0 | 0 | 0 | 0 | 0 | 0 | 0 | 0 | 0 | 0
F5_Commercial_Other Health_Existing_Miscellaneous_Natural Gas_Pool Heater_E8 | F5 | Commercial | Other Health | Existing | Miscellaneous | Natural Gas | Pool Heater | E8 | Utility - Cost of Operation | 0 | 0 | 0 | 0 | 0 | 0 | 0 | 0 | 0 | 0 | 0 | 0 | 0 | 0 | 0 | 0 | 0 | 0 | 0 | 0 | 0 | 0 | 0 | 0 | 0 | 0 | 0 | 0 | 0 | 0 | 0 | 0 | 0
F5_Commercial_Other Health_Existing_Miscellaneous_Natural Gas_Pool Heater_E9 | F5 | Commercial | Other Health | Existing | Miscellaneous | Natural Gas | Pool Heater | E9 | Utility - Cost of Operation | 0 | 0 | 0 | 0 | 0 | 0 | 0 | 0 | 0 | 0 | 0 | 0 | 0 | 0 | 0 | 0 | 0 | 0 | 0 | 0 | 0 | 0 | 0 | 0 | 0 | 0 | 0 | 0 | 0 | 0 | 0 | 0 | 0
F5_Commercial_Other Health_Existing_Miscellaneous_Natural Gas_Pool Heater_E10 | F5 | Commercial | Other Health | Existing | Miscellaneous | Natural Gas | Pool Heater | E10 | Utility - Cost of Operation | 0 | 0 | 0 | 0 | 0 | 0 | 0 | 0 | 0 | 0 | 0 | 0 | 0 | 0 | 0 | 0 | 0 | 0 | 0 | 0 | 0 | 0 | 0 | 0 | 0 | 0 | 0 | 0 | 0 | 0 | 0 | 0 | 0
F6_Commercial_Other Health_Existing_Miscellaneous_Natural Gas_Pool Heater_E1 | F6 | Commercial | Other Health | Existing | Miscellaneous | Natural Gas | Pool Heater | E1 | Utility - Value of Sales | 0.010508 | 0.010603 | 0.010756 | 0.010722 | 0.010722 | 0.010722 | 0.010722 | 0.010722 | 0.010722 | 0.010722 | 0.010722 | 0.010722 | 0.010722 | 0.010722 | 0.010722 | 0.010722 | 0.010722 | 0.010722 | 0.010722 | 0.010722 | 0.010722 | 0.010722 | 0.010722 | 0.010722 | 0.010722 | 0.010722 | 0.010722 | 0.010722 | 0.010722 | 0.010722 | 0.010722 | 0.010722 | 0.010722
F6_Commercial_Other Health_Existing_Miscellaneous_Natural Gas_Pool Heater_E2 | F6 | Commercial | Other Health | Existing | Miscellaneous | Natural Gas | Pool Heater | E2 | Utility - Value of Sales | 0.0089319 | 0.0090127 | 0.0091425 | 0.0091141 | 0.0091141 | 0.0091141 | 0.0091141 | 0.0091141 | 0.0091141 | 0.0091141 | 0.0091141 | 0.0091141 | 0.0091141 | 0.0091141 | 0.0091141 | 0.0091141 | 0.0091141 | 0.0091141 | 0.0091141 | 0.0091141 | 0.0091141 | 0.0091141 | 0.0091141 | 0.0091141 | 0.0091141 | 0.0091141 | 0.0091141 | 0.0091141 | 0.0091141 | 0.0091141 | 0.0091141 | 0.0091141 | 0.0091141
F6_Commercial_Other Health_Existing_Miscellaneous_Natural Gas_Pool Heater_E3 | F6 | Commercial | Other Health | Existing | Miscellaneous | Natural Gas | Pool Heater | E3 | Utility - Value of Sales | 0 | 0 | 0 | 0 | 0 | 0 | 0 | 0 | 0 | 0 | 0 | 0 | 0 | 0 | 0 | 0 | 0 | 0 | 0 | 0 | 0 | 0 | 0 | 0 | 0 | 0 | 0 | 0 | 0 | 0 | 0 | 0 | 0
F6_Commercial_Other Health_Existing_Miscellaneous_Natural Gas_Pool Heater_E4 | F6 | Commercial | Other Health | Existing | Miscellaneous | Natural Gas | Pool Heater | E4 | Utility - Value of Sales | 0 | 0 | 0 | 0 | 0 | 0 | 0 | 0 | 0 | 0 | 0 | 0 | 0 | 0 | 0 | 0 | 0 | 0 | 0 | 0 | 0 | 0 | 0 | 0 | 0 | 0 | 0 | 0 | 0 | 0 | 0 | 0 | 0
F6_Commercial_Other Health_Existing_Miscellaneous_Natural Gas_Pool Heater_E5 | F6 | Commercial | Other Health | Existing | Miscellaneous | Natural Gas | Pool Heater | E5 | Utility - Value of Sales | 0 | 0 | 0 | 0 | 0 | 0 | 0 | 0 | 0 | 0 | 0 | 0 | 0 | 0 | 0 | 0 | 0 | 0 | 0 | 0 | 0 | 0 | 0 | 0 | 0 | 0 | 0 | 0 | 0 | 0 | 0 | 0 | 0
F6_Commercial_Other Health_Existing_Miscellaneous_Natural Gas_Pool Heater_E6 | F6 | Commercial | Other Health | Existing | Miscellaneous | Natural Gas | Pool Heater | E6 | Utility - Value of Sales | 0 | 0 | 0 | 0 | 0 | 0 | 0 | 0 | 0 | 0 | 0 | 0 | 0 | 0 | 0 | 0 | 0 | 0 | 0 | 0 | 0 | 0 | 0 | 0 | 0 | 0 | 0 | 0 | 0 | 0 | 0 | 0 | 0
F6_Commercial_Other Health_Existing_Miscellaneous_Natural Gas_Pool Heater_E7 | F6 | Commercial | Other Health | Existing | Miscellaneous | Natural Gas | Pool Heater | E7 | Utility - Value of Sales | 0 | 0 | 0 | 0 | 0 | 0 | 0 | 0 | 0 | 0 | 0 | 0 | 0 | 0 | 0 | 0 | 0 | 0 | 0 | 0 | 0 | 0 | 0 | 0 | 0 | 0 | 0 | 0 | 0 | 0 | 0 | 0 | 0
F6_Commercial_Other Health_Existing_Miscellaneous_Natural Gas_Pool Heater_E8 | F6 | Commercial | Other Health | Existing | Miscellaneous | Natural Gas | Pool Heater | E8 | Utility - Value of Sales | 0 | 0 | 0 | 0 | 0 | 0 | 0 | 0 | 0 | 0 | 0 | 0 | 0 | 0 | 0 | 0 | 0 | 0 | 0 | 0 | 0 | 0 | 0 | 0 | 0 | 0 | 0 | 0 | 0 | 0 | 0 | 0 | 0
F6_Commercial_Other Health_Existing_Miscellaneous_Natural Gas_Pool Heater_E9 | F6 | Commercial | Other Health | Existing | Miscellaneous | Natural Gas | Pool Heater | E9 | Utility - Value of Sales | 0 | 0 | 0 | 0 | 0 | 0 | 0 | 0 | 0 | 0 | 0 | 0 | 0 | 0 | 0 | 0 | 0 | 0 | 0 | 0 | 0 | 0 | 0 | 0 | 0 | 0 | 0 | 0 | 0 | 0 | 0 | 0 | 0
F6_Commercial_Other Health_Existing_Miscellaneous_Natural Gas_Pool Heater_E10 | F6 | Commercial | Other Health | Existing | Miscellaneous | Natural Gas | Pool Heater | E10 | Utility - Value of Sales | 0 | 0 | 0 | 0 | 0 | 0 | 0 | 0 | 0 | 0 | 0 | 0 | 0 | 0 | 0 | 0 | 0 | 0 | 0 | 0 | 0 | 0 | 0 | 0 | 0 | 0 | 0 | 0 | 0 | 0 | 0 | 0 | 0
F1_Commercial_Other Health_Existing_Miscellaneous_Natural Gas_Miscellaneous_E1 | F1 | Commercial | Other Health | Existing | Miscellaneous | Natural Gas | Miscellaneous | E1 | RVT - Cost of Equipment | 0 | 0 | 0 | 0 | 0 | 0 | 0 | 0 | 0 | 0 | 0 | 0 | 0 | 0 | 0 | 0 | 0 | 0 | 0 | 0 | 0 | 0 | 0 | 0 | 0 | 0 | 0 | 0 | 0 | 0 | 0 | 0 | 0
F1_Commercial_Other Health_Existing_Miscellaneous_Natural Gas_Miscellaneous_E2 | F1 | Commercial | Other Health | Existing | Miscellaneous | Natural Gas | Miscellaneous | E2 | RVT - Cost of Equipment | 0 | 0 | 0 | 0 | 0 | 0 | 0 | 0 | 0 | 0 | 0 | 0 | 0 | 0 | 0 | 0 | 0 | 0 | 0 | 0 | 0 | 0 | 0 | 0 | 0 | 0 | 0 | 0 | 0 | 0 | 0 | 0 | 0
F1_Commercial_Other Health_Existing_Miscellaneous_Natural Gas_Miscellaneous_E3 | F1 | Commercial | Other Health | Existing | Miscellaneous | Natural Gas | Miscellaneous | E3 | RVT - Cost of Equipment | 0 | 0 | 0 | 0 | 0 | 0 | 0 | 0 | 0 | 0 | 0 | 0 | 0 | 0 | 0 | 0 | 0 | 0 | 0 | 0 | 0 | 0 | 0 | 0 | 0 | 0 | 0 | 0 | 0 | 0 | 0 | 0 | 0
F1_Commercial_Other Health_Existing_Miscellaneous_Natural Gas_Miscellaneous_E4 | F1 | Commercial | Other Health | Existing | Miscellaneous | Natural Gas | Miscellaneous | E4 | RVT - Cost of Equipment | 0 | 0 | 0 | 0 | 0 | 0 | 0 | 0 | 0 | 0 | 0 | 0 | 0 | 0 | 0 | 0 | 0 | 0 | 0 | 0 | 0 | 0 | 0 | 0 | 0 | 0 | 0 | 0 | 0 | 0 | 0 | 0 | 0
F1_Commercial_Other Health_Existing_Miscellaneous_Natural Gas_Miscellaneous_E5 | F1 | Commercial | Other Health | Existing | Miscellaneous | Natural Gas | Miscellaneous | E5 | RVT - Cost of Equipment | 0 | 0 | 0 | 0 | 0 | 0 | 0 | 0 | 0 | 0 | 0 | 0 | 0 | 0 | 0 | 0 | 0 | 0 | 0 | 0 | 0 | 0 | 0 | 0 | 0 | 0 | 0 | 0 | 0 | 0 | 0 | 0 | 0
F1_Commercial_Other Health_Existing_Miscellaneous_Natural Gas_Miscellaneous_E6 | F1 | Commercial | Other Health | Existing | Miscellaneous | Natural Gas | Miscellaneous | E6 | RVT - Cost of Equipment | 0 | 0 | 0 | 0 | 0 | 0 | 0 | 0 | 0 | 0 | 0 | 0 | 0 | 0 | 0 | 0 | 0 | 0 | 0 | 0 | 0 | 0 | 0 | 0 | 0 | 0 | 0 | 0 | 0 | 0 | 0 | 0 | 0
F1_Commercial_Other Health_Existing_Miscellaneous_Natural Gas_Miscellaneous_E7 | F1 | Commercial | Other Health | Existing | Miscellaneous | Natural Gas | Miscellaneous | E7 | RVT - Cost of Equipment | 0 | 0 | 0 | 0 | 0 | 0 | 0 | 0 | 0 | 0 | 0 | 0 | 0 | 0 | 0 | 0 | 0 | 0 | 0 | 0 | 0 | 0 | 0 | 0 | 0 | 0 | 0 | 0 | 0 | 0 | 0 | 0 | 0
F1_Commercial_Other Health_Existing_Miscellaneous_Natural Gas_Miscellaneous_E8 | F1 | Commercial | Other Health | Existing | Miscellaneous | Natural Gas | Miscellaneous | E8 | RVT - Cost of Equipment | 0 | 0 | 0 | 0 | 0 | 0 | 0 | 0 | 0 | 0 | 0 | 0 | 0 | 0 | 0 | 0 | 0 | 0 | 0 | 0 | 0 | 0 | 0 | 0 | 0 | 0 | 0 | 0 | 0 | 0 | 0 | 0 | 0
F1_Commercial_Other Health_Existing_Miscellaneous_Natural Gas_Miscellaneous_E9 | F1 | Commercial | Other Health | Existing | Miscellaneous | Natural Gas | Miscellaneous | E9 | RVT - Cost of Equipment | 0 | 0 | 0 | 0 | 0 | 0 | 0 | 0 | 0 | 0 | 0 | 0 | 0 | 0 | 0 | 0 | 0 | 0 | 0 | 0 | 0 | 0 | 0 | 0 | 0 | 0 | 0 | 0 | 0 | 0 | 0 | 0 | 0
F1_Commercial_Other Health_Existing_Miscellaneous_Natural Gas_Miscellaneous_E10 | F1 | Commercial | Other Health | Existing | Miscellaneous | Natural Gas | Miscellaneous | E10 | RVT - Cost of Equipment | 0 | 0 | 0 | 0 | 0 | 0 | 0 | 0 | 0 | 0 | 0 | 0 | 0 | 0 | 0 | 0 | 0 | 0 | 0 | 0 | 0 | 0 | 0 | 0 | 0 | 0 | 0 | 0 | 0 | 0 | 0 | 0 | 0
F2_Commercial_Other Health_Existing_Miscellaneous_Natural Gas_Miscellaneous_E1 | F2 | Commercial | Other Health | Existing | Miscellaneous | Natural Gas | Miscellaneous | E1 | RVT - Cost of Operation | 0 | 0 | 0 | 0 | 0 | 0 | 0 | 0 | 0 | 0 | 0 | 0 | 0 | 0 | 0 | 0 | 0 | 0 | 0 | 0 | 0 | 0 | 0 | 0 | 0 | 0 | 0 | 0 | 0 | 0 | 0 | 0 | 0
F2_Commercial_Other Health_Existing_Miscellaneous_Natural Gas_Miscellaneous_E2 | F2 | Commercial | Other Health | Existing | Miscellaneous | Natural Gas | Miscellaneous | E2 | RVT - Cost of Operation | 0 | 0 | 0 | 0 | 0 | 0 | 0 | 0 | 0 | 0 | 0 | 0 | 0 | 0 | 0 | 0 | 0 | 0 | 0 | 0 | 0 | 0 | 0 | 0 | 0 | 0 | 0 | 0 | 0 | 0 | 0 | 0 | 0
F2_Commercial_Other Health_Existing_Miscellaneous_Natural Gas_Miscellaneous_E3 | F2 | Commercial | Other Health | Existing | Miscellaneous | Natural Gas | Miscellaneous | E3 | RVT - Cost of Operation | 0 | 0 | 0 | 0 | 0 | 0 | 0 | 0 | 0 | 0 | 0 | 0 | 0 | 0 | 0 | 0 | 0 | 0 | 0 | 0 | 0 | 0 | 0 | 0 | 0 | 0 | 0 | 0 | 0 | 0 | 0 | 0 | 0
F2_Commercial_Other Health_Existing_Miscellaneous_Natural Gas_Miscellaneous_E4 | F2 | Commercial | Other Health | Existing | Miscellaneous | Natural Gas | Miscellaneous | E4 | RVT - Cost of Operation | 0 | 0 | 0 | 0 | 0 | 0 | 0 | 0 | 0 | 0 | 0 | 0 | 0 | 0 | 0 | 0 | 0 | 0 | 0 | 0 | 0 | 0 | 0 | 0 | 0 | 0 | 0 | 0 | 0 | 0 | 0 | 0 | 0
F2_Commercial_Other Health_Existing_Miscellaneous_Natural Gas_Miscellaneous_E5 | F2 | Commercial | Other Health | Existing | Miscellaneous | Natural Gas | Miscellaneous | E5 | RVT - Cost of Operation | 0 | 0 | 0 | 0 | 0 | 0 | 0 | 0 | 0 | 0 | 0 | 0 | 0 | 0 | 0 | 0 | 0 | 0 | 0 | 0 | 0 | 0 | 0 | 0 | 0 | 0 | 0 | 0 | 0 | 0 | 0 | 0 | 0
F2_Commercial_Other Health_Existing_Miscellaneous_Natural Gas_Miscellaneous_E6 | F2 | Commercial | Other Health | Existing | Miscellaneous | Natural Gas | Miscellaneous | E6 | RVT - Cost of Operation | 0 | 0 | 0 | 0 | 0 | 0 | 0 | 0 | 0 | 0 | 0 | 0 | 0 | 0 | 0 | 0 | 0 | 0 | 0 | 0 | 0 | 0 | 0 | 0 | 0 | 0 | 0 | 0 | 0 | 0 | 0 | 0 | 0
F2_Commercial_Other Health_Existing_Miscellaneous_Natural Gas_Miscellaneous_E7 | F2 | Commercial | Other Health | Existing | Miscellaneous | Natural Gas | Miscellaneous | E7 | RVT - Cost of Operation | 0 | 0 | 0 | 0 | 0 | 0 | 0 | 0 | 0 | 0 | 0 | 0 | 0 | 0 | 0 | 0 | 0 | 0 | 0 | 0 | 0 | 0 | 0 | 0 | 0 | 0 | 0 | 0 | 0 | 0 | 0 | 0 | 0
F2_Commercial_Other Health_Existing_Miscellaneous_Natural Gas_Miscellaneous_E8 | F2 | Commercial | Other Health | Existing | Miscellaneous | Natural Gas | Miscellaneous | E8 | RVT - Cost of Operation | 0 | 0 | 0 | 0 | 0 | 0 | 0 | 0 | 0 | 0 | 0 | 0 | 0 | 0 | 0 | 0 | 0 | 0 | 0 | 0 | 0 | 0 | 0 | 0 | 0 | 0 | 0 | 0 | 0 | 0 | 0 | 0 | 0
F2_Commercial_Other Health_Existing_Miscellaneous_Natural Gas_Miscellaneous_E9 | F2 | Commercial | Other Health | Existing | Miscellaneous | Natural Gas | Miscellaneous | E9 | RVT - Cost of Operation | 0 | 0 | 0 | 0 | 0 | 0 | 0 | 0 | 0 | 0 | 0 | 0 | 0 | 0 | 0 | 0 | 0 | 0 | 0 | 0 | 0 | 0 | 0 | 0 | 0 | 0 | 0 | 0 | 0 | 0 | 0 | 0 | 0
F2_Commercial_Other Health_Existing_Miscellaneous_Natural Gas_Miscellaneous_E10 | F2 | Commercial | Other Health | Existing | Miscellaneous | Natural Gas | Miscellaneous | E10 | RVT - Cost of Operation | 0 | 0 | 0 | 0 | 0 | 0 | 0 | 0 | 0 | 0 | 0 | 0 | 0 | 0 | 0 | 0 | 0 | 0 | 0 | 0 | 0 | 0 | 0 | 0 | 0 | 0 | 0 | 0 | 0 | 0 | 0 | 0 | 0
F3_Commercial_Other Health_Existing_Miscellaneous_Natural Gas_Miscellaneous_E1 | F3 | Commercial | Other Health | Existing | Miscellaneous | Natural Gas | Miscellaneous | E1 | System - kBTUs of Consumption | 0.0018735 | 0.0018735 | 0.0018735 | 0.0018735 | 0.0018735 | 0.0018735 | 0.0018735 | 0.0018735 | 0.0018735 | 0.0018735 | 0.0018735 | 0.0018735 | 0.0018735 | 0.0018735 | 0.0018735 | 0.0018735 | 0.0018735 | 0.0018735 | 0.0018735 | 0.0018735 | 0.0018735 | 0.0018735 | 0.0018735 | 0.0018735 | 0.0018735 | 0.0018735 | 0.0018735 | 0.0018735 | 0.0018735 | 0.0018735 | 0.0018735 | 0.0018735 | 0.0018735
F3_Commercial_Other Health_Existing_Miscellaneous_Natural Gas_Miscellaneous_E2 | F3 | Commercial | Other Health | Existing | Miscellaneous | Natural Gas | Miscellaneous | E2 | System - kBTUs of Consumption | 0 | 0 | 0 | 0 | 0 | 0 | 0 | 0 | 0 | 0 | 0 | 0 | 0 | 0 | 0 | 0 | 0 | 0 | 0 | 0 | 0 | 0 | 0 | 0 | 0 | 0 | 0 | 0 | 0 | 0 | 0 | 0 | 0
F3_Commercial_Other Health_Existing_Miscellaneous_Natural Gas_Miscellaneous_E3 | F3 | Commercial | Other Health | Existing | Miscellaneous | Natural Gas | Miscellaneous | E3 | System - kBTUs of Consumption | 0 | 0 | 0 | 0 | 0 | 0 | 0 | 0 | 0 | 0 | 0 | 0 | 0 | 0 | 0 | 0 | 0 | 0 | 0 | 0 | 0 | 0 | 0 | 0 | 0 | 0 | 0 | 0 | 0 | 0 | 0 | 0 | 0
F3_Commercial_Other Health_Existing_Miscellaneous_Natural Gas_Miscellaneous_E4 | F3 | Commercial | Other Health | Existing | Miscellaneous | Natural Gas | Miscellaneous | E4 | System - kBTUs of Consumption | 0 | 0 | 0 | 0 | 0 | 0 | 0 | 0 | 0 | 0 | 0 | 0 | 0 | 0 | 0 | 0 | 0 | 0 | 0 | 0 | 0 | 0 | 0 | 0 | 0 | 0 | 0 | 0 | 0 | 0 | 0 | 0 | 0
F3_Commercial_Other Health_Existing_Miscellaneous_Natural Gas_Miscellaneous_E5 | F3 | Commercial | Other Health | Existing | Miscellaneous | Natural Gas | Miscellaneous | E5 | System - kBTUs of Consumption | 0 | 0 | 0 | 0 | 0 | 0 | 0 | 0 | 0 | 0 | 0 | 0 | 0 | 0 | 0 | 0 | 0 | 0 | 0 | 0 | 0 | 0 | 0 | 0 | 0 | 0 | 0 | 0 | 0 | 0 | 0 | 0 | 0
F3_Commercial_Other Health_Existing_Miscellaneous_Natural Gas_Miscellaneous_E6 | F3 | Commercial | Other Health | Existing | Miscellaneous | Natural Gas | Miscellaneous | E6 | System - kBTUs of Consumption | 0 | 0 | 0 | 0 | 0 | 0 | 0 | 0 | 0 | 0 | 0 | 0 | 0 | 0 | 0 | 0 | 0 | 0 | 0 | 0 | 0 | 0 | 0 | 0 | 0 | 0 | 0 | 0 | 0 | 0 | 0 | 0 | 0
F3_Commercial_Other Health_Existing_Miscellaneous_Natural Gas_Miscellaneous_E7 | F3 | Commercial | Other Health | Existing | Miscellaneous | Natural Gas | Miscellaneous | E7 | System - kBTUs of Consumption | 0 | 0 | 0 | 0 | 0 | 0 | 0 | 0 | 0 | 0 | 0 | 0 | 0 | 0 | 0 | 0 | 0 | 0 | 0 | 0 | 0 | 0 | 0 | 0 | 0 | 0 | 0 | 0 | 0 | 0 | 0 | 0 | 0
F3_Commercial_Other Health_Existing_Miscellaneous_Natural Gas_Miscellaneous_E8 | F3 | Commercial | Other Health | Existing | Miscellaneous | Natural Gas | Miscellaneous | E8 | System - kBTUs of Consumption | 0 | 0 | 0 | 0 | 0 | 0 | 0 | 0 | 0 | 0 | 0 | 0 | 0 | 0 | 0 | 0 | 0 | 0 | 0 | 0 | 0 | 0 | 0 | 0 | 0 | 0 | 0 | 0 | 0 | 0 | 0 | 0 | 0
F3_Commercial_Other Health_Existing_Miscellaneous_Natural Gas_Miscellaneous_E9 | F3 | Commercial | Other Health | Existing | Miscellaneous | Natural Gas | Miscellaneous | E9 | System - kBTUs of Consumption | 0 | 0 | 0 | 0 | 0 | 0 | 0 | 0 | 0 | 0 | 0 | 0 | 0 | 0 | 0 | 0 | 0 | 0 | 0 | 0 | 0 | 0 | 0 | 0 | 0 | 0 | 0 | 0 | 0 | 0 | 0 | 0 | 0
F3_Commercial_Other Health_Existing_Miscellaneous_Natural Gas_Miscellaneous_E10 | F3 | Commercial | Other Health | Existing | Miscellaneous | Natural Gas | Miscellaneous | E10 | System - kBTUs of Consumption | 0 | 0 | 0 | 0 | 0 | 0 | 0 | 0 | 0 | 0 | 0 | 0 | 0 | 0 | 0 | 0 | 0 | 0 | 0 | 0 | 0 | 0 | 0 | 0 | 0 | 0 | 0 | 0 | 0 | 0 | 0 | 0 | 0
F4_Commercial_Other Health_Existing_Miscellaneous_Natural Gas_Miscellaneous_E1 | F4 | Commercial | Other Health | Existing | Miscellaneous | Natural Gas | Miscellaneous | E1 | Utility - Cost of Equipment | 0 | 0 | 0 | 0 | 0 | 0 | 0 | 0 | 0 | 0 | 0 | 0 | 0 | 0 | 0 | 0 | 0 | 0 | 0 | 0 | 0 | 0 | 0 | 0 | 0 | 0 | 0 | 0 | 0 | 0 | 0 | 0 | 0
F4_Commercial_Other Health_Existing_Miscellaneous_Natural Gas_Miscellaneous_E2 | F4 | Commercial | Other Health | Existing | Miscellaneous | Natural Gas | Miscellaneous | E2 | Utility - Cost of Equipment | 0 | 0 | 0 | 0 | 0 | 0 | 0 | 0 | 0 | 0 | 0 | 0 | 0 | 0 | 0 | 0 | 0 | 0 | 0 | 0 | 0 | 0 | 0 | 0 | 0 | 0 | 0 | 0 | 0 | 0 | 0 | 0 | 0
F4_Commercial_Other Health_Existing_Miscellaneous_Natural Gas_Miscellaneous_E3 | F4 | Commercial | Other Health | Existing | Miscellaneous | Natural Gas | Miscellaneous | E3 | Utility - Cost of Equipment | 0 | 0 | 0 | 0 | 0 | 0 | 0 | 0 | 0 | 0 | 0 | 0 | 0 | 0 | 0 | 0 | 0 | 0 | 0 | 0 | 0 | 0 | 0 | 0 | 0 | 0 | 0 | 0 | 0 | 0 | 0 | 0 | 0
F4_Commercial_Other Health_Existing_Miscellaneous_Natural Gas_Miscellaneous_E4 | F4 | Commercial | Other Health | Existing | Miscellaneous | Natural Gas | Miscellaneous | E4 | Utility - Cost of Equipment | 0 | 0 | 0 | 0 | 0 | 0 | 0 | 0 | 0 | 0 | 0 | 0 | 0 | 0 | 0 | 0 | 0 | 0 | 0 | 0 | 0 | 0 | 0 | 0 | 0 | 0 | 0 | 0 | 0 | 0 | 0 | 0 | 0
F4_Commercial_Other Health_Existing_Miscellaneous_Natural Gas_Miscellaneous_E5 | F4 | Commercial | Other Health | Existing | Miscellaneous | Natural Gas | Miscellaneous | E5 | Utility - Cost of Equipment | 0 | 0 | 0 | 0 | 0 | 0 | 0 | 0 | 0 | 0 | 0 | 0 | 0 | 0 | 0 | 0 | 0 | 0 | 0 | 0 | 0 | 0 | 0 | 0 | 0 | 0 | 0 | 0 | 0 | 0 | 0 | 0 | 0
F4_Commercial_Other Health_Existing_Miscellaneous_Natural Gas_Miscellaneous_E6 | F4 | Commercial | Other Health | Existing | Miscellaneous | Natural Gas | Miscellaneous | E6 | Utility - Cost of Equipment | 0 | 0 | 0 | 0 | 0 | 0 | 0 | 0 | 0 | 0 | 0 | 0 | 0 | 0 | 0 | 0 | 0 | 0 | 0 | 0 | 0 | 0 | 0 | 0 | 0 | 0 | 0 | 0 | 0 | 0 | 0 | 0 | 0
F4_Commercial_Other Health_Existing_Miscellaneous_Natural Gas_Miscellaneous_E7 | F4 | Commercial | Other Health | Existing | Miscellaneous | Natural Gas | Miscellaneous | E7 | Utility - Cost of Equipment | 0 | 0 | 0 | 0 | 0 | 0 | 0 | 0 | 0 | 0 | 0 | 0 | 0 | 0 | 0 | 0 | 0 | 0 | 0 | 0 | 0 | 0 | 0 | 0 | 0 | 0 | 0 | 0 | 0 | 0 | 0 | 0 | 0
F4_Commercial_Other Health_Existing_Miscellaneous_Natural Gas_Miscellaneous_E8 | F4 | Commercial | Other Health | Existing | Miscellaneous | Natural Gas | Miscellaneous | E8 | Utility - Cost of Equipment | 0 | 0 | 0 | 0 | 0 | 0 | 0 | 0 | 0 | 0 | 0 | 0 | 0 | 0 | 0 | 0 | 0 | 0 | 0 | 0 | 0 | 0 | 0 | 0 | 0 | 0 | 0 | 0 | 0 | 0 | 0 | 0 | 0
F4_Commercial_Other Health_Existing_Miscellaneous_Natural Gas_Miscellaneous_E9 | F4 | Commercial | Other Health | Existing | Miscellaneous | Natural Gas | Miscellaneous | E9 | Utility - Cost of Equipment | 0 | 0 | 0 | 0 | 0 | 0 | 0 | 0 | 0 | 0 | 0 | 0 | 0 | 0 | 0 | 0 | 0 | 0 | 0 | 0 | 0 | 0 | 0 | 0 | 0 | 0 | 0 | 0 | 0 | 0 | 0 | 0 | 0
F4_Commercial_Other Health_Existing_Miscellaneous_Natural Gas_Miscellaneous_E10 | F4 | Commercial | Other Health | Existing | Miscellaneous | Natural Gas | Miscellaneous | E10 | Utility - Cost of Equipment | 0 | 0 | 0 | 0 | 0 | 0 | 0 | 0 | 0 | 0 | 0 | 0 | 0 | 0 | 0 | 0 | 0 | 0 | 0 | 0 | 0 | 0 | 0 | 0 | 0 | 0 | 0 | 0 | 0 | 0 | 0 | 0 | 0
F5_Commercial_Other Health_Existing_Miscellaneous_Natural Gas_Miscellaneous_E1 | F5 | Commercial | Other Health | Existing | Miscellaneous | Natural Gas | Miscellaneous | E1 | Utility - Cost of Operation | 0.0018735 | 0.0018735 | 0.0018735 | 0.0018735 | 0.0018735 | 0.0018735 | 0.0018735 | 0.0018735 | 0.0018735 | 0.0018735 | 0.0018735 | 0.0018735 | 0.0018735 | 0.0018735 | 0.0018735 | 0.0018735 | 0.0018735 | 0.0018735 | 0.0018735 | 0.0018735 | 0.0018735 | 0.0018735 | 0.0018735 | 0.0018735 | 0.0018735 | 0.0018735 | 0.0018735 | 0.0018735 | 0.0018735 | 0.0018735 | 0.0018735 | 0.0018735 | 0.0018735
F5_Commercial_Other Health_Existing_Miscellaneous_Natural Gas_Miscellaneous_E2 | F5 | Commercial | Other Health | Existing | Miscellaneous | Natural Gas | Miscellaneous | E2 | Utility - Cost of Operation | 0 | 0 | 0 | 0 | 0 | 0 | 0 | 0 | 0 | 0 | 0 | 0 | 0 | 0 | 0 | 0 | 0 | 0 | 0 | 0 | 0 | 0 | 0 | 0 | 0 | 0 | 0 | 0 | 0 | 0 | 0 | 0 | 0
F5_Commercial_Other Health_Existing_Miscellaneous_Natural Gas_Miscellaneous_E3 | F5 | Commercial | Other Health | Existing | Miscellaneous | Natural Gas | Miscellaneous | E3 | Utility - Cost of Operation | 0 | 0 | 0 | 0 | 0 | 0 | 0 | 0 | 0 | 0 | 0 | 0 | 0 | 0 | 0 | 0 | 0 | 0 | 0 | 0 | 0 | 0 | 0 | 0 | 0 | 0 | 0 | 0 | 0 | 0 | 0 | 0 | 0
F5_Commercial_Other Health_Existing_Miscellaneous_Natural Gas_Miscellaneous_E4 | F5 | Commercial | Other Health | Existing | Miscellaneous | Natural Gas | Miscellaneous | E4 | Utility - Cost of Operation | 0 | 0 | 0 | 0 | 0 | 0 | 0 | 0 | 0 | 0 | 0 | 0 | 0 | 0 | 0 | 0 | 0 | 0 | 0 | 0 | 0 | 0 | 0 | 0 | 0 | 0 | 0 | 0 | 0 | 0 | 0 | 0 | 0
F5_Commercial_Other Health_Existing_Miscellaneous_Natural Gas_Miscellaneous_E5 | F5 | Commercial | Other Health | Existing | Miscellaneous | Natural Gas | Miscellaneous | E5 | Utility - Cost of Operation | 0 | 0 | 0 | 0 | 0 | 0 | 0 | 0 | 0 | 0 | 0 | 0 | 0 | 0 | 0 | 0 | 0 | 0 | 0 | 0 | 0 | 0 | 0 | 0 | 0 | 0 | 0 | 0 | 0 | 0 | 0 | 0 | 0
F5_Commercial_Other Health_Existing_Miscellaneous_Natural Gas_Miscellaneous_E6 | F5 | Commercial | Other Health | Existing | Miscellaneous | Natural Gas | Miscellaneous | E6 | Utility - Cost of Operation | 0 | 0 | 0 | 0 | 0 | 0 | 0 | 0 | 0 | 0 | 0 | 0 | 0 | 0 | 0 | 0 | 0 | 0 | 0 | 0 | 0 | 0 | 0 | 0 | 0 | 0 | 0 | 0 | 0 | 0 | 0 | 0 | 0
F5_Commercial_Other Health_Existing_Miscellaneous_Natural Gas_Miscellaneous_E7 | F5 | Commercial | Other Health | Existing | Miscellaneous | Natural Gas | Miscellaneous | E7 | Utility - Cost of Operation | 0 | 0 | 0 | 0 | 0 | 0 | 0 | 0 | 0 | 0 | 0 | 0 | 0 | 0 | 0 | 0 | 0 | 0 | 0 | 0 | 0 | 0 | 0 | 0 | 0 | 0 | 0 | 0 | 0 | 0 | 0 | 0 | 0
F5_Commercial_Other Health_Existing_Miscellaneous_Natural Gas_Miscellaneous_E8 | F5 | Commercial | Other Health | Existing | Miscellaneous | Natural Gas | Miscellaneous | E8 | Utility - Cost of Operation | 0 | 0 | 0 | 0 | 0 | 0 | 0 | 0 | 0 | 0 | 0 | 0 | 0 | 0 | 0 | 0 | 0 | 0 | 0 | 0 | 0 | 0 | 0 | 0 | 0 | 0 | 0 | 0 | 0 | 0 | 0 | 0 | 0
F5_Commercial_Other Health_Existing_Miscellaneous_Natural Gas_Miscellaneous_E9 | F5 | Commercial | Other Health | Existing | Miscellaneous | Natural Gas | Miscellaneous | E9 | Utility - Cost of Operation | 0 | 0 | 0 | 0 | 0 | 0 | 0 | 0 | 0 | 0 | 0 | 0 | 0 | 0 | 0 | 0 | 0 | 0 | 0 | 0 | 0 | 0 | 0 | 0 | 0 | 0 | 0 | 0 | 0 | 0 | 0 | 0 | 0
F5_Commercial_Other Health_Existing_Miscellaneous_Natural Gas_Miscellaneous_E10 | F5 | Commercial | Other Health | Existing | Miscellaneous | Natural Gas | Miscellaneous | E10 | Utility - Cost of Operation | 0 | 0 | 0 | 0 | 0 | 0 | 0 | 0 | 0 | 0 | 0 | 0 | 0 | 0 | 0 | 0 | 0 | 0 | 0 | 0 | 0 | 0 | 0 | 0 | 0 | 0 | 0 | 0 | 0 | 0 | 0 | 0 | 0
F6_Commercial_Other Health_Existing_Miscellaneous_Natural Gas_Miscellaneous_E1 | F6 | Commercial | Other Health | Existing | Miscellaneous | Natural Gas | Miscellaneous | E1 | Utility - Value of Sales | 0.0081382 | 0.0082313 | 0.008374 | 0.0083427 | 0.0083427 | 0.0083427 | 0.0083427 | 0.0083427 | 0.0083427 | 0.0083427 | 0.0083427 | 0.0083427 | 0.0083427 | 0.0083427 | 0.0083427 | 0.0083427 | 0.0083427 | 0.0083427 | 0.0083427 | 0.0083427 | 0.0083427 | 0.0083427 | 0.0083427 | 0.0083427 | 0.0083427 | 0.0083427 | 0.0083427 | 0.0083427 | 0.0083427 | 0.0083427 | 0.0083427 | 0.0083427 | 0.0083427
F6_Commercial_Other Health_Existing_Miscellaneous_Natural Gas_Miscellaneous_E2 | F6 | Commercial | Other Health | Existing | Miscellaneous | Natural Gas | Miscellaneous | E2 | Utility - Value of Sales | 0 | 0 | 0 | 0 | 0 | 0 | 0 | 0 | 0 | 0 | 0 | 0 | 0 | 0 | 0 | 0 | 0 | 0 | 0 | 0 | 0 | 0 | 0 | 0 | 0 | 0 | 0 | 0 | 0 | 0 | 0 | 0 | 0
F6_Commercial_Other Health_Existing_Miscellaneous_Natural Gas_Miscellaneous_E3 | F6 | Commercial | Other Health | Existing | Miscellaneous | Natural Gas | Miscellaneous | E3 | Utility - Value of Sales | 0 | 0 | 0 | 0 | 0 | 0 | 0 | 0 | 0 | 0 | 0 | 0 | 0 | 0 | 0 | 0 | 0 | 0 | 0 | 0 | 0 | 0 | 0 | 0 | 0 | 0 | 0 | 0 | 0 | 0 | 0 | 0 | 0
F6_Commercial_Other Health_Existing_Miscellaneous_Natural Gas_Miscellaneous_E4 | F6 | Commercial | Other Health | Existing | Miscellaneous | Natural Gas | Miscellaneous | E4 | Utility - Value of Sales | 0 | 0 | 0 | 0 | 0 | 0 | 0 | 0 | 0 | 0 | 0 | 0 | 0 | 0 | 0 | 0 | 0 | 0 | 0 | 0 | 0 | 0 | 0 | 0 | 0 | 0 | 0 | 0 | 0 | 0 | 0 | 0 | 0
F6_Commercial_Other Health_Existing_Miscellaneous_Natural Gas_Miscellaneous_E5 | F6 | Commercial | Other Health | Existing | Miscellaneous | Natural Gas | Miscellaneous | E5 | Utility - Value of Sales | 0 | 0 | 0 | 0 | 0 | 0 | 0 | 0 | 0 | 0 | 0 | 0 | 0 | 0 | 0 | 0 | 0 | 0 | 0 | 0 | 0 | 0 | 0 | 0 | 0 | 0 | 0 | 0 | 0 | 0 | 0 | 0 | 0
F6_Commercial_Other Health_Existing_Miscellaneous_Natural Gas_Miscellaneous_E6 | F6 | Commercial | Other Health | Existing | Miscellaneous | Natural Gas | Miscellaneous | E6 | Utility - Value of Sales | 0 | 0 | 0 | 0 | 0 | 0 | 0 | 0 | 0 | 0 | 0 | 0 | 0 | 0 | 0 | 0 | 0 | 0 | 0 | 0 | 0 | 0 | 0 | 0 | 0 | 0 | 0 | 0 | 0 | 0 | 0 | 0 | 0
F6_Commercial_Other Health_Existing_Miscellaneous_Natural Gas_Miscellaneous_E7 | F6 | Commercial | Other Health | Existing | Miscellaneous | Natural Gas | Miscellaneous | E7 | Utility - Value of Sales | 0 | 0 | 0 | 0 | 0 | 0 | 0 | 0 | 0 | 0 | 0 | 0 | 0 | 0 | 0 | 0 | 0 | 0 | 0 | 0 | 0 | 0 | 0 | 0 | 0 | 0 | 0 | 0 | 0 | 0 | 0 | 0 | 0
F6_Commercial_Other Health_Existing_Miscellaneous_Natural Gas_Miscellaneous_E8 | F6 | Commercial | Other Health | Existing | Miscellaneous | Natural Gas | Miscellaneous | E8 | Utility - Value of Sales | 0 | 0 | 0 | 0 | 0 | 0 | 0 | 0 | 0 | 0 | 0 | 0 | 0 | 0 | 0 | 0 | 0 | 0 | 0 | 0 | 0 | 0 | 0 | 0 | 0 | 0 | 0 | 0 | 0 | 0 | 0 | 0 | 0
F6_Commercial_Other Health_Existing_Miscellaneous_Natural Gas_Miscellaneous_E9 | F6 | Commercial | Other Health | Existing | Miscellaneous | Natural Gas | Miscellaneous | E9 | Utility - Value of Sales | 0 | 0 | 0 | 0 | 0 | 0 | 0 | 0 | 0 | 0 | 0 | 0 | 0 | 0 | 0 | 0 | 0 | 0 | 0 | 0 | 0 | 0 | 0 | 0 | 0 | 0 | 0 | 0 | 0 | 0 | 0 | 0 | 0
F6_Commercial_Other Health_Existing_Miscellaneous_Natural Gas_Miscellaneous_E10 | F6 | Commercial | Other Health | Existing | Miscellaneous | Natural Gas | Miscellaneous | E10 | Utility - Value of Sales | 0 | 0 | 0 | 0 | 0 | 0 | 0 | 0 | 0 | 0 | 0 | 0 | 0 | 0 | 0 | 0 | 0 | 0 | 0 | 0 | 0 | 0 | 0 | 0 | 0 | 0 | 0 | 0 | 0 | 0 | 0 | 0 | 0
F1_Commercial_Other Health_New_Space Heating_Natural Gas_Furnace_E1 | F1 | Commercial | Other Health | New | Space Heating | Natural Gas | Furnace | E1 | RVT - Cost of Equipment | 0.19338 | 0.19331 | 0.19366 | 0.19274 | 0.19211 | 0 | 0 | 0 | 0 | 0 | 0 | 0 | 0 | 0 | 0 | 0 | 0 | 0 | 0 | 0 | 0 | 0 | 0 | 0 | 0 | 0 | 0 | 0 | 0 | 0 | 0 | 0 | 0
F1_Commercial_Other Health_New_Space Heating_Natural Gas_Furnace_E2 | F1 | Commercial | Other Health | New | Space Heating | Natural Gas | Furnace | E2 | RVT - Cost of Equipment | 0.191 | 0.19092 | 0.19127 | 0.19036 | 0.18974 | 0 | 0 | 0 | 0 | 0 | 0 | 0 | 0 | 0 | 0 | 0 | 0 | 0 | 0 | 0 | 0 | 0 | 0 | 0 | 0 | 0 | 0 | 0 | 0 | 0 | 0 | 0 | 0
F1_Commercial_Other Health_New_Space Heating_Natural Gas_Furnace_E3 | F1 | Commercial | Other Health | New | Space Heating | Natural Gas | Furnace | E3 | RVT - Cost of Equipment | 0.17383 | 0.17376 | 0.17408 | 0.17325 | 0.17268 | 0.1725 | 0.17268 | 0.17277 | 0.17297 | 0.17313 | 0.17328 | 0.17338 | 0.17352 | 0.17368 | 0.1738 | 0.17392 | 0.17405 | 0.17421 | 0.17436 | 0.17456 | 0.17472 | 0.1749 | 0.17505 | 0.17523 | 0.17537 | 0.17549 | 0.17561 | 0.17574 | 0.17582 | 0.17592 | 0.17597 | 0.17604 | 0.17604
F1_Commercial_Other Health_New_Space Heating_Natural Gas_Furnace_E4 | F1 | Commercial | Other Health | New | Space Heating | Natural Gas | Furnace | E4 | RVT - Cost of Equipment | 0.16115 | 0.16109 | 0.16138 | 0.16062 | 0.16009 | 0.15993 | 0.16009 | 0.16017 | 0.16036 | 0.16051 | 0.16064 | 0.16074 | 0.16087 | 0.16102 | 0.16113 | 0.16124 | 0.16136 | 0.16151 | 0.16165 | 0.16183 | 0.16198 | 0.16215 | 0.16229 | 0.16245 | 0.16258 | 0.1627 | 0.16281 | 0.16293 | 0.163 | 0.16309 | 0.16314 | 0.1632 | 0.1632
F1_Commercial_Other Health_New_Space Heating_Natural Gas_Furnace_E5 | F1 | Commercial | Other Health | New | Space Heating | Natural Gas | Furnace | E5 | RVT - Cost of Equipment | 0 | 0 | 0 | 0 | 0 | 0 | 0 | 0.11828 | 0.11842 | 0.11853 | 0.11863 | 0.1187 | 0.1188 | 0.1189 | 0.11899 | 0.11907 | 0.11916 | 0.11927 | 0.11937 | 0.1195 | 0.11962 | 0.11974 | 0.11984 | 0.11997 | 0.12006 | 0.12014 | 0.12023 | 0.12031 | 0.12037 | 0.12044 | 0.12047 | 0.12052 | 0.12052
F1_Commercial_Other Health_New_Space Heating_Natural Gas_Furnace_E6 | F1 | Commercial | Other Health | New | Space Heating | Natural Gas | Furnace | E6 | RVT - Cost of Equipment | 0 | 0 | 0 | 0 | 0 | 0 | 0 | 0 | 0 | 0 | 0 | 0 | 0 | 0 | 0 | 0 | 0 | 0 | 0 | 0 | 0 | 0 | 0 | 0 | 0 | 0 | 0 | 0 | 0 | 0 | 0 | 0 | 0
F1_Commercial_Other Health_New_Space Heating_Natural Gas_Furnace_E7 | F1 | Commercial | Other Health | New | Space Heating | Natural Gas | Furnace | E7 | RVT - Cost of Equipment | 0 | 0 | 0 | 0 | 0 | 0 | 0 | 0 | 0 | 0 | 0 | 0 | 0 | 0 | 0 | 0 | 0 | 0 | 0 | 0 | 0 | 0 | 0 | 0 | 0 | 0 | 0 | 0 | 0 | 0 | 0 | 0 | 0
F1_Commercial_Other Health_New_Space Heating_Natural Gas_Furnace_E8 | F1 | Commercial | Other Health | New | Space Heating | Natural Gas | Furnace | E8 | RVT - Cost of Equipment | 0 | 0 | 0 | 0 | 0 | 0 | 0 | 0 | 0 | 0 | 0 | 0 | 0 | 0 | 0 | 0 | 0 | 0 | 0 | 0 | 0 | 0 | 0 | 0 | 0 | 0 | 0 | 0 | 0 | 0 | 0 | 0 | 0
F1_Commercial_Other Health_New_Space Heating_Natural Gas_Furnace_E9 | F1 | Commercial | Other Health | New | Space Heating | Natural Gas | Furnace | E9 | RVT - Cost of Equipment | 0 | 0 | 0 | 0 | 0 | 0 | 0 | 0 | 0 | 0 | 0 | 0 | 0 | 0 | 0 | 0 | 0 | 0 | 0 | 0 | 0 | 0 | 0 | 0 | 0 | 0 | 0 | 0 | 0 | 0 | 0 | 0 | 0
F1_Commercial_Other Health_New_Space Heating_Natural Gas_Furnace_E10 | F1 | Commercial | Other Health | New | Space Heating | Natural Gas | Furnace | E10 | RVT - Cost of Equipment | 0 | 0 | 0 | 0 | 0 | 0 | 0 | 0 | 0 | 0 | 0 | 0 | 0 | 0 | 0 | 0 | 0 | 0 | 0 | 0 | 0 | 0 | 0 | 0 | 0 | 0 | 0 | 0 | 0 | 0 | 0 | 0 | 0
F2_Commercial_Other Health_New_Space Heating_Natural Gas_Furnace_E1 | F2 | Commercial | Other Health | New | Space Heating | Natural Gas | Furnace | E1 | RVT - Cost of Operation | 0.23169 | 0.2316 | 0.23202 | 0.23092 | 0.23016 | 0 | 0 | 0 | 0 | 0 | 0 | 0 | 0 | 0 | 0 | 0 | 0 | 0 | 0 | 0 | 0 | 0 | 0 | 0 | 0 | 0 | 0 | 0 | 0 | 0 | 0 | 0 | 0
F2_Commercial_Other Health_New_Space Heating_Natural Gas_Furnace_E2 | F2 | Commercial | Other Health | New | Space Heating | Natural Gas | Furnace | E2 | RVT - Cost of Operation | 0.22883 | 0.22874 | 0.22915 | 0.22806 | 0.22732 | 0 | 0 | 0 | 0 | 0 | 0 | 0 | 0 | 0 | 0 | 0 | 0 | 0 | 0 | 0 | 0 | 0 | 0 | 0 | 0 | 0 | 0 | 0 | 0 | 0 | 0 | 0 | 0
F2_Commercial_Other Health_New_Space Heating_Natural Gas_Furnace_E3 | F2 | Commercial | Other Health | New | Space Heating | Natural Gas | Furnace | E3 | RVT - Cost of Operation | 0.20826 | 0.20818 | 0.20856 | 0.20756 | 0.20689 | 0.20667 | 0.20688 | 0.20699 | 0.20723 | 0.20743 | 0.2076 | 0.20773 | 0.20789 | 0.20808 | 0.20822 | 0.20837 | 0.20852 | 0.20871 | 0.2089 | 0.20913 | 0.20933 | 0.20955 | 0.20973 | 0.20994 | 0.2101 | 0.21025 | 0.21039 | 0.21055 | 0.21065 | 0.21076 | 0.21082 | 0.21091 | 0.21091
F2_Commercial_Other Health_New_Space Heating_Natural Gas_Furnace_E4 | F2 | Commercial | Other Health | New | Space Heating | Natural Gas | Furnace | E4 | RVT - Cost of Operation | 0.19307 | 0.193 | 0.19335 | 0.19243 | 0.1918 | 0.1916 | 0.19179 | 0.19189 | 0.19212 | 0.1923 | 0.19246 | 0.19258 | 0.19273 | 0.19291 | 0.19304 | 0.19318 | 0.19332 | 0.1935 | 0.19366 | 0.19388 | 0.19407 | 0.19427 | 0.19443 | 0.19463 | 0.19478 | 0.19492 | 0.19505 | 0.19519 | 0.19529 | 0.19539 | 0.19545 | 0.19553 | 0.19553
F2_Commercial_Other Health_New_Space Heating_Natural Gas_Furnace_E5 | F2 | Commercial | Other Health | New | Space Heating | Natural Gas | Furnace | E5 | RVT - Cost of Operation | 0 | 0 | 0 | 0 | 0 | 0 | 0 | 0.14171 | 0.14187 | 0.14201 | 0.14212 | 0.14221 | 0.14233 | 0.14245 | 0.14255 | 0.14266 | 0.14276 | 0.14289 | 0.14301 | 0.14317 | 0.14331 | 0.14346 | 0.14358 | 0.14373 | 0.14384 | 0.14394 | 0.14404 | 0.14414 | 0.14421 | 0.14429 | 0.14433 | 0.14439 | 0.14439
F2_Commercial_Other Health_New_Space Heating_Natural Gas_Furnace_E6 | F2 | Commercial | Other Health | New | Space Heating | Natural Gas | Furnace | E6 | RVT - Cost of Operation | 0 | 0 | 0 | 0 | 0 | 0 | 0 | 0 | 0 | 0 | 0 | 0 | 0 | 0 | 0 | 0 | 0 | 0 | 0 | 0 | 0 | 0 | 0 | 0 | 0 | 0 | 0 | 0 | 0 | 0 | 0 | 0 | 0
F2_Commercial_Other Health_New_Space Heating_Natural Gas_Furnace_E7 | F2 | Commercial | Other Health | New | Space Heating | Natural Gas | Furnace | E7 | RVT - Cost of Operation | 0 | 0 | 0 | 0 | 0 | 0 | 0 | 0 | 0 | 0 | 0 | 0 | 0 | 0 | 0 | 0 | 0 | 0 | 0 | 0 | 0 | 0 | 0 | 0 | 0 | 0 | 0 | 0 | 0 | 0 | 0 | 0 | 0
F2_Commercial_Other Health_New_Space Heating_Natural Gas_Furnace_E8 | F2 | Commercial | Other Health | New | Space Heating | Natural Gas | Furnace | E8 | RVT - Cost of Operation | 0 | 0 | 0 | 0 | 0 | 0 | 0 | 0 | 0 | 0 | 0 | 0 | 0 | 0 | 0 | 0 | 0 | 0 | 0 | 0 | 0 | 0 | 0 | 0 | 0 | 0 | 0 | 0 | 0 | 0 | 0 | 0 | 0
F2_Commercial_Other Health_New_Space Heating_Natural Gas_Furnace_E9 | F2 | Commercial | Other Health | New | Space Heating | Natural Gas | Furnace | E9 | RVT - Cost of Operation | 0 | 0 | 0 | 0 | 0 | 0 | 0 | 0 | 0 | 0 | 0 | 0 | 0 | 0 | 0 | 0 | 0 | 0 | 0 | 0 | 0 | 0 | 0 | 0 | 0 | 0 | 0 | 0 | 0 | 0 | 0 | 0 | 0
F2_Commercial_Other Health_New_Space Heating_Natural Gas_Furnace_E10 | F2 | Commercial | Other Health | New | Space Heating | Natural Gas | Furnace | E10 | RVT - Cost of Operation | 0 | 0 | 0 | 0 | 0 | 0 | 0 | 0 | 0 | 0 | 0 | 0 | 0 | 0 | 0 | 0 | 0 | 0 | 0 | 0 | 0 | 0 | 0 | 0 | 0 | 0 | 0 | 0 | 0 | 0 | 0 | 0 | 0
F3_Commercial_Other Health_New_Space Heating_Natural Gas_Furnace_E1 | F3 | Commercial | Other Health | New | Space Heating | Natural Gas | Furnace | E1 | System - kBTUs of Consumption | 0.059431 | 0.059431 | 0.059431 | 0.059431 | 0.059431 | 0 | 0 | 0 | 0 | 0 | 0 | 0 | 0 | 0 | 0 | 0 | 0 | 0 | 0 | 0 | 0 | 0 | 0 | 0 | 0 | 0 | 0 | 0 | 0 | 0 | 0 | 0 | 0
F3_Commercial_Other Health_New_Space Heating_Natural Gas_Furnace_E2 | F3 | Commercial | Other Health | New | Space Heating | Natural Gas | Furnace | E2 | System - kBTUs of Consumption | 0.059942 | 0.059942 | 0.059942 | 0.059942 | 0.059942 | 0 | 0 | 0 | 0 | 0 | 0 | 0 | 0 | 0 | 0 | 0 | 0 | 0 | 0 | 0 | 0 | 0 | 0 | 0 | 0 | 0 | 0 | 0 | 0 | 0 | 0 | 0 | 0
F3_Commercial_Other Health_New_Space Heating_Natural Gas_Furnace_E3 | F3 | Commercial | Other Health | New | Space Heating | Natural Gas | Furnace | E3 | System - kBTUs of Consumption | 0.069363 | 0.069363 | 0.069363 | 0.069363 | 0.069363 | 0.069363 | 0.069363 | 0.069363 | 0.069363 | 0.069363 | 0.069363 | 0.069363 | 0.069363 | 0.069363 | 0.069363 | 0.069363 | 0.069363 | 0.069363 | 0.069363 | 0.069363 | 0.069363 | 0.069363 | 0.069363 | 0.069363 | 0.069363 | 0.069363 | 0.069363 | 0.069363 | 0.069363 | 0.069363 | 0.069363 | 0.069363 | 0.069363
F3_Commercial_Other Health_New_Space Heating_Natural Gas_Furnace_E4 | F3 | Commercial | Other Health | New | Space Heating | Natural Gas | Furnace | E4 | System - kBTUs of Consumption | 0.08524 | 0.08524 | 0.08524 | 0.08524 | 0.08524 | 0.08524 | 0.08524 | 0.08524 | 0.08524 | 0.08524 | 0.08524 | 0.08524 | 0.08524 | 0.08524 | 0.08524 | 0.08524 | 0.08524 | 0.08524 | 0.08524 | 0.08524 | 0.08524 | 0.08524 | 0.08524 | 0.08524 | 0.08524 | 0.08524 | 0.08524 | 0.08524 | 0.08524 | 0.08524 | 0.08524 | 0.08524 | 0.08524
F3_Commercial_Other Health_New_Space Heating_Natural Gas_Furnace_E5 | F3 | Commercial | Other Health | New | Space Heating | Natural Gas | Furnace | E5 | System - kBTUs of Consumption | 0 | 0 | 0 | 0 | 0 | 0 | 0 | 0.67958 | 0.67958 | 0.67958 | 0.67958 | 0.67958 | 0.67958 | 0.67958 | 0.67958 | 0.67958 | 0.67958 | 0.67958 | 0.67958 | 0.67958 | 0.67958 | 0.67958 | 0.67958 | 0.67958 | 0.67958 | 0.67958 | 0.67958 | 0.67958 | 0.67958 | 0.67958 | 0.67958 | 0.67958 | 0.67958
F3_Commercial_Other Health_New_Space Heating_Natural Gas_Furnace_E6 | F3 | Commercial | Other Health | New | Space Heating | Natural Gas | Furnace | E6 | System - kBTUs of Consumption | 0 | 0 | 0 | 0 | 0 | 0 | 0 | 0 | 0 | 0 | 0 | 0 | 0 | 0 | 0 | 0 | 0 | 0 | 0 | 0 | 0 | 0 | 0 | 0 | 0 | 0 | 0 | 0 | 0 | 0 | 0 | 0 | 0
F3_Commercial_Other Health_New_Space Heating_Natural Gas_Furnace_E7 | F3 | Commercial | Other Health | New | Space Heating | Natural Gas | Furnace | E7 | System - kBTUs of Consumption | 0 | 0 | 0 | 0 | 0 | 0 | 0 | 0 | 0 | 0 | 0 | 0 | 0 | 0 | 0 | 0 | 0 | 0 | 0 | 0 | 0 | 0 | 0 | 0 | 0 | 0 | 0 | 0 | 0 | 0 | 0 | 0 | 0
F3_Commercial_Other Health_New_Space Heating_Natural Gas_Furnace_E8 | F3 | Commercial | Other Health | New | Space Heating | Natural Gas | Furnace | E8 | System - kBTUs of Consumption | 0 | 0 | 0 | 0 | 0 | 0 | 0 | 0 | 0 | 0 | 0 | 0 | 0 | 0 | 0 | 0 | 0 | 0 | 0 | 0 | 0 | 0 | 0 | 0 | 0 | 0 | 0 | 0 | 0 | 0 | 0 | 0 | 0
F3_Commercial_Other Health_New_Space Heating_Natural Gas_Furnace_E9 | F3 | Commercial | Other Health | New | Space Heating | Natural Gas | Furnace | E9 | System - kBTUs of Consumption | 0 | 0 | 0 | 0 | 0 | 0 | 0 | 0 | 0 | 0 | 0 | 0 | 0 | 0 | 0 | 0 | 0 | 0 | 0 | 0 | 0 | 0 | 0 | 0 | 0 | 0 | 0 | 0 | 0 | 0 | 0 | 0 | 0
F3_Commercial_Other Health_New_Space Heating_Natural Gas_Furnace_E10 | F3 | Commercial | Other Health | New | Space Heating | Natural Gas | Furnace | E10 | System - kBTUs of Consumption | 0 | 0 | 0 | 0 | 0 | 0 | 0 | 0 | 0 | 0 | 0 | 0 | 0 | 0 | 0 | 0 | 0 | 0 | 0 | 0 | 0 | 0 | 0 | 0 | 0 | 0 | 0 | 0 | 0 | 0 | 0 | 0 | 0
F4_Commercial_Other Health_New_Space Heating_Natural Gas_Furnace_E1 | F4 | Commercial | Other Health | New | Space Heating | Natural Gas | Furnace | E1 | Utility - Cost of Equipment | 0.23169 | 0.2316 | 0.23202 | 0.23092 | 0.23016 | 0 | 0 | 0 | 0 | 0 | 0 | 0 | 0 | 0 | 0 | 0 | 0 | 0 | 0 | 0 | 0 | 0 | 0 | 0 | 0 | 0 | 0 | 0 | 0 | 0 | 0 | 0 | 0
F4_Commercial_Other Health_New_Space Heating_Natural Gas_Furnace_E2 | F4 | Commercial | Other Health | New | Space Heating | Natural Gas | Furnace | E2 | Utility - Cost of Equipment | 0.22883 | 0.22874 | 0.22915 | 0.22806 | 0.22732 | 0 | 0 | 0 | 0 | 0 | 0 | 0 | 0 | 0 | 0 | 0 | 0 | 0 | 0 | 0 | 0 | 0 | 0 | 0 | 0 | 0 | 0 | 0 | 0 | 0 | 0 | 0 | 0
F4_Commercial_Other Health_New_Space Heating_Natural Gas_Furnace_E3 | F4 | Commercial | Other Health | New | Space Heating | Natural Gas | Furnace | E3 | Utility - Cost of Equipment | 0.20826 | 0.20818 | 0.20856 | 0.20756 | 0.20689 | 0.20667 | 0.20688 | 0.20699 | 0.20723 | 0.20743 | 0.2076 | 0.20773 | 0.20789 | 0.20808 | 0.20822 | 0.20837 | 0.20852 | 0.20871 | 0.2089 | 0.20913 | 0.20933 | 0.20955 | 0.20973 | 0.20994 | 0.2101 | 0.21025 | 0.21039 | 0.21055 | 0.21065 | 0.21076 | 0.21082 | 0.21091 | 0.21091
F4_Commercial_Other Health_New_Space Heating_Natural Gas_Furnace_E4 | F4 | Commercial | Other Health | New | Space Heating | Natural Gas | Furnace | E4 | Utility - Cost of Equipment | 0.19307 | 0.193 | 0.19335 | 0.19243 | 0.1918 | 0.1916 | 0.19179 | 0.19189 | 0.19212 | 0.1923 | 0.19246 | 0.19258 | 0.19273 | 0.19291 | 0.19304 | 0.19318 | 0.19332 | 0.1935 | 0.19366 | 0.19388 | 0.19407 | 0.19427 | 0.19443 | 0.19463 | 0.19478 | 0.19492 | 0.19505 | 0.19519 | 0.19529 | 0.19539 | 0.19545 | 0.19553 | 0.19553
F4_Commercial_Other Health_New_Space Heating_Natural Gas_Furnace_E5 | F4 | Commercial | Other Health | New | Space Heating | Natural Gas | Furnace | E5 | Utility - Cost of Equipment | 0 | 0 | 0 | 0 | 0 | 0 | 0 | 0.14171 | 0.14187 | 0.14201 | 0.14212 | 0.14221 | 0.14233 | 0.14245 | 0.14255 | 0.14266 | 0.14276 | 0.14289 | 0.14301 | 0.14317 | 0.14331 | 0.14346 | 0.14358 | 0.14373 | 0.14384 | 0.14394 | 0.14404 | 0.14414 | 0.14421 | 0.14429 | 0.14433 | 0.14439 | 0.14439
F4_Commercial_Other Health_New_Space Heating_Natural Gas_Furnace_E6 | F4 | Commercial | Other Health | New | Space Heating | Natural Gas | Furnace | E6 | Utility - Cost of Equipment | 0 | 0 | 0 | 0 | 0 | 0 | 0 | 0 | 0 | 0 | 0 | 0 | 0 | 0 | 0 | 0 | 0 | 0 | 0 | 0 | 0 | 0 | 0 | 0 | 0 | 0 | 0 | 0 | 0 | 0 | 0 | 0 | 0
F4_Commercial_Other Health_New_Space Heating_Natural Gas_Furnace_E7 | F4 | Commercial | Other Health | New | Space Heating | Natural Gas | Furnace | E7 | Utility - Cost of Equipment | 0 | 0 | 0 | 0 | 0 | 0 | 0 | 0 | 0 | 0 | 0 | 0 | 0 | 0 | 0 | 0 | 0 | 0 | 0 | 0 | 0 | 0 | 0 | 0 | 0 | 0 | 0 | 0 | 0 | 0 | 0 | 0 | 0
F4_Commercial_Other Health_New_Space Heating_Natural Gas_Furnace_E8 | F4 | Commercial | Other Health | New | Space Heating | Natural Gas | Furnace | E8 | Utility - Cost of Equipment | 0 | 0 | 0 | 0 | 0 | 0 | 0 | 0 | 0 | 0 | 0 | 0 | 0 | 0 | 0 | 0 | 0 | 0 | 0 | 0 | 0 | 0 | 0 | 0 | 0 | 0 | 0 | 0 | 0 | 0 | 0 | 0 | 0
F4_Commercial_Other Health_New_Space Heating_Natural Gas_Furnace_E9 | F4 | Commercial | Other Health | New | Space Heating | Natural Gas | Furnace | E9 | Utility - Cost of Equipment | 0 | 0 | 0 | 0 | 0 | 0 | 0 | 0 | 0 | 0 | 0 | 0 | 0 | 0 | 0 | 0 | 0 | 0 | 0 | 0 | 0 | 0 | 0 | 0 | 0 | 0 | 0 | 0 | 0 | 0 | 0 | 0 | 0
F4_Commercial_Other Health_New_Space Heating_Natural Gas_Furnace_E10 | F4 | Commercial | Other Health | New | Space Heating | Natural Gas | Furnace | E10 | Utility - Cost of Equipment | 0 | 0 | 0 | 0 | 0 | 0 | 0 | 0 | 0 | 0 | 0 | 0 | 0 | 0 | 0 | 0 | 0 | 0 | 0 | 0 | 0 | 0 | 0 | 0 | 0 | 0 | 0 | 0 | 0 | 0 | 0 | 0 | 0
F5_Commercial_Other Health_New_Space Heating_Natural Gas_Furnace_E1 | F5 | Commercial | Other Health | New | Space Heating | Natural Gas | Furnace | E1 | Utility - Cost of Operation | 0.059431 | 0.059431 | 0.059431 | 0.059431 | 0.059431 | 0 | 0 | 0 | 0 | 0 | 0 | 0 | 0 | 0 | 0 | 0 | 0 | 0 | 0 | 0 | 0 | 0 | 0 | 0 | 0 | 0 | 0 | 0 | 0 | 0 | 0 | 0 | 0
F5_Commercial_Other Health_New_Space Heating_Natural Gas_Furnace_E2 | F5 | Commercial | Other Health | New | Space Heating | Natural Gas | Furnace | E2 | Utility - Cost of Operation | 0.059942 | 0.059942 | 0.059942 | 0.059942 | 0.059942 | 0 | 0 | 0 | 0 | 0 | 0 | 0 | 0 | 0 | 0 | 0 | 0 | 0 | 0 | 0 | 0 | 0 | 0 | 0 | 0 | 0 | 0 | 0 | 0 | 0 | 0 | 0 | 0
F5_Commercial_Other Health_New_Space Heating_Natural Gas_Furnace_E3 | F5 | Commercial | Other Health | New | Space Heating | Natural Gas | Furnace | E3 | Utility - Cost of Operation | 0.069363 | 0.069363 | 0.069363 | 0.069363 | 0.069363 | 0.069363 | 0.069363 | 0.069363 | 0.069363 | 0.069363 | 0.069363 | 0.069363 | 0.069363 | 0.069363 | 0.069363 | 0.069363 | 0.069363 | 0.069363 | 0.069363 | 0.069363 | 0.069363 | 0.069363 | 0.069363 | 0.069363 | 0.069363 | 0.069363 | 0.069363 | 0.069363 | 0.069363 | 0.069363 | 0.069363 | 0.069363 | 0.069363
F5_Commercial_Other Health_New_Space Heating_Natural Gas_Furnace_E4 | F5 | Commercial | Other Health | New | Space Heating | Natural Gas | Furnace | E4 | Utility - Cost of Operation | 0.08524 | 0.08524 | 0.08524 | 0.08524 | 0.08524 | 0.08524 | 0.08524 | 0.08524 | 0.08524 | 0.08524 | 0.08524 | 0.08524 | 0.08524 | 0.08524 | 0.08524 | 0.08524 | 0.08524 | 0.08524 | 0.08524 | 0.08524 | 0.08524 | 0.08524 | 0.08524 | 0.08524 | 0.08524 | 0.08524 | 0.08524 | 0.08524 | 0.08524 | 0.08524 | 0.08524 | 0.08524 | 0.08524
F5_Commercial_Other Health_New_Space Heating_Natural Gas_Furnace_E5 | F5 | Commercial | Other Health | New | Space Heating | Natural Gas | Furnace | E5 | Utility - Cost of Operation | 0 | 0 | 0 | 0 | 0 | 0 | 0 | 0.67958 | 0.67958 | 0.67958 | 0.67958 | 0.67958 | 0.67958 | 0.67958 | 0.67958 | 0.67958 | 0.67958 | 0.67958 | 0.67958 | 0.67958 | 0.67958 | 0.67958 | 0.67958 | 0.67958 | 0.67958 | 0.67958 | 0.67958 | 0.67958 | 0.67958 | 0.67958 | 0.67958 | 0.67958 | 0.67958
F5_Commercial_Other Health_New_Space Heating_Natural Gas_Furnace_E6 | F5 | Commercial | Other Health | New | Space Heating | Natural Gas | Furnace | E6 | Utility - Cost of Operation | 0 | 0 | 0 | 0 | 0 | 0 | 0 | 0 | 0 | 0 | 0 | 0 | 0 | 0 | 0 | 0 | 0 | 0 | 0 | 0 | 0 | 0 | 0 | 0 | 0 | 0 | 0 | 0 | 0 | 0 | 0 | 0 | 0
F5_Commercial_Other Health_New_Space Heating_Natural Gas_Furnace_E7 | F5 | Commercial | Other Health | New | Space Heating | Natural Gas | Furnace | E7 | Utility - Cost of Operation | 0 | 0 | 0 | 0 | 0 | 0 | 0 | 0 | 0 | 0 | 0 | 0 | 0 | 0 | 0 | 0 | 0 | 0 | 0 | 0 | 0 | 0 | 0 | 0 | 0 | 0 | 0 | 0 | 0 | 0 | 0 | 0 | 0
F5_Commercial_Other Health_New_Space Heating_Natural Gas_Furnace_E8 | F5 | Commercial | Other Health | New | Space Heating | Natural Gas | Furnace | E8 | Utility - Cost of Operation | 0 | 0 | 0 | 0 | 0 | 0 | 0 | 0 | 0 | 0 | 0 | 0 | 0 | 0 | 0 | 0 | 0 | 0 | 0 | 0 | 0 | 0 | 0 | 0 | 0 | 0 | 0 | 0 | 0 | 0 | 0 | 0 | 0
F5_Commercial_Other Health_New_Space Heating_Natural Gas_Furnace_E9 | F5 | Commercial | Other Health | New | Space Heating | Natural Gas | Furnace | E9 | Utility - Cost of Operation | 0 | 0 | 0 | 0 | 0 | 0 | 0 | 0 | 0 | 0 | 0 | 0 | 0 | 0 | 0 | 0 | 0 | 0 | 0 | 0 | 0 | 0 | 0 | 0 | 0 | 0 | 0 | 0 | 0 | 0 | 0 | 0 | 0
F5_Commercial_Other Health_New_Space Heating_Natural Gas_Furnace_E10 | F5 | Commercial | Other Health | New | Space Heating | Natural Gas | Furnace | E10 | Utility - Cost of Operation | 0 | 0 | 0 | 0 | 0 | 0 | 0 | 0 | 0 | 0 | 0 | 0 | 0 | 0 | 0 | 0 | 0 | 0 | 0 | 0 | 0 | 0 | 0 | 0 | 0 | 0 | 0 | 0 | 0 | 0 | 0 | 0 | 0
F6_Commercial_Other Health_New_Space Heating_Natural Gas_Furnace_E1 | F6 | Commercial | Other Health | New | Space Heating | Natural Gas | Furnace | E1 | Utility - Value of Sales | 0.088198 | 0.08794 | 0.087792 | 0.08722 | 0.086725 | 0 | 0 | 0 | 0 | 0 | 0 | 0 | 0 | 0 | 0 | 0 | 0 | 0 | 0 | 0 | 0 | 0 | 0 | 0 | 0 | 0 | 0 | 0 | 0 | 0 | 0 | 0 | 0
F6_Commercial_Other Health_New_Space Heating_Natural Gas_Furnace_E2 | F6 | Commercial | Other Health | New | Space Heating | Natural Gas | Furnace | E2 | Utility - Value of Sales | 0.087109 | 0.086854 | 0.086708 | 0.086143 | 0.085654 | 0 | 0 | 0 | 0 | 0 | 0 | 0 | 0 | 0 | 0 | 0 | 0 | 0 | 0 | 0 | 0 | 0 | 0 | 0 | 0 | 0 | 0 | 0 | 0 | 0 | 0 | 0 | 0
F6_Commercial_Other Health_New_Space Heating_Natural Gas_Furnace_E3 | F6 | Commercial | Other Health | New | Space Heating | Natural Gas | Furnace | E3 | Utility - Value of Sales | 0.079279 | 0.079047 | 0.078914 | 0.0784 | 0.077955 | 0.077513 | 0.077076 | 0.076645 | 0.076221 | 0.075806 | 0.075402 | 0.075009 | 0.07463 | 0.074266 | 0.073919 | 0.073589 | 0.073279 | 0.072988 | 0.072716 | 0.072464 | 0.072231 | 0.072018 | 0.071824 | 0.071649 | 0.071494 | 0.071359 | 0.071242 | 0.071145 | 0.071068 | 0.071009 | 0.070971 | 0.070951 | 0.070951
F6_Commercial_Other Health_New_Space Heating_Natural Gas_Furnace_E4 | F6 | Commercial | Other Health | New | Space Heating | Natural Gas | Furnace | E4 | Utility - Value of Sales | 0.073498 | 0.073283 | 0.07316 | 0.072683 | 0.072271 | 0.071861 | 0.071456 | 0.071056 | 0.070663 | 0.070279 | 0.069904 | 0.06954 | 0.069188 | 0.068851 | 0.068529 | 0.068223 | 0.067935 | 0.067666 | 0.067414 | 0.06718 | 0.066964 | 0.066767 | 0.066587 | 0.066425 | 0.066281 | 0.066155 | 0.066047 | 0.065958 | 0.065886 | 0.065832 | 0.065796 | 0.065778 | 0.065778
F6_Commercial_Other Health_New_Space Heating_Natural Gas_Furnace_E5 | F6 | Commercial | Other Health | New | Space Heating | Natural Gas | Furnace | E5 | Utility - Value of Sales | 0 | 0 | 0 | 0 | 0 | 0 | 0 | 0.052472 | 0.052182 | 0.051898 | 0.051621 | 0.051352 | 0.051093 | 0.050844 | 0.050606 | 0.05038 | 0.050168 | 0.049968 | 0.049783 | 0.04961 | 0.049451 | 0.049305 | 0.049172 | 0.049052 | 0.048946 | 0.048853 | 0.048773 | 0.048707 | 0.048654 | 0.048614 | 0.048588 | 0.048574 | 0.048574
F6_Commercial_Other Health_New_Space Heating_Natural Gas_Furnace_E6 | F6 | Commercial | Other Health | New | Space Heating | Natural Gas | Furnace | E6 | Utility - Value of Sales | 0 | 0 | 0 | 0 | 0 | 0 | 0 | 0 | 0 | 0 | 0 | 0 | 0 | 0 | 0 | 0 | 0 | 0 | 0 | 0 | 0 | 0 | 0 | 0 | 0 | 0 | 0 | 0 | 0 | 0 | 0 | 0 | 0
F6_Commercial_Other Health_New_Space Heating_Natural Gas_Furnace_E7 | F6 | Commercial | Other Health | New | Space Heating | Natural Gas | Furnace | E7 | Utility - Value of Sales | 0 | 0 | 0 | 0 | 0 | 0 | 0 | 0 | 0 | 0 | 0 | 0 | 0 | 0 | 0 | 0 | 0 | 0 | 0 | 0 | 0 | 0 | 0 | 0 | 0 | 0 | 0 | 0 | 0 | 0 | 0 | 0 | 0
F6_Commercial_Other Health_New_Space Heating_Natural Gas_Furnace_E8 | F6 | Commercial | Other Health | New | Space Heating | Natural Gas | Furnace | E8 | Utility - Value of Sales | 0 | 0 | 0 | 0 | 0 | 0 | 0 | 0 | 0 | 0 | 0 | 0 | 0 | 0 | 0 | 0 | 0 | 0 | 0 | 0 | 0 | 0 | 0 | 0 | 0 | 0 | 0 | 0 | 0 | 0 | 0 | 0 | 0
F6_Commercial_Other Health_New_Space Heating_Natural Gas_Furnace_E9 | F6 | Commercial | Other Health | New | Space Heating | Natural Gas | Furnace | E9 | Utility - Value of Sales | 0 | 0 | 0 | 0 | 0 | 0 | 0 | 0 | 0 | 0 | 0 | 0 | 0 | 0 | 0 | 0 | 0 | 0 | 0 | 0 | 0 | 0 | 0 | 0 | 0 | 0 | 0 | 0 | 0 | 0 | 0 | 0 | 0
F6_Commercial_Other Health_New_Space Heating_Natural Gas_Furnace_E10 | F6 | Commercial | Other Health | New | Space Heating | Natural Gas | Furnace | E10 | Utility - Value of Sales | 0 | 0 | 0 | 0 | 0 | 0 | 0 | 0 | 0 | 0 | 0 | 0 | 0 | 0 | 0 | 0 | 0 | 0 | 0 | 0 | 0 | 0 | 0 | 0 | 0 | 0 | 0 | 0 | 0 | 0 | 0 | 0 | 0
F1_Commercial_Other Health_New_Space Heating_Natural Gas_Boiler_E1 | F1 | Commercial | Other Health | New | Space Heating | Natural Gas | Boiler | E1 | RVT - Cost of Equipment | 0.67211 | 0.67191 | 0.67312 | 0.67015 | 0.66813 | 0 | 0 | 0 | 0 | 0 | 0 | 0 | 0 | 0 | 0 | 0 | 0 | 0 | 0 | 0 | 0 | 0 | 0 | 0 | 0 | 0 | 0 | 0 | 0 | 0 | 0 | 0 | 0
F1_Commercial_Other Health_New_Space Heating_Natural Gas_Boiler_E2 | F1 | Commercial | Other Health | New | Space Heating | Natural Gas | Boiler | E2 | RVT - Cost of Equipment | 0.6401 | 0.63991 | 0.64107 | 0.63824 | 0.63631 | 0 | 0 | 0 | 0 | 0 | 0 | 0 | 0 | 0 | 0 | 0 | 0 | 0 | 0 | 0 | 0 | 0 | 0 | 0 | 0 | 0 | 0 | 0 | 0 | 0 | 0 | 0 | 0
F1_Commercial_Other Health_New_Space Heating_Natural Gas_Boiler_E3 | F1 | Commercial | Other Health | New | Space Heating | Natural Gas | Boiler | E3 | RVT - Cost of Equipment | 0.57201 | 0.57184 | 0.57287 | 0.57034 | 0.56862 | 0.5681 | 0.56868 | 0.569 | 0.56966 | 0.57021 | 0.57068 | 0.57104 | 0.5715 | 0.572 | 0.57238 | 0.57277 | 0.57316 | 0.57366 | 0.57413 | 0.57474 | 0.57526 | 0.57582 | 0.57628 | 0.57684 | 0.57726 | 0.57765 | 0.57802 | 0.57842 | 0.57868 | 0.57897 | 0.57914 | 0.57936 | 0.57936
F1_Commercial_Other Health_New_Space Heating_Natural Gas_Boiler_E4 | F1 | Commercial | Other Health | New | Space Heating | Natural Gas | Boiler | E4 | RVT - Cost of Equipment | 0.54866 | 0.5485 | 0.54949 | 0.54706 | 0.54541 | 0.54492 | 0.54547 | 0.54577 | 0.54641 | 0.54694 | 0.54739 | 0.54773 | 0.54817 | 0.54865 | 0.54901 | 0.54939 | 0.54976 | 0.55024 | 0.5507 | 0.55128 | 0.55178 | 0.55232 | 0.55276 | 0.55329 | 0.5537 | 0.55407 | 0.55443 | 0.55481 | 0.55506 | 0.55534 | 0.5555 | 0.55571 | 0.55571
F1_Commercial_Other Health_New_Space Heating_Natural Gas_Boiler_E5 | F1 | Commercial | Other Health | New | Space Heating | Natural Gas | Boiler | E5 | RVT - Cost of Equipment | 0.4136 | 0.41348 | 0.41423 | 0.4124 | 0.41116 | 0.41078 | 0.4112 | 0.41143 | 0.41191 | 0.4123 | 0.41265 | 0.41291 | 0.41323 | 0.4136 | 0.41387 | 0.41416 | 0.41444 | 0.4148 | 0.41514 | 0.41558 | 0.41595 | 0.41636 | 0.4167 | 0.4171 | 0.4174 | 0.41769 | 0.41795 | 0.41824 | 0.41843 | 0.41864 | 0.41876 | 0.41892 | 0.41892
F1_Commercial_Other Health_New_Space Heating_Natural Gas_Boiler_E6 | F1 | Commercial | Other Health | New | Space Heating | Natural Gas | Boiler | E6 | RVT - Cost of Equipment | 0 | 0 | 0 | 0 | 0 | 0 | 0 | 0 | 0 | 0 | 0 | 0 | 0 | 0 | 0 | 0 | 0 | 0 | 0 | 0 | 0 | 0 | 0 | 0 | 0 | 0 | 0 | 0 | 0 | 0 | 0 | 0 | 0
F1_Commercial_Other Health_New_Space Heating_Natural Gas_Boiler_E7 | F1 | Commercial | Other Health | New | Space Heating | Natural Gas | Boiler | E7 | RVT - Cost of Equipment | 0 | 0 | 0 | 0 | 0 | 0 | 0 | 0 | 0 | 0 | 0 | 0 | 0 | 0 | 0 | 0 | 0 | 0 | 0 | 0 | 0 | 0 | 0 | 0 | 0 | 0 | 0 | 0 | 0 | 0 | 0 | 0 | 0
F1_Commercial_Other Health_New_Space Heating_Natural Gas_Boiler_E8 | F1 | Commercial | Other Health | New | Space Heating | Natural Gas | Boiler | E8 | RVT - Cost of Equipment | 0 | 0 | 0 | 0 | 0 | 0 | 0 | 0 | 0 | 0 | 0 | 0 | 0 | 0 | 0 | 0 | 0 | 0 | 0 | 0 | 0 | 0 | 0 | 0 | 0 | 0 | 0 | 0 | 0 | 0 | 0 | 0 | 0
F1_Commercial_Other Health_New_Space Heating_Natural Gas_Boiler_E9 | F1 | Commercial | Other Health | New | Space Heating | Natural Gas | Boiler | E9 | RVT - Cost of Equipment | 0 | 0 | 0 | 0 | 0 | 0 | 0 | 0 | 0 | 0 | 0 | 0 | 0 | 0 | 0 | 0 | 0 | 0 | 0 | 0 | 0 | 0 | 0 | 0 | 0 | 0 | 0 | 0 | 0 | 0 | 0 | 0 | 0
F1_Commercial_Other Health_New_Space Heating_Natural Gas_Boiler_E10 | F1 | Commercial | Other Health | New | Space Heating | Natural Gas | Boiler | E10 | RVT - Cost of Equipment | 0 | 0 | 0 | 0 | 0 | 0 | 0 | 0 | 0 | 0 | 0 | 0 | 0 | 0 | 0 | 0 | 0 | 0 | 0 | 0 | 0 | 0 | 0 | 0 | 0 | 0 | 0 | 0 | 0 | 0 | 0 | 0 | 0
F2_Commercial_Other Health_New_Space Heating_Natural Gas_Boiler_E1 | F2 | Commercial | Other Health | New | Space Heating | Natural Gas | Boiler | E1 | RVT - Cost of Operation | 0.80523 | 0.80499 | 0.80644 | 0.80288 | 0.80046 | 0 | 0 | 0 | 0 | 0 | 0 | 0 | 0 | 0 | 0 | 0 | 0 | 0 | 0 | 0 | 0 | 0 | 0 | 0 | 0 | 0 | 0 | 0 | 0 | 0 | 0 | 0 | 0
F2_Commercial_Other Health_New_Space Heating_Natural Gas_Boiler_E2 | F2 | Commercial | Other Health | New | Space Heating | Natural Gas | Boiler | E2 | RVT - Cost of Operation | 0.76688 | 0.76666 | 0.76804 | 0.76465 | 0.76235 | 0 | 0 | 0 | 0 | 0 | 0 | 0 | 0 | 0 | 0 | 0 | 0 | 0 | 0 | 0 | 0 | 0 | 0 | 0 | 0 | 0 | 0 | 0 | 0 | 0 | 0 | 0 | 0
F2_Commercial_Other Health_New_Space Heating_Natural Gas_Boiler_E3 | F2 | Commercial | Other Health | New | Space Heating | Natural Gas | Boiler | E3 | RVT - Cost of Operation | 0.6853 | 0.6851 | 0.68633 | 0.6833 | 0.68125 | 0.68063 | 0.68132 | 0.6817 | 0.68249 | 0.68315 | 0.68371 | 0.68414 | 0.68469 | 0.68529 | 0.68575 | 0.68622 | 0.68668 | 0.68728 | 0.68785 | 0.68857 | 0.6892 | 0.68987 | 0.69043 | 0.69109 | 0.6916 | 0.69206 | 0.6925 | 0.69299 | 0.6933 | 0.69365 | 0.69384 | 0.69411 | 0.69411
F2_Commercial_Other Health_New_Space Heating_Natural Gas_Boiler_E4 | F2 | Commercial | Other Health | New | Space Heating | Natural Gas | Boiler | E4 | RVT - Cost of Operation | 0.65733 | 0.65714 | 0.65832 | 0.65541 | 0.65344 | 0.65285 | 0.65351 | 0.65387 | 0.65463 | 0.65526 | 0.65581 | 0.65622 | 0.65674 | 0.65732 | 0.65776 | 0.65821 | 0.65865 | 0.65923 | 0.65977 | 0.66047 | 0.66106 | 0.66171 | 0.66225 | 0.66288 | 0.66337 | 0.66382 | 0.66424 | 0.6647 | 0.665 | 0.66533 | 0.66552 | 0.66577 | 0.66577
F2_Commercial_Other Health_New_Space Heating_Natural Gas_Boiler_E5 | F2 | Commercial | Other Health | New | Space Heating | Natural Gas | Boiler | E5 | RVT - Cost of Operation | 0.49552 | 0.49538 | 0.49627 | 0.49408 | 0.49259 | 0.49215 | 0.49265 | 0.49292 | 0.49349 | 0.49397 | 0.49438 | 0.49469 | 0.49508 | 0.49552 | 0.49585 | 0.49619 | 0.49652 | 0.49695 | 0.49737 | 0.49789 | 0.49834 | 0.49883 | 0.49923 | 0.49971 | 0.50008 | 0.50042 | 0.50073 | 0.50108 | 0.50131 | 0.50156 | 0.5017 | 0.50189 | 0.50189
F2_Commercial_Other Health_New_Space Heating_Natural Gas_Boiler_E6 | F2 | Commercial | Other Health | New | Space Heating | Natural Gas | Boiler | E6 | RVT - Cost of Operation | 0 | 0 | 0 | 0 | 0 | 0 | 0 | 0 | 0 | 0 | 0 | 0 | 0 | 0 | 0 | 0 | 0 | 0 | 0 | 0 | 0 | 0 | 0 | 0 | 0 | 0 | 0 | 0 | 0 | 0 | 0 | 0 | 0
F2_Commercial_Other Health_New_Space Heating_Natural Gas_Boiler_E7 | F2 | Commercial | Other Health | New | Space Heating | Natural Gas | Boiler | E7 | RVT - Cost of Operation | 0 | 0 | 0 | 0 | 0 | 0 | 0 | 0 | 0 | 0 | 0 | 0 | 0 | 0 | 0 | 0 | 0 | 0 | 0 | 0 | 0 | 0 | 0 | 0 | 0 | 0 | 0 | 0 | 0 | 0 | 0 | 0 | 0
F2_Commercial_Other Health_New_Space Heating_Natural Gas_Boiler_E8 | F2 | Commercial | Other Health | New | Space Heating | Natural Gas | Boiler | E8 | RVT - Cost of Operation | 0 | 0 | 0 | 0 | 0 | 0 | 0 | 0 | 0 | 0 | 0 | 0 | 0 | 0 | 0 | 0 | 0 | 0 | 0 | 0 | 0 | 0 | 0 | 0 | 0 | 0 | 0 | 0 | 0 | 0 | 0 | 0 | 0
F2_Commercial_Other Health_New_Space Heating_Natural Gas_Boiler_E9 | F2 | Commercial | Other Health | New | Space Heating | Natural Gas | Boiler | E9 | RVT - Cost of Operation | 0 | 0 | 0 | 0 | 0 | 0 | 0 | 0 | 0 | 0 | 0 | 0 | 0 | 0 | 0 | 0 | 0 | 0 | 0 | 0 | 0 | 0 | 0 | 0 | 0 | 0 | 0 | 0 | 0 | 0 | 0 | 0 | 0
F2_Commercial_Other Health_New_Space Heating_Natural Gas_Boiler_E10 | F2 | Commercial | Other Health | New | Space Heating | Natural Gas | Boiler | E10 | RVT - Cost of Operation | 0 | 0 | 0 | 0 | 0 | 0 | 0 | 0 | 0 | 0 | 0 | 0 | 0 | 0 | 0 | 0 | 0 | 0 | 0 | 0 | 0 | 0 | 0 | 0 | 0 | 0 | 0 | 0 | 0 | 0 | 0 | 0 | 0
F3_Commercial_Other Health_New_Space Heating_Natural Gas_Boiler_E1 | F3 | Commercial | Other Health | New | Space Heating | Natural Gas | Boiler | E1 | System - kBTUs of Consumption | 0.12531 | 0.12531 | 0.12531 | 0.12531 | 0.12531 | 0 | 0 | 0 | 0 | 0 | 0 | 0 | 0 | 0 | 0 | 0 | 0 | 0 | 0 | 0 | 0 | 0 | 0 | 0 | 0 | 0 | 0 | 0 | 0 | 0 | 0 | 0 | 0
F3_Commercial_Other Health_New_Space Heating_Natural Gas_Boiler_E2 | F3 | Commercial | Other Health | New | Space Heating | Natural Gas | Boiler | E2 | System - kBTUs of Consumption | 0.12953 | 0.12953 | 0.12953 | 0.12953 | 0.12953 | 0 | 0 | 0 | 0 | 0 | 0 | 0 | 0 | 0 | 0 | 0 | 0 | 0 | 0 | 0 | 0 | 0 | 0 | 0 | 0 | 0 | 0 | 0 | 0 | 0 | 0 | 0 | 0
F3_Commercial_Other Health_New_Space Heating_Natural Gas_Boiler_E3 | F3 | Commercial | Other Health | New | Space Heating | Natural Gas | Boiler | E3 | System - kBTUs of Consumption | 0.20361 | 0.20361 | 0.20361 | 0.20361 | 0.20361 | 0.20361 | 0.20361 | 0.20361 | 0.20361 | 0.20361 | 0.20361 | 0.20361 | 0.20361 | 0.20361 | 0.20361 | 0.20361 | 0.20361 | 0.20361 | 0.20361 | 0.20361 | 0.20361 | 0.20361 | 0.20361 | 0.20361 | 0.20361 | 0.20361 | 0.20361 | 0.20361 | 0.20361 | 0.20361 | 0.20361 | 0.20361 | 0.20361
F3_Commercial_Other Health_New_Space Heating_Natural Gas_Boiler_E4 | F3 | Commercial | Other Health | New | Space Heating | Natural Gas | Boiler | E4 | System - kBTUs of Consumption | 0.22268 | 0.22268 | 0.22268 | 0.22268 | 0.22268 | 0.22268 | 0.22268 | 0.22268 | 0.22268 | 0.22268 | 0.22268 | 0.22268 | 0.22268 | 0.22268 | 0.22268 | 0.22268 | 0.22268 | 0.22268 | 0.22268 | 0.22268 | 0.22268 | 0.22268 | 0.22268 | 0.22268 | 0.22268 | 0.22268 | 0.22268 | 0.22268 | 0.22268 | 0.22268 | 0.22268 | 0.22268 | 0.22268
F3_Commercial_Other Health_New_Space Heating_Natural Gas_Boiler_E5 | F3 | Commercial | Other Health | New | Space Heating | Natural Gas | Boiler | E5 | System - kBTUs of Consumption | 0.75334 | 0.75334 | 0.75334 | 0.75334 | 0.75334 | 0.75334 | 0.75334 | 0.75334 | 0.75334 | 0.75334 | 0.75334 | 0.75334 | 0.75334 | 0.75334 | 0.75334 | 0.75334 | 0.75334 | 0.75334 | 0.75334 | 0.75334 | 0.75334 | 0.75334 | 0.75334 | 0.75334 | 0.75334 | 0.75334 | 0.75334 | 0.75334 | 0.75334 | 0.75334 | 0.75334 | 0.75334 | 0.75334
F3_Commercial_Other Health_New_Space Heating_Natural Gas_Boiler_E6 | F3 | Commercial | Other Health | New | Space Heating | Natural Gas | Boiler | E6 | System - kBTUs of Consumption | 0 | 0 | 0 | 0 | 0 | 0 | 0 | 0 | 0 | 0 | 0 | 0 | 0 | 0 | 0 | 0 | 0 | 0 | 0 | 0 | 0 | 0 | 0 | 0 | 0 | 0 | 0 | 0 | 0 | 0 | 0 | 0 | 0
F3_Commercial_Other Health_New_Space Heating_Natural Gas_Boiler_E7 | F3 | Commercial | Other Health | New | Space Heating | Natural Gas | Boiler | E7 | System - kBTUs of Consumption | 0 | 0 | 0 | 0 | 0 | 0 | 0 | 0 | 0 | 0 | 0 | 0 | 0 | 0 | 0 | 0 | 0 | 0 | 0 | 0 | 0 | 0 | 0 | 0 | 0 | 0 | 0 | 0 | 0 | 0 | 0 | 0 | 0
F3_Commercial_Other Health_New_Space Heating_Natural Gas_Boiler_E8 | F3 | Commercial | Other Health | New | Space Heating | Natural Gas | Boiler | E8 | System - kBTUs of Consumption | 0 | 0 | 0 | 0 | 0 | 0 | 0 | 0 | 0 | 0 | 0 | 0 | 0 | 0 | 0 | 0 | 0 | 0 | 0 | 0 | 0 | 0 | 0 | 0 | 0 | 0 | 0 | 0 | 0 | 0 | 0 | 0 | 0
F3_Commercial_Other Health_New_Space Heating_Natural Gas_Boiler_E9 | F3 | Commercial | Other Health | New | Space Heating | Natural Gas | Boiler | E9 | System - kBTUs of Consumption | 0 | 0 | 0 | 0 | 0 | 0 | 0 | 0 | 0 | 0 | 0 | 0 | 0 | 0 | 0 | 0 | 0 | 0 | 0 | 0 | 0 | 0 | 0 | 0 | 0 | 0 | 0 | 0 | 0 | 0 | 0 | 0 | 0
F3_Commercial_Other Health_New_Space Heating_Natural Gas_Boiler_E10 | F3 | Commercial | Other Health | New | Space Heating | Natural Gas | Boiler | E10 | System - kBTUs of Consumption | 0 | 0 | 0 | 0 | 0 | 0 | 0 | 0 | 0 | 0 | 0 | 0 | 0 | 0 | 0 | 0 | 0 | 0 | 0 | 0 | 0 | 0 | 0 | 0 | 0 | 0 | 0 | 0 | 0 | 0 | 0 | 0 | 0
F4_Commercial_Other Health_New_Space Heating_Natural Gas_Boiler_E1 | F4 | Commercial | Other Health | New | Space Heating | Natural Gas | Boiler | E1 | Utility - Cost of Equipment | 0.80523 | 0.80499 | 0.80644 | 0.80288 | 0.80046 | 0 | 0 | 0 | 0 | 0 | 0 | 0 | 0 | 0 | 0 | 0 | 0 | 0 | 0 | 0 | 0 | 0 | 0 | 0 | 0 | 0 | 0 | 0 | 0 | 0 | 0 | 0 | 0
F4_Commercial_Other Health_New_Space Heating_Natural Gas_Boiler_E2 | F4 | Commercial | Other Health | New | Space Heating | Natural Gas | Boiler | E2 | Utility - Cost of Equipment | 0.76688 | 0.76666 | 0.76804 | 0.76465 | 0.76235 | 0 | 0 | 0 | 0 | 0 | 0 | 0 | 0 | 0 | 0 | 0 | 0 | 0 | 0 | 0 | 0 | 0 | 0 | 0 | 0 | 0 | 0 | 0 | 0 | 0 | 0 | 0 | 0
F4_Commercial_Other Health_New_Space Heating_Natural Gas_Boiler_E3 | F4 | Commercial | Other Health | New | Space Heating | Natural Gas | Boiler | E3 | Utility - Cost of Equipment | 0.6853 | 0.6851 | 0.68633 | 0.6833 | 0.68125 | 0.68063 | 0.68132 | 0.6817 | 0.68249 | 0.68315 | 0.68371 | 0.68414 | 0.68469 | 0.68529 | 0.68575 | 0.68622 | 0.68668 | 0.68728 | 0.68785 | 0.68857 | 0.6892 | 0.68987 | 0.69043 | 0.69109 | 0.6916 | 0.69206 | 0.6925 | 0.69299 | 0.6933 | 0.69365 | 0.69384 | 0.69411 | 0.69411
F4_Commercial_Other Health_New_Space Heating_Natural Gas_Boiler_E4 | F4 | Commercial | Other Health | New | Space Heating | Natural Gas | Boiler | E4 | Utility - Cost of Equipment | 0.65733 | 0.65714 | 0.65832 | 0.65541 | 0.65344 | 0.65285 | 0.65351 | 0.65387 | 0.65463 | 0.65526 | 0.65581 | 0.65622 | 0.65674 | 0.65732 | 0.65776 | 0.65821 | 0.65865 | 0.65923 | 0.65977 | 0.66047 | 0.66106 | 0.66171 | 0.66225 | 0.66288 | 0.66337 | 0.66382 | 0.66424 | 0.6647 | 0.665 | 0.66533 | 0.66552 | 0.66577 | 0.66577
F4_Commercial_Other Health_New_Space Heating_Natural Gas_Boiler_E5 | F4 | Commercial | Other Health | New | Space Heating | Natural Gas | Boiler | E5 | Utility - Cost of Equipment | 0.49552 | 0.49538 | 0.49627 | 0.49408 | 0.49259 | 0.49215 | 0.49265 | 0.49292 | 0.49349 | 0.49397 | 0.49438 | 0.49469 | 0.49508 | 0.49552 | 0.49585 | 0.49619 | 0.49652 | 0.49695 | 0.49737 | 0.49789 | 0.49834 | 0.49883 | 0.49923 | 0.49971 | 0.50008 | 0.50042 | 0.50073 | 0.50108 | 0.50131 | 0.50156 | 0.5017 | 0.50189 | 0.50189
F4_Commercial_Other Health_New_Space Heating_Natural Gas_Boiler_E6 | F4 | Commercial | Other Health | New | Space Heating | Natural Gas | Boiler | E6 | Utility - Cost of Equipment | 0 | 0 | 0 | 0 | 0 | 0 | 0 | 0 | 0 | 0 | 0 | 0 | 0 | 0 | 0 | 0 | 0 | 0 | 0 | 0 | 0 | 0 | 0 | 0 | 0 | 0 | 0 | 0 | 0 | 0 | 0 | 0 | 0
F4_Commercial_Other Health_New_Space Heating_Natural Gas_Boiler_E7 | F4 | Commercial | Other Health | New | Space Heating | Natural Gas | Boiler | E7 | Utility - Cost of Equipment | 0 | 0 | 0 | 0 | 0 | 0 | 0 | 0 | 0 | 0 | 0 | 0 | 0 | 0 | 0 | 0 | 0 | 0 | 0 | 0 | 0 | 0 | 0 | 0 | 0 | 0 | 0 | 0 | 0 | 0 | 0 | 0 | 0
F4_Commercial_Other Health_New_Space Heating_Natural Gas_Boiler_E8 | F4 | Commercial | Other Health | New | Space Heating | Natural Gas | Boiler | E8 | Utility - Cost of Equipment | 0 | 0 | 0 | 0 | 0 | 0 | 0 | 0 | 0 | 0 | 0 | 0 | 0 | 0 | 0 | 0 | 0 | 0 | 0 | 0 | 0 | 0 | 0 | 0 | 0 | 0 | 0 | 0 | 0 | 0 | 0 | 0 | 0
F4_Commercial_Other Health_New_Space Heating_Natural Gas_Boiler_E9 | F4 | Commercial | Other Health | New | Space Heating | Natural Gas | Boiler | E9 | Utility - Cost of Equipment | 0 | 0 | 0 | 0 | 0 | 0 | 0 | 0 | 0 | 0 | 0 | 0 | 0 | 0 | 0 | 0 | 0 | 0 | 0 | 0 | 0 | 0 | 0 | 0 | 0 | 0 | 0 | 0 | 0 | 0 | 0 | 0 | 0
F4_Commercial_Other Health_New_Space Heating_Natural Gas_Boiler_E10 | F4 | Commercial | Other Health | New | Space Heating | Natural Gas | Boiler | E10 | Utility - Cost of Equipment | 0 | 0 | 0 | 0 | 0 | 0 | 0 | 0 | 0 | 0 | 0 | 0 | 0 | 0 | 0 | 0 | 0 | 0 | 0 | 0 | 0 | 0 | 0 | 0 | 0 | 0 | 0 | 0 | 0 | 0 | 0 | 0 | 0
F5_Commercial_Other Health_New_Space Heating_Natural Gas_Boiler_E1 | F5 | Commercial | Other Health | New | Space Heating | Natural Gas | Boiler | E1 | Utility - Cost of Operation | 0.12531 | 0.12531 | 0.12531 | 0.12531 | 0.12531 | 0 | 0 | 0 | 0 | 0 | 0 | 0 | 0 | 0 | 0 | 0 | 0 | 0 | 0 | 0 | 0 | 0 | 0 | 0 | 0 | 0 | 0 | 0 | 0 | 0 | 0 | 0 | 0
F5_Commercial_Other Health_New_Space Heating_Natural Gas_Boiler_E2 | F5 | Commercial | Other Health | New | Space Heating | Natural Gas | Boiler | E2 | Utility - Cost of Operation | 0.12953 | 0.12953 | 0.12953 | 0.12953 | 0.12953 | 0 | 0 | 0 | 0 | 0 | 0 | 0 | 0 | 0 | 0 | 0 | 0 | 0 | 0 | 0 | 0 | 0 | 0 | 0 | 0 | 0 | 0 | 0 | 0 | 0 | 0 | 0 | 0
F5_Commercial_Other Health_New_Space Heating_Natural Gas_Boiler_E3 | F5 | Commercial | Other Health | New | Space Heating | Natural Gas | Boiler | E3 | Utility - Cost of Operation | 0.20361 | 0.20361 | 0.20361 | 0.20361 | 0.20361 | 0.20361 | 0.20361 | 0.20361 | 0.20361 | 0.20361 | 0.20361 | 0.20361 | 0.20361 | 0.20361 | 0.20361 | 0.20361 | 0.20361 | 0.20361 | 0.20361 | 0.20361 | 0.20361 | 0.20361 | 0.20361 | 0.20361 | 0.20361 | 0.20361 | 0.20361 | 0.20361 | 0.20361 | 0.20361 | 0.20361 | 0.20361 | 0.20361
F5_Commercial_Other Health_New_Space Heating_Natural Gas_Boiler_E4 | F5 | Commercial | Other Health | New | Space Heating | Natural Gas | Boiler | E4 | Utility - Cost of Operation | 0.22268 | 0.22268 | 0.22268 | 0.22268 | 0.22268 | 0.22268 | 0.22268 | 0.22268 | 0.22268 | 0.22268 | 0.22268 | 0.22268 | 0.22268 | 0.22268 | 0.22268 | 0.22268 | 0.22268 | 0.22268 | 0.22268 | 0.22268 | 0.22268 | 0.22268 | 0.22268 | 0.22268 | 0.22268 | 0.22268 | 0.22268 | 0.22268 | 0.22268 | 0.22268 | 0.22268 | 0.22268 | 0.22268
F5_Commercial_Other Health_New_Space Heating_Natural Gas_Boiler_E5 | F5 | Commercial | Other Health | New | Space Heating | Natural Gas | Boiler | E5 | Utility - Cost of Operation | 0.75334 | 0.75334 | 0.75334 | 0.75334 | 0.75334 | 0.75334 | 0.75334 | 0.75334 | 0.75334 | 0.75334 | 0.75334 | 0.75334 | 0.75334 | 0.75334 | 0.75334 | 0.75334 | 0.75334 | 0.75334 | 0.75334 | 0.75334 | 0.75334 | 0.75334 | 0.75334 | 0.75334 | 0.75334 | 0.75334 | 0.75334 | 0.75334 | 0.75334 | 0.75334 | 0.75334 | 0.75334 | 0.75334
F5_Commercial_Other Health_New_Space Heating_Natural Gas_Boiler_E6 | F5 | Commercial | Other Health | New | Space Heating | Natural Gas | Boiler | E6 | Utility - Cost of Operation | 0 | 0 | 0 | 0 | 0 | 0 | 0 | 0 | 0 | 0 | 0 | 0 | 0 | 0 | 0 | 0 | 0 | 0 | 0 | 0 | 0 | 0 | 0 | 0 | 0 | 0 | 0 | 0 | 0 | 0 | 0 | 0 | 0
F5_Commercial_Other Health_New_Space Heating_Natural Gas_Boiler_E7 | F5 | Commercial | Other Health | New | Space Heating | Natural Gas | Boiler | E7 | Utility - Cost of Operation | 0 | 0 | 0 | 0 | 0 | 0 | 0 | 0 | 0 | 0 | 0 | 0 | 0 | 0 | 0 | 0 | 0 | 0 | 0 | 0 | 0 | 0 | 0 | 0 | 0 | 0 | 0 | 0 | 0 | 0 | 0 | 0 | 0
F5_Commercial_Other Health_New_Space Heating_Natural Gas_Boiler_E8 | F5 | Commercial | Other Health | New | Space Heating | Natural Gas | Boiler | E8 | Utility - Cost of Operation | 0 | 0 | 0 | 0 | 0 | 0 | 0 | 0 | 0 | 0 | 0 | 0 | 0 | 0 | 0 | 0 | 0 | 0 | 0 | 0 | 0 | 0 | 0 | 0 | 0 | 0 | 0 | 0 | 0 | 0 | 0 | 0 | 0
F5_Commercial_Other Health_New_Space Heating_Natural Gas_Boiler_E9 | F5 | Commercial | Other Health | New | Space Heating | Natural Gas | Boiler | E9 | Utility - Cost of Operation | 0 | 0 | 0 | 0 | 0 | 0 | 0 | 0 | 0 | 0 | 0 | 0 | 0 | 0 | 0 | 0 | 0 | 0 | 0 | 0 | 0 | 0 | 0 | 0 | 0 | 0 | 0 | 0 | 0 | 0 | 0 | 0 | 0
F5_Commercial_Other Health_New_Space Heating_Natural Gas_Boiler_E10 | F5 | Commercial | Other Health | New | Space Heating | Natural Gas | Boiler | E10 | Utility - Cost of Operation | 0 | 0 | 0 | 0 | 0 | 0 | 0 | 0 | 0 | 0 | 0 | 0 | 0 | 0 | 0 | 0 | 0 | 0 | 0 | 0 | 0 | 0 | 0 | 0 | 0 | 0 | 0 | 0 | 0 | 0 | 0 | 0 | 0
F6_Commercial_Other Health_New_Space Heating_Natural Gas_Boiler_E1 | F6 | Commercial | Other Health | New | Space Heating | Natural Gas | Boiler | E1 | Utility - Value of Sales | 0.30479 | 0.30383 | 0.30323 | 0.30127 | 0.29958 | 0 | 0 | 0 | 0 | 0 | 0 | 0 | 0 | 0 | 0 | 0 | 0 | 0 | 0 | 0 | 0 | 0 | 0 | 0 | 0 | 0 | 0 | 0 | 0 | 0 | 0 | 0 | 0
F6_Commercial_Other Health_New_Space Heating_Natural Gas_Boiler_E2 | F6 | Commercial | Other Health | New | Space Heating | Natural Gas | Boiler | E2 | Utility - Value of Sales | 0.29028 | 0.28936 | 0.28879 | 0.28693 | 0.28532 | 0 | 0 | 0 | 0 | 0 | 0 | 0 | 0 | 0 | 0 | 0 | 0 | 0 | 0 | 0 | 0 | 0 | 0 | 0 | 0 | 0 | 0 | 0 | 0 | 0 | 0 | 0 | 0
F6_Commercial_Other Health_New_Space Heating_Natural Gas_Boiler_E3 | F6 | Commercial | Other Health | New | Space Heating | Natural Gas | Boiler | E3 | Utility - Value of Sales | 0.2594 | 0.25858 | 0.25806 | 0.2564 | 0.25496 | 0.25354 | 0.25214 | 0.25077 | 0.24943 | 0.24812 | 0.24686 | 0.24564 | 0.24447 | 0.24336 | 0.2423 | 0.2413 | 0.24036 | 0.23948 | 0.23866 | 0.2379 | 0.2372 | 0.23655 | 0.23596 | 0.23544 | 0.23497 | 0.23456 | 0.2342 | 0.23391 | 0.23368 | 0.2335 | 0.23338 | 0.23332 | 0.23332
F6_Commercial_Other Health_New_Space Heating_Natural Gas_Boiler_E4 | F6 | Commercial | Other Health | New | Space Heating | Natural Gas | Boiler | E4 | Utility - Value of Sales | 0.24881 | 0.24803 | 0.24753 | 0.24594 | 0.24456 | 0.24319 | 0.24185 | 0.24053 | 0.23925 | 0.238 | 0.23678 | 0.23561 | 0.23449 | 0.23342 | 0.23241 | 0.23145 | 0.23055 | 0.22971 | 0.22892 | 0.22819 | 0.22751 | 0.2269 | 0.22633 | 0.22583 | 0.22538 | 0.22498 | 0.22464 | 0.22436 | 0.22414 | 0.22397 | 0.22386 | 0.2238 | 0.2238
F6_Commercial_Other Health_New_Space Heating_Natural Gas_Boiler_E5 | F6 | Commercial | Other Health | New | Space Heating | Natural Gas | Boiler | E5 | Utility - Value of Sales | 0.18756 | 0.18697 | 0.1866 | 0.1854 | 0.18436 | 0.18333 | 0.18232 | 0.18133 | 0.18036 | 0.17941 | 0.1785 | 0.17762 | 0.17677 | 0.17597 | 0.1752 | 0.17448 | 0.1738 | 0.17317 | 0.17257 | 0.17202 | 0.17151 | 0.17104 | 0.17062 | 0.17024 | 0.1699 | 0.1696 | 0.16935 | 0.16913 | 0.16897 | 0.16884 | 0.16875 | 0.16871 | 0.16871
F6_Commercial_Other Health_New_Space Heating_Natural Gas_Boiler_E6 | F6 | Commercial | Other Health | New | Space Heating | Natural Gas | Boiler | E6 | Utility - Value of Sales | 0 | 0 | 0 | 0 | 0 | 0 | 0 | 0 | 0 | 0 | 0 | 0 | 0 | 0 | 0 | 0 | 0 | 0 | 0 | 0 | 0 | 0 | 0 | 0 | 0 | 0 | 0 | 0 | 0 | 0 | 0 | 0 | 0
F6_Commercial_Other Health_New_Space Heating_Natural Gas_Boiler_E7 | F6 | Commercial | Other Health | New | Space Heating | Natural Gas | Boiler | E7 | Utility - Value of Sales | 0 | 0 | 0 | 0 | 0 | 0 | 0 | 0 | 0 | 0 | 0 | 0 | 0 | 0 | 0 | 0 | 0 | 0 | 0 | 0 | 0 | 0 | 0 | 0 | 0 | 0 | 0 | 0 | 0 | 0 | 0 | 0 | 0
F6_Commercial_Other Health_New_Space Heating_Natural Gas_Boiler_E8 | F6 | Commercial | Other Health | New | Space Heating | Natural Gas | Boiler | E8 | Utility - Value of Sales | 0 | 0 | 0 | 0 | 0 | 0 | 0 | 0 | 0 | 0 | 0 | 0 | 0 | 0 | 0 | 0 | 0 | 0 | 0 | 0 | 0 | 0 | 0 | 0 | 0 | 0 | 0 | 0 | 0 | 0 | 0 | 0 | 0
F6_Commercial_Other Health_New_Space Heating_Natural Gas_Boiler_E9 | F6 | Commercial | Other Health | New | Space Heating | Natural Gas | Boiler | E9 | Utility - Value of Sales | 0 | 0 | 0 | 0 | 0 | 0 | 0 | 0 | 0 | 0 | 0 | 0 | 0 | 0 | 0 | 0 | 0 | 0 | 0 | 0 | 0 | 0 | 0 | 0 | 0 | 0 | 0 | 0 | 0 | 0 | 0 | 0 | 0
F6_Commercial_Other Health_New_Space Heating_Natural Gas_Boiler_E10 | F6 | Commercial | Other Health | New | Space Heating | Natural Gas | Boiler | E10 | Utility - Value of Sales | 0 | 0 | 0 | 0 | 0 | 0 | 0 | 0 | 0 | 0 | 0 | 0 | 0 | 0 | 0 | 0 | 0 | 0 | 0 | 0 | 0 | 0 | 0 | 0 | 0 | 0 | 0 | 0 | 0 | 0 | 0 | 0 | 0
F1_Commercial_Other Health_New_Space Heating_Natural Gas_Unit Heater_E1 | F1 | Commercial | Other Health | New | Space Heating | Natural Gas | Unit Heater | E1 | RVT - Cost of Equipment | 0.099708 | 0.09962 | 0.099885 | 0.099083 | 0.098514 | 0 | 0 | 0 | 0 | 0 | 0 | 0 | 0 | 0 | 0 | 0 | 0 | 0 | 0 | 0 | 0 | 0 | 0 | 0 | 0 | 0 | 0 | 0 | 0 | 0 | 0 | 0 | 0
F1_Commercial_Other Health_New_Space Heating_Natural Gas_Unit Heater_E2 | F1 | Commercial | Other Health | New | Space Heating | Natural Gas | Unit Heater | E2 | RVT - Cost of Equipment | 0.089726 | 0.089647 | 0.089885 | 0.089163 | 0.088651 | 0.088455 | 0.088543 | 0.088555 | 0.088652 | 0.088715 | 0.088758 | 0.088773 | 0.088815 | 0.088875 | 0.088907 | 0.088952 | 0.089 | 0.089089 | 0.08918 | 0.089317 | 0.089438 | 0.089578 | 0.089696 | 0.089844 | 0.089957 | 0.090062 | 0.09016 | 0.090267 | 0.090338 | 0.090415 | 0.090459 | 0.090517 | 0.090517
F1_Commercial_Other Health_New_Space Heating_Natural Gas_Unit Heater_E3 | F1 | Commercial | Other Health | New | Space Heating | Natural Gas | Unit Heater | E3 | RVT - Cost of Equipment | 0.077491 | 0.077423 | 0.077629 | 0.077006 | 0.076563 | 0.076394 | 0.07647 | 0.07648 | 0.076564 | 0.076619 | 0.076655 | 0.076668 | 0.076705 | 0.076756 | 0.076784 | 0.076823 | 0.076865 | 0.076942 | 0.07702 | 0.077138 | 0.077243 | 0.077364 | 0.077466 | 0.077593 | 0.077691 | 0.077782 | 0.077866 | 0.077959 | 0.07802 | 0.078087 | 0.078125 | 0.078175 | 0.078175
F1_Commercial_Other Health_New_Space Heating_Natural Gas_Unit Heater_E4 | F1 | Commercial | Other Health | New | Space Heating | Natural Gas | Unit Heater | E4 | RVT - Cost of Equipment | 0 | 0 | 0 | 0 | 0 | 0 | 0 | 0 | 0 | 0 | 0 | 0 | 0 | 0 | 0 | 0 | 0 | 0 | 0 | 0 | 0 | 0 | 0 | 0 | 0 | 0 | 0 | 0 | 0 | 0 | 0 | 0 | 0
F1_Commercial_Other Health_New_Space Heating_Natural Gas_Unit Heater_E5 | F1 | Commercial | Other Health | New | Space Heating | Natural Gas | Unit Heater | E5 | RVT - Cost of Equipment | 0 | 0 | 0 | 0 | 0 | 0 | 0 | 0 | 0 | 0 | 0 | 0 | 0 | 0 | 0 | 0 | 0 | 0 | 0 | 0 | 0 | 0 | 0 | 0 | 0 | 0 | 0 | 0 | 0 | 0 | 0 | 0 | 0
F1_Commercial_Other Health_New_Space Heating_Natural Gas_Unit Heater_E6 | F1 | Commercial | Other Health | New | Space Heating | Natural Gas | Unit Heater | E6 | RVT - Cost of Equipment | 0 | 0 | 0 | 0 | 0 | 0 | 0 | 0 | 0 | 0 | 0 | 0 | 0 | 0 | 0 | 0 | 0 | 0 | 0 | 0 | 0 | 0 | 0 | 0 | 0 | 0 | 0 | 0 | 0 | 0 | 0 | 0 | 0
F1_Commercial_Other Health_New_Space Heating_Natural Gas_Unit Heater_E7 | F1 | Commercial | Other Health | New | Space Heating | Natural Gas | Unit Heater | E7 | RVT - Cost of Equipment | 0 | 0 | 0 | 0 | 0 | 0 | 0 | 0 | 0 | 0 | 0 | 0 | 0 | 0 | 0 | 0 | 0 | 0 | 0 | 0 | 0 | 0 | 0 | 0 | 0 | 0 | 0 | 0 | 0 | 0 | 0 | 0 | 0
F1_Commercial_Other Health_New_Space Heating_Natural Gas_Unit Heater_E8 | F1 | Commercial | Other Health | New | Space Heating | Natural Gas | Unit Heater | E8 | RVT - Cost of Equipment | 0 | 0 | 0 | 0 | 0 | 0 | 0 | 0 | 0 | 0 | 0 | 0 | 0 | 0 | 0 | 0 | 0 | 0 | 0 | 0 | 0 | 0 | 0 | 0 | 0 | 0 | 0 | 0 | 0 | 0 | 0 | 0 | 0
F1_Commercial_Other Health_New_Space Heating_Natural Gas_Unit Heater_E9 | F1 | Commercial | Other Health | New | Space Heating | Natural Gas | Unit Heater | E9 | RVT - Cost of Equipment | 0 | 0 | 0 | 0 | 0 | 0 | 0 | 0 | 0 | 0 | 0 | 0 | 0 | 0 | 0 | 0 | 0 | 0 | 0 | 0 | 0 | 0 | 0 | 0 | 0 | 0 | 0 | 0 | 0 | 0 | 0 | 0 | 0
F1_Commercial_Other Health_New_Space Heating_Natural Gas_Unit Heater_E10 | F1 | Commercial | Other Health | New | Space Heating | Natural Gas | Unit Heater | E10 | RVT - Cost of Equipment | 0 | 0 | 0 | 0 | 0 | 0 | 0 | 0 | 0 | 0 | 0 | 0 | 0 | 0 | 0 | 0 | 0 | 0 | 0 | 0 | 0 | 0 | 0 | 0 | 0 | 0 | 0 | 0 | 0 | 0 | 0 | 0 | 0
F2_Commercial_Other Health_New_Space Heating_Natural Gas_Unit Heater_E1 | F2 | Commercial | Other Health | New | Space Heating | Natural Gas | Unit Heater | E1 | RVT - Cost of Operation | 0.11946 | 0.11935 | 0.11967 | 0.11871 | 0.11803 | 0 | 0 | 0 | 0 | 0 | 0 | 0 | 0 | 0 | 0 | 0 | 0 | 0 | 0 | 0 | 0 | 0 | 0 | 0 | 0 | 0 | 0 | 0 | 0 | 0 | 0 | 0 | 0
F2_Commercial_Other Health_New_Space Heating_Natural Gas_Unit Heater_E2 | F2 | Commercial | Other Health | New | Space Heating | Natural Gas | Unit Heater | E2 | RVT - Cost of Operation | 0.1075 | 0.1074 | 0.10769 | 0.10682 | 0.10621 | 0.10597 | 0.10608 | 0.10609 | 0.10621 | 0.10629 | 0.10634 | 0.10636 | 0.10641 | 0.10648 | 0.10652 | 0.10657 | 0.10663 | 0.10673 | 0.10684 | 0.10701 | 0.10715 | 0.10732 | 0.10746 | 0.10764 | 0.10777 | 0.1079 | 0.10802 | 0.10815 | 0.10823 | 0.10832 | 0.10838 | 0.10845 | 0.10845
F2_Commercial_Other Health_New_Space Heating_Natural Gas_Unit Heater_E3 | F2 | Commercial | Other Health | New | Space Heating | Natural Gas | Unit Heater | E3 | RVT - Cost of Operation | 0.09284 | 0.092758 | 0.093005 | 0.092258 | 0.091728 | 0.091525 | 0.091616 | 0.091628 | 0.091729 | 0.091794 | 0.091838 | 0.091854 | 0.091897 | 0.091959 | 0.091992 | 0.092039 | 0.092089 | 0.092181 | 0.092275 | 0.092416 | 0.092542 | 0.092687 | 0.092809 | 0.092962 | 0.093079 | 0.093187 | 0.093289 | 0.0934 | 0.093473 | 0.093553 | 0.093599 | 0.093659 | 0.093659
F2_Commercial_Other Health_New_Space Heating_Natural Gas_Unit Heater_E4 | F2 | Commercial | Other Health | New | Space Heating | Natural Gas | Unit Heater | E4 | RVT - Cost of Operation | 0 | 0 | 0 | 0 | 0 | 0 | 0 | 0 | 0 | 0 | 0 | 0 | 0 | 0 | 0 | 0 | 0 | 0 | 0 | 0 | 0 | 0 | 0 | 0 | 0 | 0 | 0 | 0 | 0 | 0 | 0 | 0 | 0
F2_Commercial_Other Health_New_Space Heating_Natural Gas_Unit Heater_E5 | F2 | Commercial | Other Health | New | Space Heating | Natural Gas | Unit Heater | E5 | RVT - Cost of Operation | 0 | 0 | 0 | 0 | 0 | 0 | 0 | 0 | 0 | 0 | 0 | 0 | 0 | 0 | 0 | 0 | 0 | 0 | 0 | 0 | 0 | 0 | 0 | 0 | 0 | 0 | 0 | 0 | 0 | 0 | 0 | 0 | 0
F2_Commercial_Other Health_New_Space Heating_Natural Gas_Unit Heater_E6 | F2 | Commercial | Other Health | New | Space Heating | Natural Gas | Unit Heater | E6 | RVT - Cost of Operation | 0 | 0 | 0 | 0 | 0 | 0 | 0 | 0 | 0 | 0 | 0 | 0 | 0 | 0 | 0 | 0 | 0 | 0 | 0 | 0 | 0 | 0 | 0 | 0 | 0 | 0 | 0 | 0 | 0 | 0 | 0 | 0 | 0
F2_Commercial_Other Health_New_Space Heating_Natural Gas_Unit Heater_E7 | F2 | Commercial | Other Health | New | Space Heating | Natural Gas | Unit Heater | E7 | RVT - Cost of Operation | 0 | 0 | 0 | 0 | 0 | 0 | 0 | 0 | 0 | 0 | 0 | 0 | 0 | 0 | 0 | 0 | 0 | 0 | 0 | 0 | 0 | 0 | 0 | 0 | 0 | 0 | 0 | 0 | 0 | 0 | 0 | 0 | 0
F2_Commercial_Other Health_New_Space Heating_Natural Gas_Unit Heater_E8 | F2 | Commercial | Other Health | New | Space Heating | Natural Gas | Unit Heater | E8 | RVT - Cost of Operation | 0 | 0 | 0 | 0 | 0 | 0 | 0 | 0 | 0 | 0 | 0 | 0 | 0 | 0 | 0 | 0 | 0 | 0 | 0 | 0 | 0 | 0 | 0 | 0 | 0 | 0 | 0 | 0 | 0 | 0 | 0 | 0 | 0
F2_Commercial_Other Health_New_Space Heating_Natural Gas_Unit Heater_E9 | F2 | Commercial | Other Health | New | Space Heating | Natural Gas | Unit Heater | E9 | RVT - Cost of Operation | 0 | 0 | 0 | 0 | 0 | 0 | 0 | 0 | 0 | 0 | 0 | 0 | 0 | 0 | 0 | 0 | 0 | 0 | 0 | 0 | 0 | 0 | 0 | 0 | 0 | 0 | 0 | 0 | 0 | 0 | 0 | 0 | 0
F2_Commercial_Other Health_New_Space Heating_Natural Gas_Unit Heater_E10 | F2 | Commercial | Other Health | New | Space Heating | Natural Gas | Unit Heater | E10 | RVT - Cost of Operation | 0 | 0 | 0 | 0 | 0 | 0 | 0 | 0 | 0 | 0 | 0 | 0 | 0 | 0 | 0 | 0 | 0 | 0 | 0 | 0 | 0 | 0 | 0 | 0 | 0 | 0 | 0 | 0 | 0 | 0 | 0 | 0 | 0
F3_Commercial_Other Health_New_Space Heating_Natural Gas_Unit Heater_E1 | F3 | Commercial | Other Health | New | Space Heating | Natural Gas | Unit Heater | E1 | System - kBTUs of Consumption | 0.0038979 | 0.0038979 | 0.0038979 | 0.0038979 | 0.0038979 | 0 | 0 | 0 | 0 | 0 | 0 | 0 | 0 | 0 | 0 | 0 | 0 | 0 | 0 | 0 | 0 | 0 | 0 | 0 | 0 | 0 | 0 | 0 | 0 | 0 | 0 | 0 | 0
F3_Commercial_Other Health_New_Space Heating_Natural Gas_Unit Heater_E2 | F3 | Commercial | Other Health | New | Space Heating | Natural Gas | Unit Heater | E2 | System - kBTUs of Consumption | 0.012464 | 0.012464 | 0.012464 | 0.012464 | 0.012464 | 0.012464 | 0.012464 | 0.012464 | 0.012464 | 0.012464 | 0.012464 | 0.012464 | 0.012464 | 0.012464 | 0.012464 | 0.012464 | 0.012464 | 0.012464 | 0.012464 | 0.012464 | 0.012464 | 0.012464 | 0.012464 | 0.012464 | 0.012464 | 0.012464 | 0.012464 | 0.012464 | 0.012464 | 0.012464 | 0.012464 | 0.012464 | 0.012464
F3_Commercial_Other Health_New_Space Heating_Natural Gas_Unit Heater_E3 | F3 | Commercial | Other Health | New | Space Heating | Natural Gas | Unit Heater | E3 | System - kBTUs of Consumption | 0.0053844 | 0.0053844 | 0.0053844 | 0.0053844 | 0.0053844 | 0.0053844 | 0.0053844 | 0.0053844 | 0.0053844 | 0.0053844 | 0.0053844 | 0.0053844 | 0.0053844 | 0.0053844 | 0.0053844 | 0.0053844 | 0.0053844 | 0.0053844 | 0.0053844 | 0.0053844 | 0.0053844 | 0.0053844 | 0.0053844 | 0.0053844 | 0.0053844 | 0.0053844 | 0.0053844 | 0.0053844 | 0.0053844 | 0.0053844 | 0.0053844 | 0.0053844 | 0.0053844
F3_Commercial_Other Health_New_Space Heating_Natural Gas_Unit Heater_E4 | F3 | Commercial | Other Health | New | Space Heating | Natural Gas | Unit Heater | E4 | System - kBTUs of Consumption | 0 | 0 | 0 | 0 | 0 | 0 | 0 | 0 | 0 | 0 | 0 | 0 | 0 | 0 | 0 | 0 | 0 | 0 | 0 | 0 | 0 | 0 | 0 | 0 | 0 | 0 | 0 | 0 | 0 | 0 | 0 | 0 | 0
F3_Commercial_Other Health_New_Space Heating_Natural Gas_Unit Heater_E5 | F3 | Commercial | Other Health | New | Space Heating | Natural Gas | Unit Heater | E5 | System - kBTUs of Consumption | 0 | 0 | 0 | 0 | 0 | 0 | 0 | 0 | 0 | 0 | 0 | 0 | 0 | 0 | 0 | 0 | 0 | 0 | 0 | 0 | 0 | 0 | 0 | 0 | 0 | 0 | 0 | 0 | 0 | 0 | 0 | 0 | 0
F3_Commercial_Other Health_New_Space Heating_Natural Gas_Unit Heater_E6 | F3 | Commercial | Other Health | New | Space Heating | Natural Gas | Unit Heater | E6 | System - kBTUs of Consumption | 0 | 0 | 0 | 0 | 0 | 0 | 0 | 0 | 0 | 0 | 0 | 0 | 0 | 0 | 0 | 0 | 0 | 0 | 0 | 0 | 0 | 0 | 0 | 0 | 0 | 0 | 0 | 0 | 0 | 0 | 0 | 0 | 0
F3_Commercial_Other Health_New_Space Heating_Natural Gas_Unit Heater_E7 | F3 | Commercial | Other Health | New | Space Heating | Natural Gas | Unit Heater | E7 | System - kBTUs of Consumption | 0 | 0 | 0 | 0 | 0 | 0 | 0 | 0 | 0 | 0 | 0 | 0 | 0 | 0 | 0 | 0 | 0 | 0 | 0 | 0 | 0 | 0 | 0 | 0 | 0 | 0 | 0 | 0 | 0 | 0 | 0 | 0 | 0
F3_Commercial_Other Health_New_Space Heating_Natural Gas_Unit Heater_E8 | F3 | Commercial | Other Health | New | Space Heating | Natural Gas | Unit Heater | E8 | System - kBTUs of Consumption | 0 | 0 | 0 | 0 | 0 | 0 | 0 | 0 | 0 | 0 | 0 | 0 | 0 | 0 | 0 | 0 | 0 | 0 | 0 | 0 | 0 | 0 | 0 | 0 | 0 | 0 | 0 | 0 | 0 | 0 | 0 | 0 | 0
F3_Commercial_Other Health_New_Space Heating_Natural Gas_Unit Heater_E9 | F3 | Commercial | Other Health | New | Space Heating | Natural Gas | Unit Heater | E9 | System - kBTUs of Consumption | 0 | 0 | 0 | 0 | 0 | 0 | 0 | 0 | 0 | 0 | 0 | 0 | 0 | 0 | 0 | 0 | 0 | 0 | 0 | 0 | 0 | 0 | 0 | 0 | 0 | 0 | 0 | 0 | 0 | 0 | 0 | 0 | 0
F3_Commercial_Other Health_New_Space Heating_Natural Gas_Unit Heater_E10 | F3 | Commercial | Other Health | New | Space Heating | Natural Gas | Unit Heater | E10 | System - kBTUs of Consumption | 0 | 0 | 0 | 0 | 0 | 0 | 0 | 0 | 0 | 0 | 0 | 0 | 0 | 0 | 0 | 0 | 0 | 0 | 0 | 0 | 0 | 0 | 0 | 0 | 0 | 0 | 0 | 0 | 0 | 0 | 0 | 0 | 0
F4_Commercial_Other Health_New_Space Heating_Natural Gas_Unit Heater_E1 | F4 | Commercial | Other Health | New | Space Heating | Natural Gas | Unit Heater | E1 | Utility - Cost of Equipment | 0.11946 | 0.11935 | 0.11967 | 0.11871 | 0.11803 | 0 | 0 | 0 | 0 | 0 | 0 | 0 | 0 | 0 | 0 | 0 | 0 | 0 | 0 | 0 | 0 | 0 | 0 | 0 | 0 | 0 | 0 | 0 | 0 | 0 | 0 | 0 | 0
F4_Commercial_Other Health_New_Space Heating_Natural Gas_Unit Heater_E2 | F4 | Commercial | Other Health | New | Space Heating | Natural Gas | Unit Heater | E2 | Utility - Cost of Equipment | 0.1075 | 0.1074 | 0.10769 | 0.10682 | 0.10621 | 0.10597 | 0.10608 | 0.10609 | 0.10621 | 0.10629 | 0.10634 | 0.10636 | 0.10641 | 0.10648 | 0.10652 | 0.10657 | 0.10663 | 0.10673 | 0.10684 | 0.10701 | 0.10715 | 0.10732 | 0.10746 | 0.10764 | 0.10777 | 0.1079 | 0.10802 | 0.10815 | 0.10823 | 0.10832 | 0.10838 | 0.10845 | 0.10845
F4_Commercial_Other Health_New_Space Heating_Natural Gas_Unit Heater_E3 | F4 | Commercial | Other Health | New | Space Heating | Natural Gas | Unit Heater | E3 | Utility - Cost of Equipment | 0.09284 | 0.092758 | 0.093005 | 0.092258 | 0.091728 | 0.091525 | 0.091616 | 0.091628 | 0.091729 | 0.091794 | 0.091838 | 0.091854 | 0.091897 | 0.091959 | 0.091992 | 0.092039 | 0.092089 | 0.092181 | 0.092275 | 0.092416 | 0.092542 | 0.092687 | 0.092809 | 0.092962 | 0.093079 | 0.093187 | 0.093289 | 0.0934 | 0.093473 | 0.093553 | 0.093599 | 0.093659 | 0.093659
F4_Commercial_Other Health_New_Space Heating_Natural Gas_Unit Heater_E4 | F4 | Commercial | Other Health | New | Space Heating | Natural Gas | Unit Heater | E4 | Utility - Cost of Equipment | 0 | 0 | 0 | 0 | 0 | 0 | 0 | 0 | 0 | 0 | 0 | 0 | 0 | 0 | 0 | 0 | 0 | 0 | 0 | 0 | 0 | 0 | 0 | 0 | 0 | 0 | 0 | 0 | 0 | 0 | 0 | 0 | 0
F4_Commercial_Other Health_New_Space Heating_Natural Gas_Unit Heater_E5 | F4 | Commercial | Other Health | New | Space Heating | Natural Gas | Unit Heater | E5 | Utility - Cost of Equipment | 0 | 0 | 0 | 0 | 0 | 0 | 0 | 0 | 0 | 0 | 0 | 0 | 0 | 0 | 0 | 0 | 0 | 0 | 0 | 0 | 0 | 0 | 0 | 0 | 0 | 0 | 0 | 0 | 0 | 0 | 0 | 0 | 0
F4_Commercial_Other Health_New_Space Heating_Natural Gas_Unit Heater_E6 | F4 | Commercial | Other Health | New | Space Heating | Natural Gas | Unit Heater | E6 | Utility - Cost of Equipment | 0 | 0 | 0 | 0 | 0 | 0 | 0 | 0 | 0 | 0 | 0 | 0 | 0 | 0 | 0 | 0 | 0 | 0 | 0 | 0 | 0 | 0 | 0 | 0 | 0 | 0 | 0 | 0 | 0 | 0 | 0 | 0 | 0
F4_Commercial_Other Health_New_Space Heating_Natural Gas_Unit Heater_E7 | F4 | Commercial | Other Health | New | Space Heating | Natural Gas | Unit Heater | E7 | Utility - Cost of Equipment | 0 | 0 | 0 | 0 | 0 | 0 | 0 | 0 | 0 | 0 | 0 | 0 | 0 | 0 | 0 | 0 | 0 | 0 | 0 | 0 | 0 | 0 | 0 | 0 | 0 | 0 | 0 | 0 | 0 | 0 | 0 | 0 | 0
F4_Commercial_Other Health_New_Space Heating_Natural Gas_Unit Heater_E8 | F4 | Commercial | Other Health | New | Space Heating | Natural Gas | Unit Heater | E8 | Utility - Cost of Equipment | 0 | 0 | 0 | 0 | 0 | 0 | 0 | 0 | 0 | 0 | 0 | 0 | 0 | 0 | 0 | 0 | 0 | 0 | 0 | 0 | 0 | 0 | 0 | 0 | 0 | 0 | 0 | 0 | 0 | 0 | 0 | 0 | 0
F4_Commercial_Other Health_New_Space Heating_Natural Gas_Unit Heater_E9 | F4 | Commercial | Other Health | New | Space Heating | Natural Gas | Unit Heater | E9 | Utility - Cost of Equipment | 0 | 0 | 0 | 0 | 0 | 0 | 0 | 0 | 0 | 0 | 0 | 0 | 0 | 0 | 0 | 0 | 0 | 0 | 0 | 0 | 0 | 0 | 0 | 0 | 0 | 0 | 0 | 0 | 0 | 0 | 0 | 0 | 0
F4_Commercial_Other Health_New_Space Heating_Natural Gas_Unit Heater_E10 | F4 | Commercial | Other Health | New | Space Heating | Natural Gas | Unit Heater | E10 | Utility - Cost of Equipment | 0 | 0 | 0 | 0 | 0 | 0 | 0 | 0 | 0 | 0 | 0 | 0 | 0 | 0 | 0 | 0 | 0 | 0 | 0 | 0 | 0 | 0 | 0 | 0 | 0 | 0 | 0 | 0 | 0 | 0 | 0 | 0 | 0
F5_Commercial_Other Health_New_Space Heating_Natural Gas_Unit Heater_E1 | F5 | Commercial | Other Health | New | Space Heating | Natural Gas | Unit Heater | E1 | Utility - Cost of Operation | 0.0038979 | 0.0038979 | 0.0038979 | 0.0038979 | 0.0038979 | 0 | 0 | 0 | 0 | 0 | 0 | 0 | 0 | 0 | 0 | 0 | 0 | 0 | 0 | 0 | 0 | 0 | 0 | 0 | 0 | 0 | 0 | 0 | 0 | 0 | 0 | 0 | 0
F5_Commercial_Other Health_New_Space Heating_Natural Gas_Unit Heater_E2 | F5 | Commercial | Other Health | New | Space Heating | Natural Gas | Unit Heater | E2 | Utility - Cost of Operation | 0.012464 | 0.012464 | 0.012464 | 0.012464 | 0.012464 | 0.012464 | 0.012464 | 0.012464 | 0.012464 | 0.012464 | 0.012464 | 0.012464 | 0.012464 | 0.012464 | 0.012464 | 0.012464 | 0.012464 | 0.012464 | 0.012464 | 0.012464 | 0.012464 | 0.012464 | 0.012464 | 0.012464 | 0.012464 | 0.012464 | 0.012464 | 0.012464 | 0.012464 | 0.012464 | 0.012464 | 0.012464 | 0.012464
F5_Commercial_Other Health_New_Space Heating_Natural Gas_Unit Heater_E3 | F5 | Commercial | Other Health | New | Space Heating | Natural Gas | Unit Heater | E3 | Utility - Cost of Operation | 0.0053844 | 0.0053844 | 0.0053844 | 0.0053844 | 0.0053844 | 0.0053844 | 0.0053844 | 0.0053844 | 0.0053844 | 0.0053844 | 0.0053844 | 0.0053844 | 0.0053844 | 0.0053844 | 0.0053844 | 0.0053844 | 0.0053844 | 0.0053844 | 0.0053844 | 0.0053844 | 0.0053844 | 0.0053844 | 0.0053844 | 0.0053844 | 0.0053844 | 0.0053844 | 0.0053844 | 0.0053844 | 0.0053844 | 0.0053844 | 0.0053844 | 0.0053844 | 0.0053844
F5_Commercial_Other Health_New_Space Heating_Natural Gas_Unit Heater_E4 | F5 | Commercial | Other Health | New | Space Heating | Natural Gas | Unit Heater | E4 | Utility - Cost of Operation | 0 | 0 | 0 | 0 | 0 | 0 | 0 | 0 | 0 | 0 | 0 | 0 | 0 | 0 | 0 | 0 | 0 | 0 | 0 | 0 | 0 | 0 | 0 | 0 | 0 | 0 | 0 | 0 | 0 | 0 | 0 | 0 | 0
F5_Commercial_Other Health_New_Space Heating_Natural Gas_Unit Heater_E5 | F5 | Commercial | Other Health | New | Space Heating | Natural Gas | Unit Heater | E5 | Utility - Cost of Operation | 0 | 0 | 0 | 0 | 0 | 0 | 0 | 0 | 0 | 0 | 0 | 0 | 0 | 0 | 0 | 0 | 0 | 0 | 0 | 0 | 0 | 0 | 0 | 0 | 0 | 0 | 0 | 0 | 0 | 0 | 0 | 0 | 0
F5_Commercial_Other Health_New_Space Heating_Natural Gas_Unit Heater_E6 | F5 | Commercial | Other Health | New | Space Heating | Natural Gas | Unit Heater | E6 | Utility - Cost of Operation | 0 | 0 | 0 | 0 | 0 | 0 | 0 | 0 | 0 | 0 | 0 | 0 | 0 | 0 | 0 | 0 | 0 | 0 | 0 | 0 | 0 | 0 | 0 | 0 | 0 | 0 | 0 | 0 | 0 | 0 | 0 | 0 | 0
F5_Commercial_Other Health_New_Space Heating_Natural Gas_Unit Heater_E7 | F5 | Commercial | Other Health | New | Space Heating | Natural Gas | Unit Heater | E7 | Utility - Cost of Operation | 0 | 0 | 0 | 0 | 0 | 0 | 0 | 0 | 0 | 0 | 0 | 0 | 0 | 0 | 0 | 0 | 0 | 0 | 0 | 0 | 0 | 0 | 0 | 0 | 0 | 0 | 0 | 0 | 0 | 0 | 0 | 0 | 0
F5_Commercial_Other Health_New_Space Heating_Natural Gas_Unit Heater_E8 | F5 | Commercial | Other Health | New | Space Heating | Natural Gas | Unit Heater | E8 | Utility - Cost of Operation | 0 | 0 | 0 | 0 | 0 | 0 | 0 | 0 | 0 | 0 | 0 | 0 | 0 | 0 | 0 | 0 | 0 | 0 | 0 | 0 | 0 | 0 | 0 | 0 | 0 | 0 | 0 | 0 | 0 | 0 | 0 | 0 | 0
F5_Commercial_Other Health_New_Space Heating_Natural Gas_Unit Heater_E9 | F5 | Commercial | Other Health | New | Space Heating | Natural Gas | Unit Heater | E9 | Utility - Cost of Operation | 0 | 0 | 0 | 0 | 0 | 0 | 0 | 0 | 0 | 0 | 0 | 0 | 0 | 0 | 0 | 0 | 0 | 0 | 0 | 0 | 0 | 0 | 0 | 0 | 0 | 0 | 0 | 0 | 0 | 0 | 0 | 0 | 0
F5_Commercial_Other Health_New_Space Heating_Natural Gas_Unit Heater_E10 | F5 | Commercial | Other Health | New | Space Heating | Natural Gas | Unit Heater | E10 | Utility - Cost of Operation | 0 | 0 | 0 | 0 | 0 | 0 | 0 | 0 | 0 | 0 | 0 | 0 | 0 | 0 | 0 | 0 | 0 | 0 | 0 | 0 | 0 | 0 | 0 | 0 | 0 | 0 | 0 | 0 | 0 | 0 | 0 | 0 | 0
F6_Commercial_Other Health_New_Space Heating_Natural Gas_Unit Heater_E1 | F6 | Commercial | Other Health | New | Space Heating | Natural Gas | Unit Heater | E1 | Utility - Value of Sales | 0.046392 | 0.046371 | 0.04646 | 0.04613 | 0.045876 | 0 | 0 | 0 | 0 | 0 | 0 | 0 | 0 | 0 | 0 | 0 | 0 | 0 | 0 | 0 | 0 | 0 | 0 | 0 | 0 | 0 | 0 | 0 | 0 | 0 | 0 | 0 | 0
F6_Commercial_Other Health_New_Space Heating_Natural Gas_Unit Heater_E2 | F6 | Commercial | Other Health | New | Space Heating | Natural Gas | Unit Heater | E2 | Utility - Value of Sales | 0.041747 | 0.041729 | 0.041808 | 0.041512 | 0.041283 | 0.041054 | 0.040825 | 0.040596 | 0.040367 | 0.040138 | 0.039909 | 0.03968 | 0.039451 | 0.039223 | 0.038994 | 0.038765 | 0.038536 | 0.038307 | 0.038081 | 0.03786 | 0.037648 | 0.037446 | 0.037258 | 0.037087 | 0.036934 | 0.036801 | 0.036686 | 0.036591 | 0.036515 | 0.036457 | 0.036419 | 0.0364 | 0.0364
F6_Commercial_Other Health_New_Space Heating_Natural Gas_Unit Heater_E3 | F6 | Commercial | Other Health | New | Space Heating | Natural Gas | Unit Heater | E3 | Utility - Value of Sales | 0.036055 | 0.036039 | 0.036108 | 0.035852 | 0.035654 | 0.035456 | 0.035259 | 0.035061 | 0.034863 | 0.034665 | 0.034468 | 0.03427 | 0.034072 | 0.033874 | 0.033677 | 0.033479 | 0.033281 | 0.033084 | 0.032889 | 0.032698 | 0.032514 | 0.03234 | 0.032178 | 0.03203 | 0.031898 | 0.031783 | 0.031684 | 0.031602 | 0.031536 | 0.031486 | 0.031453 | 0.031437 | 0.031437
F6_Commercial_Other Health_New_Space Heating_Natural Gas_Unit Heater_E4 | F6 | Commercial | Other Health | New | Space Heating | Natural Gas | Unit Heater | E4 | Utility - Value of Sales | 0 | 0 | 0 | 0 | 0 | 0 | 0 | 0 | 0 | 0 | 0 | 0 | 0 | 0 | 0 | 0 | 0 | 0 | 0 | 0 | 0 | 0 | 0 | 0 | 0 | 0 | 0 | 0 | 0 | 0 | 0 | 0 | 0
F6_Commercial_Other Health_New_Space Heating_Natural Gas_Unit Heater_E5 | F6 | Commercial | Other Health | New | Space Heating | Natural Gas | Unit Heater | E5 | Utility - Value of Sales | 0 | 0 | 0 | 0 | 0 | 0 | 0 | 0 | 0 | 0 | 0 | 0 | 0 | 0 | 0 | 0 | 0 | 0 | 0 | 0 | 0 | 0 | 0 | 0 | 0 | 0 | 0 | 0 | 0 | 0 | 0 | 0 | 0
F6_Commercial_Other Health_New_Space Heating_Natural Gas_Unit Heater_E6 | F6 | Commercial | Other Health | New | Space Heating | Natural Gas | Unit Heater | E6 | Utility - Value of Sales | 0 | 0 | 0 | 0 | 0 | 0 | 0 | 0 | 0 | 0 | 0 | 0 | 0 | 0 | 0 | 0 | 0 | 0 | 0 | 0 | 0 | 0 | 0 | 0 | 0 | 0 | 0 | 0 | 0 | 0 | 0 | 0 | 0
F6_Commercial_Other Health_New_Space Heating_Natural Gas_Unit Heater_E7 | F6 | Commercial | Other Health | New | Space Heating | Natural Gas | Unit Heater | E7 | Utility - Value of Sales | 0 | 0 | 0 | 0 | 0 | 0 | 0 | 0 | 0 | 0 | 0 | 0 | 0 | 0 | 0 | 0 | 0 | 0 | 0 | 0 | 0 | 0 | 0 | 0 | 0 | 0 | 0 | 0 | 0 | 0 | 0 | 0 | 0
F6_Commercial_Other Health_New_Space Heating_Natural Gas_Unit Heater_E8 | F6 | Commercial | Other Health | New | Space Heating | Natural Gas | Unit Heater | E8 | Utility - Value of Sales | 0 | 0 | 0 | 0 | 0 | 0 | 0 | 0 | 0 | 0 | 0 | 0 | 0 | 0 | 0 | 0 | 0 | 0 | 0 | 0 | 0 | 0 | 0 | 0 | 0 | 0 | 0 | 0 | 0 | 0 | 0 | 0 | 0
F6_Commercial_Other Health_New_Space Heating_Natural Gas_Unit Heater_E9 | F6 | Commercial | Other Health | New | Space Heating | Natural Gas | Unit Heater | E9 | Utility - Value of Sales | 0 | 0 | 0 | 0 | 0 | 0 | 0 | 0 | 0 | 0 | 0 | 0 | 0 | 0 | 0 | 0 | 0 | 0 | 0 | 0 | 0 | 0 | 0 | 0 | 0 | 0 | 0 | 0 | 0 | 0 | 0 | 0 | 0
F6_Commercial_Other Health_New_Space Heating_Natural Gas_Unit Heater_E10 | F6 | Commercial | Other Health | New | Space Heating | Natural Gas | Unit Heater | E10 | Utility - Value of Sales | 0 | 0 | 0 | 0 | 0 | 0 | 0 | 0 | 0 | 0 | 0 | 0 | 0 | 0 | 0 | 0 | 0 | 0 | 0 | 0 | 0 | 0 | 0 | 0 | 0 | 0 | 0 | 0 | 0 | 0 | 0 | 0 | 0
F1_Commercial_Other Health_New_Water Heating_Natural Gas_Water Heater_E1 | F1 | Commercial | Other Health | New | Water Heating | Natural Gas | Water Heater | E1 | RVT - Cost of Equipment | 0.41145 | 0.41083 | 0.41235 | 0.40888 | 0.40667 | 0.40837 | 0.41349 | 0.41755 | 0.42258 | 0.42733 | 0.43209 | 0.43645 | 0.44114 | 0.44604 | 0.45073 | 0.45551 | 0.46035 | 0.46564 | 0.47113 | 0.47694 | 0.48266 | 0.48863 | 0.49417 | 0.49989 | 0.50496 | 0.50936 | 0.51336 | 0.51682 | 0.51952 | 0.52176 | 0.523 | 0.52383 | 0.52383
F1_Commercial_Other Health_New_Water Heating_Natural Gas_Water Heater_E2 | F1 | Commercial | Other Health | New | Water Heating | Natural Gas | Water Heater | E2 | RVT - Cost of Equipment | 0.40637 | 0.40576 | 0.40726 | 0.40383 | 0.40165 | 0.40332 | 0.40839 | 0.41239 | 0.41736 | 0.42206 | 0.42675 | 0.43106 | 0.4357 | 0.44053 | 0.44517 | 0.44988 | 0.45467 | 0.45989 | 0.46532 | 0.47105 | 0.47671 | 0.4826 | 0.48807 | 0.49372 | 0.49872 | 0.50307 | 0.50702 | 0.51044 | 0.51311 | 0.51531 | 0.51654 | 0.51737 | 0.51737
F1_Commercial_Other Health_New_Water Heating_Natural Gas_Water Heater_E3 | F1 | Commercial | Other Health | New | Water Heating | Natural Gas | Water Heater | E3 | RVT - Cost of Equipment | 0.37404 | 0.37348 | 0.37486 | 0.37171 | 0.3697 | 0.37124 | 0.3759 | 0.37959 | 0.38416 | 0.38848 | 0.3928 | 0.39677 | 0.40104 | 0.40549 | 0.40975 | 0.4141 | 0.4185 | 0.42331 | 0.4283 | 0.43358 | 0.43879 | 0.44421 | 0.44925 | 0.45445 | 0.45905 | 0.46306 | 0.46669 | 0.46984 | 0.4723 | 0.47432 | 0.47545 | 0.47621 | 0.47621
F1_Commercial_Other Health_New_Water Heating_Natural Gas_Water Heater_E4 | F1 | Commercial | Other Health | New | Water Heating | Natural Gas | Water Heater | E4 | RVT - Cost of Equipment | 0.35017 | 0.34964 | 0.35094 | 0.34798 | 0.3461 | 0.34755 | 0.35191 | 0.35536 | 0.35964 | 0.36369 | 0.36773 | 0.37145 | 0.37544 | 0.37961 | 0.3836 | 0.38766 | 0.39179 | 0.39629 | 0.40096 | 0.4059 | 0.41078 | 0.41586 | 0.42057 | 0.42544 | 0.42975 | 0.4335 | 0.4369 | 0.43985 | 0.44215 | 0.44405 | 0.44511 | 0.44582 | 0.44582
F1_Commercial_Other Health_New_Water Heating_Natural Gas_Water Heater_E5 | F1 | Commercial | Other Health | New | Water Heating | Natural Gas | Water Heater | E5 | RVT - Cost of Equipment | 0.34287 | 0.34236 | 0.34363 | 0.34073 | 0.33889 | 0.34031 | 0.34458 | 0.34796 | 0.35215 | 0.35611 | 0.36007 | 0.36371 | 0.36762 | 0.3717 | 0.37561 | 0.37959 | 0.38363 | 0.38803 | 0.39261 | 0.39745 | 0.40222 | 0.40719 | 0.41181 | 0.41658 | 0.4208 | 0.42447 | 0.4278 | 0.43068 | 0.43294 | 0.4348 | 0.43583 | 0.43653 | 0.43653
F1_Commercial_Other Health_New_Water Heating_Natural Gas_Water Heater_E6 | F1 | Commercial | Other Health | New | Water Heating | Natural Gas | Water Heater | E6 | RVT - Cost of Equipment | 0.33587 | 0.33537 | 0.33661 | 0.33378 | 0.33198 | 0.33336 | 0.33755 | 0.34086 | 0.34496 | 0.34884 | 0.35272 | 0.35629 | 0.36012 | 0.36412 | 0.36794 | 0.37184 | 0.3758 | 0.38011 | 0.3846 | 0.38934 | 0.39401 | 0.39888 | 0.40341 | 0.40808 | 0.41221 | 0.41581 | 0.41907 | 0.42189 | 0.4241 | 0.42592 | 0.42694 | 0.42762 | 0.42762
F1_Commercial_Other Health_New_Water Heating_Natural Gas_Water Heater_E7 | F1 | Commercial | Other Health | New | Water Heating | Natural Gas | Water Heater | E7 | RVT - Cost of Equipment | 0.21979 | 0.22005 | 0.22119 | 0.22015 | 0.21966 | 0.22084 | 0.22348 | 0.22568 | 0.22832 | 0.2309 | 0.23349 | 0.23595 | 0.23857 | 0.24127 | 0.2439 | 0.2466 | 0.2493 | 0.25218 | 0.2551 | 0.25807 | 0.26089 | 0.26369 | 0.26621 | 0.26872 | 0.2709 | 0.27279 | 0.27451 | 0.276 | 0.27716 | 0.27812 | 0.27866 | 0.27902 | 0.27902
F1_Commercial_Other Health_New_Water Heating_Natural Gas_Water Heater_E8 | F1 | Commercial | Other Health | New | Water Heating | Natural Gas | Water Heater | E8 | RVT - Cost of Equipment | 0 | 0 | 0 | 0 | 0 | 0 | 0 | 0 | 0 | 0 | 0 | 0 | 0 | 0 | 0 | 0 | 0 | 0 | 0 | 0 | 0 | 0 | 0 | 0 | 0 | 0 | 0 | 0 | 0 | 0 | 0 | 0 | 0
F1_Commercial_Other Health_New_Water Heating_Natural Gas_Water Heater_E9 | F1 | Commercial | Other Health | New | Water Heating | Natural Gas | Water Heater | E9 | RVT - Cost of Equipment | 0 | 0 | 0 | 0 | 0 | 0 | 0 | 0 | 0 | 0 | 0 | 0 | 0 | 0 | 0 | 0 | 0 | 0 | 0 | 0 | 0 | 0 | 0 | 0 | 0 | 0 | 0 | 0 | 0 | 0 | 0 | 0 | 0
F1_Commercial_Other Health_New_Water Heating_Natural Gas_Water Heater_E10 | F1 | Commercial | Other Health | New | Water Heating | Natural Gas | Water Heater | E10 | RVT - Cost of Equipment | 0 | 0 | 0 | 0 | 0 | 0 | 0 | 0 | 0 | 0 | 0 | 0 | 0 | 0 | 0 | 0 | 0 | 0 | 0 | 0 | 0 | 0 | 0 | 0 | 0 | 0 | 0 | 0 | 0 | 0 | 0 | 0 | 0
F2_Commercial_Other Health_New_Water Heating_Natural Gas_Water Heater_E1 | F2 | Commercial | Other Health | New | Water Heating | Natural Gas | Water Heater | E1 | RVT - Cost of Operation | 0.49294 | 0.4922 | 0.49402 | 0.48986 | 0.48722 | 0.48925 | 0.49539 | 0.50025 | 0.50628 | 0.51197 | 0.51767 | 0.52289 | 0.52852 | 0.53439 | 0.54 | 0.54572 | 0.55153 | 0.55787 | 0.56445 | 0.5714 | 0.57826 | 0.58541 | 0.59205 | 0.5989 | 0.60497 | 0.61025 | 0.61503 | 0.61918 | 0.62242 | 0.6251 | 0.62659 | 0.62759 | 0.62759
F2_Commercial_Other Health_New_Water Heating_Natural Gas_Water Heater_E2 | F2 | Commercial | Other Health | New | Water Heating | Natural Gas | Water Heater | E2 | RVT - Cost of Operation | 0.48685 | 0.48612 | 0.48792 | 0.48381 | 0.4812 | 0.48321 | 0.48928 | 0.49407 | 0.50003 | 0.50565 | 0.51128 | 0.51644 | 0.52199 | 0.52779 | 0.53334 | 0.53899 | 0.54472 | 0.55098 | 0.55748 | 0.56435 | 0.57112 | 0.57818 | 0.58474 | 0.59151 | 0.5975 | 0.60271 | 0.60744 | 0.61154 | 0.61474 | 0.61738 | 0.61885 | 0.61984 | 0.61984
F2_Commercial_Other Health_New_Water Heating_Natural Gas_Water Heater_E3 | F2 | Commercial | Other Health | New | Water Heating | Natural Gas | Water Heater | E3 | RVT - Cost of Operation | 0.44813 | 0.44745 | 0.44911 | 0.44533 | 0.44293 | 0.44477 | 0.45036 | 0.45477 | 0.46025 | 0.46543 | 0.47061 | 0.47536 | 0.48047 | 0.48581 | 0.49091 | 0.49611 | 0.50139 | 0.50715 | 0.51314 | 0.51946 | 0.52569 | 0.53219 | 0.53823 | 0.54446 | 0.54998 | 0.55477 | 0.55912 | 0.5629 | 0.56584 | 0.56827 | 0.56963 | 0.57053 | 0.57053
F2_Commercial_Other Health_New_Water Heating_Natural Gas_Water Heater_E4 | F2 | Commercial | Other Health | New | Water Heating | Natural Gas | Water Heater | E4 | RVT - Cost of Operation | 0.41952 | 0.41889 | 0.42045 | 0.4169 | 0.41465 | 0.41638 | 0.42161 | 0.42574 | 0.43087 | 0.43572 | 0.44057 | 0.44502 | 0.4498 | 0.4548 | 0.45958 | 0.46445 | 0.46939 | 0.47478 | 0.48038 | 0.4863 | 0.49214 | 0.49822 | 0.50387 | 0.50971 | 0.51487 | 0.51936 | 0.52343 | 0.52697 | 0.52972 | 0.532 | 0.53327 | 0.53412 | 0.53412
F2_Commercial_Other Health_New_Water Heating_Natural Gas_Water Heater_E5 | F2 | Commercial | Other Health | New | Water Heating | Natural Gas | Water Heater | E5 | RVT - Cost of Operation | 0.41078 | 0.41017 | 0.41169 | 0.40822 | 0.40602 | 0.40771 | 0.41283 | 0.41687 | 0.4219 | 0.42664 | 0.43139 | 0.43575 | 0.44043 | 0.44532 | 0.45 | 0.45477 | 0.45961 | 0.46489 | 0.47037 | 0.47617 | 0.48189 | 0.48784 | 0.49338 | 0.49909 | 0.50414 | 0.50854 | 0.51253 | 0.51599 | 0.51869 | 0.52091 | 0.52216 | 0.52299 | 0.52299
F2_Commercial_Other Health_New_Water Heating_Natural Gas_Water Heater_E6 | F2 | Commercial | Other Health | New | Water Heating | Natural Gas | Water Heater | E6 | RVT - Cost of Operation | 0.4024 | 0.4018 | 0.40328 | 0.39989 | 0.39773 | 0.39939 | 0.4044 | 0.40837 | 0.41329 | 0.41793 | 0.42258 | 0.42685 | 0.43144 | 0.43623 | 0.44082 | 0.44549 | 0.45023 | 0.4554 | 0.46077 | 0.46645 | 0.47205 | 0.47789 | 0.48331 | 0.4889 | 0.49386 | 0.49816 | 0.50207 | 0.50546 | 0.5081 | 0.51028 | 0.5115 | 0.51232 | 0.51232
F2_Commercial_Other Health_New_Water Heating_Natural Gas_Water Heater_E7 | F2 | Commercial | Other Health | New | Water Heating | Natural Gas | Water Heater | E7 | RVT - Cost of Operation | 0.26333 | 0.26364 | 0.265 | 0.26376 | 0.26317 | 0.26458 | 0.26775 | 0.27038 | 0.27354 | 0.27663 | 0.27974 | 0.28269 | 0.28582 | 0.28906 | 0.29221 | 0.29544 | 0.29868 | 0.30213 | 0.30562 | 0.30918 | 0.31256 | 0.31592 | 0.31894 | 0.32195 | 0.32456 | 0.32683 | 0.32888 | 0.33067 | 0.33206 | 0.33321 | 0.33385 | 0.33428 | 0.33428
F2_Commercial_Other Health_New_Water Heating_Natural Gas_Water Heater_E8 | F2 | Commercial | Other Health | New | Water Heating | Natural Gas | Water Heater | E8 | RVT - Cost of Operation | 0 | 0 | 0 | 0 | 0 | 0 | 0 | 0 | 0 | 0 | 0 | 0 | 0 | 0 | 0 | 0 | 0 | 0 | 0 | 0 | 0 | 0 | 0 | 0 | 0 | 0 | 0 | 0 | 0 | 0 | 0 | 0 | 0
F2_Commercial_Other Health_New_Water Heating_Natural Gas_Water Heater_E9 | F2 | Commercial | Other Health | New | Water Heating | Natural Gas | Water Heater | E9 | RVT - Cost of Operation | 0 | 0 | 0 | 0 | 0 | 0 | 0 | 0 | 0 | 0 | 0 | 0 | 0 | 0 | 0 | 0 | 0 | 0 | 0 | 0 | 0 | 0 | 0 | 0 | 0 | 0 | 0 | 0 | 0 | 0 | 0 | 0 | 0
F2_Commercial_Other Health_New_Water Heating_Natural Gas_Water Heater_E10 | F2 | Commercial | Other Health | New | Water Heating | Natural Gas | Water Heater | E10 | RVT - Cost of Operation | 0 | 0 | 0 | 0 | 0 | 0 | 0 | 0 | 0 | 0 | 0 | 0 | 0 | 0 | 0 | 0 | 0 | 0 | 0 | 0 | 0 | 0 | 0 | 0 | 0 | 0 | 0 | 0 | 0 | 0 | 0 | 0 | 0
F3_Commercial_Other Health_New_Water Heating_Natural Gas_Water Heater_E1 | F3 | Commercial | Other Health | New | Water Heating | Natural Gas | Water Heater | E1 | System - kBTUs of Consumption | 0.02068 | 0.02068 | 0.02068 | 0.02068 | 0.02068 | 0.02068 | 0.02068 | 0.02068 | 0.02068 | 0.02068 | 0.02068 | 0.02068 | 0.02068 | 0.02068 | 0.02068 | 0.02068 | 0.02068 | 0.02068 | 0.02068 | 0.02068 | 0.02068 | 0.02068 | 0.02068 | 0.02068 | 0.02068 | 0.02068 | 0.02068 | 0.02068 | 0.02068 | 0.02068 | 0.02068 | 0.02068 | 0.02068
F3_Commercial_Other Health_New_Water Heating_Natural Gas_Water Heater_E2 | F3 | Commercial | Other Health | New | Water Heating | Natural Gas | Water Heater | E2 | System - kBTUs of Consumption | 0.020675 | 0.020675 | 0.020675 | 0.020675 | 0.020675 | 0.020675 | 0.020675 | 0.020675 | 0.020675 | 0.020675 | 0.020675 | 0.020675 | 0.020675 | 0.020675 | 0.020675 | 0.020675 | 0.020675 | 0.020675 | 0.020675 | 0.020675 | 0.020675 | 0.020675 | 0.020675 | 0.020675 | 0.020675 | 0.020675 | 0.020675 | 0.020675 | 0.020675 | 0.020675 | 0.020675 | 0.020675 | 0.020675
F3_Commercial_Other Health_New_Water Heating_Natural Gas_Water Heater_E3 | F3 | Commercial | Other Health | New | Water Heating | Natural Gas | Water Heater | E3 | System - kBTUs of Consumption | 0.020976 | 0.020976 | 0.020976 | 0.020976 | 0.020976 | 0.020976 | 0.020976 | 0.020976 | 0.020976 | 0.020976 | 0.020976 | 0.020976 | 0.020976 | 0.020976 | 0.020976 | 0.020976 | 0.020976 | 0.020976 | 0.020976 | 0.020976 | 0.020976 | 0.020976 | 0.020976 | 0.020976 | 0.020976 | 0.020976 | 0.020976 | 0.020976 | 0.020976 | 0.020976 | 0.020976 | 0.020976 | 0.020976
F3_Commercial_Other Health_New_Water Heating_Natural Gas_Water Heater_E4 | F3 | Commercial | Other Health | New | Water Heating | Natural Gas | Water Heater | E4 | System - kBTUs of Consumption | 0.021277 | 0.021277 | 0.021277 | 0.021277 | 0.021277 | 0.021277 | 0.021277 | 0.021277 | 0.021277 | 0.021277 | 0.021277 | 0.021277 | 0.021277 | 0.021277 | 0.021277 | 0.021277 | 0.021277 | 0.021277 | 0.021277 | 0.021277 | 0.021277 | 0.021277 | 0.021277 | 0.021277 | 0.021277 | 0.021277 | 0.021277 | 0.021277 | 0.021277 | 0.021277 | 0.021277 | 0.021277 | 0.021277
F3_Commercial_Other Health_New_Water Heating_Natural Gas_Water Heater_E5 | F3 | Commercial | Other Health | New | Water Heating | Natural Gas | Water Heater | E5 | System - kBTUs of Consumption | 0.02173 | 0.02173 | 0.02173 | 0.02173 | 0.02173 | 0.02173 | 0.02173 | 0.02173 | 0.02173 | 0.02173 | 0.02173 | 0.02173 | 0.02173 | 0.02173 | 0.02173 | 0.02173 | 0.02173 | 0.02173 | 0.02173 | 0.02173 | 0.02173 | 0.02173 | 0.02173 | 0.02173 | 0.02173 | 0.02173 | 0.02173 | 0.02173 | 0.02173 | 0.02173 | 0.02173 | 0.02173 | 0.02173
F3_Commercial_Other Health_New_Water Heating_Natural Gas_Water Heater_E6 | F3 | Commercial | Other Health | New | Water Heating | Natural Gas | Water Heater | E6 | System - kBTUs of Consumption | 0.018089 | 0.018089 | 0.018089 | 0.018089 | 0.018089 | 0.018089 | 0.018089 | 0.018089 | 0.018089 | 0.018089 | 0.018089 | 0.018089 | 0.018089 | 0.018089 | 0.018089 | 0.018089 | 0.018089 | 0.018089 | 0.018089 | 0.018089 | 0.018089 | 0.018089 | 0.018089 | 0.018089 | 0.018089 | 0.018089 | 0.018089 | 0.018089 | 0.018089 | 0.018089 | 0.018089 | 0.018089 | 0.018089
F3_Commercial_Other Health_New_Water Heating_Natural Gas_Water Heater_E7 | F3 | Commercial | Other Health | New | Water Heating | Natural Gas | Water Heater | E7 | System - kBTUs of Consumption | 0.015757 | 0.015757 | 0.015757 | 0.015757 | 0.015757 | 0.015757 | 0.015757 | 0.015757 | 0.015757 | 0.015757 | 0.015757 | 0.015757 | 0.015757 | 0.015757 | 0.015757 | 0.015757 | 0.015757 | 0.015757 | 0.015757 | 0.015757 | 0.015757 | 0.015757 | 0.015757 | 0.015757 | 0.015757 | 0.015757 | 0.015757 | 0.015757 | 0.015757 | 0.015757 | 0.015757 | 0.015757 | 0.015757
F3_Commercial_Other Health_New_Water Heating_Natural Gas_Water Heater_E8 | F3 | Commercial | Other Health | New | Water Heating | Natural Gas | Water Heater | E8 | System - kBTUs of Consumption | 0 | 0 | 0 | 0 | 0 | 0 | 0 | 0 | 0 | 0 | 0 | 0 | 0 | 0 | 0 | 0 | 0 | 0 | 0 | 0 | 0 | 0 | 0 | 0 | 0 | 0 | 0 | 0 | 0 | 0 | 0 | 0 | 0
F3_Commercial_Other Health_New_Water Heating_Natural Gas_Water Heater_E9 | F3 | Commercial | Other Health | New | Water Heating | Natural Gas | Water Heater | E9 | System - kBTUs of Consumption | 0 | 0 | 0 | 0 | 0 | 0 | 0 | 0 | 0 | 0 | 0 | 0 | 0 | 0 | 0 | 0 | 0 | 0 | 0 | 0 | 0 | 0 | 0 | 0 | 0 | 0 | 0 | 0 | 0 | 0 | 0 | 0 | 0
F3_Commercial_Other Health_New_Water Heating_Natural Gas_Water Heater_E10 | F3 | Commercial | Other Health | New | Water Heating | Natural Gas | Water Heater | E10 | System - kBTUs of Consumption | 0 | 0 | 0 | 0 | 0 | 0 | 0 | 0 | 0 | 0 | 0 | 0 | 0 | 0 | 0 | 0 | 0 | 0 | 0 | 0 | 0 | 0 | 0 | 0 | 0 | 0 | 0 | 0 | 0 | 0 | 0 | 0 | 0
F4_Commercial_Other Health_New_Water Heating_Natural Gas_Water Heater_E1 | F4 | Commercial | Other Health | New | Water Heating | Natural Gas | Water Heater | E1 | Utility - Cost of Equipment | 0.49294 | 0.4922 | 0.49402 | 0.48986 | 0.48722 | 0.48925 | 0.49539 | 0.50025 | 0.50628 | 0.51197 | 0.51767 | 0.52289 | 0.52852 | 0.53439 | 0.54 | 0.54572 | 0.55153 | 0.55787 | 0.56445 | 0.5714 | 0.57826 | 0.58541 | 0.59205 | 0.5989 | 0.60497 | 0.61025 | 0.61503 | 0.61918 | 0.62242 | 0.6251 | 0.62659 | 0.62759 | 0.62759
F4_Commercial_Other Health_New_Water Heating_Natural Gas_Water Heater_E2 | F4 | Commercial | Other Health | New | Water Heating | Natural Gas | Water Heater | E2 | Utility - Cost of Equipment | 0.48685 | 0.48612 | 0.48792 | 0.48381 | 0.4812 | 0.48321 | 0.48928 | 0.49407 | 0.50003 | 0.50565 | 0.51128 | 0.51644 | 0.52199 | 0.52779 | 0.53334 | 0.53899 | 0.54472 | 0.55098 | 0.55748 | 0.56435 | 0.57112 | 0.57818 | 0.58474 | 0.59151 | 0.5975 | 0.60271 | 0.60744 | 0.61154 | 0.61474 | 0.61738 | 0.61885 | 0.61984 | 0.61984
F4_Commercial_Other Health_New_Water Heating_Natural Gas_Water Heater_E3 | F4 | Commercial | Other Health | New | Water Heating | Natural Gas | Water Heater | E3 | Utility - Cost of Equipment | 0.44813 | 0.44745 | 0.44911 | 0.44533 | 0.44293 | 0.44477 | 0.45036 | 0.45477 | 0.46025 | 0.46543 | 0.47061 | 0.47536 | 0.48047 | 0.48581 | 0.49091 | 0.49611 | 0.50139 | 0.50715 | 0.51314 | 0.51946 | 0.52569 | 0.53219 | 0.53823 | 0.54446 | 0.54998 | 0.55477 | 0.55912 | 0.5629 | 0.56584 | 0.56827 | 0.56963 | 0.57053 | 0.57053
F4_Commercial_Other Health_New_Water Heating_Natural Gas_Water Heater_E4 | F4 | Commercial | Other Health | New | Water Heating | Natural Gas | Water Heater | E4 | Utility - Cost of Equipment | 0.41952 | 0.41889 | 0.42045 | 0.4169 | 0.41465 | 0.41638 | 0.42161 | 0.42574 | 0.43087 | 0.43572 | 0.44057 | 0.44502 | 0.4498 | 0.4548 | 0.45958 | 0.46445 | 0.46939 | 0.47478 | 0.48038 | 0.4863 | 0.49214 | 0.49822 | 0.50387 | 0.50971 | 0.51487 | 0.51936 | 0.52343 | 0.52697 | 0.52972 | 0.532 | 0.53327 | 0.53412 | 0.53412
F4_Commercial_Other Health_New_Water Heating_Natural Gas_Water Heater_E5 | F4 | Commercial | Other Health | New | Water Heating | Natural Gas | Water Heater | E5 | Utility - Cost of Equipment | 0.41078 | 0.41017 | 0.41169 | 0.40822 | 0.40602 | 0.40771 | 0.41283 | 0.41687 | 0.4219 | 0.42664 | 0.43139 | 0.43575 | 0.44043 | 0.44532 | 0.45 | 0.45477 | 0.45961 | 0.46489 | 0.47037 | 0.47617 | 0.48189 | 0.48784 | 0.49338 | 0.49909 | 0.50414 | 0.50854 | 0.51253 | 0.51599 | 0.51869 | 0.52091 | 0.52216 | 0.52299 | 0.52299
F4_Commercial_Other Health_New_Water Heating_Natural Gas_Water Heater_E6 | F4 | Commercial | Other Health | New | Water Heating | Natural Gas | Water Heater | E6 | Utility - Cost of Equipment | 0.4024 | 0.4018 | 0.40328 | 0.39989 | 0.39773 | 0.39939 | 0.4044 | 0.40837 | 0.41329 | 0.41793 | 0.42258 | 0.42685 | 0.43144 | 0.43623 | 0.44082 | 0.44549 | 0.45023 | 0.4554 | 0.46077 | 0.46645 | 0.47205 | 0.47789 | 0.48331 | 0.4889 | 0.49386 | 0.49816 | 0.50207 | 0.50546 | 0.5081 | 0.51028 | 0.5115 | 0.51232 | 0.51232
F4_Commercial_Other Health_New_Water Heating_Natural Gas_Water Heater_E7 | F4 | Commercial | Other Health | New | Water Heating | Natural Gas | Water Heater | E7 | Utility - Cost of Equipment | 0.26333 | 0.26364 | 0.265 | 0.26376 | 0.26317 | 0.26458 | 0.26775 | 0.27038 | 0.27354 | 0.27663 | 0.27974 | 0.28269 | 0.28582 | 0.28906 | 0.29221 | 0.29544 | 0.29868 | 0.30213 | 0.30562 | 0.30918 | 0.31256 | 0.31592 | 0.31894 | 0.32195 | 0.32456 | 0.32683 | 0.32888 | 0.33067 | 0.33206 | 0.33321 | 0.33385 | 0.33428 | 0.33428
F4_Commercial_Other Health_New_Water Heating_Natural Gas_Water Heater_E8 | F4 | Commercial | Other Health | New | Water Heating | Natural Gas | Water Heater | E8 | Utility - Cost of Equipment | 0 | 0 | 0 | 0 | 0 | 0 | 0 | 0 | 0 | 0 | 0 | 0 | 0 | 0 | 0 | 0 | 0 | 0 | 0 | 0 | 0 | 0 | 0 | 0 | 0 | 0 | 0 | 0 | 0 | 0 | 0 | 0 | 0
F4_Commercial_Other Health_New_Water Heating_Natural Gas_Water Heater_E9 | F4 | Commercial | Other Health | New | Water Heating | Natural Gas | Water Heater | E9 | Utility - Cost of Equipment | 0 | 0 | 0 | 0 | 0 | 0 | 0 | 0 | 0 | 0 | 0 | 0 | 0 | 0 | 0 | 0 | 0 | 0 | 0 | 0 | 0 | 0 | 0 | 0 | 0 | 0 | 0 | 0 | 0 | 0 | 0 | 0 | 0
F4_Commercial_Other Health_New_Water Heating_Natural Gas_Water Heater_E10 | F4 | Commercial | Other Health | New | Water Heating | Natural Gas | Water Heater | E10 | Utility - Cost of Equipment | 0 | 0 | 0 | 0 | 0 | 0 | 0 | 0 | 0 | 0 | 0 | 0 | 0 | 0 | 0 | 0 | 0 | 0 | 0 | 0 | 0 | 0 | 0 | 0 | 0 | 0 | 0 | 0 | 0 | 0 | 0 | 0 | 0
F5_Commercial_Other Health_New_Water Heating_Natural Gas_Water Heater_E1 | F5 | Commercial | Other Health | New | Water Heating | Natural Gas | Water Heater | E1 | Utility - Cost of Operation | 0.02068 | 0.02068 | 0.02068 | 0.02068 | 0.02068 | 0.02068 | 0.02068 | 0.02068 | 0.02068 | 0.02068 | 0.02068 | 0.02068 | 0.02068 | 0.02068 | 0.02068 | 0.02068 | 0.02068 | 0.02068 | 0.02068 | 0.02068 | 0.02068 | 0.02068 | 0.02068 | 0.02068 | 0.02068 | 0.02068 | 0.02068 | 0.02068 | 0.02068 | 0.02068 | 0.02068 | 0.02068 | 0.02068
F5_Commercial_Other Health_New_Water Heating_Natural Gas_Water Heater_E2 | F5 | Commercial | Other Health | New | Water Heating | Natural Gas | Water Heater | E2 | Utility - Cost of Operation | 0.020675 | 0.020675 | 0.020675 | 0.020675 | 0.020675 | 0.020675 | 0.020675 | 0.020675 | 0.020675 | 0.020675 | 0.020675 | 0.020675 | 0.020675 | 0.020675 | 0.020675 | 0.020675 | 0.020675 | 0.020675 | 0.020675 | 0.020675 | 0.020675 | 0.020675 | 0.020675 | 0.020675 | 0.020675 | 0.020675 | 0.020675 | 0.020675 | 0.020675 | 0.020675 | 0.020675 | 0.020675 | 0.020675
F5_Commercial_Other Health_New_Water Heating_Natural Gas_Water Heater_E3 | F5 | Commercial | Other Health | New | Water Heating | Natural Gas | Water Heater | E3 | Utility - Cost of Operation | 0.020976 | 0.020976 | 0.020976 | 0.020976 | 0.020976 | 0.020976 | 0.020976 | 0.020976 | 0.020976 | 0.020976 | 0.020976 | 0.020976 | 0.020976 | 0.020976 | 0.020976 | 0.020976 | 0.020976 | 0.020976 | 0.020976 | 0.020976 | 0.020976 | 0.020976 | 0.020976 | 0.020976 | 0.020976 | 0.020976 | 0.020976 | 0.020976 | 0.020976 | 0.020976 | 0.020976 | 0.020976 | 0.020976
F5_Commercial_Other Health_New_Water Heating_Natural Gas_Water Heater_E4 | F5 | Commercial | Other Health | New | Water Heating | Natural Gas | Water Heater | E4 | Utility - Cost of Operation | 0.021277 | 0.021277 | 0.021277 | 0.021277 | 0.021277 | 0.021277 | 0.021277 | 0.021277 | 0.021277 | 0.021277 | 0.021277 | 0.021277 | 0.021277 | 0.021277 | 0.021277 | 0.021277 | 0.021277 | 0.021277 | 0.021277 | 0.021277 | 0.021277 | 0.021277 | 0.021277 | 0.021277 | 0.021277 | 0.021277 | 0.021277 | 0.021277 | 0.021277 | 0.021277 | 0.021277 | 0.021277 | 0.021277
F5_Commercial_Other Health_New_Water Heating_Natural Gas_Water Heater_E5 | F5 | Commercial | Other Health | New | Water Heating | Natural Gas | Water Heater | E5 | Utility - Cost of Operation | 0.02173 | 0.02173 | 0.02173 | 0.02173 | 0.02173 | 0.02173 | 0.02173 | 0.02173 | 0.02173 | 0.02173 | 0.02173 | 0.02173 | 0.02173 | 0.02173 | 0.02173 | 0.02173 | 0.02173 | 0.02173 | 0.02173 | 0.02173 | 0.02173 | 0.02173 | 0.02173 | 0.02173 | 0.02173 | 0.02173 | 0.02173 | 0.02173 | 0.02173 | 0.02173 | 0.02173 | 0.02173 | 0.02173
F5_Commercial_Other Health_New_Water Heating_Natural Gas_Water Heater_E6 | F5 | Commercial | Other Health | New | Water Heating | Natural Gas | Water Heater | E6 | Utility - Cost of Operation | 0.018089 | 0.018089 | 0.018089 | 0.018089 | 0.018089 | 0.018089 | 0.018089 | 0.018089 | 0.018089 | 0.018089 | 0.018089 | 0.018089 | 0.018089 | 0.018089 | 0.018089 | 0.018089 | 0.018089 | 0.018089 | 0.018089 | 0.018089 | 0.018089 | 0.018089 | 0.018089 | 0.018089 | 0.018089 | 0.018089 | 0.018089 | 0.018089 | 0.018089 | 0.018089 | 0.018089 | 0.018089 | 0.018089
F5_Commercial_Other Health_New_Water Heating_Natural Gas_Water Heater_E7 | F5 | Commercial | Other Health | New | Water Heating | Natural Gas | Water Heater | E7 | Utility - Cost of Operation | 0.015757 | 0.015757 | 0.015757 | 0.015757 | 0.015757 | 0.015757 | 0.015757 | 0.015757 | 0.015757 | 0.015757 | 0.015757 | 0.015757 | 0.015757 | 0.015757 | 0.015757 | 0.015757 | 0.015757 | 0.015757 | 0.015757 | 0.015757 | 0.015757 | 0.015757 | 0.015757 | 0.015757 | 0.015757 | 0.015757 | 0.015757 | 0.015757 | 0.015757 | 0.015757 | 0.015757 | 0.015757 | 0.015757
F5_Commercial_Other Health_New_Water Heating_Natural Gas_Water Heater_E8 | F5 | Commercial | Other Health | New | Water Heating | Natural Gas | Water Heater | E8 | Utility - Cost of Operation | 0 | 0 | 0 | 0 | 0 | 0 | 0 | 0 | 0 | 0 | 0 | 0 | 0 | 0 | 0 | 0 | 0 | 0 | 0 | 0 | 0 | 0 | 0 | 0 | 0 | 0 | 0 | 0 | 0 | 0 | 0 | 0 | 0
F5_Commercial_Other Health_New_Water Heating_Natural Gas_Water Heater_E9 | F5 | Commercial | Other Health | New | Water Heating | Natural Gas | Water Heater | E9 | Utility - Cost of Operation | 0 | 0 | 0 | 0 | 0 | 0 | 0 | 0 | 0 | 0 | 0 | 0 | 0 | 0 | 0 | 0 | 0 | 0 | 0 | 0 | 0 | 0 | 0 | 0 | 0 | 0 | 0 | 0 | 0 | 0 | 0 | 0 | 0
F5_Commercial_Other Health_New_Water Heating_Natural Gas_Water Heater_E10 | F5 | Commercial | Other Health | New | Water Heating | Natural Gas | Water Heater | E10 | Utility - Cost of Operation | 0 | 0 | 0 | 0 | 0 | 0 | 0 | 0 | 0 | 0 | 0 | 0 | 0 | 0 | 0 | 0 | 0 | 0 | 0 | 0 | 0 | 0 | 0 | 0 | 0 | 0 | 0 | 0 | 0 | 0 | 0 | 0 | 0
F6_Commercial_Other Health_New_Water Heating_Natural Gas_Water Heater_E1 | F6 | Commercial | Other Health | New | Water Heating | Natural Gas | Water Heater | E1 | Utility - Value of Sales | 0.33149 | 0.33327 | 0.33614 | 0.33551 | 0.33551 | 0.33551 | 0.33551 | 0.33551 | 0.33551 | 0.33551 | 0.33551 | 0.33551 | 0.33551 | 0.33551 | 0.33551 | 0.33551 | 0.33551 | 0.33551 | 0.33551 | 0.33551 | 0.33551 | 0.33551 | 0.33551 | 0.33551 | 0.33551 | 0.33551 | 0.33551 | 0.33551 | 0.33551 | 0.33551 | 0.33551 | 0.33551 | 0.33551
F6_Commercial_Other Health_New_Water Heating_Natural Gas_Water Heater_E2 | F6 | Commercial | Other Health | New | Water Heating | Natural Gas | Water Heater | E2 | Utility - Value of Sales | 0.3274 | 0.32916 | 0.33199 | 0.33137 | 0.33137 | 0.33137 | 0.33137 | 0.33137 | 0.33137 | 0.33137 | 0.33137 | 0.33137 | 0.33137 | 0.33137 | 0.33137 | 0.33137 | 0.33137 | 0.33137 | 0.33137 | 0.33137 | 0.33137 | 0.33137 | 0.33137 | 0.33137 | 0.33137 | 0.33137 | 0.33137 | 0.33137 | 0.33137 | 0.33137 | 0.33137 | 0.33137 | 0.33137
F6_Commercial_Other Health_New_Water Heating_Natural Gas_Water Heater_E3 | F6 | Commercial | Other Health | New | Water Heating | Natural Gas | Water Heater | E3 | Utility - Value of Sales | 0.30136 | 0.30298 | 0.30558 | 0.30501 | 0.30501 | 0.30501 | 0.30501 | 0.30501 | 0.30501 | 0.30501 | 0.30501 | 0.30501 | 0.30501 | 0.30501 | 0.30501 | 0.30501 | 0.30501 | 0.30501 | 0.30501 | 0.30501 | 0.30501 | 0.30501 | 0.30501 | 0.30501 | 0.30501 | 0.30501 | 0.30501 | 0.30501 | 0.30501 | 0.30501 | 0.30501 | 0.30501 | 0.30501
F6_Commercial_Other Health_New_Water Heating_Natural Gas_Water Heater_E4 | F6 | Commercial | Other Health | New | Water Heating | Natural Gas | Water Heater | E4 | Utility - Value of Sales | 0.28212 | 0.28364 | 0.28608 | 0.28554 | 0.28554 | 0.28554 | 0.28554 | 0.28554 | 0.28554 | 0.28554 | 0.28554 | 0.28554 | 0.28554 | 0.28554 | 0.28554 | 0.28554 | 0.28554 | 0.28554 | 0.28554 | 0.28554 | 0.28554 | 0.28554 | 0.28554 | 0.28554 | 0.28554 | 0.28554 | 0.28554 | 0.28554 | 0.28554 | 0.28554 | 0.28554 | 0.28554 | 0.28554
F6_Commercial_Other Health_New_Water Heating_Natural Gas_Water Heater_E5 | F6 | Commercial | Other Health | New | Water Heating | Natural Gas | Water Heater | E5 | Utility - Value of Sales | 0.27624 | 0.27773 | 0.28012 | 0.2796 | 0.2796 | 0.2796 | 0.2796 | 0.2796 | 0.2796 | 0.2796 | 0.2796 | 0.2796 | 0.2796 | 0.2796 | 0.2796 | 0.2796 | 0.2796 | 0.2796 | 0.2796 | 0.2796 | 0.2796 | 0.2796 | 0.2796 | 0.2796 | 0.2796 | 0.2796 | 0.2796 | 0.2796 | 0.2796 | 0.2796 | 0.2796 | 0.2796 | 0.2796
F6_Commercial_Other Health_New_Water Heating_Natural Gas_Water Heater_E6 | F6 | Commercial | Other Health | New | Water Heating | Natural Gas | Water Heater | E6 | Utility - Value of Sales | 0.2706 | 0.27206 | 0.2744 | 0.27389 | 0.27389 | 0.27389 | 0.27389 | 0.27389 | 0.27389 | 0.27389 | 0.27389 | 0.27389 | 0.27389 | 0.27389 | 0.27389 | 0.27389 | 0.27389 | 0.27389 | 0.27389 | 0.27389 | 0.27389 | 0.27389 | 0.27389 | 0.27389 | 0.27389 | 0.27389 | 0.27389 | 0.27389 | 0.27389 | 0.27389 | 0.27389 | 0.27389 | 0.27389
F6_Commercial_Other Health_New_Water Heating_Natural Gas_Water Heater_E7 | F6 | Commercial | Other Health | New | Water Heating | Natural Gas | Water Heater | E7 | Utility - Value of Sales | 0.17729 | 0.17802 | 0.1792 | 0.17894 | 0.17894 | 0.17894 | 0.17894 | 0.17894 | 0.17894 | 0.17894 | 0.17894 | 0.17894 | 0.17894 | 0.17894 | 0.17894 | 0.17894 | 0.17894 | 0.17894 | 0.17894 | 0.17894 | 0.17894 | 0.17894 | 0.17894 | 0.17894 | 0.17894 | 0.17894 | 0.17894 | 0.17894 | 0.17894 | 0.17894 | 0.17894 | 0.17894 | 0.17894
F6_Commercial_Other Health_New_Water Heating_Natural Gas_Water Heater_E8 | F6 | Commercial | Other Health | New | Water Heating | Natural Gas | Water Heater | E8 | Utility - Value of Sales | 0 | 0 | 0 | 0 | 0 | 0 | 0 | 0 | 0 | 0 | 0 | 0 | 0 | 0 | 0 | 0 | 0 | 0 | 0 | 0 | 0 | 0 | 0 | 0 | 0 | 0 | 0 | 0 | 0 | 0 | 0 | 0 | 0
F6_Commercial_Other Health_New_Water Heating_Natural Gas_Water Heater_E9 | F6 | Commercial | Other Health | New | Water Heating | Natural Gas | Water Heater | E9 | Utility - Value of Sales | 0 | 0 | 0 | 0 | 0 | 0 | 0 | 0 | 0 | 0 | 0 | 0 | 0 | 0 | 0 | 0 | 0 | 0 | 0 | 0 | 0 | 0 | 0 | 0 | 0 | 0 | 0 | 0 | 0 | 0 | 0 | 0 | 0
F6_Commercial_Other Health_New_Water Heating_Natural Gas_Water Heater_E10 | F6 | Commercial | Other Health | New | Water Heating | Natural Gas | Water Heater | E10 | Utility - Value of Sales | 0 | 0 | 0 | 0 | 0 | 0 | 0 | 0 | 0 | 0 | 0 | 0 | 0 | 0 | 0 | 0 | 0 | 0 | 0 | 0 | 0 | 0 | 0 | 0 | 0 | 0 | 0 | 0 | 0 | 0 | 0 | 0 | 0
F1_Commercial_Other Health_New_Food Preparation_Natural Gas_Oven_E1 | F1 | Commercial | Other Health | New | Food Preparation | Natural Gas | Oven | E1 | RVT - Cost of Equipment | 0.19305 | 0.1931 | 0.19407 | 0.19277 | 0.192 | 0.19266 | 0.19454 | 0.19605 | 0.1979 | 0.19967 | 0.20143 | 0.20307 | 0.20483 | 0.20666 | 0.20841 | 0.2102 | 0.21201 | 0.21398 | 0.21603 | 0.21818 | 0.22027 | 0.22243 | 0.2244 | 0.22643 | 0.22823 | 0.22977 | 0.23118 | 0.2324 | 0.23335 | 0.23413 | 0.23456 | 0.23484 | 0.23484
F1_Commercial_Other Health_New_Food Preparation_Natural Gas_Oven_E2 | F1 | Commercial | Other Health | New | Food Preparation | Natural Gas | Oven | E2 | RVT - Cost of Equipment | 0.11055 | 0.11057 | 0.11113 | 0.11038 | 0.10994 | 0.11032 | 0.1114 | 0.11226 | 0.11332 | 0.11434 | 0.11534 | 0.11628 | 0.11729 | 0.11834 | 0.11934 | 0.12037 | 0.1214 | 0.12253 | 0.1237 | 0.12493 | 0.12613 | 0.12737 | 0.1285 | 0.12966 | 0.13069 | 0.13158 | 0.13238 | 0.13308 | 0.13362 | 0.13407 | 0.13432 | 0.13448 | 0.13448
F1_Commercial_Other Health_New_Food Preparation_Natural Gas_Oven_E3 | F1 | Commercial | Other Health | New | Food Preparation | Natural Gas | Oven | E3 | RVT - Cost of Equipment | 0 | 0 | 0 | 0 | 0 | 0 | 0 | 0 | 0 | 0 | 0 | 0 | 0 | 0 | 0 | 0 | 0 | 0 | 0 | 0 | 0 | 0 | 0 | 0 | 0 | 0 | 0 | 0 | 0 | 0 | 0 | 0 | 0
F1_Commercial_Other Health_New_Food Preparation_Natural Gas_Oven_E4 | F1 | Commercial | Other Health | New | Food Preparation | Natural Gas | Oven | E4 | RVT - Cost of Equipment | 0 | 0 | 0 | 0 | 0 | 0 | 0 | 0 | 0 | 0 | 0 | 0 | 0 | 0 | 0 | 0 | 0 | 0 | 0 | 0 | 0 | 0 | 0 | 0 | 0 | 0 | 0 | 0 | 0 | 0 | 0 | 0 | 0
F1_Commercial_Other Health_New_Food Preparation_Natural Gas_Oven_E5 | F1 | Commercial | Other Health | New | Food Preparation | Natural Gas | Oven | E5 | RVT - Cost of Equipment | 0 | 0 | 0 | 0 | 0 | 0 | 0 | 0 | 0 | 0 | 0 | 0 | 0 | 0 | 0 | 0 | 0 | 0 | 0 | 0 | 0 | 0 | 0 | 0 | 0 | 0 | 0 | 0 | 0 | 0 | 0 | 0 | 0
F1_Commercial_Other Health_New_Food Preparation_Natural Gas_Oven_E6 | F1 | Commercial | Other Health | New | Food Preparation | Natural Gas | Oven | E6 | RVT - Cost of Equipment | 0 | 0 | 0 | 0 | 0 | 0 | 0 | 0 | 0 | 0 | 0 | 0 | 0 | 0 | 0 | 0 | 0 | 0 | 0 | 0 | 0 | 0 | 0 | 0 | 0 | 0 | 0 | 0 | 0 | 0 | 0 | 0 | 0
F1_Commercial_Other Health_New_Food Preparation_Natural Gas_Oven_E7 | F1 | Commercial | Other Health | New | Food Preparation | Natural Gas | Oven | E7 | RVT - Cost of Equipment | 0 | 0 | 0 | 0 | 0 | 0 | 0 | 0 | 0 | 0 | 0 | 0 | 0 | 0 | 0 | 0 | 0 | 0 | 0 | 0 | 0 | 0 | 0 | 0 | 0 | 0 | 0 | 0 | 0 | 0 | 0 | 0 | 0
F1_Commercial_Other Health_New_Food Preparation_Natural Gas_Oven_E8 | F1 | Commercial | Other Health | New | Food Preparation | Natural Gas | Oven | E8 | RVT - Cost of Equipment | 0 | 0 | 0 | 0 | 0 | 0 | 0 | 0 | 0 | 0 | 0 | 0 | 0 | 0 | 0 | 0 | 0 | 0 | 0 | 0 | 0 | 0 | 0 | 0 | 0 | 0 | 0 | 0 | 0 | 0 | 0 | 0 | 0
F1_Commercial_Other Health_New_Food Preparation_Natural Gas_Oven_E9 | F1 | Commercial | Other Health | New | Food Preparation | Natural Gas | Oven | E9 | RVT - Cost of Equipment | 0 | 0 | 0 | 0 | 0 | 0 | 0 | 0 | 0 | 0 | 0 | 0 | 0 | 0 | 0 | 0 | 0 | 0 | 0 | 0 | 0 | 0 | 0 | 0 | 0 | 0 | 0 | 0 | 0 | 0 | 0 | 0 | 0
F1_Commercial_Other Health_New_Food Preparation_Natural Gas_Oven_E10 | F1 | Commercial | Other Health | New | Food Preparation | Natural Gas | Oven | E10 | RVT - Cost of Equipment | 0 | 0 | 0 | 0 | 0 | 0 | 0 | 0 | 0 | 0 | 0 | 0 | 0 | 0 | 0 | 0 | 0 | 0 | 0 | 0 | 0 | 0 | 0 | 0 | 0 | 0 | 0 | 0 | 0 | 0 | 0 | 0 | 0
F2_Commercial_Other Health_New_Food Preparation_Natural Gas_Oven_E1 | F2 | Commercial | Other Health | New | Food Preparation | Natural Gas | Oven | E1 | RVT - Cost of Operation | 0.23129 | 0.23135 | 0.2325 | 0.23095 | 0.23002 | 0.23082 | 0.23307 | 0.23488 | 0.23709 | 0.23921 | 0.24133 | 0.24329 | 0.2454 | 0.24759 | 0.24969 | 0.25183 | 0.254 | 0.25637 | 0.25881 | 0.26139 | 0.26389 | 0.26648 | 0.26885 | 0.27128 | 0.27343 | 0.27528 | 0.27697 | 0.27843 | 0.27957 | 0.28051 | 0.28102 | 0.28136 | 0.28136
F2_Commercial_Other Health_New_Food Preparation_Natural Gas_Oven_E2 | F2 | Commercial | Other Health | New | Food Preparation | Natural Gas | Oven | E2 | RVT - Cost of Operation | 0.13244 | 0.13248 | 0.13314 | 0.13225 | 0.13172 | 0.13218 | 0.13346 | 0.1345 | 0.13577 | 0.13698 | 0.13819 | 0.13932 | 0.14052 | 0.14178 | 0.14298 | 0.14421 | 0.14545 | 0.1468 | 0.1482 | 0.14968 | 0.15111 | 0.15259 | 0.15395 | 0.15534 | 0.15657 | 0.15764 | 0.1586 | 0.15944 | 0.16009 | 0.16063 | 0.16092 | 0.16111 | 0.16111
F2_Commercial_Other Health_New_Food Preparation_Natural Gas_Oven_E3 | F2 | Commercial | Other Health | New | Food Preparation | Natural Gas | Oven | E3 | RVT - Cost of Operation | 0 | 0 | 0 | 0 | 0 | 0 | 0 | 0 | 0 | 0 | 0 | 0 | 0 | 0 | 0 | 0 | 0 | 0 | 0 | 0 | 0 | 0 | 0 | 0 | 0 | 0 | 0 | 0 | 0 | 0 | 0 | 0 | 0
F2_Commercial_Other Health_New_Food Preparation_Natural Gas_Oven_E4 | F2 | Commercial | Other Health | New | Food Preparation | Natural Gas | Oven | E4 | RVT - Cost of Operation | 0 | 0 | 0 | 0 | 0 | 0 | 0 | 0 | 0 | 0 | 0 | 0 | 0 | 0 | 0 | 0 | 0 | 0 | 0 | 0 | 0 | 0 | 0 | 0 | 0 | 0 | 0 | 0 | 0 | 0 | 0 | 0 | 0
F2_Commercial_Other Health_New_Food Preparation_Natural Gas_Oven_E5 | F2 | Commercial | Other Health | New | Food Preparation | Natural Gas | Oven | E5 | RVT - Cost of Operation | 0 | 0 | 0 | 0 | 0 | 0 | 0 | 0 | 0 | 0 | 0 | 0 | 0 | 0 | 0 | 0 | 0 | 0 | 0 | 0 | 0 | 0 | 0 | 0 | 0 | 0 | 0 | 0 | 0 | 0 | 0 | 0 | 0
F2_Commercial_Other Health_New_Food Preparation_Natural Gas_Oven_E6 | F2 | Commercial | Other Health | New | Food Preparation | Natural Gas | Oven | E6 | RVT - Cost of Operation | 0 | 0 | 0 | 0 | 0 | 0 | 0 | 0 | 0 | 0 | 0 | 0 | 0 | 0 | 0 | 0 | 0 | 0 | 0 | 0 | 0 | 0 | 0 | 0 | 0 | 0 | 0 | 0 | 0 | 0 | 0 | 0 | 0
F2_Commercial_Other Health_New_Food Preparation_Natural Gas_Oven_E7 | F2 | Commercial | Other Health | New | Food Preparation | Natural Gas | Oven | E7 | RVT - Cost of Operation | 0 | 0 | 0 | 0 | 0 | 0 | 0 | 0 | 0 | 0 | 0 | 0 | 0 | 0 | 0 | 0 | 0 | 0 | 0 | 0 | 0 | 0 | 0 | 0 | 0 | 0 | 0 | 0 | 0 | 0 | 0 | 0 | 0
F2_Commercial_Other Health_New_Food Preparation_Natural Gas_Oven_E8 | F2 | Commercial | Other Health | New | Food Preparation | Natural Gas | Oven | E8 | RVT - Cost of Operation | 0 | 0 | 0 | 0 | 0 | 0 | 0 | 0 | 0 | 0 | 0 | 0 | 0 | 0 | 0 | 0 | 0 | 0 | 0 | 0 | 0 | 0 | 0 | 0 | 0 | 0 | 0 | 0 | 0 | 0 | 0 | 0 | 0
F2_Commercial_Other Health_New_Food Preparation_Natural Gas_Oven_E9 | F2 | Commercial | Other Health | New | Food Preparation | Natural Gas | Oven | E9 | RVT - Cost of Operation | 0 | 0 | 0 | 0 | 0 | 0 | 0 | 0 | 0 | 0 | 0 | 0 | 0 | 0 | 0 | 0 | 0 | 0 | 0 | 0 | 0 | 0 | 0 | 0 | 0 | 0 | 0 | 0 | 0 | 0 | 0 | 0 | 0
F2_Commercial_Other Health_New_Food Preparation_Natural Gas_Oven_E10 | F2 | Commercial | Other Health | New | Food Preparation | Natural Gas | Oven | E10 | RVT - Cost of Operation | 0 | 0 | 0 | 0 | 0 | 0 | 0 | 0 | 0 | 0 | 0 | 0 | 0 | 0 | 0 | 0 | 0 | 0 | 0 | 0 | 0 | 0 | 0 | 0 | 0 | 0 | 0 | 0 | 0 | 0 | 0 | 0 | 0
F3_Commercial_Other Health_New_Food Preparation_Natural Gas_Oven_E1 | F3 | Commercial | Other Health | New | Food Preparation | Natural Gas | Oven | E1 | System - kBTUs of Consumption | 0.3238 | 0.3238 | 0.3238 | 0.3238 | 0.3238 | 0.3238 | 0.3238 | 0.3238 | 0.3238 | 0.3238 | 0.3238 | 0.3238 | 0.3238 | 0.3238 | 0.3238 | 0.3238 | 0.3238 | 0.3238 | 0.3238 | 0.3238 | 0.3238 | 0.3238 | 0.3238 | 0.3238 | 0.3238 | 0.3238 | 0.3238 | 0.3238 | 0.3238 | 0.3238 | 0.3238 | 0.3238 | 0.3238
F3_Commercial_Other Health_New_Food Preparation_Natural Gas_Oven_E2 | F3 | Commercial | Other Health | New | Food Preparation | Natural Gas | Oven | E2 | System - kBTUs of Consumption | 0.3374 | 0.3374 | 0.3374 | 0.3374 | 0.3374 | 0.3374 | 0.3374 | 0.3374 | 0.3374 | 0.3374 | 0.3374 | 0.3374 | 0.3374 | 0.3374 | 0.3374 | 0.3374 | 0.3374 | 0.3374 | 0.3374 | 0.3374 | 0.3374 | 0.3374 | 0.3374 | 0.3374 | 0.3374 | 0.3374 | 0.3374 | 0.3374 | 0.3374 | 0.3374 | 0.3374 | 0.3374 | 0.3374
F3_Commercial_Other Health_New_Food Preparation_Natural Gas_Oven_E3 | F3 | Commercial | Other Health | New | Food Preparation | Natural Gas | Oven | E3 | System - kBTUs of Consumption | 0 | 0 | 0 | 0 | 0 | 0 | 0 | 0 | 0 | 0 | 0 | 0 | 0 | 0 | 0 | 0 | 0 | 0 | 0 | 0 | 0 | 0 | 0 | 0 | 0 | 0 | 0 | 0 | 0 | 0 | 0 | 0 | 0
F3_Commercial_Other Health_New_Food Preparation_Natural Gas_Oven_E4 | F3 | Commercial | Other Health | New | Food Preparation | Natural Gas | Oven | E4 | System - kBTUs of Consumption | 0 | 0 | 0 | 0 | 0 | 0 | 0 | 0 | 0 | 0 | 0 | 0 | 0 | 0 | 0 | 0 | 0 | 0 | 0 | 0 | 0 | 0 | 0 | 0 | 0 | 0 | 0 | 0 | 0 | 0 | 0 | 0 | 0
F3_Commercial_Other Health_New_Food Preparation_Natural Gas_Oven_E5 | F3 | Commercial | Other Health | New | Food Preparation | Natural Gas | Oven | E5 | System - kBTUs of Consumption | 0 | 0 | 0 | 0 | 0 | 0 | 0 | 0 | 0 | 0 | 0 | 0 | 0 | 0 | 0 | 0 | 0 | 0 | 0 | 0 | 0 | 0 | 0 | 0 | 0 | 0 | 0 | 0 | 0 | 0 | 0 | 0 | 0
F3_Commercial_Other Health_New_Food Preparation_Natural Gas_Oven_E6 | F3 | Commercial | Other Health | New | Food Preparation | Natural Gas | Oven | E6 | System - kBTUs of Consumption | 0 | 0 | 0 | 0 | 0 | 0 | 0 | 0 | 0 | 0 | 0 | 0 | 0 | 0 | 0 | 0 | 0 | 0 | 0 | 0 | 0 | 0 | 0 | 0 | 0 | 0 | 0 | 0 | 0 | 0 | 0 | 0 | 0
F3_Commercial_Other Health_New_Food Preparation_Natural Gas_Oven_E7 | F3 | Commercial | Other Health | New | Food Preparation | Natural Gas | Oven | E7 | System - kBTUs of Consumption | 0 | 0 | 0 | 0 | 0 | 0 | 0 | 0 | 0 | 0 | 0 | 0 | 0 | 0 | 0 | 0 | 0 | 0 | 0 | 0 | 0 | 0 | 0 | 0 | 0 | 0 | 0 | 0 | 0 | 0 | 0 | 0 | 0
F3_Commercial_Other Health_New_Food Preparation_Natural Gas_Oven_E8 | F3 | Commercial | Other Health | New | Food Preparation | Natural Gas | Oven | E8 | System - kBTUs of Consumption | 0 | 0 | 0 | 0 | 0 | 0 | 0 | 0 | 0 | 0 | 0 | 0 | 0 | 0 | 0 | 0 | 0 | 0 | 0 | 0 | 0 | 0 | 0 | 0 | 0 | 0 | 0 | 0 | 0 | 0 | 0 | 0 | 0
F3_Commercial_Other Health_New_Food Preparation_Natural Gas_Oven_E9 | F3 | Commercial | Other Health | New | Food Preparation | Natural Gas | Oven | E9 | System - kBTUs of Consumption | 0 | 0 | 0 | 0 | 0 | 0 | 0 | 0 | 0 | 0 | 0 | 0 | 0 | 0 | 0 | 0 | 0 | 0 | 0 | 0 | 0 | 0 | 0 | 0 | 0 | 0 | 0 | 0 | 0 | 0 | 0 | 0 | 0
F3_Commercial_Other Health_New_Food Preparation_Natural Gas_Oven_E10 | F3 | Commercial | Other Health | New | Food Preparation | Natural Gas | Oven | E10 | System - kBTUs of Consumption | 0 | 0 | 0 | 0 | 0 | 0 | 0 | 0 | 0 | 0 | 0 | 0 | 0 | 0 | 0 | 0 | 0 | 0 | 0 | 0 | 0 | 0 | 0 | 0 | 0 | 0 | 0 | 0 | 0 | 0 | 0 | 0 | 0
F4_Commercial_Other Health_New_Food Preparation_Natural Gas_Oven_E1 | F4 | Commercial | Other Health | New | Food Preparation | Natural Gas | Oven | E1 | Utility - Cost of Equipment | 0.23129 | 0.23135 | 0.2325 | 0.23095 | 0.23002 | 0.23082 | 0.23307 | 0.23488 | 0.23709 | 0.23921 | 0.24133 | 0.24329 | 0.2454 | 0.24759 | 0.24969 | 0.25183 | 0.254 | 0.25637 | 0.25881 | 0.26139 | 0.26389 | 0.26648 | 0.26885 | 0.27128 | 0.27343 | 0.27528 | 0.27697 | 0.27843 | 0.27957 | 0.28051 | 0.28102 | 0.28136 | 0.28136
F4_Commercial_Other Health_New_Food Preparation_Natural Gas_Oven_E2 | F4 | Commercial | Other Health | New | Food Preparation | Natural Gas | Oven | E2 | Utility - Cost of Equipment | 0.13244 | 0.13248 | 0.13314 | 0.13225 | 0.13172 | 0.13218 | 0.13346 | 0.1345 | 0.13577 | 0.13698 | 0.13819 | 0.13932 | 0.14052 | 0.14178 | 0.14298 | 0.14421 | 0.14545 | 0.1468 | 0.1482 | 0.14968 | 0.15111 | 0.15259 | 0.15395 | 0.15534 | 0.15657 | 0.15764 | 0.1586 | 0.15944 | 0.16009 | 0.16063 | 0.16092 | 0.16111 | 0.16111
F4_Commercial_Other Health_New_Food Preparation_Natural Gas_Oven_E3 | F4 | Commercial | Other Health | New | Food Preparation | Natural Gas | Oven | E3 | Utility - Cost of Equipment | 0 | 0 | 0 | 0 | 0 | 0 | 0 | 0 | 0 | 0 | 0 | 0 | 0 | 0 | 0 | 0 | 0 | 0 | 0 | 0 | 0 | 0 | 0 | 0 | 0 | 0 | 0 | 0 | 0 | 0 | 0 | 0 | 0
F4_Commercial_Other Health_New_Food Preparation_Natural Gas_Oven_E4 | F4 | Commercial | Other Health | New | Food Preparation | Natural Gas | Oven | E4 | Utility - Cost of Equipment | 0 | 0 | 0 | 0 | 0 | 0 | 0 | 0 | 0 | 0 | 0 | 0 | 0 | 0 | 0 | 0 | 0 | 0 | 0 | 0 | 0 | 0 | 0 | 0 | 0 | 0 | 0 | 0 | 0 | 0 | 0 | 0 | 0
F4_Commercial_Other Health_New_Food Preparation_Natural Gas_Oven_E5 | F4 | Commercial | Other Health | New | Food Preparation | Natural Gas | Oven | E5 | Utility - Cost of Equipment | 0 | 0 | 0 | 0 | 0 | 0 | 0 | 0 | 0 | 0 | 0 | 0 | 0 | 0 | 0 | 0 | 0 | 0 | 0 | 0 | 0 | 0 | 0 | 0 | 0 | 0 | 0 | 0 | 0 | 0 | 0 | 0 | 0
F4_Commercial_Other Health_New_Food Preparation_Natural Gas_Oven_E6 | F4 | Commercial | Other Health | New | Food Preparation | Natural Gas | Oven | E6 | Utility - Cost of Equipment | 0 | 0 | 0 | 0 | 0 | 0 | 0 | 0 | 0 | 0 | 0 | 0 | 0 | 0 | 0 | 0 | 0 | 0 | 0 | 0 | 0 | 0 | 0 | 0 | 0 | 0 | 0 | 0 | 0 | 0 | 0 | 0 | 0
F4_Commercial_Other Health_New_Food Preparation_Natural Gas_Oven_E7 | F4 | Commercial | Other Health | New | Food Preparation | Natural Gas | Oven | E7 | Utility - Cost of Equipment | 0 | 0 | 0 | 0 | 0 | 0 | 0 | 0 | 0 | 0 | 0 | 0 | 0 | 0 | 0 | 0 | 0 | 0 | 0 | 0 | 0 | 0 | 0 | 0 | 0 | 0 | 0 | 0 | 0 | 0 | 0 | 0 | 0
F4_Commercial_Other Health_New_Food Preparation_Natural Gas_Oven_E8 | F4 | Commercial | Other Health | New | Food Preparation | Natural Gas | Oven | E8 | Utility - Cost of Equipment | 0 | 0 | 0 | 0 | 0 | 0 | 0 | 0 | 0 | 0 | 0 | 0 | 0 | 0 | 0 | 0 | 0 | 0 | 0 | 0 | 0 | 0 | 0 | 0 | 0 | 0 | 0 | 0 | 0 | 0 | 0 | 0 | 0
F4_Commercial_Other Health_New_Food Preparation_Natural Gas_Oven_E9 | F4 | Commercial | Other Health | New | Food Preparation | Natural Gas | Oven | E9 | Utility - Cost of Equipment | 0 | 0 | 0 | 0 | 0 | 0 | 0 | 0 | 0 | 0 | 0 | 0 | 0 | 0 | 0 | 0 | 0 | 0 | 0 | 0 | 0 | 0 | 0 | 0 | 0 | 0 | 0 | 0 | 0 | 0 | 0 | 0 | 0
F4_Commercial_Other Health_New_Food Preparation_Natural Gas_Oven_E10 | F4 | Commercial | Other Health | New | Food Preparation | Natural Gas | Oven | E10 | Utility - Cost of Equipment | 0 | 0 | 0 | 0 | 0 | 0 | 0 | 0 | 0 | 0 | 0 | 0 | 0 | 0 | 0 | 0 | 0 | 0 | 0 | 0 | 0 | 0 | 0 | 0 | 0 | 0 | 0 | 0 | 0 | 0 | 0 | 0 | 0
F5_Commercial_Other Health_New_Food Preparation_Natural Gas_Oven_E1 | F5 | Commercial | Other Health | New | Food Preparation | Natural Gas | Oven | E1 | Utility - Cost of Operation | 0.3238 | 0.3238 | 0.3238 | 0.3238 | 0.3238 | 0.3238 | 0.3238 | 0.3238 | 0.3238 | 0.3238 | 0.3238 | 0.3238 | 0.3238 | 0.3238 | 0.3238 | 0.3238 | 0.3238 | 0.3238 | 0.3238 | 0.3238 | 0.3238 | 0.3238 | 0.3238 | 0.3238 | 0.3238 | 0.3238 | 0.3238 | 0.3238 | 0.3238 | 0.3238 | 0.3238 | 0.3238 | 0.3238
F5_Commercial_Other Health_New_Food Preparation_Natural Gas_Oven_E2 | F5 | Commercial | Other Health | New | Food Preparation | Natural Gas | Oven | E2 | Utility - Cost of Operation | 0.3374 | 0.3374 | 0.3374 | 0.3374 | 0.3374 | 0.3374 | 0.3374 | 0.3374 | 0.3374 | 0.3374 | 0.3374 | 0.3374 | 0.3374 | 0.3374 | 0.3374 | 0.3374 | 0.3374 | 0.3374 | 0.3374 | 0.3374 | 0.3374 | 0.3374 | 0.3374 | 0.3374 | 0.3374 | 0.3374 | 0.3374 | 0.3374 | 0.3374 | 0.3374 | 0.3374 | 0.3374 | 0.3374
F5_Commercial_Other Health_New_Food Preparation_Natural Gas_Oven_E3 | F5 | Commercial | Other Health | New | Food Preparation | Natural Gas | Oven | E3 | Utility - Cost of Operation | 0 | 0 | 0 | 0 | 0 | 0 | 0 | 0 | 0 | 0 | 0 | 0 | 0 | 0 | 0 | 0 | 0 | 0 | 0 | 0 | 0 | 0 | 0 | 0 | 0 | 0 | 0 | 0 | 0 | 0 | 0 | 0 | 0
F5_Commercial_Other Health_New_Food Preparation_Natural Gas_Oven_E4 | F5 | Commercial | Other Health | New | Food Preparation | Natural Gas | Oven | E4 | Utility - Cost of Operation | 0 | 0 | 0 | 0 | 0 | 0 | 0 | 0 | 0 | 0 | 0 | 0 | 0 | 0 | 0 | 0 | 0 | 0 | 0 | 0 | 0 | 0 | 0 | 0 | 0 | 0 | 0 | 0 | 0 | 0 | 0 | 0 | 0
F5_Commercial_Other Health_New_Food Preparation_Natural Gas_Oven_E5 | F5 | Commercial | Other Health | New | Food Preparation | Natural Gas | Oven | E5 | Utility - Cost of Operation | 0 | 0 | 0 | 0 | 0 | 0 | 0 | 0 | 0 | 0 | 0 | 0 | 0 | 0 | 0 | 0 | 0 | 0 | 0 | 0 | 0 | 0 | 0 | 0 | 0 | 0 | 0 | 0 | 0 | 0 | 0 | 0 | 0
F5_Commercial_Other Health_New_Food Preparation_Natural Gas_Oven_E6 | F5 | Commercial | Other Health | New | Food Preparation | Natural Gas | Oven | E6 | Utility - Cost of Operation | 0 | 0 | 0 | 0 | 0 | 0 | 0 | 0 | 0 | 0 | 0 | 0 | 0 | 0 | 0 | 0 | 0 | 0 | 0 | 0 | 0 | 0 | 0 | 0 | 0 | 0 | 0 | 0 | 0 | 0 | 0 | 0 | 0
F5_Commercial_Other Health_New_Food Preparation_Natural Gas_Oven_E7 | F5 | Commercial | Other Health | New | Food Preparation | Natural Gas | Oven | E7 | Utility - Cost of Operation | 0 | 0 | 0 | 0 | 0 | 0 | 0 | 0 | 0 | 0 | 0 | 0 | 0 | 0 | 0 | 0 | 0 | 0 | 0 | 0 | 0 | 0 | 0 | 0 | 0 | 0 | 0 | 0 | 0 | 0 | 0 | 0 | 0
F5_Commercial_Other Health_New_Food Preparation_Natural Gas_Oven_E8 | F5 | Commercial | Other Health | New | Food Preparation | Natural Gas | Oven | E8 | Utility - Cost of Operation | 0 | 0 | 0 | 0 | 0 | 0 | 0 | 0 | 0 | 0 | 0 | 0 | 0 | 0 | 0 | 0 | 0 | 0 | 0 | 0 | 0 | 0 | 0 | 0 | 0 | 0 | 0 | 0 | 0 | 0 | 0 | 0 | 0
F5_Commercial_Other Health_New_Food Preparation_Natural Gas_Oven_E9 | F5 | Commercial | Other Health | New | Food Preparation | Natural Gas | Oven | E9 | Utility - Cost of Operation | 0 | 0 | 0 | 0 | 0 | 0 | 0 | 0 | 0 | 0 | 0 | 0 | 0 | 0 | 0 | 0 | 0 | 0 | 0 | 0 | 0 | 0 | 0 | 0 | 0 | 0 | 0 | 0 | 0 | 0 | 0 | 0 | 0
F5_Commercial_Other Health_New_Food Preparation_Natural Gas_Oven_E10 | F5 | Commercial | Other Health | New | Food Preparation | Natural Gas | Oven | E10 | Utility - Cost of Operation | 0 | 0 | 0 | 0 | 0 | 0 | 0 | 0 | 0 | 0 | 0 | 0 | 0 | 0 | 0 | 0 | 0 | 0 | 0 | 0 | 0 | 0 | 0 | 0 | 0 | 0 | 0 | 0 | 0 | 0 | 0 | 0 | 0
F6_Commercial_Other Health_New_Food Preparation_Natural Gas_Oven_E1 | F6 | Commercial | Other Health | New | Food Preparation | Natural Gas | Oven | E1 | Utility - Value of Sales | 0.12252 | 0.12315 | 0.12415 | 0.12393 | 0.12393 | 0.12393 | 0.12393 | 0.12393 | 0.12393 | 0.12393 | 0.12393 | 0.12393 | 0.12393 | 0.12393 | 0.12393 | 0.12393 | 0.12393 | 0.12393 | 0.12393 | 0.12393 | 0.12393 | 0.12393 | 0.12393 | 0.12393 | 0.12393 | 0.12393 | 0.12393 | 0.12393 | 0.12393 | 0.12393 | 0.12393 | 0.12393 | 0.12393
F6_Commercial_Other Health_New_Food Preparation_Natural Gas_Oven_E2 | F6 | Commercial | Other Health | New | Food Preparation | Natural Gas | Oven | E2 | Utility - Value of Sales | 0.070157 | 0.070516 | 0.071094 | 0.070968 | 0.070968 | 0.070968 | 0.070968 | 0.070968 | 0.070968 | 0.070968 | 0.070968 | 0.070968 | 0.070968 | 0.070968 | 0.070968 | 0.070968 | 0.070968 | 0.070968 | 0.070968 | 0.070968 | 0.070968 | 0.070968 | 0.070968 | 0.070968 | 0.070968 | 0.070968 | 0.070968 | 0.070968 | 0.070968 | 0.070968 | 0.070968 | 0.070968 | 0.070968
F6_Commercial_Other Health_New_Food Preparation_Natural Gas_Oven_E3 | F6 | Commercial | Other Health | New | Food Preparation | Natural Gas | Oven | E3 | Utility - Value of Sales | 0 | 0 | 0 | 0 | 0 | 0 | 0 | 0 | 0 | 0 | 0 | 0 | 0 | 0 | 0 | 0 | 0 | 0 | 0 | 0 | 0 | 0 | 0 | 0 | 0 | 0 | 0 | 0 | 0 | 0 | 0 | 0 | 0
F6_Commercial_Other Health_New_Food Preparation_Natural Gas_Oven_E4 | F6 | Commercial | Other Health | New | Food Preparation | Natural Gas | Oven | E4 | Utility - Value of Sales | 0 | 0 | 0 | 0 | 0 | 0 | 0 | 0 | 0 | 0 | 0 | 0 | 0 | 0 | 0 | 0 | 0 | 0 | 0 | 0 | 0 | 0 | 0 | 0 | 0 | 0 | 0 | 0 | 0 | 0 | 0 | 0 | 0
F6_Commercial_Other Health_New_Food Preparation_Natural Gas_Oven_E5 | F6 | Commercial | Other Health | New | Food Preparation | Natural Gas | Oven | E5 | Utility - Value of Sales | 0 | 0 | 0 | 0 | 0 | 0 | 0 | 0 | 0 | 0 | 0 | 0 | 0 | 0 | 0 | 0 | 0 | 0 | 0 | 0 | 0 | 0 | 0 | 0 | 0 | 0 | 0 | 0 | 0 | 0 | 0 | 0 | 0
F6_Commercial_Other Health_New_Food Preparation_Natural Gas_Oven_E6 | F6 | Commercial | Other Health | New | Food Preparation | Natural Gas | Oven | E6 | Utility - Value of Sales | 0 | 0 | 0 | 0 | 0 | 0 | 0 | 0 | 0 | 0 | 0 | 0 | 0 | 0 | 0 | 0 | 0 | 0 | 0 | 0 | 0 | 0 | 0 | 0 | 0 | 0 | 0 | 0 | 0 | 0 | 0 | 0 | 0
F6_Commercial_Other Health_New_Food Preparation_Natural Gas_Oven_E7 | F6 | Commercial | Other Health | New | Food Preparation | Natural Gas | Oven | E7 | Utility - Value of Sales | 0 | 0 | 0 | 0 | 0 | 0 | 0 | 0 | 0 | 0 | 0 | 0 | 0 | 0 | 0 | 0 | 0 | 0 | 0 | 0 | 0 | 0 | 0 | 0 | 0 | 0 | 0 | 0 | 0 | 0 | 0 | 0 | 0
F6_Commercial_Other Health_New_Food Preparation_Natural Gas_Oven_E8 | F6 | Commercial | Other Health | New | Food Preparation | Natural Gas | Oven | E8 | Utility - Value of Sales | 0 | 0 | 0 | 0 | 0 | 0 | 0 | 0 | 0 | 0 | 0 | 0 | 0 | 0 | 0 | 0 | 0 | 0 | 0 | 0 | 0 | 0 | 0 | 0 | 0 | 0 | 0 | 0 | 0 | 0 | 0 | 0 | 0
F6_Commercial_Other Health_New_Food Preparation_Natural Gas_Oven_E9 | F6 | Commercial | Other Health | New | Food Preparation | Natural Gas | Oven | E9 | Utility - Value of Sales | 0 | 0 | 0 | 0 | 0 | 0 | 0 | 0 | 0 | 0 | 0 | 0 | 0 | 0 | 0 | 0 | 0 | 0 | 0 | 0 | 0 | 0 | 0 | 0 | 0 | 0 | 0 | 0 | 0 | 0 | 0 | 0 | 0
F6_Commercial_Other Health_New_Food Preparation_Natural Gas_Oven_E10 | F6 | Commercial | Other Health | New | Food Preparation | Natural Gas | Oven | E10 | Utility - Value of Sales | 0 | 0 | 0 | 0 | 0 | 0 | 0 | 0 | 0 | 0 | 0 | 0 | 0 | 0 | 0 | 0 | 0 | 0 | 0 | 0 | 0 | 0 | 0 | 0 | 0 | 0 | 0 | 0 | 0 | 0 | 0 | 0 | 0
F1_Commercial_Other Health_New_Food Preparation_Natural Gas_Conveyor Oven_E1 | F1 | Commercial | Other Health | New | Food Preparation | Natural Gas | Conveyor Oven | E1 | RVT - Cost of Equipment | 0.29119 | 0.29206 | 0.29383 | 0.29329 | 0.29329 | 0.29478 | 0.29754 | 0.29995 | 0.30275 | 0.30553 | 0.30833 | 0.31103 | 0.31387 | 0.31679 | 0.31962 | 0.32244 | 0.32518 | 0.32796 | 0.33067 | 0.33331 | 0.33574 | 0.33813 | 0.34023 | 0.34234 | 0.34416 | 0.34574 | 0.34717 | 0.34841 | 0.34938 | 0.35017 | 0.3506 | 0.35089 | 0.35089
F1_Commercial_Other Health_New_Food Preparation_Natural Gas_Conveyor Oven_E2 | F1 | Commercial | Other Health | New | Food Preparation | Natural Gas | Conveyor Oven | E2 | RVT - Cost of Equipment | 0.22135 | 0.22201 | 0.22336 | 0.22294 | 0.22295 | 0.22408 | 0.22617 | 0.22801 | 0.23014 | 0.23225 | 0.23438 | 0.23643 | 0.23859 | 0.24081 | 0.24296 | 0.24511 | 0.24719 | 0.2493 | 0.25136 | 0.25337 | 0.25522 | 0.25703 | 0.25863 | 0.26023 | 0.26161 | 0.26281 | 0.2639 | 0.26484 | 0.26558 | 0.26618 | 0.26651 | 0.26673 | 0.26673
F1_Commercial_Other Health_New_Food Preparation_Natural Gas_Conveyor Oven_E3 | F1 | Commercial | Other Health | New | Food Preparation | Natural Gas | Conveyor Oven | E3 | RVT - Cost of Equipment | 0 | 0 | 0 | 0 | 0 | 0 | 0 | 0 | 0 | 0 | 0 | 0 | 0 | 0 | 0 | 0 | 0 | 0 | 0 | 0 | 0 | 0 | 0 | 0 | 0 | 0 | 0 | 0 | 0 | 0 | 0 | 0 | 0
F1_Commercial_Other Health_New_Food Preparation_Natural Gas_Conveyor Oven_E4 | F1 | Commercial | Other Health | New | Food Preparation | Natural Gas | Conveyor Oven | E4 | RVT - Cost of Equipment | 0 | 0 | 0 | 0 | 0 | 0 | 0 | 0 | 0 | 0 | 0 | 0 | 0 | 0 | 0 | 0 | 0 | 0 | 0 | 0 | 0 | 0 | 0 | 0 | 0 | 0 | 0 | 0 | 0 | 0 | 0 | 0 | 0
F1_Commercial_Other Health_New_Food Preparation_Natural Gas_Conveyor Oven_E5 | F1 | Commercial | Other Health | New | Food Preparation | Natural Gas | Conveyor Oven | E5 | RVT - Cost of Equipment | 0 | 0 | 0 | 0 | 0 | 0 | 0 | 0 | 0 | 0 | 0 | 0 | 0 | 0 | 0 | 0 | 0 | 0 | 0 | 0 | 0 | 0 | 0 | 0 | 0 | 0 | 0 | 0 | 0 | 0 | 0 | 0 | 0
F1_Commercial_Other Health_New_Food Preparation_Natural Gas_Conveyor Oven_E6 | F1 | Commercial | Other Health | New | Food Preparation | Natural Gas | Conveyor Oven | E6 | RVT - Cost of Equipment | 0 | 0 | 0 | 0 | 0 | 0 | 0 | 0 | 0 | 0 | 0 | 0 | 0 | 0 | 0 | 0 | 0 | 0 | 0 | 0 | 0 | 0 | 0 | 0 | 0 | 0 | 0 | 0 | 0 | 0 | 0 | 0 | 0
F1_Commercial_Other Health_New_Food Preparation_Natural Gas_Conveyor Oven_E7 | F1 | Commercial | Other Health | New | Food Preparation | Natural Gas | Conveyor Oven | E7 | RVT - Cost of Equipment | 0 | 0 | 0 | 0 | 0 | 0 | 0 | 0 | 0 | 0 | 0 | 0 | 0 | 0 | 0 | 0 | 0 | 0 | 0 | 0 | 0 | 0 | 0 | 0 | 0 | 0 | 0 | 0 | 0 | 0 | 0 | 0 | 0
F1_Commercial_Other Health_New_Food Preparation_Natural Gas_Conveyor Oven_E8 | F1 | Commercial | Other Health | New | Food Preparation | Natural Gas | Conveyor Oven | E8 | RVT - Cost of Equipment | 0 | 0 | 0 | 0 | 0 | 0 | 0 | 0 | 0 | 0 | 0 | 0 | 0 | 0 | 0 | 0 | 0 | 0 | 0 | 0 | 0 | 0 | 0 | 0 | 0 | 0 | 0 | 0 | 0 | 0 | 0 | 0 | 0
F1_Commercial_Other Health_New_Food Preparation_Natural Gas_Conveyor Oven_E9 | F1 | Commercial | Other Health | New | Food Preparation | Natural Gas | Conveyor Oven | E9 | RVT - Cost of Equipment | 0 | 0 | 0 | 0 | 0 | 0 | 0 | 0 | 0 | 0 | 0 | 0 | 0 | 0 | 0 | 0 | 0 | 0 | 0 | 0 | 0 | 0 | 0 | 0 | 0 | 0 | 0 | 0 | 0 | 0 | 0 | 0 | 0
F1_Commercial_Other Health_New_Food Preparation_Natural Gas_Conveyor Oven_E10 | F1 | Commercial | Other Health | New | Food Preparation | Natural Gas | Conveyor Oven | E10 | RVT - Cost of Equipment | 0 | 0 | 0 | 0 | 0 | 0 | 0 | 0 | 0 | 0 | 0 | 0 | 0 | 0 | 0 | 0 | 0 | 0 | 0 | 0 | 0 | 0 | 0 | 0 | 0 | 0 | 0 | 0 | 0 | 0 | 0 | 0 | 0
F2_Commercial_Other Health_New_Food Preparation_Natural Gas_Conveyor Oven_E1 | F2 | Commercial | Other Health | New | Food Preparation | Natural Gas | Conveyor Oven | E1 | RVT - Cost of Operation | 0.34887 | 0.34991 | 0.35203 | 0.35138 | 0.35138 | 0.35317 | 0.35647 | 0.35936 | 0.36272 | 0.36604 | 0.3694 | 0.37264 | 0.37603 | 0.37954 | 0.38292 | 0.38631 | 0.38959 | 0.39292 | 0.39616 | 0.39933 | 0.40224 | 0.4051 | 0.40762 | 0.41014 | 0.41233 | 0.41421 | 0.41593 | 0.41741 | 0.41858 | 0.41953 | 0.42005 | 0.42039 | 0.42039
F2_Commercial_Other Health_New_Food Preparation_Natural Gas_Conveyor Oven_E2 | F2 | Commercial | Other Health | New | Food Preparation | Natural Gas | Conveyor Oven | E2 | RVT - Cost of Operation | 0.26519 | 0.26599 | 0.2676 | 0.2671 | 0.26711 | 0.26846 | 0.27097 | 0.27317 | 0.27572 | 0.27825 | 0.2808 | 0.28326 | 0.28584 | 0.28851 | 0.29108 | 0.29365 | 0.29615 | 0.29868 | 0.30114 | 0.30355 | 0.30577 | 0.30794 | 0.30985 | 0.31177 | 0.31343 | 0.31487 | 0.31617 | 0.3173 | 0.31818 | 0.31891 | 0.3193 | 0.31956 | 0.31956
F2_Commercial_Other Health_New_Food Preparation_Natural Gas_Conveyor Oven_E3 | F2 | Commercial | Other Health | New | Food Preparation | Natural Gas | Conveyor Oven | E3 | RVT - Cost of Operation | 0 | 0 | 0 | 0 | 0 | 0 | 0 | 0 | 0 | 0 | 0 | 0 | 0 | 0 | 0 | 0 | 0 | 0 | 0 | 0 | 0 | 0 | 0 | 0 | 0 | 0 | 0 | 0 | 0 | 0 | 0 | 0 | 0
F2_Commercial_Other Health_New_Food Preparation_Natural Gas_Conveyor Oven_E4 | F2 | Commercial | Other Health | New | Food Preparation | Natural Gas | Conveyor Oven | E4 | RVT - Cost of Operation | 0 | 0 | 0 | 0 | 0 | 0 | 0 | 0 | 0 | 0 | 0 | 0 | 0 | 0 | 0 | 0 | 0 | 0 | 0 | 0 | 0 | 0 | 0 | 0 | 0 | 0 | 0 | 0 | 0 | 0 | 0 | 0 | 0
F2_Commercial_Other Health_New_Food Preparation_Natural Gas_Conveyor Oven_E5 | F2 | Commercial | Other Health | New | Food Preparation | Natural Gas | Conveyor Oven | E5 | RVT - Cost of Operation | 0 | 0 | 0 | 0 | 0 | 0 | 0 | 0 | 0 | 0 | 0 | 0 | 0 | 0 | 0 | 0 | 0 | 0 | 0 | 0 | 0 | 0 | 0 | 0 | 0 | 0 | 0 | 0 | 0 | 0 | 0 | 0 | 0
F2_Commercial_Other Health_New_Food Preparation_Natural Gas_Conveyor Oven_E6 | F2 | Commercial | Other Health | New | Food Preparation | Natural Gas | Conveyor Oven | E6 | RVT - Cost of Operation | 0 | 0 | 0 | 0 | 0 | 0 | 0 | 0 | 0 | 0 | 0 | 0 | 0 | 0 | 0 | 0 | 0 | 0 | 0 | 0 | 0 | 0 | 0 | 0 | 0 | 0 | 0 | 0 | 0 | 0 | 0 | 0 | 0
F2_Commercial_Other Health_New_Food Preparation_Natural Gas_Conveyor Oven_E7 | F2 | Commercial | Other Health | New | Food Preparation | Natural Gas | Conveyor Oven | E7 | RVT - Cost of Operation | 0 | 0 | 0 | 0 | 0 | 0 | 0 | 0 | 0 | 0 | 0 | 0 | 0 | 0 | 0 | 0 | 0 | 0 | 0 | 0 | 0 | 0 | 0 | 0 | 0 | 0 | 0 | 0 | 0 | 0 | 0 | 0 | 0
F2_Commercial_Other Health_New_Food Preparation_Natural Gas_Conveyor Oven_E8 | F2 | Commercial | Other Health | New | Food Preparation | Natural Gas | Conveyor Oven | E8 | RVT - Cost of Operation | 0 | 0 | 0 | 0 | 0 | 0 | 0 | 0 | 0 | 0 | 0 | 0 | 0 | 0 | 0 | 0 | 0 | 0 | 0 | 0 | 0 | 0 | 0 | 0 | 0 | 0 | 0 | 0 | 0 | 0 | 0 | 0 | 0
F2_Commercial_Other Health_New_Food Preparation_Natural Gas_Conveyor Oven_E9 | F2 | Commercial | Other Health | New | Food Preparation | Natural Gas | Conveyor Oven | E9 | RVT - Cost of Operation | 0 | 0 | 0 | 0 | 0 | 0 | 0 | 0 | 0 | 0 | 0 | 0 | 0 | 0 | 0 | 0 | 0 | 0 | 0 | 0 | 0 | 0 | 0 | 0 | 0 | 0 | 0 | 0 | 0 | 0 | 0 | 0 | 0
F2_Commercial_Other Health_New_Food Preparation_Natural Gas_Conveyor Oven_E10 | F2 | Commercial | Other Health | New | Food Preparation | Natural Gas | Conveyor Oven | E10 | RVT - Cost of Operation | 0 | 0 | 0 | 0 | 0 | 0 | 0 | 0 | 0 | 0 | 0 | 0 | 0 | 0 | 0 | 0 | 0 | 0 | 0 | 0 | 0 | 0 | 0 | 0 | 0 | 0 | 0 | 0 | 0 | 0 | 0 | 0 | 0
F3_Commercial_Other Health_New_Food Preparation_Natural Gas_Conveyor Oven_E1 | F3 | Commercial | Other Health | New | Food Preparation | Natural Gas | Conveyor Oven | E1 | System - kBTUs of Consumption | 0.052554 | 0.052554 | 0.052554 | 0.052554 | 0.052554 | 0.052554 | 0.052554 | 0.052554 | 0.052554 | 0.052554 | 0.052554 | 0.052554 | 0.052554 | 0.052554 | 0.052554 | 0.052554 | 0.052554 | 0.052554 | 0.052554 | 0.052554 | 0.052554 | 0.052554 | 0.052554 | 0.052554 | 0.052554 | 0.052554 | 0.052554 | 0.052554 | 0.052554 | 0.052554 | 0.052554 | 0.052554 | 0.052554
F3_Commercial_Other Health_New_Food Preparation_Natural Gas_Conveyor Oven_E2 | F3 | Commercial | Other Health | New | Food Preparation | Natural Gas | Conveyor Oven | E2 | System - kBTUs of Consumption | 0.06407 | 0.06407 | 0.06407 | 0.06407 | 0.06407 | 0.06407 | 0.06407 | 0.06407 | 0.06407 | 0.06407 | 0.06407 | 0.06407 | 0.06407 | 0.06407 | 0.06407 | 0.06407 | 0.06407 | 0.06407 | 0.06407 | 0.06407 | 0.06407 | 0.06407 | 0.06407 | 0.06407 | 0.06407 | 0.06407 | 0.06407 | 0.06407 | 0.06407 | 0.06407 | 0.06407 | 0.06407 | 0.06407
F3_Commercial_Other Health_New_Food Preparation_Natural Gas_Conveyor Oven_E3 | F3 | Commercial | Other Health | New | Food Preparation | Natural Gas | Conveyor Oven | E3 | System - kBTUs of Consumption | 0 | 0 | 0 | 0 | 0 | 0 | 0 | 0 | 0 | 0 | 0 | 0 | 0 | 0 | 0 | 0 | 0 | 0 | 0 | 0 | 0 | 0 | 0 | 0 | 0 | 0 | 0 | 0 | 0 | 0 | 0 | 0 | 0
F3_Commercial_Other Health_New_Food Preparation_Natural Gas_Conveyor Oven_E4 | F3 | Commercial | Other Health | New | Food Preparation | Natural Gas | Conveyor Oven | E4 | System - kBTUs of Consumption | 0 | 0 | 0 | 0 | 0 | 0 | 0 | 0 | 0 | 0 | 0 | 0 | 0 | 0 | 0 | 0 | 0 | 0 | 0 | 0 | 0 | 0 | 0 | 0 | 0 | 0 | 0 | 0 | 0 | 0 | 0 | 0 | 0
F3_Commercial_Other Health_New_Food Preparation_Natural Gas_Conveyor Oven_E5 | F3 | Commercial | Other Health | New | Food Preparation | Natural Gas | Conveyor Oven | E5 | System - kBTUs of Consumption | 0 | 0 | 0 | 0 | 0 | 0 | 0 | 0 | 0 | 0 | 0 | 0 | 0 | 0 | 0 | 0 | 0 | 0 | 0 | 0 | 0 | 0 | 0 | 0 | 0 | 0 | 0 | 0 | 0 | 0 | 0 | 0 | 0
F3_Commercial_Other Health_New_Food Preparation_Natural Gas_Conveyor Oven_E6 | F3 | Commercial | Other Health | New | Food Preparation | Natural Gas | Conveyor Oven | E6 | System - kBTUs of Consumption | 0 | 0 | 0 | 0 | 0 | 0 | 0 | 0 | 0 | 0 | 0 | 0 | 0 | 0 | 0 | 0 | 0 | 0 | 0 | 0 | 0 | 0 | 0 | 0 | 0 | 0 | 0 | 0 | 0 | 0 | 0 | 0 | 0
F3_Commercial_Other Health_New_Food Preparation_Natural Gas_Conveyor Oven_E7 | F3 | Commercial | Other Health | New | Food Preparation | Natural Gas | Conveyor Oven | E7 | System - kBTUs of Consumption | 0 | 0 | 0 | 0 | 0 | 0 | 0 | 0 | 0 | 0 | 0 | 0 | 0 | 0 | 0 | 0 | 0 | 0 | 0 | 0 | 0 | 0 | 0 | 0 | 0 | 0 | 0 | 0 | 0 | 0 | 0 | 0 | 0
F3_Commercial_Other Health_New_Food Preparation_Natural Gas_Conveyor Oven_E8 | F3 | Commercial | Other Health | New | Food Preparation | Natural Gas | Conveyor Oven | E8 | System - kBTUs of Consumption | 0 | 0 | 0 | 0 | 0 | 0 | 0 | 0 | 0 | 0 | 0 | 0 | 0 | 0 | 0 | 0 | 0 | 0 | 0 | 0 | 0 | 0 | 0 | 0 | 0 | 0 | 0 | 0 | 0 | 0 | 0 | 0 | 0
F3_Commercial_Other Health_New_Food Preparation_Natural Gas_Conveyor Oven_E9 | F3 | Commercial | Other Health | New | Food Preparation | Natural Gas | Conveyor Oven | E9 | System - kBTUs of Consumption | 0 | 0 | 0 | 0 | 0 | 0 | 0 | 0 | 0 | 0 | 0 | 0 | 0 | 0 | 0 | 0 | 0 | 0 | 0 | 0 | 0 | 0 | 0 | 0 | 0 | 0 | 0 | 0 | 0 | 0 | 0 | 0 | 0
F3_Commercial_Other Health_New_Food Preparation_Natural Gas_Conveyor Oven_E10 | F3 | Commercial | Other Health | New | Food Preparation | Natural Gas | Conveyor Oven | E10 | System - kBTUs of Consumption | 0 | 0 | 0 | 0 | 0 | 0 | 0 | 0 | 0 | 0 | 0 | 0 | 0 | 0 | 0 | 0 | 0 | 0 | 0 | 0 | 0 | 0 | 0 | 0 | 0 | 0 | 0 | 0 | 0 | 0 | 0 | 0 | 0
F4_Commercial_Other Health_New_Food Preparation_Natural Gas_Conveyor Oven_E1 | F4 | Commercial | Other Health | New | Food Preparation | Natural Gas | Conveyor Oven | E1 | Utility - Cost of Equipment | 0.34887 | 0.34991 | 0.35203 | 0.35138 | 0.35138 | 0.35317 | 0.35647 | 0.35936 | 0.36272 | 0.36604 | 0.3694 | 0.37264 | 0.37603 | 0.37954 | 0.38292 | 0.38631 | 0.38959 | 0.39292 | 0.39616 | 0.39933 | 0.40224 | 0.4051 | 0.40762 | 0.41014 | 0.41233 | 0.41421 | 0.41593 | 0.41741 | 0.41858 | 0.41953 | 0.42005 | 0.42039 | 0.42039
F4_Commercial_Other Health_New_Food Preparation_Natural Gas_Conveyor Oven_E2 | F4 | Commercial | Other Health | New | Food Preparation | Natural Gas | Conveyor Oven | E2 | Utility - Cost of Equipment | 0.26519 | 0.26599 | 0.2676 | 0.2671 | 0.26711 | 0.26846 | 0.27097 | 0.27317 | 0.27572 | 0.27825 | 0.2808 | 0.28326 | 0.28584 | 0.28851 | 0.29108 | 0.29365 | 0.29615 | 0.29868 | 0.30114 | 0.30355 | 0.30577 | 0.30794 | 0.30985 | 0.31177 | 0.31343 | 0.31487 | 0.31617 | 0.3173 | 0.31818 | 0.31891 | 0.3193 | 0.31956 | 0.31956
F4_Commercial_Other Health_New_Food Preparation_Natural Gas_Conveyor Oven_E3 | F4 | Commercial | Other Health | New | Food Preparation | Natural Gas | Conveyor Oven | E3 | Utility - Cost of Equipment | 0 | 0 | 0 | 0 | 0 | 0 | 0 | 0 | 0 | 0 | 0 | 0 | 0 | 0 | 0 | 0 | 0 | 0 | 0 | 0 | 0 | 0 | 0 | 0 | 0 | 0 | 0 | 0 | 0 | 0 | 0 | 0 | 0
F4_Commercial_Other Health_New_Food Preparation_Natural Gas_Conveyor Oven_E4 | F4 | Commercial | Other Health | New | Food Preparation | Natural Gas | Conveyor Oven | E4 | Utility - Cost of Equipment | 0 | 0 | 0 | 0 | 0 | 0 | 0 | 0 | 0 | 0 | 0 | 0 | 0 | 0 | 0 | 0 | 0 | 0 | 0 | 0 | 0 | 0 | 0 | 0 | 0 | 0 | 0 | 0 | 0 | 0 | 0 | 0 | 0
F4_Commercial_Other Health_New_Food Preparation_Natural Gas_Conveyor Oven_E5 | F4 | Commercial | Other Health | New | Food Preparation | Natural Gas | Conveyor Oven | E5 | Utility - Cost of Equipment | 0 | 0 | 0 | 0 | 0 | 0 | 0 | 0 | 0 | 0 | 0 | 0 | 0 | 0 | 0 | 0 | 0 | 0 | 0 | 0 | 0 | 0 | 0 | 0 | 0 | 0 | 0 | 0 | 0 | 0 | 0 | 0 | 0
F4_Commercial_Other Health_New_Food Preparation_Natural Gas_Conveyor Oven_E6 | F4 | Commercial | Other Health | New | Food Preparation | Natural Gas | Conveyor Oven | E6 | Utility - Cost of Equipment | 0 | 0 | 0 | 0 | 0 | 0 | 0 | 0 | 0 | 0 | 0 | 0 | 0 | 0 | 0 | 0 | 0 | 0 | 0 | 0 | 0 | 0 | 0 | 0 | 0 | 0 | 0 | 0 | 0 | 0 | 0 | 0 | 0
F4_Commercial_Other Health_New_Food Preparation_Natural Gas_Conveyor Oven_E7 | F4 | Commercial | Other Health | New | Food Preparation | Natural Gas | Conveyor Oven | E7 | Utility - Cost of Equipment | 0 | 0 | 0 | 0 | 0 | 0 | 0 | 0 | 0 | 0 | 0 | 0 | 0 | 0 | 0 | 0 | 0 | 0 | 0 | 0 | 0 | 0 | 0 | 0 | 0 | 0 | 0 | 0 | 0 | 0 | 0 | 0 | 0
F4_Commercial_Other Health_New_Food Preparation_Natural Gas_Conveyor Oven_E8 | F4 | Commercial | Other Health | New | Food Preparation | Natural Gas | Conveyor Oven | E8 | Utility - Cost of Equipment | 0 | 0 | 0 | 0 | 0 | 0 | 0 | 0 | 0 | 0 | 0 | 0 | 0 | 0 | 0 | 0 | 0 | 0 | 0 | 0 | 0 | 0 | 0 | 0 | 0 | 0 | 0 | 0 | 0 | 0 | 0 | 0 | 0
F4_Commercial_Other Health_New_Food Preparation_Natural Gas_Conveyor Oven_E9 | F4 | Commercial | Other Health | New | Food Preparation | Natural Gas | Conveyor Oven | E9 | Utility - Cost of Equipment | 0 | 0 | 0 | 0 | 0 | 0 | 0 | 0 | 0 | 0 | 0 | 0 | 0 | 0 | 0 | 0 | 0 | 0 | 0 | 0 | 0 | 0 | 0 | 0 | 0 | 0 | 0 | 0 | 0 | 0 | 0 | 0 | 0
F4_Commercial_Other Health_New_Food Preparation_Natural Gas_Conveyor Oven_E10 | F4 | Commercial | Other Health | New | Food Preparation | Natural Gas | Conveyor Oven | E10 | Utility - Cost of Equipment | 0 | 0 | 0 | 0 | 0 | 0 | 0 | 0 | 0 | 0 | 0 | 0 | 0 | 0 | 0 | 0 | 0 | 0 | 0 | 0 | 0 | 0 | 0 | 0 | 0 | 0 | 0 | 0 | 0 | 0 | 0 | 0 | 0
F5_Commercial_Other Health_New_Food Preparation_Natural Gas_Conveyor Oven_E1 | F5 | Commercial | Other Health | New | Food Preparation | Natural Gas | Conveyor Oven | E1 | Utility - Cost of Operation | 0.052554 | 0.052554 | 0.052554 | 0.052554 | 0.052554 | 0.052554 | 0.052554 | 0.052554 | 0.052554 | 0.052554 | 0.052554 | 0.052554 | 0.052554 | 0.052554 | 0.052554 | 0.052554 | 0.052554 | 0.052554 | 0.052554 | 0.052554 | 0.052554 | 0.052554 | 0.052554 | 0.052554 | 0.052554 | 0.052554 | 0.052554 | 0.052554 | 0.052554 | 0.052554 | 0.052554 | 0.052554 | 0.052554
F5_Commercial_Other Health_New_Food Preparation_Natural Gas_Conveyor Oven_E2 | F5 | Commercial | Other Health | New | Food Preparation | Natural Gas | Conveyor Oven | E2 | Utility - Cost of Operation | 0.06407 | 0.06407 | 0.06407 | 0.06407 | 0.06407 | 0.06407 | 0.06407 | 0.06407 | 0.06407 | 0.06407 | 0.06407 | 0.06407 | 0.06407 | 0.06407 | 0.06407 | 0.06407 | 0.06407 | 0.06407 | 0.06407 | 0.06407 | 0.06407 | 0.06407 | 0.06407 | 0.06407 | 0.06407 | 0.06407 | 0.06407 | 0.06407 | 0.06407 | 0.06407 | 0.06407 | 0.06407 | 0.06407
F5_Commercial_Other Health_New_Food Preparation_Natural Gas_Conveyor Oven_E3 | F5 | Commercial | Other Health | New | Food Preparation | Natural Gas | Conveyor Oven | E3 | Utility - Cost of Operation | 0 | 0 | 0 | 0 | 0 | 0 | 0 | 0 | 0 | 0 | 0 | 0 | 0 | 0 | 0 | 0 | 0 | 0 | 0 | 0 | 0 | 0 | 0 | 0 | 0 | 0 | 0 | 0 | 0 | 0 | 0 | 0 | 0
F5_Commercial_Other Health_New_Food Preparation_Natural Gas_Conveyor Oven_E4 | F5 | Commercial | Other Health | New | Food Preparation | Natural Gas | Conveyor Oven | E4 | Utility - Cost of Operation | 0 | 0 | 0 | 0 | 0 | 0 | 0 | 0 | 0 | 0 | 0 | 0 | 0 | 0 | 0 | 0 | 0 | 0 | 0 | 0 | 0 | 0 | 0 | 0 | 0 | 0 | 0 | 0 | 0 | 0 | 0 | 0 | 0
F5_Commercial_Other Health_New_Food Preparation_Natural Gas_Conveyor Oven_E5 | F5 | Commercial | Other Health | New | Food Preparation | Natural Gas | Conveyor Oven | E5 | Utility - Cost of Operation | 0 | 0 | 0 | 0 | 0 | 0 | 0 | 0 | 0 | 0 | 0 | 0 | 0 | 0 | 0 | 0 | 0 | 0 | 0 | 0 | 0 | 0 | 0 | 0 | 0 | 0 | 0 | 0 | 0 | 0 | 0 | 0 | 0
F5_Commercial_Other Health_New_Food Preparation_Natural Gas_Conveyor Oven_E6 | F5 | Commercial | Other Health | New | Food Preparation | Natural Gas | Conveyor Oven | E6 | Utility - Cost of Operation | 0 | 0 | 0 | 0 | 0 | 0 | 0 | 0 | 0 | 0 | 0 | 0 | 0 | 0 | 0 | 0 | 0 | 0 | 0 | 0 | 0 | 0 | 0 | 0 | 0 | 0 | 0 | 0 | 0 | 0 | 0 | 0 | 0
F5_Commercial_Other Health_New_Food Preparation_Natural Gas_Conveyor Oven_E7 | F5 | Commercial | Other Health | New | Food Preparation | Natural Gas | Conveyor Oven | E7 | Utility - Cost of Operation | 0 | 0 | 0 | 0 | 0 | 0 | 0 | 0 | 0 | 0 | 0 | 0 | 0 | 0 | 0 | 0 | 0 | 0 | 0 | 0 | 0 | 0 | 0 | 0 | 0 | 0 | 0 | 0 | 0 | 0 | 0 | 0 | 0
F5_Commercial_Other Health_New_Food Preparation_Natural Gas_Conveyor Oven_E8 | F5 | Commercial | Other Health | New | Food Preparation | Natural Gas | Conveyor Oven | E8 | Utility - Cost of Operation | 0 | 0 | 0 | 0 | 0 | 0 | 0 | 0 | 0 | 0 | 0 | 0 | 0 | 0 | 0 | 0 | 0 | 0 | 0 | 0 | 0 | 0 | 0 | 0 | 0 | 0 | 0 | 0 | 0 | 0 | 0 | 0 | 0
F5_Commercial_Other Health_New_Food Preparation_Natural Gas_Conveyor Oven_E9 | F5 | Commercial | Other Health | New | Food Preparation | Natural Gas | Conveyor Oven | E9 | Utility - Cost of Operation | 0 | 0 | 0 | 0 | 0 | 0 | 0 | 0 | 0 | 0 | 0 | 0 | 0 | 0 | 0 | 0 | 0 | 0 | 0 | 0 | 0 | 0 | 0 | 0 | 0 | 0 | 0 | 0 | 0 | 0 | 0 | 0 | 0
F5_Commercial_Other Health_New_Food Preparation_Natural Gas_Conveyor Oven_E10 | F5 | Commercial | Other Health | New | Food Preparation | Natural Gas | Conveyor Oven | E10 | Utility - Cost of Operation | 0 | 0 | 0 | 0 | 0 | 0 | 0 | 0 | 0 | 0 | 0 | 0 | 0 | 0 | 0 | 0 | 0 | 0 | 0 | 0 | 0 | 0 | 0 | 0 | 0 | 0 | 0 | 0 | 0 | 0 | 0 | 0 | 0
F6_Commercial_Other Health_New_Food Preparation_Natural Gas_Conveyor Oven_E1 | F6 | Commercial | Other Health | New | Food Preparation | Natural Gas | Conveyor Oven | E1 | Utility - Value of Sales | 0.18343 | 0.184 | 0.18493 | 0.18473 | 0.18473 | 0.18473 | 0.18473 | 0.18473 | 0.18473 | 0.18473 | 0.18473 | 0.18473 | 0.18473 | 0.18473 | 0.18473 | 0.18473 | 0.18473 | 0.18473 | 0.18473 | 0.18473 | 0.18473 | 0.18473 | 0.18473 | 0.18473 | 0.18473 | 0.18473 | 0.18473 | 0.18473 | 0.18473 | 0.18473 | 0.18473 | 0.18473 | 0.18473
F6_Commercial_Other Health_New_Food Preparation_Natural Gas_Conveyor Oven_E2 | F6 | Commercial | Other Health | New | Food Preparation | Natural Gas | Conveyor Oven | E2 | Utility - Value of Sales | 0.13943 | 0.13987 | 0.14058 | 0.14042 | 0.14042 | 0.14042 | 0.14042 | 0.14042 | 0.14042 | 0.14042 | 0.14042 | 0.14042 | 0.14042 | 0.14042 | 0.14042 | 0.14042 | 0.14042 | 0.14042 | 0.14042 | 0.14042 | 0.14042 | 0.14042 | 0.14042 | 0.14042 | 0.14042 | 0.14042 | 0.14042 | 0.14042 | 0.14042 | 0.14042 | 0.14042 | 0.14042 | 0.14042
F6_Commercial_Other Health_New_Food Preparation_Natural Gas_Conveyor Oven_E3 | F6 | Commercial | Other Health | New | Food Preparation | Natural Gas | Conveyor Oven | E3 | Utility - Value of Sales | 0 | 0 | 0 | 0 | 0 | 0 | 0 | 0 | 0 | 0 | 0 | 0 | 0 | 0 | 0 | 0 | 0 | 0 | 0 | 0 | 0 | 0 | 0 | 0 | 0 | 0 | 0 | 0 | 0 | 0 | 0 | 0 | 0
F6_Commercial_Other Health_New_Food Preparation_Natural Gas_Conveyor Oven_E4 | F6 | Commercial | Other Health | New | Food Preparation | Natural Gas | Conveyor Oven | E4 | Utility - Value of Sales | 0 | 0 | 0 | 0 | 0 | 0 | 0 | 0 | 0 | 0 | 0 | 0 | 0 | 0 | 0 | 0 | 0 | 0 | 0 | 0 | 0 | 0 | 0 | 0 | 0 | 0 | 0 | 0 | 0 | 0 | 0 | 0 | 0
F6_Commercial_Other Health_New_Food Preparation_Natural Gas_Conveyor Oven_E5 | F6 | Commercial | Other Health | New | Food Preparation | Natural Gas | Conveyor Oven | E5 | Utility - Value of Sales | 0 | 0 | 0 | 0 | 0 | 0 | 0 | 0 | 0 | 0 | 0 | 0 | 0 | 0 | 0 | 0 | 0 | 0 | 0 | 0 | 0 | 0 | 0 | 0 | 0 | 0 | 0 | 0 | 0 | 0 | 0 | 0 | 0
F6_Commercial_Other Health_New_Food Preparation_Natural Gas_Conveyor Oven_E6 | F6 | Commercial | Other Health | New | Food Preparation | Natural Gas | Conveyor Oven | E6 | Utility - Value of Sales | 0 | 0 | 0 | 0 | 0 | 0 | 0 | 0 | 0 | 0 | 0 | 0 | 0 | 0 | 0 | 0 | 0 | 0 | 0 | 0 | 0 | 0 | 0 | 0 | 0 | 0 | 0 | 0 | 0 | 0 | 0 | 0 | 0
F6_Commercial_Other Health_New_Food Preparation_Natural Gas_Conveyor Oven_E7 | F6 | Commercial | Other Health | New | Food Preparation | Natural Gas | Conveyor Oven | E7 | Utility - Value of Sales | 0 | 0 | 0 | 0 | 0 | 0 | 0 | 0 | 0 | 0 | 0 | 0 | 0 | 0 | 0 | 0 | 0 | 0 | 0 | 0 | 0 | 0 | 0 | 0 | 0 | 0 | 0 | 0 | 0 | 0 | 0 | 0 | 0
F6_Commercial_Other Health_New_Food Preparation_Natural Gas_Conveyor Oven_E8 | F6 | Commercial | Other Health | New | Food Preparation | Natural Gas | Conveyor Oven | E8 | Utility - Value of Sales | 0 | 0 | 0 | 0 | 0 | 0 | 0 | 0 | 0 | 0 | 0 | 0 | 0 | 0 | 0 | 0 | 0 | 0 | 0 | 0 | 0 | 0 | 0 | 0 | 0 | 0 | 0 | 0 | 0 | 0 | 0 | 0 | 0
F6_Commercial_Other Health_New_Food Preparation_Natural Gas_Conveyor Oven_E9 | F6 | Commercial | Other Health | New | Food Preparation | Natural Gas | Conveyor Oven | E9 | Utility - Value of Sales | 0 | 0 | 0 | 0 | 0 | 0 | 0 | 0 | 0 | 0 | 0 | 0 | 0 | 0 | 0 | 0 | 0 | 0 | 0 | 0 | 0 | 0 | 0 | 0 | 0 | 0 | 0 | 0 | 0 | 0 | 0 | 0 | 0
F6_Commercial_Other Health_New_Food Preparation_Natural Gas_Conveyor Oven_E10 | F6 | Commercial | Other Health | New | Food Preparation | Natural Gas | Conveyor Oven | E10 | Utility - Value of Sales | 0 | 0 | 0 | 0 | 0 | 0 | 0 | 0 | 0 | 0 | 0 | 0 | 0 | 0 | 0 | 0 | 0 | 0 | 0 | 0 | 0 | 0 | 0 | 0 | 0 | 0 | 0 | 0 | 0 | 0 | 0 | 0 | 0
F1_Commercial_Other Health_New_Food Preparation_Natural Gas_Double Rack Oven_E1 | F1 | Commercial | Other Health | New | Food Preparation | Natural Gas | Double Rack Oven | E1 | RVT - Cost of Equipment | 0.51394 | 0.5146 | 0.5174 | 0.51479 | 0.51345 | 0.51549 | 0.52041 | 0.5244 | 0.52928 | 0.53397 | 0.53872 | 0.5432 | 0.54798 | 0.55292 | 0.55771 | 0.56261 | 0.56755 | 0.57286 | 0.57837 | 0.58406 | 0.58951 | 0.59499 | 0.5999 | 0.60483 | 0.60909 | 0.61278 | 0.61613 | 0.61903 | 0.62129 | 0.62315 | 0.62416 | 0.62484 | 0.62484
F1_Commercial_Other Health_New_Food Preparation_Natural Gas_Double Rack Oven_E2 | F1 | Commercial | Other Health | New | Food Preparation | Natural Gas | Double Rack Oven | E2 | RVT - Cost of Equipment | 0.28033 | 0.28069 | 0.28222 | 0.28079 | 0.28006 | 0.28118 | 0.28386 | 0.28604 | 0.2887 | 0.29126 | 0.29385 | 0.29629 | 0.2989 | 0.30159 | 0.30421 | 0.30688 | 0.30957 | 0.31247 | 0.31548 | 0.31858 | 0.32155 | 0.32454 | 0.32722 | 0.32991 | 0.33223 | 0.33424 | 0.33607 | 0.33765 | 0.33889 | 0.3399 | 0.34045 | 0.34082 | 0.34082
F1_Commercial_Other Health_New_Food Preparation_Natural Gas_Double Rack Oven_E3 | F1 | Commercial | Other Health | New | Food Preparation | Natural Gas | Double Rack Oven | E3 | RVT - Cost of Equipment | 0 | 0 | 0 | 0 | 0 | 0 | 0 | 0 | 0 | 0 | 0 | 0 | 0 | 0 | 0 | 0 | 0 | 0 | 0 | 0 | 0 | 0 | 0 | 0 | 0 | 0 | 0 | 0 | 0 | 0 | 0 | 0 | 0
F1_Commercial_Other Health_New_Food Preparation_Natural Gas_Double Rack Oven_E4 | F1 | Commercial | Other Health | New | Food Preparation | Natural Gas | Double Rack Oven | E4 | RVT - Cost of Equipment | 0 | 0 | 0 | 0 | 0 | 0 | 0 | 0 | 0 | 0 | 0 | 0 | 0 | 0 | 0 | 0 | 0 | 0 | 0 | 0 | 0 | 0 | 0 | 0 | 0 | 0 | 0 | 0 | 0 | 0 | 0 | 0 | 0
F1_Commercial_Other Health_New_Food Preparation_Natural Gas_Double Rack Oven_E5 | F1 | Commercial | Other Health | New | Food Preparation | Natural Gas | Double Rack Oven | E5 | RVT - Cost of Equipment | 0 | 0 | 0 | 0 | 0 | 0 | 0 | 0 | 0 | 0 | 0 | 0 | 0 | 0 | 0 | 0 | 0 | 0 | 0 | 0 | 0 | 0 | 0 | 0 | 0 | 0 | 0 | 0 | 0 | 0 | 0 | 0 | 0
F1_Commercial_Other Health_New_Food Preparation_Natural Gas_Double Rack Oven_E6 | F1 | Commercial | Other Health | New | Food Preparation | Natural Gas | Double Rack Oven | E6 | RVT - Cost of Equipment | 0 | 0 | 0 | 0 | 0 | 0 | 0 | 0 | 0 | 0 | 0 | 0 | 0 | 0 | 0 | 0 | 0 | 0 | 0 | 0 | 0 | 0 | 0 | 0 | 0 | 0 | 0 | 0 | 0 | 0 | 0 | 0 | 0
F1_Commercial_Other Health_New_Food Preparation_Natural Gas_Double Rack Oven_E7 | F1 | Commercial | Other Health | New | Food Preparation | Natural Gas | Double Rack Oven | E7 | RVT - Cost of Equipment | 0 | 0 | 0 | 0 | 0 | 0 | 0 | 0 | 0 | 0 | 0 | 0 | 0 | 0 | 0 | 0 | 0 | 0 | 0 | 0 | 0 | 0 | 0 | 0 | 0 | 0 | 0 | 0 | 0 | 0 | 0 | 0 | 0
F1_Commercial_Other Health_New_Food Preparation_Natural Gas_Double Rack Oven_E8 | F1 | Commercial | Other Health | New | Food Preparation | Natural Gas | Double Rack Oven | E8 | RVT - Cost of Equipment | 0 | 0 | 0 | 0 | 0 | 0 | 0 | 0 | 0 | 0 | 0 | 0 | 0 | 0 | 0 | 0 | 0 | 0 | 0 | 0 | 0 | 0 | 0 | 0 | 0 | 0 | 0 | 0 | 0 | 0 | 0 | 0 | 0
F1_Commercial_Other Health_New_Food Preparation_Natural Gas_Double Rack Oven_E9 | F1 | Commercial | Other Health | New | Food Preparation | Natural Gas | Double Rack Oven | E9 | RVT - Cost of Equipment | 0 | 0 | 0 | 0 | 0 | 0 | 0 | 0 | 0 | 0 | 0 | 0 | 0 | 0 | 0 | 0 | 0 | 0 | 0 | 0 | 0 | 0 | 0 | 0 | 0 | 0 | 0 | 0 | 0 | 0 | 0 | 0 | 0
F1_Commercial_Other Health_New_Food Preparation_Natural Gas_Double Rack Oven_E10 | F1 | Commercial | Other Health | New | Food Preparation | Natural Gas | Double Rack Oven | E10 | RVT - Cost of Equipment | 0 | 0 | 0 | 0 | 0 | 0 | 0 | 0 | 0 | 0 | 0 | 0 | 0 | 0 | 0 | 0 | 0 | 0 | 0 | 0 | 0 | 0 | 0 | 0 | 0 | 0 | 0 | 0 | 0 | 0 | 0 | 0 | 0
F2_Commercial_Other Health_New_Food Preparation_Natural Gas_Double Rack Oven_E1 | F2 | Commercial | Other Health | New | Food Preparation | Natural Gas | Double Rack Oven | E1 | RVT - Cost of Operation | 0.61573 | 0.61652 | 0.61988 | 0.61675 | 0.61515 | 0.6176 | 0.62348 | 0.62827 | 0.63411 | 0.63973 | 0.64542 | 0.65079 | 0.65652 | 0.66243 | 0.66818 | 0.67405 | 0.67996 | 0.68632 | 0.69293 | 0.69974 | 0.70627 | 0.71284 | 0.71872 | 0.72462 | 0.72973 | 0.73415 | 0.73817 | 0.74163 | 0.74435 | 0.74658 | 0.74779 | 0.7486 | 0.7486
F2_Commercial_Other Health_New_Food Preparation_Natural Gas_Double Rack Oven_E2 | F2 | Commercial | Other Health | New | Food Preparation | Natural Gas | Double Rack Oven | E2 | RVT - Cost of Operation | 0.33585 | 0.33628 | 0.33812 | 0.33641 | 0.33554 | 0.33687 | 0.34008 | 0.34269 | 0.34588 | 0.34894 | 0.35205 | 0.35498 | 0.3581 | 0.36133 | 0.36446 | 0.36766 | 0.37089 | 0.37436 | 0.37796 | 0.38168 | 0.38524 | 0.38882 | 0.39203 | 0.39525 | 0.39804 | 0.40044 | 0.40264 | 0.40453 | 0.40601 | 0.40722 | 0.40788 | 0.40833 | 0.40833
F2_Commercial_Other Health_New_Food Preparation_Natural Gas_Double Rack Oven_E3 | F2 | Commercial | Other Health | New | Food Preparation | Natural Gas | Double Rack Oven | E3 | RVT - Cost of Operation | 0 | 0 | 0 | 0 | 0 | 0 | 0 | 0 | 0 | 0 | 0 | 0 | 0 | 0 | 0 | 0 | 0 | 0 | 0 | 0 | 0 | 0 | 0 | 0 | 0 | 0 | 0 | 0 | 0 | 0 | 0 | 0 | 0
F2_Commercial_Other Health_New_Food Preparation_Natural Gas_Double Rack Oven_E4 | F2 | Commercial | Other Health | New | Food Preparation | Natural Gas | Double Rack Oven | E4 | RVT - Cost of Operation | 0 | 0 | 0 | 0 | 0 | 0 | 0 | 0 | 0 | 0 | 0 | 0 | 0 | 0 | 0 | 0 | 0 | 0 | 0 | 0 | 0 | 0 | 0 | 0 | 0 | 0 | 0 | 0 | 0 | 0 | 0 | 0 | 0
F2_Commercial_Other Health_New_Food Preparation_Natural Gas_Double Rack Oven_E5 | F2 | Commercial | Other Health | New | Food Preparation | Natural Gas | Double Rack Oven | E5 | RVT - Cost of Operation | 0 | 0 | 0 | 0 | 0 | 0 | 0 | 0 | 0 | 0 | 0 | 0 | 0 | 0 | 0 | 0 | 0 | 0 | 0 | 0 | 0 | 0 | 0 | 0 | 0 | 0 | 0 | 0 | 0 | 0 | 0 | 0 | 0
F2_Commercial_Other Health_New_Food Preparation_Natural Gas_Double Rack Oven_E6 | F2 | Commercial | Other Health | New | Food Preparation | Natural Gas | Double Rack Oven | E6 | RVT - Cost of Operation | 0 | 0 | 0 | 0 | 0 | 0 | 0 | 0 | 0 | 0 | 0 | 0 | 0 | 0 | 0 | 0 | 0 | 0 | 0 | 0 | 0 | 0 | 0 | 0 | 0 | 0 | 0 | 0 | 0 | 0 | 0 | 0 | 0
F2_Commercial_Other Health_New_Food Preparation_Natural Gas_Double Rack Oven_E7 | F2 | Commercial | Other Health | New | Food Preparation | Natural Gas | Double Rack Oven | E7 | RVT - Cost of Operation | 0 | 0 | 0 | 0 | 0 | 0 | 0 | 0 | 0 | 0 | 0 | 0 | 0 | 0 | 0 | 0 | 0 | 0 | 0 | 0 | 0 | 0 | 0 | 0 | 0 | 0 | 0 | 0 | 0 | 0 | 0 | 0 | 0
F2_Commercial_Other Health_New_Food Preparation_Natural Gas_Double Rack Oven_E8 | F2 | Commercial | Other Health | New | Food Preparation | Natural Gas | Double Rack Oven | E8 | RVT - Cost of Operation | 0 | 0 | 0 | 0 | 0 | 0 | 0 | 0 | 0 | 0 | 0 | 0 | 0 | 0 | 0 | 0 | 0 | 0 | 0 | 0 | 0 | 0 | 0 | 0 | 0 | 0 | 0 | 0 | 0 | 0 | 0 | 0 | 0
F2_Commercial_Other Health_New_Food Preparation_Natural Gas_Double Rack Oven_E9 | F2 | Commercial | Other Health | New | Food Preparation | Natural Gas | Double Rack Oven | E9 | RVT - Cost of Operation | 0 | 0 | 0 | 0 | 0 | 0 | 0 | 0 | 0 | 0 | 0 | 0 | 0 | 0 | 0 | 0 | 0 | 0 | 0 | 0 | 0 | 0 | 0 | 0 | 0 | 0 | 0 | 0 | 0 | 0 | 0 | 0 | 0
F2_Commercial_Other Health_New_Food Preparation_Natural Gas_Double Rack Oven_E10 | F2 | Commercial | Other Health | New | Food Preparation | Natural Gas | Double Rack Oven | E10 | RVT - Cost of Operation | 0 | 0 | 0 | 0 | 0 | 0 | 0 | 0 | 0 | 0 | 0 | 0 | 0 | 0 | 0 | 0 | 0 | 0 | 0 | 0 | 0 | 0 | 0 | 0 | 0 | 0 | 0 | 0 | 0 | 0 | 0 | 0 | 0
F3_Commercial_Other Health_New_Food Preparation_Natural Gas_Double Rack Oven_E1 | F3 | Commercial | Other Health | New | Food Preparation | Natural Gas | Double Rack Oven | E1 | System - kBTUs of Consumption | 0.10143 | 0.10143 | 0.10143 | 0.10143 | 0.10143 | 0.10143 | 0.10143 | 0.10143 | 0.10143 | 0.10143 | 0.10143 | 0.10143 | 0.10143 | 0.10143 | 0.10143 | 0.10143 | 0.10143 | 0.10143 | 0.10143 | 0.10143 | 0.10143 | 0.10143 | 0.10143 | 0.10143 | 0.10143 | 0.10143 | 0.10143 | 0.10143 | 0.10143 | 0.10143 | 0.10143 | 0.10143 | 0.10143
F3_Commercial_Other Health_New_Food Preparation_Natural Gas_Double Rack Oven_E2 | F3 | Commercial | Other Health | New | Food Preparation | Natural Gas | Double Rack Oven | E2 | System - kBTUs of Consumption | 0.13489 | 0.13489 | 0.13489 | 0.13489 | 0.13489 | 0.13489 | 0.13489 | 0.13489 | 0.13489 | 0.13489 | 0.13489 | 0.13489 | 0.13489 | 0.13489 | 0.13489 | 0.13489 | 0.13489 | 0.13489 | 0.13489 | 0.13489 | 0.13489 | 0.13489 | 0.13489 | 0.13489 | 0.13489 | 0.13489 | 0.13489 | 0.13489 | 0.13489 | 0.13489 | 0.13489 | 0.13489 | 0.13489
F3_Commercial_Other Health_New_Food Preparation_Natural Gas_Double Rack Oven_E3 | F3 | Commercial | Other Health | New | Food Preparation | Natural Gas | Double Rack Oven | E3 | System - kBTUs of Consumption | 0 | 0 | 0 | 0 | 0 | 0 | 0 | 0 | 0 | 0 | 0 | 0 | 0 | 0 | 0 | 0 | 0 | 0 | 0 | 0 | 0 | 0 | 0 | 0 | 0 | 0 | 0 | 0 | 0 | 0 | 0 | 0 | 0
F3_Commercial_Other Health_New_Food Preparation_Natural Gas_Double Rack Oven_E4 | F3 | Commercial | Other Health | New | Food Preparation | Natural Gas | Double Rack Oven | E4 | System - kBTUs of Consumption | 0 | 0 | 0 | 0 | 0 | 0 | 0 | 0 | 0 | 0 | 0 | 0 | 0 | 0 | 0 | 0 | 0 | 0 | 0 | 0 | 0 | 0 | 0 | 0 | 0 | 0 | 0 | 0 | 0 | 0 | 0 | 0 | 0
F3_Commercial_Other Health_New_Food Preparation_Natural Gas_Double Rack Oven_E5 | F3 | Commercial | Other Health | New | Food Preparation | Natural Gas | Double Rack Oven | E5 | System - kBTUs of Consumption | 0 | 0 | 0 | 0 | 0 | 0 | 0 | 0 | 0 | 0 | 0 | 0 | 0 | 0 | 0 | 0 | 0 | 0 | 0 | 0 | 0 | 0 | 0 | 0 | 0 | 0 | 0 | 0 | 0 | 0 | 0 | 0 | 0
F3_Commercial_Other Health_New_Food Preparation_Natural Gas_Double Rack Oven_E6 | F3 | Commercial | Other Health | New | Food Preparation | Natural Gas | Double Rack Oven | E6 | System - kBTUs of Consumption | 0 | 0 | 0 | 0 | 0 | 0 | 0 | 0 | 0 | 0 | 0 | 0 | 0 | 0 | 0 | 0 | 0 | 0 | 0 | 0 | 0 | 0 | 0 | 0 | 0 | 0 | 0 | 0 | 0 | 0 | 0 | 0 | 0
F3_Commercial_Other Health_New_Food Preparation_Natural Gas_Double Rack Oven_E7 | F3 | Commercial | Other Health | New | Food Preparation | Natural Gas | Double Rack Oven | E7 | System - kBTUs of Consumption | 0 | 0 | 0 | 0 | 0 | 0 | 0 | 0 | 0 | 0 | 0 | 0 | 0 | 0 | 0 | 0 | 0 | 0 | 0 | 0 | 0 | 0 | 0 | 0 | 0 | 0 | 0 | 0 | 0 | 0 | 0 | 0 | 0
F3_Commercial_Other Health_New_Food Preparation_Natural Gas_Double Rack Oven_E8 | F3 | Commercial | Other Health | New | Food Preparation | Natural Gas | Double Rack Oven | E8 | System - kBTUs of Consumption | 0 | 0 | 0 | 0 | 0 | 0 | 0 | 0 | 0 | 0 | 0 | 0 | 0 | 0 | 0 | 0 | 0 | 0 | 0 | 0 | 0 | 0 | 0 | 0 | 0 | 0 | 0 | 0 | 0 | 0 | 0 | 0 | 0
F3_Commercial_Other Health_New_Food Preparation_Natural Gas_Double Rack Oven_E9 | F3 | Commercial | Other Health | New | Food Preparation | Natural Gas | Double Rack Oven | E9 | System - kBTUs of Consumption | 0 | 0 | 0 | 0 | 0 | 0 | 0 | 0 | 0 | 0 | 0 | 0 | 0 | 0 | 0 | 0 | 0 | 0 | 0 | 0 | 0 | 0 | 0 | 0 | 0 | 0 | 0 | 0 | 0 | 0 | 0 | 0 | 0
F3_Commercial_Other Health_New_Food Preparation_Natural Gas_Double Rack Oven_E10 | F3 | Commercial | Other Health | New | Food Preparation | Natural Gas | Double Rack Oven | E10 | System - kBTUs of Consumption | 0 | 0 | 0 | 0 | 0 | 0 | 0 | 0 | 0 | 0 | 0 | 0 | 0 | 0 | 0 | 0 | 0 | 0 | 0 | 0 | 0 | 0 | 0 | 0 | 0 | 0 | 0 | 0 | 0 | 0 | 0 | 0 | 0
F4_Commercial_Other Health_New_Food Preparation_Natural Gas_Double Rack Oven_E1 | F4 | Commercial | Other Health | New | Food Preparation | Natural Gas | Double Rack Oven | E1 | Utility - Cost of Equipment | 0.61573 | 0.61652 | 0.61988 | 0.61675 | 0.61515 | 0.6176 | 0.62348 | 0.62827 | 0.63411 | 0.63973 | 0.64542 | 0.65079 | 0.65652 | 0.66243 | 0.66818 | 0.67405 | 0.67996 | 0.68632 | 0.69293 | 0.69974 | 0.70627 | 0.71284 | 0.71872 | 0.72462 | 0.72973 | 0.73415 | 0.73817 | 0.74163 | 0.74435 | 0.74658 | 0.74779 | 0.7486 | 0.7486
F4_Commercial_Other Health_New_Food Preparation_Natural Gas_Double Rack Oven_E2 | F4 | Commercial | Other Health | New | Food Preparation | Natural Gas | Double Rack Oven | E2 | Utility - Cost of Equipment | 0.33585 | 0.33628 | 0.33812 | 0.33641 | 0.33554 | 0.33687 | 0.34008 | 0.34269 | 0.34588 | 0.34894 | 0.35205 | 0.35498 | 0.3581 | 0.36133 | 0.36446 | 0.36766 | 0.37089 | 0.37436 | 0.37796 | 0.38168 | 0.38524 | 0.38882 | 0.39203 | 0.39525 | 0.39804 | 0.40044 | 0.40264 | 0.40453 | 0.40601 | 0.40722 | 0.40788 | 0.40833 | 0.40833
F4_Commercial_Other Health_New_Food Preparation_Natural Gas_Double Rack Oven_E3 | F4 | Commercial | Other Health | New | Food Preparation | Natural Gas | Double Rack Oven | E3 | Utility - Cost of Equipment | 0 | 0 | 0 | 0 | 0 | 0 | 0 | 0 | 0 | 0 | 0 | 0 | 0 | 0 | 0 | 0 | 0 | 0 | 0 | 0 | 0 | 0 | 0 | 0 | 0 | 0 | 0 | 0 | 0 | 0 | 0 | 0 | 0
F4_Commercial_Other Health_New_Food Preparation_Natural Gas_Double Rack Oven_E4 | F4 | Commercial | Other Health | New | Food Preparation | Natural Gas | Double Rack Oven | E4 | Utility - Cost of Equipment | 0 | 0 | 0 | 0 | 0 | 0 | 0 | 0 | 0 | 0 | 0 | 0 | 0 | 0 | 0 | 0 | 0 | 0 | 0 | 0 | 0 | 0 | 0 | 0 | 0 | 0 | 0 | 0 | 0 | 0 | 0 | 0 | 0
F4_Commercial_Other Health_New_Food Preparation_Natural Gas_Double Rack Oven_E5 | F4 | Commercial | Other Health | New | Food Preparation | Natural Gas | Double Rack Oven | E5 | Utility - Cost of Equipment | 0 | 0 | 0 | 0 | 0 | 0 | 0 | 0 | 0 | 0 | 0 | 0 | 0 | 0 | 0 | 0 | 0 | 0 | 0 | 0 | 0 | 0 | 0 | 0 | 0 | 0 | 0 | 0 | 0 | 0 | 0 | 0 | 0
F4_Commercial_Other Health_New_Food Preparation_Natural Gas_Double Rack Oven_E6 | F4 | Commercial | Other Health | New | Food Preparation | Natural Gas | Double Rack Oven | E6 | Utility - Cost of Equipment | 0 | 0 | 0 | 0 | 0 | 0 | 0 | 0 | 0 | 0 | 0 | 0 | 0 | 0 | 0 | 0 | 0 | 0 | 0 | 0 | 0 | 0 | 0 | 0 | 0 | 0 | 0 | 0 | 0 | 0 | 0 | 0 | 0
F4_Commercial_Other Health_New_Food Preparation_Natural Gas_Double Rack Oven_E7 | F4 | Commercial | Other Health | New | Food Preparation | Natural Gas | Double Rack Oven | E7 | Utility - Cost of Equipment | 0 | 0 | 0 | 0 | 0 | 0 | 0 | 0 | 0 | 0 | 0 | 0 | 0 | 0 | 0 | 0 | 0 | 0 | 0 | 0 | 0 | 0 | 0 | 0 | 0 | 0 | 0 | 0 | 0 | 0 | 0 | 0 | 0
F4_Commercial_Other Health_New_Food Preparation_Natural Gas_Double Rack Oven_E8 | F4 | Commercial | Other Health | New | Food Preparation | Natural Gas | Double Rack Oven | E8 | Utility - Cost of Equipment | 0 | 0 | 0 | 0 | 0 | 0 | 0 | 0 | 0 | 0 | 0 | 0 | 0 | 0 | 0 | 0 | 0 | 0 | 0 | 0 | 0 | 0 | 0 | 0 | 0 | 0 | 0 | 0 | 0 | 0 | 0 | 0 | 0
F4_Commercial_Other Health_New_Food Preparation_Natural Gas_Double Rack Oven_E9 | F4 | Commercial | Other Health | New | Food Preparation | Natural Gas | Double Rack Oven | E9 | Utility - Cost of Equipment | 0 | 0 | 0 | 0 | 0 | 0 | 0 | 0 | 0 | 0 | 0 | 0 | 0 | 0 | 0 | 0 | 0 | 0 | 0 | 0 | 0 | 0 | 0 | 0 | 0 | 0 | 0 | 0 | 0 | 0 | 0 | 0 | 0
F4_Commercial_Other Health_New_Food Preparation_Natural Gas_Double Rack Oven_E10 | F4 | Commercial | Other Health | New | Food Preparation | Natural Gas | Double Rack Oven | E10 | Utility - Cost of Equipment | 0 | 0 | 0 | 0 | 0 | 0 | 0 | 0 | 0 | 0 | 0 | 0 | 0 | 0 | 0 | 0 | 0 | 0 | 0 | 0 | 0 | 0 | 0 | 0 | 0 | 0 | 0 | 0 | 0 | 0 | 0 | 0 | 0
F5_Commercial_Other Health_New_Food Preparation_Natural Gas_Double Rack Oven_E1 | F5 | Commercial | Other Health | New | Food Preparation | Natural Gas | Double Rack Oven | E1 | Utility - Cost of Operation | 0.10143 | 0.10143 | 0.10143 | 0.10143 | 0.10143 | 0.10143 | 0.10143 | 0.10143 | 0.10143 | 0.10143 | 0.10143 | 0.10143 | 0.10143 | 0.10143 | 0.10143 | 0.10143 | 0.10143 | 0.10143 | 0.10143 | 0.10143 | 0.10143 | 0.10143 | 0.10143 | 0.10143 | 0.10143 | 0.10143 | 0.10143 | 0.10143 | 0.10143 | 0.10143 | 0.10143 | 0.10143 | 0.10143
F5_Commercial_Other Health_New_Food Preparation_Natural Gas_Double Rack Oven_E2 | F5 | Commercial | Other Health | New | Food Preparation | Natural Gas | Double Rack Oven | E2 | Utility - Cost of Operation | 0.13489 | 0.13489 | 0.13489 | 0.13489 | 0.13489 | 0.13489 | 0.13489 | 0.13489 | 0.13489 | 0.13489 | 0.13489 | 0.13489 | 0.13489 | 0.13489 | 0.13489 | 0.13489 | 0.13489 | 0.13489 | 0.13489 | 0.13489 | 0.13489 | 0.13489 | 0.13489 | 0.13489 | 0.13489 | 0.13489 | 0.13489 | 0.13489 | 0.13489 | 0.13489 | 0.13489 | 0.13489 | 0.13489
F5_Commercial_Other Health_New_Food Preparation_Natural Gas_Double Rack Oven_E3 | F5 | Commercial | Other Health | New | Food Preparation | Natural Gas | Double Rack Oven | E3 | Utility - Cost of Operation | 0 | 0 | 0 | 0 | 0 | 0 | 0 | 0 | 0 | 0 | 0 | 0 | 0 | 0 | 0 | 0 | 0 | 0 | 0 | 0 | 0 | 0 | 0 | 0 | 0 | 0 | 0 | 0 | 0 | 0 | 0 | 0 | 0
F5_Commercial_Other Health_New_Food Preparation_Natural Gas_Double Rack Oven_E4 | F5 | Commercial | Other Health | New | Food Preparation | Natural Gas | Double Rack Oven | E4 | Utility - Cost of Operation | 0 | 0 | 0 | 0 | 0 | 0 | 0 | 0 | 0 | 0 | 0 | 0 | 0 | 0 | 0 | 0 | 0 | 0 | 0 | 0 | 0 | 0 | 0 | 0 | 0 | 0 | 0 | 0 | 0 | 0 | 0 | 0 | 0
F5_Commercial_Other Health_New_Food Preparation_Natural Gas_Double Rack Oven_E5 | F5 | Commercial | Other Health | New | Food Preparation | Natural Gas | Double Rack Oven | E5 | Utility - Cost of Operation | 0 | 0 | 0 | 0 | 0 | 0 | 0 | 0 | 0 | 0 | 0 | 0 | 0 | 0 | 0 | 0 | 0 | 0 | 0 | 0 | 0 | 0 | 0 | 0 | 0 | 0 | 0 | 0 | 0 | 0 | 0 | 0 | 0
F5_Commercial_Other Health_New_Food Preparation_Natural Gas_Double Rack Oven_E6 | F5 | Commercial | Other Health | New | Food Preparation | Natural Gas | Double Rack Oven | E6 | Utility - Cost of Operation | 0 | 0 | 0 | 0 | 0 | 0 | 0 | 0 | 0 | 0 | 0 | 0 | 0 | 0 | 0 | 0 | 0 | 0 | 0 | 0 | 0 | 0 | 0 | 0 | 0 | 0 | 0 | 0 | 0 | 0 | 0 | 0 | 0
F5_Commercial_Other Health_New_Food Preparation_Natural Gas_Double Rack Oven_E7 | F5 | Commercial | Other Health | New | Food Preparation | Natural Gas | Double Rack Oven | E7 | Utility - Cost of Operation | 0 | 0 | 0 | 0 | 0 | 0 | 0 | 0 | 0 | 0 | 0 | 0 | 0 | 0 | 0 | 0 | 0 | 0 | 0 | 0 | 0 | 0 | 0 | 0 | 0 | 0 | 0 | 0 | 0 | 0 | 0 | 0 | 0
F5_Commercial_Other Health_New_Food Preparation_Natural Gas_Double Rack Oven_E8 | F5 | Commercial | Other Health | New | Food Preparation | Natural Gas | Double Rack Oven | E8 | Utility - Cost of Operation | 0 | 0 | 0 | 0 | 0 | 0 | 0 | 0 | 0 | 0 | 0 | 0 | 0 | 0 | 0 | 0 | 0 | 0 | 0 | 0 | 0 | 0 | 0 | 0 | 0 | 0 | 0 | 0 | 0 | 0 | 0 | 0 | 0
F5_Commercial_Other Health_New_Food Preparation_Natural Gas_Double Rack Oven_E9 | F5 | Commercial | Other Health | New | Food Preparation | Natural Gas | Double Rack Oven | E9 | Utility - Cost of Operation | 0 | 0 | 0 | 0 | 0 | 0 | 0 | 0 | 0 | 0 | 0 | 0 | 0 | 0 | 0 | 0 | 0 | 0 | 0 | 0 | 0 | 0 | 0 | 0 | 0 | 0 | 0 | 0 | 0 | 0 | 0 | 0 | 0
F5_Commercial_Other Health_New_Food Preparation_Natural Gas_Double Rack Oven_E10 | F5 | Commercial | Other Health | New | Food Preparation | Natural Gas | Double Rack Oven | E10 | Utility - Cost of Operation | 0 | 0 | 0 | 0 | 0 | 0 | 0 | 0 | 0 | 0 | 0 | 0 | 0 | 0 | 0 | 0 | 0 | 0 | 0 | 0 | 0 | 0 | 0 | 0 | 0 | 0 | 0 | 0 | 0 | 0 | 0 | 0 | 0
F6_Commercial_Other Health_New_Food Preparation_Natural Gas_Double Rack Oven_E1 | F6 | Commercial | Other Health | New | Food Preparation | Natural Gas | Double Rack Oven | E1 | Utility - Value of Sales | 0.32592 | 0.32738 | 0.32973 | 0.32921 | 0.32921 | 0.32921 | 0.32921 | 0.32921 | 0.32921 | 0.32921 | 0.32921 | 0.32921 | 0.32921 | 0.32921 | 0.32921 | 0.32921 | 0.32921 | 0.32921 | 0.32921 | 0.32921 | 0.32921 | 0.32921 | 0.32921 | 0.32921 | 0.32921 | 0.32921 | 0.32921 | 0.32921 | 0.32921 | 0.32921 | 0.32921 | 0.32921 | 0.32921
F6_Commercial_Other Health_New_Food Preparation_Natural Gas_Double Rack Oven_E2 | F6 | Commercial | Other Health | New | Food Preparation | Natural Gas | Double Rack Oven | E2 | Utility - Value of Sales | 0.17778 | 0.17857 | 0.17985 | 0.17957 | 0.17957 | 0.17957 | 0.17957 | 0.17957 | 0.17957 | 0.17957 | 0.17957 | 0.17957 | 0.17957 | 0.17957 | 0.17957 | 0.17957 | 0.17957 | 0.17957 | 0.17957 | 0.17957 | 0.17957 | 0.17957 | 0.17957 | 0.17957 | 0.17957 | 0.17957 | 0.17957 | 0.17957 | 0.17957 | 0.17957 | 0.17957 | 0.17957 | 0.17957
F6_Commercial_Other Health_New_Food Preparation_Natural Gas_Double Rack Oven_E3 | F6 | Commercial | Other Health | New | Food Preparation | Natural Gas | Double Rack Oven | E3 | Utility - Value of Sales | 0 | 0 | 0 | 0 | 0 | 0 | 0 | 0 | 0 | 0 | 0 | 0 | 0 | 0 | 0 | 0 | 0 | 0 | 0 | 0 | 0 | 0 | 0 | 0 | 0 | 0 | 0 | 0 | 0 | 0 | 0 | 0 | 0
F6_Commercial_Other Health_New_Food Preparation_Natural Gas_Double Rack Oven_E4 | F6 | Commercial | Other Health | New | Food Preparation | Natural Gas | Double Rack Oven | E4 | Utility - Value of Sales | 0 | 0 | 0 | 0 | 0 | 0 | 0 | 0 | 0 | 0 | 0 | 0 | 0 | 0 | 0 | 0 | 0 | 0 | 0 | 0 | 0 | 0 | 0 | 0 | 0 | 0 | 0 | 0 | 0 | 0 | 0 | 0 | 0
F6_Commercial_Other Health_New_Food Preparation_Natural Gas_Double Rack Oven_E5 | F6 | Commercial | Other Health | New | Food Preparation | Natural Gas | Double Rack Oven | E5 | Utility - Value of Sales | 0 | 0 | 0 | 0 | 0 | 0 | 0 | 0 | 0 | 0 | 0 | 0 | 0 | 0 | 0 | 0 | 0 | 0 | 0 | 0 | 0 | 0 | 0 | 0 | 0 | 0 | 0 | 0 | 0 | 0 | 0 | 0 | 0
F6_Commercial_Other Health_New_Food Preparation_Natural Gas_Double Rack Oven_E6 | F6 | Commercial | Other Health | New | Food Preparation | Natural Gas | Double Rack Oven | E6 | Utility - Value of Sales | 0 | 0 | 0 | 0 | 0 | 0 | 0 | 0 | 0 | 0 | 0 | 0 | 0 | 0 | 0 | 0 | 0 | 0 | 0 | 0 | 0 | 0 | 0 | 0 | 0 | 0 | 0 | 0 | 0 | 0 | 0 | 0 | 0
F6_Commercial_Other Health_New_Food Preparation_Natural Gas_Double Rack Oven_E7 | F6 | Commercial | Other Health | New | Food Preparation | Natural Gas | Double Rack Oven | E7 | Utility - Value of Sales | 0 | 0 | 0 | 0 | 0 | 0 | 0 | 0 | 0 | 0 | 0 | 0 | 0 | 0 | 0 | 0 | 0 | 0 | 0 | 0 | 0 | 0 | 0 | 0 | 0 | 0 | 0 | 0 | 0 | 0 | 0 | 0 | 0
F6_Commercial_Other Health_New_Food Preparation_Natural Gas_Double Rack Oven_E8 | F6 | Commercial | Other Health | New | Food Preparation | Natural Gas | Double Rack Oven | E8 | Utility - Value of Sales | 0 | 0 | 0 | 0 | 0 | 0 | 0 | 0 | 0 | 0 | 0 | 0 | 0 | 0 | 0 | 0 | 0 | 0 | 0 | 0 | 0 | 0 | 0 | 0 | 0 | 0 | 0 | 0 | 0 | 0 | 0 | 0 | 0
F6_Commercial_Other Health_New_Food Preparation_Natural Gas_Double Rack Oven_E9 | F6 | Commercial | Other Health | New | Food Preparation | Natural Gas | Double Rack Oven | E9 | Utility - Value of Sales | 0 | 0 | 0 | 0 | 0 | 0 | 0 | 0 | 0 | 0 | 0 | 0 | 0 | 0 | 0 | 0 | 0 | 0 | 0 | 0 | 0 | 0 | 0 | 0 | 0 | 0 | 0 | 0 | 0 | 0 | 0 | 0 | 0
F6_Commercial_Other Health_New_Food Preparation_Natural Gas_Double Rack Oven_E10 | F6 | Commercial | Other Health | New | Food Preparation | Natural Gas | Double Rack Oven | E10 | Utility - Value of Sales | 0 | 0 | 0 | 0 | 0 | 0 | 0 | 0 | 0 | 0 | 0 | 0 | 0 | 0 | 0 | 0 | 0 | 0 | 0 | 0 | 0 | 0 | 0 | 0 | 0 | 0 | 0 | 0 | 0 | 0 | 0 | 0 | 0
F1_Commercial_Other Health_New_Food Preparation_Natural Gas_Fryer_E1 | F1 | Commercial | Other Health | New | Food Preparation | Natural Gas | Fryer | E1 | RVT - Cost of Equipment | 0.25562 | 0.25534 | 0.25644 | 0 | 0 | 0 | 0 | 0 | 0 | 0 | 0 | 0 | 0 | 0 | 0 | 0 | 0 | 0 | 0 | 0 | 0 | 0 | 0 | 0 | 0 | 0 | 0 | 0 | 0 | 0 | 0 | 0 | 0
F1_Commercial_Other Health_New_Food Preparation_Natural Gas_Fryer_E2 | F1 | Commercial | Other Health | New | Food Preparation | Natural Gas | Fryer | E2 | RVT - Cost of Equipment | 0.17178 | 0.17159 | 0.17233 | 0.17078 | 0.16979 | 0.17026 | 0.17196 | 0.1733 | 0.17497 | 0.17656 | 0.17813 | 0.17956 | 0.18108 | 0.18267 | 0.18418 | 0.18573 | 0.18728 | 0.18899 | 0.19079 | 0.19269 | 0.19455 | 0.19654 | 0.1984 | 0.20038 | 0.20215 | 0.20372 | 0.20515 | 0.20638 | 0.20734 | 0.20813 | 0.20856 | 0.20885 | 0.20885
F1_Commercial_Other Health_New_Food Preparation_Natural Gas_Fryer_E3 | F1 | Commercial | Other Health | New | Food Preparation | Natural Gas | Fryer | E3 | RVT - Cost of Equipment | 0 | 0 | 0 | 0 | 0 | 0 | 0 | 0 | 0 | 0 | 0 | 0 | 0 | 0 | 0 | 0 | 0 | 0 | 0 | 0 | 0 | 0 | 0 | 0 | 0 | 0 | 0 | 0 | 0 | 0 | 0 | 0 | 0
F1_Commercial_Other Health_New_Food Preparation_Natural Gas_Fryer_E4 | F1 | Commercial | Other Health | New | Food Preparation | Natural Gas | Fryer | E4 | RVT - Cost of Equipment | 0 | 0 | 0 | 0 | 0 | 0 | 0 | 0 | 0 | 0 | 0 | 0 | 0 | 0 | 0 | 0 | 0 | 0 | 0 | 0 | 0 | 0 | 0 | 0 | 0 | 0 | 0 | 0 | 0 | 0 | 0 | 0 | 0
F1_Commercial_Other Health_New_Food Preparation_Natural Gas_Fryer_E5 | F1 | Commercial | Other Health | New | Food Preparation | Natural Gas | Fryer | E5 | RVT - Cost of Equipment | 0 | 0 | 0 | 0 | 0 | 0 | 0 | 0 | 0 | 0 | 0 | 0 | 0 | 0 | 0 | 0 | 0 | 0 | 0 | 0 | 0 | 0 | 0 | 0 | 0 | 0 | 0 | 0 | 0 | 0 | 0 | 0 | 0
F1_Commercial_Other Health_New_Food Preparation_Natural Gas_Fryer_E6 | F1 | Commercial | Other Health | New | Food Preparation | Natural Gas | Fryer | E6 | RVT - Cost of Equipment | 0 | 0 | 0 | 0 | 0 | 0 | 0 | 0 | 0 | 0 | 0 | 0 | 0 | 0 | 0 | 0 | 0 | 0 | 0 | 0 | 0 | 0 | 0 | 0 | 0 | 0 | 0 | 0 | 0 | 0 | 0 | 0 | 0
F1_Commercial_Other Health_New_Food Preparation_Natural Gas_Fryer_E7 | F1 | Commercial | Other Health | New | Food Preparation | Natural Gas | Fryer | E7 | RVT - Cost of Equipment | 0 | 0 | 0 | 0 | 0 | 0 | 0 | 0 | 0 | 0 | 0 | 0 | 0 | 0 | 0 | 0 | 0 | 0 | 0 | 0 | 0 | 0 | 0 | 0 | 0 | 0 | 0 | 0 | 0 | 0 | 0 | 0 | 0
F1_Commercial_Other Health_New_Food Preparation_Natural Gas_Fryer_E8 | F1 | Commercial | Other Health | New | Food Preparation | Natural Gas | Fryer | E8 | RVT - Cost of Equipment | 0 | 0 | 0 | 0 | 0 | 0 | 0 | 0 | 0 | 0 | 0 | 0 | 0 | 0 | 0 | 0 | 0 | 0 | 0 | 0 | 0 | 0 | 0 | 0 | 0 | 0 | 0 | 0 | 0 | 0 | 0 | 0 | 0
F1_Commercial_Other Health_New_Food Preparation_Natural Gas_Fryer_E9 | F1 | Commercial | Other Health | New | Food Preparation | Natural Gas | Fryer | E9 | RVT - Cost of Equipment | 0 | 0 | 0 | 0 | 0 | 0 | 0 | 0 | 0 | 0 | 0 | 0 | 0 | 0 | 0 | 0 | 0 | 0 | 0 | 0 | 0 | 0 | 0 | 0 | 0 | 0 | 0 | 0 | 0 | 0 | 0 | 0 | 0
F1_Commercial_Other Health_New_Food Preparation_Natural Gas_Fryer_E10 | F1 | Commercial | Other Health | New | Food Preparation | Natural Gas | Fryer | E10 | RVT - Cost of Equipment | 0 | 0 | 0 | 0 | 0 | 0 | 0 | 0 | 0 | 0 | 0 | 0 | 0 | 0 | 0 | 0 | 0 | 0 | 0 | 0 | 0 | 0 | 0 | 0 | 0 | 0 | 0 | 0 | 0 | 0 | 0 | 0 | 0
F2_Commercial_Other Health_New_Food Preparation_Natural Gas_Fryer_E1 | F2 | Commercial | Other Health | New | Food Preparation | Natural Gas | Fryer | E1 | RVT - Cost of Operation | 0.30625 | 0.30592 | 0.30723 | 0 | 0 | 0 | 0 | 0 | 0 | 0 | 0 | 0 | 0 | 0 | 0 | 0 | 0 | 0 | 0 | 0 | 0 | 0 | 0 | 0 | 0 | 0 | 0 | 0 | 0 | 0 | 0 | 0 | 0
F2_Commercial_Other Health_New_Food Preparation_Natural Gas_Fryer_E2 | F2 | Commercial | Other Health | New | Food Preparation | Natural Gas | Fryer | E2 | RVT - Cost of Operation | 0.2058 | 0.20557 | 0.20646 | 0.2046 | 0.20342 | 0.20398 | 0.20602 | 0.20762 | 0.20963 | 0.21154 | 0.21341 | 0.21512 | 0.21694 | 0.21885 | 0.22066 | 0.22252 | 0.22437 | 0.22643 | 0.22857 | 0.23085 | 0.23308 | 0.23547 | 0.23769 | 0.24007 | 0.24219 | 0.24407 | 0.24578 | 0.24725 | 0.24841 | 0.24936 | 0.24987 | 0.25022 | 0.25022
F2_Commercial_Other Health_New_Food Preparation_Natural Gas_Fryer_E3 | F2 | Commercial | Other Health | New | Food Preparation | Natural Gas | Fryer | E3 | RVT - Cost of Operation | 0 | 0 | 0 | 0 | 0 | 0 | 0 | 0 | 0 | 0 | 0 | 0 | 0 | 0 | 0 | 0 | 0 | 0 | 0 | 0 | 0 | 0 | 0 | 0 | 0 | 0 | 0 | 0 | 0 | 0 | 0 | 0 | 0
F2_Commercial_Other Health_New_Food Preparation_Natural Gas_Fryer_E4 | F2 | Commercial | Other Health | New | Food Preparation | Natural Gas | Fryer | E4 | RVT - Cost of Operation | 0 | 0 | 0 | 0 | 0 | 0 | 0 | 0 | 0 | 0 | 0 | 0 | 0 | 0 | 0 | 0 | 0 | 0 | 0 | 0 | 0 | 0 | 0 | 0 | 0 | 0 | 0 | 0 | 0 | 0 | 0 | 0 | 0
F2_Commercial_Other Health_New_Food Preparation_Natural Gas_Fryer_E5 | F2 | Commercial | Other Health | New | Food Preparation | Natural Gas | Fryer | E5 | RVT - Cost of Operation | 0 | 0 | 0 | 0 | 0 | 0 | 0 | 0 | 0 | 0 | 0 | 0 | 0 | 0 | 0 | 0 | 0 | 0 | 0 | 0 | 0 | 0 | 0 | 0 | 0 | 0 | 0 | 0 | 0 | 0 | 0 | 0 | 0
F2_Commercial_Other Health_New_Food Preparation_Natural Gas_Fryer_E6 | F2 | Commercial | Other Health | New | Food Preparation | Natural Gas | Fryer | E6 | RVT - Cost of Operation | 0 | 0 | 0 | 0 | 0 | 0 | 0 | 0 | 0 | 0 | 0 | 0 | 0 | 0 | 0 | 0 | 0 | 0 | 0 | 0 | 0 | 0 | 0 | 0 | 0 | 0 | 0 | 0 | 0 | 0 | 0 | 0 | 0
F2_Commercial_Other Health_New_Food Preparation_Natural Gas_Fryer_E7 | F2 | Commercial | Other Health | New | Food Preparation | Natural Gas | Fryer | E7 | RVT - Cost of Operation | 0 | 0 | 0 | 0 | 0 | 0 | 0 | 0 | 0 | 0 | 0 | 0 | 0 | 0 | 0 | 0 | 0 | 0 | 0 | 0 | 0 | 0 | 0 | 0 | 0 | 0 | 0 | 0 | 0 | 0 | 0 | 0 | 0
F2_Commercial_Other Health_New_Food Preparation_Natural Gas_Fryer_E8 | F2 | Commercial | Other Health | New | Food Preparation | Natural Gas | Fryer | E8 | RVT - Cost of Operation | 0 | 0 | 0 | 0 | 0 | 0 | 0 | 0 | 0 | 0 | 0 | 0 | 0 | 0 | 0 | 0 | 0 | 0 | 0 | 0 | 0 | 0 | 0 | 0 | 0 | 0 | 0 | 0 | 0 | 0 | 0 | 0 | 0
F2_Commercial_Other Health_New_Food Preparation_Natural Gas_Fryer_E9 | F2 | Commercial | Other Health | New | Food Preparation | Natural Gas | Fryer | E9 | RVT - Cost of Operation | 0 | 0 | 0 | 0 | 0 | 0 | 0 | 0 | 0 | 0 | 0 | 0 | 0 | 0 | 0 | 0 | 0 | 0 | 0 | 0 | 0 | 0 | 0 | 0 | 0 | 0 | 0 | 0 | 0 | 0 | 0 | 0 | 0
F2_Commercial_Other Health_New_Food Preparation_Natural Gas_Fryer_E10 | F2 | Commercial | Other Health | New | Food Preparation | Natural Gas | Fryer | E10 | RVT - Cost of Operation | 0 | 0 | 0 | 0 | 0 | 0 | 0 | 0 | 0 | 0 | 0 | 0 | 0 | 0 | 0 | 0 | 0 | 0 | 0 | 0 | 0 | 0 | 0 | 0 | 0 | 0 | 0 | 0 | 0 | 0 | 0 | 0 | 0
F3_Commercial_Other Health_New_Food Preparation_Natural Gas_Fryer_E1 | F3 | Commercial | Other Health | New | Food Preparation | Natural Gas | Fryer | E1 | System - kBTUs of Consumption | 0.081577 | 0.081577 | 0.081577 | 0 | 0 | 0 | 0 | 0 | 0 | 0 | 0 | 0 | 0 | 0 | 0 | 0 | 0 | 0 | 0 | 0 | 0 | 0 | 0 | 0 | 0 | 0 | 0 | 0 | 0 | 0 | 0 | 0 | 0
F3_Commercial_Other Health_New_Food Preparation_Natural Gas_Fryer_E2 | F3 | Commercial | Other Health | New | Food Preparation | Natural Gas | Fryer | E2 | System - kBTUs of Consumption | 0.097291 | 0.097291 | 0.097291 | 0.097291 | 0.097291 | 0.097291 | 0.097291 | 0.097291 | 0.097291 | 0.097291 | 0.097291 | 0.097291 | 0.097291 | 0.097291 | 0.097291 | 0.097291 | 0.097291 | 0.097291 | 0.097291 | 0.097291 | 0.097291 | 0.097291 | 0.097291 | 0.097291 | 0.097291 | 0.097291 | 0.097291 | 0.097291 | 0.097291 | 0.097291 | 0.097291 | 0.097291 | 0.097291
F3_Commercial_Other Health_New_Food Preparation_Natural Gas_Fryer_E3 | F3 | Commercial | Other Health | New | Food Preparation | Natural Gas | Fryer | E3 | System - kBTUs of Consumption | 0 | 0 | 0 | 0 | 0 | 0 | 0 | 0 | 0 | 0 | 0 | 0 | 0 | 0 | 0 | 0 | 0 | 0 | 0 | 0 | 0 | 0 | 0 | 0 | 0 | 0 | 0 | 0 | 0 | 0 | 0 | 0 | 0
F3_Commercial_Other Health_New_Food Preparation_Natural Gas_Fryer_E4 | F3 | Commercial | Other Health | New | Food Preparation | Natural Gas | Fryer | E4 | System - kBTUs of Consumption | 0 | 0 | 0 | 0 | 0 | 0 | 0 | 0 | 0 | 0 | 0 | 0 | 0 | 0 | 0 | 0 | 0 | 0 | 0 | 0 | 0 | 0 | 0 | 0 | 0 | 0 | 0 | 0 | 0 | 0 | 0 | 0 | 0
F3_Commercial_Other Health_New_Food Preparation_Natural Gas_Fryer_E5 | F3 | Commercial | Other Health | New | Food Preparation | Natural Gas | Fryer | E5 | System - kBTUs of Consumption | 0 | 0 | 0 | 0 | 0 | 0 | 0 | 0 | 0 | 0 | 0 | 0 | 0 | 0 | 0 | 0 | 0 | 0 | 0 | 0 | 0 | 0 | 0 | 0 | 0 | 0 | 0 | 0 | 0 | 0 | 0 | 0 | 0
F3_Commercial_Other Health_New_Food Preparation_Natural Gas_Fryer_E6 | F3 | Commercial | Other Health | New | Food Preparation | Natural Gas | Fryer | E6 | System - kBTUs of Consumption | 0 | 0 | 0 | 0 | 0 | 0 | 0 | 0 | 0 | 0 | 0 | 0 | 0 | 0 | 0 | 0 | 0 | 0 | 0 | 0 | 0 | 0 | 0 | 0 | 0 | 0 | 0 | 0 | 0 | 0 | 0 | 0 | 0
F3_Commercial_Other Health_New_Food Preparation_Natural Gas_Fryer_E7 | F3 | Commercial | Other Health | New | Food Preparation | Natural Gas | Fryer | E7 | System - kBTUs of Consumption | 0 | 0 | 0 | 0 | 0 | 0 | 0 | 0 | 0 | 0 | 0 | 0 | 0 | 0 | 0 | 0 | 0 | 0 | 0 | 0 | 0 | 0 | 0 | 0 | 0 | 0 | 0 | 0 | 0 | 0 | 0 | 0 | 0
F3_Commercial_Other Health_New_Food Preparation_Natural Gas_Fryer_E8 | F3 | Commercial | Other Health | New | Food Preparation | Natural Gas | Fryer | E8 | System - kBTUs of Consumption | 0 | 0 | 0 | 0 | 0 | 0 | 0 | 0 | 0 | 0 | 0 | 0 | 0 | 0 | 0 | 0 | 0 | 0 | 0 | 0 | 0 | 0 | 0 | 0 | 0 | 0 | 0 | 0 | 0 | 0 | 0 | 0 | 0
F3_Commercial_Other Health_New_Food Preparation_Natural Gas_Fryer_E9 | F3 | Commercial | Other Health | New | Food Preparation | Natural Gas | Fryer | E9 | System - kBTUs of Consumption | 0 | 0 | 0 | 0 | 0 | 0 | 0 | 0 | 0 | 0 | 0 | 0 | 0 | 0 | 0 | 0 | 0 | 0 | 0 | 0 | 0 | 0 | 0 | 0 | 0 | 0 | 0 | 0 | 0 | 0 | 0 | 0 | 0
F3_Commercial_Other Health_New_Food Preparation_Natural Gas_Fryer_E10 | F3 | Commercial | Other Health | New | Food Preparation | Natural Gas | Fryer | E10 | System - kBTUs of Consumption | 0 | 0 | 0 | 0 | 0 | 0 | 0 | 0 | 0 | 0 | 0 | 0 | 0 | 0 | 0 | 0 | 0 | 0 | 0 | 0 | 0 | 0 | 0 | 0 | 0 | 0 | 0 | 0 | 0 | 0 | 0 | 0 | 0
F4_Commercial_Other Health_New_Food Preparation_Natural Gas_Fryer_E1 | F4 | Commercial | Other Health | New | Food Preparation | Natural Gas | Fryer | E1 | Utility - Cost of Equipment | 0.30625 | 0.30592 | 0.30723 | 0 | 0 | 0 | 0 | 0 | 0 | 0 | 0 | 0 | 0 | 0 | 0 | 0 | 0 | 0 | 0 | 0 | 0 | 0 | 0 | 0 | 0 | 0 | 0 | 0 | 0 | 0 | 0 | 0 | 0
F4_Commercial_Other Health_New_Food Preparation_Natural Gas_Fryer_E2 | F4 | Commercial | Other Health | New | Food Preparation | Natural Gas | Fryer | E2 | Utility - Cost of Equipment | 0.2058 | 0.20557 | 0.20646 | 0.2046 | 0.20342 | 0.20398 | 0.20602 | 0.20762 | 0.20963 | 0.21154 | 0.21341 | 0.21512 | 0.21694 | 0.21885 | 0.22066 | 0.22252 | 0.22437 | 0.22643 | 0.22857 | 0.23085 | 0.23308 | 0.23547 | 0.23769 | 0.24007 | 0.24219 | 0.24407 | 0.24578 | 0.24725 | 0.24841 | 0.24936 | 0.24987 | 0.25022 | 0.25022
F4_Commercial_Other Health_New_Food Preparation_Natural Gas_Fryer_E3 | F4 | Commercial | Other Health | New | Food Preparation | Natural Gas | Fryer | E3 | Utility - Cost of Equipment | 0 | 0 | 0 | 0 | 0 | 0 | 0 | 0 | 0 | 0 | 0 | 0 | 0 | 0 | 0 | 0 | 0 | 0 | 0 | 0 | 0 | 0 | 0 | 0 | 0 | 0 | 0 | 0 | 0 | 0 | 0 | 0 | 0
F4_Commercial_Other Health_New_Food Preparation_Natural Gas_Fryer_E4 | F4 | Commercial | Other Health | New | Food Preparation | Natural Gas | Fryer | E4 | Utility - Cost of Equipment | 0 | 0 | 0 | 0 | 0 | 0 | 0 | 0 | 0 | 0 | 0 | 0 | 0 | 0 | 0 | 0 | 0 | 0 | 0 | 0 | 0 | 0 | 0 | 0 | 0 | 0 | 0 | 0 | 0 | 0 | 0 | 0 | 0
F4_Commercial_Other Health_New_Food Preparation_Natural Gas_Fryer_E5 | F4 | Commercial | Other Health | New | Food Preparation | Natural Gas | Fryer | E5 | Utility - Cost of Equipment | 0 | 0 | 0 | 0 | 0 | 0 | 0 | 0 | 0 | 0 | 0 | 0 | 0 | 0 | 0 | 0 | 0 | 0 | 0 | 0 | 0 | 0 | 0 | 0 | 0 | 0 | 0 | 0 | 0 | 0 | 0 | 0 | 0
F4_Commercial_Other Health_New_Food Preparation_Natural Gas_Fryer_E6 | F4 | Commercial | Other Health | New | Food Preparation | Natural Gas | Fryer | E6 | Utility - Cost of Equipment | 0 | 0 | 0 | 0 | 0 | 0 | 0 | 0 | 0 | 0 | 0 | 0 | 0 | 0 | 0 | 0 | 0 | 0 | 0 | 0 | 0 | 0 | 0 | 0 | 0 | 0 | 0 | 0 | 0 | 0 | 0 | 0 | 0
F4_Commercial_Other Health_New_Food Preparation_Natural Gas_Fryer_E7 | F4 | Commercial | Other Health | New | Food Preparation | Natural Gas | Fryer | E7 | Utility - Cost of Equipment | 0 | 0 | 0 | 0 | 0 | 0 | 0 | 0 | 0 | 0 | 0 | 0 | 0 | 0 | 0 | 0 | 0 | 0 | 0 | 0 | 0 | 0 | 0 | 0 | 0 | 0 | 0 | 0 | 0 | 0 | 0 | 0 | 0
F4_Commercial_Other Health_New_Food Preparation_Natural Gas_Fryer_E8 | F4 | Commercial | Other Health | New | Food Preparation | Natural Gas | Fryer | E8 | Utility - Cost of Equipment | 0 | 0 | 0 | 0 | 0 | 0 | 0 | 0 | 0 | 0 | 0 | 0 | 0 | 0 | 0 | 0 | 0 | 0 | 0 | 0 | 0 | 0 | 0 | 0 | 0 | 0 | 0 | 0 | 0 | 0 | 0 | 0 | 0
F4_Commercial_Other Health_New_Food Preparation_Natural Gas_Fryer_E9 | F4 | Commercial | Other Health | New | Food Preparation | Natural Gas | Fryer | E9 | Utility - Cost of Equipment | 0 | 0 | 0 | 0 | 0 | 0 | 0 | 0 | 0 | 0 | 0 | 0 | 0 | 0 | 0 | 0 | 0 | 0 | 0 | 0 | 0 | 0 | 0 | 0 | 0 | 0 | 0 | 0 | 0 | 0 | 0 | 0 | 0
F4_Commercial_Other Health_New_Food Preparation_Natural Gas_Fryer_E10 | F4 | Commercial | Other Health | New | Food Preparation | Natural Gas | Fryer | E10 | Utility - Cost of Equipment | 0 | 0 | 0 | 0 | 0 | 0 | 0 | 0 | 0 | 0 | 0 | 0 | 0 | 0 | 0 | 0 | 0 | 0 | 0 | 0 | 0 | 0 | 0 | 0 | 0 | 0 | 0 | 0 | 0 | 0 | 0 | 0 | 0
F5_Commercial_Other Health_New_Food Preparation_Natural Gas_Fryer_E1 | F5 | Commercial | Other Health | New | Food Preparation | Natural Gas | Fryer | E1 | Utility - Cost of Operation | 0.081577 | 0.081577 | 0.081577 | 0 | 0 | 0 | 0 | 0 | 0 | 0 | 0 | 0 | 0 | 0 | 0 | 0 | 0 | 0 | 0 | 0 | 0 | 0 | 0 | 0 | 0 | 0 | 0 | 0 | 0 | 0 | 0 | 0 | 0
F5_Commercial_Other Health_New_Food Preparation_Natural Gas_Fryer_E2 | F5 | Commercial | Other Health | New | Food Preparation | Natural Gas | Fryer | E2 | Utility - Cost of Operation | 0.097291 | 0.097291 | 0.097291 | 0.097291 | 0.097291 | 0.097291 | 0.097291 | 0.097291 | 0.097291 | 0.097291 | 0.097291 | 0.097291 | 0.097291 | 0.097291 | 0.097291 | 0.097291 | 0.097291 | 0.097291 | 0.097291 | 0.097291 | 0.097291 | 0.097291 | 0.097291 | 0.097291 | 0.097291 | 0.097291 | 0.097291 | 0.097291 | 0.097291 | 0.097291 | 0.097291 | 0.097291 | 0.097291
F5_Commercial_Other Health_New_Food Preparation_Natural Gas_Fryer_E3 | F5 | Commercial | Other Health | New | Food Preparation | Natural Gas | Fryer | E3 | Utility - Cost of Operation | 0 | 0 | 0 | 0 | 0 | 0 | 0 | 0 | 0 | 0 | 0 | 0 | 0 | 0 | 0 | 0 | 0 | 0 | 0 | 0 | 0 | 0 | 0 | 0 | 0 | 0 | 0 | 0 | 0 | 0 | 0 | 0 | 0
F5_Commercial_Other Health_New_Food Preparation_Natural Gas_Fryer_E4 | F5 | Commercial | Other Health | New | Food Preparation | Natural Gas | Fryer | E4 | Utility - Cost of Operation | 0 | 0 | 0 | 0 | 0 | 0 | 0 | 0 | 0 | 0 | 0 | 0 | 0 | 0 | 0 | 0 | 0 | 0 | 0 | 0 | 0 | 0 | 0 | 0 | 0 | 0 | 0 | 0 | 0 | 0 | 0 | 0 | 0
F5_Commercial_Other Health_New_Food Preparation_Natural Gas_Fryer_E5 | F5 | Commercial | Other Health | New | Food Preparation | Natural Gas | Fryer | E5 | Utility - Cost of Operation | 0 | 0 | 0 | 0 | 0 | 0 | 0 | 0 | 0 | 0 | 0 | 0 | 0 | 0 | 0 | 0 | 0 | 0 | 0 | 0 | 0 | 0 | 0 | 0 | 0 | 0 | 0 | 0 | 0 | 0 | 0 | 0 | 0
F5_Commercial_Other Health_New_Food Preparation_Natural Gas_Fryer_E6 | F5 | Commercial | Other Health | New | Food Preparation | Natural Gas | Fryer | E6 | Utility - Cost of Operation | 0 | 0 | 0 | 0 | 0 | 0 | 0 | 0 | 0 | 0 | 0 | 0 | 0 | 0 | 0 | 0 | 0 | 0 | 0 | 0 | 0 | 0 | 0 | 0 | 0 | 0 | 0 | 0 | 0 | 0 | 0 | 0 | 0
F5_Commercial_Other Health_New_Food Preparation_Natural Gas_Fryer_E7 | F5 | Commercial | Other Health | New | Food Preparation | Natural Gas | Fryer | E7 | Utility - Cost of Operation | 0 | 0 | 0 | 0 | 0 | 0 | 0 | 0 | 0 | 0 | 0 | 0 | 0 | 0 | 0 | 0 | 0 | 0 | 0 | 0 | 0 | 0 | 0 | 0 | 0 | 0 | 0 | 0 | 0 | 0 | 0 | 0 | 0
F5_Commercial_Other Health_New_Food Preparation_Natural Gas_Fryer_E8 | F5 | Commercial | Other Health | New | Food Preparation | Natural Gas | Fryer | E8 | Utility - Cost of Operation | 0 | 0 | 0 | 0 | 0 | 0 | 0 | 0 | 0 | 0 | 0 | 0 | 0 | 0 | 0 | 0 | 0 | 0 | 0 | 0 | 0 | 0 | 0 | 0 | 0 | 0 | 0 | 0 | 0 | 0 | 0 | 0 | 0
F5_Commercial_Other Health_New_Food Preparation_Natural Gas_Fryer_E9 | F5 | Commercial | Other Health | New | Food Preparation | Natural Gas | Fryer | E9 | Utility - Cost of Operation | 0 | 0 | 0 | 0 | 0 | 0 | 0 | 0 | 0 | 0 | 0 | 0 | 0 | 0 | 0 | 0 | 0 | 0 | 0 | 0 | 0 | 0 | 0 | 0 | 0 | 0 | 0 | 0 | 0 | 0 | 0 | 0 | 0
F5_Commercial_Other Health_New_Food Preparation_Natural Gas_Fryer_E10 | F5 | Commercial | Other Health | New | Food Preparation | Natural Gas | Fryer | E10 | Utility - Cost of Operation | 0 | 0 | 0 | 0 | 0 | 0 | 0 | 0 | 0 | 0 | 0 | 0 | 0 | 0 | 0 | 0 | 0 | 0 | 0 | 0 | 0 | 0 | 0 | 0 | 0 | 0 | 0 | 0 | 0 | 0 | 0 | 0 | 0
F6_Commercial_Other Health_New_Food Preparation_Natural Gas_Fryer_E1 | F6 | Commercial | Other Health | New | Food Preparation | Natural Gas | Fryer | E1 | Utility - Value of Sales | 0.16172 | 0.16269 | 0.16424 | 0 | 0 | 0 | 0 | 0 | 0 | 0 | 0 | 0 | 0 | 0 | 0 | 0 | 0 | 0 | 0 | 0 | 0 | 0 | 0 | 0 | 0 | 0 | 0 | 0 | 0 | 0 | 0 | 0 | 0
F6_Commercial_Other Health_New_Food Preparation_Natural Gas_Fryer_E2 | F6 | Commercial | Other Health | New | Food Preparation | Natural Gas | Fryer | E2 | Utility - Value of Sales | 0.10867 | 0.10932 | 0.11037 | 0.11014 | 0.11014 | 0.11014 | 0.11014 | 0.11014 | 0.11014 | 0.11014 | 0.11014 | 0.11014 | 0.11014 | 0.11014 | 0.11014 | 0.11014 | 0.11014 | 0.11014 | 0.11014 | 0.11014 | 0.11014 | 0.11014 | 0.11014 | 0.11014 | 0.11014 | 0.11014 | 0.11014 | 0.11014 | 0.11014 | 0.11014 | 0.11014 | 0.11014 | 0.11014
F6_Commercial_Other Health_New_Food Preparation_Natural Gas_Fryer_E3 | F6 | Commercial | Other Health | New | Food Preparation | Natural Gas | Fryer | E3 | Utility - Value of Sales | 0 | 0 | 0 | 0 | 0 | 0 | 0 | 0 | 0 | 0 | 0 | 0 | 0 | 0 | 0 | 0 | 0 | 0 | 0 | 0 | 0 | 0 | 0 | 0 | 0 | 0 | 0 | 0 | 0 | 0 | 0 | 0 | 0
F6_Commercial_Other Health_New_Food Preparation_Natural Gas_Fryer_E4 | F6 | Commercial | Other Health | New | Food Preparation | Natural Gas | Fryer | E4 | Utility - Value of Sales | 0 | 0 | 0 | 0 | 0 | 0 | 0 | 0 | 0 | 0 | 0 | 0 | 0 | 0 | 0 | 0 | 0 | 0 | 0 | 0 | 0 | 0 | 0 | 0 | 0 | 0 | 0 | 0 | 0 | 0 | 0 | 0 | 0
F6_Commercial_Other Health_New_Food Preparation_Natural Gas_Fryer_E5 | F6 | Commercial | Other Health | New | Food Preparation | Natural Gas | Fryer | E5 | Utility - Value of Sales | 0 | 0 | 0 | 0 | 0 | 0 | 0 | 0 | 0 | 0 | 0 | 0 | 0 | 0 | 0 | 0 | 0 | 0 | 0 | 0 | 0 | 0 | 0 | 0 | 0 | 0 | 0 | 0 | 0 | 0 | 0 | 0 | 0
F6_Commercial_Other Health_New_Food Preparation_Natural Gas_Fryer_E6 | F6 | Commercial | Other Health | New | Food Preparation | Natural Gas | Fryer | E6 | Utility - Value of Sales | 0 | 0 | 0 | 0 | 0 | 0 | 0 | 0 | 0 | 0 | 0 | 0 | 0 | 0 | 0 | 0 | 0 | 0 | 0 | 0 | 0 | 0 | 0 | 0 | 0 | 0 | 0 | 0 | 0 | 0 | 0 | 0 | 0
F6_Commercial_Other Health_New_Food Preparation_Natural Gas_Fryer_E7 | F6 | Commercial | Other Health | New | Food Preparation | Natural Gas | Fryer | E7 | Utility - Value of Sales | 0 | 0 | 0 | 0 | 0 | 0 | 0 | 0 | 0 | 0 | 0 | 0 | 0 | 0 | 0 | 0 | 0 | 0 | 0 | 0 | 0 | 0 | 0 | 0 | 0 | 0 | 0 | 0 | 0 | 0 | 0 | 0 | 0
F6_Commercial_Other Health_New_Food Preparation_Natural Gas_Fryer_E8 | F6 | Commercial | Other Health | New | Food Preparation | Natural Gas | Fryer | E8 | Utility - Value of Sales | 0 | 0 | 0 | 0 | 0 | 0 | 0 | 0 | 0 | 0 | 0 | 0 | 0 | 0 | 0 | 0 | 0 | 0 | 0 | 0 | 0 | 0 | 0 | 0 | 0 | 0 | 0 | 0 | 0 | 0 | 0 | 0 | 0
F6_Commercial_Other Health_New_Food Preparation_Natural Gas_Fryer_E9 | F6 | Commercial | Other Health | New | Food Preparation | Natural Gas | Fryer | E9 | Utility - Value of Sales | 0 | 0 | 0 | 0 | 0 | 0 | 0 | 0 | 0 | 0 | 0 | 0 | 0 | 0 | 0 | 0 | 0 | 0 | 0 | 0 | 0 | 0 | 0 | 0 | 0 | 0 | 0 | 0 | 0 | 0 | 0 | 0 | 0
F6_Commercial_Other Health_New_Food Preparation_Natural Gas_Fryer_E10 | F6 | Commercial | Other Health | New | Food Preparation | Natural Gas | Fryer | E10 | Utility - Value of Sales | 0 | 0 | 0 | 0 | 0 | 0 | 0 | 0 | 0 | 0 | 0 | 0 | 0 | 0 | 0 | 0 | 0 | 0 | 0 | 0 | 0 | 0 | 0 | 0 | 0 | 0 | 0 | 0 | 0 | 0 | 0 | 0 | 0
F1_Commercial_Other Health_New_Food Preparation_Natural Gas_Broiler_E1 | F1 | Commercial | Other Health | New | Food Preparation | Natural Gas | Broiler | E1 | RVT - Cost of Equipment | 0.28377 | 0.28414 | 0.28569 | 0.28424 | 0.2835 | 0.28463 | 0.28734 | 0.28955 | 0.29224 | 0.29483 | 0.29746 | 0.29993 | 0.30257 | 0.3053 | 0.30794 | 0.31065 | 0.31338 | 0.31631 | 0.31935 | 0.32249 | 0.3255 | 0.32853 | 0.33124 | 0.33396 | 0.33631 | 0.33835 | 0.3402 | 0.3418 | 0.34305 | 0.34408 | 0.34463 | 0.34501 | 0.34501
F1_Commercial_Other Health_New_Food Preparation_Natural Gas_Broiler_E2 | F1 | Commercial | Other Health | New | Food Preparation | Natural Gas | Broiler | E2 | RVT - Cost of Equipment | 0.18243 | 0.18266 | 0.18366 | 0.18273 | 0.18225 | 0.18298 | 0.18472 | 0.18614 | 0.18787 | 0.18954 | 0.19122 | 0.19281 | 0.19451 | 0.19626 | 0.19796 | 0.1997 | 0.20146 | 0.20334 | 0.2053 | 0.20731 | 0.20925 | 0.2112 | 0.21294 | 0.21469 | 0.2162 | 0.21751 | 0.2187 | 0.21973 | 0.22053 | 0.22119 | 0.22155 | 0.22179 | 0.22179
F1_Commercial_Other Health_New_Food Preparation_Natural Gas_Broiler_E3 | F1 | Commercial | Other Health | New | Food Preparation | Natural Gas | Broiler | E3 | RVT - Cost of Equipment | 0 | 0 | 0 | 0 | 0 | 0 | 0 | 0 | 0 | 0 | 0 | 0 | 0 | 0 | 0 | 0 | 0 | 0 | 0 | 0 | 0 | 0 | 0 | 0 | 0 | 0 | 0 | 0 | 0 | 0 | 0 | 0 | 0
F1_Commercial_Other Health_New_Food Preparation_Natural Gas_Broiler_E4 | F1 | Commercial | Other Health | New | Food Preparation | Natural Gas | Broiler | E4 | RVT - Cost of Equipment | 0 | 0 | 0 | 0 | 0 | 0 | 0 | 0 | 0 | 0 | 0 | 0 | 0 | 0 | 0 | 0 | 0 | 0 | 0 | 0 | 0 | 0 | 0 | 0 | 0 | 0 | 0 | 0 | 0 | 0 | 0 | 0 | 0
F1_Commercial_Other Health_New_Food Preparation_Natural Gas_Broiler_E5 | F1 | Commercial | Other Health | New | Food Preparation | Natural Gas | Broiler | E5 | RVT - Cost of Equipment | 0 | 0 | 0 | 0 | 0 | 0 | 0 | 0 | 0 | 0 | 0 | 0 | 0 | 0 | 0 | 0 | 0 | 0 | 0 | 0 | 0 | 0 | 0 | 0 | 0 | 0 | 0 | 0 | 0 | 0 | 0 | 0 | 0
F1_Commercial_Other Health_New_Food Preparation_Natural Gas_Broiler_E6 | F1 | Commercial | Other Health | New | Food Preparation | Natural Gas | Broiler | E6 | RVT - Cost of Equipment | 0 | 0 | 0 | 0 | 0 | 0 | 0 | 0 | 0 | 0 | 0 | 0 | 0 | 0 | 0 | 0 | 0 | 0 | 0 | 0 | 0 | 0 | 0 | 0 | 0 | 0 | 0 | 0 | 0 | 0 | 0 | 0 | 0
F1_Commercial_Other Health_New_Food Preparation_Natural Gas_Broiler_E7 | F1 | Commercial | Other Health | New | Food Preparation | Natural Gas | Broiler | E7 | RVT - Cost of Equipment | 0 | 0 | 0 | 0 | 0 | 0 | 0 | 0 | 0 | 0 | 0 | 0 | 0 | 0 | 0 | 0 | 0 | 0 | 0 | 0 | 0 | 0 | 0 | 0 | 0 | 0 | 0 | 0 | 0 | 0 | 0 | 0 | 0
F1_Commercial_Other Health_New_Food Preparation_Natural Gas_Broiler_E8 | F1 | Commercial | Other Health | New | Food Preparation | Natural Gas | Broiler | E8 | RVT - Cost of Equipment | 0 | 0 | 0 | 0 | 0 | 0 | 0 | 0 | 0 | 0 | 0 | 0 | 0 | 0 | 0 | 0 | 0 | 0 | 0 | 0 | 0 | 0 | 0 | 0 | 0 | 0 | 0 | 0 | 0 | 0 | 0 | 0 | 0
F1_Commercial_Other Health_New_Food Preparation_Natural Gas_Broiler_E9 | F1 | Commercial | Other Health | New | Food Preparation | Natural Gas | Broiler | E9 | RVT - Cost of Equipment | 0 | 0 | 0 | 0 | 0 | 0 | 0 | 0 | 0 | 0 | 0 | 0 | 0 | 0 | 0 | 0 | 0 | 0 | 0 | 0 | 0 | 0 | 0 | 0 | 0 | 0 | 0 | 0 | 0 | 0 | 0 | 0 | 0
F1_Commercial_Other Health_New_Food Preparation_Natural Gas_Broiler_E10 | F1 | Commercial | Other Health | New | Food Preparation | Natural Gas | Broiler | E10 | RVT - Cost of Equipment | 0 | 0 | 0 | 0 | 0 | 0 | 0 | 0 | 0 | 0 | 0 | 0 | 0 | 0 | 0 | 0 | 0 | 0 | 0 | 0 | 0 | 0 | 0 | 0 | 0 | 0 | 0 | 0 | 0 | 0 | 0 | 0 | 0
F2_Commercial_Other Health_New_Food Preparation_Natural Gas_Broiler_E1 | F2 | Commercial | Other Health | New | Food Preparation | Natural Gas | Broiler | E1 | RVT - Cost of Operation | 0.33998 | 0.34041 | 0.34227 | 0.34054 | 0.33966 | 0.34101 | 0.34426 | 0.3469 | 0.35012 | 0.35323 | 0.35637 | 0.35934 | 0.3625 | 0.36577 | 0.36894 | 0.37218 | 0.37545 | 0.37896 | 0.3826 | 0.38636 | 0.38997 | 0.3936 | 0.39685 | 0.4001 | 0.40293 | 0.40536 | 0.40758 | 0.4095 | 0.411 | 0.41222 | 0.41289 | 0.41334 | 0.41334
F2_Commercial_Other Health_New_Food Preparation_Natural Gas_Broiler_E2 | F2 | Commercial | Other Health | New | Food Preparation | Natural Gas | Broiler | E2 | RVT - Cost of Operation | 0.21856 | 0.21884 | 0.22003 | 0.21892 | 0.21835 | 0.21922 | 0.22131 | 0.22301 | 0.22508 | 0.22708 | 0.2291 | 0.231 | 0.23303 | 0.23514 | 0.23717 | 0.23926 | 0.24136 | 0.24361 | 0.24596 | 0.24838 | 0.2507 | 0.25303 | 0.25512 | 0.25721 | 0.25902 | 0.26059 | 0.26202 | 0.26325 | 0.26421 | 0.265 | 0.26543 | 0.26572 | 0.26572
F2_Commercial_Other Health_New_Food Preparation_Natural Gas_Broiler_E3 | F2 | Commercial | Other Health | New | Food Preparation | Natural Gas | Broiler | E3 | RVT - Cost of Operation | 0 | 0 | 0 | 0 | 0 | 0 | 0 | 0 | 0 | 0 | 0 | 0 | 0 | 0 | 0 | 0 | 0 | 0 | 0 | 0 | 0 | 0 | 0 | 0 | 0 | 0 | 0 | 0 | 0 | 0 | 0 | 0 | 0
F2_Commercial_Other Health_New_Food Preparation_Natural Gas_Broiler_E4 | F2 | Commercial | Other Health | New | Food Preparation | Natural Gas | Broiler | E4 | RVT - Cost of Operation | 0 | 0 | 0 | 0 | 0 | 0 | 0 | 0 | 0 | 0 | 0 | 0 | 0 | 0 | 0 | 0 | 0 | 0 | 0 | 0 | 0 | 0 | 0 | 0 | 0 | 0 | 0 | 0 | 0 | 0 | 0 | 0 | 0
F2_Commercial_Other Health_New_Food Preparation_Natural Gas_Broiler_E5 | F2 | Commercial | Other Health | New | Food Preparation | Natural Gas | Broiler | E5 | RVT - Cost of Operation | 0 | 0 | 0 | 0 | 0 | 0 | 0 | 0 | 0 | 0 | 0 | 0 | 0 | 0 | 0 | 0 | 0 | 0 | 0 | 0 | 0 | 0 | 0 | 0 | 0 | 0 | 0 | 0 | 0 | 0 | 0 | 0 | 0
F2_Commercial_Other Health_New_Food Preparation_Natural Gas_Broiler_E6 | F2 | Commercial | Other Health | New | Food Preparation | Natural Gas | Broiler | E6 | RVT - Cost of Operation | 0 | 0 | 0 | 0 | 0 | 0 | 0 | 0 | 0 | 0 | 0 | 0 | 0 | 0 | 0 | 0 | 0 | 0 | 0 | 0 | 0 | 0 | 0 | 0 | 0 | 0 | 0 | 0 | 0 | 0 | 0 | 0 | 0
F2_Commercial_Other Health_New_Food Preparation_Natural Gas_Broiler_E7 | F2 | Commercial | Other Health | New | Food Preparation | Natural Gas | Broiler | E7 | RVT - Cost of Operation | 0 | 0 | 0 | 0 | 0 | 0 | 0 | 0 | 0 | 0 | 0 | 0 | 0 | 0 | 0 | 0 | 0 | 0 | 0 | 0 | 0 | 0 | 0 | 0 | 0 | 0 | 0 | 0 | 0 | 0 | 0 | 0 | 0
F2_Commercial_Other Health_New_Food Preparation_Natural Gas_Broiler_E8 | F2 | Commercial | Other Health | New | Food Preparation | Natural Gas | Broiler | E8 | RVT - Cost of Operation | 0 | 0 | 0 | 0 | 0 | 0 | 0 | 0 | 0 | 0 | 0 | 0 | 0 | 0 | 0 | 0 | 0 | 0 | 0 | 0 | 0 | 0 | 0 | 0 | 0 | 0 | 0 | 0 | 0 | 0 | 0 | 0 | 0
F2_Commercial_Other Health_New_Food Preparation_Natural Gas_Broiler_E9 | F2 | Commercial | Other Health | New | Food Preparation | Natural Gas | Broiler | E9 | RVT - Cost of Operation | 0 | 0 | 0 | 0 | 0 | 0 | 0 | 0 | 0 | 0 | 0 | 0 | 0 | 0 | 0 | 0 | 0 | 0 | 0 | 0 | 0 | 0 | 0 | 0 | 0 | 0 | 0 | 0 | 0 | 0 | 0 | 0 | 0
F2_Commercial_Other Health_New_Food Preparation_Natural Gas_Broiler_E10 | F2 | Commercial | Other Health | New | Food Preparation | Natural Gas | Broiler | E10 | RVT - Cost of Operation | 0 | 0 | 0 | 0 | 0 | 0 | 0 | 0 | 0 | 0 | 0 | 0 | 0 | 0 | 0 | 0 | 0 | 0 | 0 | 0 | 0 | 0 | 0 | 0 | 0 | 0 | 0 | 0 | 0 | 0 | 0 | 0 | 0
F3_Commercial_Other Health_New_Food Preparation_Natural Gas_Broiler_E1 | F3 | Commercial | Other Health | New | Food Preparation | Natural Gas | Broiler | E1 | System - kBTUs of Consumption | 0.076725 | 0.076725 | 0.076725 | 0.076725 | 0.076725 | 0.076725 | 0.076725 | 0.076725 | 0.076725 | 0.076725 | 0.076725 | 0.076725 | 0.076725 | 0.076725 | 0.076725 | 0.076725 | 0.076725 | 0.076725 | 0.076725 | 0.076725 | 0.076725 | 0.076725 | 0.076725 | 0.076725 | 0.076725 | 0.076725 | 0.076725 | 0.076725 | 0.076725 | 0.076725 | 0.076725 | 0.076725 | 0.076725
F3_Commercial_Other Health_New_Food Preparation_Natural Gas_Broiler_E2 | F3 | Commercial | Other Health | New | Food Preparation | Natural Gas | Broiler | E2 | System - kBTUs of Consumption | 0.10741 | 0.10741 | 0.10741 | 0.10741 | 0.10741 | 0.10741 | 0.10741 | 0.10741 | 0.10741 | 0.10741 | 0.10741 | 0.10741 | 0.10741 | 0.10741 | 0.10741 | 0.10741 | 0.10741 | 0.10741 | 0.10741 | 0.10741 | 0.10741 | 0.10741 | 0.10741 | 0.10741 | 0.10741 | 0.10741 | 0.10741 | 0.10741 | 0.10741 | 0.10741 | 0.10741 | 0.10741 | 0.10741
F3_Commercial_Other Health_New_Food Preparation_Natural Gas_Broiler_E3 | F3 | Commercial | Other Health | New | Food Preparation | Natural Gas | Broiler | E3 | System - kBTUs of Consumption | 0 | 0 | 0 | 0 | 0 | 0 | 0 | 0 | 0 | 0 | 0 | 0 | 0 | 0 | 0 | 0 | 0 | 0 | 0 | 0 | 0 | 0 | 0 | 0 | 0 | 0 | 0 | 0 | 0 | 0 | 0 | 0 | 0
F3_Commercial_Other Health_New_Food Preparation_Natural Gas_Broiler_E4 | F3 | Commercial | Other Health | New | Food Preparation | Natural Gas | Broiler | E4 | System - kBTUs of Consumption | 0 | 0 | 0 | 0 | 0 | 0 | 0 | 0 | 0 | 0 | 0 | 0 | 0 | 0 | 0 | 0 | 0 | 0 | 0 | 0 | 0 | 0 | 0 | 0 | 0 | 0 | 0 | 0 | 0 | 0 | 0 | 0 | 0
F3_Commercial_Other Health_New_Food Preparation_Natural Gas_Broiler_E5 | F3 | Commercial | Other Health | New | Food Preparation | Natural Gas | Broiler | E5 | System - kBTUs of Consumption | 0 | 0 | 0 | 0 | 0 | 0 | 0 | 0 | 0 | 0 | 0 | 0 | 0 | 0 | 0 | 0 | 0 | 0 | 0 | 0 | 0 | 0 | 0 | 0 | 0 | 0 | 0 | 0 | 0 | 0 | 0 | 0 | 0
F3_Commercial_Other Health_New_Food Preparation_Natural Gas_Broiler_E6 | F3 | Commercial | Other Health | New | Food Preparation | Natural Gas | Broiler | E6 | System - kBTUs of Consumption | 0 | 0 | 0 | 0 | 0 | 0 | 0 | 0 | 0 | 0 | 0 | 0 | 0 | 0 | 0 | 0 | 0 | 0 | 0 | 0 | 0 | 0 | 0 | 0 | 0 | 0 | 0 | 0 | 0 | 0 | 0 | 0 | 0
F3_Commercial_Other Health_New_Food Preparation_Natural Gas_Broiler_E7 | F3 | Commercial | Other Health | New | Food Preparation | Natural Gas | Broiler | E7 | System - kBTUs of Consumption | 0 | 0 | 0 | 0 | 0 | 0 | 0 | 0 | 0 | 0 | 0 | 0 | 0 | 0 | 0 | 0 | 0 | 0 | 0 | 0 | 0 | 0 | 0 | 0 | 0 | 0 | 0 | 0 | 0 | 0 | 0 | 0 | 0
F3_Commercial_Other Health_New_Food Preparation_Natural Gas_Broiler_E8 | F3 | Commercial | Other Health | New | Food Preparation | Natural Gas | Broiler | E8 | System - kBTUs of Consumption | 0 | 0 | 0 | 0 | 0 | 0 | 0 | 0 | 0 | 0 | 0 | 0 | 0 | 0 | 0 | 0 | 0 | 0 | 0 | 0 | 0 | 0 | 0 | 0 | 0 | 0 | 0 | 0 | 0 | 0 | 0 | 0 | 0
F3_Commercial_Other Health_New_Food Preparation_Natural Gas_Broiler_E9 | F3 | Commercial | Other Health | New | Food Preparation | Natural Gas | Broiler | E9 | System - kBTUs of Consumption | 0 | 0 | 0 | 0 | 0 | 0 | 0 | 0 | 0 | 0 | 0 | 0 | 0 | 0 | 0 | 0 | 0 | 0 | 0 | 0 | 0 | 0 | 0 | 0 | 0 | 0 | 0 | 0 | 0 | 0 | 0 | 0 | 0
F3_Commercial_Other Health_New_Food Preparation_Natural Gas_Broiler_E10 | F3 | Commercial | Other Health | New | Food Preparation | Natural Gas | Broiler | E10 | System - kBTUs of Consumption | 0 | 0 | 0 | 0 | 0 | 0 | 0 | 0 | 0 | 0 | 0 | 0 | 0 | 0 | 0 | 0 | 0 | 0 | 0 | 0 | 0 | 0 | 0 | 0 | 0 | 0 | 0 | 0 | 0 | 0 | 0 | 0 | 0
F4_Commercial_Other Health_New_Food Preparation_Natural Gas_Broiler_E1 | F4 | Commercial | Other Health | New | Food Preparation | Natural Gas | Broiler | E1 | Utility - Cost of Equipment | 0.33998 | 0.34041 | 0.34227 | 0.34054 | 0.33966 | 0.34101 | 0.34426 | 0.3469 | 0.35012 | 0.35323 | 0.35637 | 0.35934 | 0.3625 | 0.36577 | 0.36894 | 0.37218 | 0.37545 | 0.37896 | 0.3826 | 0.38636 | 0.38997 | 0.3936 | 0.39685 | 0.4001 | 0.40293 | 0.40536 | 0.40758 | 0.4095 | 0.411 | 0.41222 | 0.41289 | 0.41334 | 0.41334
F4_Commercial_Other Health_New_Food Preparation_Natural Gas_Broiler_E2 | F4 | Commercial | Other Health | New | Food Preparation | Natural Gas | Broiler | E2 | Utility - Cost of Equipment | 0.21856 | 0.21884 | 0.22003 | 0.21892 | 0.21835 | 0.21922 | 0.22131 | 0.22301 | 0.22508 | 0.22708 | 0.2291 | 0.231 | 0.23303 | 0.23514 | 0.23717 | 0.23926 | 0.24136 | 0.24361 | 0.24596 | 0.24838 | 0.2507 | 0.25303 | 0.25512 | 0.25721 | 0.25902 | 0.26059 | 0.26202 | 0.26325 | 0.26421 | 0.265 | 0.26543 | 0.26572 | 0.26572
F4_Commercial_Other Health_New_Food Preparation_Natural Gas_Broiler_E3 | F4 | Commercial | Other Health | New | Food Preparation | Natural Gas | Broiler | E3 | Utility - Cost of Equipment | 0 | 0 | 0 | 0 | 0 | 0 | 0 | 0 | 0 | 0 | 0 | 0 | 0 | 0 | 0 | 0 | 0 | 0 | 0 | 0 | 0 | 0 | 0 | 0 | 0 | 0 | 0 | 0 | 0 | 0 | 0 | 0 | 0
F4_Commercial_Other Health_New_Food Preparation_Natural Gas_Broiler_E4 | F4 | Commercial | Other Health | New | Food Preparation | Natural Gas | Broiler | E4 | Utility - Cost of Equipment | 0 | 0 | 0 | 0 | 0 | 0 | 0 | 0 | 0 | 0 | 0 | 0 | 0 | 0 | 0 | 0 | 0 | 0 | 0 | 0 | 0 | 0 | 0 | 0 | 0 | 0 | 0 | 0 | 0 | 0 | 0 | 0 | 0
F4_Commercial_Other Health_New_Food Preparation_Natural Gas_Broiler_E5 | F4 | Commercial | Other Health | New | Food Preparation | Natural Gas | Broiler | E5 | Utility - Cost of Equipment | 0 | 0 | 0 | 0 | 0 | 0 | 0 | 0 | 0 | 0 | 0 | 0 | 0 | 0 | 0 | 0 | 0 | 0 | 0 | 0 | 0 | 0 | 0 | 0 | 0 | 0 | 0 | 0 | 0 | 0 | 0 | 0 | 0
F4_Commercial_Other Health_New_Food Preparation_Natural Gas_Broiler_E6 | F4 | Commercial | Other Health | New | Food Preparation | Natural Gas | Broiler | E6 | Utility - Cost of Equipment | 0 | 0 | 0 | 0 | 0 | 0 | 0 | 0 | 0 | 0 | 0 | 0 | 0 | 0 | 0 | 0 | 0 | 0 | 0 | 0 | 0 | 0 | 0 | 0 | 0 | 0 | 0 | 0 | 0 | 0 | 0 | 0 | 0
F4_Commercial_Other Health_New_Food Preparation_Natural Gas_Broiler_E7 | F4 | Commercial | Other Health | New | Food Preparation | Natural Gas | Broiler | E7 | Utility - Cost of Equipment | 0 | 0 | 0 | 0 | 0 | 0 | 0 | 0 | 0 | 0 | 0 | 0 | 0 | 0 | 0 | 0 | 0 | 0 | 0 | 0 | 0 | 0 | 0 | 0 | 0 | 0 | 0 | 0 | 0 | 0 | 0 | 0 | 0
F4_Commercial_Other Health_New_Food Preparation_Natural Gas_Broiler_E8 | F4 | Commercial | Other Health | New | Food Preparation | Natural Gas | Broiler | E8 | Utility - Cost of Equipment | 0 | 0 | 0 | 0 | 0 | 0 | 0 | 0 | 0 | 0 | 0 | 0 | 0 | 0 | 0 | 0 | 0 | 0 | 0 | 0 | 0 | 0 | 0 | 0 | 0 | 0 | 0 | 0 | 0 | 0 | 0 | 0 | 0
F4_Commercial_Other Health_New_Food Preparation_Natural Gas_Broiler_E9 | F4 | Commercial | Other Health | New | Food Preparation | Natural Gas | Broiler | E9 | Utility - Cost of Equipment | 0 | 0 | 0 | 0 | 0 | 0 | 0 | 0 | 0 | 0 | 0 | 0 | 0 | 0 | 0 | 0 | 0 | 0 | 0 | 0 | 0 | 0 | 0 | 0 | 0 | 0 | 0 | 0 | 0 | 0 | 0 | 0 | 0
F4_Commercial_Other Health_New_Food Preparation_Natural Gas_Broiler_E10 | F4 | Commercial | Other Health | New | Food Preparation | Natural Gas | Broiler | E10 | Utility - Cost of Equipment | 0 | 0 | 0 | 0 | 0 | 0 | 0 | 0 | 0 | 0 | 0 | 0 | 0 | 0 | 0 | 0 | 0 | 0 | 0 | 0 | 0 | 0 | 0 | 0 | 0 | 0 | 0 | 0 | 0 | 0 | 0 | 0 | 0
F5_Commercial_Other Health_New_Food Preparation_Natural Gas_Broiler_E1 | F5 | Commercial | Other Health | New | Food Preparation | Natural Gas | Broiler | E1 | Utility - Cost of Operation | 0.076725 | 0.076725 | 0.076725 | 0.076725 | 0.076725 | 0.076725 | 0.076725 | 0.076725 | 0.076725 | 0.076725 | 0.076725 | 0.076725 | 0.076725 | 0.076725 | 0.076725 | 0.076725 | 0.076725 | 0.076725 | 0.076725 | 0.076725 | 0.076725 | 0.076725 | 0.076725 | 0.076725 | 0.076725 | 0.076725 | 0.076725 | 0.076725 | 0.076725 | 0.076725 | 0.076725 | 0.076725 | 0.076725
F5_Commercial_Other Health_New_Food Preparation_Natural Gas_Broiler_E2 | F5 | Commercial | Other Health | New | Food Preparation | Natural Gas | Broiler | E2 | Utility - Cost of Operation | 0.10741 | 0.10741 | 0.10741 | 0.10741 | 0.10741 | 0.10741 | 0.10741 | 0.10741 | 0.10741 | 0.10741 | 0.10741 | 0.10741 | 0.10741 | 0.10741 | 0.10741 | 0.10741 | 0.10741 | 0.10741 | 0.10741 | 0.10741 | 0.10741 | 0.10741 | 0.10741 | 0.10741 | 0.10741 | 0.10741 | 0.10741 | 0.10741 | 0.10741 | 0.10741 | 0.10741 | 0.10741 | 0.10741
F5_Commercial_Other Health_New_Food Preparation_Natural Gas_Broiler_E3 | F5 | Commercial | Other Health | New | Food Preparation | Natural Gas | Broiler | E3 | Utility - Cost of Operation | 0 | 0 | 0 | 0 | 0 | 0 | 0 | 0 | 0 | 0 | 0 | 0 | 0 | 0 | 0 | 0 | 0 | 0 | 0 | 0 | 0 | 0 | 0 | 0 | 0 | 0 | 0 | 0 | 0 | 0 | 0 | 0 | 0
F5_Commercial_Other Health_New_Food Preparation_Natural Gas_Broiler_E4 | F5 | Commercial | Other Health | New | Food Preparation | Natural Gas | Broiler | E4 | Utility - Cost of Operation | 0 | 0 | 0 | 0 | 0 | 0 | 0 | 0 | 0 | 0 | 0 | 0 | 0 | 0 | 0 | 0 | 0 | 0 | 0 | 0 | 0 | 0 | 0 | 0 | 0 | 0 | 0 | 0 | 0 | 0 | 0 | 0 | 0
F5_Commercial_Other Health_New_Food Preparation_Natural Gas_Broiler_E5 | F5 | Commercial | Other Health | New | Food Preparation | Natural Gas | Broiler | E5 | Utility - Cost of Operation | 0 | 0 | 0 | 0 | 0 | 0 | 0 | 0 | 0 | 0 | 0 | 0 | 0 | 0 | 0 | 0 | 0 | 0 | 0 | 0 | 0 | 0 | 0 | 0 | 0 | 0 | 0 | 0 | 0 | 0 | 0 | 0 | 0
F5_Commercial_Other Health_New_Food Preparation_Natural Gas_Broiler_E6 | F5 | Commercial | Other Health | New | Food Preparation | Natural Gas | Broiler | E6 | Utility - Cost of Operation | 0 | 0 | 0 | 0 | 0 | 0 | 0 | 0 | 0 | 0 | 0 | 0 | 0 | 0 | 0 | 0 | 0 | 0 | 0 | 0 | 0 | 0 | 0 | 0 | 0 | 0 | 0 | 0 | 0 | 0 | 0 | 0 | 0
F5_Commercial_Other Health_New_Food Preparation_Natural Gas_Broiler_E7 | F5 | Commercial | Other Health | New | Food Preparation | Natural Gas | Broiler | E7 | Utility - Cost of Operation | 0 | 0 | 0 | 0 | 0 | 0 | 0 | 0 | 0 | 0 | 0 | 0 | 0 | 0 | 0 | 0 | 0 | 0 | 0 | 0 | 0 | 0 | 0 | 0 | 0 | 0 | 0 | 0 | 0 | 0 | 0 | 0 | 0
F5_Commercial_Other Health_New_Food Preparation_Natural Gas_Broiler_E8 | F5 | Commercial | Other Health | New | Food Preparation | Natural Gas | Broiler | E8 | Utility - Cost of Operation | 0 | 0 | 0 | 0 | 0 | 0 | 0 | 0 | 0 | 0 | 0 | 0 | 0 | 0 | 0 | 0 | 0 | 0 | 0 | 0 | 0 | 0 | 0 | 0 | 0 | 0 | 0 | 0 | 0 | 0 | 0 | 0 | 0
F5_Commercial_Other Health_New_Food Preparation_Natural Gas_Broiler_E9 | F5 | Commercial | Other Health | New | Food Preparation | Natural Gas | Broiler | E9 | Utility - Cost of Operation | 0 | 0 | 0 | 0 | 0 | 0 | 0 | 0 | 0 | 0 | 0 | 0 | 0 | 0 | 0 | 0 | 0 | 0 | 0 | 0 | 0 | 0 | 0 | 0 | 0 | 0 | 0 | 0 | 0 | 0 | 0 | 0 | 0
F5_Commercial_Other Health_New_Food Preparation_Natural Gas_Broiler_E10 | F5 | Commercial | Other Health | New | Food Preparation | Natural Gas | Broiler | E10 | Utility - Cost of Operation | 0 | 0 | 0 | 0 | 0 | 0 | 0 | 0 | 0 | 0 | 0 | 0 | 0 | 0 | 0 | 0 | 0 | 0 | 0 | 0 | 0 | 0 | 0 | 0 | 0 | 0 | 0 | 0 | 0 | 0 | 0 | 0 | 0
F6_Commercial_Other Health_New_Food Preparation_Natural Gas_Broiler_E1 | F6 | Commercial | Other Health | New | Food Preparation | Natural Gas | Broiler | E1 | Utility - Value of Sales | 0.17996 | 0.18077 | 0.18206 | 0.18178 | 0.18178 | 0.18178 | 0.18178 | 0.18178 | 0.18178 | 0.18178 | 0.18178 | 0.18178 | 0.18178 | 0.18178 | 0.18178 | 0.18178 | 0.18178 | 0.18178 | 0.18178 | 0.18178 | 0.18178 | 0.18178 | 0.18178 | 0.18178 | 0.18178 | 0.18178 | 0.18178 | 0.18178 | 0.18178 | 0.18178 | 0.18178 | 0.18178 | 0.18178
F6_Commercial_Other Health_New_Food Preparation_Natural Gas_Broiler_E2 | F6 | Commercial | Other Health | New | Food Preparation | Natural Gas | Broiler | E2 | Utility - Value of Sales | 0.11569 | 0.11621 | 0.11704 | 0.11686 | 0.11686 | 0.11686 | 0.11686 | 0.11686 | 0.11686 | 0.11686 | 0.11686 | 0.11686 | 0.11686 | 0.11686 | 0.11686 | 0.11686 | 0.11686 | 0.11686 | 0.11686 | 0.11686 | 0.11686 | 0.11686 | 0.11686 | 0.11686 | 0.11686 | 0.11686 | 0.11686 | 0.11686 | 0.11686 | 0.11686 | 0.11686 | 0.11686 | 0.11686
F6_Commercial_Other Health_New_Food Preparation_Natural Gas_Broiler_E3 | F6 | Commercial | Other Health | New | Food Preparation | Natural Gas | Broiler | E3 | Utility - Value of Sales | 0 | 0 | 0 | 0 | 0 | 0 | 0 | 0 | 0 | 0 | 0 | 0 | 0 | 0 | 0 | 0 | 0 | 0 | 0 | 0 | 0 | 0 | 0 | 0 | 0 | 0 | 0 | 0 | 0 | 0 | 0 | 0 | 0
F6_Commercial_Other Health_New_Food Preparation_Natural Gas_Broiler_E4 | F6 | Commercial | Other Health | New | Food Preparation | Natural Gas | Broiler | E4 | Utility - Value of Sales | 0 | 0 | 0 | 0 | 0 | 0 | 0 | 0 | 0 | 0 | 0 | 0 | 0 | 0 | 0 | 0 | 0 | 0 | 0 | 0 | 0 | 0 | 0 | 0 | 0 | 0 | 0 | 0 | 0 | 0 | 0 | 0 | 0
F6_Commercial_Other Health_New_Food Preparation_Natural Gas_Broiler_E5 | F6 | Commercial | Other Health | New | Food Preparation | Natural Gas | Broiler | E5 | Utility - Value of Sales | 0 | 0 | 0 | 0 | 0 | 0 | 0 | 0 | 0 | 0 | 0 | 0 | 0 | 0 | 0 | 0 | 0 | 0 | 0 | 0 | 0 | 0 | 0 | 0 | 0 | 0 | 0 | 0 | 0 | 0 | 0 | 0 | 0
F6_Commercial_Other Health_New_Food Preparation_Natural Gas_Broiler_E6 | F6 | Commercial | Other Health | New | Food Preparation | Natural Gas | Broiler | E6 | Utility - Value of Sales | 0 | 0 | 0 | 0 | 0 | 0 | 0 | 0 | 0 | 0 | 0 | 0 | 0 | 0 | 0 | 0 | 0 | 0 | 0 | 0 | 0 | 0 | 0 | 0 | 0 | 0 | 0 | 0 | 0 | 0 | 0 | 0 | 0
F6_Commercial_Other Health_New_Food Preparation_Natural Gas_Broiler_E7 | F6 | Commercial | Other Health | New | Food Preparation | Natural Gas | Broiler | E7 | Utility - Value of Sales | 0 | 0 | 0 | 0 | 0 | 0 | 0 | 0 | 0 | 0 | 0 | 0 | 0 | 0 | 0 | 0 | 0 | 0 | 0 | 0 | 0 | 0 | 0 | 0 | 0 | 0 | 0 | 0 | 0 | 0 | 0 | 0 | 0
F6_Commercial_Other Health_New_Food Preparation_Natural Gas_Broiler_E8 | F6 | Commercial | Other Health | New | Food Preparation | Natural Gas | Broiler | E8 | Utility - Value of Sales | 0 | 0 | 0 | 0 | 0 | 0 | 0 | 0 | 0 | 0 | 0 | 0 | 0 | 0 | 0 | 0 | 0 | 0 | 0 | 0 | 0 | 0 | 0 | 0 | 0 | 0 | 0 | 0 | 0 | 0 | 0 | 0 | 0
F6_Commercial_Other Health_New_Food Preparation_Natural Gas_Broiler_E9 | F6 | Commercial | Other Health | New | Food Preparation | Natural Gas | Broiler | E9 | Utility - Value of Sales | 0 | 0 | 0 | 0 | 0 | 0 | 0 | 0 | 0 | 0 | 0 | 0 | 0 | 0 | 0 | 0 | 0 | 0 | 0 | 0 | 0 | 0 | 0 | 0 | 0 | 0 | 0 | 0 | 0 | 0 | 0 | 0 | 0
F6_Commercial_Other Health_New_Food Preparation_Natural Gas_Broiler_E10 | F6 | Commercial | Other Health | New | Food Preparation | Natural Gas | Broiler | E10 | Utility - Value of Sales | 0 | 0 | 0 | 0 | 0 | 0 | 0 | 0 | 0 | 0 | 0 | 0 | 0 | 0 | 0 | 0 | 0 | 0 | 0 | 0 | 0 | 0 | 0 | 0 | 0 | 0 | 0 | 0 | 0 | 0 | 0 | 0 | 0
F1_Commercial_Other Health_New_Food Preparation_Natural Gas_Griddle_E1 | F1 | Commercial | Other Health | New | Food Preparation | Natural Gas | Griddle | E1 | RVT - Cost of Equipment | 0.17791 | 0.17814 | 0.17911 | 0 | 0 | 0 | 0 | 0 | 0 | 0 | 0 | 0 | 0 | 0 | 0 | 0 | 0 | 0 | 0 | 0 | 0 | 0 | 0 | 0 | 0 | 0 | 0 | 0 | 0 | 0 | 0 | 0 | 0
F1_Commercial_Other Health_New_Food Preparation_Natural Gas_Griddle_E2 | F1 | Commercial | Other Health | New | Food Preparation | Natural Gas | Griddle | E2 | RVT - Cost of Equipment | 0.15365 | 0.15385 | 0.15469 | 0.15391 | 0.15351 | 0.15412 | 0.15559 | 0.15678 | 0.15824 | 0.15964 | 0.16106 | 0.1624 | 0.16383 | 0.16531 | 0.16674 | 0.16821 | 0.16968 | 0.17127 | 0.17292 | 0.17462 | 0.17625 | 0.17789 | 0.17936 | 0.18083 | 0.1821 | 0.18321 | 0.18421 | 0.18507 | 0.18575 | 0.18631 | 0.18661 | 0.18681 | 0.18681
F1_Commercial_Other Health_New_Food Preparation_Natural Gas_Griddle_E3 | F1 | Commercial | Other Health | New | Food Preparation | Natural Gas | Griddle | E3 | RVT - Cost of Equipment | 0 | 0 | 0 | 0 | 0 | 0 | 0 | 0 | 0 | 0 | 0 | 0 | 0 | 0 | 0 | 0 | 0 | 0 | 0 | 0 | 0 | 0 | 0 | 0 | 0 | 0 | 0 | 0 | 0 | 0 | 0 | 0 | 0
F1_Commercial_Other Health_New_Food Preparation_Natural Gas_Griddle_E4 | F1 | Commercial | Other Health | New | Food Preparation | Natural Gas | Griddle | E4 | RVT - Cost of Equipment | 0 | 0 | 0 | 0 | 0 | 0 | 0 | 0 | 0 | 0 | 0 | 0 | 0 | 0 | 0 | 0 | 0 | 0 | 0 | 0 | 0 | 0 | 0 | 0 | 0 | 0 | 0 | 0 | 0 | 0 | 0 | 0 | 0
F1_Commercial_Other Health_New_Food Preparation_Natural Gas_Griddle_E5 | F1 | Commercial | Other Health | New | Food Preparation | Natural Gas | Griddle | E5 | RVT - Cost of Equipment | 0 | 0 | 0 | 0 | 0 | 0 | 0 | 0 | 0 | 0 | 0 | 0 | 0 | 0 | 0 | 0 | 0 | 0 | 0 | 0 | 0 | 0 | 0 | 0 | 0 | 0 | 0 | 0 | 0 | 0 | 0 | 0 | 0
F1_Commercial_Other Health_New_Food Preparation_Natural Gas_Griddle_E6 | F1 | Commercial | Other Health | New | Food Preparation | Natural Gas | Griddle | E6 | RVT - Cost of Equipment | 0 | 0 | 0 | 0 | 0 | 0 | 0 | 0 | 0 | 0 | 0 | 0 | 0 | 0 | 0 | 0 | 0 | 0 | 0 | 0 | 0 | 0 | 0 | 0 | 0 | 0 | 0 | 0 | 0 | 0 | 0 | 0 | 0
F1_Commercial_Other Health_New_Food Preparation_Natural Gas_Griddle_E7 | F1 | Commercial | Other Health | New | Food Preparation | Natural Gas | Griddle | E7 | RVT - Cost of Equipment | 0 | 0 | 0 | 0 | 0 | 0 | 0 | 0 | 0 | 0 | 0 | 0 | 0 | 0 | 0 | 0 | 0 | 0 | 0 | 0 | 0 | 0 | 0 | 0 | 0 | 0 | 0 | 0 | 0 | 0 | 0 | 0 | 0
F1_Commercial_Other Health_New_Food Preparation_Natural Gas_Griddle_E8 | F1 | Commercial | Other Health | New | Food Preparation | Natural Gas | Griddle | E8 | RVT - Cost of Equipment | 0 | 0 | 0 | 0 | 0 | 0 | 0 | 0 | 0 | 0 | 0 | 0 | 0 | 0 | 0 | 0 | 0 | 0 | 0 | 0 | 0 | 0 | 0 | 0 | 0 | 0 | 0 | 0 | 0 | 0 | 0 | 0 | 0
F1_Commercial_Other Health_New_Food Preparation_Natural Gas_Griddle_E9 | F1 | Commercial | Other Health | New | Food Preparation | Natural Gas | Griddle | E9 | RVT - Cost of Equipment | 0 | 0 | 0 | 0 | 0 | 0 | 0 | 0 | 0 | 0 | 0 | 0 | 0 | 0 | 0 | 0 | 0 | 0 | 0 | 0 | 0 | 0 | 0 | 0 | 0 | 0 | 0 | 0 | 0 | 0 | 0 | 0 | 0
F1_Commercial_Other Health_New_Food Preparation_Natural Gas_Griddle_E10 | F1 | Commercial | Other Health | New | Food Preparation | Natural Gas | Griddle | E10 | RVT - Cost of Equipment | 0 | 0 | 0 | 0 | 0 | 0 | 0 | 0 | 0 | 0 | 0 | 0 | 0 | 0 | 0 | 0 | 0 | 0 | 0 | 0 | 0 | 0 | 0 | 0 | 0 | 0 | 0 | 0 | 0 | 0 | 0 | 0 | 0
F2_Commercial_Other Health_New_Food Preparation_Natural Gas_Griddle_E1 | F2 | Commercial | Other Health | New | Food Preparation | Natural Gas | Griddle | E1 | RVT - Cost of Operation | 0.21315 | 0.21342 | 0.21458 | 0 | 0 | 0 | 0 | 0 | 0 | 0 | 0 | 0 | 0 | 0 | 0 | 0 | 0 | 0 | 0 | 0 | 0 | 0 | 0 | 0 | 0 | 0 | 0 | 0 | 0 | 0 | 0 | 0 | 0
F2_Commercial_Other Health_New_Food Preparation_Natural Gas_Griddle_E2 | F2 | Commercial | Other Health | New | Food Preparation | Natural Gas | Griddle | E2 | RVT - Cost of Operation | 0.18409 | 0.18432 | 0.18533 | 0.18439 | 0.18391 | 0.18465 | 0.1864 | 0.18784 | 0.18958 | 0.19126 | 0.19296 | 0.19457 | 0.19628 | 0.19805 | 0.19977 | 0.20152 | 0.20329 | 0.20519 | 0.20717 | 0.2092 | 0.21116 | 0.21312 | 0.21488 | 0.21664 | 0.21817 | 0.21949 | 0.22069 | 0.22173 | 0.22254 | 0.22321 | 0.22357 | 0.22381 | 0.22381
F2_Commercial_Other Health_New_Food Preparation_Natural Gas_Griddle_E3 | F2 | Commercial | Other Health | New | Food Preparation | Natural Gas | Griddle | E3 | RVT - Cost of Operation | 0 | 0 | 0 | 0 | 0 | 0 | 0 | 0 | 0 | 0 | 0 | 0 | 0 | 0 | 0 | 0 | 0 | 0 | 0 | 0 | 0 | 0 | 0 | 0 | 0 | 0 | 0 | 0 | 0 | 0 | 0 | 0 | 0
F2_Commercial_Other Health_New_Food Preparation_Natural Gas_Griddle_E4 | F2 | Commercial | Other Health | New | Food Preparation | Natural Gas | Griddle | E4 | RVT - Cost of Operation | 0 | 0 | 0 | 0 | 0 | 0 | 0 | 0 | 0 | 0 | 0 | 0 | 0 | 0 | 0 | 0 | 0 | 0 | 0 | 0 | 0 | 0 | 0 | 0 | 0 | 0 | 0 | 0 | 0 | 0 | 0 | 0 | 0
F2_Commercial_Other Health_New_Food Preparation_Natural Gas_Griddle_E5 | F2 | Commercial | Other Health | New | Food Preparation | Natural Gas | Griddle | E5 | RVT - Cost of Operation | 0 | 0 | 0 | 0 | 0 | 0 | 0 | 0 | 0 | 0 | 0 | 0 | 0 | 0 | 0 | 0 | 0 | 0 | 0 | 0 | 0 | 0 | 0 | 0 | 0 | 0 | 0 | 0 | 0 | 0 | 0 | 0 | 0
F2_Commercial_Other Health_New_Food Preparation_Natural Gas_Griddle_E6 | F2 | Commercial | Other Health | New | Food Preparation | Natural Gas | Griddle | E6 | RVT - Cost of Operation | 0 | 0 | 0 | 0 | 0 | 0 | 0 | 0 | 0 | 0 | 0 | 0 | 0 | 0 | 0 | 0 | 0 | 0 | 0 | 0 | 0 | 0 | 0 | 0 | 0 | 0 | 0 | 0 | 0 | 0 | 0 | 0 | 0
F2_Commercial_Other Health_New_Food Preparation_Natural Gas_Griddle_E7 | F2 | Commercial | Other Health | New | Food Preparation | Natural Gas | Griddle | E7 | RVT - Cost of Operation | 0 | 0 | 0 | 0 | 0 | 0 | 0 | 0 | 0 | 0 | 0 | 0 | 0 | 0 | 0 | 0 | 0 | 0 | 0 | 0 | 0 | 0 | 0 | 0 | 0 | 0 | 0 | 0 | 0 | 0 | 0 | 0 | 0
F2_Commercial_Other Health_New_Food Preparation_Natural Gas_Griddle_E8 | F2 | Commercial | Other Health | New | Food Preparation | Natural Gas | Griddle | E8 | RVT - Cost of Operation | 0 | 0 | 0 | 0 | 0 | 0 | 0 | 0 | 0 | 0 | 0 | 0 | 0 | 0 | 0 | 0 | 0 | 0 | 0 | 0 | 0 | 0 | 0 | 0 | 0 | 0 | 0 | 0 | 0 | 0 | 0 | 0 | 0
F2_Commercial_Other Health_New_Food Preparation_Natural Gas_Griddle_E9 | F2 | Commercial | Other Health | New | Food Preparation | Natural Gas | Griddle | E9 | RVT - Cost of Operation | 0 | 0 | 0 | 0 | 0 | 0 | 0 | 0 | 0 | 0 | 0 | 0 | 0 | 0 | 0 | 0 | 0 | 0 | 0 | 0 | 0 | 0 | 0 | 0 | 0 | 0 | 0 | 0 | 0 | 0 | 0 | 0 | 0
F2_Commercial_Other Health_New_Food Preparation_Natural Gas_Griddle_E10 | F2 | Commercial | Other Health | New | Food Preparation | Natural Gas | Griddle | E10 | RVT - Cost of Operation | 0 | 0 | 0 | 0 | 0 | 0 | 0 | 0 | 0 | 0 | 0 | 0 | 0 | 0 | 0 | 0 | 0 | 0 | 0 | 0 | 0 | 0 | 0 | 0 | 0 | 0 | 0 | 0 | 0 | 0 | 0 | 0 | 0
F3_Commercial_Other Health_New_Food Preparation_Natural Gas_Griddle_E1 | F3 | Commercial | Other Health | New | Food Preparation | Natural Gas | Griddle | E1 | System - kBTUs of Consumption | 0.052158 | 0.052158 | 0.052158 | 0 | 0 | 0 | 0 | 0 | 0 | 0 | 0 | 0 | 0 | 0 | 0 | 0 | 0 | 0 | 0 | 0 | 0 | 0 | 0 | 0 | 0 | 0 | 0 | 0 | 0 | 0 | 0 | 0 | 0
F3_Commercial_Other Health_New_Food Preparation_Natural Gas_Griddle_E2 | F3 | Commercial | Other Health | New | Food Preparation | Natural Gas | Griddle | E2 | System - kBTUs of Consumption | 0.055804 | 0.055804 | 0.055804 | 0.055804 | 0.055804 | 0.055804 | 0.055804 | 0.055804 | 0.055804 | 0.055804 | 0.055804 | 0.055804 | 0.055804 | 0.055804 | 0.055804 | 0.055804 | 0.055804 | 0.055804 | 0.055804 | 0.055804 | 0.055804 | 0.055804 | 0.055804 | 0.055804 | 0.055804 | 0.055804 | 0.055804 | 0.055804 | 0.055804 | 0.055804 | 0.055804 | 0.055804 | 0.055804
F3_Commercial_Other Health_New_Food Preparation_Natural Gas_Griddle_E3 | F3 | Commercial | Other Health | New | Food Preparation | Natural Gas | Griddle | E3 | System - kBTUs of Consumption | 0 | 0 | 0 | 0 | 0 | 0 | 0 | 0 | 0 | 0 | 0 | 0 | 0 | 0 | 0 | 0 | 0 | 0 | 0 | 0 | 0 | 0 | 0 | 0 | 0 | 0 | 0 | 0 | 0 | 0 | 0 | 0 | 0
F3_Commercial_Other Health_New_Food Preparation_Natural Gas_Griddle_E4 | F3 | Commercial | Other Health | New | Food Preparation | Natural Gas | Griddle | E4 | System - kBTUs of Consumption | 0 | 0 | 0 | 0 | 0 | 0 | 0 | 0 | 0 | 0 | 0 | 0 | 0 | 0 | 0 | 0 | 0 | 0 | 0 | 0 | 0 | 0 | 0 | 0 | 0 | 0 | 0 | 0 | 0 | 0 | 0 | 0 | 0
F3_Commercial_Other Health_New_Food Preparation_Natural Gas_Griddle_E5 | F3 | Commercial | Other Health | New | Food Preparation | Natural Gas | Griddle | E5 | System - kBTUs of Consumption | 0 | 0 | 0 | 0 | 0 | 0 | 0 | 0 | 0 | 0 | 0 | 0 | 0 | 0 | 0 | 0 | 0 | 0 | 0 | 0 | 0 | 0 | 0 | 0 | 0 | 0 | 0 | 0 | 0 | 0 | 0 | 0 | 0
F3_Commercial_Other Health_New_Food Preparation_Natural Gas_Griddle_E6 | F3 | Commercial | Other Health | New | Food Preparation | Natural Gas | Griddle | E6 | System - kBTUs of Consumption | 0 | 0 | 0 | 0 | 0 | 0 | 0 | 0 | 0 | 0 | 0 | 0 | 0 | 0 | 0 | 0 | 0 | 0 | 0 | 0 | 0 | 0 | 0 | 0 | 0 | 0 | 0 | 0 | 0 | 0 | 0 | 0 | 0
F3_Commercial_Other Health_New_Food Preparation_Natural Gas_Griddle_E7 | F3 | Commercial | Other Health | New | Food Preparation | Natural Gas | Griddle | E7 | System - kBTUs of Consumption | 0 | 0 | 0 | 0 | 0 | 0 | 0 | 0 | 0 | 0 | 0 | 0 | 0 | 0 | 0 | 0 | 0 | 0 | 0 | 0 | 0 | 0 | 0 | 0 | 0 | 0 | 0 | 0 | 0 | 0 | 0 | 0 | 0
F3_Commercial_Other Health_New_Food Preparation_Natural Gas_Griddle_E8 | F3 | Commercial | Other Health | New | Food Preparation | Natural Gas | Griddle | E8 | System - kBTUs of Consumption | 0 | 0 | 0 | 0 | 0 | 0 | 0 | 0 | 0 | 0 | 0 | 0 | 0 | 0 | 0 | 0 | 0 | 0 | 0 | 0 | 0 | 0 | 0 | 0 | 0 | 0 | 0 | 0 | 0 | 0 | 0 | 0 | 0
F3_Commercial_Other Health_New_Food Preparation_Natural Gas_Griddle_E9 | F3 | Commercial | Other Health | New | Food Preparation | Natural Gas | Griddle | E9 | System - kBTUs of Consumption | 0 | 0 | 0 | 0 | 0 | 0 | 0 | 0 | 0 | 0 | 0 | 0 | 0 | 0 | 0 | 0 | 0 | 0 | 0 | 0 | 0 | 0 | 0 | 0 | 0 | 0 | 0 | 0 | 0 | 0 | 0 | 0 | 0
F3_Commercial_Other Health_New_Food Preparation_Natural Gas_Griddle_E10 | F3 | Commercial | Other Health | New | Food Preparation | Natural Gas | Griddle | E10 | System - kBTUs of Consumption | 0 | 0 | 0 | 0 | 0 | 0 | 0 | 0 | 0 | 0 | 0 | 0 | 0 | 0 | 0 | 0 | 0 | 0 | 0 | 0 | 0 | 0 | 0 | 0 | 0 | 0 | 0 | 0 | 0 | 0 | 0 | 0 | 0
F4_Commercial_Other Health_New_Food Preparation_Natural Gas_Griddle_E1 | F4 | Commercial | Other Health | New | Food Preparation | Natural Gas | Griddle | E1 | Utility - Cost of Equipment | 0.21315 | 0.21342 | 0.21458 | 0 | 0 | 0 | 0 | 0 | 0 | 0 | 0 | 0 | 0 | 0 | 0 | 0 | 0 | 0 | 0 | 0 | 0 | 0 | 0 | 0 | 0 | 0 | 0 | 0 | 0 | 0 | 0 | 0 | 0
F4_Commercial_Other Health_New_Food Preparation_Natural Gas_Griddle_E2 | F4 | Commercial | Other Health | New | Food Preparation | Natural Gas | Griddle | E2 | Utility - Cost of Equipment | 0.18409 | 0.18432 | 0.18533 | 0.18439 | 0.18391 | 0.18465 | 0.1864 | 0.18784 | 0.18958 | 0.19126 | 0.19296 | 0.19457 | 0.19628 | 0.19805 | 0.19977 | 0.20152 | 0.20329 | 0.20519 | 0.20717 | 0.2092 | 0.21116 | 0.21312 | 0.21488 | 0.21664 | 0.21817 | 0.21949 | 0.22069 | 0.22173 | 0.22254 | 0.22321 | 0.22357 | 0.22381 | 0.22381
F4_Commercial_Other Health_New_Food Preparation_Natural Gas_Griddle_E3 | F4 | Commercial | Other Health | New | Food Preparation | Natural Gas | Griddle | E3 | Utility - Cost of Equipment | 0 | 0 | 0 | 0 | 0 | 0 | 0 | 0 | 0 | 0 | 0 | 0 | 0 | 0 | 0 | 0 | 0 | 0 | 0 | 0 | 0 | 0 | 0 | 0 | 0 | 0 | 0 | 0 | 0 | 0 | 0 | 0 | 0
F4_Commercial_Other Health_New_Food Preparation_Natural Gas_Griddle_E4 | F4 | Commercial | Other Health | New | Food Preparation | Natural Gas | Griddle | E4 | Utility - Cost of Equipment | 0 | 0 | 0 | 0 | 0 | 0 | 0 | 0 | 0 | 0 | 0 | 0 | 0 | 0 | 0 | 0 | 0 | 0 | 0 | 0 | 0 | 0 | 0 | 0 | 0 | 0 | 0 | 0 | 0 | 0 | 0 | 0 | 0
F4_Commercial_Other Health_New_Food Preparation_Natural Gas_Griddle_E5 | F4 | Commercial | Other Health | New | Food Preparation | Natural Gas | Griddle | E5 | Utility - Cost of Equipment | 0 | 0 | 0 | 0 | 0 | 0 | 0 | 0 | 0 | 0 | 0 | 0 | 0 | 0 | 0 | 0 | 0 | 0 | 0 | 0 | 0 | 0 | 0 | 0 | 0 | 0 | 0 | 0 | 0 | 0 | 0 | 0 | 0
F4_Commercial_Other Health_New_Food Preparation_Natural Gas_Griddle_E6 | F4 | Commercial | Other Health | New | Food Preparation | Natural Gas | Griddle | E6 | Utility - Cost of Equipment | 0 | 0 | 0 | 0 | 0 | 0 | 0 | 0 | 0 | 0 | 0 | 0 | 0 | 0 | 0 | 0 | 0 | 0 | 0 | 0 | 0 | 0 | 0 | 0 | 0 | 0 | 0 | 0 | 0 | 0 | 0 | 0 | 0
F4_Commercial_Other Health_New_Food Preparation_Natural Gas_Griddle_E7 | F4 | Commercial | Other Health | New | Food Preparation | Natural Gas | Griddle | E7 | Utility - Cost of Equipment | 0 | 0 | 0 | 0 | 0 | 0 | 0 | 0 | 0 | 0 | 0 | 0 | 0 | 0 | 0 | 0 | 0 | 0 | 0 | 0 | 0 | 0 | 0 | 0 | 0 | 0 | 0 | 0 | 0 | 0 | 0 | 0 | 0
F4_Commercial_Other Health_New_Food Preparation_Natural Gas_Griddle_E8 | F4 | Commercial | Other Health | New | Food Preparation | Natural Gas | Griddle | E8 | Utility - Cost of Equipment | 0 | 0 | 0 | 0 | 0 | 0 | 0 | 0 | 0 | 0 | 0 | 0 | 0 | 0 | 0 | 0 | 0 | 0 | 0 | 0 | 0 | 0 | 0 | 0 | 0 | 0 | 0 | 0 | 0 | 0 | 0 | 0 | 0
F4_Commercial_Other Health_New_Food Preparation_Natural Gas_Griddle_E9 | F4 | Commercial | Other Health | New | Food Preparation | Natural Gas | Griddle | E9 | Utility - Cost of Equipment | 0 | 0 | 0 | 0 | 0 | 0 | 0 | 0 | 0 | 0 | 0 | 0 | 0 | 0 | 0 | 0 | 0 | 0 | 0 | 0 | 0 | 0 | 0 | 0 | 0 | 0 | 0 | 0 | 0 | 0 | 0 | 0 | 0
F4_Commercial_Other Health_New_Food Preparation_Natural Gas_Griddle_E10 | F4 | Commercial | Other Health | New | Food Preparation | Natural Gas | Griddle | E10 | Utility - Cost of Equipment | 0 | 0 | 0 | 0 | 0 | 0 | 0 | 0 | 0 | 0 | 0 | 0 | 0 | 0 | 0 | 0 | 0 | 0 | 0 | 0 | 0 | 0 | 0 | 0 | 0 | 0 | 0 | 0 | 0 | 0 | 0 | 0 | 0
F5_Commercial_Other Health_New_Food Preparation_Natural Gas_Griddle_E1 | F5 | Commercial | Other Health | New | Food Preparation | Natural Gas | Griddle | E1 | Utility - Cost of Operation | 0.052158 | 0.052158 | 0.052158 | 0 | 0 | 0 | 0 | 0 | 0 | 0 | 0 | 0 | 0 | 0 | 0 | 0 | 0 | 0 | 0 | 0 | 0 | 0 | 0 | 0 | 0 | 0 | 0 | 0 | 0 | 0 | 0 | 0 | 0
F5_Commercial_Other Health_New_Food Preparation_Natural Gas_Griddle_E2 | F5 | Commercial | Other Health | New | Food Preparation | Natural Gas | Griddle | E2 | Utility - Cost of Operation | 0.055804 | 0.055804 | 0.055804 | 0.055804 | 0.055804 | 0.055804 | 0.055804 | 0.055804 | 0.055804 | 0.055804 | 0.055804 | 0.055804 | 0.055804 | 0.055804 | 0.055804 | 0.055804 | 0.055804 | 0.055804 | 0.055804 | 0.055804 | 0.055804 | 0.055804 | 0.055804 | 0.055804 | 0.055804 | 0.055804 | 0.055804 | 0.055804 | 0.055804 | 0.055804 | 0.055804 | 0.055804 | 0.055804
F5_Commercial_Other Health_New_Food Preparation_Natural Gas_Griddle_E3 | F5 | Commercial | Other Health | New | Food Preparation | Natural Gas | Griddle | E3 | Utility - Cost of Operation | 0 | 0 | 0 | 0 | 0 | 0 | 0 | 0 | 0 | 0 | 0 | 0 | 0 | 0 | 0 | 0 | 0 | 0 | 0 | 0 | 0 | 0 | 0 | 0 | 0 | 0 | 0 | 0 | 0 | 0 | 0 | 0 | 0
F5_Commercial_Other Health_New_Food Preparation_Natural Gas_Griddle_E4 | F5 | Commercial | Other Health | New | Food Preparation | Natural Gas | Griddle | E4 | Utility - Cost of Operation | 0 | 0 | 0 | 0 | 0 | 0 | 0 | 0 | 0 | 0 | 0 | 0 | 0 | 0 | 0 | 0 | 0 | 0 | 0 | 0 | 0 | 0 | 0 | 0 | 0 | 0 | 0 | 0 | 0 | 0 | 0 | 0 | 0
F5_Commercial_Other Health_New_Food Preparation_Natural Gas_Griddle_E5 | F5 | Commercial | Other Health | New | Food Preparation | Natural Gas | Griddle | E5 | Utility - Cost of Operation | 0 | 0 | 0 | 0 | 0 | 0 | 0 | 0 | 0 | 0 | 0 | 0 | 0 | 0 | 0 | 0 | 0 | 0 | 0 | 0 | 0 | 0 | 0 | 0 | 0 | 0 | 0 | 0 | 0 | 0 | 0 | 0 | 0
F5_Commercial_Other Health_New_Food Preparation_Natural Gas_Griddle_E6 | F5 | Commercial | Other Health | New | Food Preparation | Natural Gas | Griddle | E6 | Utility - Cost of Operation | 0 | 0 | 0 | 0 | 0 | 0 | 0 | 0 | 0 | 0 | 0 | 0 | 0 | 0 | 0 | 0 | 0 | 0 | 0 | 0 | 0 | 0 | 0 | 0 | 0 | 0 | 0 | 0 | 0 | 0 | 0 | 0 | 0
F5_Commercial_Other Health_New_Food Preparation_Natural Gas_Griddle_E7 | F5 | Commercial | Other Health | New | Food Preparation | Natural Gas | Griddle | E7 | Utility - Cost of Operation | 0 | 0 | 0 | 0 | 0 | 0 | 0 | 0 | 0 | 0 | 0 | 0 | 0 | 0 | 0 | 0 | 0 | 0 | 0 | 0 | 0 | 0 | 0 | 0 | 0 | 0 | 0 | 0 | 0 | 0 | 0 | 0 | 0
F5_Commercial_Other Health_New_Food Preparation_Natural Gas_Griddle_E8 | F5 | Commercial | Other Health | New | Food Preparation | Natural Gas | Griddle | E8 | Utility - Cost of Operation | 0 | 0 | 0 | 0 | 0 | 0 | 0 | 0 | 0 | 0 | 0 | 0 | 0 | 0 | 0 | 0 | 0 | 0 | 0 | 0 | 0 | 0 | 0 | 0 | 0 | 0 | 0 | 0 | 0 | 0 | 0 | 0 | 0
F5_Commercial_Other Health_New_Food Preparation_Natural Gas_Griddle_E9 | F5 | Commercial | Other Health | New | Food Preparation | Natural Gas | Griddle | E9 | Utility - Cost of Operation | 0 | 0 | 0 | 0 | 0 | 0 | 0 | 0 | 0 | 0 | 0 | 0 | 0 | 0 | 0 | 0 | 0 | 0 | 0 | 0 | 0 | 0 | 0 | 0 | 0 | 0 | 0 | 0 | 0 | 0 | 0 | 0 | 0
F5_Commercial_Other Health_New_Food Preparation_Natural Gas_Griddle_E10 | F5 | Commercial | Other Health | New | Food Preparation | Natural Gas | Griddle | E10 | Utility - Cost of Operation | 0 | 0 | 0 | 0 | 0 | 0 | 0 | 0 | 0 | 0 | 0 | 0 | 0 | 0 | 0 | 0 | 0 | 0 | 0 | 0 | 0 | 0 | 0 | 0 | 0 | 0 | 0 | 0 | 0 | 0 | 0 | 0 | 0
F6_Commercial_Other Health_New_Food Preparation_Natural Gas_Griddle_E1 | F6 | Commercial | Other Health | New | Food Preparation | Natural Gas | Griddle | E1 | Utility - Value of Sales | 0.11282 | 0.11333 | 0.11414 | 0 | 0 | 0 | 0 | 0 | 0 | 0 | 0 | 0 | 0 | 0 | 0 | 0 | 0 | 0 | 0 | 0 | 0 | 0 | 0 | 0 | 0 | 0 | 0 | 0 | 0 | 0 | 0 | 0 | 0
F6_Commercial_Other Health_New_Food Preparation_Natural Gas_Griddle_E2 | F6 | Commercial | Other Health | New | Food Preparation | Natural Gas | Griddle | E2 | Utility - Value of Sales | 0.097443 | 0.097879 | 0.09858 | 0.098426 | 0.098426 | 0.098426 | 0.098426 | 0.098426 | 0.098426 | 0.098426 | 0.098426 | 0.098426 | 0.098426 | 0.098426 | 0.098426 | 0.098426 | 0.098426 | 0.098426 | 0.098426 | 0.098426 | 0.098426 | 0.098426 | 0.098426 | 0.098426 | 0.098426 | 0.098426 | 0.098426 | 0.098426 | 0.098426 | 0.098426 | 0.098426 | 0.098426 | 0.098426
F6_Commercial_Other Health_New_Food Preparation_Natural Gas_Griddle_E3 | F6 | Commercial | Other Health | New | Food Preparation | Natural Gas | Griddle | E3 | Utility - Value of Sales | 0 | 0 | 0 | 0 | 0 | 0 | 0 | 0 | 0 | 0 | 0 | 0 | 0 | 0 | 0 | 0 | 0 | 0 | 0 | 0 | 0 | 0 | 0 | 0 | 0 | 0 | 0 | 0 | 0 | 0 | 0 | 0 | 0
F6_Commercial_Other Health_New_Food Preparation_Natural Gas_Griddle_E4 | F6 | Commercial | Other Health | New | Food Preparation | Natural Gas | Griddle | E4 | Utility - Value of Sales | 0 | 0 | 0 | 0 | 0 | 0 | 0 | 0 | 0 | 0 | 0 | 0 | 0 | 0 | 0 | 0 | 0 | 0 | 0 | 0 | 0 | 0 | 0 | 0 | 0 | 0 | 0 | 0 | 0 | 0 | 0 | 0 | 0
F6_Commercial_Other Health_New_Food Preparation_Natural Gas_Griddle_E5 | F6 | Commercial | Other Health | New | Food Preparation | Natural Gas | Griddle | E5 | Utility - Value of Sales | 0 | 0 | 0 | 0 | 0 | 0 | 0 | 0 | 0 | 0 | 0 | 0 | 0 | 0 | 0 | 0 | 0 | 0 | 0 | 0 | 0 | 0 | 0 | 0 | 0 | 0 | 0 | 0 | 0 | 0 | 0 | 0 | 0
F6_Commercial_Other Health_New_Food Preparation_Natural Gas_Griddle_E6 | F6 | Commercial | Other Health | New | Food Preparation | Natural Gas | Griddle | E6 | Utility - Value of Sales | 0 | 0 | 0 | 0 | 0 | 0 | 0 | 0 | 0 | 0 | 0 | 0 | 0 | 0 | 0 | 0 | 0 | 0 | 0 | 0 | 0 | 0 | 0 | 0 | 0 | 0 | 0 | 0 | 0 | 0 | 0 | 0 | 0
F6_Commercial_Other Health_New_Food Preparation_Natural Gas_Griddle_E7 | F6 | Commercial | Other Health | New | Food Preparation | Natural Gas | Griddle | E7 | Utility - Value of Sales | 0 | 0 | 0 | 0 | 0 | 0 | 0 | 0 | 0 | 0 | 0 | 0 | 0 | 0 | 0 | 0 | 0 | 0 | 0 | 0 | 0 | 0 | 0 | 0 | 0 | 0 | 0 | 0 | 0 | 0 | 0 | 0 | 0
F6_Commercial_Other Health_New_Food Preparation_Natural Gas_Griddle_E8 | F6 | Commercial | Other Health | New | Food Preparation | Natural Gas | Griddle | E8 | Utility - Value of Sales | 0 | 0 | 0 | 0 | 0 | 0 | 0 | 0 | 0 | 0 | 0 | 0 | 0 | 0 | 0 | 0 | 0 | 0 | 0 | 0 | 0 | 0 | 0 | 0 | 0 | 0 | 0 | 0 | 0 | 0 | 0 | 0 | 0
F6_Commercial_Other Health_New_Food Preparation_Natural Gas_Griddle_E9 | F6 | Commercial | Other Health | New | Food Preparation | Natural Gas | Griddle | E9 | Utility - Value of Sales | 0 | 0 | 0 | 0 | 0 | 0 | 0 | 0 | 0 | 0 | 0 | 0 | 0 | 0 | 0 | 0 | 0 | 0 | 0 | 0 | 0 | 0 | 0 | 0 | 0 | 0 | 0 | 0 | 0 | 0 | 0 | 0 | 0
F6_Commercial_Other Health_New_Food Preparation_Natural Gas_Griddle_E10 | F6 | Commercial | Other Health | New | Food Preparation | Natural Gas | Griddle | E10 | Utility - Value of Sales | 0 | 0 | 0 | 0 | 0 | 0 | 0 | 0 | 0 | 0 | 0 | 0 | 0 | 0 | 0 | 0 | 0 | 0 | 0 | 0 | 0 | 0 | 0 | 0 | 0 | 0 | 0 | 0 | 0 | 0 | 0 | 0 | 0
F1_Commercial_Other Health_New_Food Preparation_Natural Gas_Range_E1 | F1 | Commercial | Other Health | New | Food Preparation | Natural Gas | Range | E1 | RVT - Cost of Equipment | 0.20762 | 0.20759 | 0.20859 | 0.20705 | 0.20612 | 0.2068 | 0.20884 | 0.21046 | 0.21246 | 0.21435 | 0.21625 | 0.21799 | 0.21986 | 0.22182 | 0.22369 | 0.22559 | 0.22752 | 0.22962 | 0.23181 | 0.23412 | 0.23639 | 0.23877 | 0.24096 | 0.24323 | 0.24523 | 0.24697 | 0.24855 | 0.24991 | 0.25097 | 0.25185 | 0.25232 | 0.25264 | 0.25264
F1_Commercial_Other Health_New_Food Preparation_Natural Gas_Range_E2 | F1 | Commercial | Other Health | New | Food Preparation | Natural Gas | Range | E2 | RVT - Cost of Equipment | 0.15572 | 0.15569 | 0.15644 | 0.15529 | 0.15459 | 0.1551 | 0.15663 | 0.15784 | 0.15934 | 0.16076 | 0.16219 | 0.1635 | 0.1649 | 0.16636 | 0.16777 | 0.16919 | 0.17064 | 0.17222 | 0.17386 | 0.17559 | 0.1773 | 0.17908 | 0.18072 | 0.18242 | 0.18393 | 0.18523 | 0.18641 | 0.18743 | 0.18823 | 0.18889 | 0.18924 | 0.18948 | 0.18948
F1_Commercial_Other Health_New_Food Preparation_Natural Gas_Range_E3 | F1 | Commercial | Other Health | New | Food Preparation | Natural Gas | Range | E3 | RVT - Cost of Equipment | 0 | 0 | 0 | 0 | 0 | 0 | 0 | 0 | 0 | 0 | 0 | 0 | 0 | 0 | 0 | 0 | 0 | 0 | 0 | 0 | 0 | 0 | 0 | 0 | 0 | 0 | 0 | 0 | 0 | 0 | 0 | 0 | 0
F1_Commercial_Other Health_New_Food Preparation_Natural Gas_Range_E4 | F1 | Commercial | Other Health | New | Food Preparation | Natural Gas | Range | E4 | RVT - Cost of Equipment | 0 | 0 | 0 | 0 | 0 | 0 | 0 | 0 | 0 | 0 | 0 | 0 | 0 | 0 | 0 | 0 | 0 | 0 | 0 | 0 | 0 | 0 | 0 | 0 | 0 | 0 | 0 | 0 | 0 | 0 | 0 | 0 | 0
F1_Commercial_Other Health_New_Food Preparation_Natural Gas_Range_E5 | F1 | Commercial | Other Health | New | Food Preparation | Natural Gas | Range | E5 | RVT - Cost of Equipment | 0 | 0 | 0 | 0 | 0 | 0 | 0 | 0 | 0 | 0 | 0 | 0 | 0 | 0 | 0 | 0 | 0 | 0 | 0 | 0 | 0 | 0 | 0 | 0 | 0 | 0 | 0 | 0 | 0 | 0 | 0 | 0 | 0
F1_Commercial_Other Health_New_Food Preparation_Natural Gas_Range_E6 | F1 | Commercial | Other Health | New | Food Preparation | Natural Gas | Range | E6 | RVT - Cost of Equipment | 0 | 0 | 0 | 0 | 0 | 0 | 0 | 0 | 0 | 0 | 0 | 0 | 0 | 0 | 0 | 0 | 0 | 0 | 0 | 0 | 0 | 0 | 0 | 0 | 0 | 0 | 0 | 0 | 0 | 0 | 0 | 0 | 0
F1_Commercial_Other Health_New_Food Preparation_Natural Gas_Range_E7 | F1 | Commercial | Other Health | New | Food Preparation | Natural Gas | Range | E7 | RVT - Cost of Equipment | 0 | 0 | 0 | 0 | 0 | 0 | 0 | 0 | 0 | 0 | 0 | 0 | 0 | 0 | 0 | 0 | 0 | 0 | 0 | 0 | 0 | 0 | 0 | 0 | 0 | 0 | 0 | 0 | 0 | 0 | 0 | 0 | 0
F1_Commercial_Other Health_New_Food Preparation_Natural Gas_Range_E8 | F1 | Commercial | Other Health | New | Food Preparation | Natural Gas | Range | E8 | RVT - Cost of Equipment | 0 | 0 | 0 | 0 | 0 | 0 | 0 | 0 | 0 | 0 | 0 | 0 | 0 | 0 | 0 | 0 | 0 | 0 | 0 | 0 | 0 | 0 | 0 | 0 | 0 | 0 | 0 | 0 | 0 | 0 | 0 | 0 | 0
F1_Commercial_Other Health_New_Food Preparation_Natural Gas_Range_E9 | F1 | Commercial | Other Health | New | Food Preparation | Natural Gas | Range | E9 | RVT - Cost of Equipment | 0 | 0 | 0 | 0 | 0 | 0 | 0 | 0 | 0 | 0 | 0 | 0 | 0 | 0 | 0 | 0 | 0 | 0 | 0 | 0 | 0 | 0 | 0 | 0 | 0 | 0 | 0 | 0 | 0 | 0 | 0 | 0 | 0
F1_Commercial_Other Health_New_Food Preparation_Natural Gas_Range_E10 | F1 | Commercial | Other Health | New | Food Preparation | Natural Gas | Range | E10 | RVT - Cost of Equipment | 0 | 0 | 0 | 0 | 0 | 0 | 0 | 0 | 0 | 0 | 0 | 0 | 0 | 0 | 0 | 0 | 0 | 0 | 0 | 0 | 0 | 0 | 0 | 0 | 0 | 0 | 0 | 0 | 0 | 0 | 0 | 0 | 0
F2_Commercial_Other Health_New_Food Preparation_Natural Gas_Range_E1 | F2 | Commercial | Other Health | New | Food Preparation | Natural Gas | Range | E1 | RVT - Cost of Operation | 0.24875 | 0.24871 | 0.2499 | 0.24806 | 0.24695 | 0.24776 | 0.25021 | 0.25214 | 0.25454 | 0.2568 | 0.25908 | 0.26117 | 0.26341 | 0.26575 | 0.26799 | 0.27027 | 0.27259 | 0.2751 | 0.27773 | 0.28049 | 0.28322 | 0.28606 | 0.28869 | 0.2914 | 0.29381 | 0.29588 | 0.29777 | 0.29941 | 0.30068 | 0.30173 | 0.3023 | 0.30268 | 0.30268
F2_Commercial_Other Health_New_Food Preparation_Natural Gas_Range_E2 | F2 | Commercial | Other Health | New | Food Preparation | Natural Gas | Range | E2 | RVT - Cost of Operation | 0.18656 | 0.18653 | 0.18743 | 0.18605 | 0.18521 | 0.18582 | 0.18766 | 0.1891 | 0.1909 | 0.1926 | 0.19431 | 0.19588 | 0.19756 | 0.19932 | 0.20099 | 0.2027 | 0.20444 | 0.20633 | 0.2083 | 0.21037 | 0.21241 | 0.21455 | 0.21651 | 0.21855 | 0.22035 | 0.22191 | 0.22333 | 0.22455 | 0.22551 | 0.2263 | 0.22673 | 0.22701 | 0.22701
F2_Commercial_Other Health_New_Food Preparation_Natural Gas_Range_E3 | F2 | Commercial | Other Health | New | Food Preparation | Natural Gas | Range | E3 | RVT - Cost of Operation | 0 | 0 | 0 | 0 | 0 | 0 | 0 | 0 | 0 | 0 | 0 | 0 | 0 | 0 | 0 | 0 | 0 | 0 | 0 | 0 | 0 | 0 | 0 | 0 | 0 | 0 | 0 | 0 | 0 | 0 | 0 | 0 | 0
F2_Commercial_Other Health_New_Food Preparation_Natural Gas_Range_E4 | F2 | Commercial | Other Health | New | Food Preparation | Natural Gas | Range | E4 | RVT - Cost of Operation | 0 | 0 | 0 | 0 | 0 | 0 | 0 | 0 | 0 | 0 | 0 | 0 | 0 | 0 | 0 | 0 | 0 | 0 | 0 | 0 | 0 | 0 | 0 | 0 | 0 | 0 | 0 | 0 | 0 | 0 | 0 | 0 | 0
F2_Commercial_Other Health_New_Food Preparation_Natural Gas_Range_E5 | F2 | Commercial | Other Health | New | Food Preparation | Natural Gas | Range | E5 | RVT - Cost of Operation | 0 | 0 | 0 | 0 | 0 | 0 | 0 | 0 | 0 | 0 | 0 | 0 | 0 | 0 | 0 | 0 | 0 | 0 | 0 | 0 | 0 | 0 | 0 | 0 | 0 | 0 | 0 | 0 | 0 | 0 | 0 | 0 | 0
F2_Commercial_Other Health_New_Food Preparation_Natural Gas_Range_E6 | F2 | Commercial | Other Health | New | Food Preparation | Natural Gas | Range | E6 | RVT - Cost of Operation | 0 | 0 | 0 | 0 | 0 | 0 | 0 | 0 | 0 | 0 | 0 | 0 | 0 | 0 | 0 | 0 | 0 | 0 | 0 | 0 | 0 | 0 | 0 | 0 | 0 | 0 | 0 | 0 | 0 | 0 | 0 | 0 | 0
F2_Commercial_Other Health_New_Food Preparation_Natural Gas_Range_E7 | F2 | Commercial | Other Health | New | Food Preparation | Natural Gas | Range | E7 | RVT - Cost of Operation | 0 | 0 | 0 | 0 | 0 | 0 | 0 | 0 | 0 | 0 | 0 | 0 | 0 | 0 | 0 | 0 | 0 | 0 | 0 | 0 | 0 | 0 | 0 | 0 | 0 | 0 | 0 | 0 | 0 | 0 | 0 | 0 | 0
F2_Commercial_Other Health_New_Food Preparation_Natural Gas_Range_E8 | F2 | Commercial | Other Health | New | Food Preparation | Natural Gas | Range | E8 | RVT - Cost of Operation | 0 | 0 | 0 | 0 | 0 | 0 | 0 | 0 | 0 | 0 | 0 | 0 | 0 | 0 | 0 | 0 | 0 | 0 | 0 | 0 | 0 | 0 | 0 | 0 | 0 | 0 | 0 | 0 | 0 | 0 | 0 | 0 | 0
F2_Commercial_Other Health_New_Food Preparation_Natural Gas_Range_E9 | F2 | Commercial | Other Health | New | Food Preparation | Natural Gas | Range | E9 | RVT - Cost of Operation | 0 | 0 | 0 | 0 | 0 | 0 | 0 | 0 | 0 | 0 | 0 | 0 | 0 | 0 | 0 | 0 | 0 | 0 | 0 | 0 | 0 | 0 | 0 | 0 | 0 | 0 | 0 | 0 | 0 | 0 | 0 | 0 | 0
F2_Commercial_Other Health_New_Food Preparation_Natural Gas_Range_E10 | F2 | Commercial | Other Health | New | Food Preparation | Natural Gas | Range | E10 | RVT - Cost of Operation | 0 | 0 | 0 | 0 | 0 | 0 | 0 | 0 | 0 | 0 | 0 | 0 | 0 | 0 | 0 | 0 | 0 | 0 | 0 | 0 | 0 | 0 | 0 | 0 | 0 | 0 | 0 | 0 | 0 | 0 | 0 | 0 | 0
F3_Commercial_Other Health_New_Food Preparation_Natural Gas_Range_E1 | F3 | Commercial | Other Health | New | Food Preparation | Natural Gas | Range | E1 | System - kBTUs of Consumption | 0.099515 | 0.099515 | 0.099515 | 0.099515 | 0.099515 | 0.099515 | 0.099515 | 0.099515 | 0.099515 | 0.099515 | 0.099515 | 0.099515 | 0.099515 | 0.099515 | 0.099515 | 0.099515 | 0.099515 | 0.099515 | 0.099515 | 0.099515 | 0.099515 | 0.099515 | 0.099515 | 0.099515 | 0.099515 | 0.099515 | 0.099515 | 0.099515 | 0.099515 | 0.099515 | 0.099515 | 0.099515 | 0.099515
F3_Commercial_Other Health_New_Food Preparation_Natural Gas_Range_E2 | F3 | Commercial | Other Health | New | Food Preparation | Natural Gas | Range | E2 | System - kBTUs of Consumption | 0.099529 | 0.099529 | 0.099529 | 0.099529 | 0.099529 | 0.099529 | 0.099529 | 0.099529 | 0.099529 | 0.099529 | 0.099529 | 0.099529 | 0.099529 | 0.099529 | 0.099529 | 0.099529 | 0.099529 | 0.099529 | 0.099529 | 0.099529 | 0.099529 | 0.099529 | 0.099529 | 0.099529 | 0.099529 | 0.099529 | 0.099529 | 0.099529 | 0.099529 | 0.099529 | 0.099529 | 0.099529 | 0.099529
F3_Commercial_Other Health_New_Food Preparation_Natural Gas_Range_E3 | F3 | Commercial | Other Health | New | Food Preparation | Natural Gas | Range | E3 | System - kBTUs of Consumption | 0 | 0 | 0 | 0 | 0 | 0 | 0 | 0 | 0 | 0 | 0 | 0 | 0 | 0 | 0 | 0 | 0 | 0 | 0 | 0 | 0 | 0 | 0 | 0 | 0 | 0 | 0 | 0 | 0 | 0 | 0 | 0 | 0
F3_Commercial_Other Health_New_Food Preparation_Natural Gas_Range_E4 | F3 | Commercial | Other Health | New | Food Preparation | Natural Gas | Range | E4 | System - kBTUs of Consumption | 0 | 0 | 0 | 0 | 0 | 0 | 0 | 0 | 0 | 0 | 0 | 0 | 0 | 0 | 0 | 0 | 0 | 0 | 0 | 0 | 0 | 0 | 0 | 0 | 0 | 0 | 0 | 0 | 0 | 0 | 0 | 0 | 0
F3_Commercial_Other Health_New_Food Preparation_Natural Gas_Range_E5 | F3 | Commercial | Other Health | New | Food Preparation | Natural Gas | Range | E5 | System - kBTUs of Consumption | 0 | 0 | 0 | 0 | 0 | 0 | 0 | 0 | 0 | 0 | 0 | 0 | 0 | 0 | 0 | 0 | 0 | 0 | 0 | 0 | 0 | 0 | 0 | 0 | 0 | 0 | 0 | 0 | 0 | 0 | 0 | 0 | 0
F3_Commercial_Other Health_New_Food Preparation_Natural Gas_Range_E6 | F3 | Commercial | Other Health | New | Food Preparation | Natural Gas | Range | E6 | System - kBTUs of Consumption | 0 | 0 | 0 | 0 | 0 | 0 | 0 | 0 | 0 | 0 | 0 | 0 | 0 | 0 | 0 | 0 | 0 | 0 | 0 | 0 | 0 | 0 | 0 | 0 | 0 | 0 | 0 | 0 | 0 | 0 | 0 | 0 | 0
F3_Commercial_Other Health_New_Food Preparation_Natural Gas_Range_E7 | F3 | Commercial | Other Health | New | Food Preparation | Natural Gas | Range | E7 | System - kBTUs of Consumption | 0 | 0 | 0 | 0 | 0 | 0 | 0 | 0 | 0 | 0 | 0 | 0 | 0 | 0 | 0 | 0 | 0 | 0 | 0 | 0 | 0 | 0 | 0 | 0 | 0 | 0 | 0 | 0 | 0 | 0 | 0 | 0 | 0
F3_Commercial_Other Health_New_Food Preparation_Natural Gas_Range_E8 | F3 | Commercial | Other Health | New | Food Preparation | Natural Gas | Range | E8 | System - kBTUs of Consumption | 0 | 0 | 0 | 0 | 0 | 0 | 0 | 0 | 0 | 0 | 0 | 0 | 0 | 0 | 0 | 0 | 0 | 0 | 0 | 0 | 0 | 0 | 0 | 0 | 0 | 0 | 0 | 0 | 0 | 0 | 0 | 0 | 0
F3_Commercial_Other Health_New_Food Preparation_Natural Gas_Range_E9 | F3 | Commercial | Other Health | New | Food Preparation | Natural Gas | Range | E9 | System - kBTUs of Consumption | 0 | 0 | 0 | 0 | 0 | 0 | 0 | 0 | 0 | 0 | 0 | 0 | 0 | 0 | 0 | 0 | 0 | 0 | 0 | 0 | 0 | 0 | 0 | 0 | 0 | 0 | 0 | 0 | 0 | 0 | 0 | 0 | 0
F3_Commercial_Other Health_New_Food Preparation_Natural Gas_Range_E10 | F3 | Commercial | Other Health | New | Food Preparation | Natural Gas | Range | E10 | System - kBTUs of Consumption | 0 | 0 | 0 | 0 | 0 | 0 | 0 | 0 | 0 | 0 | 0 | 0 | 0 | 0 | 0 | 0 | 0 | 0 | 0 | 0 | 0 | 0 | 0 | 0 | 0 | 0 | 0 | 0 | 0 | 0 | 0 | 0 | 0
F4_Commercial_Other Health_New_Food Preparation_Natural Gas_Range_E1 | F4 | Commercial | Other Health | New | Food Preparation | Natural Gas | Range | E1 | Utility - Cost of Equipment | 0.24875 | 0.24871 | 0.2499 | 0.24806 | 0.24695 | 0.24776 | 0.25021 | 0.25214 | 0.25454 | 0.2568 | 0.25908 | 0.26117 | 0.26341 | 0.26575 | 0.26799 | 0.27027 | 0.27259 | 0.2751 | 0.27773 | 0.28049 | 0.28322 | 0.28606 | 0.28869 | 0.2914 | 0.29381 | 0.29588 | 0.29777 | 0.29941 | 0.30068 | 0.30173 | 0.3023 | 0.30268 | 0.30268
F4_Commercial_Other Health_New_Food Preparation_Natural Gas_Range_E2 | F4 | Commercial | Other Health | New | Food Preparation | Natural Gas | Range | E2 | Utility - Cost of Equipment | 0.18656 | 0.18653 | 0.18743 | 0.18605 | 0.18521 | 0.18582 | 0.18766 | 0.1891 | 0.1909 | 0.1926 | 0.19431 | 0.19588 | 0.19756 | 0.19932 | 0.20099 | 0.2027 | 0.20444 | 0.20633 | 0.2083 | 0.21037 | 0.21241 | 0.21455 | 0.21651 | 0.21855 | 0.22035 | 0.22191 | 0.22333 | 0.22455 | 0.22551 | 0.2263 | 0.22673 | 0.22701 | 0.22701
F4_Commercial_Other Health_New_Food Preparation_Natural Gas_Range_E3 | F4 | Commercial | Other Health | New | Food Preparation | Natural Gas | Range | E3 | Utility - Cost of Equipment | 0 | 0 | 0 | 0 | 0 | 0 | 0 | 0 | 0 | 0 | 0 | 0 | 0 | 0 | 0 | 0 | 0 | 0 | 0 | 0 | 0 | 0 | 0 | 0 | 0 | 0 | 0 | 0 | 0 | 0 | 0 | 0 | 0
F4_Commercial_Other Health_New_Food Preparation_Natural Gas_Range_E4 | F4 | Commercial | Other Health | New | Food Preparation | Natural Gas | Range | E4 | Utility - Cost of Equipment | 0 | 0 | 0 | 0 | 0 | 0 | 0 | 0 | 0 | 0 | 0 | 0 | 0 | 0 | 0 | 0 | 0 | 0 | 0 | 0 | 0 | 0 | 0 | 0 | 0 | 0 | 0 | 0 | 0 | 0 | 0 | 0 | 0
F4_Commercial_Other Health_New_Food Preparation_Natural Gas_Range_E5 | F4 | Commercial | Other Health | New | Food Preparation | Natural Gas | Range | E5 | Utility - Cost of Equipment | 0 | 0 | 0 | 0 | 0 | 0 | 0 | 0 | 0 | 0 | 0 | 0 | 0 | 0 | 0 | 0 | 0 | 0 | 0 | 0 | 0 | 0 | 0 | 0 | 0 | 0 | 0 | 0 | 0 | 0 | 0 | 0 | 0
F4_Commercial_Other Health_New_Food Preparation_Natural Gas_Range_E6 | F4 | Commercial | Other Health | New | Food Preparation | Natural Gas | Range | E6 | Utility - Cost of Equipment | 0 | 0 | 0 | 0 | 0 | 0 | 0 | 0 | 0 | 0 | 0 | 0 | 0 | 0 | 0 | 0 | 0 | 0 | 0 | 0 | 0 | 0 | 0 | 0 | 0 | 0 | 0 | 0 | 0 | 0 | 0 | 0 | 0
F4_Commercial_Other Health_New_Food Preparation_Natural Gas_Range_E7 | F4 | Commercial | Other Health | New | Food Preparation | Natural Gas | Range | E7 | Utility - Cost of Equipment | 0 | 0 | 0 | 0 | 0 | 0 | 0 | 0 | 0 | 0 | 0 | 0 | 0 | 0 | 0 | 0 | 0 | 0 | 0 | 0 | 0 | 0 | 0 | 0 | 0 | 0 | 0 | 0 | 0 | 0 | 0 | 0 | 0
F4_Commercial_Other Health_New_Food Preparation_Natural Gas_Range_E8 | F4 | Commercial | Other Health | New | Food Preparation | Natural Gas | Range | E8 | Utility - Cost of Equipment | 0 | 0 | 0 | 0 | 0 | 0 | 0 | 0 | 0 | 0 | 0 | 0 | 0 | 0 | 0 | 0 | 0 | 0 | 0 | 0 | 0 | 0 | 0 | 0 | 0 | 0 | 0 | 0 | 0 | 0 | 0 | 0 | 0
F4_Commercial_Other Health_New_Food Preparation_Natural Gas_Range_E9 | F4 | Commercial | Other Health | New | Food Preparation | Natural Gas | Range | E9 | Utility - Cost of Equipment | 0 | 0 | 0 | 0 | 0 | 0 | 0 | 0 | 0 | 0 | 0 | 0 | 0 | 0 | 0 | 0 | 0 | 0 | 0 | 0 | 0 | 0 | 0 | 0 | 0 | 0 | 0 | 0 | 0 | 0 | 0 | 0 | 0
F4_Commercial_Other Health_New_Food Preparation_Natural Gas_Range_E10 | F4 | Commercial | Other Health | New | Food Preparation | Natural Gas | Range | E10 | Utility - Cost of Equipment | 0 | 0 | 0 | 0 | 0 | 0 | 0 | 0 | 0 | 0 | 0 | 0 | 0 | 0 | 0 | 0 | 0 | 0 | 0 | 0 | 0 | 0 | 0 | 0 | 0 | 0 | 0 | 0 | 0 | 0 | 0 | 0 | 0
F5_Commercial_Other Health_New_Food Preparation_Natural Gas_Range_E1 | F5 | Commercial | Other Health | New | Food Preparation | Natural Gas | Range | E1 | Utility - Cost of Operation | 0.099515 | 0.099515 | 0.099515 | 0.099515 | 0.099515 | 0.099515 | 0.099515 | 0.099515 | 0.099515 | 0.099515 | 0.099515 | 0.099515 | 0.099515 | 0.099515 | 0.099515 | 0.099515 | 0.099515 | 0.099515 | 0.099515 | 0.099515 | 0.099515 | 0.099515 | 0.099515 | 0.099515 | 0.099515 | 0.099515 | 0.099515 | 0.099515 | 0.099515 | 0.099515 | 0.099515 | 0.099515 | 0.099515
F5_Commercial_Other Health_New_Food Preparation_Natural Gas_Range_E2 | F5 | Commercial | Other Health | New | Food Preparation | Natural Gas | Range | E2 | Utility - Cost of Operation | 0.099529 | 0.099529 | 0.099529 | 0.099529 | 0.099529 | 0.099529 | 0.099529 | 0.099529 | 0.099529 | 0.099529 | 0.099529 | 0.099529 | 0.099529 | 0.099529 | 0.099529 | 0.099529 | 0.099529 | 0.099529 | 0.099529 | 0.099529 | 0.099529 | 0.099529 | 0.099529 | 0.099529 | 0.099529 | 0.099529 | 0.099529 | 0.099529 | 0.099529 | 0.099529 | 0.099529 | 0.099529 | 0.099529
F5_Commercial_Other Health_New_Food Preparation_Natural Gas_Range_E3 | F5 | Commercial | Other Health | New | Food Preparation | Natural Gas | Range | E3 | Utility - Cost of Operation | 0 | 0 | 0 | 0 | 0 | 0 | 0 | 0 | 0 | 0 | 0 | 0 | 0 | 0 | 0 | 0 | 0 | 0 | 0 | 0 | 0 | 0 | 0 | 0 | 0 | 0 | 0 | 0 | 0 | 0 | 0 | 0 | 0
F5_Commercial_Other Health_New_Food Preparation_Natural Gas_Range_E4 | F5 | Commercial | Other Health | New | Food Preparation | Natural Gas | Range | E4 | Utility - Cost of Operation | 0 | 0 | 0 | 0 | 0 | 0 | 0 | 0 | 0 | 0 | 0 | 0 | 0 | 0 | 0 | 0 | 0 | 0 | 0 | 0 | 0 | 0 | 0 | 0 | 0 | 0 | 0 | 0 | 0 | 0 | 0 | 0 | 0
F5_Commercial_Other Health_New_Food Preparation_Natural Gas_Range_E5 | F5 | Commercial | Other Health | New | Food Preparation | Natural Gas | Range | E5 | Utility - Cost of Operation | 0 | 0 | 0 | 0 | 0 | 0 | 0 | 0 | 0 | 0 | 0 | 0 | 0 | 0 | 0 | 0 | 0 | 0 | 0 | 0 | 0 | 0 | 0 | 0 | 0 | 0 | 0 | 0 | 0 | 0 | 0 | 0 | 0
F5_Commercial_Other Health_New_Food Preparation_Natural Gas_Range_E6 | F5 | Commercial | Other Health | New | Food Preparation | Natural Gas | Range | E6 | Utility - Cost of Operation | 0 | 0 | 0 | 0 | 0 | 0 | 0 | 0 | 0 | 0 | 0 | 0 | 0 | 0 | 0 | 0 | 0 | 0 | 0 | 0 | 0 | 0 | 0 | 0 | 0 | 0 | 0 | 0 | 0 | 0 | 0 | 0 | 0
F5_Commercial_Other Health_New_Food Preparation_Natural Gas_Range_E7 | F5 | Commercial | Other Health | New | Food Preparation | Natural Gas | Range | E7 | Utility - Cost of Operation | 0 | 0 | 0 | 0 | 0 | 0 | 0 | 0 | 0 | 0 | 0 | 0 | 0 | 0 | 0 | 0 | 0 | 0 | 0 | 0 | 0 | 0 | 0 | 0 | 0 | 0 | 0 | 0 | 0 | 0 | 0 | 0 | 0
F5_Commercial_Other Health_New_Food Preparation_Natural Gas_Range_E8 | F5 | Commercial | Other Health | New | Food Preparation | Natural Gas | Range | E8 | Utility - Cost of Operation | 0 | 0 | 0 | 0 | 0 | 0 | 0 | 0 | 0 | 0 | 0 | 0 | 0 | 0 | 0 | 0 | 0 | 0 | 0 | 0 | 0 | 0 | 0 | 0 | 0 | 0 | 0 | 0 | 0 | 0 | 0 | 0 | 0
F5_Commercial_Other Health_New_Food Preparation_Natural Gas_Range_E9 | F5 | Commercial | Other Health | New | Food Preparation | Natural Gas | Range | E9 | Utility - Cost of Operation | 0 | 0 | 0 | 0 | 0 | 0 | 0 | 0 | 0 | 0 | 0 | 0 | 0 | 0 | 0 | 0 | 0 | 0 | 0 | 0 | 0 | 0 | 0 | 0 | 0 | 0 | 0 | 0 | 0 | 0 | 0 | 0 | 0
F5_Commercial_Other Health_New_Food Preparation_Natural Gas_Range_E10 | F5 | Commercial | Other Health | New | Food Preparation | Natural Gas | Range | E10 | Utility - Cost of Operation | 0 | 0 | 0 | 0 | 0 | 0 | 0 | 0 | 0 | 0 | 0 | 0 | 0 | 0 | 0 | 0 | 0 | 0 | 0 | 0 | 0 | 0 | 0 | 0 | 0 | 0 | 0 | 0 | 0 | 0 | 0 | 0 | 0
F6_Commercial_Other Health_New_Food Preparation_Natural Gas_Range_E1 | F6 | Commercial | Other Health | New | Food Preparation | Natural Gas | Range | E1 | Utility - Value of Sales | 0.13159 | 0.1323 | 0.13343 | 0.13318 | 0.13318 | 0.13318 | 0.13318 | 0.13318 | 0.13318 | 0.13318 | 0.13318 | 0.13318 | 0.13318 | 0.13318 | 0.13318 | 0.13318 | 0.13318 | 0.13318 | 0.13318 | 0.13318 | 0.13318 | 0.13318 | 0.13318 | 0.13318 | 0.13318 | 0.13318 | 0.13318 | 0.13318 | 0.13318 | 0.13318 | 0.13318 | 0.13318 | 0.13318
F6_Commercial_Other Health_New_Food Preparation_Natural Gas_Range_E2 | F6 | Commercial | Other Health | New | Food Preparation | Natural Gas | Range | E2 | Utility - Value of Sales | 0.098691 | 0.099222 | 0.10008 | 0.099889 | 0.099889 | 0.099889 | 0.099889 | 0.099889 | 0.099889 | 0.099889 | 0.099889 | 0.099889 | 0.099889 | 0.099889 | 0.099889 | 0.099889 | 0.099889 | 0.099889 | 0.099889 | 0.099889 | 0.099889 | 0.099889 | 0.099889 | 0.099889 | 0.099889 | 0.099889 | 0.099889 | 0.099889 | 0.099889 | 0.099889 | 0.099889 | 0.099889 | 0.099889
F6_Commercial_Other Health_New_Food Preparation_Natural Gas_Range_E3 | F6 | Commercial | Other Health | New | Food Preparation | Natural Gas | Range | E3 | Utility - Value of Sales | 0 | 0 | 0 | 0 | 0 | 0 | 0 | 0 | 0 | 0 | 0 | 0 | 0 | 0 | 0 | 0 | 0 | 0 | 0 | 0 | 0 | 0 | 0 | 0 | 0 | 0 | 0 | 0 | 0 | 0 | 0 | 0 | 0
F6_Commercial_Other Health_New_Food Preparation_Natural Gas_Range_E4 | F6 | Commercial | Other Health | New | Food Preparation | Natural Gas | Range | E4 | Utility - Value of Sales | 0 | 0 | 0 | 0 | 0 | 0 | 0 | 0 | 0 | 0 | 0 | 0 | 0 | 0 | 0 | 0 | 0 | 0 | 0 | 0 | 0 | 0 | 0 | 0 | 0 | 0 | 0 | 0 | 0 | 0 | 0 | 0 | 0
F6_Commercial_Other Health_New_Food Preparation_Natural Gas_Range_E5 | F6 | Commercial | Other Health | New | Food Preparation | Natural Gas | Range | E5 | Utility - Value of Sales | 0 | 0 | 0 | 0 | 0 | 0 | 0 | 0 | 0 | 0 | 0 | 0 | 0 | 0 | 0 | 0 | 0 | 0 | 0 | 0 | 0 | 0 | 0 | 0 | 0 | 0 | 0 | 0 | 0 | 0 | 0 | 0 | 0
F6_Commercial_Other Health_New_Food Preparation_Natural Gas_Range_E6 | F6 | Commercial | Other Health | New | Food Preparation | Natural Gas | Range | E6 | Utility - Value of Sales | 0 | 0 | 0 | 0 | 0 | 0 | 0 | 0 | 0 | 0 | 0 | 0 | 0 | 0 | 0 | 0 | 0 | 0 | 0 | 0 | 0 | 0 | 0 | 0 | 0 | 0 | 0 | 0 | 0 | 0 | 0 | 0 | 0
F6_Commercial_Other Health_New_Food Preparation_Natural Gas_Range_E7 | F6 | Commercial | Other Health | New | Food Preparation | Natural Gas | Range | E7 | Utility - Value of Sales | 0 | 0 | 0 | 0 | 0 | 0 | 0 | 0 | 0 | 0 | 0 | 0 | 0 | 0 | 0 | 0 | 0 | 0 | 0 | 0 | 0 | 0 | 0 | 0 | 0 | 0 | 0 | 0 | 0 | 0 | 0 | 0 | 0
F6_Commercial_Other Health_New_Food Preparation_Natural Gas_Range_E8 | F6 | Commercial | Other Health | New | Food Preparation | Natural Gas | Range | E8 | Utility - Value of Sales | 0 | 0 | 0 | 0 | 0 | 0 | 0 | 0 | 0 | 0 | 0 | 0 | 0 | 0 | 0 | 0 | 0 | 0 | 0 | 0 | 0 | 0 | 0 | 0 | 0 | 0 | 0 | 0 | 0 | 0 | 0 | 0 | 0
F6_Commercial_Other Health_New_Food Preparation_Natural Gas_Range_E9 | F6 | Commercial | Other Health | New | Food Preparation | Natural Gas | Range | E9 | Utility - Value of Sales | 0 | 0 | 0 | 0 | 0 | 0 | 0 | 0 | 0 | 0 | 0 | 0 | 0 | 0 | 0 | 0 | 0 | 0 | 0 | 0 | 0 | 0 | 0 | 0 | 0 | 0 | 0 | 0 | 0 | 0 | 0 | 0 | 0
F6_Commercial_Other Health_New_Food Preparation_Natural Gas_Range_E10 | F6 | Commercial | Other Health | New | Food Preparation | Natural Gas | Range | E10 | Utility - Value of Sales | 0 | 0 | 0 | 0 | 0 | 0 | 0 | 0 | 0 | 0 | 0 | 0 | 0 | 0 | 0 | 0 | 0 | 0 | 0 | 0 | 0 | 0 | 0 | 0 | 0 | 0 | 0 | 0 | 0 | 0 | 0 | 0 | 0
F1_Commercial_Other Health_New_Food Preparation_Natural Gas_Steamer_E1 | F1 | Commercial | Other Health | New | Food Preparation | Natural Gas | Steamer | E1 | RVT - Cost of Equipment | 0.48801 | 0.48858 | 0.49121 | 0 | 0 | 0 | 0 | 0 | 0 | 0 | 0 | 0 | 0 | 0 | 0 | 0 | 0 | 0 | 0 | 0 | 0 | 0 | 0 | 0 | 0 | 0 | 0 | 0 | 0 | 0 | 0 | 0 | 0
F1_Commercial_Other Health_New_Food Preparation_Natural Gas_Steamer_E2 | F1 | Commercial | Other Health | New | Food Preparation | Natural Gas | Steamer | E2 | RVT - Cost of Equipment | 0.10179 | 0.10191 | 0.10246 | 0.10193 | 0.10165 | 0.10205 | 0.10303 | 0.10383 | 0.1048 | 0.10574 | 0.10669 | 0.10758 | 0.10853 | 0.10951 | 0.11046 | 0.11142 | 0.1124 | 0.11345 | 0.11451 | 0.1156 | 0.11663 | 0.11768 | 0.11863 | 0.1196 | 0.12045 | 0.12118 | 0.12185 | 0.12242 | 0.12287 | 0.12324 | 0.12344 | 0.12358 | 0.12358
F1_Commercial_Other Health_New_Food Preparation_Natural Gas_Steamer_E3 | F1 | Commercial | Other Health | New | Food Preparation | Natural Gas | Steamer | E3 | RVT - Cost of Equipment | 0 | 0 | 0 | 0 | 0 | 0 | 0 | 0 | 0 | 0 | 0 | 0 | 0 | 0 | 0 | 0 | 0 | 0 | 0 | 0 | 0 | 0 | 0 | 0 | 0 | 0 | 0 | 0 | 0 | 0 | 0 | 0 | 0
F1_Commercial_Other Health_New_Food Preparation_Natural Gas_Steamer_E4 | F1 | Commercial | Other Health | New | Food Preparation | Natural Gas | Steamer | E4 | RVT - Cost of Equipment | 0 | 0 | 0 | 0 | 0 | 0 | 0 | 0 | 0 | 0 | 0 | 0 | 0 | 0 | 0 | 0 | 0 | 0 | 0 | 0 | 0 | 0 | 0 | 0 | 0 | 0 | 0 | 0 | 0 | 0 | 0 | 0 | 0
F1_Commercial_Other Health_New_Food Preparation_Natural Gas_Steamer_E5 | F1 | Commercial | Other Health | New | Food Preparation | Natural Gas | Steamer | E5 | RVT - Cost of Equipment | 0 | 0 | 0 | 0 | 0 | 0 | 0 | 0 | 0 | 0 | 0 | 0 | 0 | 0 | 0 | 0 | 0 | 0 | 0 | 0 | 0 | 0 | 0 | 0 | 0 | 0 | 0 | 0 | 0 | 0 | 0 | 0 | 0
F1_Commercial_Other Health_New_Food Preparation_Natural Gas_Steamer_E6 | F1 | Commercial | Other Health | New | Food Preparation | Natural Gas | Steamer | E6 | RVT - Cost of Equipment | 0 | 0 | 0 | 0 | 0 | 0 | 0 | 0 | 0 | 0 | 0 | 0 | 0 | 0 | 0 | 0 | 0 | 0 | 0 | 0 | 0 | 0 | 0 | 0 | 0 | 0 | 0 | 0 | 0 | 0 | 0 | 0 | 0
F1_Commercial_Other Health_New_Food Preparation_Natural Gas_Steamer_E7 | F1 | Commercial | Other Health | New | Food Preparation | Natural Gas | Steamer | E7 | RVT - Cost of Equipment | 0 | 0 | 0 | 0 | 0 | 0 | 0 | 0 | 0 | 0 | 0 | 0 | 0 | 0 | 0 | 0 | 0 | 0 | 0 | 0 | 0 | 0 | 0 | 0 | 0 | 0 | 0 | 0 | 0 | 0 | 0 | 0 | 0
F1_Commercial_Other Health_New_Food Preparation_Natural Gas_Steamer_E8 | F1 | Commercial | Other Health | New | Food Preparation | Natural Gas | Steamer | E8 | RVT - Cost of Equipment | 0 | 0 | 0 | 0 | 0 | 0 | 0 | 0 | 0 | 0 | 0 | 0 | 0 | 0 | 0 | 0 | 0 | 0 | 0 | 0 | 0 | 0 | 0 | 0 | 0 | 0 | 0 | 0 | 0 | 0 | 0 | 0 | 0
F1_Commercial_Other Health_New_Food Preparation_Natural Gas_Steamer_E9 | F1 | Commercial | Other Health | New | Food Preparation | Natural Gas | Steamer | E9 | RVT - Cost of Equipment | 0 | 0 | 0 | 0 | 0 | 0 | 0 | 0 | 0 | 0 | 0 | 0 | 0 | 0 | 0 | 0 | 0 | 0 | 0 | 0 | 0 | 0 | 0 | 0 | 0 | 0 | 0 | 0 | 0 | 0 | 0 | 0 | 0
F1_Commercial_Other Health_New_Food Preparation_Natural Gas_Steamer_E10 | F1 | Commercial | Other Health | New | Food Preparation | Natural Gas | Steamer | E10 | RVT - Cost of Equipment | 0 | 0 | 0 | 0 | 0 | 0 | 0 | 0 | 0 | 0 | 0 | 0 | 0 | 0 | 0 | 0 | 0 | 0 | 0 | 0 | 0 | 0 | 0 | 0 | 0 | 0 | 0 | 0 | 0 | 0 | 0 | 0 | 0
F2_Commercial_Other Health_New_Food Preparation_Natural Gas_Steamer_E1 | F2 | Commercial | Other Health | New | Food Preparation | Natural Gas | Steamer | E1 | RVT - Cost of Operation | 0.58467 | 0.58535 | 0.5885 | 0 | 0 | 0 | 0 | 0 | 0 | 0 | 0 | 0 | 0 | 0 | 0 | 0 | 0 | 0 | 0 | 0 | 0 | 0 | 0 | 0 | 0 | 0 | 0 | 0 | 0 | 0 | 0 | 0 | 0
F2_Commercial_Other Health_New_Food Preparation_Natural Gas_Steamer_E2 | F2 | Commercial | Other Health | New | Food Preparation | Natural Gas | Steamer | E2 | RVT - Cost of Operation | 0.12196 | 0.1221 | 0.12276 | 0.12212 | 0.12178 | 0.12226 | 0.12343 | 0.1244 | 0.12556 | 0.12669 | 0.12782 | 0.12889 | 0.13002 | 0.1312 | 0.13233 | 0.13349 | 0.13467 | 0.13592 | 0.13719 | 0.13849 | 0.13974 | 0.14099 | 0.14213 | 0.14329 | 0.1443 | 0.14518 | 0.14598 | 0.14667 | 0.14721 | 0.14765 | 0.14789 | 0.14806 | 0.14806
F2_Commercial_Other Health_New_Food Preparation_Natural Gas_Steamer_E3 | F2 | Commercial | Other Health | New | Food Preparation | Natural Gas | Steamer | E3 | RVT - Cost of Operation | 0 | 0 | 0 | 0 | 0 | 0 | 0 | 0 | 0 | 0 | 0 | 0 | 0 | 0 | 0 | 0 | 0 | 0 | 0 | 0 | 0 | 0 | 0 | 0 | 0 | 0 | 0 | 0 | 0 | 0 | 0 | 0 | 0
F2_Commercial_Other Health_New_Food Preparation_Natural Gas_Steamer_E4 | F2 | Commercial | Other Health | New | Food Preparation | Natural Gas | Steamer | E4 | RVT - Cost of Operation | 0 | 0 | 0 | 0 | 0 | 0 | 0 | 0 | 0 | 0 | 0 | 0 | 0 | 0 | 0 | 0 | 0 | 0 | 0 | 0 | 0 | 0 | 0 | 0 | 0 | 0 | 0 | 0 | 0 | 0 | 0 | 0 | 0
F2_Commercial_Other Health_New_Food Preparation_Natural Gas_Steamer_E5 | F2 | Commercial | Other Health | New | Food Preparation | Natural Gas | Steamer | E5 | RVT - Cost of Operation | 0 | 0 | 0 | 0 | 0 | 0 | 0 | 0 | 0 | 0 | 0 | 0 | 0 | 0 | 0 | 0 | 0 | 0 | 0 | 0 | 0 | 0 | 0 | 0 | 0 | 0 | 0 | 0 | 0 | 0 | 0 | 0 | 0
F2_Commercial_Other Health_New_Food Preparation_Natural Gas_Steamer_E6 | F2 | Commercial | Other Health | New | Food Preparation | Natural Gas | Steamer | E6 | RVT - Cost of Operation | 0 | 0 | 0 | 0 | 0 | 0 | 0 | 0 | 0 | 0 | 0 | 0 | 0 | 0 | 0 | 0 | 0 | 0 | 0 | 0 | 0 | 0 | 0 | 0 | 0 | 0 | 0 | 0 | 0 | 0 | 0 | 0 | 0
F2_Commercial_Other Health_New_Food Preparation_Natural Gas_Steamer_E7 | F2 | Commercial | Other Health | New | Food Preparation | Natural Gas | Steamer | E7 | RVT - Cost of Operation | 0 | 0 | 0 | 0 | 0 | 0 | 0 | 0 | 0 | 0 | 0 | 0 | 0 | 0 | 0 | 0 | 0 | 0 | 0 | 0 | 0 | 0 | 0 | 0 | 0 | 0 | 0 | 0 | 0 | 0 | 0 | 0 | 0
F2_Commercial_Other Health_New_Food Preparation_Natural Gas_Steamer_E8 | F2 | Commercial | Other Health | New | Food Preparation | Natural Gas | Steamer | E8 | RVT - Cost of Operation | 0 | 0 | 0 | 0 | 0 | 0 | 0 | 0 | 0 | 0 | 0 | 0 | 0 | 0 | 0 | 0 | 0 | 0 | 0 | 0 | 0 | 0 | 0 | 0 | 0 | 0 | 0 | 0 | 0 | 0 | 0 | 0 | 0
F2_Commercial_Other Health_New_Food Preparation_Natural Gas_Steamer_E9 | F2 | Commercial | Other Health | New | Food Preparation | Natural Gas | Steamer | E9 | RVT - Cost of Operation | 0 | 0 | 0 | 0 | 0 | 0 | 0 | 0 | 0 | 0 | 0 | 0 | 0 | 0 | 0 | 0 | 0 | 0 | 0 | 0 | 0 | 0 | 0 | 0 | 0 | 0 | 0 | 0 | 0 | 0 | 0 | 0 | 0
F2_Commercial_Other Health_New_Food Preparation_Natural Gas_Steamer_E10 | F2 | Commercial | Other Health | New | Food Preparation | Natural Gas | Steamer | E10 | RVT - Cost of Operation | 0 | 0 | 0 | 0 | 0 | 0 | 0 | 0 | 0 | 0 | 0 | 0 | 0 | 0 | 0 | 0 | 0 | 0 | 0 | 0 | 0 | 0 | 0 | 0 | 0 | 0 | 0 | 0 | 0 | 0 | 0 | 0 | 0
F3_Commercial_Other Health_New_Food Preparation_Natural Gas_Steamer_E1 | F3 | Commercial | Other Health | New | Food Preparation | Natural Gas | Steamer | E1 | System - kBTUs of Consumption | 0.3004 | 0.3004 | 0.3004 | 0 | 0 | 0 | 0 | 0 | 0 | 0 | 0 | 0 | 0 | 0 | 0 | 0 | 0 | 0 | 0 | 0 | 0 | 0 | 0 | 0 | 0 | 0 | 0 | 0 | 0 | 0 | 0 | 0 | 0
F3_Commercial_Other Health_New_Food Preparation_Natural Gas_Steamer_E2 | F3 | Commercial | Other Health | New | Food Preparation | Natural Gas | Steamer | E2 | System - kBTUs of Consumption | 0.32271 | 0.32271 | 0.32271 | 0.32271 | 0.32271 | 0.32271 | 0.32271 | 0.32271 | 0.32271 | 0.32271 | 0.32271 | 0.32271 | 0.32271 | 0.32271 | 0.32271 | 0.32271 | 0.32271 | 0.32271 | 0.32271 | 0.32271 | 0.32271 | 0.32271 | 0.32271 | 0.32271 | 0.32271 | 0.32271 | 0.32271 | 0.32271 | 0.32271 | 0.32271 | 0.32271 | 0.32271 | 0.32271
F3_Commercial_Other Health_New_Food Preparation_Natural Gas_Steamer_E3 | F3 | Commercial | Other Health | New | Food Preparation | Natural Gas | Steamer | E3 | System - kBTUs of Consumption | 0 | 0 | 0 | 0 | 0 | 0 | 0 | 0 | 0 | 0 | 0 | 0 | 0 | 0 | 0 | 0 | 0 | 0 | 0 | 0 | 0 | 0 | 0 | 0 | 0 | 0 | 0 | 0 | 0 | 0 | 0 | 0 | 0
F3_Commercial_Other Health_New_Food Preparation_Natural Gas_Steamer_E4 | F3 | Commercial | Other Health | New | Food Preparation | Natural Gas | Steamer | E4 | System - kBTUs of Consumption | 0 | 0 | 0 | 0 | 0 | 0 | 0 | 0 | 0 | 0 | 0 | 0 | 0 | 0 | 0 | 0 | 0 | 0 | 0 | 0 | 0 | 0 | 0 | 0 | 0 | 0 | 0 | 0 | 0 | 0 | 0 | 0 | 0
F3_Commercial_Other Health_New_Food Preparation_Natural Gas_Steamer_E5 | F3 | Commercial | Other Health | New | Food Preparation | Natural Gas | Steamer | E5 | System - kBTUs of Consumption | 0 | 0 | 0 | 0 | 0 | 0 | 0 | 0 | 0 | 0 | 0 | 0 | 0 | 0 | 0 | 0 | 0 | 0 | 0 | 0 | 0 | 0 | 0 | 0 | 0 | 0 | 0 | 0 | 0 | 0 | 0 | 0 | 0
F3_Commercial_Other Health_New_Food Preparation_Natural Gas_Steamer_E6 | F3 | Commercial | Other Health | New | Food Preparation | Natural Gas | Steamer | E6 | System - kBTUs of Consumption | 0 | 0 | 0 | 0 | 0 | 0 | 0 | 0 | 0 | 0 | 0 | 0 | 0 | 0 | 0 | 0 | 0 | 0 | 0 | 0 | 0 | 0 | 0 | 0 | 0 | 0 | 0 | 0 | 0 | 0 | 0 | 0 | 0
F3_Commercial_Other Health_New_Food Preparation_Natural Gas_Steamer_E7 | F3 | Commercial | Other Health | New | Food Preparation | Natural Gas | Steamer | E7 | System - kBTUs of Consumption | 0 | 0 | 0 | 0 | 0 | 0 | 0 | 0 | 0 | 0 | 0 | 0 | 0 | 0 | 0 | 0 | 0 | 0 | 0 | 0 | 0 | 0 | 0 | 0 | 0 | 0 | 0 | 0 | 0 | 0 | 0 | 0 | 0
F3_Commercial_Other Health_New_Food Preparation_Natural Gas_Steamer_E8 | F3 | Commercial | Other Health | New | Food Preparation | Natural Gas | Steamer | E8 | System - kBTUs of Consumption | 0 | 0 | 0 | 0 | 0 | 0 | 0 | 0 | 0 | 0 | 0 | 0 | 0 | 0 | 0 | 0 | 0 | 0 | 0 | 0 | 0 | 0 | 0 | 0 | 0 | 0 | 0 | 0 | 0 | 0 | 0 | 0 | 0
F3_Commercial_Other Health_New_Food Preparation_Natural Gas_Steamer_E9 | F3 | Commercial | Other Health | New | Food Preparation | Natural Gas | Steamer | E9 | System - kBTUs of Consumption | 0 | 0 | 0 | 0 | 0 | 0 | 0 | 0 | 0 | 0 | 0 | 0 | 0 | 0 | 0 | 0 | 0 | 0 | 0 | 0 | 0 | 0 | 0 | 0 | 0 | 0 | 0 | 0 | 0 | 0 | 0 | 0 | 0
F3_Commercial_Other Health_New_Food Preparation_Natural Gas_Steamer_E10 | F3 | Commercial | Other Health | New | Food Preparation | Natural Gas | Steamer | E10 | System - kBTUs of Consumption | 0 | 0 | 0 | 0 | 0 | 0 | 0 | 0 | 0 | 0 | 0 | 0 | 0 | 0 | 0 | 0 | 0 | 0 | 0 | 0 | 0 | 0 | 0 | 0 | 0 | 0 | 0 | 0 | 0 | 0 | 0 | 0 | 0
F4_Commercial_Other Health_New_Food Preparation_Natural Gas_Steamer_E1 | F4 | Commercial | Other Health | New | Food Preparation | Natural Gas | Steamer | E1 | Utility - Cost of Equipment | 0.58467 | 0.58535 | 0.5885 | 0 | 0 | 0 | 0 | 0 | 0 | 0 | 0 | 0 | 0 | 0 | 0 | 0 | 0 | 0 | 0 | 0 | 0 | 0 | 0 | 0 | 0 | 0 | 0 | 0 | 0 | 0 | 0 | 0 | 0
F4_Commercial_Other Health_New_Food Preparation_Natural Gas_Steamer_E2 | F4 | Commercial | Other Health | New | Food Preparation | Natural Gas | Steamer | E2 | Utility - Cost of Equipment | 0.12196 | 0.1221 | 0.12276 | 0.12212 | 0.12178 | 0.12226 | 0.12343 | 0.1244 | 0.12556 | 0.12669 | 0.12782 | 0.12889 | 0.13002 | 0.1312 | 0.13233 | 0.13349 | 0.13467 | 0.13592 | 0.13719 | 0.13849 | 0.13974 | 0.14099 | 0.14213 | 0.14329 | 0.1443 | 0.14518 | 0.14598 | 0.14667 | 0.14721 | 0.14765 | 0.14789 | 0.14806 | 0.14806
F4_Commercial_Other Health_New_Food Preparation_Natural Gas_Steamer_E3 | F4 | Commercial | Other Health | New | Food Preparation | Natural Gas | Steamer | E3 | Utility - Cost of Equipment | 0 | 0 | 0 | 0 | 0 | 0 | 0 | 0 | 0 | 0 | 0 | 0 | 0 | 0 | 0 | 0 | 0 | 0 | 0 | 0 | 0 | 0 | 0 | 0 | 0 | 0 | 0 | 0 | 0 | 0 | 0 | 0 | 0
F4_Commercial_Other Health_New_Food Preparation_Natural Gas_Steamer_E4 | F4 | Commercial | Other Health | New | Food Preparation | Natural Gas | Steamer | E4 | Utility - Cost of Equipment | 0 | 0 | 0 | 0 | 0 | 0 | 0 | 0 | 0 | 0 | 0 | 0 | 0 | 0 | 0 | 0 | 0 | 0 | 0 | 0 | 0 | 0 | 0 | 0 | 0 | 0 | 0 | 0 | 0 | 0 | 0 | 0 | 0
F4_Commercial_Other Health_New_Food Preparation_Natural Gas_Steamer_E5 | F4 | Commercial | Other Health | New | Food Preparation | Natural Gas | Steamer | E5 | Utility - Cost of Equipment | 0 | 0 | 0 | 0 | 0 | 0 | 0 | 0 | 0 | 0 | 0 | 0 | 0 | 0 | 0 | 0 | 0 | 0 | 0 | 0 | 0 | 0 | 0 | 0 | 0 | 0 | 0 | 0 | 0 | 0 | 0 | 0 | 0
F4_Commercial_Other Health_New_Food Preparation_Natural Gas_Steamer_E6 | F4 | Commercial | Other Health | New | Food Preparation | Natural Gas | Steamer | E6 | Utility - Cost of Equipment | 0 | 0 | 0 | 0 | 0 | 0 | 0 | 0 | 0 | 0 | 0 | 0 | 0 | 0 | 0 | 0 | 0 | 0 | 0 | 0 | 0 | 0 | 0 | 0 | 0 | 0 | 0 | 0 | 0 | 0 | 0 | 0 | 0
F4_Commercial_Other Health_New_Food Preparation_Natural Gas_Steamer_E7 | F4 | Commercial | Other Health | New | Food Preparation | Natural Gas | Steamer | E7 | Utility - Cost of Equipment | 0 | 0 | 0 | 0 | 0 | 0 | 0 | 0 | 0 | 0 | 0 | 0 | 0 | 0 | 0 | 0 | 0 | 0 | 0 | 0 | 0 | 0 | 0 | 0 | 0 | 0 | 0 | 0 | 0 | 0 | 0 | 0 | 0
F4_Commercial_Other Health_New_Food Preparation_Natural Gas_Steamer_E8 | F4 | Commercial | Other Health | New | Food Preparation | Natural Gas | Steamer | E8 | Utility - Cost of Equipment | 0 | 0 | 0 | 0 | 0 | 0 | 0 | 0 | 0 | 0 | 0 | 0 | 0 | 0 | 0 | 0 | 0 | 0 | 0 | 0 | 0 | 0 | 0 | 0 | 0 | 0 | 0 | 0 | 0 | 0 | 0 | 0 | 0
F4_Commercial_Other Health_New_Food Preparation_Natural Gas_Steamer_E9 | F4 | Commercial | Other Health | New | Food Preparation | Natural Gas | Steamer | E9 | Utility - Cost of Equipment | 0 | 0 | 0 | 0 | 0 | 0 | 0 | 0 | 0 | 0 | 0 | 0 | 0 | 0 | 0 | 0 | 0 | 0 | 0 | 0 | 0 | 0 | 0 | 0 | 0 | 0 | 0 | 0 | 0 | 0 | 0 | 0 | 0
F4_Commercial_Other Health_New_Food Preparation_Natural Gas_Steamer_E10 | F4 | Commercial | Other Health | New | Food Preparation | Natural Gas | Steamer | E10 | Utility - Cost of Equipment | 0 | 0 | 0 | 0 | 0 | 0 | 0 | 0 | 0 | 0 | 0 | 0 | 0 | 0 | 0 | 0 | 0 | 0 | 0 | 0 | 0 | 0 | 0 | 0 | 0 | 0 | 0 | 0 | 0 | 0 | 0 | 0 | 0
F5_Commercial_Other Health_New_Food Preparation_Natural Gas_Steamer_E1 | F5 | Commercial | Other Health | New | Food Preparation | Natural Gas | Steamer | E1 | Utility - Cost of Operation | 0.3004 | 0.3004 | 0.3004 | 0 | 0 | 0 | 0 | 0 | 0 | 0 | 0 | 0 | 0 | 0 | 0 | 0 | 0 | 0 | 0 | 0 | 0 | 0 | 0 | 0 | 0 | 0 | 0 | 0 | 0 | 0 | 0 | 0 | 0
F5_Commercial_Other Health_New_Food Preparation_Natural Gas_Steamer_E2 | F5 | Commercial | Other Health | New | Food Preparation | Natural Gas | Steamer | E2 | Utility - Cost of Operation | 0.32271 | 0.32271 | 0.32271 | 0.32271 | 0.32271 | 0.32271 | 0.32271 | 0.32271 | 0.32271 | 0.32271 | 0.32271 | 0.32271 | 0.32271 | 0.32271 | 0.32271 | 0.32271 | 0.32271 | 0.32271 | 0.32271 | 0.32271 | 0.32271 | 0.32271 | 0.32271 | 0.32271 | 0.32271 | 0.32271 | 0.32271 | 0.32271 | 0.32271 | 0.32271 | 0.32271 | 0.32271 | 0.32271
F5_Commercial_Other Health_New_Food Preparation_Natural Gas_Steamer_E3 | F5 | Commercial | Other Health | New | Food Preparation | Natural Gas | Steamer | E3 | Utility - Cost of Operation | 0 | 0 | 0 | 0 | 0 | 0 | 0 | 0 | 0 | 0 | 0 | 0 | 0 | 0 | 0 | 0 | 0 | 0 | 0 | 0 | 0 | 0 | 0 | 0 | 0 | 0 | 0 | 0 | 0 | 0 | 0 | 0 | 0
F5_Commercial_Other Health_New_Food Preparation_Natural Gas_Steamer_E4 | F5 | Commercial | Other Health | New | Food Preparation | Natural Gas | Steamer | E4 | Utility - Cost of Operation | 0 | 0 | 0 | 0 | 0 | 0 | 0 | 0 | 0 | 0 | 0 | 0 | 0 | 0 | 0 | 0 | 0 | 0 | 0 | 0 | 0 | 0 | 0 | 0 | 0 | 0 | 0 | 0 | 0 | 0 | 0 | 0 | 0
F5_Commercial_Other Health_New_Food Preparation_Natural Gas_Steamer_E5 | F5 | Commercial | Other Health | New | Food Preparation | Natural Gas | Steamer | E5 | Utility - Cost of Operation | 0 | 0 | 0 | 0 | 0 | 0 | 0 | 0 | 0 | 0 | 0 | 0 | 0 | 0 | 0 | 0 | 0 | 0 | 0 | 0 | 0 | 0 | 0 | 0 | 0 | 0 | 0 | 0 | 0 | 0 | 0 | 0 | 0
F5_Commercial_Other Health_New_Food Preparation_Natural Gas_Steamer_E6 | F5 | Commercial | Other Health | New | Food Preparation | Natural Gas | Steamer | E6 | Utility - Cost of Operation | 0 | 0 | 0 | 0 | 0 | 0 | 0 | 0 | 0 | 0 | 0 | 0 | 0 | 0 | 0 | 0 | 0 | 0 | 0 | 0 | 0 | 0 | 0 | 0 | 0 | 0 | 0 | 0 | 0 | 0 | 0 | 0 | 0
F5_Commercial_Other Health_New_Food Preparation_Natural Gas_Steamer_E7 | F5 | Commercial | Other Health | New | Food Preparation | Natural Gas | Steamer | E7 | Utility - Cost of Operation | 0 | 0 | 0 | 0 | 0 | 0 | 0 | 0 | 0 | 0 | 0 | 0 | 0 | 0 | 0 | 0 | 0 | 0 | 0 | 0 | 0 | 0 | 0 | 0 | 0 | 0 | 0 | 0 | 0 | 0 | 0 | 0 | 0
F5_Commercial_Other Health_New_Food Preparation_Natural Gas_Steamer_E8 | F5 | Commercial | Other Health | New | Food Preparation | Natural Gas | Steamer | E8 | Utility - Cost of Operation | 0 | 0 | 0 | 0 | 0 | 0 | 0 | 0 | 0 | 0 | 0 | 0 | 0 | 0 | 0 | 0 | 0 | 0 | 0 | 0 | 0 | 0 | 0 | 0 | 0 | 0 | 0 | 0 | 0 | 0 | 0 | 0 | 0
F5_Commercial_Other Health_New_Food Preparation_Natural Gas_Steamer_E9 | F5 | Commercial | Other Health | New | Food Preparation | Natural Gas | Steamer | E9 | Utility - Cost of Operation | 0 | 0 | 0 | 0 | 0 | 0 | 0 | 0 | 0 | 0 | 0 | 0 | 0 | 0 | 0 | 0 | 0 | 0 | 0 | 0 | 0 | 0 | 0 | 0 | 0 | 0 | 0 | 0 | 0 | 0 | 0 | 0 | 0
F5_Commercial_Other Health_New_Food Preparation_Natural Gas_Steamer_E10 | F5 | Commercial | Other Health | New | Food Preparation | Natural Gas | Steamer | E10 | Utility - Cost of Operation | 0 | 0 | 0 | 0 | 0 | 0 | 0 | 0 | 0 | 0 | 0 | 0 | 0 | 0 | 0 | 0 | 0 | 0 | 0 | 0 | 0 | 0 | 0 | 0 | 0 | 0 | 0 | 0 | 0 | 0 | 0 | 0 | 0
F6_Commercial_Other Health_New_Food Preparation_Natural Gas_Steamer_E1 | F6 | Commercial | Other Health | New | Food Preparation | Natural Gas | Steamer | E1 | Utility - Value of Sales | 0.31067 | 0.31206 | 0.3143 | 0 | 0 | 0 | 0 | 0 | 0 | 0 | 0 | 0 | 0 | 0 | 0 | 0 | 0 | 0 | 0 | 0 | 0 | 0 | 0 | 0 | 0 | 0 | 0 | 0 | 0 | 0 | 0 | 0 | 0
F6_Commercial_Other Health_New_Food Preparation_Natural Gas_Steamer_E2 | F6 | Commercial | Other Health | New | Food Preparation | Natural Gas | Steamer | E2 | Utility - Value of Sales | 0.064803 | 0.065093 | 0.065559 | 0.065457 | 0.065457 | 0.065457 | 0.065457 | 0.065457 | 0.065457 | 0.065457 | 0.065457 | 0.065457 | 0.065457 | 0.065457 | 0.065457 | 0.065457 | 0.065457 | 0.065457 | 0.065457 | 0.065457 | 0.065457 | 0.065457 | 0.065457 | 0.065457 | 0.065457 | 0.065457 | 0.065457 | 0.065457 | 0.065457 | 0.065457 | 0.065457 | 0.065457 | 0.065457
F6_Commercial_Other Health_New_Food Preparation_Natural Gas_Steamer_E3 | F6 | Commercial | Other Health | New | Food Preparation | Natural Gas | Steamer | E3 | Utility - Value of Sales | 0 | 0 | 0 | 0 | 0 | 0 | 0 | 0 | 0 | 0 | 0 | 0 | 0 | 0 | 0 | 0 | 0 | 0 | 0 | 0 | 0 | 0 | 0 | 0 | 0 | 0 | 0 | 0 | 0 | 0 | 0 | 0 | 0
F6_Commercial_Other Health_New_Food Preparation_Natural Gas_Steamer_E4 | F6 | Commercial | Other Health | New | Food Preparation | Natural Gas | Steamer | E4 | Utility - Value of Sales | 0 | 0 | 0 | 0 | 0 | 0 | 0 | 0 | 0 | 0 | 0 | 0 | 0 | 0 | 0 | 0 | 0 | 0 | 0 | 0 | 0 | 0 | 0 | 0 | 0 | 0 | 0 | 0 | 0 | 0 | 0 | 0 | 0
F6_Commercial_Other Health_New_Food Preparation_Natural Gas_Steamer_E5 | F6 | Commercial | Other Health | New | Food Preparation | Natural Gas | Steamer | E5 | Utility - Value of Sales | 0 | 0 | 0 | 0 | 0 | 0 | 0 | 0 | 0 | 0 | 0 | 0 | 0 | 0 | 0 | 0 | 0 | 0 | 0 | 0 | 0 | 0 | 0 | 0 | 0 | 0 | 0 | 0 | 0 | 0 | 0 | 0 | 0
F6_Commercial_Other Health_New_Food Preparation_Natural Gas_Steamer_E6 | F6 | Commercial | Other Health | New | Food Preparation | Natural Gas | Steamer | E6 | Utility - Value of Sales | 0 | 0 | 0 | 0 | 0 | 0 | 0 | 0 | 0 | 0 | 0 | 0 | 0 | 0 | 0 | 0 | 0 | 0 | 0 | 0 | 0 | 0 | 0 | 0 | 0 | 0 | 0 | 0 | 0 | 0 | 0 | 0 | 0
F6_Commercial_Other Health_New_Food Preparation_Natural Gas_Steamer_E7 | F6 | Commercial | Other Health | New | Food Preparation | Natural Gas | Steamer | E7 | Utility - Value of Sales | 0 | 0 | 0 | 0 | 0 | 0 | 0 | 0 | 0 | 0 | 0 | 0 | 0 | 0 | 0 | 0 | 0 | 0 | 0 | 0 | 0 | 0 | 0 | 0 | 0 | 0 | 0 | 0 | 0 | 0 | 0 | 0 | 0
F6_Commercial_Other Health_New_Food Preparation_Natural Gas_Steamer_E8 | F6 | Commercial | Other Health | New | Food Preparation | Natural Gas | Steamer | E8 | Utility - Value of Sales | 0 | 0 | 0 | 0 | 0 | 0 | 0 | 0 | 0 | 0 | 0 | 0 | 0 | 0 | 0 | 0 | 0 | 0 | 0 | 0 | 0 | 0 | 0 | 0 | 0 | 0 | 0 | 0 | 0 | 0 | 0 | 0 | 0
F6_Commercial_Other Health_New_Food Preparation_Natural Gas_Steamer_E9 | F6 | Commercial | Other Health | New | Food Preparation | Natural Gas | Steamer | E9 | Utility - Value of Sales | 0 | 0 | 0 | 0 | 0 | 0 | 0 | 0 | 0 | 0 | 0 | 0 | 0 | 0 | 0 | 0 | 0 | 0 | 0 | 0 | 0 | 0 | 0 | 0 | 0 | 0 | 0 | 0 | 0 | 0 | 0 | 0 | 0
F6_Commercial_Other Health_New_Food Preparation_Natural Gas_Steamer_E10 | F6 | Commercial | Other Health | New | Food Preparation | Natural Gas | Steamer | E10 | Utility - Value of Sales | 0 | 0 | 0 | 0 | 0 | 0 | 0 | 0 | 0 | 0 | 0 | 0 | 0 | 0 | 0 | 0 | 0 | 0 | 0 | 0 | 0 | 0 | 0 | 0 | 0 | 0 | 0 | 0 | 0 | 0 | 0 | 0 | 0
F1_Commercial_Other Health_New_Food Preparation_Natural Gas_Food Prep Other_E1 | F1 | Commercial | Other Health | New | Food Preparation | Natural Gas | Food Prep Other | E1 | RVT - Cost of Equipment | 0.073868 | 0.073856 | 0.074211 | 0.073665 | 0.073333 | 0.073575 | 0.074302 | 0.074876 | 0.075588 | 0.07626 | 0.076937 | 0.077557 | 0.078223 | 0.078919 | 0.079583 | 0.08026 | 0.080947 | 0.081694 | 0.082474 | 0.083295 | 0.084104 | 0.084949 | 0.085728 | 0.086535 | 0.087249 | 0.087866 | 0.088427 | 0.088912 | 0.089291 | 0.089602 | 0.089772 | 0.089885 | 0.089885
F1_Commercial_Other Health_New_Food Preparation_Natural Gas_Food Prep Other_E2 | F1 | Commercial | Other Health | New | Food Preparation | Natural Gas | Food Prep Other | E2 | RVT - Cost of Equipment | 0.073867 | 0.073856 | 0.074211 | 0.073665 | 0.073333 | 0.073574 | 0.074301 | 0.074875 | 0.075588 | 0.07626 | 0.076936 | 0.077557 | 0.078222 | 0.078918 | 0.079583 | 0.080259 | 0.080947 | 0.081694 | 0.082474 | 0.083295 | 0.084103 | 0.084948 | 0.085728 | 0.086534 | 0.087248 | 0.087865 | 0.088427 | 0.088911 | 0.089291 | 0.089602 | 0.089771 | 0.089885 | 0.089885
F1_Commercial_Other Health_New_Food Preparation_Natural Gas_Food Prep Other_E3 | F1 | Commercial | Other Health | New | Food Preparation | Natural Gas | Food Prep Other | E3 | RVT - Cost of Equipment | 0 | 0 | 0 | 0 | 0 | 0 | 0 | 0 | 0 | 0 | 0 | 0 | 0 | 0 | 0 | 0 | 0 | 0 | 0 | 0 | 0 | 0 | 0 | 0 | 0 | 0 | 0 | 0 | 0 | 0 | 0 | 0 | 0
F1_Commercial_Other Health_New_Food Preparation_Natural Gas_Food Prep Other_E4 | F1 | Commercial | Other Health | New | Food Preparation | Natural Gas | Food Prep Other | E4 | RVT - Cost of Equipment | 0 | 0 | 0 | 0 | 0 | 0 | 0 | 0 | 0 | 0 | 0 | 0 | 0 | 0 | 0 | 0 | 0 | 0 | 0 | 0 | 0 | 0 | 0 | 0 | 0 | 0 | 0 | 0 | 0 | 0 | 0 | 0 | 0
F1_Commercial_Other Health_New_Food Preparation_Natural Gas_Food Prep Other_E5 | F1 | Commercial | Other Health | New | Food Preparation | Natural Gas | Food Prep Other | E5 | RVT - Cost of Equipment | 0 | 0 | 0 | 0 | 0 | 0 | 0 | 0 | 0 | 0 | 0 | 0 | 0 | 0 | 0 | 0 | 0 | 0 | 0 | 0 | 0 | 0 | 0 | 0 | 0 | 0 | 0 | 0 | 0 | 0 | 0 | 0 | 0
F1_Commercial_Other Health_New_Food Preparation_Natural Gas_Food Prep Other_E6 | F1 | Commercial | Other Health | New | Food Preparation | Natural Gas | Food Prep Other | E6 | RVT - Cost of Equipment | 0 | 0 | 0 | 0 | 0 | 0 | 0 | 0 | 0 | 0 | 0 | 0 | 0 | 0 | 0 | 0 | 0 | 0 | 0 | 0 | 0 | 0 | 0 | 0 | 0 | 0 | 0 | 0 | 0 | 0 | 0 | 0 | 0
F1_Commercial_Other Health_New_Food Preparation_Natural Gas_Food Prep Other_E7 | F1 | Commercial | Other Health | New | Food Preparation | Natural Gas | Food Prep Other | E7 | RVT - Cost of Equipment | 0 | 0 | 0 | 0 | 0 | 0 | 0 | 0 | 0 | 0 | 0 | 0 | 0 | 0 | 0 | 0 | 0 | 0 | 0 | 0 | 0 | 0 | 0 | 0 | 0 | 0 | 0 | 0 | 0 | 0 | 0 | 0 | 0
F1_Commercial_Other Health_New_Food Preparation_Natural Gas_Food Prep Other_E8 | F1 | Commercial | Other Health | New | Food Preparation | Natural Gas | Food Prep Other | E8 | RVT - Cost of Equipment | 0 | 0 | 0 | 0 | 0 | 0 | 0 | 0 | 0 | 0 | 0 | 0 | 0 | 0 | 0 | 0 | 0 | 0 | 0 | 0 | 0 | 0 | 0 | 0 | 0 | 0 | 0 | 0 | 0 | 0 | 0 | 0 | 0
F1_Commercial_Other Health_New_Food Preparation_Natural Gas_Food Prep Other_E9 | F1 | Commercial | Other Health | New | Food Preparation | Natural Gas | Food Prep Other | E9 | RVT - Cost of Equipment | 0 | 0 | 0 | 0 | 0 | 0 | 0 | 0 | 0 | 0 | 0 | 0 | 0 | 0 | 0 | 0 | 0 | 0 | 0 | 0 | 0 | 0 | 0 | 0 | 0 | 0 | 0 | 0 | 0 | 0 | 0 | 0 | 0
F1_Commercial_Other Health_New_Food Preparation_Natural Gas_Food Prep Other_E10 | F1 | Commercial | Other Health | New | Food Preparation | Natural Gas | Food Prep Other | E10 | RVT - Cost of Equipment | 0 | 0 | 0 | 0 | 0 | 0 | 0 | 0 | 0 | 0 | 0 | 0 | 0 | 0 | 0 | 0 | 0 | 0 | 0 | 0 | 0 | 0 | 0 | 0 | 0 | 0 | 0 | 0 | 0 | 0 | 0 | 0 | 0
F2_Commercial_Other Health_New_Food Preparation_Natural Gas_Food Prep Other_E1 | F2 | Commercial | Other Health | New | Food Preparation | Natural Gas | Food Prep Other | E1 | RVT - Cost of Operation | 0.088498 | 0.088484 | 0.08891 | 0.088256 | 0.087858 | 0.088147 | 0.089018 | 0.089706 | 0.090559 | 0.091365 | 0.092175 | 0.092919 | 0.093716 | 0.09455 | 0.095346 | 0.096156 | 0.09698 | 0.097875 | 0.098809 | 0.099793 | 0.10076 | 0.10177 | 0.10271 | 0.10367 | 0.10453 | 0.10527 | 0.10594 | 0.10652 | 0.10698 | 0.10735 | 0.10755 | 0.10769 | 0.10769
F2_Commercial_Other Health_New_Food Preparation_Natural Gas_Food Prep Other_E2 | F2 | Commercial | Other Health | New | Food Preparation | Natural Gas | Food Prep Other | E2 | RVT - Cost of Operation | 0.088498 | 0.088484 | 0.088909 | 0.088255 | 0.087857 | 0.088147 | 0.089018 | 0.089705 | 0.090559 | 0.091364 | 0.092174 | 0.092918 | 0.093716 | 0.094549 | 0.095345 | 0.096156 | 0.096979 | 0.097874 | 0.098809 | 0.099792 | 0.10076 | 0.10177 | 0.10271 | 0.10367 | 0.10453 | 0.10527 | 0.10594 | 0.10652 | 0.10698 | 0.10735 | 0.10755 | 0.10769 | 0.10769
F2_Commercial_Other Health_New_Food Preparation_Natural Gas_Food Prep Other_E3 | F2 | Commercial | Other Health | New | Food Preparation | Natural Gas | Food Prep Other | E3 | RVT - Cost of Operation | 0 | 0 | 0 | 0 | 0 | 0 | 0 | 0 | 0 | 0 | 0 | 0 | 0 | 0 | 0 | 0 | 0 | 0 | 0 | 0 | 0 | 0 | 0 | 0 | 0 | 0 | 0 | 0 | 0 | 0 | 0 | 0 | 0
F2_Commercial_Other Health_New_Food Preparation_Natural Gas_Food Prep Other_E4 | F2 | Commercial | Other Health | New | Food Preparation | Natural Gas | Food Prep Other | E4 | RVT - Cost of Operation | 0 | 0 | 0 | 0 | 0 | 0 | 0 | 0 | 0 | 0 | 0 | 0 | 0 | 0 | 0 | 0 | 0 | 0 | 0 | 0 | 0 | 0 | 0 | 0 | 0 | 0 | 0 | 0 | 0 | 0 | 0 | 0 | 0
F2_Commercial_Other Health_New_Food Preparation_Natural Gas_Food Prep Other_E5 | F2 | Commercial | Other Health | New | Food Preparation | Natural Gas | Food Prep Other | E5 | RVT - Cost of Operation | 0 | 0 | 0 | 0 | 0 | 0 | 0 | 0 | 0 | 0 | 0 | 0 | 0 | 0 | 0 | 0 | 0 | 0 | 0 | 0 | 0 | 0 | 0 | 0 | 0 | 0 | 0 | 0 | 0 | 0 | 0 | 0 | 0
F2_Commercial_Other Health_New_Food Preparation_Natural Gas_Food Prep Other_E6 | F2 | Commercial | Other Health | New | Food Preparation | Natural Gas | Food Prep Other | E6 | RVT - Cost of Operation | 0 | 0 | 0 | 0 | 0 | 0 | 0 | 0 | 0 | 0 | 0 | 0 | 0 | 0 | 0 | 0 | 0 | 0 | 0 | 0 | 0 | 0 | 0 | 0 | 0 | 0 | 0 | 0 | 0 | 0 | 0 | 0 | 0
F2_Commercial_Other Health_New_Food Preparation_Natural Gas_Food Prep Other_E7 | F2 | Commercial | Other Health | New | Food Preparation | Natural Gas | Food Prep Other | E7 | RVT - Cost of Operation | 0 | 0 | 0 | 0 | 0 | 0 | 0 | 0 | 0 | 0 | 0 | 0 | 0 | 0 | 0 | 0 | 0 | 0 | 0 | 0 | 0 | 0 | 0 | 0 | 0 | 0 | 0 | 0 | 0 | 0 | 0 | 0 | 0
F2_Commercial_Other Health_New_Food Preparation_Natural Gas_Food Prep Other_E8 | F2 | Commercial | Other Health | New | Food Preparation | Natural Gas | Food Prep Other | E8 | RVT - Cost of Operation | 0 | 0 | 0 | 0 | 0 | 0 | 0 | 0 | 0 | 0 | 0 | 0 | 0 | 0 | 0 | 0 | 0 | 0 | 0 | 0 | 0 | 0 | 0 | 0 | 0 | 0 | 0 | 0 | 0 | 0 | 0 | 0 | 0
F2_Commercial_Other Health_New_Food Preparation_Natural Gas_Food Prep Other_E9 | F2 | Commercial | Other Health | New | Food Preparation | Natural Gas | Food Prep Other | E9 | RVT - Cost of Operation | 0 | 0 | 0 | 0 | 0 | 0 | 0 | 0 | 0 | 0 | 0 | 0 | 0 | 0 | 0 | 0 | 0 | 0 | 0 | 0 | 0 | 0 | 0 | 0 | 0 | 0 | 0 | 0 | 0 | 0 | 0 | 0 | 0
F2_Commercial_Other Health_New_Food Preparation_Natural Gas_Food Prep Other_E10 | F2 | Commercial | Other Health | New | Food Preparation | Natural Gas | Food Prep Other | E10 | RVT - Cost of Operation | 0 | 0 | 0 | 0 | 0 | 0 | 0 | 0 | 0 | 0 | 0 | 0 | 0 | 0 | 0 | 0 | 0 | 0 | 0 | 0 | 0 | 0 | 0 | 0 | 0 | 0 | 0 | 0 | 0 | 0 | 0 | 0 | 0
F3_Commercial_Other Health_New_Food Preparation_Natural Gas_Food Prep Other_E1 | F3 | Commercial | Other Health | New | Food Preparation | Natural Gas | Food Prep Other | E1 | System - kBTUs of Consumption | 0.0044693 | 0.0044693 | 0.0044693 | 0.0044693 | 0.0044693 | 0.0044693 | 0.0044693 | 0.0044693 | 0.0044693 | 0.0044693 | 0.0044693 | 0.0044693 | 0.0044693 | 0.0044693 | 0.0044693 | 0.0044693 | 0.0044693 | 0.0044693 | 0.0044693 | 0.0044693 | 0.0044693 | 0.0044693 | 0.0044693 | 0.0044693 | 0.0044693 | 0.0044693 | 0.0044693 | 0.0044693 | 0.0044693 | 0.0044693 | 0.0044693 | 0.0044693 | 0.0044693
F3_Commercial_Other Health_New_Food Preparation_Natural Gas_Food Prep Other_E2 | F3 | Commercial | Other Health | New | Food Preparation | Natural Gas | Food Prep Other | E2 | System - kBTUs of Consumption | 0.0044737 | 0.0044737 | 0.0044737 | 0.0044737 | 0.0044737 | 0.0044737 | 0.0044737 | 0.0044737 | 0.0044737 | 0.0044737 | 0.0044737 | 0.0044737 | 0.0044737 | 0.0044737 | 0.0044737 | 0.0044737 | 0.0044737 | 0.0044737 | 0.0044737 | 0.0044737 | 0.0044737 | 0.0044737 | 0.0044737 | 0.0044737 | 0.0044737 | 0.0044737 | 0.0044737 | 0.0044737 | 0.0044737 | 0.0044737 | 0.0044737 | 0.0044737 | 0.0044737
F3_Commercial_Other Health_New_Food Preparation_Natural Gas_Food Prep Other_E3 | F3 | Commercial | Other Health | New | Food Preparation | Natural Gas | Food Prep Other | E3 | System - kBTUs of Consumption | 0 | 0 | 0 | 0 | 0 | 0 | 0 | 0 | 0 | 0 | 0 | 0 | 0 | 0 | 0 | 0 | 0 | 0 | 0 | 0 | 0 | 0 | 0 | 0 | 0 | 0 | 0 | 0 | 0 | 0 | 0 | 0 | 0
F3_Commercial_Other Health_New_Food Preparation_Natural Gas_Food Prep Other_E4 | F3 | Commercial | Other Health | New | Food Preparation | Natural Gas | Food Prep Other | E4 | System - kBTUs of Consumption | 0 | 0 | 0 | 0 | 0 | 0 | 0 | 0 | 0 | 0 | 0 | 0 | 0 | 0 | 0 | 0 | 0 | 0 | 0 | 0 | 0 | 0 | 0 | 0 | 0 | 0 | 0 | 0 | 0 | 0 | 0 | 0 | 0
F3_Commercial_Other Health_New_Food Preparation_Natural Gas_Food Prep Other_E5 | F3 | Commercial | Other Health | New | Food Preparation | Natural Gas | Food Prep Other | E5 | System - kBTUs of Consumption | 0 | 0 | 0 | 0 | 0 | 0 | 0 | 0 | 0 | 0 | 0 | 0 | 0 | 0 | 0 | 0 | 0 | 0 | 0 | 0 | 0 | 0 | 0 | 0 | 0 | 0 | 0 | 0 | 0 | 0 | 0 | 0 | 0
F3_Commercial_Other Health_New_Food Preparation_Natural Gas_Food Prep Other_E6 | F3 | Commercial | Other Health | New | Food Preparation | Natural Gas | Food Prep Other | E6 | System - kBTUs of Consumption | 0 | 0 | 0 | 0 | 0 | 0 | 0 | 0 | 0 | 0 | 0 | 0 | 0 | 0 | 0 | 0 | 0 | 0 | 0 | 0 | 0 | 0 | 0 | 0 | 0 | 0 | 0 | 0 | 0 | 0 | 0 | 0 | 0
F3_Commercial_Other Health_New_Food Preparation_Natural Gas_Food Prep Other_E7 | F3 | Commercial | Other Health | New | Food Preparation | Natural Gas | Food Prep Other | E7 | System - kBTUs of Consumption | 0 | 0 | 0 | 0 | 0 | 0 | 0 | 0 | 0 | 0 | 0 | 0 | 0 | 0 | 0 | 0 | 0 | 0 | 0 | 0 | 0 | 0 | 0 | 0 | 0 | 0 | 0 | 0 | 0 | 0 | 0 | 0 | 0
F3_Commercial_Other Health_New_Food Preparation_Natural Gas_Food Prep Other_E8 | F3 | Commercial | Other Health | New | Food Preparation | Natural Gas | Food Prep Other | E8 | System - kBTUs of Consumption | 0 | 0 | 0 | 0 | 0 | 0 | 0 | 0 | 0 | 0 | 0 | 0 | 0 | 0 | 0 | 0 | 0 | 0 | 0 | 0 | 0 | 0 | 0 | 0 | 0 | 0 | 0 | 0 | 0 | 0 | 0 | 0 | 0
F3_Commercial_Other Health_New_Food Preparation_Natural Gas_Food Prep Other_E9 | F3 | Commercial | Other Health | New | Food Preparation | Natural Gas | Food Prep Other | E9 | System - kBTUs of Consumption | 0 | 0 | 0 | 0 | 0 | 0 | 0 | 0 | 0 | 0 | 0 | 0 | 0 | 0 | 0 | 0 | 0 | 0 | 0 | 0 | 0 | 0 | 0 | 0 | 0 | 0 | 0 | 0 | 0 | 0 | 0 | 0 | 0
F3_Commercial_Other Health_New_Food Preparation_Natural Gas_Food Prep Other_E10 | F3 | Commercial | Other Health | New | Food Preparation | Natural Gas | Food Prep Other | E10 | System - kBTUs of Consumption | 0 | 0 | 0 | 0 | 0 | 0 | 0 | 0 | 0 | 0 | 0 | 0 | 0 | 0 | 0 | 0 | 0 | 0 | 0 | 0 | 0 | 0 | 0 | 0 | 0 | 0 | 0 | 0 | 0 | 0 | 0 | 0 | 0
F4_Commercial_Other Health_New_Food Preparation_Natural Gas_Food Prep Other_E1 | F4 | Commercial | Other Health | New | Food Preparation | Natural Gas | Food Prep Other | E1 | Utility - Cost of Equipment | 0.088498 | 0.088484 | 0.08891 | 0.088256 | 0.087858 | 0.088147 | 0.089018 | 0.089706 | 0.090559 | 0.091365 | 0.092175 | 0.092919 | 0.093716 | 0.09455 | 0.095346 | 0.096156 | 0.09698 | 0.097875 | 0.098809 | 0.099793 | 0.10076 | 0.10177 | 0.10271 | 0.10367 | 0.10453 | 0.10527 | 0.10594 | 0.10652 | 0.10698 | 0.10735 | 0.10755 | 0.10769 | 0.10769
F4_Commercial_Other Health_New_Food Preparation_Natural Gas_Food Prep Other_E2 | F4 | Commercial | Other Health | New | Food Preparation | Natural Gas | Food Prep Other | E2 | Utility - Cost of Equipment | 0.088498 | 0.088484 | 0.088909 | 0.088255 | 0.087857 | 0.088147 | 0.089018 | 0.089705 | 0.090559 | 0.091364 | 0.092174 | 0.092918 | 0.093716 | 0.094549 | 0.095345 | 0.096156 | 0.096979 | 0.097874 | 0.098809 | 0.099792 | 0.10076 | 0.10177 | 0.10271 | 0.10367 | 0.10453 | 0.10527 | 0.10594 | 0.10652 | 0.10698 | 0.10735 | 0.10755 | 0.10769 | 0.10769
F4_Commercial_Other Health_New_Food Preparation_Natural Gas_Food Prep Other_E3 | F4 | Commercial | Other Health | New | Food Preparation | Natural Gas | Food Prep Other | E3 | Utility - Cost of Equipment | 0 | 0 | 0 | 0 | 0 | 0 | 0 | 0 | 0 | 0 | 0 | 0 | 0 | 0 | 0 | 0 | 0 | 0 | 0 | 0 | 0 | 0 | 0 | 0 | 0 | 0 | 0 | 0 | 0 | 0 | 0 | 0 | 0
F4_Commercial_Other Health_New_Food Preparation_Natural Gas_Food Prep Other_E4 | F4 | Commercial | Other Health | New | Food Preparation | Natural Gas | Food Prep Other | E4 | Utility - Cost of Equipment | 0 | 0 | 0 | 0 | 0 | 0 | 0 | 0 | 0 | 0 | 0 | 0 | 0 | 0 | 0 | 0 | 0 | 0 | 0 | 0 | 0 | 0 | 0 | 0 | 0 | 0 | 0 | 0 | 0 | 0 | 0 | 0 | 0
F4_Commercial_Other Health_New_Food Preparation_Natural Gas_Food Prep Other_E5 | F4 | Commercial | Other Health | New | Food Preparation | Natural Gas | Food Prep Other | E5 | Utility - Cost of Equipment | 0 | 0 | 0 | 0 | 0 | 0 | 0 | 0 | 0 | 0 | 0 | 0 | 0 | 0 | 0 | 0 | 0 | 0 | 0 | 0 | 0 | 0 | 0 | 0 | 0 | 0 | 0 | 0 | 0 | 0 | 0 | 0 | 0
F4_Commercial_Other Health_New_Food Preparation_Natural Gas_Food Prep Other_E6 | F4 | Commercial | Other Health | New | Food Preparation | Natural Gas | Food Prep Other | E6 | Utility - Cost of Equipment | 0 | 0 | 0 | 0 | 0 | 0 | 0 | 0 | 0 | 0 | 0 | 0 | 0 | 0 | 0 | 0 | 0 | 0 | 0 | 0 | 0 | 0 | 0 | 0 | 0 | 0 | 0 | 0 | 0 | 0 | 0 | 0 | 0
F4_Commercial_Other Health_New_Food Preparation_Natural Gas_Food Prep Other_E7 | F4 | Commercial | Other Health | New | Food Preparation | Natural Gas | Food Prep Other | E7 | Utility - Cost of Equipment | 0 | 0 | 0 | 0 | 0 | 0 | 0 | 0 | 0 | 0 | 0 | 0 | 0 | 0 | 0 | 0 | 0 | 0 | 0 | 0 | 0 | 0 | 0 | 0 | 0 | 0 | 0 | 0 | 0 | 0 | 0 | 0 | 0
F4_Commercial_Other Health_New_Food Preparation_Natural Gas_Food Prep Other_E8 | F4 | Commercial | Other Health | New | Food Preparation | Natural Gas | Food Prep Other | E8 | Utility - Cost of Equipment | 0 | 0 | 0 | 0 | 0 | 0 | 0 | 0 | 0 | 0 | 0 | 0 | 0 | 0 | 0 | 0 | 0 | 0 | 0 | 0 | 0 | 0 | 0 | 0 | 0 | 0 | 0 | 0 | 0 | 0 | 0 | 0 | 0
F4_Commercial_Other Health_New_Food Preparation_Natural Gas_Food Prep Other_E9 | F4 | Commercial | Other Health | New | Food Preparation | Natural Gas | Food Prep Other | E9 | Utility - Cost of Equipment | 0 | 0 | 0 | 0 | 0 | 0 | 0 | 0 | 0 | 0 | 0 | 0 | 0 | 0 | 0 | 0 | 0 | 0 | 0 | 0 | 0 | 0 | 0 | 0 | 0 | 0 | 0 | 0 | 0 | 0 | 0 | 0 | 0
F4_Commercial_Other Health_New_Food Preparation_Natural Gas_Food Prep Other_E10 | F4 | Commercial | Other Health | New | Food Preparation | Natural Gas | Food Prep Other | E10 | Utility - Cost of Equipment | 0 | 0 | 0 | 0 | 0 | 0 | 0 | 0 | 0 | 0 | 0 | 0 | 0 | 0 | 0 | 0 | 0 | 0 | 0 | 0 | 0 | 0 | 0 | 0 | 0 | 0 | 0 | 0 | 0 | 0 | 0 | 0 | 0
F5_Commercial_Other Health_New_Food Preparation_Natural Gas_Food Prep Other_E1 | F5 | Commercial | Other Health | New | Food Preparation | Natural Gas | Food Prep Other | E1 | Utility - Cost of Operation | 0.0044693 | 0.0044693 | 0.0044693 | 0.0044693 | 0.0044693 | 0.0044693 | 0.0044693 | 0.0044693 | 0.0044693 | 0.0044693 | 0.0044693 | 0.0044693 | 0.0044693 | 0.0044693 | 0.0044693 | 0.0044693 | 0.0044693 | 0.0044693 | 0.0044693 | 0.0044693 | 0.0044693 | 0.0044693 | 0.0044693 | 0.0044693 | 0.0044693 | 0.0044693 | 0.0044693 | 0.0044693 | 0.0044693 | 0.0044693 | 0.0044693 | 0.0044693 | 0.0044693
F5_Commercial_Other Health_New_Food Preparation_Natural Gas_Food Prep Other_E2 | F5 | Commercial | Other Health | New | Food Preparation | Natural Gas | Food Prep Other | E2 | Utility - Cost of Operation | 0.0044737 | 0.0044737 | 0.0044737 | 0.0044737 | 0.0044737 | 0.0044737 | 0.0044737 | 0.0044737 | 0.0044737 | 0.0044737 | 0.0044737 | 0.0044737 | 0.0044737 | 0.0044737 | 0.0044737 | 0.0044737 | 0.0044737 | 0.0044737 | 0.0044737 | 0.0044737 | 0.0044737 | 0.0044737 | 0.0044737 | 0.0044737 | 0.0044737 | 0.0044737 | 0.0044737 | 0.0044737 | 0.0044737 | 0.0044737 | 0.0044737 | 0.0044737 | 0.0044737
F5_Commercial_Other Health_New_Food Preparation_Natural Gas_Food Prep Other_E3 | F5 | Commercial | Other Health | New | Food Preparation | Natural Gas | Food Prep Other | E3 | Utility - Cost of Operation | 0 | 0 | 0 | 0 | 0 | 0 | 0 | 0 | 0 | 0 | 0 | 0 | 0 | 0 | 0 | 0 | 0 | 0 | 0 | 0 | 0 | 0 | 0 | 0 | 0 | 0 | 0 | 0 | 0 | 0 | 0 | 0 | 0
F5_Commercial_Other Health_New_Food Preparation_Natural Gas_Food Prep Other_E4 | F5 | Commercial | Other Health | New | Food Preparation | Natural Gas | Food Prep Other | E4 | Utility - Cost of Operation | 0 | 0 | 0 | 0 | 0 | 0 | 0 | 0 | 0 | 0 | 0 | 0 | 0 | 0 | 0 | 0 | 0 | 0 | 0 | 0 | 0 | 0 | 0 | 0 | 0 | 0 | 0 | 0 | 0 | 0 | 0 | 0 | 0
F5_Commercial_Other Health_New_Food Preparation_Natural Gas_Food Prep Other_E5 | F5 | Commercial | Other Health | New | Food Preparation | Natural Gas | Food Prep Other | E5 | Utility - Cost of Operation | 0 | 0 | 0 | 0 | 0 | 0 | 0 | 0 | 0 | 0 | 0 | 0 | 0 | 0 | 0 | 0 | 0 | 0 | 0 | 0 | 0 | 0 | 0 | 0 | 0 | 0 | 0 | 0 | 0 | 0 | 0 | 0 | 0
F5_Commercial_Other Health_New_Food Preparation_Natural Gas_Food Prep Other_E6 | F5 | Commercial | Other Health | New | Food Preparation | Natural Gas | Food Prep Other | E6 | Utility - Cost of Operation | 0 | 0 | 0 | 0 | 0 | 0 | 0 | 0 | 0 | 0 | 0 | 0 | 0 | 0 | 0 | 0 | 0 | 0 | 0 | 0 | 0 | 0 | 0 | 0 | 0 | 0 | 0 | 0 | 0 | 0 | 0 | 0 | 0
F5_Commercial_Other Health_New_Food Preparation_Natural Gas_Food Prep Other_E7 | F5 | Commercial | Other Health | New | Food Preparation | Natural Gas | Food Prep Other | E7 | Utility - Cost of Operation | 0 | 0 | 0 | 0 | 0 | 0 | 0 | 0 | 0 | 0 | 0 | 0 | 0 | 0 | 0 | 0 | 0 | 0 | 0 | 0 | 0 | 0 | 0 | 0 | 0 | 0 | 0 | 0 | 0 | 0 | 0 | 0 | 0
F5_Commercial_Other Health_New_Food Preparation_Natural Gas_Food Prep Other_E8 | F5 | Commercial | Other Health | New | Food Preparation | Natural Gas | Food Prep Other | E8 | Utility - Cost of Operation | 0 | 0 | 0 | 0 | 0 | 0 | 0 | 0 | 0 | 0 | 0 | 0 | 0 | 0 | 0 | 0 | 0 | 0 | 0 | 0 | 0 | 0 | 0 | 0 | 0 | 0 | 0 | 0 | 0 | 0 | 0 | 0 | 0
F5_Commercial_Other Health_New_Food Preparation_Natural Gas_Food Prep Other_E9 | F5 | Commercial | Other Health | New | Food Preparation | Natural Gas | Food Prep Other | E9 | Utility - Cost of Operation | 0 | 0 | 0 | 0 | 0 | 0 | 0 | 0 | 0 | 0 | 0 | 0 | 0 | 0 | 0 | 0 | 0 | 0 | 0 | 0 | 0 | 0 | 0 | 0 | 0 | 0 | 0 | 0 | 0 | 0 | 0 | 0 | 0
F5_Commercial_Other Health_New_Food Preparation_Natural Gas_Food Prep Other_E10 | F5 | Commercial | Other Health | New | Food Preparation | Natural Gas | Food Prep Other | E10 | Utility - Cost of Operation | 0 | 0 | 0 | 0 | 0 | 0 | 0 | 0 | 0 | 0 | 0 | 0 | 0 | 0 | 0 | 0 | 0 | 0 | 0 | 0 | 0 | 0 | 0 | 0 | 0 | 0 | 0 | 0 | 0 | 0 | 0 | 0 | 0
F6_Commercial_Other Health_New_Food Preparation_Natural Gas_Food Prep Other_E1 | F6 | Commercial | Other Health | New | Food Preparation | Natural Gas | Food Prep Other | E1 | Utility - Value of Sales | 0.046816 | 0.047068 | 0.047473 | 0.047384 | 0.047384 | 0.047384 | 0.047384 | 0.047384 | 0.047384 | 0.047384 | 0.047384 | 0.047384 | 0.047384 | 0.047384 | 0.047384 | 0.047384 | 0.047384 | 0.047384 | 0.047384 | 0.047384 | 0.047384 | 0.047384 | 0.047384 | 0.047384 | 0.047384 | 0.047384 | 0.047384 | 0.047384 | 0.047384 | 0.047384 | 0.047384 | 0.047384 | 0.047384
F6_Commercial_Other Health_New_Food Preparation_Natural Gas_Food Prep Other_E2 | F6 | Commercial | Other Health | New | Food Preparation | Natural Gas | Food Prep Other | E2 | Utility - Value of Sales | 0.046816 | 0.047068 | 0.047473 | 0.047384 | 0.047384 | 0.047384 | 0.047384 | 0.047384 | 0.047384 | 0.047384 | 0.047384 | 0.047384 | 0.047384 | 0.047384 | 0.047384 | 0.047384 | 0.047384 | 0.047384 | 0.047384 | 0.047384 | 0.047384 | 0.047384 | 0.047384 | 0.047384 | 0.047384 | 0.047384 | 0.047384 | 0.047384 | 0.047384 | 0.047384 | 0.047384 | 0.047384 | 0.047384
F6_Commercial_Other Health_New_Food Preparation_Natural Gas_Food Prep Other_E3 | F6 | Commercial | Other Health | New | Food Preparation | Natural Gas | Food Prep Other | E3 | Utility - Value of Sales | 0 | 0 | 0 | 0 | 0 | 0 | 0 | 0 | 0 | 0 | 0 | 0 | 0 | 0 | 0 | 0 | 0 | 0 | 0 | 0 | 0 | 0 | 0 | 0 | 0 | 0 | 0 | 0 | 0 | 0 | 0 | 0 | 0
F6_Commercial_Other Health_New_Food Preparation_Natural Gas_Food Prep Other_E4 | F6 | Commercial | Other Health | New | Food Preparation | Natural Gas | Food Prep Other | E4 | Utility - Value of Sales | 0 | 0 | 0 | 0 | 0 | 0 | 0 | 0 | 0 | 0 | 0 | 0 | 0 | 0 | 0 | 0 | 0 | 0 | 0 | 0 | 0 | 0 | 0 | 0 | 0 | 0 | 0 | 0 | 0 | 0 | 0 | 0 | 0
F6_Commercial_Other Health_New_Food Preparation_Natural Gas_Food Prep Other_E5 | F6 | Commercial | Other Health | New | Food Preparation | Natural Gas | Food Prep Other | E5 | Utility - Value of Sales | 0 | 0 | 0 | 0 | 0 | 0 | 0 | 0 | 0 | 0 | 0 | 0 | 0 | 0 | 0 | 0 | 0 | 0 | 0 | 0 | 0 | 0 | 0 | 0 | 0 | 0 | 0 | 0 | 0 | 0 | 0 | 0 | 0
F6_Commercial_Other Health_New_Food Preparation_Natural Gas_Food Prep Other_E6 | F6 | Commercial | Other Health | New | Food Preparation | Natural Gas | Food Prep Other | E6 | Utility - Value of Sales | 0 | 0 | 0 | 0 | 0 | 0 | 0 | 0 | 0 | 0 | 0 | 0 | 0 | 0 | 0 | 0 | 0 | 0 | 0 | 0 | 0 | 0 | 0 | 0 | 0 | 0 | 0 | 0 | 0 | 0 | 0 | 0 | 0
F6_Commercial_Other Health_New_Food Preparation_Natural Gas_Food Prep Other_E7 | F6 | Commercial | Other Health | New | Food Preparation | Natural Gas | Food Prep Other | E7 | Utility - Value of Sales | 0 | 0 | 0 | 0 | 0 | 0 | 0 | 0 | 0 | 0 | 0 | 0 | 0 | 0 | 0 | 0 | 0 | 0 | 0 | 0 | 0 | 0 | 0 | 0 | 0 | 0 | 0 | 0 | 0 | 0 | 0 | 0 | 0
F6_Commercial_Other Health_New_Food Preparation_Natural Gas_Food Prep Other_E8 | F6 | Commercial | Other Health | New | Food Preparation | Natural Gas | Food Prep Other | E8 | Utility - Value of Sales | 0 | 0 | 0 | 0 | 0 | 0 | 0 | 0 | 0 | 0 | 0 | 0 | 0 | 0 | 0 | 0 | 0 | 0 | 0 | 0 | 0 | 0 | 0 | 0 | 0 | 0 | 0 | 0 | 0 | 0 | 0 | 0 | 0
F6_Commercial_Other Health_New_Food Preparation_Natural Gas_Food Prep Other_E9 | F6 | Commercial | Other Health | New | Food Preparation | Natural Gas | Food Prep Other | E9 | Utility - Value of Sales | 0 | 0 | 0 | 0 | 0 | 0 | 0 | 0 | 0 | 0 | 0 | 0 | 0 | 0 | 0 | 0 | 0 | 0 | 0 | 0 | 0 | 0 | 0 | 0 | 0 | 0 | 0 | 0 | 0 | 0 | 0 | 0 | 0
F6_Commercial_Other Health_New_Food Preparation_Natural Gas_Food Prep Other_E10 | F6 | Commercial | Other Health | New | Food Preparation | Natural Gas | Food Prep Other | E10 | Utility - Value of Sales | 0 | 0 | 0 | 0 | 0 | 0 | 0 | 0 | 0 | 0 | 0 | 0 | 0 | 0 | 0 | 0 | 0 | 0 | 0 | 0 | 0 | 0 | 0 | 0 | 0 | 0 | 0 | 0 | 0 | 0 | 0 | 0 | 0
F1_Commercial_Other Health_New_Miscellaneous_Natural Gas_Pool Heater_E1 | F1 | Commercial | Other Health | New | Miscellaneous | Natural Gas | Pool Heater | E1 | RVT - Cost of Equipment | 0 | 0 | 0 | 0 | 0 | 0 | 0 | 0 | 0 | 0 | 0 | 0 | 0 | 0 | 0 | 0 | 0 | 0 | 0 | 0 | 0 | 0 | 0 | 0 | 0 | 0 | 0 | 0 | 0 | 0 | 0 | 0 | 0
F1_Commercial_Other Health_New_Miscellaneous_Natural Gas_Pool Heater_E2 | F1 | Commercial | Other Health | New | Miscellaneous | Natural Gas | Pool Heater | E2 | RVT - Cost of Equipment | 0 | 0 | 0 | 0 | 0 | 0 | 0 | 0 | 0 | 0 | 0 | 0 | 0 | 0 | 0 | 0 | 0 | 0 | 0 | 0 | 0 | 0 | 0 | 0 | 0 | 0 | 0 | 0 | 0 | 0 | 0 | 0 | 0
F1_Commercial_Other Health_New_Miscellaneous_Natural Gas_Pool Heater_E3 | F1 | Commercial | Other Health | New | Miscellaneous | Natural Gas | Pool Heater | E3 | RVT - Cost of Equipment | 0 | 0 | 0 | 0 | 0 | 0 | 0 | 0 | 0 | 0 | 0 | 0 | 0 | 0 | 0 | 0 | 0 | 0 | 0 | 0 | 0 | 0 | 0 | 0 | 0 | 0 | 0 | 0 | 0 | 0 | 0 | 0 | 0
F1_Commercial_Other Health_New_Miscellaneous_Natural Gas_Pool Heater_E4 | F1 | Commercial | Other Health | New | Miscellaneous | Natural Gas | Pool Heater | E4 | RVT - Cost of Equipment | 0 | 0 | 0 | 0 | 0 | 0 | 0 | 0 | 0 | 0 | 0 | 0 | 0 | 0 | 0 | 0 | 0 | 0 | 0 | 0 | 0 | 0 | 0 | 0 | 0 | 0 | 0 | 0 | 0 | 0 | 0 | 0 | 0
F1_Commercial_Other Health_New_Miscellaneous_Natural Gas_Pool Heater_E5 | F1 | Commercial | Other Health | New | Miscellaneous | Natural Gas | Pool Heater | E5 | RVT - Cost of Equipment | 0 | 0 | 0 | 0 | 0 | 0 | 0 | 0 | 0 | 0 | 0 | 0 | 0 | 0 | 0 | 0 | 0 | 0 | 0 | 0 | 0 | 0 | 0 | 0 | 0 | 0 | 0 | 0 | 0 | 0 | 0 | 0 | 0
F1_Commercial_Other Health_New_Miscellaneous_Natural Gas_Pool Heater_E6 | F1 | Commercial | Other Health | New | Miscellaneous | Natural Gas | Pool Heater | E6 | RVT - Cost of Equipment | 0 | 0 | 0 | 0 | 0 | 0 | 0 | 0 | 0 | 0 | 0 | 0 | 0 | 0 | 0 | 0 | 0 | 0 | 0 | 0 | 0 | 0 | 0 | 0 | 0 | 0 | 0 | 0 | 0 | 0 | 0 | 0 | 0
F1_Commercial_Other Health_New_Miscellaneous_Natural Gas_Pool Heater_E7 | F1 | Commercial | Other Health | New | Miscellaneous | Natural Gas | Pool Heater | E7 | RVT - Cost of Equipment | 0 | 0 | 0 | 0 | 0 | 0 | 0 | 0 | 0 | 0 | 0 | 0 | 0 | 0 | 0 | 0 | 0 | 0 | 0 | 0 | 0 | 0 | 0 | 0 | 0 | 0 | 0 | 0 | 0 | 0 | 0 | 0 | 0
F1_Commercial_Other Health_New_Miscellaneous_Natural Gas_Pool Heater_E8 | F1 | Commercial | Other Health | New | Miscellaneous | Natural Gas | Pool Heater | E8 | RVT - Cost of Equipment | 0 | 0 | 0 | 0 | 0 | 0 | 0 | 0 | 0 | 0 | 0 | 0 | 0 | 0 | 0 | 0 | 0 | 0 | 0 | 0 | 0 | 0 | 0 | 0 | 0 | 0 | 0 | 0 | 0 | 0 | 0 | 0 | 0
F1_Commercial_Other Health_New_Miscellaneous_Natural Gas_Pool Heater_E9 | F1 | Commercial | Other Health | New | Miscellaneous | Natural Gas | Pool Heater | E9 | RVT - Cost of Equipment | 0 | 0 | 0 | 0 | 0 | 0 | 0 | 0 | 0 | 0 | 0 | 0 | 0 | 0 | 0 | 0 | 0 | 0 | 0 | 0 | 0 | 0 | 0 | 0 | 0 | 0 | 0 | 0 | 0 | 0 | 0 | 0 | 0
F1_Commercial_Other Health_New_Miscellaneous_Natural Gas_Pool Heater_E10 | F1 | Commercial | Other Health | New | Miscellaneous | Natural Gas | Pool Heater | E10 | RVT - Cost of Equipment | 0 | 0 | 0 | 0 | 0 | 0 | 0 | 0 | 0 | 0 | 0 | 0 | 0 | 0 | 0 | 0 | 0 | 0 | 0 | 0 | 0 | 0 | 0 | 0 | 0 | 0 | 0 | 0 | 0 | 0 | 0 | 0 | 0
F2_Commercial_Other Health_New_Miscellaneous_Natural Gas_Pool Heater_E1 | F2 | Commercial | Other Health | New | Miscellaneous | Natural Gas | Pool Heater | E1 | RVT - Cost of Operation | 0 | 0 | 0 | 0 | 0 | 0 | 0 | 0 | 0 | 0 | 0 | 0 | 0 | 0 | 0 | 0 | 0 | 0 | 0 | 0 | 0 | 0 | 0 | 0 | 0 | 0 | 0 | 0 | 0 | 0 | 0 | 0 | 0
F2_Commercial_Other Health_New_Miscellaneous_Natural Gas_Pool Heater_E2 | F2 | Commercial | Other Health | New | Miscellaneous | Natural Gas | Pool Heater | E2 | RVT - Cost of Operation | 0 | 0 | 0 | 0 | 0 | 0 | 0 | 0 | 0 | 0 | 0 | 0 | 0 | 0 | 0 | 0 | 0 | 0 | 0 | 0 | 0 | 0 | 0 | 0 | 0 | 0 | 0 | 0 | 0 | 0 | 0 | 0 | 0
F2_Commercial_Other Health_New_Miscellaneous_Natural Gas_Pool Heater_E3 | F2 | Commercial | Other Health | New | Miscellaneous | Natural Gas | Pool Heater | E3 | RVT - Cost of Operation | 0 | 0 | 0 | 0 | 0 | 0 | 0 | 0 | 0 | 0 | 0 | 0 | 0 | 0 | 0 | 0 | 0 | 0 | 0 | 0 | 0 | 0 | 0 | 0 | 0 | 0 | 0 | 0 | 0 | 0 | 0 | 0 | 0
F2_Commercial_Other Health_New_Miscellaneous_Natural Gas_Pool Heater_E4 | F2 | Commercial | Other Health | New | Miscellaneous | Natural Gas | Pool Heater | E4 | RVT - Cost of Operation | 0 | 0 | 0 | 0 | 0 | 0 | 0 | 0 | 0 | 0 | 0 | 0 | 0 | 0 | 0 | 0 | 0 | 0 | 0 | 0 | 0 | 0 | 0 | 0 | 0 | 0 | 0 | 0 | 0 | 0 | 0 | 0 | 0
F2_Commercial_Other Health_New_Miscellaneous_Natural Gas_Pool Heater_E5 | F2 | Commercial | Other Health | New | Miscellaneous | Natural Gas | Pool Heater | E5 | RVT - Cost of Operation | 0 | 0 | 0 | 0 | 0 | 0 | 0 | 0 | 0 | 0 | 0 | 0 | 0 | 0 | 0 | 0 | 0 | 0 | 0 | 0 | 0 | 0 | 0 | 0 | 0 | 0 | 0 | 0 | 0 | 0 | 0 | 0 | 0
F2_Commercial_Other Health_New_Miscellaneous_Natural Gas_Pool Heater_E6 | F2 | Commercial | Other Health | New | Miscellaneous | Natural Gas | Pool Heater | E6 | RVT - Cost of Operation | 0 | 0 | 0 | 0 | 0 | 0 | 0 | 0 | 0 | 0 | 0 | 0 | 0 | 0 | 0 | 0 | 0 | 0 | 0 | 0 | 0 | 0 | 0 | 0 | 0 | 0 | 0 | 0 | 0 | 0 | 0 | 0 | 0
F2_Commercial_Other Health_New_Miscellaneous_Natural Gas_Pool Heater_E7 | F2 | Commercial | Other Health | New | Miscellaneous | Natural Gas | Pool Heater | E7 | RVT - Cost of Operation | 0 | 0 | 0 | 0 | 0 | 0 | 0 | 0 | 0 | 0 | 0 | 0 | 0 | 0 | 0 | 0 | 0 | 0 | 0 | 0 | 0 | 0 | 0 | 0 | 0 | 0 | 0 | 0 | 0 | 0 | 0 | 0 | 0
F2_Commercial_Other Health_New_Miscellaneous_Natural Gas_Pool Heater_E8 | F2 | Commercial | Other Health | New | Miscellaneous | Natural Gas | Pool Heater | E8 | RVT - Cost of Operation | 0 | 0 | 0 | 0 | 0 | 0 | 0 | 0 | 0 | 0 | 0 | 0 | 0 | 0 | 0 | 0 | 0 | 0 | 0 | 0 | 0 | 0 | 0 | 0 | 0 | 0 | 0 | 0 | 0 | 0 | 0 | 0 | 0
F2_Commercial_Other Health_New_Miscellaneous_Natural Gas_Pool Heater_E9 | F2 | Commercial | Other Health | New | Miscellaneous | Natural Gas | Pool Heater | E9 | RVT - Cost of Operation | 0 | 0 | 0 | 0 | 0 | 0 | 0 | 0 | 0 | 0 | 0 | 0 | 0 | 0 | 0 | 0 | 0 | 0 | 0 | 0 | 0 | 0 | 0 | 0 | 0 | 0 | 0 | 0 | 0 | 0 | 0 | 0 | 0
F2_Commercial_Other Health_New_Miscellaneous_Natural Gas_Pool Heater_E10 | F2 | Commercial | Other Health | New | Miscellaneous | Natural Gas | Pool Heater | E10 | RVT - Cost of Operation | 0 | 0 | 0 | 0 | 0 | 0 | 0 | 0 | 0 | 0 | 0 | 0 | 0 | 0 | 0 | 0 | 0 | 0 | 0 | 0 | 0 | 0 | 0 | 0 | 0 | 0 | 0 | 0 | 0 | 0 | 0 | 0 | 0
F3_Commercial_Other Health_New_Miscellaneous_Natural Gas_Pool Heater_E1 | F3 | Commercial | Other Health | New | Miscellaneous | Natural Gas | Pool Heater | E1 | System - kBTUs of Consumption | 0.002528 | 0.002528 | 0.002528 | 0.002528 | 0.002528 | 0.002528 | 0.002528 | 0.002528 | 0.002528 | 0.002528 | 0.002528 | 0.002528 | 0.002528 | 0.002528 | 0.002528 | 0.002528 | 0.002528 | 0.002528 | 0.002528 | 0.002528 | 0.002528 | 0.002528 | 0.002528 | 0.002528 | 0.002528 | 0.002528 | 0.002528 | 0.002528 | 0.002528 | 0.002528 | 0.002528 | 0.002528 | 0.002528
F3_Commercial_Other Health_New_Miscellaneous_Natural Gas_Pool Heater_E2 | F3 | Commercial | Other Health | New | Miscellaneous | Natural Gas | Pool Heater | E2 | System - kBTUs of Consumption | 0.0041394 | 0.0041394 | 0.0041394 | 0.0041394 | 0.0041394 | 0.0041394 | 0.0041394 | 0.0041394 | 0.0041394 | 0.0041394 | 0.0041394 | 0.0041394 | 0.0041394 | 0.0041394 | 0.0041394 | 0.0041394 | 0.0041394 | 0.0041394 | 0.0041394 | 0.0041394 | 0.0041394 | 0.0041394 | 0.0041394 | 0.0041394 | 0.0041394 | 0.0041394 | 0.0041394 | 0.0041394 | 0.0041394 | 0.0041394 | 0.0041394 | 0.0041394 | 0.0041394
F3_Commercial_Other Health_New_Miscellaneous_Natural Gas_Pool Heater_E3 | F3 | Commercial | Other Health | New | Miscellaneous | Natural Gas | Pool Heater | E3 | System - kBTUs of Consumption | 0 | 0 | 0 | 0 | 0 | 0 | 0 | 0 | 0 | 0 | 0 | 0 | 0 | 0 | 0 | 0 | 0 | 0 | 0 | 0 | 0 | 0 | 0 | 0 | 0 | 0 | 0 | 0 | 0 | 0 | 0 | 0 | 0
F3_Commercial_Other Health_New_Miscellaneous_Natural Gas_Pool Heater_E4 | F3 | Commercial | Other Health | New | Miscellaneous | Natural Gas | Pool Heater | E4 | System - kBTUs of Consumption | 0 | 0 | 0 | 0 | 0 | 0 | 0 | 0 | 0 | 0 | 0 | 0 | 0 | 0 | 0 | 0 | 0 | 0 | 0 | 0 | 0 | 0 | 0 | 0 | 0 | 0 | 0 | 0 | 0 | 0 | 0 | 0 | 0
F3_Commercial_Other Health_New_Miscellaneous_Natural Gas_Pool Heater_E5 | F3 | Commercial | Other Health | New | Miscellaneous | Natural Gas | Pool Heater | E5 | System - kBTUs of Consumption | 0 | 0 | 0 | 0 | 0 | 0 | 0 | 0 | 0 | 0 | 0 | 0 | 0 | 0 | 0 | 0 | 0 | 0 | 0 | 0 | 0 | 0 | 0 | 0 | 0 | 0 | 0 | 0 | 0 | 0 | 0 | 0 | 0
F3_Commercial_Other Health_New_Miscellaneous_Natural Gas_Pool Heater_E6 | F3 | Commercial | Other Health | New | Miscellaneous | Natural Gas | Pool Heater | E6 | System - kBTUs of Consumption | 0 | 0 | 0 | 0 | 0 | 0 | 0 | 0 | 0 | 0 | 0 | 0 | 0 | 0 | 0 | 0 | 0 | 0 | 0 | 0 | 0 | 0 | 0 | 0 | 0 | 0 | 0 | 0 | 0 | 0 | 0 | 0 | 0
F3_Commercial_Other Health_New_Miscellaneous_Natural Gas_Pool Heater_E7 | F3 | Commercial | Other Health | New | Miscellaneous | Natural Gas | Pool Heater | E7 | System - kBTUs of Consumption | 0 | 0 | 0 | 0 | 0 | 0 | 0 | 0 | 0 | 0 | 0 | 0 | 0 | 0 | 0 | 0 | 0 | 0 | 0 | 0 | 0 | 0 | 0 | 0 | 0 | 0 | 0 | 0 | 0 | 0 | 0 | 0 | 0
F3_Commercial_Other Health_New_Miscellaneous_Natural Gas_Pool Heater_E8 | F3 | Commercial | Other Health | New | Miscellaneous | Natural Gas | Pool Heater | E8 | System - kBTUs of Consumption | 0 | 0 | 0 | 0 | 0 | 0 | 0 | 0 | 0 | 0 | 0 | 0 | 0 | 0 | 0 | 0 | 0 | 0 | 0 | 0 | 0 | 0 | 0 | 0 | 0 | 0 | 0 | 0 | 0 | 0 | 0 | 0 | 0
F3_Commercial_Other Health_New_Miscellaneous_Natural Gas_Pool Heater_E9 | F3 | Commercial | Other Health | New | Miscellaneous | Natural Gas | Pool Heater | E9 | System - kBTUs of Consumption | 0 | 0 | 0 | 0 | 0 | 0 | 0 | 0 | 0 | 0 | 0 | 0 | 0 | 0 | 0 | 0 | 0 | 0 | 0 | 0 | 0 | 0 | 0 | 0 | 0 | 0 | 0 | 0 | 0 | 0 | 0 | 0 | 0
F3_Commercial_Other Health_New_Miscellaneous_Natural Gas_Pool Heater_E10 | F3 | Commercial | Other Health | New | Miscellaneous | Natural Gas | Pool Heater | E10 | System - kBTUs of Consumption | 0 | 0 | 0 | 0 | 0 | 0 | 0 | 0 | 0 | 0 | 0 | 0 | 0 | 0 | 0 | 0 | 0 | 0 | 0 | 0 | 0 | 0 | 0 | 0 | 0 | 0 | 0 | 0 | 0 | 0 | 0 | 0 | 0
F4_Commercial_Other Health_New_Miscellaneous_Natural Gas_Pool Heater_E1 | F4 | Commercial | Other Health | New | Miscellaneous | Natural Gas | Pool Heater | E1 | Utility - Cost of Equipment | 0 | 0 | 0 | 0 | 0 | 0 | 0 | 0 | 0 | 0 | 0 | 0 | 0 | 0 | 0 | 0 | 0 | 0 | 0 | 0 | 0 | 0 | 0 | 0 | 0 | 0 | 0 | 0 | 0 | 0 | 0 | 0 | 0
F4_Commercial_Other Health_New_Miscellaneous_Natural Gas_Pool Heater_E2 | F4 | Commercial | Other Health | New | Miscellaneous | Natural Gas | Pool Heater | E2 | Utility - Cost of Equipment | 0 | 0 | 0 | 0 | 0 | 0 | 0 | 0 | 0 | 0 | 0 | 0 | 0 | 0 | 0 | 0 | 0 | 0 | 0 | 0 | 0 | 0 | 0 | 0 | 0 | 0 | 0 | 0 | 0 | 0 | 0 | 0 | 0
F4_Commercial_Other Health_New_Miscellaneous_Natural Gas_Pool Heater_E3 | F4 | Commercial | Other Health | New | Miscellaneous | Natural Gas | Pool Heater | E3 | Utility - Cost of Equipment | 0 | 0 | 0 | 0 | 0 | 0 | 0 | 0 | 0 | 0 | 0 | 0 | 0 | 0 | 0 | 0 | 0 | 0 | 0 | 0 | 0 | 0 | 0 | 0 | 0 | 0 | 0 | 0 | 0 | 0 | 0 | 0 | 0
F4_Commercial_Other Health_New_Miscellaneous_Natural Gas_Pool Heater_E4 | F4 | Commercial | Other Health | New | Miscellaneous | Natural Gas | Pool Heater | E4 | Utility - Cost of Equipment | 0 | 0 | 0 | 0 | 0 | 0 | 0 | 0 | 0 | 0 | 0 | 0 | 0 | 0 | 0 | 0 | 0 | 0 | 0 | 0 | 0 | 0 | 0 | 0 | 0 | 0 | 0 | 0 | 0 | 0 | 0 | 0 | 0
F4_Commercial_Other Health_New_Miscellaneous_Natural Gas_Pool Heater_E5 | F4 | Commercial | Other Health | New | Miscellaneous | Natural Gas | Pool Heater | E5 | Utility - Cost of Equipment | 0 | 0 | 0 | 0 | 0 | 0 | 0 | 0 | 0 | 0 | 0 | 0 | 0 | 0 | 0 | 0 | 0 | 0 | 0 | 0 | 0 | 0 | 0 | 0 | 0 | 0 | 0 | 0 | 0 | 0 | 0 | 0 | 0
F4_Commercial_Other Health_New_Miscellaneous_Natural Gas_Pool Heater_E6 | F4 | Commercial | Other Health | New | Miscellaneous | Natural Gas | Pool Heater | E6 | Utility - Cost of Equipment | 0 | 0 | 0 | 0 | 0 | 0 | 0 | 0 | 0 | 0 | 0 | 0 | 0 | 0 | 0 | 0 | 0 | 0 | 0 | 0 | 0 | 0 | 0 | 0 | 0 | 0 | 0 | 0 | 0 | 0 | 0 | 0 | 0
F4_Commercial_Other Health_New_Miscellaneous_Natural Gas_Pool Heater_E7 | F4 | Commercial | Other Health | New | Miscellaneous | Natural Gas | Pool Heater | E7 | Utility - Cost of Equipment | 0 | 0 | 0 | 0 | 0 | 0 | 0 | 0 | 0 | 0 | 0 | 0 | 0 | 0 | 0 | 0 | 0 | 0 | 0 | 0 | 0 | 0 | 0 | 0 | 0 | 0 | 0 | 0 | 0 | 0 | 0 | 0 | 0
F4_Commercial_Other Health_New_Miscellaneous_Natural Gas_Pool Heater_E8 | F4 | Commercial | Other Health | New | Miscellaneous | Natural Gas | Pool Heater | E8 | Utility - Cost of Equipment | 0 | 0 | 0 | 0 | 0 | 0 | 0 | 0 | 0 | 0 | 0 | 0 | 0 | 0 | 0 | 0 | 0 | 0 | 0 | 0 | 0 | 0 | 0 | 0 | 0 | 0 | 0 | 0 | 0 | 0 | 0 | 0 | 0
F4_Commercial_Other Health_New_Miscellaneous_Natural Gas_Pool Heater_E9 | F4 | Commercial | Other Health | New | Miscellaneous | Natural Gas | Pool Heater | E9 | Utility - Cost of Equipment | 0 | 0 | 0 | 0 | 0 | 0 | 0 | 0 | 0 | 0 | 0 | 0 | 0 | 0 | 0 | 0 | 0 | 0 | 0 | 0 | 0 | 0 | 0 | 0 | 0 | 0 | 0 | 0 | 0 | 0 | 0 | 0 | 0
F4_Commercial_Other Health_New_Miscellaneous_Natural Gas_Pool Heater_E10 | F4 | Commercial | Other Health | New | Miscellaneous | Natural Gas | Pool Heater | E10 | Utility - Cost of Equipment | 0 | 0 | 0 | 0 | 0 | 0 | 0 | 0 | 0 | 0 | 0 | 0 | 0 | 0 | 0 | 0 | 0 | 0 | 0 | 0 | 0 | 0 | 0 | 0 | 0 | 0 | 0 | 0 | 0 | 0 | 0 | 0 | 0
F5_Commercial_Other Health_New_Miscellaneous_Natural Gas_Pool Heater_E1 | F5 | Commercial | Other Health | New | Miscellaneous | Natural Gas | Pool Heater | E1 | Utility - Cost of Operation | 0.002528 | 0.002528 | 0.002528 | 0.002528 | 0.002528 | 0.002528 | 0.002528 | 0.002528 | 0.002528 | 0.002528 | 0.002528 | 0.002528 | 0.002528 | 0.002528 | 0.002528 | 0.002528 | 0.002528 | 0.002528 | 0.002528 | 0.002528 | 0.002528 | 0.002528 | 0.002528 | 0.002528 | 0.002528 | 0.002528 | 0.002528 | 0.002528 | 0.002528 | 0.002528 | 0.002528 | 0.002528 | 0.002528
F5_Commercial_Other Health_New_Miscellaneous_Natural Gas_Pool Heater_E2 | F5 | Commercial | Other Health | New | Miscellaneous | Natural Gas | Pool Heater | E2 | Utility - Cost of Operation | 0.0041394 | 0.0041394 | 0.0041394 | 0.0041394 | 0.0041394 | 0.0041394 | 0.0041394 | 0.0041394 | 0.0041394 | 0.0041394 | 0.0041394 | 0.0041394 | 0.0041394 | 0.0041394 | 0.0041394 | 0.0041394 | 0.0041394 | 0.0041394 | 0.0041394 | 0.0041394 | 0.0041394 | 0.0041394 | 0.0041394 | 0.0041394 | 0.0041394 | 0.0041394 | 0.0041394 | 0.0041394 | 0.0041394 | 0.0041394 | 0.0041394 | 0.0041394 | 0.0041394
F5_Commercial_Other Health_New_Miscellaneous_Natural Gas_Pool Heater_E3 | F5 | Commercial | Other Health | New | Miscellaneous | Natural Gas | Pool Heater | E3 | Utility - Cost of Operation | 0 | 0 | 0 | 0 | 0 | 0 | 0 | 0 | 0 | 0 | 0 | 0 | 0 | 0 | 0 | 0 | 0 | 0 | 0 | 0 | 0 | 0 | 0 | 0 | 0 | 0 | 0 | 0 | 0 | 0 | 0 | 0 | 0
F5_Commercial_Other Health_New_Miscellaneous_Natural Gas_Pool Heater_E4 | F5 | Commercial | Other Health | New | Miscellaneous | Natural Gas | Pool Heater | E4 | Utility - Cost of Operation | 0 | 0 | 0 | 0 | 0 | 0 | 0 | 0 | 0 | 0 | 0 | 0 | 0 | 0 | 0 | 0 | 0 | 0 | 0 | 0 | 0 | 0 | 0 | 0 | 0 | 0 | 0 | 0 | 0 | 0 | 0 | 0 | 0
F5_Commercial_Other Health_New_Miscellaneous_Natural Gas_Pool Heater_E5 | F5 | Commercial | Other Health | New | Miscellaneous | Natural Gas | Pool Heater | E5 | Utility - Cost of Operation | 0 | 0 | 0 | 0 | 0 | 0 | 0 | 0 | 0 | 0 | 0 | 0 | 0 | 0 | 0 | 0 | 0 | 0 | 0 | 0 | 0 | 0 | 0 | 0 | 0 | 0 | 0 | 0 | 0 | 0 | 0 | 0 | 0
F5_Commercial_Other Health_New_Miscellaneous_Natural Gas_Pool Heater_E6 | F5 | Commercial | Other Health | New | Miscellaneous | Natural Gas | Pool Heater | E6 | Utility - Cost of Operation | 0 | 0 | 0 | 0 | 0 | 0 | 0 | 0 | 0 | 0 | 0 | 0 | 0 | 0 | 0 | 0 | 0 | 0 | 0 | 0 | 0 | 0 | 0 | 0 | 0 | 0 | 0 | 0 | 0 | 0 | 0 | 0 | 0
F5_Commercial_Other Health_New_Miscellaneous_Natural Gas_Pool Heater_E7 | F5 | Commercial | Other Health | New | Miscellaneous | Natural Gas | Pool Heater | E7 | Utility - Cost of Operation | 0 | 0 | 0 | 0 | 0 | 0 | 0 | 0 | 0 | 0 | 0 | 0 | 0 | 0 | 0 | 0 | 0 | 0 | 0 | 0 | 0 | 0 | 0 | 0 | 0 | 0 | 0 | 0 | 0 | 0 | 0 | 0 | 0
F5_Commercial_Other Health_New_Miscellaneous_Natural Gas_Pool Heater_E8 | F5 | Commercial | Other Health | New | Miscellaneous | Natural Gas | Pool Heater | E8 | Utility - Cost of Operation | 0 | 0 | 0 | 0 | 0 | 0 | 0 | 0 | 0 | 0 | 0 | 0 | 0 | 0 | 0 | 0 | 0 | 0 | 0 | 0 | 0 | 0 | 0 | 0 | 0 | 0 | 0 | 0 | 0 | 0 | 0 | 0 | 0
F5_Commercial_Other Health_New_Miscellaneous_Natural Gas_Pool Heater_E9 | F5 | Commercial | Other Health | New | Miscellaneous | Natural Gas | Pool Heater | E9 | Utility - Cost of Operation | 0 | 0 | 0 | 0 | 0 | 0 | 0 | 0 | 0 | 0 | 0 | 0 | 0 | 0 | 0 | 0 | 0 | 0 | 0 | 0 | 0 | 0 | 0 | 0 | 0 | 0 | 0 | 0 | 0 | 0 | 0 | 0 | 0
F5_Commercial_Other Health_New_Miscellaneous_Natural Gas_Pool Heater_E10 | F5 | Commercial | Other Health | New | Miscellaneous | Natural Gas | Pool Heater | E10 | Utility - Cost of Operation | 0 | 0 | 0 | 0 | 0 | 0 | 0 | 0 | 0 | 0 | 0 | 0 | 0 | 0 | 0 | 0 | 0 | 0 | 0 | 0 | 0 | 0 | 0 | 0 | 0 | 0 | 0 | 0 | 0 | 0 | 0 | 0 | 0
F6_Commercial_Other Health_New_Miscellaneous_Natural Gas_Pool Heater_E1 | F6 | Commercial | Other Health | New | Miscellaneous | Natural Gas | Pool Heater | E1 | Utility - Value of Sales | 0.010508 | 0.010603 | 0.010756 | 0.010722 | 0.010722 | 0.010722 | 0.010722 | 0.010722 | 0.010722 | 0.010722 | 0.010722 | 0.010722 | 0.010722 | 0.010722 | 0.010722 | 0.010722 | 0.010722 | 0.010722 | 0.010722 | 0.010722 | 0.010722 | 0.010722 | 0.010722 | 0.010722 | 0.010722 | 0.010722 | 0.010722 | 0.010722 | 0.010722 | 0.010722 | 0.010722 | 0.010722 | 0.010722
F6_Commercial_Other Health_New_Miscellaneous_Natural Gas_Pool Heater_E2 | F6 | Commercial | Other Health | New | Miscellaneous | Natural Gas | Pool Heater | E2 | Utility - Value of Sales | 0.0089319 | 0.0090127 | 0.0091425 | 0.0091141 | 0.0091141 | 0.0091141 | 0.0091141 | 0.0091141 | 0.0091141 | 0.0091141 | 0.0091141 | 0.0091141 | 0.0091141 | 0.0091141 | 0.0091141 | 0.0091141 | 0.0091141 | 0.0091141 | 0.0091141 | 0.0091141 | 0.0091141 | 0.0091141 | 0.0091141 | 0.0091141 | 0.0091141 | 0.0091141 | 0.0091141 | 0.0091141 | 0.0091141 | 0.0091141 | 0.0091141 | 0.0091141 | 0.0091141
F6_Commercial_Other Health_New_Miscellaneous_Natural Gas_Pool Heater_E3 | F6 | Commercial | Other Health | New | Miscellaneous | Natural Gas | Pool Heater | E3 | Utility - Value of Sales | 0 | 0 | 0 | 0 | 0 | 0 | 0 | 0 | 0 | 0 | 0 | 0 | 0 | 0 | 0 | 0 | 0 | 0 | 0 | 0 | 0 | 0 | 0 | 0 | 0 | 0 | 0 | 0 | 0 | 0 | 0 | 0 | 0
F6_Commercial_Other Health_New_Miscellaneous_Natural Gas_Pool Heater_E4 | F6 | Commercial | Other Health | New | Miscellaneous | Natural Gas | Pool Heater | E4 | Utility - Value of Sales | 0 | 0 | 0 | 0 | 0 | 0 | 0 | 0 | 0 | 0 | 0 | 0 | 0 | 0 | 0 | 0 | 0 | 0 | 0 | 0 | 0 | 0 | 0 | 0 | 0 | 0 | 0 | 0 | 0 | 0 | 0 | 0 | 0
F6_Commercial_Other Health_New_Miscellaneous_Natural Gas_Pool Heater_E5 | F6 | Commercial | Other Health | New | Miscellaneous | Natural Gas | Pool Heater | E5 | Utility - Value of Sales | 0 | 0 | 0 | 0 | 0 | 0 | 0 | 0 | 0 | 0 | 0 | 0 | 0 | 0 | 0 | 0 | 0 | 0 | 0 | 0 | 0 | 0 | 0 | 0 | 0 | 0 | 0 | 0 | 0 | 0 | 0 | 0 | 0
F6_Commercial_Other Health_New_Miscellaneous_Natural Gas_Pool Heater_E6 | F6 | Commercial | Other Health | New | Miscellaneous | Natural Gas | Pool Heater | E6 | Utility - Value of Sales | 0 | 0 | 0 | 0 | 0 | 0 | 0 | 0 | 0 | 0 | 0 | 0 | 0 | 0 | 0 | 0 | 0 | 0 | 0 | 0 | 0 | 0 | 0 | 0 | 0 | 0 | 0 | 0 | 0 | 0 | 0 | 0 | 0
F6_Commercial_Other Health_New_Miscellaneous_Natural Gas_Pool Heater_E7 | F6 | Commercial | Other Health | New | Miscellaneous | Natural Gas | Pool Heater | E7 | Utility - Value of Sales | 0 | 0 | 0 | 0 | 0 | 0 | 0 | 0 | 0 | 0 | 0 | 0 | 0 | 0 | 0 | 0 | 0 | 0 | 0 | 0 | 0 | 0 | 0 | 0 | 0 | 0 | 0 | 0 | 0 | 0 | 0 | 0 | 0
F6_Commercial_Other Health_New_Miscellaneous_Natural Gas_Pool Heater_E8 | F6 | Commercial | Other Health | New | Miscellaneous | Natural Gas | Pool Heater | E8 | Utility - Value of Sales | 0 | 0 | 0 | 0 | 0 | 0 | 0 | 0 | 0 | 0 | 0 | 0 | 0 | 0 | 0 | 0 | 0 | 0 | 0 | 0 | 0 | 0 | 0 | 0 | 0 | 0 | 0 | 0 | 0 | 0 | 0 | 0 | 0
F6_Commercial_Other Health_New_Miscellaneous_Natural Gas_Pool Heater_E9 | F6 | Commercial | Other Health | New | Miscellaneous | Natural Gas | Pool Heater | E9 | Utility - Value of Sales | 0 | 0 | 0 | 0 | 0 | 0 | 0 | 0 | 0 | 0 | 0 | 0 | 0 | 0 | 0 | 0 | 0 | 0 | 0 | 0 | 0 | 0 | 0 | 0 | 0 | 0 | 0 | 0 | 0 | 0 | 0 | 0 | 0
F6_Commercial_Other Health_New_Miscellaneous_Natural Gas_Pool Heater_E10 | F6 | Commercial | Other Health | New | Miscellaneous | Natural Gas | Pool Heater | E10 | Utility - Value of Sales | 0 | 0 | 0 | 0 | 0 | 0 | 0 | 0 | 0 | 0 | 0 | 0 | 0 | 0 | 0 | 0 | 0 | 0 | 0 | 0 | 0 | 0 | 0 | 0 | 0 | 0 | 0 | 0 | 0 | 0 | 0 | 0 | 0
F1_Commercial_Other Health_New_Miscellaneous_Natural Gas_Miscellaneous_E1 | F1 | Commercial | Other Health | New | Miscellaneous | Natural Gas | Miscellaneous | E1 | RVT - Cost of Equipment | 0 | 0 | 0 | 0 | 0 | 0 | 0 | 0 | 0 | 0 | 0 | 0 | 0 | 0 | 0 | 0 | 0 | 0 | 0 | 0 | 0 | 0 | 0 | 0 | 0 | 0 | 0 | 0 | 0 | 0 | 0 | 0 | 0
F1_Commercial_Other Health_New_Miscellaneous_Natural Gas_Miscellaneous_E2 | F1 | Commercial | Other Health | New | Miscellaneous | Natural Gas | Miscellaneous | E2 | RVT - Cost of Equipment | 0 | 0 | 0 | 0 | 0 | 0 | 0 | 0 | 0 | 0 | 0 | 0 | 0 | 0 | 0 | 0 | 0 | 0 | 0 | 0 | 0 | 0 | 0 | 0 | 0 | 0 | 0 | 0 | 0 | 0 | 0 | 0 | 0
F1_Commercial_Other Health_New_Miscellaneous_Natural Gas_Miscellaneous_E3 | F1 | Commercial | Other Health | New | Miscellaneous | Natural Gas | Miscellaneous | E3 | RVT - Cost of Equipment | 0 | 0 | 0 | 0 | 0 | 0 | 0 | 0 | 0 | 0 | 0 | 0 | 0 | 0 | 0 | 0 | 0 | 0 | 0 | 0 | 0 | 0 | 0 | 0 | 0 | 0 | 0 | 0 | 0 | 0 | 0 | 0 | 0
F1_Commercial_Other Health_New_Miscellaneous_Natural Gas_Miscellaneous_E4 | F1 | Commercial | Other Health | New | Miscellaneous | Natural Gas | Miscellaneous | E4 | RVT - Cost of Equipment | 0 | 0 | 0 | 0 | 0 | 0 | 0 | 0 | 0 | 0 | 0 | 0 | 0 | 0 | 0 | 0 | 0 | 0 | 0 | 0 | 0 | 0 | 0 | 0 | 0 | 0 | 0 | 0 | 0 | 0 | 0 | 0 | 0
F1_Commercial_Other Health_New_Miscellaneous_Natural Gas_Miscellaneous_E5 | F1 | Commercial | Other Health | New | Miscellaneous | Natural Gas | Miscellaneous | E5 | RVT - Cost of Equipment | 0 | 0 | 0 | 0 | 0 | 0 | 0 | 0 | 0 | 0 | 0 | 0 | 0 | 0 | 0 | 0 | 0 | 0 | 0 | 0 | 0 | 0 | 0 | 0 | 0 | 0 | 0 | 0 | 0 | 0 | 0 | 0 | 0
F1_Commercial_Other Health_New_Miscellaneous_Natural Gas_Miscellaneous_E6 | F1 | Commercial | Other Health | New | Miscellaneous | Natural Gas | Miscellaneous | E6 | RVT - Cost of Equipment | 0 | 0 | 0 | 0 | 0 | 0 | 0 | 0 | 0 | 0 | 0 | 0 | 0 | 0 | 0 | 0 | 0 | 0 | 0 | 0 | 0 | 0 | 0 | 0 | 0 | 0 | 0 | 0 | 0 | 0 | 0 | 0 | 0
F1_Commercial_Other Health_New_Miscellaneous_Natural Gas_Miscellaneous_E7 | F1 | Commercial | Other Health | New | Miscellaneous | Natural Gas | Miscellaneous | E7 | RVT - Cost of Equipment | 0 | 0 | 0 | 0 | 0 | 0 | 0 | 0 | 0 | 0 | 0 | 0 | 0 | 0 | 0 | 0 | 0 | 0 | 0 | 0 | 0 | 0 | 0 | 0 | 0 | 0 | 0 | 0 | 0 | 0 | 0 | 0 | 0
F1_Commercial_Other Health_New_Miscellaneous_Natural Gas_Miscellaneous_E8 | F1 | Commercial | Other Health | New | Miscellaneous | Natural Gas | Miscellaneous | E8 | RVT - Cost of Equipment | 0 | 0 | 0 | 0 | 0 | 0 | 0 | 0 | 0 | 0 | 0 | 0 | 0 | 0 | 0 | 0 | 0 | 0 | 0 | 0 | 0 | 0 | 0 | 0 | 0 | 0 | 0 | 0 | 0 | 0 | 0 | 0 | 0
F1_Commercial_Other Health_New_Miscellaneous_Natural Gas_Miscellaneous_E9 | F1 | Commercial | Other Health | New | Miscellaneous | Natural Gas | Miscellaneous | E9 | RVT - Cost of Equipment | 0 | 0 | 0 | 0 | 0 | 0 | 0 | 0 | 0 | 0 | 0 | 0 | 0 | 0 | 0 | 0 | 0 | 0 | 0 | 0 | 0 | 0 | 0 | 0 | 0 | 0 | 0 | 0 | 0 | 0 | 0 | 0 | 0
F1_Commercial_Other Health_New_Miscellaneous_Natural Gas_Miscellaneous_E10 | F1 | Commercial | Other Health | New | Miscellaneous | Natural Gas | Miscellaneous | E10 | RVT - Cost of Equipment | 0 | 0 | 0 | 0 | 0 | 0 | 0 | 0 | 0 | 0 | 0 | 0 | 0 | 0 | 0 | 0 | 0 | 0 | 0 | 0 | 0 | 0 | 0 | 0 | 0 | 0 | 0 | 0 | 0 | 0 | 0 | 0 | 0
F2_Commercial_Other Health_New_Miscellaneous_Natural Gas_Miscellaneous_E1 | F2 | Commercial | Other Health | New | Miscellaneous | Natural Gas | Miscellaneous | E1 | RVT - Cost of Operation | 0 | 0 | 0 | 0 | 0 | 0 | 0 | 0 | 0 | 0 | 0 | 0 | 0 | 0 | 0 | 0 | 0 | 0 | 0 | 0 | 0 | 0 | 0 | 0 | 0 | 0 | 0 | 0 | 0 | 0 | 0 | 0 | 0
F2_Commercial_Other Health_New_Miscellaneous_Natural Gas_Miscellaneous_E2 | F2 | Commercial | Other Health | New | Miscellaneous | Natural Gas | Miscellaneous | E2 | RVT - Cost of Operation | 0 | 0 | 0 | 0 | 0 | 0 | 0 | 0 | 0 | 0 | 0 | 0 | 0 | 0 | 0 | 0 | 0 | 0 | 0 | 0 | 0 | 0 | 0 | 0 | 0 | 0 | 0 | 0 | 0 | 0 | 0 | 0 | 0
F2_Commercial_Other Health_New_Miscellaneous_Natural Gas_Miscellaneous_E3 | F2 | Commercial | Other Health | New | Miscellaneous | Natural Gas | Miscellaneous | E3 | RVT - Cost of Operation | 0 | 0 | 0 | 0 | 0 | 0 | 0 | 0 | 0 | 0 | 0 | 0 | 0 | 0 | 0 | 0 | 0 | 0 | 0 | 0 | 0 | 0 | 0 | 0 | 0 | 0 | 0 | 0 | 0 | 0 | 0 | 0 | 0
F2_Commercial_Other Health_New_Miscellaneous_Natural Gas_Miscellaneous_E4 | F2 | Commercial | Other Health | New | Miscellaneous | Natural Gas | Miscellaneous | E4 | RVT - Cost of Operation | 0 | 0 | 0 | 0 | 0 | 0 | 0 | 0 | 0 | 0 | 0 | 0 | 0 | 0 | 0 | 0 | 0 | 0 | 0 | 0 | 0 | 0 | 0 | 0 | 0 | 0 | 0 | 0 | 0 | 0 | 0 | 0 | 0
F2_Commercial_Other Health_New_Miscellaneous_Natural Gas_Miscellaneous_E5 | F2 | Commercial | Other Health | New | Miscellaneous | Natural Gas | Miscellaneous | E5 | RVT - Cost of Operation | 0 | 0 | 0 | 0 | 0 | 0 | 0 | 0 | 0 | 0 | 0 | 0 | 0 | 0 | 0 | 0 | 0 | 0 | 0 | 0 | 0 | 0 | 0 | 0 | 0 | 0 | 0 | 0 | 0 | 0 | 0 | 0 | 0
F2_Commercial_Other Health_New_Miscellaneous_Natural Gas_Miscellaneous_E6 | F2 | Commercial | Other Health | New | Miscellaneous | Natural Gas | Miscellaneous | E6 | RVT - Cost of Operation | 0 | 0 | 0 | 0 | 0 | 0 | 0 | 0 | 0 | 0 | 0 | 0 | 0 | 0 | 0 | 0 | 0 | 0 | 0 | 0 | 0 | 0 | 0 | 0 | 0 | 0 | 0 | 0 | 0 | 0 | 0 | 0 | 0
F2_Commercial_Other Health_New_Miscellaneous_Natural Gas_Miscellaneous_E7 | F2 | Commercial | Other Health | New | Miscellaneous | Natural Gas | Miscellaneous | E7 | RVT - Cost of Operation | 0 | 0 | 0 | 0 | 0 | 0 | 0 | 0 | 0 | 0 | 0 | 0 | 0 | 0 | 0 | 0 | 0 | 0 | 0 | 0 | 0 | 0 | 0 | 0 | 0 | 0 | 0 | 0 | 0 | 0 | 0 | 0 | 0
F2_Commercial_Other Health_New_Miscellaneous_Natural Gas_Miscellaneous_E8 | F2 | Commercial | Other Health | New | Miscellaneous | Natural Gas | Miscellaneous | E8 | RVT - Cost of Operation | 0 | 0 | 0 | 0 | 0 | 0 | 0 | 0 | 0 | 0 | 0 | 0 | 0 | 0 | 0 | 0 | 0 | 0 | 0 | 0 | 0 | 0 | 0 | 0 | 0 | 0 | 0 | 0 | 0 | 0 | 0 | 0 | 0
F2_Commercial_Other Health_New_Miscellaneous_Natural Gas_Miscellaneous_E9 | F2 | Commercial | Other Health | New | Miscellaneous | Natural Gas | Miscellaneous | E9 | RVT - Cost of Operation | 0 | 0 | 0 | 0 | 0 | 0 | 0 | 0 | 0 | 0 | 0 | 0 | 0 | 0 | 0 | 0 | 0 | 0 | 0 | 0 | 0 | 0 | 0 | 0 | 0 | 0 | 0 | 0 | 0 | 0 | 0 | 0 | 0
F2_Commercial_Other Health_New_Miscellaneous_Natural Gas_Miscellaneous_E10 | F2 | Commercial | Other Health | New | Miscellaneous | Natural Gas | Miscellaneous | E10 | RVT - Cost of Operation | 0 | 0 | 0 | 0 | 0 | 0 | 0 | 0 | 0 | 0 | 0 | 0 | 0 | 0 | 0 | 0 | 0 | 0 | 0 | 0 | 0 | 0 | 0 | 0 | 0 | 0 | 0 | 0 | 0 | 0 | 0 | 0 | 0
F3_Commercial_Other Health_New_Miscellaneous_Natural Gas_Miscellaneous_E1 | F3 | Commercial | Other Health | New | Miscellaneous | Natural Gas | Miscellaneous | E1 | System - kBTUs of Consumption | 0.23718 | 0.23718 | 0.23718 | 0.23718 | 0.23718 | 0.23718 | 0.23718 | 0.23718 | 0.23718 | 0.23718 | 0.23718 | 0.23718 | 0.23718 | 0.23718 | 0.23718 | 0.23718 | 0.23718 | 0.23718 | 0.23718 | 0.23718 | 0.23718 | 0.23718 | 0.23718 | 0.23718 | 0.23718 | 0.23718 | 0.23718 | 0.23718 | 0.23718 | 0.23718 | 0.23718 | 0.23718 | 0.23718
F3_Commercial_Other Health_New_Miscellaneous_Natural Gas_Miscellaneous_E2 | F3 | Commercial | Other Health | New | Miscellaneous | Natural Gas | Miscellaneous | E2 | System - kBTUs of Consumption | 0 | 0 | 0 | 0 | 0 | 0 | 0 | 0 | 0 | 0 | 0 | 0 | 0 | 0 | 0 | 0 | 0 | 0 | 0 | 0 | 0 | 0 | 0 | 0 | 0 | 0 | 0 | 0 | 0 | 0 | 0 | 0 | 0
F3_Commercial_Other Health_New_Miscellaneous_Natural Gas_Miscellaneous_E3 | F3 | Commercial | Other Health | New | Miscellaneous | Natural Gas | Miscellaneous | E3 | System - kBTUs of Consumption | 0 | 0 | 0 | 0 | 0 | 0 | 0 | 0 | 0 | 0 | 0 | 0 | 0 | 0 | 0 | 0 | 0 | 0 | 0 | 0 | 0 | 0 | 0 | 0 | 0 | 0 | 0 | 0 | 0 | 0 | 0 | 0 | 0
F3_Commercial_Other Health_New_Miscellaneous_Natural Gas_Miscellaneous_E4 | F3 | Commercial | Other Health | New | Miscellaneous | Natural Gas | Miscellaneous | E4 | System - kBTUs of Consumption | 0 | 0 | 0 | 0 | 0 | 0 | 0 | 0 | 0 | 0 | 0 | 0 | 0 | 0 | 0 | 0 | 0 | 0 | 0 | 0 | 0 | 0 | 0 | 0 | 0 | 0 | 0 | 0 | 0 | 0 | 0 | 0 | 0
F3_Commercial_Other Health_New_Miscellaneous_Natural Gas_Miscellaneous_E5 | F3 | Commercial | Other Health | New | Miscellaneous | Natural Gas | Miscellaneous | E5 | System - kBTUs of Consumption | 0 | 0 | 0 | 0 | 0 | 0 | 0 | 0 | 0 | 0 | 0 | 0 | 0 | 0 | 0 | 0 | 0 | 0 | 0 | 0 | 0 | 0 | 0 | 0 | 0 | 0 | 0 | 0 | 0 | 0 | 0 | 0 | 0
F3_Commercial_Other Health_New_Miscellaneous_Natural Gas_Miscellaneous_E6 | F3 | Commercial | Other Health | New | Miscellaneous | Natural Gas | Miscellaneous | E6 | System - kBTUs of Consumption | 0 | 0 | 0 | 0 | 0 | 0 | 0 | 0 | 0 | 0 | 0 | 0 | 0 | 0 | 0 | 0 | 0 | 0 | 0 | 0 | 0 | 0 | 0 | 0 | 0 | 0 | 0 | 0 | 0 | 0 | 0 | 0 | 0
F3_Commercial_Other Health_New_Miscellaneous_Natural Gas_Miscellaneous_E7 | F3 | Commercial | Other Health | New | Miscellaneous | Natural Gas | Miscellaneous | E7 | System - kBTUs of Consumption | 0 | 0 | 0 | 0 | 0 | 0 | 0 | 0 | 0 | 0 | 0 | 0 | 0 | 0 | 0 | 0 | 0 | 0 | 0 | 0 | 0 | 0 | 0 | 0 | 0 | 0 | 0 | 0 | 0 | 0 | 0 | 0 | 0
F3_Commercial_Other Health_New_Miscellaneous_Natural Gas_Miscellaneous_E8 | F3 | Commercial | Other Health | New | Miscellaneous | Natural Gas | Miscellaneous | E8 | System - kBTUs of Consumption | 0 | 0 | 0 | 0 | 0 | 0 | 0 | 0 | 0 | 0 | 0 | 0 | 0 | 0 | 0 | 0 | 0 | 0 | 0 | 0 | 0 | 0 | 0 | 0 | 0 | 0 | 0 | 0 | 0 | 0 | 0 | 0 | 0
F3_Commercial_Other Health_New_Miscellaneous_Natural Gas_Miscellaneous_E9 | F3 | Commercial | Other Health | New | Miscellaneous | Natural Gas | Miscellaneous | E9 | System - kBTUs of Consumption | 0 | 0 | 0 | 0 | 0 | 0 | 0 | 0 | 0 | 0 | 0 | 0 | 0 | 0 | 0 | 0 | 0 | 0 | 0 | 0 | 0 | 0 | 0 | 0 | 0 | 0 | 0 | 0 | 0 | 0 | 0 | 0 | 0
F3_Commercial_Other Health_New_Miscellaneous_Natural Gas_Miscellaneous_E10 | F3 | Commercial | Other Health | New | Miscellaneous | Natural Gas | Miscellaneous | E10 | System - kBTUs of Consumption | 0 | 0 | 0 | 0 | 0 | 0 | 0 | 0 | 0 | 0 | 0 | 0 | 0 | 0 | 0 | 0 | 0 | 0 | 0 | 0 | 0 | 0 | 0 | 0 | 0 | 0 | 0 | 0 | 0 | 0 | 0 | 0 | 0
F4_Commercial_Other Health_New_Miscellaneous_Natural Gas_Miscellaneous_E1 | F4 | Commercial | Other Health | New | Miscellaneous | Natural Gas | Miscellaneous | E1 | Utility - Cost of Equipment | 0 | 0 | 0 | 0 | 0 | 0 | 0 | 0 | 0 | 0 | 0 | 0 | 0 | 0 | 0 | 0 | 0 | 0 | 0 | 0 | 0 | 0 | 0 | 0 | 0 | 0 | 0 | 0 | 0 | 0 | 0 | 0 | 0
F4_Commercial_Other Health_New_Miscellaneous_Natural Gas_Miscellaneous_E2 | F4 | Commercial | Other Health | New | Miscellaneous | Natural Gas | Miscellaneous | E2 | Utility - Cost of Equipment | 0 | 0 | 0 | 0 | 0 | 0 | 0 | 0 | 0 | 0 | 0 | 0 | 0 | 0 | 0 | 0 | 0 | 0 | 0 | 0 | 0 | 0 | 0 | 0 | 0 | 0 | 0 | 0 | 0 | 0 | 0 | 0 | 0
F4_Commercial_Other Health_New_Miscellaneous_Natural Gas_Miscellaneous_E3 | F4 | Commercial | Other Health | New | Miscellaneous | Natural Gas | Miscellaneous | E3 | Utility - Cost of Equipment | 0 | 0 | 0 | 0 | 0 | 0 | 0 | 0 | 0 | 0 | 0 | 0 | 0 | 0 | 0 | 0 | 0 | 0 | 0 | 0 | 0 | 0 | 0 | 0 | 0 | 0 | 0 | 0 | 0 | 0 | 0 | 0 | 0
F4_Commercial_Other Health_New_Miscellaneous_Natural Gas_Miscellaneous_E4 | F4 | Commercial | Other Health | New | Miscellaneous | Natural Gas | Miscellaneous | E4 | Utility - Cost of Equipment | 0 | 0 | 0 | 0 | 0 | 0 | 0 | 0 | 0 | 0 | 0 | 0 | 0 | 0 | 0 | 0 | 0 | 0 | 0 | 0 | 0 | 0 | 0 | 0 | 0 | 0 | 0 | 0 | 0 | 0 | 0 | 0 | 0
F4_Commercial_Other Health_New_Miscellaneous_Natural Gas_Miscellaneous_E5 | F4 | Commercial | Other Health | New | Miscellaneous | Natural Gas | Miscellaneous | E5 | Utility - Cost of Equipment | 0 | 0 | 0 | 0 | 0 | 0 | 0 | 0 | 0 | 0 | 0 | 0 | 0 | 0 | 0 | 0 | 0 | 0 | 0 | 0 | 0 | 0 | 0 | 0 | 0 | 0 | 0 | 0 | 0 | 0 | 0 | 0 | 0
F4_Commercial_Other Health_New_Miscellaneous_Natural Gas_Miscellaneous_E6 | F4 | Commercial | Other Health | New | Miscellaneous | Natural Gas | Miscellaneous | E6 | Utility - Cost of Equipment | 0 | 0 | 0 | 0 | 0 | 0 | 0 | 0 | 0 | 0 | 0 | 0 | 0 | 0 | 0 | 0 | 0 | 0 | 0 | 0 | 0 | 0 | 0 | 0 | 0 | 0 | 0 | 0 | 0 | 0 | 0 | 0 | 0
F4_Commercial_Other Health_New_Miscellaneous_Natural Gas_Miscellaneous_E7 | F4 | Commercial | Other Health | New | Miscellaneous | Natural Gas | Miscellaneous | E7 | Utility - Cost of Equipment | 0 | 0 | 0 | 0 | 0 | 0 | 0 | 0 | 0 | 0 | 0 | 0 | 0 | 0 | 0 | 0 | 0 | 0 | 0 | 0 | 0 | 0 | 0 | 0 | 0 | 0 | 0 | 0 | 0 | 0 | 0 | 0 | 0
F4_Commercial_Other Health_New_Miscellaneous_Natural Gas_Miscellaneous_E8 | F4 | Commercial | Other Health | New | Miscellaneous | Natural Gas | Miscellaneous | E8 | Utility - Cost of Equipment | 0 | 0 | 0 | 0 | 0 | 0 | 0 | 0 | 0 | 0 | 0 | 0 | 0 | 0 | 0 | 0 | 0 | 0 | 0 | 0 | 0 | 0 | 0 | 0 | 0 | 0 | 0 | 0 | 0 | 0 | 0 | 0 | 0
F4_Commercial_Other Health_New_Miscellaneous_Natural Gas_Miscellaneous_E9 | F4 | Commercial | Other Health | New | Miscellaneous | Natural Gas | Miscellaneous | E9 | Utility - Cost of Equipment | 0 | 0 | 0 | 0 | 0 | 0 | 0 | 0 | 0 | 0 | 0 | 0 | 0 | 0 | 0 | 0 | 0 | 0 | 0 | 0 | 0 | 0 | 0 | 0 | 0 | 0 | 0 | 0 | 0 | 0 | 0 | 0 | 0
F4_Commercial_Other Health_New_Miscellaneous_Natural Gas_Miscellaneous_E10 | F4 | Commercial | Other Health | New | Miscellaneous | Natural Gas | Miscellaneous | E10 | Utility - Cost of Equipment | 0 | 0 | 0 | 0 | 0 | 0 | 0 | 0 | 0 | 0 | 0 | 0 | 0 | 0 | 0 | 0 | 0 | 0 | 0 | 0 | 0 | 0 | 0 | 0 | 0 | 0 | 0 | 0 | 0 | 0 | 0 | 0 | 0
F5_Commercial_Other Health_New_Miscellaneous_Natural Gas_Miscellaneous_E1 | F5 | Commercial | Other Health | New | Miscellaneous | Natural Gas | Miscellaneous | E1 | Utility - Cost of Operation | 0.23718 | 0.23718 | 0.23718 | 0.23718 | 0.23718 | 0.23718 | 0.23718 | 0.23718 | 0.23718 | 0.23718 | 0.23718 | 0.23718 | 0.23718 | 0.23718 | 0.23718 | 0.23718 | 0.23718 | 0.23718 | 0.23718 | 0.23718 | 0.23718 | 0.23718 | 0.23718 | 0.23718 | 0.23718 | 0.23718 | 0.23718 | 0.23718 | 0.23718 | 0.23718 | 0.23718 | 0.23718 | 0.23718
F5_Commercial_Other Health_New_Miscellaneous_Natural Gas_Miscellaneous_E2 | F5 | Commercial | Other Health | New | Miscellaneous | Natural Gas | Miscellaneous | E2 | Utility - Cost of Operation | 0 | 0 | 0 | 0 | 0 | 0 | 0 | 0 | 0 | 0 | 0 | 0 | 0 | 0 | 0 | 0 | 0 | 0 | 0 | 0 | 0 | 0 | 0 | 0 | 0 | 0 | 0 | 0 | 0 | 0 | 0 | 0 | 0
F5_Commercial_Other Health_New_Miscellaneous_Natural Gas_Miscellaneous_E3 | F5 | Commercial | Other Health | New | Miscellaneous | Natural Gas | Miscellaneous | E3 | Utility - Cost of Operation | 0 | 0 | 0 | 0 | 0 | 0 | 0 | 0 | 0 | 0 | 0 | 0 | 0 | 0 | 0 | 0 | 0 | 0 | 0 | 0 | 0 | 0 | 0 | 0 | 0 | 0 | 0 | 0 | 0 | 0 | 0 | 0 | 0
F5_Commercial_Other Health_New_Miscellaneous_Natural Gas_Miscellaneous_E4 | F5 | Commercial | Other Health | New | Miscellaneous | Natural Gas | Miscellaneous | E4 | Utility - Cost of Operation | 0 | 0 | 0 | 0 | 0 | 0 | 0 | 0 | 0 | 0 | 0 | 0 | 0 | 0 | 0 | 0 | 0 | 0 | 0 | 0 | 0 | 0 | 0 | 0 | 0 | 0 | 0 | 0 | 0 | 0 | 0 | 0 | 0
F5_Commercial_Other Health_New_Miscellaneous_Natural Gas_Miscellaneous_E5 | F5 | Commercial | Other Health | New | Miscellaneous | Natural Gas | Miscellaneous | E5 | Utility - Cost of Operation | 0 | 0 | 0 | 0 | 0 | 0 | 0 | 0 | 0 | 0 | 0 | 0 | 0 | 0 | 0 | 0 | 0 | 0 | 0 | 0 | 0 | 0 | 0 | 0 | 0 | 0 | 0 | 0 | 0 | 0 | 0 | 0 | 0
F5_Commercial_Other Health_New_Miscellaneous_Natural Gas_Miscellaneous_E6 | F5 | Commercial | Other Health | New | Miscellaneous | Natural Gas | Miscellaneous | E6 | Utility - Cost of Operation | 0 | 0 | 0 | 0 | 0 | 0 | 0 | 0 | 0 | 0 | 0 | 0 | 0 | 0 | 0 | 0 | 0 | 0 | 0 | 0 | 0 | 0 | 0 | 0 | 0 | 0 | 0 | 0 | 0 | 0 | 0 | 0 | 0
F5_Commercial_Other Health_New_Miscellaneous_Natural Gas_Miscellaneous_E7 | F5 | Commercial | Other Health | New | Miscellaneous | Natural Gas | Miscellaneous | E7 | Utility - Cost of Operation | 0 | 0 | 0 | 0 | 0 | 0 | 0 | 0 | 0 | 0 | 0 | 0 | 0 | 0 | 0 | 0 | 0 | 0 | 0 | 0 | 0 | 0 | 0 | 0 | 0 | 0 | 0 | 0 | 0 | 0 | 0 | 0 | 0
F5_Commercial_Other Health_New_Miscellaneous_Natural Gas_Miscellaneous_E8 | F5 | Commercial | Other Health | New | Miscellaneous | Natural Gas | Miscellaneous | E8 | Utility - Cost of Operation | 0 | 0 | 0 | 0 | 0 | 0 | 0 | 0 | 0 | 0 | 0 | 0 | 0 | 0 | 0 | 0 | 0 | 0 | 0 | 0 | 0 | 0 | 0 | 0 | 0 | 0 | 0 | 0 | 0 | 0 | 0 | 0 | 0
F5_Commercial_Other Health_New_Miscellaneous_Natural Gas_Miscellaneous_E9 | F5 | Commercial | Other Health | New | Miscellaneous | Natural Gas | Miscellaneous | E9 | Utility - Cost of Operation | 0 | 0 | 0 | 0 | 0 | 0 | 0 | 0 | 0 | 0 | 0 | 0 | 0 | 0 | 0 | 0 | 0 | 0 | 0 | 0 | 0 | 0 | 0 | 0 | 0 | 0 | 0 | 0 | 0 | 0 | 0 | 0 | 0
F5_Commercial_Other Health_New_Miscellaneous_Natural Gas_Miscellaneous_E10 | F5 | Commercial | Other Health | New | Miscellaneous | Natural Gas | Miscellaneous | E10 | Utility - Cost of Operation | 0 | 0 | 0 | 0 | 0 | 0 | 0 | 0 | 0 | 0 | 0 | 0 | 0 | 0 | 0 | 0 | 0 | 0 | 0 | 0 | 0 | 0 | 0 | 0 | 0 | 0 | 0 | 0 | 0 | 0 | 0 | 0 | 0
F6_Commercial_Other Health_New_Miscellaneous_Natural Gas_Miscellaneous_E1 | F6 | Commercial | Other Health | New | Miscellaneous | Natural Gas | Miscellaneous | E1 | Utility - Value of Sales | 0.0081382 | 0.0082313 | 0.008374 | 0.0083427 | 0.0083427 | 0.0083427 | 0.0083427 | 0.0083427 | 0.0083427 | 0.0083427 | 0.0083427 | 0.0083427 | 0.0083427 | 0.0083427 | 0.0083427 | 0.0083427 | 0.0083427 | 0.0083427 | 0.0083427 | 0.0083427 | 0.0083427 | 0.0083427 | 0.0083427 | 0.0083427 | 0.0083427 | 0.0083427 | 0.0083427 | 0.0083427 | 0.0083427 | 0.0083427 | 0.0083427 | 0.0083427 | 0.0083427
F6_Commercial_Other Health_New_Miscellaneous_Natural Gas_Miscellaneous_E2 | F6 | Commercial | Other Health | New | Miscellaneous | Natural Gas | Miscellaneous | E2 | Utility - Value of Sales | 0 | 0 | 0 | 0 | 0 | 0 | 0 | 0 | 0 | 0 | 0 | 0 | 0 | 0 | 0 | 0 | 0 | 0 | 0 | 0 | 0 | 0 | 0 | 0 | 0 | 0 | 0 | 0 | 0 | 0 | 0 | 0 | 0
F6_Commercial_Other Health_New_Miscellaneous_Natural Gas_Miscellaneous_E3 | F6 | Commercial | Other Health | New | Miscellaneous | Natural Gas | Miscellaneous | E3 | Utility - Value of Sales | 0 | 0 | 0 | 0 | 0 | 0 | 0 | 0 | 0 | 0 | 0 | 0 | 0 | 0 | 0 | 0 | 0 | 0 | 0 | 0 | 0 | 0 | 0 | 0 | 0 | 0 | 0 | 0 | 0 | 0 | 0 | 0 | 0
F6_Commercial_Other Health_New_Miscellaneous_Natural Gas_Miscellaneous_E4 | F6 | Commercial | Other Health | New | Miscellaneous | Natural Gas | Miscellaneous | E4 | Utility - Value of Sales | 0 | 0 | 0 | 0 | 0 | 0 | 0 | 0 | 0 | 0 | 0 | 0 | 0 | 0 | 0 | 0 | 0 | 0 | 0 | 0 | 0 | 0 | 0 | 0 | 0 | 0 | 0 | 0 | 0 | 0 | 0 | 0 | 0
F6_Commercial_Other Health_New_Miscellaneous_Natural Gas_Miscellaneous_E5 | F6 | Commercial | Other Health | New | Miscellaneous | Natural Gas | Miscellaneous | E5 | Utility - Value of Sales | 0 | 0 | 0 | 0 | 0 | 0 | 0 | 0 | 0 | 0 | 0 | 0 | 0 | 0 | 0 | 0 | 0 | 0 | 0 | 0 | 0 | 0 | 0 | 0 | 0 | 0 | 0 | 0 | 0 | 0 | 0 | 0 | 0
F6_Commercial_Other Health_New_Miscellaneous_Natural Gas_Miscellaneous_E6 | F6 | Commercial | Other Health | New | Miscellaneous | Natural Gas | Miscellaneous | E6 | Utility - Value of Sales | 0 | 0 | 0 | 0 | 0 | 0 | 0 | 0 | 0 | 0 | 0 | 0 | 0 | 0 | 0 | 0 | 0 | 0 | 0 | 0 | 0 | 0 | 0 | 0 | 0 | 0 | 0 | 0 | 0 | 0 | 0 | 0 | 0
F6_Commercial_Other Health_New_Miscellaneous_Natural Gas_Miscellaneous_E7 | F6 | Commercial | Other Health | New | Miscellaneous | Natural Gas | Miscellaneous | E7 | Utility - Value of Sales | 0 | 0 | 0 | 0 | 0 | 0 | 0 | 0 | 0 | 0 | 0 | 0 | 0 | 0 | 0 | 0 | 0 | 0 | 0 | 0 | 0 | 0 | 0 | 0 | 0 | 0 | 0 | 0 | 0 | 0 | 0 | 0 | 0
F6_Commercial_Other Health_New_Miscellaneous_Natural Gas_Miscellaneous_E8 | F6 | Commercial | Other Health | New | Miscellaneous | Natural Gas | Miscellaneous | E8 | Utility - Value of Sales | 0 | 0 | 0 | 0 | 0 | 0 | 0 | 0 | 0 | 0 | 0 | 0 | 0 | 0 | 0 | 0 | 0 | 0 | 0 | 0 | 0 | 0 | 0 | 0 | 0 | 0 | 0 | 0 | 0 | 0 | 0 | 0 | 0
F6_Commercial_Other Health_New_Miscellaneous_Natural Gas_Miscellaneous_E9 | F6 | Commercial | Other Health | New | Miscellaneous | Natural Gas | Miscellaneous | E9 | Utility - Value of Sales | 0 | 0 | 0 | 0 | 0 | 0 | 0 | 0 | 0 | 0 | 0 | 0 | 0 | 0 | 0 | 0 | 0 | 0 | 0 | 0 | 0 | 0 | 0 | 0 | 0 | 0 | 0 | 0 | 0 | 0 | 0 | 0 | 0
F6_Commercial_Other Health_New_Miscellaneous_Natural Gas_Miscellaneous_E10 | F6 | Commercial | Other Health | New | Miscellaneous | Natural Gas | Miscellaneous | E10 | Utility - Value of Sales | 0 | 0 | 0 | 0 | 0 | 0 | 0 | 0 | 0 | 0 | 0 | 0 | 0 | 0 | 0 | 0 | 0 | 0 | 0 | 0 | 0 | 0 | 0 | 0 | 0 | 0 | 0 | 0 | 0 | 0 | 0 | 0 | 0
F1_Commercial_Lodging_Existing_Space Heating_Natural Gas_Furnace_E1 | F1 | Commercial | Lodging | Existing | Space Heating | Natural Gas | Furnace | E1 | RVT - Cost of Equipment | 1.1315 | 1.1311 | 1.1331 | 1.1278 | 1.1241 | 0 | 0 | 0 | 0 | 0 | 0 | 0 | 0 | 0 | 0 | 0 | 0 | 0 | 0 | 0 | 0 | 0 | 0 | 0 | 0 | 0 | 0 | 0 | 0 | 0 | 0 | 0 | 0
F1_Commercial_Lodging_Existing_Space Heating_Natural Gas_Furnace_E2 | F1 | Commercial | Lodging | Existing | Space Heating | Natural Gas | Furnace | E2 | RVT - Cost of Equipment | 1.031 | 1.0306 | 1.0325 | 1.0276 | 1.0242 | 0 | 0 | 0 | 0 | 0 | 0 | 0 | 0 | 0 | 0 | 0 | 0 | 0 | 0 | 0 | 0 | 0 | 0 | 0 | 0 | 0 | 0 | 0 | 0 | 0 | 0 | 0 | 0
F1_Commercial_Lodging_Existing_Space Heating_Natural Gas_Furnace_E3 | F1 | Commercial | Lodging | Existing | Space Heating | Natural Gas | Furnace | E3 | RVT - Cost of Equipment | 1.0171 | 1.0167 | 1.0185 | 1.0137 | 1.0104 | 1.0093 | 1.0104 | 1.0109 | 1.0121 | 1.013 | 1.0139 | 1.0145 | 1.0153 | 1.0162 | 1.0169 | 1.0177 | 1.0184 | 1.0193 | 1.0202 | 1.0214 | 1.0223 | 1.0234 | 1.0243 | 1.0253 | 1.0261 | 1.0268 | 1.0275 | 1.0283 | 1.0288 | 1.0293 | 1.0296 | 1.03 | 1.03
F1_Commercial_Lodging_Existing_Space Heating_Natural Gas_Furnace_E4 | F1 | Commercial | Lodging | Existing | Space Heating | Natural Gas | Furnace | E4 | RVT - Cost of Equipment | 0.94293 | 0.94257 | 0.94428 | 0.93979 | 0.93672 | 0.93575 | 0.93668 | 0.93717 | 0.93827 | 0.93917 | 0.93994 | 0.94052 | 0.94128 | 0.94212 | 0.94277 | 0.94346 | 0.94413 | 0.945 | 0.94583 | 0.94688 | 0.94779 | 0.94877 | 0.94958 | 0.95054 | 0.95128 | 0.95196 | 0.9526 | 0.9533 | 0.95375 | 0.95426 | 0.95455 | 0.95493 | 0.95493
F1_Commercial_Lodging_Existing_Space Heating_Natural Gas_Furnace_E5 | F1 | Commercial | Lodging | Existing | Space Heating | Natural Gas | Furnace | E5 | RVT - Cost of Equipment | 0 | 0 | 0 | 0 | 0 | 0 | 0 | 0.69206 | 0.69287 | 0.69354 | 0.69411 | 0.69454 | 0.6951 | 0.69572 | 0.6962 | 0.69671 | 0.6972 | 0.69785 | 0.69846 | 0.69923 | 0.6999 | 0.70063 | 0.70123 | 0.70194 | 0.70248 | 0.70298 | 0.70346 | 0.70397 | 0.70431 | 0.70468 | 0.7049 | 0.70518 | 0.70518
F1_Commercial_Lodging_Existing_Space Heating_Natural Gas_Furnace_E6 | F1 | Commercial | Lodging | Existing | Space Heating | Natural Gas | Furnace | E6 | RVT - Cost of Equipment | 0 | 0 | 0 | 0 | 0 | 0 | 0 | 0 | 0 | 0 | 0 | 0 | 0 | 0 | 0 | 0 | 0 | 0 | 0 | 0 | 0 | 0 | 0 | 0 | 0 | 0 | 0 | 0 | 0 | 0 | 0 | 0 | 0
F1_Commercial_Lodging_Existing_Space Heating_Natural Gas_Furnace_E7 | F1 | Commercial | Lodging | Existing | Space Heating | Natural Gas | Furnace | E7 | RVT - Cost of Equipment | 0 | 0 | 0 | 0 | 0 | 0 | 0 | 0 | 0 | 0 | 0 | 0 | 0 | 0 | 0 | 0 | 0 | 0 | 0 | 0 | 0 | 0 | 0 | 0 | 0 | 0 | 0 | 0 | 0 | 0 | 0 | 0 | 0
F1_Commercial_Lodging_Existing_Space Heating_Natural Gas_Furnace_E8 | F1 | Commercial | Lodging | Existing | Space Heating | Natural Gas | Furnace | E8 | RVT - Cost of Equipment | 0 | 0 | 0 | 0 | 0 | 0 | 0 | 0 | 0 | 0 | 0 | 0 | 0 | 0 | 0 | 0 | 0 | 0 | 0 | 0 | 0 | 0 | 0 | 0 | 0 | 0 | 0 | 0 | 0 | 0 | 0 | 0 | 0
F1_Commercial_Lodging_Existing_Space Heating_Natural Gas_Furnace_E9 | F1 | Commercial | Lodging | Existing | Space Heating | Natural Gas | Furnace | E9 | RVT - Cost of Equipment | 0 | 0 | 0 | 0 | 0 | 0 | 0 | 0 | 0 | 0 | 0 | 0 | 0 | 0 | 0 | 0 | 0 | 0 | 0 | 0 | 0 | 0 | 0 | 0 | 0 | 0 | 0 | 0 | 0 | 0 | 0 | 0 | 0
F1_Commercial_Lodging_Existing_Space Heating_Natural Gas_Furnace_E10 | F1 | Commercial | Lodging | Existing | Space Heating | Natural Gas | Furnace | E10 | RVT - Cost of Equipment | 0 | 0 | 0 | 0 | 0 | 0 | 0 | 0 | 0 | 0 | 0 | 0 | 0 | 0 | 0 | 0 | 0 | 0 | 0 | 0 | 0 | 0 | 0 | 0 | 0 | 0 | 0 | 0 | 0 | 0 | 0 | 0 | 0
F2_Commercial_Lodging_Existing_Space Heating_Natural Gas_Furnace_E1 | F2 | Commercial | Lodging | Existing | Space Heating | Natural Gas | Furnace | E1 | RVT - Cost of Operation | 1.3556 | 1.3551 | 1.3576 | 1.3511 | 1.3467 | 0 | 0 | 0 | 0 | 0 | 0 | 0 | 0 | 0 | 0 | 0 | 0 | 0 | 0 | 0 | 0 | 0 | 0 | 0 | 0 | 0 | 0 | 0 | 0 | 0 | 0 | 0 | 0
F2_Commercial_Lodging_Existing_Space Heating_Natural Gas_Furnace_E2 | F2 | Commercial | Lodging | Existing | Space Heating | Natural Gas | Furnace | E2 | RVT - Cost of Operation | 1.2352 | 1.2347 | 1.237 | 1.2311 | 1.2271 | 0 | 0 | 0 | 0 | 0 | 0 | 0 | 0 | 0 | 0 | 0 | 0 | 0 | 0 | 0 | 0 | 0 | 0 | 0 | 0 | 0 | 0 | 0 | 0 | 0 | 0 | 0 | 0
F2_Commercial_Lodging_Existing_Space Heating_Natural Gas_Furnace_E3 | F2 | Commercial | Lodging | Existing | Space Heating | Natural Gas | Furnace | E3 | RVT - Cost of Operation | 1.2185 | 1.2181 | 1.2203 | 1.2145 | 1.2105 | 1.2093 | 1.2105 | 1.2111 | 1.2125 | 1.2137 | 1.2147 | 1.2154 | 1.2164 | 1.2175 | 1.2183 | 1.2192 | 1.2201 | 1.2212 | 1.2223 | 1.2236 | 1.2248 | 1.2261 | 1.2271 | 1.2284 | 1.2293 | 1.2302 | 1.231 | 1.2319 | 1.2325 | 1.2332 | 1.2336 | 1.234 | 1.234
F2_Commercial_Lodging_Existing_Space Heating_Natural Gas_Furnace_E4 | F2 | Commercial | Lodging | Existing | Space Heating | Natural Gas | Furnace | E4 | RVT - Cost of Operation | 1.1297 | 1.1293 | 1.1313 | 1.1259 | 1.1223 | 1.1211 | 1.1222 | 1.1228 | 1.1241 | 1.1252 | 1.1261 | 1.1268 | 1.1277 | 1.1287 | 1.1295 | 1.1303 | 1.1311 | 1.1322 | 1.1332 | 1.1344 | 1.1355 | 1.1367 | 1.1377 | 1.1388 | 1.1397 | 1.1405 | 1.1413 | 1.1421 | 1.1427 | 1.1433 | 1.1436 | 1.1441 | 1.1441
F2_Commercial_Lodging_Existing_Space Heating_Natural Gas_Furnace_E5 | F2 | Commercial | Lodging | Existing | Space Heating | Natural Gas | Furnace | E5 | RVT - Cost of Operation | 0 | 0 | 0 | 0 | 0 | 0 | 0 | 0.82914 | 0.83011 | 0.8309 | 0.83159 | 0.8321 | 0.83277 | 0.83352 | 0.83409 | 0.8347 | 0.83529 | 0.83607 | 0.8368 | 0.83773 | 0.83853 | 0.8394 | 0.84012 | 0.84096 | 0.84162 | 0.84222 | 0.84279 | 0.84341 | 0.84381 | 0.84426 | 0.84451 | 0.84485 | 0.84485
F2_Commercial_Lodging_Existing_Space Heating_Natural Gas_Furnace_E6 | F2 | Commercial | Lodging | Existing | Space Heating | Natural Gas | Furnace | E6 | RVT - Cost of Operation | 0 | 0 | 0 | 0 | 0 | 0 | 0 | 0 | 0 | 0 | 0 | 0 | 0 | 0 | 0 | 0 | 0 | 0 | 0 | 0 | 0 | 0 | 0 | 0 | 0 | 0 | 0 | 0 | 0 | 0 | 0 | 0 | 0
F2_Commercial_Lodging_Existing_Space Heating_Natural Gas_Furnace_E7 | F2 | Commercial | Lodging | Existing | Space Heating | Natural Gas | Furnace | E7 | RVT - Cost of Operation | 0 | 0 | 0 | 0 | 0 | 0 | 0 | 0 | 0 | 0 | 0 | 0 | 0 | 0 | 0 | 0 | 0 | 0 | 0 | 0 | 0 | 0 | 0 | 0 | 0 | 0 | 0 | 0 | 0 | 0 | 0 | 0 | 0
F2_Commercial_Lodging_Existing_Space Heating_Natural Gas_Furnace_E8 | F2 | Commercial | Lodging | Existing | Space Heating | Natural Gas | Furnace | E8 | RVT - Cost of Operation | 0 | 0 | 0 | 0 | 0 | 0 | 0 | 0 | 0 | 0 | 0 | 0 | 0 | 0 | 0 | 0 | 0 | 0 | 0 | 0 | 0 | 0 | 0 | 0 | 0 | 0 | 0 | 0 | 0 | 0 | 0 | 0 | 0
F2_Commercial_Lodging_Existing_Space Heating_Natural Gas_Furnace_E9 | F2 | Commercial | Lodging | Existing | Space Heating | Natural Gas | Furnace | E9 | RVT - Cost of Operation | 0 | 0 | 0 | 0 | 0 | 0 | 0 | 0 | 0 | 0 | 0 | 0 | 0 | 0 | 0 | 0 | 0 | 0 | 0 | 0 | 0 | 0 | 0 | 0 | 0 | 0 | 0 | 0 | 0 | 0 | 0 | 0 | 0
F2_Commercial_Lodging_Existing_Space Heating_Natural Gas_Furnace_E10 | F2 | Commercial | Lodging | Existing | Space Heating | Natural Gas | Furnace | E10 | RVT - Cost of Operation | 0 | 0 | 0 | 0 | 0 | 0 | 0 | 0 | 0 | 0 | 0 | 0 | 0 | 0 | 0 | 0 | 0 | 0 | 0 | 0 | 0 | 0 | 0 | 0 | 0 | 0 | 0 | 0 | 0 | 0 | 0 | 0 | 0
F3_Commercial_Lodging_Existing_Space Heating_Natural Gas_Furnace_E1 | F3 | Commercial | Lodging | Existing | Space Heating | Natural Gas | Furnace | E1 | System - kBTUs of Consumption | 0.045085 | 0.045085 | 0.045085 | 0.045085 | 0.045085 | 0 | 0 | 0 | 0 | 0 | 0 | 0 | 0 | 0 | 0 | 0 | 0 | 0 | 0 | 0 | 0 | 0 | 0 | 0 | 0 | 0 | 0 | 0 | 0 | 0 | 0 | 0 | 0
F3_Commercial_Lodging_Existing_Space Heating_Natural Gas_Furnace_E2 | F3 | Commercial | Lodging | Existing | Space Heating | Natural Gas | Furnace | E2 | System - kBTUs of Consumption | 0.045473 | 0.045473 | 0.045473 | 0.045473 | 0.045473 | 0 | 0 | 0 | 0 | 0 | 0 | 0 | 0 | 0 | 0 | 0 | 0 | 0 | 0 | 0 | 0 | 0 | 0 | 0 | 0 | 0 | 0 | 0 | 0 | 0 | 0 | 0 | 0
F3_Commercial_Lodging_Existing_Space Heating_Natural Gas_Furnace_E3 | F3 | Commercial | Lodging | Existing | Space Heating | Natural Gas | Furnace | E3 | System - kBTUs of Consumption | 0.052621 | 0.052621 | 0.052621 | 0.052621 | 0.052621 | 0.052621 | 0.052621 | 0.052621 | 0.052621 | 0.052621 | 0.052621 | 0.052621 | 0.052621 | 0.052621 | 0.052621 | 0.052621 | 0.052621 | 0.052621 | 0.052621 | 0.052621 | 0.052621 | 0.052621 | 0.052621 | 0.052621 | 0.052621 | 0.052621 | 0.052621 | 0.052621 | 0.052621 | 0.052621 | 0.052621 | 0.052621 | 0.052621
F3_Commercial_Lodging_Existing_Space Heating_Natural Gas_Furnace_E4 | F3 | Commercial | Lodging | Existing | Space Heating | Natural Gas | Furnace | E4 | System - kBTUs of Consumption | 0.064665 | 0.064665 | 0.064665 | 0.064665 | 0.064665 | 0.064665 | 0.064665 | 0.064665 | 0.064665 | 0.064665 | 0.064665 | 0.064665 | 0.064665 | 0.064665 | 0.064665 | 0.064665 | 0.064665 | 0.064665 | 0.064665 | 0.064665 | 0.064665 | 0.064665 | 0.064665 | 0.064665 | 0.064665 | 0.064665 | 0.064665 | 0.064665 | 0.064665 | 0.064665 | 0.064665 | 0.064665 | 0.064665
F3_Commercial_Lodging_Existing_Space Heating_Natural Gas_Furnace_E5 | F3 | Commercial | Lodging | Existing | Space Heating | Natural Gas | Furnace | E5 | System - kBTUs of Consumption | 0 | 0 | 0 | 0 | 0 | 0 | 0 | 0.51555 | 0.51555 | 0.51555 | 0.51555 | 0.51555 | 0.51555 | 0.51555 | 0.51555 | 0.51555 | 0.51555 | 0.51555 | 0.51555 | 0.51555 | 0.51555 | 0.51555 | 0.51555 | 0.51555 | 0.51555 | 0.51555 | 0.51555 | 0.51555 | 0.51555 | 0.51555 | 0.51555 | 0.51555 | 0.51555
F3_Commercial_Lodging_Existing_Space Heating_Natural Gas_Furnace_E6 | F3 | Commercial | Lodging | Existing | Space Heating | Natural Gas | Furnace | E6 | System - kBTUs of Consumption | 0 | 0 | 0 | 0 | 0 | 0 | 0 | 0 | 0 | 0 | 0 | 0 | 0 | 0 | 0 | 0 | 0 | 0 | 0 | 0 | 0 | 0 | 0 | 0 | 0 | 0 | 0 | 0 | 0 | 0 | 0 | 0 | 0
F3_Commercial_Lodging_Existing_Space Heating_Natural Gas_Furnace_E7 | F3 | Commercial | Lodging | Existing | Space Heating | Natural Gas | Furnace | E7 | System - kBTUs of Consumption | 0 | 0 | 0 | 0 | 0 | 0 | 0 | 0 | 0 | 0 | 0 | 0 | 0 | 0 | 0 | 0 | 0 | 0 | 0 | 0 | 0 | 0 | 0 | 0 | 0 | 0 | 0 | 0 | 0 | 0 | 0 | 0 | 0
F3_Commercial_Lodging_Existing_Space Heating_Natural Gas_Furnace_E8 | F3 | Commercial | Lodging | Existing | Space Heating | Natural Gas | Furnace | E8 | System - kBTUs of Consumption | 0 | 0 | 0 | 0 | 0 | 0 | 0 | 0 | 0 | 0 | 0 | 0 | 0 | 0 | 0 | 0 | 0 | 0 | 0 | 0 | 0 | 0 | 0 | 0 | 0 | 0 | 0 | 0 | 0 | 0 | 0 | 0 | 0
F3_Commercial_Lodging_Existing_Space Heating_Natural Gas_Furnace_E9 | F3 | Commercial | Lodging | Existing | Space Heating | Natural Gas | Furnace | E9 | System - kBTUs of Consumption | 0 | 0 | 0 | 0 | 0 | 0 | 0 | 0 | 0 | 0 | 0 | 0 | 0 | 0 | 0 | 0 | 0 | 0 | 0 | 0 | 0 | 0 | 0 | 0 | 0 | 0 | 0 | 0 | 0 | 0 | 0 | 0 | 0
F3_Commercial_Lodging_Existing_Space Heating_Natural Gas_Furnace_E10 | F3 | Commercial | Lodging | Existing | Space Heating | Natural Gas | Furnace | E10 | System - kBTUs of Consumption | 0 | 0 | 0 | 0 | 0 | 0 | 0 | 0 | 0 | 0 | 0 | 0 | 0 | 0 | 0 | 0 | 0 | 0 | 0 | 0 | 0 | 0 | 0 | 0 | 0 | 0 | 0 | 0 | 0 | 0 | 0 | 0 | 0
F4_Commercial_Lodging_Existing_Space Heating_Natural Gas_Furnace_E1 | F4 | Commercial | Lodging | Existing | Space Heating | Natural Gas | Furnace | E1 | Utility - Cost of Equipment | 1.3556 | 1.3551 | 1.3576 | 1.3511 | 1.3467 | 0 | 0 | 0 | 0 | 0 | 0 | 0 | 0 | 0 | 0 | 0 | 0 | 0 | 0 | 0 | 0 | 0 | 0 | 0 | 0 | 0 | 0 | 0 | 0 | 0 | 0 | 0 | 0
F4_Commercial_Lodging_Existing_Space Heating_Natural Gas_Furnace_E2 | F4 | Commercial | Lodging | Existing | Space Heating | Natural Gas | Furnace | E2 | Utility - Cost of Equipment | 1.2352 | 1.2347 | 1.237 | 1.2311 | 1.2271 | 0 | 0 | 0 | 0 | 0 | 0 | 0 | 0 | 0 | 0 | 0 | 0 | 0 | 0 | 0 | 0 | 0 | 0 | 0 | 0 | 0 | 0 | 0 | 0 | 0 | 0 | 0 | 0
F4_Commercial_Lodging_Existing_Space Heating_Natural Gas_Furnace_E3 | F4 | Commercial | Lodging | Existing | Space Heating | Natural Gas | Furnace | E3 | Utility - Cost of Equipment | 1.2185 | 1.2181 | 1.2203 | 1.2145 | 1.2105 | 1.2093 | 1.2105 | 1.2111 | 1.2125 | 1.2137 | 1.2147 | 1.2154 | 1.2164 | 1.2175 | 1.2183 | 1.2192 | 1.2201 | 1.2212 | 1.2223 | 1.2236 | 1.2248 | 1.2261 | 1.2271 | 1.2284 | 1.2293 | 1.2302 | 1.231 | 1.2319 | 1.2325 | 1.2332 | 1.2336 | 1.234 | 1.234
F4_Commercial_Lodging_Existing_Space Heating_Natural Gas_Furnace_E4 | F4 | Commercial | Lodging | Existing | Space Heating | Natural Gas | Furnace | E4 | Utility - Cost of Equipment | 1.1297 | 1.1293 | 1.1313 | 1.1259 | 1.1223 | 1.1211 | 1.1222 | 1.1228 | 1.1241 | 1.1252 | 1.1261 | 1.1268 | 1.1277 | 1.1287 | 1.1295 | 1.1303 | 1.1311 | 1.1322 | 1.1332 | 1.1344 | 1.1355 | 1.1367 | 1.1377 | 1.1388 | 1.1397 | 1.1405 | 1.1413 | 1.1421 | 1.1427 | 1.1433 | 1.1436 | 1.1441 | 1.1441
F4_Commercial_Lodging_Existing_Space Heating_Natural Gas_Furnace_E5 | F4 | Commercial | Lodging | Existing | Space Heating | Natural Gas | Furnace | E5 | Utility - Cost of Equipment | 0 | 0 | 0 | 0 | 0 | 0 | 0 | 0.82914 | 0.83011 | 0.8309 | 0.83159 | 0.8321 | 0.83277 | 0.83352 | 0.83409 | 0.8347 | 0.83529 | 0.83607 | 0.8368 | 0.83773 | 0.83853 | 0.8394 | 0.84012 | 0.84096 | 0.84162 | 0.84222 | 0.84279 | 0.84341 | 0.84381 | 0.84426 | 0.84451 | 0.84485 | 0.84485
F4_Commercial_Lodging_Existing_Space Heating_Natural Gas_Furnace_E6 | F4 | Commercial | Lodging | Existing | Space Heating | Natural Gas | Furnace | E6 | Utility - Cost of Equipment | 0 | 0 | 0 | 0 | 0 | 0 | 0 | 0 | 0 | 0 | 0 | 0 | 0 | 0 | 0 | 0 | 0 | 0 | 0 | 0 | 0 | 0 | 0 | 0 | 0 | 0 | 0 | 0 | 0 | 0 | 0 | 0 | 0
F4_Commercial_Lodging_Existing_Space Heating_Natural Gas_Furnace_E7 | F4 | Commercial | Lodging | Existing | Space Heating | Natural Gas | Furnace | E7 | Utility - Cost of Equipment | 0 | 0 | 0 | 0 | 0 | 0 | 0 | 0 | 0 | 0 | 0 | 0 | 0 | 0 | 0 | 0 | 0 | 0 | 0 | 0 | 0 | 0 | 0 | 0 | 0 | 0 | 0 | 0 | 0 | 0 | 0 | 0 | 0
F4_Commercial_Lodging_Existing_Space Heating_Natural Gas_Furnace_E8 | F4 | Commercial | Lodging | Existing | Space Heating | Natural Gas | Furnace | E8 | Utility - Cost of Equipment | 0 | 0 | 0 | 0 | 0 | 0 | 0 | 0 | 0 | 0 | 0 | 0 | 0 | 0 | 0 | 0 | 0 | 0 | 0 | 0 | 0 | 0 | 0 | 0 | 0 | 0 | 0 | 0 | 0 | 0 | 0 | 0 | 0
F4_Commercial_Lodging_Existing_Space Heating_Natural Gas_Furnace_E9 | F4 | Commercial | Lodging | Existing | Space Heating | Natural Gas | Furnace | E9 | Utility - Cost of Equipment | 0 | 0 | 0 | 0 | 0 | 0 | 0 | 0 | 0 | 0 | 0 | 0 | 0 | 0 | 0 | 0 | 0 | 0 | 0 | 0 | 0 | 0 | 0 | 0 | 0 | 0 | 0 | 0 | 0 | 0 | 0 | 0 | 0
F4_Commercial_Lodging_Existing_Space Heating_Natural Gas_Furnace_E10 | F4 | Commercial | Lodging | Existing | Space Heating | Natural Gas | Furnace | E10 | Utility - Cost of Equipment | 0 | 0 | 0 | 0 | 0 | 0 | 0 | 0 | 0 | 0 | 0 | 0 | 0 | 0 | 0 | 0 | 0 | 0 | 0 | 0 | 0 | 0 | 0 | 0 | 0 | 0 | 0 | 0 | 0 | 0 | 0 | 0 | 0
F5_Commercial_Lodging_Existing_Space Heating_Natural Gas_Furnace_E1 | F5 | Commercial | Lodging | Existing | Space Heating | Natural Gas | Furnace | E1 | Utility - Cost of Operation | 0.045085 | 0.045085 | 0.045085 | 0.045085 | 0.045085 | 0 | 0 | 0 | 0 | 0 | 0 | 0 | 0 | 0 | 0 | 0 | 0 | 0 | 0 | 0 | 0 | 0 | 0 | 0 | 0 | 0 | 0 | 0 | 0 | 0 | 0 | 0 | 0
F5_Commercial_Lodging_Existing_Space Heating_Natural Gas_Furnace_E2 | F5 | Commercial | Lodging | Existing | Space Heating | Natural Gas | Furnace | E2 | Utility - Cost of Operation | 0.045473 | 0.045473 | 0.045473 | 0.045473 | 0.045473 | 0 | 0 | 0 | 0 | 0 | 0 | 0 | 0 | 0 | 0 | 0 | 0 | 0 | 0 | 0 | 0 | 0 | 0 | 0 | 0 | 0 | 0 | 0 | 0 | 0 | 0 | 0 | 0
F5_Commercial_Lodging_Existing_Space Heating_Natural Gas_Furnace_E3 | F5 | Commercial | Lodging | Existing | Space Heating | Natural Gas | Furnace | E3 | Utility - Cost of Operation | 0.052621 | 0.052621 | 0.052621 | 0.052621 | 0.052621 | 0.052621 | 0.052621 | 0.052621 | 0.052621 | 0.052621 | 0.052621 | 0.052621 | 0.052621 | 0.052621 | 0.052621 | 0.052621 | 0.052621 | 0.052621 | 0.052621 | 0.052621 | 0.052621 | 0.052621 | 0.052621 | 0.052621 | 0.052621 | 0.052621 | 0.052621 | 0.052621 | 0.052621 | 0.052621 | 0.052621 | 0.052621 | 0.052621
F5_Commercial_Lodging_Existing_Space Heating_Natural Gas_Furnace_E4 | F5 | Commercial | Lodging | Existing | Space Heating | Natural Gas | Furnace | E4 | Utility - Cost of Operation | 0.064665 | 0.064665 | 0.064665 | 0.064665 | 0.064665 | 0.064665 | 0.064665 | 0.064665 | 0.064665 | 0.064665 | 0.064665 | 0.064665 | 0.064665 | 0.064665 | 0.064665 | 0.064665 | 0.064665 | 0.064665 | 0.064665 | 0.064665 | 0.064665 | 0.064665 | 0.064665 | 0.064665 | 0.064665 | 0.064665 | 0.064665 | 0.064665 | 0.064665 | 0.064665 | 0.064665 | 0.064665 | 0.064665
F5_Commercial_Lodging_Existing_Space Heating_Natural Gas_Furnace_E5 | F5 | Commercial | Lodging | Existing | Space Heating | Natural Gas | Furnace | E5 | Utility - Cost of Operation | 0 | 0 | 0 | 0 | 0 | 0 | 0 | 0.51555 | 0.51555 | 0.51555 | 0.51555 | 0.51555 | 0.51555 | 0.51555 | 0.51555 | 0.51555 | 0.51555 | 0.51555 | 0.51555 | 0.51555 | 0.51555 | 0.51555 | 0.51555 | 0.51555 | 0.51555 | 0.51555 | 0.51555 | 0.51555 | 0.51555 | 0.51555 | 0.51555 | 0.51555 | 0.51555
F5_Commercial_Lodging_Existing_Space Heating_Natural Gas_Furnace_E6 | F5 | Commercial | Lodging | Existing | Space Heating | Natural Gas | Furnace | E6 | Utility - Cost of Operation | 0 | 0 | 0 | 0 | 0 | 0 | 0 | 0 | 0 | 0 | 0 | 0 | 0 | 0 | 0 | 0 | 0 | 0 | 0 | 0 | 0 | 0 | 0 | 0 | 0 | 0 | 0 | 0 | 0 | 0 | 0 | 0 | 0
F5_Commercial_Lodging_Existing_Space Heating_Natural Gas_Furnace_E7 | F5 | Commercial | Lodging | Existing | Space Heating | Natural Gas | Furnace | E7 | Utility - Cost of Operation | 0 | 0 | 0 | 0 | 0 | 0 | 0 | 0 | 0 | 0 | 0 | 0 | 0 | 0 | 0 | 0 | 0 | 0 | 0 | 0 | 0 | 0 | 0 | 0 | 0 | 0 | 0 | 0 | 0 | 0 | 0 | 0 | 0
F5_Commercial_Lodging_Existing_Space Heating_Natural Gas_Furnace_E8 | F5 | Commercial | Lodging | Existing | Space Heating | Natural Gas | Furnace | E8 | Utility - Cost of Operation | 0 | 0 | 0 | 0 | 0 | 0 | 0 | 0 | 0 | 0 | 0 | 0 | 0 | 0 | 0 | 0 | 0 | 0 | 0 | 0 | 0 | 0 | 0 | 0 | 0 | 0 | 0 | 0 | 0 | 0 | 0 | 0 | 0
F5_Commercial_Lodging_Existing_Space Heating_Natural Gas_Furnace_E9 | F5 | Commercial | Lodging | Existing | Space Heating | Natural Gas | Furnace | E9 | Utility - Cost of Operation | 0 | 0 | 0 | 0 | 0 | 0 | 0 | 0 | 0 | 0 | 0 | 0 | 0 | 0 | 0 | 0 | 0 | 0 | 0 | 0 | 0 | 0 | 0 | 0 | 0 | 0 | 0 | 0 | 0 | 0 | 0 | 0 | 0
F5_Commercial_Lodging_Existing_Space Heating_Natural Gas_Furnace_E10 | F5 | Commercial | Lodging | Existing | Space Heating | Natural Gas | Furnace | E10 | Utility - Cost of Operation | 0 | 0 | 0 | 0 | 0 | 0 | 0 | 0 | 0 | 0 | 0 | 0 | 0 | 0 | 0 | 0 | 0 | 0 | 0 | 0 | 0 | 0 | 0 | 0 | 0 | 0 | 0 | 0 | 0 | 0 | 0 | 0 | 0
F6_Commercial_Lodging_Existing_Space Heating_Natural Gas_Furnace_E1 | F6 | Commercial | Lodging | Existing | Space Heating | Natural Gas | Furnace | E1 | Utility - Value of Sales | 0.51606 | 0.51455 | 0.51369 | 0.51034 | 0.50744 | 0 | 0 | 0 | 0 | 0 | 0 | 0 | 0 | 0 | 0 | 0 | 0 | 0 | 0 | 0 | 0 | 0 | 0 | 0 | 0 | 0 | 0 | 0 | 0 | 0 | 0 | 0 | 0
F6_Commercial_Lodging_Existing_Space Heating_Natural Gas_Furnace_E2 | F6 | Commercial | Lodging | Existing | Space Heating | Natural Gas | Furnace | E2 | Utility - Value of Sales | 0.47022 | 0.46884 | 0.46805 | 0.465 | 0.46236 | 0 | 0 | 0 | 0 | 0 | 0 | 0 | 0 | 0 | 0 | 0 | 0 | 0 | 0 | 0 | 0 | 0 | 0 | 0 | 0 | 0 | 0 | 0 | 0 | 0 | 0 | 0 | 0
F6_Commercial_Lodging_Existing_Space Heating_Natural Gas_Furnace_E3 | F6 | Commercial | Lodging | Existing | Space Heating | Natural Gas | Furnace | E3 | Utility - Value of Sales | 0.46387 | 0.46252 | 0.46174 | 0.45873 | 0.45613 | 0.45354 | 0.45098 | 0.44846 | 0.44598 | 0.44355 | 0.44119 | 0.43889 | 0.43667 | 0.43454 | 0.43251 | 0.43058 | 0.42876 | 0.42706 | 0.42547 | 0.424 | 0.42264 | 0.42139 | 0.42025 | 0.41923 | 0.41832 | 0.41753 | 0.41685 | 0.41628 | 0.41583 | 0.41549 | 0.41526 | 0.41515 | 0.41515
F6_Commercial_Lodging_Existing_Space Heating_Natural Gas_Furnace_E4 | F6 | Commercial | Lodging | Existing | Space Heating | Natural Gas | Furnace | E4 | Utility - Value of Sales | 0.43005 | 0.42879 | 0.42807 | 0.42528 | 0.42287 | 0.42047 | 0.4181 | 0.41576 | 0.41346 | 0.41121 | 0.40902 | 0.40689 | 0.40483 | 0.40286 | 0.40097 | 0.39918 | 0.3975 | 0.39592 | 0.39445 | 0.39308 | 0.39182 | 0.39066 | 0.38961 | 0.38866 | 0.38782 | 0.38708 | 0.38645 | 0.38593 | 0.38551 | 0.38519 | 0.38498 | 0.38487 | 0.38487
F6_Commercial_Lodging_Existing_Space Heating_Natural Gas_Furnace_E5 | F6 | Commercial | Lodging | Existing | Space Heating | Natural Gas | Furnace | E5 | Utility - Value of Sales | 0 | 0 | 0 | 0 | 0 | 0 | 0 | 0.30702 | 0.30532 | 0.30366 | 0.30204 | 0.30047 | 0.29895 | 0.29749 | 0.2961 | 0.29478 | 0.29354 | 0.29237 | 0.29128 | 0.29027 | 0.28934 | 0.28849 | 0.28771 | 0.28701 | 0.28639 | 0.28585 | 0.28538 | 0.28499 | 0.28468 | 0.28445 | 0.28429 | 0.28422 | 0.28422
F6_Commercial_Lodging_Existing_Space Heating_Natural Gas_Furnace_E6 | F6 | Commercial | Lodging | Existing | Space Heating | Natural Gas | Furnace | E6 | Utility - Value of Sales | 0 | 0 | 0 | 0 | 0 | 0 | 0 | 0 | 0 | 0 | 0 | 0 | 0 | 0 | 0 | 0 | 0 | 0 | 0 | 0 | 0 | 0 | 0 | 0 | 0 | 0 | 0 | 0 | 0 | 0 | 0 | 0 | 0
F6_Commercial_Lodging_Existing_Space Heating_Natural Gas_Furnace_E7 | F6 | Commercial | Lodging | Existing | Space Heating | Natural Gas | Furnace | E7 | Utility - Value of Sales | 0 | 0 | 0 | 0 | 0 | 0 | 0 | 0 | 0 | 0 | 0 | 0 | 0 | 0 | 0 | 0 | 0 | 0 | 0 | 0 | 0 | 0 | 0 | 0 | 0 | 0 | 0 | 0 | 0 | 0 | 0 | 0 | 0
F6_Commercial_Lodging_Existing_Space Heating_Natural Gas_Furnace_E8 | F6 | Commercial | Lodging | Existing | Space Heating | Natural Gas | Furnace | E8 | Utility - Value of Sales | 0 | 0 | 0 | 0 | 0 | 0 | 0 | 0 | 0 | 0 | 0 | 0 | 0 | 0 | 0 | 0 | 0 | 0 | 0 | 0 | 0 | 0 | 0 | 0 | 0 | 0 | 0 | 0 | 0 | 0 | 0 | 0 | 0
F6_Commercial_Lodging_Existing_Space Heating_Natural Gas_Furnace_E9 | F6 | Commercial | Lodging | Existing | Space Heating | Natural Gas | Furnace | E9 | Utility - Value of Sales | 0 | 0 | 0 | 0 | 0 | 0 | 0 | 0 | 0 | 0 | 0 | 0 | 0 | 0 | 0 | 0 | 0 | 0 | 0 | 0 | 0 | 0 | 0 | 0 | 0 | 0 | 0 | 0 | 0 | 0 | 0 | 0 | 0
F6_Commercial_Lodging_Existing_Space Heating_Natural Gas_Furnace_E10 | F6 | Commercial | Lodging | Existing | Space Heating | Natural Gas | Furnace | E10 | Utility - Value of Sales | 0 | 0 | 0 | 0 | 0 | 0 | 0 | 0 | 0 | 0 | 0 | 0 | 0 | 0 | 0 | 0 | 0 | 0 | 0 | 0 | 0 | 0 | 0 | 0 | 0 | 0 | 0 | 0 | 0 | 0 | 0 | 0 | 0
F1_Commercial_Lodging_Existing_Space Heating_Natural Gas_Boiler_E1 | F1 | Commercial | Lodging | Existing | Space Heating | Natural Gas | Boiler | E1 | RVT - Cost of Equipment | 3.2312 | 3.2303 | 3.2361 | 3.2218 | 3.2121 | 0 | 0 | 0 | 0 | 0 | 0 | 0 | 0 | 0 | 0 | 0 | 0 | 0 | 0 | 0 | 0 | 0 | 0 | 0 | 0 | 0 | 0 | 0 | 0 | 0 | 0 | 0 | 0
F1_Commercial_Lodging_Existing_Space Heating_Natural Gas_Boiler_E2 | F1 | Commercial | Lodging | Existing | Space Heating | Natural Gas | Boiler | E2 | RVT - Cost of Equipment | 3.0774 | 3.0765 | 3.082 | 3.0684 | 3.0592 | 0 | 0 | 0 | 0 | 0 | 0 | 0 | 0 | 0 | 0 | 0 | 0 | 0 | 0 | 0 | 0 | 0 | 0 | 0 | 0 | 0 | 0 | 0 | 0 | 0 | 0 | 0 | 0
F1_Commercial_Lodging_Existing_Space Heating_Natural Gas_Boiler_E3 | F1 | Commercial | Lodging | Existing | Space Heating | Natural Gas | Boiler | E3 | RVT - Cost of Equipment | 2.75 | 2.7492 | 2.7541 | 2.742 | 2.7337 | 2.7312 | 2.734 | 2.7355 | 2.7387 | 2.7413 | 2.7436 | 2.7453 | 2.7475 | 2.7499 | 2.7518 | 2.7537 | 2.7555 | 2.7579 | 2.7602 | 2.7631 | 2.7656 | 2.7683 | 2.7706 | 2.7732 | 2.7752 | 2.7771 | 2.7789 | 2.7808 | 2.7821 | 2.7835 | 2.7843 | 2.7853 | 2.7853
F1_Commercial_Lodging_Existing_Space Heating_Natural Gas_Boiler_E4 | F1 | Commercial | Lodging | Existing | Space Heating | Natural Gas | Boiler | E4 | RVT - Cost of Equipment | 2.6377 | 2.637 | 2.6417 | 2.6301 | 2.6221 | 2.6197 | 2.6224 | 2.6239 | 2.6269 | 2.6295 | 2.6316 | 2.6333 | 2.6354 | 2.6377 | 2.6395 | 2.6413 | 2.643 | 2.6454 | 2.6475 | 2.6503 | 2.6527 | 2.6553 | 2.6575 | 2.66 | 2.662 | 2.6638 | 2.6655 | 2.6673 | 2.6685 | 2.6699 | 2.6706 | 2.6716 | 2.6716
F1_Commercial_Lodging_Existing_Space Heating_Natural Gas_Boiler_E5 | F1 | Commercial | Lodging | Existing | Space Heating | Natural Gas | Boiler | E5 | RVT - Cost of Equipment | 1.9884 | 1.9879 | 1.9914 | 1.9827 | 1.9767 | 1.9749 | 1.9769 | 1.978 | 1.9803 | 1.9822 | 1.9838 | 1.9851 | 1.9867 | 1.9884 | 1.9897 | 1.9911 | 1.9924 | 1.9942 | 1.9958 | 1.9979 | 1.9998 | 2.0017 | 2.0033 | 2.0052 | 2.0067 | 2.0081 | 2.0094 | 2.0107 | 2.0117 | 2.0127 | 2.0132 | 2.014 | 2.014
F1_Commercial_Lodging_Existing_Space Heating_Natural Gas_Boiler_E6 | F1 | Commercial | Lodging | Existing | Space Heating | Natural Gas | Boiler | E6 | RVT - Cost of Equipment | 0 | 0 | 0 | 0 | 0 | 0 | 0 | 0 | 0 | 0 | 0 | 0 | 0 | 0 | 0 | 0 | 0 | 0 | 0 | 0 | 0 | 0 | 0 | 0 | 0 | 0 | 0 | 0 | 0 | 0 | 0 | 0 | 0
F1_Commercial_Lodging_Existing_Space Heating_Natural Gas_Boiler_E7 | F1 | Commercial | Lodging | Existing | Space Heating | Natural Gas | Boiler | E7 | RVT - Cost of Equipment | 0 | 0 | 0 | 0 | 0 | 0 | 0 | 0 | 0 | 0 | 0 | 0 | 0 | 0 | 0 | 0 | 0 | 0 | 0 | 0 | 0 | 0 | 0 | 0 | 0 | 0 | 0 | 0 | 0 | 0 | 0 | 0 | 0
F1_Commercial_Lodging_Existing_Space Heating_Natural Gas_Boiler_E8 | F1 | Commercial | Lodging | Existing | Space Heating | Natural Gas | Boiler | E8 | RVT - Cost of Equipment | 0 | 0 | 0 | 0 | 0 | 0 | 0 | 0 | 0 | 0 | 0 | 0 | 0 | 0 | 0 | 0 | 0 | 0 | 0 | 0 | 0 | 0 | 0 | 0 | 0 | 0 | 0 | 0 | 0 | 0 | 0 | 0 | 0
F1_Commercial_Lodging_Existing_Space Heating_Natural Gas_Boiler_E9 | F1 | Commercial | Lodging | Existing | Space Heating | Natural Gas | Boiler | E9 | RVT - Cost of Equipment | 0 | 0 | 0 | 0 | 0 | 0 | 0 | 0 | 0 | 0 | 0 | 0 | 0 | 0 | 0 | 0 | 0 | 0 | 0 | 0 | 0 | 0 | 0 | 0 | 0 | 0 | 0 | 0 | 0 | 0 | 0 | 0 | 0
F1_Commercial_Lodging_Existing_Space Heating_Natural Gas_Boiler_E10 | F1 | Commercial | Lodging | Existing | Space Heating | Natural Gas | Boiler | E10 | RVT - Cost of Equipment | 0 | 0 | 0 | 0 | 0 | 0 | 0 | 0 | 0 | 0 | 0 | 0 | 0 | 0 | 0 | 0 | 0 | 0 | 0 | 0 | 0 | 0 | 0 | 0 | 0 | 0 | 0 | 0 | 0 | 0 | 0 | 0 | 0
F2_Commercial_Lodging_Existing_Space Heating_Natural Gas_Boiler_E1 | F2 | Commercial | Lodging | Existing | Space Heating | Natural Gas | Boiler | E1 | RVT - Cost of Operation | 3.8712 | 3.8701 | 3.8771 | 3.8599 | 3.8483 | 0 | 0 | 0 | 0 | 0 | 0 | 0 | 0 | 0 | 0 | 0 | 0 | 0 | 0 | 0 | 0 | 0 | 0 | 0 | 0 | 0 | 0 | 0 | 0 | 0 | 0 | 0 | 0
F2_Commercial_Lodging_Existing_Space Heating_Natural Gas_Boiler_E2 | F2 | Commercial | Lodging | Existing | Space Heating | Natural Gas | Boiler | E2 | RVT - Cost of Operation | 3.6869 | 3.6858 | 3.6924 | 3.6761 | 3.6651 | 0 | 0 | 0 | 0 | 0 | 0 | 0 | 0 | 0 | 0 | 0 | 0 | 0 | 0 | 0 | 0 | 0 | 0 | 0 | 0 | 0 | 0 | 0 | 0 | 0 | 0 | 0 | 0
F2_Commercial_Lodging_Existing_Space Heating_Natural Gas_Boiler_E3 | F2 | Commercial | Lodging | Existing | Space Heating | Natural Gas | Boiler | E3 | RVT - Cost of Operation | 3.2947 | 3.2937 | 3.2996 | 3.2851 | 3.2752 | 3.2722 | 3.2755 | 3.2773 | 3.2812 | 3.2843 | 3.287 | 3.2891 | 3.2917 | 3.2946 | 3.2968 | 3.2991 | 3.3013 | 3.3042 | 3.3069 | 3.3104 | 3.3134 | 3.3166 | 3.3193 | 3.3225 | 3.3249 | 3.3272 | 3.3293 | 3.3316 | 3.3331 | 3.3348 | 3.3357 | 3.337 | 3.337
F2_Commercial_Lodging_Existing_Space Heating_Natural Gas_Boiler_E4 | F2 | Commercial | Lodging | Existing | Space Heating | Natural Gas | Boiler | E4 | RVT - Cost of Operation | 3.1602 | 3.1593 | 3.1649 | 3.151 | 3.1415 | 3.1386 | 3.1418 | 3.1436 | 3.1472 | 3.1503 | 3.1529 | 3.1548 | 3.1574 | 3.1601 | 3.1622 | 3.1644 | 3.1665 | 3.1693 | 3.1719 | 3.1753 | 3.1781 | 3.1813 | 3.1838 | 3.1869 | 3.1892 | 3.1914 | 3.1934 | 3.1956 | 3.1971 | 3.1987 | 3.1996 | 3.2008 | 3.2008
F2_Commercial_Lodging_Existing_Space Heating_Natural Gas_Boiler_E5 | F2 | Commercial | Lodging | Existing | Space Heating | Natural Gas | Boiler | E5 | RVT - Cost of Operation | 2.3823 | 2.3816 | 2.3859 | 2.3754 | 2.3682 | 2.366 | 2.3685 | 2.3698 | 2.3725 | 2.3748 | 2.3768 | 2.3783 | 2.3802 | 2.3822 | 2.3838 | 2.3855 | 2.3871 | 2.3892 | 2.3911 | 2.3937 | 2.3958 | 2.3982 | 2.4001 | 2.4024 | 2.4042 | 2.4058 | 2.4073 | 2.409 | 2.4101 | 2.4113 | 2.412 | 2.4129 | 2.4129
F2_Commercial_Lodging_Existing_Space Heating_Natural Gas_Boiler_E6 | F2 | Commercial | Lodging | Existing | Space Heating | Natural Gas | Boiler | E6 | RVT - Cost of Operation | 0 | 0 | 0 | 0 | 0 | 0 | 0 | 0 | 0 | 0 | 0 | 0 | 0 | 0 | 0 | 0 | 0 | 0 | 0 | 0 | 0 | 0 | 0 | 0 | 0 | 0 | 0 | 0 | 0 | 0 | 0 | 0 | 0
F2_Commercial_Lodging_Existing_Space Heating_Natural Gas_Boiler_E7 | F2 | Commercial | Lodging | Existing | Space Heating | Natural Gas | Boiler | E7 | RVT - Cost of Operation | 0 | 0 | 0 | 0 | 0 | 0 | 0 | 0 | 0 | 0 | 0 | 0 | 0 | 0 | 0 | 0 | 0 | 0 | 0 | 0 | 0 | 0 | 0 | 0 | 0 | 0 | 0 | 0 | 0 | 0 | 0 | 0 | 0
F2_Commercial_Lodging_Existing_Space Heating_Natural Gas_Boiler_E8 | F2 | Commercial | Lodging | Existing | Space Heating | Natural Gas | Boiler | E8 | RVT - Cost of Operation | 0 | 0 | 0 | 0 | 0 | 0 | 0 | 0 | 0 | 0 | 0 | 0 | 0 | 0 | 0 | 0 | 0 | 0 | 0 | 0 | 0 | 0 | 0 | 0 | 0 | 0 | 0 | 0 | 0 | 0 | 0 | 0 | 0
F2_Commercial_Lodging_Existing_Space Heating_Natural Gas_Boiler_E9 | F2 | Commercial | Lodging | Existing | Space Heating | Natural Gas | Boiler | E9 | RVT - Cost of Operation | 0 | 0 | 0 | 0 | 0 | 0 | 0 | 0 | 0 | 0 | 0 | 0 | 0 | 0 | 0 | 0 | 0 | 0 | 0 | 0 | 0 | 0 | 0 | 0 | 0 | 0 | 0 | 0 | 0 | 0 | 0 | 0 | 0
F2_Commercial_Lodging_Existing_Space Heating_Natural Gas_Boiler_E10 | F2 | Commercial | Lodging | Existing | Space Heating | Natural Gas | Boiler | E10 | RVT - Cost of Operation | 0 | 0 | 0 | 0 | 0 | 0 | 0 | 0 | 0 | 0 | 0 | 0 | 0 | 0 | 0 | 0 | 0 | 0 | 0 | 0 | 0 | 0 | 0 | 0 | 0 | 0 | 0 | 0 | 0 | 0 | 0 | 0 | 0
F3_Commercial_Lodging_Existing_Space Heating_Natural Gas_Boiler_E1 | F3 | Commercial | Lodging | Existing | Space Heating | Natural Gas | Boiler | E1 | System - kBTUs of Consumption | 0.095062 | 0.095062 | 0.095062 | 0.095062 | 0.095062 | 0 | 0 | 0 | 0 | 0 | 0 | 0 | 0 | 0 | 0 | 0 | 0 | 0 | 0 | 0 | 0 | 0 | 0 | 0 | 0 | 0 | 0 | 0 | 0 | 0 | 0 | 0 | 0
F3_Commercial_Lodging_Existing_Space Heating_Natural Gas_Boiler_E2 | F3 | Commercial | Lodging | Existing | Space Heating | Natural Gas | Boiler | E2 | System - kBTUs of Consumption | 0.098268 | 0.098268 | 0.098268 | 0.098268 | 0.098268 | 0 | 0 | 0 | 0 | 0 | 0 | 0 | 0 | 0 | 0 | 0 | 0 | 0 | 0 | 0 | 0 | 0 | 0 | 0 | 0 | 0 | 0 | 0 | 0 | 0 | 0 | 0 | 0
F3_Commercial_Lodging_Existing_Space Heating_Natural Gas_Boiler_E3 | F3 | Commercial | Lodging | Existing | Space Heating | Natural Gas | Boiler | E3 | System - kBTUs of Consumption | 0.15446 | 0.15446 | 0.15446 | 0.15446 | 0.15446 | 0.15446 | 0.15446 | 0.15446 | 0.15446 | 0.15446 | 0.15446 | 0.15446 | 0.15446 | 0.15446 | 0.15446 | 0.15446 | 0.15446 | 0.15446 | 0.15446 | 0.15446 | 0.15446 | 0.15446 | 0.15446 | 0.15446 | 0.15446 | 0.15446 | 0.15446 | 0.15446 | 0.15446 | 0.15446 | 0.15446 | 0.15446 | 0.15446
F3_Commercial_Lodging_Existing_Space Heating_Natural Gas_Boiler_E4 | F3 | Commercial | Lodging | Existing | Space Heating | Natural Gas | Boiler | E4 | System - kBTUs of Consumption | 0.16893 | 0.16893 | 0.16893 | 0.16893 | 0.16893 | 0.16893 | 0.16893 | 0.16893 | 0.16893 | 0.16893 | 0.16893 | 0.16893 | 0.16893 | 0.16893 | 0.16893 | 0.16893 | 0.16893 | 0.16893 | 0.16893 | 0.16893 | 0.16893 | 0.16893 | 0.16893 | 0.16893 | 0.16893 | 0.16893 | 0.16893 | 0.16893 | 0.16893 | 0.16893 | 0.16893 | 0.16893 | 0.16893
F3_Commercial_Lodging_Existing_Space Heating_Natural Gas_Boiler_E5 | F3 | Commercial | Lodging | Existing | Space Heating | Natural Gas | Boiler | E5 | System - kBTUs of Consumption | 0.5715 | 0.5715 | 0.5715 | 0.5715 | 0.5715 | 0.5715 | 0.5715 | 0.5715 | 0.5715 | 0.5715 | 0.5715 | 0.5715 | 0.5715 | 0.5715 | 0.5715 | 0.5715 | 0.5715 | 0.5715 | 0.5715 | 0.5715 | 0.5715 | 0.5715 | 0.5715 | 0.5715 | 0.5715 | 0.5715 | 0.5715 | 0.5715 | 0.5715 | 0.5715 | 0.5715 | 0.5715 | 0.5715
F3_Commercial_Lodging_Existing_Space Heating_Natural Gas_Boiler_E6 | F3 | Commercial | Lodging | Existing | Space Heating | Natural Gas | Boiler | E6 | System - kBTUs of Consumption | 0 | 0 | 0 | 0 | 0 | 0 | 0 | 0 | 0 | 0 | 0 | 0 | 0 | 0 | 0 | 0 | 0 | 0 | 0 | 0 | 0 | 0 | 0 | 0 | 0 | 0 | 0 | 0 | 0 | 0 | 0 | 0 | 0
F3_Commercial_Lodging_Existing_Space Heating_Natural Gas_Boiler_E7 | F3 | Commercial | Lodging | Existing | Space Heating | Natural Gas | Boiler | E7 | System - kBTUs of Consumption | 0 | 0 | 0 | 0 | 0 | 0 | 0 | 0 | 0 | 0 | 0 | 0 | 0 | 0 | 0 | 0 | 0 | 0 | 0 | 0 | 0 | 0 | 0 | 0 | 0 | 0 | 0 | 0 | 0 | 0 | 0 | 0 | 0
F3_Commercial_Lodging_Existing_Space Heating_Natural Gas_Boiler_E8 | F3 | Commercial | Lodging | Existing | Space Heating | Natural Gas | Boiler | E8 | System - kBTUs of Consumption | 0 | 0 | 0 | 0 | 0 | 0 | 0 | 0 | 0 | 0 | 0 | 0 | 0 | 0 | 0 | 0 | 0 | 0 | 0 | 0 | 0 | 0 | 0 | 0 | 0 | 0 | 0 | 0 | 0 | 0 | 0 | 0 | 0
F3_Commercial_Lodging_Existing_Space Heating_Natural Gas_Boiler_E9 | F3 | Commercial | Lodging | Existing | Space Heating | Natural Gas | Boiler | E9 | System - kBTUs of Consumption | 0 | 0 | 0 | 0 | 0 | 0 | 0 | 0 | 0 | 0 | 0 | 0 | 0 | 0 | 0 | 0 | 0 | 0 | 0 | 0 | 0 | 0 | 0 | 0 | 0 | 0 | 0 | 0 | 0 | 0 | 0 | 0 | 0
F3_Commercial_Lodging_Existing_Space Heating_Natural Gas_Boiler_E10 | F3 | Commercial | Lodging | Existing | Space Heating | Natural Gas | Boiler | E10 | System - kBTUs of Consumption | 0 | 0 | 0 | 0 | 0 | 0 | 0 | 0 | 0 | 0 | 0 | 0 | 0 | 0 | 0 | 0 | 0 | 0 | 0 | 0 | 0 | 0 | 0 | 0 | 0 | 0 | 0 | 0 | 0 | 0 | 0 | 0 | 0
F4_Commercial_Lodging_Existing_Space Heating_Natural Gas_Boiler_E1 | F4 | Commercial | Lodging | Existing | Space Heating | Natural Gas | Boiler | E1 | Utility - Cost of Equipment | 3.8712 | 3.8701 | 3.8771 | 3.8599 | 3.8483 | 0 | 0 | 0 | 0 | 0 | 0 | 0 | 0 | 0 | 0 | 0 | 0 | 0 | 0 | 0 | 0 | 0 | 0 | 0 | 0 | 0 | 0 | 0 | 0 | 0 | 0 | 0 | 0
F4_Commercial_Lodging_Existing_Space Heating_Natural Gas_Boiler_E2 | F4 | Commercial | Lodging | Existing | Space Heating | Natural Gas | Boiler | E2 | Utility - Cost of Equipment | 3.6869 | 3.6858 | 3.6924 | 3.6761 | 3.6651 | 0 | 0 | 0 | 0 | 0 | 0 | 0 | 0 | 0 | 0 | 0 | 0 | 0 | 0 | 0 | 0 | 0 | 0 | 0 | 0 | 0 | 0 | 0 | 0 | 0 | 0 | 0 | 0
F4_Commercial_Lodging_Existing_Space Heating_Natural Gas_Boiler_E3 | F4 | Commercial | Lodging | Existing | Space Heating | Natural Gas | Boiler | E3 | Utility - Cost of Equipment | 3.2947 | 3.2937 | 3.2996 | 3.2851 | 3.2752 | 3.2722 | 3.2755 | 3.2773 | 3.2812 | 3.2843 | 3.287 | 3.2891 | 3.2917 | 3.2946 | 3.2968 | 3.2991 | 3.3013 | 3.3042 | 3.3069 | 3.3104 | 3.3134 | 3.3166 | 3.3193 | 3.3225 | 3.3249 | 3.3272 | 3.3293 | 3.3316 | 3.3331 | 3.3348 | 3.3357 | 3.337 | 3.337
F4_Commercial_Lodging_Existing_Space Heating_Natural Gas_Boiler_E4 | F4 | Commercial | Lodging | Existing | Space Heating | Natural Gas | Boiler | E4 | Utility - Cost of Equipment | 3.1602 | 3.1593 | 3.1649 | 3.151 | 3.1415 | 3.1386 | 3.1418 | 3.1436 | 3.1472 | 3.1503 | 3.1529 | 3.1548 | 3.1574 | 3.1601 | 3.1622 | 3.1644 | 3.1665 | 3.1693 | 3.1719 | 3.1753 | 3.1781 | 3.1813 | 3.1838 | 3.1869 | 3.1892 | 3.1914 | 3.1934 | 3.1956 | 3.1971 | 3.1987 | 3.1996 | 3.2008 | 3.2008
F4_Commercial_Lodging_Existing_Space Heating_Natural Gas_Boiler_E5 | F4 | Commercial | Lodging | Existing | Space Heating | Natural Gas | Boiler | E5 | Utility - Cost of Equipment | 2.3823 | 2.3816 | 2.3859 | 2.3754 | 2.3682 | 2.366 | 2.3685 | 2.3698 | 2.3725 | 2.3748 | 2.3768 | 2.3783 | 2.3802 | 2.3822 | 2.3838 | 2.3855 | 2.3871 | 2.3892 | 2.3911 | 2.3937 | 2.3958 | 2.3982 | 2.4001 | 2.4024 | 2.4042 | 2.4058 | 2.4073 | 2.409 | 2.4101 | 2.4113 | 2.412 | 2.4129 | 2.4129
F4_Commercial_Lodging_Existing_Space Heating_Natural Gas_Boiler_E6 | F4 | Commercial | Lodging | Existing | Space Heating | Natural Gas | Boiler | E6 | Utility - Cost of Equipment | 0 | 0 | 0 | 0 | 0 | 0 | 0 | 0 | 0 | 0 | 0 | 0 | 0 | 0 | 0 | 0 | 0 | 0 | 0 | 0 | 0 | 0 | 0 | 0 | 0 | 0 | 0 | 0 | 0 | 0 | 0 | 0 | 0
F4_Commercial_Lodging_Existing_Space Heating_Natural Gas_Boiler_E7 | F4 | Commercial | Lodging | Existing | Space Heating | Natural Gas | Boiler | E7 | Utility - Cost of Equipment | 0 | 0 | 0 | 0 | 0 | 0 | 0 | 0 | 0 | 0 | 0 | 0 | 0 | 0 | 0 | 0 | 0 | 0 | 0 | 0 | 0 | 0 | 0 | 0 | 0 | 0 | 0 | 0 | 0 | 0 | 0 | 0 | 0
F4_Commercial_Lodging_Existing_Space Heating_Natural Gas_Boiler_E8 | F4 | Commercial | Lodging | Existing | Space Heating | Natural Gas | Boiler | E8 | Utility - Cost of Equipment | 0 | 0 | 0 | 0 | 0 | 0 | 0 | 0 | 0 | 0 | 0 | 0 | 0 | 0 | 0 | 0 | 0 | 0 | 0 | 0 | 0 | 0 | 0 | 0 | 0 | 0 | 0 | 0 | 0 | 0 | 0 | 0 | 0
F4_Commercial_Lodging_Existing_Space Heating_Natural Gas_Boiler_E9 | F4 | Commercial | Lodging | Existing | Space Heating | Natural Gas | Boiler | E9 | Utility - Cost of Equipment | 0 | 0 | 0 | 0 | 0 | 0 | 0 | 0 | 0 | 0 | 0 | 0 | 0 | 0 | 0 | 0 | 0 | 0 | 0 | 0 | 0 | 0 | 0 | 0 | 0 | 0 | 0 | 0 | 0 | 0 | 0 | 0 | 0
F4_Commercial_Lodging_Existing_Space Heating_Natural Gas_Boiler_E10 | F4 | Commercial | Lodging | Existing | Space Heating | Natural Gas | Boiler | E10 | Utility - Cost of Equipment | 0 | 0 | 0 | 0 | 0 | 0 | 0 | 0 | 0 | 0 | 0 | 0 | 0 | 0 | 0 | 0 | 0 | 0 | 0 | 0 | 0 | 0 | 0 | 0 | 0 | 0 | 0 | 0 | 0 | 0 | 0 | 0 | 0
F5_Commercial_Lodging_Existing_Space Heating_Natural Gas_Boiler_E1 | F5 | Commercial | Lodging | Existing | Space Heating | Natural Gas | Boiler | E1 | Utility - Cost of Operation | 0.095062 | 0.095062 | 0.095062 | 0.095062 | 0.095062 | 0 | 0 | 0 | 0 | 0 | 0 | 0 | 0 | 0 | 0 | 0 | 0 | 0 | 0 | 0 | 0 | 0 | 0 | 0 | 0 | 0 | 0 | 0 | 0 | 0 | 0 | 0 | 0
F5_Commercial_Lodging_Existing_Space Heating_Natural Gas_Boiler_E2 | F5 | Commercial | Lodging | Existing | Space Heating | Natural Gas | Boiler | E2 | Utility - Cost of Operation | 0.098268 | 0.098268 | 0.098268 | 0.098268 | 0.098268 | 0 | 0 | 0 | 0 | 0 | 0 | 0 | 0 | 0 | 0 | 0 | 0 | 0 | 0 | 0 | 0 | 0 | 0 | 0 | 0 | 0 | 0 | 0 | 0 | 0 | 0 | 0 | 0
F5_Commercial_Lodging_Existing_Space Heating_Natural Gas_Boiler_E3 | F5 | Commercial | Lodging | Existing | Space Heating | Natural Gas | Boiler | E3 | Utility - Cost of Operation | 0.15446 | 0.15446 | 0.15446 | 0.15446 | 0.15446 | 0.15446 | 0.15446 | 0.15446 | 0.15446 | 0.15446 | 0.15446 | 0.15446 | 0.15446 | 0.15446 | 0.15446 | 0.15446 | 0.15446 | 0.15446 | 0.15446 | 0.15446 | 0.15446 | 0.15446 | 0.15446 | 0.15446 | 0.15446 | 0.15446 | 0.15446 | 0.15446 | 0.15446 | 0.15446 | 0.15446 | 0.15446 | 0.15446
F5_Commercial_Lodging_Existing_Space Heating_Natural Gas_Boiler_E4 | F5 | Commercial | Lodging | Existing | Space Heating | Natural Gas | Boiler | E4 | Utility - Cost of Operation | 0.16893 | 0.16893 | 0.16893 | 0.16893 | 0.16893 | 0.16893 | 0.16893 | 0.16893 | 0.16893 | 0.16893 | 0.16893 | 0.16893 | 0.16893 | 0.16893 | 0.16893 | 0.16893 | 0.16893 | 0.16893 | 0.16893 | 0.16893 | 0.16893 | 0.16893 | 0.16893 | 0.16893 | 0.16893 | 0.16893 | 0.16893 | 0.16893 | 0.16893 | 0.16893 | 0.16893 | 0.16893 | 0.16893
F5_Commercial_Lodging_Existing_Space Heating_Natural Gas_Boiler_E5 | F5 | Commercial | Lodging | Existing | Space Heating | Natural Gas | Boiler | E5 | Utility - Cost of Operation | 0.5715 | 0.5715 | 0.5715 | 0.5715 | 0.5715 | 0.5715 | 0.5715 | 0.5715 | 0.5715 | 0.5715 | 0.5715 | 0.5715 | 0.5715 | 0.5715 | 0.5715 | 0.5715 | 0.5715 | 0.5715 | 0.5715 | 0.5715 | 0.5715 | 0.5715 | 0.5715 | 0.5715 | 0.5715 | 0.5715 | 0.5715 | 0.5715 | 0.5715 | 0.5715 | 0.5715 | 0.5715 | 0.5715
F5_Commercial_Lodging_Existing_Space Heating_Natural Gas_Boiler_E6 | F5 | Commercial | Lodging | Existing | Space Heating | Natural Gas | Boiler | E6 | Utility - Cost of Operation | 0 | 0 | 0 | 0 | 0 | 0 | 0 | 0 | 0 | 0 | 0 | 0 | 0 | 0 | 0 | 0 | 0 | 0 | 0 | 0 | 0 | 0 | 0 | 0 | 0 | 0 | 0 | 0 | 0 | 0 | 0 | 0 | 0
F5_Commercial_Lodging_Existing_Space Heating_Natural Gas_Boiler_E7 | F5 | Commercial | Lodging | Existing | Space Heating | Natural Gas | Boiler | E7 | Utility - Cost of Operation | 0 | 0 | 0 | 0 | 0 | 0 | 0 | 0 | 0 | 0 | 0 | 0 | 0 | 0 | 0 | 0 | 0 | 0 | 0 | 0 | 0 | 0 | 0 | 0 | 0 | 0 | 0 | 0 | 0 | 0 | 0 | 0 | 0
F5_Commercial_Lodging_Existing_Space Heating_Natural Gas_Boiler_E8 | F5 | Commercial | Lodging | Existing | Space Heating | Natural Gas | Boiler | E8 | Utility - Cost of Operation | 0 | 0 | 0 | 0 | 0 | 0 | 0 | 0 | 0 | 0 | 0 | 0 | 0 | 0 | 0 | 0 | 0 | 0 | 0 | 0 | 0 | 0 | 0 | 0 | 0 | 0 | 0 | 0 | 0 | 0 | 0 | 0 | 0
F5_Commercial_Lodging_Existing_Space Heating_Natural Gas_Boiler_E9 | F5 | Commercial | Lodging | Existing | Space Heating | Natural Gas | Boiler | E9 | Utility - Cost of Operation | 0 | 0 | 0 | 0 | 0 | 0 | 0 | 0 | 0 | 0 | 0 | 0 | 0 | 0 | 0 | 0 | 0 | 0 | 0 | 0 | 0 | 0 | 0 | 0 | 0 | 0 | 0 | 0 | 0 | 0 | 0 | 0 | 0
F5_Commercial_Lodging_Existing_Space Heating_Natural Gas_Boiler_E10 | F5 | Commercial | Lodging | Existing | Space Heating | Natural Gas | Boiler | E10 | Utility - Cost of Operation | 0 | 0 | 0 | 0 | 0 | 0 | 0 | 0 | 0 | 0 | 0 | 0 | 0 | 0 | 0 | 0 | 0 | 0 | 0 | 0 | 0 | 0 | 0 | 0 | 0 | 0 | 0 | 0 | 0 | 0 | 0 | 0 | 0
F6_Commercial_Lodging_Existing_Space Heating_Natural Gas_Boiler_E1 | F6 | Commercial | Lodging | Existing | Space Heating | Natural Gas | Boiler | E1 | Utility - Value of Sales | 1.4653 | 1.4607 | 1.4578 | 1.4484 | 1.4403 | 0 | 0 | 0 | 0 | 0 | 0 | 0 | 0 | 0 | 0 | 0 | 0 | 0 | 0 | 0 | 0 | 0 | 0 | 0 | 0 | 0 | 0 | 0 | 0 | 0 | 0 | 0 | 0
F6_Commercial_Lodging_Existing_Space Heating_Natural Gas_Boiler_E2 | F6 | Commercial | Lodging | Existing | Space Heating | Natural Gas | Boiler | E2 | Utility - Value of Sales | 1.3955 | 1.3911 | 1.3884 | 1.3794 | 1.3717 | 0 | 0 | 0 | 0 | 0 | 0 | 0 | 0 | 0 | 0 | 0 | 0 | 0 | 0 | 0 | 0 | 0 | 0 | 0 | 0 | 0 | 0 | 0 | 0 | 0 | 0 | 0 | 0
F6_Commercial_Lodging_Existing_Space Heating_Natural Gas_Boiler_E3 | F6 | Commercial | Lodging | Existing | Space Heating | Natural Gas | Boiler | E3 | Utility - Value of Sales | 1.2471 | 1.2431 | 1.2407 | 1.2327 | 1.2258 | 1.2189 | 1.2122 | 1.2056 | 1.1992 | 1.1929 | 1.1868 | 1.1809 | 1.1753 | 1.17 | 1.1649 | 1.1601 | 1.1556 | 1.1513 | 1.1474 | 1.1437 | 1.1403 | 1.1372 | 1.1344 | 1.1319 | 1.1296 | 1.1277 | 1.126 | 1.1245 | 1.1234 | 1.1226 | 1.122 | 1.1217 | 1.1217
F6_Commercial_Lodging_Existing_Space Heating_Natural Gas_Boiler_E4 | F6 | Commercial | Lodging | Existing | Space Heating | Natural Gas | Boiler | E4 | Utility - Value of Sales | 1.1962 | 1.1924 | 1.19 | 1.1824 | 1.1757 | 1.1692 | 1.1627 | 1.1564 | 1.1502 | 1.1442 | 1.1384 | 1.1327 | 1.1274 | 1.1222 | 1.1173 | 1.1127 | 1.1084 | 1.1044 | 1.1006 | 1.097 | 1.0938 | 1.0908 | 1.0881 | 1.0857 | 1.0835 | 1.0816 | 1.08 | 1.0786 | 1.0776 | 1.0768 | 1.0762 | 1.0759 | 1.0759
F6_Commercial_Lodging_Existing_Space Heating_Natural Gas_Boiler_E5 | F6 | Commercial | Lodging | Existing | Space Heating | Natural Gas | Boiler | E5 | Utility - Value of Sales | 0.90174 | 0.89889 | 0.8971 | 0.89133 | 0.88632 | 0.88138 | 0.87651 | 0.87174 | 0.86708 | 0.86255 | 0.85815 | 0.85391 | 0.84985 | 0.84597 | 0.8423 | 0.83883 | 0.83557 | 0.83251 | 0.82966 | 0.827 | 0.82456 | 0.82231 | 0.82027 | 0.81844 | 0.81681 | 0.81538 | 0.81415 | 0.81313 | 0.81232 | 0.81171 | 0.8113 | 0.81109 | 0.81109
F6_Commercial_Lodging_Existing_Space Heating_Natural Gas_Boiler_E6 | F6 | Commercial | Lodging | Existing | Space Heating | Natural Gas | Boiler | E6 | Utility - Value of Sales | 0 | 0 | 0 | 0 | 0 | 0 | 0 | 0 | 0 | 0 | 0 | 0 | 0 | 0 | 0 | 0 | 0 | 0 | 0 | 0 | 0 | 0 | 0 | 0 | 0 | 0 | 0 | 0 | 0 | 0 | 0 | 0 | 0
F6_Commercial_Lodging_Existing_Space Heating_Natural Gas_Boiler_E7 | F6 | Commercial | Lodging | Existing | Space Heating | Natural Gas | Boiler | E7 | Utility - Value of Sales | 0 | 0 | 0 | 0 | 0 | 0 | 0 | 0 | 0 | 0 | 0 | 0 | 0 | 0 | 0 | 0 | 0 | 0 | 0 | 0 | 0 | 0 | 0 | 0 | 0 | 0 | 0 | 0 | 0 | 0 | 0 | 0 | 0
F6_Commercial_Lodging_Existing_Space Heating_Natural Gas_Boiler_E8 | F6 | Commercial | Lodging | Existing | Space Heating | Natural Gas | Boiler | E8 | Utility - Value of Sales | 0 | 0 | 0 | 0 | 0 | 0 | 0 | 0 | 0 | 0 | 0 | 0 | 0 | 0 | 0 | 0 | 0 | 0 | 0 | 0 | 0 | 0 | 0 | 0 | 0 | 0 | 0 | 0 | 0 | 0 | 0 | 0 | 0
F6_Commercial_Lodging_Existing_Space Heating_Natural Gas_Boiler_E9 | F6 | Commercial | Lodging | Existing | Space Heating | Natural Gas | Boiler | E9 | Utility - Value of Sales | 0 | 0 | 0 | 0 | 0 | 0 | 0 | 0 | 0 | 0 | 0 | 0 | 0 | 0 | 0 | 0 | 0 | 0 | 0 | 0 | 0 | 0 | 0 | 0 | 0 | 0 | 0 | 0 | 0 | 0 | 0 | 0 | 0
F6_Commercial_Lodging_Existing_Space Heating_Natural Gas_Boiler_E10 | F6 | Commercial | Lodging | Existing | Space Heating | Natural Gas | Boiler | E10 | Utility - Value of Sales | 0 | 0 | 0 | 0 | 0 | 0 | 0 | 0 | 0 | 0 | 0 | 0 | 0 | 0 | 0 | 0 | 0 | 0 | 0 | 0 | 0 | 0 | 0 | 0 | 0 | 0 | 0 | 0 | 0 | 0 | 0 | 0 | 0
F1_Commercial_Lodging_Existing_Space Heating_Natural Gas_Unit Heater_E1 | F1 | Commercial | Lodging | Existing | Space Heating | Natural Gas | Unit Heater | E1 | RVT - Cost of Equipment | 0.58349 | 0.58298 | 0.58453 | 0.57983 | 0.5765 | 0 | 0 | 0 | 0 | 0 | 0 | 0 | 0 | 0 | 0 | 0 | 0 | 0 | 0 | 0 | 0 | 0 | 0 | 0 | 0 | 0 | 0 | 0 | 0 | 0 | 0 | 0 | 0
F1_Commercial_Lodging_Existing_Space Heating_Natural Gas_Unit Heater_E2 | F1 | Commercial | Lodging | Existing | Space Heating | Natural Gas | Unit Heater | E2 | RVT - Cost of Equipment | 0.52508 | 0.52462 | 0.52601 | 0.52179 | 0.51879 | 0.51764 | 0.51816 | 0.51823 | 0.51879 | 0.51916 | 0.51941 | 0.5195 | 0.51975 | 0.5201 | 0.52028 | 0.52055 | 0.52083 | 0.52135 | 0.52188 | 0.52268 | 0.52339 | 0.52421 | 0.5249 | 0.52577 | 0.52643 | 0.52704 | 0.52762 | 0.52825 | 0.52866 | 0.52911 | 0.52937 | 0.52971 | 0.52971
F1_Commercial_Lodging_Existing_Space Heating_Natural Gas_Unit Heater_E3 | F1 | Commercial | Lodging | Existing | Space Heating | Natural Gas | Unit Heater | E3 | RVT - Cost of Equipment | 0.45348 | 0.45308 | 0.45429 | 0.45064 | 0.44805 | 0.44706 | 0.44751 | 0.44756 | 0.44805 | 0.44838 | 0.44859 | 0.44867 | 0.44888 | 0.44918 | 0.44934 | 0.44957 | 0.44982 | 0.45026 | 0.45072 | 0.45141 | 0.45203 | 0.45273 | 0.45333 | 0.45408 | 0.45465 | 0.45518 | 0.45568 | 0.45622 | 0.45657 | 0.45696 | 0.45719 | 0.45748 | 0.45748
F1_Commercial_Lodging_Existing_Space Heating_Natural Gas_Unit Heater_E4 | F1 | Commercial | Lodging | Existing | Space Heating | Natural Gas | Unit Heater | E4 | RVT - Cost of Equipment | 0 | 0 | 0 | 0 | 0 | 0 | 0 | 0 | 0 | 0 | 0 | 0 | 0 | 0 | 0 | 0 | 0 | 0 | 0 | 0 | 0 | 0 | 0 | 0 | 0 | 0 | 0 | 0 | 0 | 0 | 0 | 0 | 0
F1_Commercial_Lodging_Existing_Space Heating_Natural Gas_Unit Heater_E5 | F1 | Commercial | Lodging | Existing | Space Heating | Natural Gas | Unit Heater | E5 | RVT - Cost of Equipment | 0 | 0 | 0 | 0 | 0 | 0 | 0 | 0 | 0 | 0 | 0 | 0 | 0 | 0 | 0 | 0 | 0 | 0 | 0 | 0 | 0 | 0 | 0 | 0 | 0 | 0 | 0 | 0 | 0 | 0 | 0 | 0 | 0
F1_Commercial_Lodging_Existing_Space Heating_Natural Gas_Unit Heater_E6 | F1 | Commercial | Lodging | Existing | Space Heating | Natural Gas | Unit Heater | E6 | RVT - Cost of Equipment | 0 | 0 | 0 | 0 | 0 | 0 | 0 | 0 | 0 | 0 | 0 | 0 | 0 | 0 | 0 | 0 | 0 | 0 | 0 | 0 | 0 | 0 | 0 | 0 | 0 | 0 | 0 | 0 | 0 | 0 | 0 | 0 | 0
F1_Commercial_Lodging_Existing_Space Heating_Natural Gas_Unit Heater_E7 | F1 | Commercial | Lodging | Existing | Space Heating | Natural Gas | Unit Heater | E7 | RVT - Cost of Equipment | 0 | 0 | 0 | 0 | 0 | 0 | 0 | 0 | 0 | 0 | 0 | 0 | 0 | 0 | 0 | 0 | 0 | 0 | 0 | 0 | 0 | 0 | 0 | 0 | 0 | 0 | 0 | 0 | 0 | 0 | 0 | 0 | 0
F1_Commercial_Lodging_Existing_Space Heating_Natural Gas_Unit Heater_E8 | F1 | Commercial | Lodging | Existing | Space Heating | Natural Gas | Unit Heater | E8 | RVT - Cost of Equipment | 0 | 0 | 0 | 0 | 0 | 0 | 0 | 0 | 0 | 0 | 0 | 0 | 0 | 0 | 0 | 0 | 0 | 0 | 0 | 0 | 0 | 0 | 0 | 0 | 0 | 0 | 0 | 0 | 0 | 0 | 0 | 0 | 0
F1_Commercial_Lodging_Existing_Space Heating_Natural Gas_Unit Heater_E9 | F1 | Commercial | Lodging | Existing | Space Heating | Natural Gas | Unit Heater | E9 | RVT - Cost of Equipment | 0 | 0 | 0 | 0 | 0 | 0 | 0 | 0 | 0 | 0 | 0 | 0 | 0 | 0 | 0 | 0 | 0 | 0 | 0 | 0 | 0 | 0 | 0 | 0 | 0 | 0 | 0 | 0 | 0 | 0 | 0 | 0 | 0
F1_Commercial_Lodging_Existing_Space Heating_Natural Gas_Unit Heater_E10 | F1 | Commercial | Lodging | Existing | Space Heating | Natural Gas | Unit Heater | E10 | RVT - Cost of Equipment | 0 | 0 | 0 | 0 | 0 | 0 | 0 | 0 | 0 | 0 | 0 | 0 | 0 | 0 | 0 | 0 | 0 | 0 | 0 | 0 | 0 | 0 | 0 | 0 | 0 | 0 | 0 | 0 | 0 | 0 | 0 | 0 | 0
F2_Commercial_Lodging_Existing_Space Heating_Natural Gas_Unit Heater_E1 | F2 | Commercial | Lodging | Existing | Space Heating | Natural Gas | Unit Heater | E1 | RVT - Cost of Operation | 0.69906 | 0.69845 | 0.7003 | 0.69468 | 0.69069 | 0 | 0 | 0 | 0 | 0 | 0 | 0 | 0 | 0 | 0 | 0 | 0 | 0 | 0 | 0 | 0 | 0 | 0 | 0 | 0 | 0 | 0 | 0 | 0 | 0 | 0 | 0 | 0
F2_Commercial_Lodging_Existing_Space Heating_Natural Gas_Unit Heater_E2 | F2 | Commercial | Lodging | Existing | Space Heating | Natural Gas | Unit Heater | E2 | RVT - Cost of Operation | 0.62908 | 0.62852 | 0.63019 | 0.62513 | 0.62154 | 0.62017 | 0.62079 | 0.62087 | 0.62155 | 0.62199 | 0.62229 | 0.6224 | 0.62269 | 0.62311 | 0.62333 | 0.62365 | 0.62399 | 0.62461 | 0.62525 | 0.62621 | 0.62706 | 0.62804 | 0.62887 | 0.6299 | 0.6307 | 0.63143 | 0.63212 | 0.63287 | 0.63337 | 0.63391 | 0.63422 | 0.63463 | 0.63463
F2_Commercial_Lodging_Existing_Space Heating_Natural Gas_Unit Heater_E3 | F2 | Commercial | Lodging | Existing | Space Heating | Natural Gas | Unit Heater | E3 | RVT - Cost of Operation | 0.5433 | 0.54282 | 0.54427 | 0.5399 | 0.53679 | 0.53561 | 0.53614 | 0.53621 | 0.5368 | 0.53718 | 0.53744 | 0.53753 | 0.53779 | 0.53815 | 0.53834 | 0.53861 | 0.53891 | 0.53945 | 0.54 | 0.54082 | 0.54156 | 0.5424 | 0.54312 | 0.54401 | 0.5447 | 0.54533 | 0.54593 | 0.54658 | 0.547 | 0.54747 | 0.54774 | 0.54809 | 0.54809
F2_Commercial_Lodging_Existing_Space Heating_Natural Gas_Unit Heater_E4 | F2 | Commercial | Lodging | Existing | Space Heating | Natural Gas | Unit Heater | E4 | RVT - Cost of Operation | 0 | 0 | 0 | 0 | 0 | 0 | 0 | 0 | 0 | 0 | 0 | 0 | 0 | 0 | 0 | 0 | 0 | 0 | 0 | 0 | 0 | 0 | 0 | 0 | 0 | 0 | 0 | 0 | 0 | 0 | 0 | 0 | 0
F2_Commercial_Lodging_Existing_Space Heating_Natural Gas_Unit Heater_E5 | F2 | Commercial | Lodging | Existing | Space Heating | Natural Gas | Unit Heater | E5 | RVT - Cost of Operation | 0 | 0 | 0 | 0 | 0 | 0 | 0 | 0 | 0 | 0 | 0 | 0 | 0 | 0 | 0 | 0 | 0 | 0 | 0 | 0 | 0 | 0 | 0 | 0 | 0 | 0 | 0 | 0 | 0 | 0 | 0 | 0 | 0
F2_Commercial_Lodging_Existing_Space Heating_Natural Gas_Unit Heater_E6 | F2 | Commercial | Lodging | Existing | Space Heating | Natural Gas | Unit Heater | E6 | RVT - Cost of Operation | 0 | 0 | 0 | 0 | 0 | 0 | 0 | 0 | 0 | 0 | 0 | 0 | 0 | 0 | 0 | 0 | 0 | 0 | 0 | 0 | 0 | 0 | 0 | 0 | 0 | 0 | 0 | 0 | 0 | 0 | 0 | 0 | 0
F2_Commercial_Lodging_Existing_Space Heating_Natural Gas_Unit Heater_E7 | F2 | Commercial | Lodging | Existing | Space Heating | Natural Gas | Unit Heater | E7 | RVT - Cost of Operation | 0 | 0 | 0 | 0 | 0 | 0 | 0 | 0 | 0 | 0 | 0 | 0 | 0 | 0 | 0 | 0 | 0 | 0 | 0 | 0 | 0 | 0 | 0 | 0 | 0 | 0 | 0 | 0 | 0 | 0 | 0 | 0 | 0
F2_Commercial_Lodging_Existing_Space Heating_Natural Gas_Unit Heater_E8 | F2 | Commercial | Lodging | Existing | Space Heating | Natural Gas | Unit Heater | E8 | RVT - Cost of Operation | 0 | 0 | 0 | 0 | 0 | 0 | 0 | 0 | 0 | 0 | 0 | 0 | 0 | 0 | 0 | 0 | 0 | 0 | 0 | 0 | 0 | 0 | 0 | 0 | 0 | 0 | 0 | 0 | 0 | 0 | 0 | 0 | 0
F2_Commercial_Lodging_Existing_Space Heating_Natural Gas_Unit Heater_E9 | F2 | Commercial | Lodging | Existing | Space Heating | Natural Gas | Unit Heater | E9 | RVT - Cost of Operation | 0 | 0 | 0 | 0 | 0 | 0 | 0 | 0 | 0 | 0 | 0 | 0 | 0 | 0 | 0 | 0 | 0 | 0 | 0 | 0 | 0 | 0 | 0 | 0 | 0 | 0 | 0 | 0 | 0 | 0 | 0 | 0 | 0
F2_Commercial_Lodging_Existing_Space Heating_Natural Gas_Unit Heater_E10 | F2 | Commercial | Lodging | Existing | Space Heating | Natural Gas | Unit Heater | E10 | RVT - Cost of Operation | 0 | 0 | 0 | 0 | 0 | 0 | 0 | 0 | 0 | 0 | 0 | 0 | 0 | 0 | 0 | 0 | 0 | 0 | 0 | 0 | 0 | 0 | 0 | 0 | 0 | 0 | 0 | 0 | 0 | 0 | 0 | 0 | 0
F3_Commercial_Lodging_Existing_Space Heating_Natural Gas_Unit Heater_E1 | F3 | Commercial | Lodging | Existing | Space Heating | Natural Gas | Unit Heater | E1 | System - kBTUs of Consumption | 0.022811 | 0.022811 | 0.022811 | 0.022811 | 0.022811 | 0 | 0 | 0 | 0 | 0 | 0 | 0 | 0 | 0 | 0 | 0 | 0 | 0 | 0 | 0 | 0 | 0 | 0 | 0 | 0 | 0 | 0 | 0 | 0 | 0 | 0 | 0 | 0
F3_Commercial_Lodging_Existing_Space Heating_Natural Gas_Unit Heater_E2 | F3 | Commercial | Lodging | Existing | Space Heating | Natural Gas | Unit Heater | E2 | System - kBTUs of Consumption | 0.072942 | 0.072942 | 0.072942 | 0.072942 | 0.072942 | 0.072942 | 0.072942 | 0.072942 | 0.072942 | 0.072942 | 0.072942 | 0.072942 | 0.072942 | 0.072942 | 0.072942 | 0.072942 | 0.072942 | 0.072942 | 0.072942 | 0.072942 | 0.072942 | 0.072942 | 0.072942 | 0.072942 | 0.072942 | 0.072942 | 0.072942 | 0.072942 | 0.072942 | 0.072942 | 0.072942 | 0.072942 | 0.072942
F3_Commercial_Lodging_Existing_Space Heating_Natural Gas_Unit Heater_E3 | F3 | Commercial | Lodging | Existing | Space Heating | Natural Gas | Unit Heater | E3 | System - kBTUs of Consumption | 0.031509 | 0.031509 | 0.031509 | 0.031509 | 0.031509 | 0.031509 | 0.031509 | 0.031509 | 0.031509 | 0.031509 | 0.031509 | 0.031509 | 0.031509 | 0.031509 | 0.031509 | 0.031509 | 0.031509 | 0.031509 | 0.031509 | 0.031509 | 0.031509 | 0.031509 | 0.031509 | 0.031509 | 0.031509 | 0.031509 | 0.031509 | 0.031509 | 0.031509 | 0.031509 | 0.031509 | 0.031509 | 0.031509
F3_Commercial_Lodging_Existing_Space Heating_Natural Gas_Unit Heater_E4 | F3 | Commercial | Lodging | Existing | Space Heating | Natural Gas | Unit Heater | E4 | System - kBTUs of Consumption | 0 | 0 | 0 | 0 | 0 | 0 | 0 | 0 | 0 | 0 | 0 | 0 | 0 | 0 | 0 | 0 | 0 | 0 | 0 | 0 | 0 | 0 | 0 | 0 | 0 | 0 | 0 | 0 | 0 | 0 | 0 | 0 | 0
F3_Commercial_Lodging_Existing_Space Heating_Natural Gas_Unit Heater_E5 | F3 | Commercial | Lodging | Existing | Space Heating | Natural Gas | Unit Heater | E5 | System - kBTUs of Consumption | 0 | 0 | 0 | 0 | 0 | 0 | 0 | 0 | 0 | 0 | 0 | 0 | 0 | 0 | 0 | 0 | 0 | 0 | 0 | 0 | 0 | 0 | 0 | 0 | 0 | 0 | 0 | 0 | 0 | 0 | 0 | 0 | 0
F3_Commercial_Lodging_Existing_Space Heating_Natural Gas_Unit Heater_E6 | F3 | Commercial | Lodging | Existing | Space Heating | Natural Gas | Unit Heater | E6 | System - kBTUs of Consumption | 0 | 0 | 0 | 0 | 0 | 0 | 0 | 0 | 0 | 0 | 0 | 0 | 0 | 0 | 0 | 0 | 0 | 0 | 0 | 0 | 0 | 0 | 0 | 0 | 0 | 0 | 0 | 0 | 0 | 0 | 0 | 0 | 0
F3_Commercial_Lodging_Existing_Space Heating_Natural Gas_Unit Heater_E7 | F3 | Commercial | Lodging | Existing | Space Heating | Natural Gas | Unit Heater | E7 | System - kBTUs of Consumption | 0 | 0 | 0 | 0 | 0 | 0 | 0 | 0 | 0 | 0 | 0 | 0 | 0 | 0 | 0 | 0 | 0 | 0 | 0 | 0 | 0 | 0 | 0 | 0 | 0 | 0 | 0 | 0 | 0 | 0 | 0 | 0 | 0
F3_Commercial_Lodging_Existing_Space Heating_Natural Gas_Unit Heater_E8 | F3 | Commercial | Lodging | Existing | Space Heating | Natural Gas | Unit Heater | E8 | System - kBTUs of Consumption | 0 | 0 | 0 | 0 | 0 | 0 | 0 | 0 | 0 | 0 | 0 | 0 | 0 | 0 | 0 | 0 | 0 | 0 | 0 | 0 | 0 | 0 | 0 | 0 | 0 | 0 | 0 | 0 | 0 | 0 | 0 | 0 | 0
F3_Commercial_Lodging_Existing_Space Heating_Natural Gas_Unit Heater_E9 | F3 | Commercial | Lodging | Existing | Space Heating | Natural Gas | Unit Heater | E9 | System - kBTUs of Consumption | 0 | 0 | 0 | 0 | 0 | 0 | 0 | 0 | 0 | 0 | 0 | 0 | 0 | 0 | 0 | 0 | 0 | 0 | 0 | 0 | 0 | 0 | 0 | 0 | 0 | 0 | 0 | 0 | 0 | 0 | 0 | 0 | 0
F3_Commercial_Lodging_Existing_Space Heating_Natural Gas_Unit Heater_E10 | F3 | Commercial | Lodging | Existing | Space Heating | Natural Gas | Unit Heater | E10 | System - kBTUs of Consumption | 0 | 0 | 0 | 0 | 0 | 0 | 0 | 0 | 0 | 0 | 0 | 0 | 0 | 0 | 0 | 0 | 0 | 0 | 0 | 0 | 0 | 0 | 0 | 0 | 0 | 0 | 0 | 0 | 0 | 0 | 0 | 0 | 0
F4_Commercial_Lodging_Existing_Space Heating_Natural Gas_Unit Heater_E1 | F4 | Commercial | Lodging | Existing | Space Heating | Natural Gas | Unit Heater | E1 | Utility - Cost of Equipment | 0.69906 | 0.69845 | 0.7003 | 0.69468 | 0.69069 | 0 | 0 | 0 | 0 | 0 | 0 | 0 | 0 | 0 | 0 | 0 | 0 | 0 | 0 | 0 | 0 | 0 | 0 | 0 | 0 | 0 | 0 | 0 | 0 | 0 | 0 | 0 | 0
F4_Commercial_Lodging_Existing_Space Heating_Natural Gas_Unit Heater_E2 | F4 | Commercial | Lodging | Existing | Space Heating | Natural Gas | Unit Heater | E2 | Utility - Cost of Equipment | 0.62908 | 0.62852 | 0.63019 | 0.62513 | 0.62154 | 0.62017 | 0.62079 | 0.62087 | 0.62155 | 0.62199 | 0.62229 | 0.6224 | 0.62269 | 0.62311 | 0.62333 | 0.62365 | 0.62399 | 0.62461 | 0.62525 | 0.62621 | 0.62706 | 0.62804 | 0.62887 | 0.6299 | 0.6307 | 0.63143 | 0.63212 | 0.63287 | 0.63337 | 0.63391 | 0.63422 | 0.63463 | 0.63463
F4_Commercial_Lodging_Existing_Space Heating_Natural Gas_Unit Heater_E3 | F4 | Commercial | Lodging | Existing | Space Heating | Natural Gas | Unit Heater | E3 | Utility - Cost of Equipment | 0.5433 | 0.54282 | 0.54427 | 0.5399 | 0.53679 | 0.53561 | 0.53614 | 0.53621 | 0.5368 | 0.53718 | 0.53744 | 0.53753 | 0.53779 | 0.53815 | 0.53834 | 0.53861 | 0.53891 | 0.53945 | 0.54 | 0.54082 | 0.54156 | 0.5424 | 0.54312 | 0.54401 | 0.5447 | 0.54533 | 0.54593 | 0.54658 | 0.547 | 0.54747 | 0.54774 | 0.54809 | 0.54809
F4_Commercial_Lodging_Existing_Space Heating_Natural Gas_Unit Heater_E4 | F4 | Commercial | Lodging | Existing | Space Heating | Natural Gas | Unit Heater | E4 | Utility - Cost of Equipment | 0 | 0 | 0 | 0 | 0 | 0 | 0 | 0 | 0 | 0 | 0 | 0 | 0 | 0 | 0 | 0 | 0 | 0 | 0 | 0 | 0 | 0 | 0 | 0 | 0 | 0 | 0 | 0 | 0 | 0 | 0 | 0 | 0
F4_Commercial_Lodging_Existing_Space Heating_Natural Gas_Unit Heater_E5 | F4 | Commercial | Lodging | Existing | Space Heating | Natural Gas | Unit Heater | E5 | Utility - Cost of Equipment | 0 | 0 | 0 | 0 | 0 | 0 | 0 | 0 | 0 | 0 | 0 | 0 | 0 | 0 | 0 | 0 | 0 | 0 | 0 | 0 | 0 | 0 | 0 | 0 | 0 | 0 | 0 | 0 | 0 | 0 | 0 | 0 | 0
F4_Commercial_Lodging_Existing_Space Heating_Natural Gas_Unit Heater_E6 | F4 | Commercial | Lodging | Existing | Space Heating | Natural Gas | Unit Heater | E6 | Utility - Cost of Equipment | 0 | 0 | 0 | 0 | 0 | 0 | 0 | 0 | 0 | 0 | 0 | 0 | 0 | 0 | 0 | 0 | 0 | 0 | 0 | 0 | 0 | 0 | 0 | 0 | 0 | 0 | 0 | 0 | 0 | 0 | 0 | 0 | 0
F4_Commercial_Lodging_Existing_Space Heating_Natural Gas_Unit Heater_E7 | F4 | Commercial | Lodging | Existing | Space Heating | Natural Gas | Unit Heater | E7 | Utility - Cost of Equipment | 0 | 0 | 0 | 0 | 0 | 0 | 0 | 0 | 0 | 0 | 0 | 0 | 0 | 0 | 0 | 0 | 0 | 0 | 0 | 0 | 0 | 0 | 0 | 0 | 0 | 0 | 0 | 0 | 0 | 0 | 0 | 0 | 0
F4_Commercial_Lodging_Existing_Space Heating_Natural Gas_Unit Heater_E8 | F4 | Commercial | Lodging | Existing | Space Heating | Natural Gas | Unit Heater | E8 | Utility - Cost of Equipment | 0 | 0 | 0 | 0 | 0 | 0 | 0 | 0 | 0 | 0 | 0 | 0 | 0 | 0 | 0 | 0 | 0 | 0 | 0 | 0 | 0 | 0 | 0 | 0 | 0 | 0 | 0 | 0 | 0 | 0 | 0 | 0 | 0
F4_Commercial_Lodging_Existing_Space Heating_Natural Gas_Unit Heater_E9 | F4 | Commercial | Lodging | Existing | Space Heating | Natural Gas | Unit Heater | E9 | Utility - Cost of Equipment | 0 | 0 | 0 | 0 | 0 | 0 | 0 | 0 | 0 | 0 | 0 | 0 | 0 | 0 | 0 | 0 | 0 | 0 | 0 | 0 | 0 | 0 | 0 | 0 | 0 | 0 | 0 | 0 | 0 | 0 | 0 | 0 | 0
F4_Commercial_Lodging_Existing_Space Heating_Natural Gas_Unit Heater_E10 | F4 | Commercial | Lodging | Existing | Space Heating | Natural Gas | Unit Heater | E10 | Utility - Cost of Equipment | 0 | 0 | 0 | 0 | 0 | 0 | 0 | 0 | 0 | 0 | 0 | 0 | 0 | 0 | 0 | 0 | 0 | 0 | 0 | 0 | 0 | 0 | 0 | 0 | 0 | 0 | 0 | 0 | 0 | 0 | 0 | 0 | 0
F5_Commercial_Lodging_Existing_Space Heating_Natural Gas_Unit Heater_E1 | F5 | Commercial | Lodging | Existing | Space Heating | Natural Gas | Unit Heater | E1 | Utility - Cost of Operation | 0.022811 | 0.022811 | 0.022811 | 0.022811 | 0.022811 | 0 | 0 | 0 | 0 | 0 | 0 | 0 | 0 | 0 | 0 | 0 | 0 | 0 | 0 | 0 | 0 | 0 | 0 | 0 | 0 | 0 | 0 | 0 | 0 | 0 | 0 | 0 | 0
F5_Commercial_Lodging_Existing_Space Heating_Natural Gas_Unit Heater_E2 | F5 | Commercial | Lodging | Existing | Space Heating | Natural Gas | Unit Heater | E2 | Utility - Cost of Operation | 0.072942 | 0.072942 | 0.072942 | 0.072942 | 0.072942 | 0.072942 | 0.072942 | 0.072942 | 0.072942 | 0.072942 | 0.072942 | 0.072942 | 0.072942 | 0.072942 | 0.072942 | 0.072942 | 0.072942 | 0.072942 | 0.072942 | 0.072942 | 0.072942 | 0.072942 | 0.072942 | 0.072942 | 0.072942 | 0.072942 | 0.072942 | 0.072942 | 0.072942 | 0.072942 | 0.072942 | 0.072942 | 0.072942
F5_Commercial_Lodging_Existing_Space Heating_Natural Gas_Unit Heater_E3 | F5 | Commercial | Lodging | Existing | Space Heating | Natural Gas | Unit Heater | E3 | Utility - Cost of Operation | 0.031509 | 0.031509 | 0.031509 | 0.031509 | 0.031509 | 0.031509 | 0.031509 | 0.031509 | 0.031509 | 0.031509 | 0.031509 | 0.031509 | 0.031509 | 0.031509 | 0.031509 | 0.031509 | 0.031509 | 0.031509 | 0.031509 | 0.031509 | 0.031509 | 0.031509 | 0.031509 | 0.031509 | 0.031509 | 0.031509 | 0.031509 | 0.031509 | 0.031509 | 0.031509 | 0.031509 | 0.031509 | 0.031509
F5_Commercial_Lodging_Existing_Space Heating_Natural Gas_Unit Heater_E4 | F5 | Commercial | Lodging | Existing | Space Heating | Natural Gas | Unit Heater | E4 | Utility - Cost of Operation | 0 | 0 | 0 | 0 | 0 | 0 | 0 | 0 | 0 | 0 | 0 | 0 | 0 | 0 | 0 | 0 | 0 | 0 | 0 | 0 | 0 | 0 | 0 | 0 | 0 | 0 | 0 | 0 | 0 | 0 | 0 | 0 | 0
F5_Commercial_Lodging_Existing_Space Heating_Natural Gas_Unit Heater_E5 | F5 | Commercial | Lodging | Existing | Space Heating | Natural Gas | Unit Heater | E5 | Utility - Cost of Operation | 0 | 0 | 0 | 0 | 0 | 0 | 0 | 0 | 0 | 0 | 0 | 0 | 0 | 0 | 0 | 0 | 0 | 0 | 0 | 0 | 0 | 0 | 0 | 0 | 0 | 0 | 0 | 0 | 0 | 0 | 0 | 0 | 0
F5_Commercial_Lodging_Existing_Space Heating_Natural Gas_Unit Heater_E6 | F5 | Commercial | Lodging | Existing | Space Heating | Natural Gas | Unit Heater | E6 | Utility - Cost of Operation | 0 | 0 | 0 | 0 | 0 | 0 | 0 | 0 | 0 | 0 | 0 | 0 | 0 | 0 | 0 | 0 | 0 | 0 | 0 | 0 | 0 | 0 | 0 | 0 | 0 | 0 | 0 | 0 | 0 | 0 | 0 | 0 | 0
F5_Commercial_Lodging_Existing_Space Heating_Natural Gas_Unit Heater_E7 | F5 | Commercial | Lodging | Existing | Space Heating | Natural Gas | Unit Heater | E7 | Utility - Cost of Operation | 0 | 0 | 0 | 0 | 0 | 0 | 0 | 0 | 0 | 0 | 0 | 0 | 0 | 0 | 0 | 0 | 0 | 0 | 0 | 0 | 0 | 0 | 0 | 0 | 0 | 0 | 0 | 0 | 0 | 0 | 0 | 0 | 0
F5_Commercial_Lodging_Existing_Space Heating_Natural Gas_Unit Heater_E8 | F5 | Commercial | Lodging | Existing | Space Heating | Natural Gas | Unit Heater | E8 | Utility - Cost of Operation | 0 | 0 | 0 | 0 | 0 | 0 | 0 | 0 | 0 | 0 | 0 | 0 | 0 | 0 | 0 | 0 | 0 | 0 | 0 | 0 | 0 | 0 | 0 | 0 | 0 | 0 | 0 | 0 | 0 | 0 | 0 | 0 | 0
F5_Commercial_Lodging_Existing_Space Heating_Natural Gas_Unit Heater_E9 | F5 | Commercial | Lodging | Existing | Space Heating | Natural Gas | Unit Heater | E9 | Utility - Cost of Operation | 0 | 0 | 0 | 0 | 0 | 0 | 0 | 0 | 0 | 0 | 0 | 0 | 0 | 0 | 0 | 0 | 0 | 0 | 0 | 0 | 0 | 0 | 0 | 0 | 0 | 0 | 0 | 0 | 0 | 0 | 0 | 0 | 0
F5_Commercial_Lodging_Existing_Space Heating_Natural Gas_Unit Heater_E10 | F5 | Commercial | Lodging | Existing | Space Heating | Natural Gas | Unit Heater | E10 | Utility - Cost of Operation | 0 | 0 | 0 | 0 | 0 | 0 | 0 | 0 | 0 | 0 | 0 | 0 | 0 | 0 | 0 | 0 | 0 | 0 | 0 | 0 | 0 | 0 | 0 | 0 | 0 | 0 | 0 | 0 | 0 | 0 | 0 | 0 | 0
F6_Commercial_Lodging_Existing_Space Heating_Natural Gas_Unit Heater_E1 | F6 | Commercial | Lodging | Existing | Space Heating | Natural Gas | Unit Heater | E1 | Utility - Value of Sales | 0.27149 | 0.27137 | 0.27188 | 0.26996 | 0.26847 | 0 | 0 | 0 | 0 | 0 | 0 | 0 | 0 | 0 | 0 | 0 | 0 | 0 | 0 | 0 | 0 | 0 | 0 | 0 | 0 | 0 | 0 | 0 | 0 | 0 | 0 | 0 | 0
F6_Commercial_Lodging_Existing_Space Heating_Natural Gas_Unit Heater_E2 | F6 | Commercial | Lodging | Existing | Space Heating | Natural Gas | Unit Heater | E2 | Utility - Value of Sales | 0.24431 | 0.2442 | 0.24466 | 0.24293 | 0.24159 | 0.24025 | 0.23891 | 0.23757 | 0.23623 | 0.23489 | 0.23355 | 0.23221 | 0.23087 | 0.22953 | 0.22819 | 0.22685 | 0.22551 | 0.22417 | 0.22285 | 0.22156 | 0.22032 | 0.21914 | 0.21804 | 0.21703 | 0.21614 | 0.21536 | 0.21469 | 0.21413 | 0.21368 | 0.21335 | 0.21313 | 0.21301 | 0.21301
F6_Commercial_Lodging_Existing_Space Heating_Natural Gas_Unit Heater_E3 | F6 | Commercial | Lodging | Existing | Space Heating | Natural Gas | Unit Heater | E3 | Utility - Value of Sales | 0.21099 | 0.2109 | 0.2113 | 0.20981 | 0.20865 | 0.20749 | 0.20633 | 0.20518 | 0.20402 | 0.20286 | 0.20171 | 0.20055 | 0.19939 | 0.19823 | 0.19708 | 0.19592 | 0.19476 | 0.19361 | 0.19246 | 0.19135 | 0.19028 | 0.18926 | 0.18831 | 0.18744 | 0.18667 | 0.18599 | 0.18542 | 0.18493 | 0.18455 | 0.18426 | 0.18407 | 0.18397 | 0.18397
F6_Commercial_Lodging_Existing_Space Heating_Natural Gas_Unit Heater_E4 | F6 | Commercial | Lodging | Existing | Space Heating | Natural Gas | Unit Heater | E4 | Utility - Value of Sales | 0 | 0 | 0 | 0 | 0 | 0 | 0 | 0 | 0 | 0 | 0 | 0 | 0 | 0 | 0 | 0 | 0 | 0 | 0 | 0 | 0 | 0 | 0 | 0 | 0 | 0 | 0 | 0 | 0 | 0 | 0 | 0 | 0
F6_Commercial_Lodging_Existing_Space Heating_Natural Gas_Unit Heater_E5 | F6 | Commercial | Lodging | Existing | Space Heating | Natural Gas | Unit Heater | E5 | Utility - Value of Sales | 0 | 0 | 0 | 0 | 0 | 0 | 0 | 0 | 0 | 0 | 0 | 0 | 0 | 0 | 0 | 0 | 0 | 0 | 0 | 0 | 0 | 0 | 0 | 0 | 0 | 0 | 0 | 0 | 0 | 0 | 0 | 0 | 0
F6_Commercial_Lodging_Existing_Space Heating_Natural Gas_Unit Heater_E6 | F6 | Commercial | Lodging | Existing | Space Heating | Natural Gas | Unit Heater | E6 | Utility - Value of Sales | 0 | 0 | 0 | 0 | 0 | 0 | 0 | 0 | 0 | 0 | 0 | 0 | 0 | 0 | 0 | 0 | 0 | 0 | 0 | 0 | 0 | 0 | 0 | 0 | 0 | 0 | 0 | 0 | 0 | 0 | 0 | 0 | 0
F6_Commercial_Lodging_Existing_Space Heating_Natural Gas_Unit Heater_E7 | F6 | Commercial | Lodging | Existing | Space Heating | Natural Gas | Unit Heater | E7 | Utility - Value of Sales | 0 | 0 | 0 | 0 | 0 | 0 | 0 | 0 | 0 | 0 | 0 | 0 | 0 | 0 | 0 | 0 | 0 | 0 | 0 | 0 | 0 | 0 | 0 | 0 | 0 | 0 | 0 | 0 | 0 | 0 | 0 | 0 | 0
F6_Commercial_Lodging_Existing_Space Heating_Natural Gas_Unit Heater_E8 | F6 | Commercial | Lodging | Existing | Space Heating | Natural Gas | Unit Heater | E8 | Utility - Value of Sales | 0 | 0 | 0 | 0 | 0 | 0 | 0 | 0 | 0 | 0 | 0 | 0 | 0 | 0 | 0 | 0 | 0 | 0 | 0 | 0 | 0 | 0 | 0 | 0 | 0 | 0 | 0 | 0 | 0 | 0 | 0 | 0 | 0
F6_Commercial_Lodging_Existing_Space Heating_Natural Gas_Unit Heater_E9 | F6 | Commercial | Lodging | Existing | Space Heating | Natural Gas | Unit Heater | E9 | Utility - Value of Sales | 0 | 0 | 0 | 0 | 0 | 0 | 0 | 0 | 0 | 0 | 0 | 0 | 0 | 0 | 0 | 0 | 0 | 0 | 0 | 0 | 0 | 0 | 0 | 0 | 0 | 0 | 0 | 0 | 0 | 0 | 0 | 0 | 0
F6_Commercial_Lodging_Existing_Space Heating_Natural Gas_Unit Heater_E10 | F6 | Commercial | Lodging | Existing | Space Heating | Natural Gas | Unit Heater | E10 | Utility - Value of Sales | 0 | 0 | 0 | 0 | 0 | 0 | 0 | 0 | 0 | 0 | 0 | 0 | 0 | 0 | 0 | 0 | 0 | 0 | 0 | 0 | 0 | 0 | 0 | 0 | 0 | 0 | 0 | 0 | 0 | 0 | 0 | 0 | 0
F1_Commercial_Lodging_Existing_Water Heating_Natural Gas_Water Heater_E1 | F1 | Commercial | Lodging | Existing | Water Heating | Natural Gas | Water Heater | E1 | RVT - Cost of Equipment | 0.91363 | 0.91226 | 0.91564 | 0.90792 | 0.90303 | 0.90679 | 0.91818 | 0.92718 | 0.93835 | 0.9489 | 0.95946 | 0.96915 | 0.97958 | 0.99045 | 1.0009 | 1.0115 | 1.0222 | 1.034 | 1.0462 | 1.0591 | 1.0718 | 1.085 | 1.0973 | 1.11 | 1.1213 | 1.1311 | 1.1399 | 1.1476 | 1.1536 | 1.1586 | 1.1613 | 1.1632 | 1.1632
F1_Commercial_Lodging_Existing_Water Heating_Natural Gas_Water Heater_E2 | F1 | Commercial | Lodging | Existing | Water Heating | Natural Gas | Water Heater | E2 | RVT - Cost of Equipment | 0.90235 | 0.901 | 0.90434 | 0.89672 | 0.89188 | 0.8956 | 0.90684 | 0.91573 | 0.92677 | 0.93719 | 0.94762 | 0.95719 | 0.96748 | 0.97822 | 0.98851 | 0.99898 | 1.0096 | 1.0212 | 1.0333 | 1.046 | 1.0585 | 1.0716 | 1.0838 | 1.0963 | 1.1074 | 1.1171 | 1.1259 | 1.1335 | 1.1394 | 1.1443 | 1.147 | 1.1488 | 1.1488
F1_Commercial_Lodging_Existing_Water Heating_Natural Gas_Water Heater_E3 | F1 | Commercial | Lodging | Existing | Water Heating | Natural Gas | Water Heater | E3 | RVT - Cost of Equipment | 0.83057 | 0.82933 | 0.8324 | 0.82539 | 0.82094 | 0.82436 | 0.83471 | 0.84289 | 0.85305 | 0.86264 | 0.87224 | 0.88105 | 0.89052 | 0.90041 | 0.90987 | 0.91951 | 0.9293 | 0.93997 | 0.95106 | 0.96278 | 0.97434 | 0.98639 | 0.99757 | 1.0091 | 1.0193 | 1.0282 | 1.0363 | 1.0433 | 1.0487 | 1.0533 | 1.0558 | 1.0574 | 1.0574
F1_Commercial_Lodging_Existing_Water Heating_Natural Gas_Water Heater_E4 | F1 | Commercial | Lodging | Existing | Water Heating | Natural Gas | Water Heater | E4 | RVT - Cost of Equipment | 0.77756 | 0.77639 | 0.77927 | 0.7727 | 0.76854 | 0.77174 | 0.78143 | 0.78909 | 0.7986 | 0.80758 | 0.81656 | 0.82481 | 0.83368 | 0.84294 | 0.8518 | 0.86082 | 0.86998 | 0.87998 | 0.89036 | 0.90133 | 0.91215 | 0.92342 | 0.9339 | 0.94471 | 0.95428 | 0.9626 | 0.97015 | 0.9767 | 0.98181 | 0.98602 | 0.98837 | 0.98995 | 0.98995
F1_Commercial_Lodging_Existing_Water Heating_Natural Gas_Water Heater_E5 | F1 | Commercial | Lodging | Existing | Water Heating | Natural Gas | Water Heater | E5 | RVT - Cost of Equipment | 0.76136 | 0.76022 | 0.76303 | 0.7566 | 0.75252 | 0.75566 | 0.76515 | 0.77265 | 0.78196 | 0.79075 | 0.79955 | 0.80763 | 0.81631 | 0.82538 | 0.83405 | 0.84289 | 0.85186 | 0.86164 | 0.87181 | 0.88255 | 0.89314 | 0.90419 | 0.91444 | 0.92502 | 0.9344 | 0.94255 | 0.94994 | 0.95635 | 0.96135 | 0.96548 | 0.96778 | 0.96933 | 0.96933
F1_Commercial_Lodging_Existing_Water Heating_Natural Gas_Water Heater_E6 | F1 | Commercial | Lodging | Existing | Water Heating | Natural Gas | Water Heater | E6 | RVT - Cost of Equipment | 0.74582 | 0.7447 | 0.74746 | 0.74116 | 0.73717 | 0.74024 | 0.74953 | 0.75688 | 0.766 | 0.77462 | 0.78323 | 0.79114 | 0.79965 | 0.80853 | 0.81703 | 0.82569 | 0.83448 | 0.84406 | 0.85402 | 0.86454 | 0.87492 | 0.88573 | 0.89578 | 0.90615 | 0.91533 | 0.92331 | 0.93055 | 0.93683 | 0.94173 | 0.94578 | 0.94803 | 0.94954 | 0.94954
F1_Commercial_Lodging_Existing_Water Heating_Natural Gas_Water Heater_E7 | F1 | Commercial | Lodging | Existing | Water Heating | Natural Gas | Water Heater | E7 | RVT - Cost of Equipment | 0.48806 | 0.48863 | 0.49116 | 0.48885 | 0.48777 | 0.49038 | 0.49626 | 0.50113 | 0.507 | 0.51272 | 0.51848 | 0.52394 | 0.52975 | 0.53575 | 0.54159 | 0.54758 | 0.55358 | 0.55998 | 0.56645 | 0.57305 | 0.57931 | 0.58554 | 0.59113 | 0.59671 | 0.60155 | 0.60575 | 0.60956 | 0.61287 | 0.61545 | 0.61758 | 0.61877 | 0.61957 | 0.61957
F1_Commercial_Lodging_Existing_Water Heating_Natural Gas_Water Heater_E8 | F1 | Commercial | Lodging | Existing | Water Heating | Natural Gas | Water Heater | E8 | RVT - Cost of Equipment | 0 | 0 | 0 | 0 | 0 | 0 | 0 | 0 | 0 | 0 | 0 | 0 | 0 | 0 | 0 | 0 | 0 | 0 | 0 | 0 | 0 | 0 | 0 | 0 | 0 | 0 | 0 | 0 | 0 | 0 | 0 | 0 | 0
F1_Commercial_Lodging_Existing_Water Heating_Natural Gas_Water Heater_E9 | F1 | Commercial | Lodging | Existing | Water Heating | Natural Gas | Water Heater | E9 | RVT - Cost of Equipment | 0 | 0 | 0 | 0 | 0 | 0 | 0 | 0 | 0 | 0 | 0 | 0 | 0 | 0 | 0 | 0 | 0 | 0 | 0 | 0 | 0 | 0 | 0 | 0 | 0 | 0 | 0 | 0 | 0 | 0 | 0 | 0 | 0
F1_Commercial_Lodging_Existing_Water Heating_Natural Gas_Water Heater_E10 | F1 | Commercial | Lodging | Existing | Water Heating | Natural Gas | Water Heater | E10 | RVT - Cost of Equipment | 0 | 0 | 0 | 0 | 0 | 0 | 0 | 0 | 0 | 0 | 0 | 0 | 0 | 0 | 0 | 0 | 0 | 0 | 0 | 0 | 0 | 0 | 0 | 0 | 0 | 0 | 0 | 0 | 0 | 0 | 0 | 0 | 0
F2_Commercial_Lodging_Existing_Water Heating_Natural Gas_Water Heater_E1 | F2 | Commercial | Lodging | Existing | Water Heating | Natural Gas | Water Heater | E1 | RVT - Cost of Operation | 1.0946 | 1.0929 | 1.097 | 1.0878 | 1.0819 | 1.0864 | 1.1 | 1.1108 | 1.1242 | 1.1368 | 1.1495 | 1.1611 | 1.1736 | 1.1866 | 1.1991 | 1.2118 | 1.2247 | 1.2388 | 1.2534 | 1.2688 | 1.2841 | 1.2999 | 1.3147 | 1.3299 | 1.3434 | 1.3551 | 1.3657 | 1.3749 | 1.3821 | 1.3881 | 1.3914 | 1.3936 | 1.3936
F2_Commercial_Lodging_Existing_Water Heating_Natural Gas_Water Heater_E2 | F2 | Commercial | Lodging | Existing | Water Heating | Natural Gas | Water Heater | E2 | RVT - Cost of Operation | 1.0811 | 1.0795 | 1.0835 | 1.0743 | 1.0685 | 1.073 | 1.0865 | 1.0971 | 1.1103 | 1.1228 | 1.1353 | 1.1468 | 1.1591 | 1.172 | 1.1843 | 1.1968 | 1.2096 | 1.2235 | 1.2379 | 1.2532 | 1.2682 | 1.2839 | 1.2984 | 1.3135 | 1.3268 | 1.3383 | 1.3488 | 1.3579 | 1.3651 | 1.3709 | 1.3742 | 1.3764 | 1.3764
F2_Commercial_Lodging_Existing_Water Heating_Natural Gas_Water Heater_E3 | F2 | Commercial | Lodging | Existing | Water Heating | Natural Gas | Water Heater | E3 | RVT - Cost of Operation | 0.99508 | 0.99359 | 0.99727 | 0.98887 | 0.98353 | 0.98763 | 1 | 1.0098 | 1.022 | 1.0335 | 1.045 | 1.0556 | 1.0669 | 1.0787 | 1.0901 | 1.1016 | 1.1134 | 1.1262 | 1.1394 | 1.1535 | 1.1673 | 1.1818 | 1.1952 | 1.209 | 1.2212 | 1.2319 | 1.2416 | 1.2499 | 1.2565 | 1.2619 | 1.2649 | 1.2669 | 1.2669
F2_Commercial_Lodging_Existing_Water Heating_Natural Gas_Water Heater_E4 | F2 | Commercial | Lodging | Existing | Water Heating | Natural Gas | Water Heater | E4 | RVT - Cost of Operation | 0.93156 | 0.93017 | 0.93361 | 0.92575 | 0.92076 | 0.92459 | 0.9362 | 0.94538 | 0.95677 | 0.96753 | 0.97829 | 0.98818 | 0.9988 | 1.0099 | 1.0205 | 1.0313 | 1.0423 | 1.0543 | 1.0667 | 1.0798 | 1.0928 | 1.1063 | 1.1189 | 1.1318 | 1.1433 | 1.1533 | 1.1623 | 1.1701 | 1.1763 | 1.1813 | 1.1841 | 1.186 | 1.186
F2_Commercial_Lodging_Existing_Water Heating_Natural Gas_Water Heater_E5 | F2 | Commercial | Lodging | Existing | Water Heating | Natural Gas | Water Heater | E5 | RVT - Cost of Operation | 0.91216 | 0.91079 | 0.91416 | 0.90646 | 0.90157 | 0.90533 | 0.9167 | 0.92569 | 0.93684 | 0.94737 | 0.95791 | 0.96759 | 0.978 | 0.98885 | 0.99925 | 1.0098 | 1.0206 | 1.0323 | 1.0445 | 1.0574 | 1.07 | 1.0833 | 1.0956 | 1.1082 | 1.1195 | 1.1292 | 1.1381 | 1.1458 | 1.1518 | 1.1567 | 1.1595 | 1.1613 | 1.1613
F2_Commercial_Lodging_Existing_Water Heating_Natural Gas_Water Heater_E6 | F2 | Commercial | Lodging | Existing | Water Heating | Natural Gas | Water Heater | E6 | RVT - Cost of Operation | 0.89354 | 0.8922 | 0.89551 | 0.88796 | 0.88317 | 0.88685 | 0.89799 | 0.90679 | 0.91772 | 0.92804 | 0.93836 | 0.94784 | 0.95804 | 0.96867 | 0.97885 | 0.98923 | 0.99976 | 1.0112 | 1.0232 | 1.0358 | 1.0482 | 1.0612 | 1.0732 | 1.0856 | 1.0966 | 1.1062 | 1.1149 | 1.1224 | 1.1283 | 1.1331 | 1.1358 | 1.1376 | 1.1376
F2_Commercial_Lodging_Existing_Water Heating_Natural Gas_Water Heater_E7 | F2 | Commercial | Lodging | Existing | Water Heating | Natural Gas | Water Heater | E7 | RVT - Cost of Operation | 0.58473 | 0.58541 | 0.58844 | 0.58568 | 0.58438 | 0.58751 | 0.59455 | 0.60039 | 0.60741 | 0.61427 | 0.62117 | 0.62771 | 0.63467 | 0.64186 | 0.64887 | 0.65603 | 0.66323 | 0.67089 | 0.67865 | 0.68655 | 0.69405 | 0.70151 | 0.70821 | 0.7149 | 0.72069 | 0.72573 | 0.7303 | 0.73426 | 0.73735 | 0.7399 | 0.74133 | 0.74228 | 0.74228
F2_Commercial_Lodging_Existing_Water Heating_Natural Gas_Water Heater_E8 | F2 | Commercial | Lodging | Existing | Water Heating | Natural Gas | Water Heater | E8 | RVT - Cost of Operation | 0 | 0 | 0 | 0 | 0 | 0 | 0 | 0 | 0 | 0 | 0 | 0 | 0 | 0 | 0 | 0 | 0 | 0 | 0 | 0 | 0 | 0 | 0 | 0 | 0 | 0 | 0 | 0 | 0 | 0 | 0 | 0 | 0
F2_Commercial_Lodging_Existing_Water Heating_Natural Gas_Water Heater_E9 | F2 | Commercial | Lodging | Existing | Water Heating | Natural Gas | Water Heater | E9 | RVT - Cost of Operation | 0 | 0 | 0 | 0 | 0 | 0 | 0 | 0 | 0 | 0 | 0 | 0 | 0 | 0 | 0 | 0 | 0 | 0 | 0 | 0 | 0 | 0 | 0 | 0 | 0 | 0 | 0 | 0 | 0 | 0 | 0 | 0 | 0
F2_Commercial_Lodging_Existing_Water Heating_Natural Gas_Water Heater_E10 | F2 | Commercial | Lodging | Existing | Water Heating | Natural Gas | Water Heater | E10 | RVT - Cost of Operation | 0 | 0 | 0 | 0 | 0 | 0 | 0 | 0 | 0 | 0 | 0 | 0 | 0 | 0 | 0 | 0 | 0 | 0 | 0 | 0 | 0 | 0 | 0 | 0 | 0 | 0 | 0 | 0 | 0 | 0 | 0 | 0 | 0
F3_Commercial_Lodging_Existing_Water Heating_Natural Gas_Water Heater_E1 | F3 | Commercial | Lodging | Existing | Water Heating | Natural Gas | Water Heater | E1 | System - kBTUs of Consumption | 0.16567 | 0.16567 | 0.16567 | 0.16567 | 0.16567 | 0.16567 | 0.16567 | 0.16567 | 0.16567 | 0.16567 | 0.16567 | 0.16567 | 0.16567 | 0.16567 | 0.16567 | 0.16567 | 0.16567 | 0.16567 | 0.16567 | 0.16567 | 0.16567 | 0.16567 | 0.16567 | 0.16567 | 0.16567 | 0.16567 | 0.16567 | 0.16567 | 0.16567 | 0.16567 | 0.16567 | 0.16567 | 0.16567
F3_Commercial_Lodging_Existing_Water Heating_Natural Gas_Water Heater_E2 | F3 | Commercial | Lodging | Existing | Water Heating | Natural Gas | Water Heater | E2 | System - kBTUs of Consumption | 0.16563 | 0.16563 | 0.16563 | 0.16563 | 0.16563 | 0.16563 | 0.16563 | 0.16563 | 0.16563 | 0.16563 | 0.16563 | 0.16563 | 0.16563 | 0.16563 | 0.16563 | 0.16563 | 0.16563 | 0.16563 | 0.16563 | 0.16563 | 0.16563 | 0.16563 | 0.16563 | 0.16563 | 0.16563 | 0.16563 | 0.16563 | 0.16563 | 0.16563 | 0.16563 | 0.16563 | 0.16563 | 0.16563
F3_Commercial_Lodging_Existing_Water Heating_Natural Gas_Water Heater_E3 | F3 | Commercial | Lodging | Existing | Water Heating | Natural Gas | Water Heater | E3 | System - kBTUs of Consumption | 0.16804 | 0.16804 | 0.16804 | 0.16804 | 0.16804 | 0.16804 | 0.16804 | 0.16804 | 0.16804 | 0.16804 | 0.16804 | 0.16804 | 0.16804 | 0.16804 | 0.16804 | 0.16804 | 0.16804 | 0.16804 | 0.16804 | 0.16804 | 0.16804 | 0.16804 | 0.16804 | 0.16804 | 0.16804 | 0.16804 | 0.16804 | 0.16804 | 0.16804 | 0.16804 | 0.16804 | 0.16804 | 0.16804
F3_Commercial_Lodging_Existing_Water Heating_Natural Gas_Water Heater_E4 | F3 | Commercial | Lodging | Existing | Water Heating | Natural Gas | Water Heater | E4 | System - kBTUs of Consumption | 0.17045 | 0.17045 | 0.17045 | 0.17045 | 0.17045 | 0.17045 | 0.17045 | 0.17045 | 0.17045 | 0.17045 | 0.17045 | 0.17045 | 0.17045 | 0.17045 | 0.17045 | 0.17045 | 0.17045 | 0.17045 | 0.17045 | 0.17045 | 0.17045 | 0.17045 | 0.17045 | 0.17045 | 0.17045 | 0.17045 | 0.17045 | 0.17045 | 0.17045 | 0.17045 | 0.17045 | 0.17045 | 0.17045
F3_Commercial_Lodging_Existing_Water Heating_Natural Gas_Water Heater_E5 | F3 | Commercial | Lodging | Existing | Water Heating | Natural Gas | Water Heater | E5 | System - kBTUs of Consumption | 0.17408 | 0.17408 | 0.17408 | 0.17408 | 0.17408 | 0.17408 | 0.17408 | 0.17408 | 0.17408 | 0.17408 | 0.17408 | 0.17408 | 0.17408 | 0.17408 | 0.17408 | 0.17408 | 0.17408 | 0.17408 | 0.17408 | 0.17408 | 0.17408 | 0.17408 | 0.17408 | 0.17408 | 0.17408 | 0.17408 | 0.17408 | 0.17408 | 0.17408 | 0.17408 | 0.17408 | 0.17408 | 0.17408
F3_Commercial_Lodging_Existing_Water Heating_Natural Gas_Water Heater_E6 | F3 | Commercial | Lodging | Existing | Water Heating | Natural Gas | Water Heater | E6 | System - kBTUs of Consumption | 0.14491 | 0.14491 | 0.14491 | 0.14491 | 0.14491 | 0.14491 | 0.14491 | 0.14491 | 0.14491 | 0.14491 | 0.14491 | 0.14491 | 0.14491 | 0.14491 | 0.14491 | 0.14491 | 0.14491 | 0.14491 | 0.14491 | 0.14491 | 0.14491 | 0.14491 | 0.14491 | 0.14491 | 0.14491 | 0.14491 | 0.14491 | 0.14491 | 0.14491 | 0.14491 | 0.14491 | 0.14491 | 0.14491
F3_Commercial_Lodging_Existing_Water Heating_Natural Gas_Water Heater_E7 | F3 | Commercial | Lodging | Existing | Water Heating | Natural Gas | Water Heater | E7 | System - kBTUs of Consumption | 0.12623 | 0.12623 | 0.12623 | 0.12623 | 0.12623 | 0.12623 | 0.12623 | 0.12623 | 0.12623 | 0.12623 | 0.12623 | 0.12623 | 0.12623 | 0.12623 | 0.12623 | 0.12623 | 0.12623 | 0.12623 | 0.12623 | 0.12623 | 0.12623 | 0.12623 | 0.12623 | 0.12623 | 0.12623 | 0.12623 | 0.12623 | 0.12623 | 0.12623 | 0.12623 | 0.12623 | 0.12623 | 0.12623
F3_Commercial_Lodging_Existing_Water Heating_Natural Gas_Water Heater_E8 | F3 | Commercial | Lodging | Existing | Water Heating | Natural Gas | Water Heater | E8 | System - kBTUs of Consumption | 0 | 0 | 0 | 0 | 0 | 0 | 0 | 0 | 0 | 0 | 0 | 0 | 0 | 0 | 0 | 0 | 0 | 0 | 0 | 0 | 0 | 0 | 0 | 0 | 0 | 0 | 0 | 0 | 0 | 0 | 0 | 0 | 0
F3_Commercial_Lodging_Existing_Water Heating_Natural Gas_Water Heater_E9 | F3 | Commercial | Lodging | Existing | Water Heating | Natural Gas | Water Heater | E9 | System - kBTUs of Consumption | 0 | 0 | 0 | 0 | 0 | 0 | 0 | 0 | 0 | 0 | 0 | 0 | 0 | 0 | 0 | 0 | 0 | 0 | 0 | 0 | 0 | 0 | 0 | 0 | 0 | 0 | 0 | 0 | 0 | 0 | 0 | 0 | 0
F3_Commercial_Lodging_Existing_Water Heating_Natural Gas_Water Heater_E10 | F3 | Commercial | Lodging | Existing | Water Heating | Natural Gas | Water Heater | E10 | System - kBTUs of Consumption | 0 | 0 | 0 | 0 | 0 | 0 | 0 | 0 | 0 | 0 | 0 | 0 | 0 | 0 | 0 | 0 | 0 | 0 | 0 | 0 | 0 | 0 | 0 | 0 | 0 | 0 | 0 | 0 | 0 | 0 | 0 | 0 | 0
F4_Commercial_Lodging_Existing_Water Heating_Natural Gas_Water Heater_E1 | F4 | Commercial | Lodging | Existing | Water Heating | Natural Gas | Water Heater | E1 | Utility - Cost of Equipment | 1.0946 | 1.0929 | 1.097 | 1.0878 | 1.0819 | 1.0864 | 1.1 | 1.1108 | 1.1242 | 1.1368 | 1.1495 | 1.1611 | 1.1736 | 1.1866 | 1.1991 | 1.2118 | 1.2247 | 1.2388 | 1.2534 | 1.2688 | 1.2841 | 1.2999 | 1.3147 | 1.3299 | 1.3434 | 1.3551 | 1.3657 | 1.3749 | 1.3821 | 1.3881 | 1.3914 | 1.3936 | 1.3936
F4_Commercial_Lodging_Existing_Water Heating_Natural Gas_Water Heater_E2 | F4 | Commercial | Lodging | Existing | Water Heating | Natural Gas | Water Heater | E2 | Utility - Cost of Equipment | 1.0811 | 1.0795 | 1.0835 | 1.0743 | 1.0685 | 1.073 | 1.0865 | 1.0971 | 1.1103 | 1.1228 | 1.1353 | 1.1468 | 1.1591 | 1.172 | 1.1843 | 1.1968 | 1.2096 | 1.2235 | 1.2379 | 1.2532 | 1.2682 | 1.2839 | 1.2984 | 1.3135 | 1.3268 | 1.3383 | 1.3488 | 1.3579 | 1.3651 | 1.3709 | 1.3742 | 1.3764 | 1.3764
F4_Commercial_Lodging_Existing_Water Heating_Natural Gas_Water Heater_E3 | F4 | Commercial | Lodging | Existing | Water Heating | Natural Gas | Water Heater | E3 | Utility - Cost of Equipment | 0.99508 | 0.99359 | 0.99727 | 0.98887 | 0.98353 | 0.98763 | 1 | 1.0098 | 1.022 | 1.0335 | 1.045 | 1.0556 | 1.0669 | 1.0787 | 1.0901 | 1.1016 | 1.1134 | 1.1262 | 1.1394 | 1.1535 | 1.1673 | 1.1818 | 1.1952 | 1.209 | 1.2212 | 1.2319 | 1.2416 | 1.2499 | 1.2565 | 1.2619 | 1.2649 | 1.2669 | 1.2669
F4_Commercial_Lodging_Existing_Water Heating_Natural Gas_Water Heater_E4 | F4 | Commercial | Lodging | Existing | Water Heating | Natural Gas | Water Heater | E4 | Utility - Cost of Equipment | 0.93156 | 0.93017 | 0.93361 | 0.92575 | 0.92076 | 0.92459 | 0.9362 | 0.94538 | 0.95677 | 0.96753 | 0.97829 | 0.98818 | 0.9988 | 1.0099 | 1.0205 | 1.0313 | 1.0423 | 1.0543 | 1.0667 | 1.0798 | 1.0928 | 1.1063 | 1.1189 | 1.1318 | 1.1433 | 1.1533 | 1.1623 | 1.1701 | 1.1763 | 1.1813 | 1.1841 | 1.186 | 1.186
F4_Commercial_Lodging_Existing_Water Heating_Natural Gas_Water Heater_E5 | F4 | Commercial | Lodging | Existing | Water Heating | Natural Gas | Water Heater | E5 | Utility - Cost of Equipment | 0.91216 | 0.91079 | 0.91416 | 0.90646 | 0.90157 | 0.90533 | 0.9167 | 0.92569 | 0.93684 | 0.94737 | 0.95791 | 0.96759 | 0.978 | 0.98885 | 0.99925 | 1.0098 | 1.0206 | 1.0323 | 1.0445 | 1.0574 | 1.07 | 1.0833 | 1.0956 | 1.1082 | 1.1195 | 1.1292 | 1.1381 | 1.1458 | 1.1518 | 1.1567 | 1.1595 | 1.1613 | 1.1613
F4_Commercial_Lodging_Existing_Water Heating_Natural Gas_Water Heater_E6 | F4 | Commercial | Lodging | Existing | Water Heating | Natural Gas | Water Heater | E6 | Utility - Cost of Equipment | 0.89354 | 0.8922 | 0.89551 | 0.88796 | 0.88317 | 0.88685 | 0.89799 | 0.90679 | 0.91772 | 0.92804 | 0.93836 | 0.94784 | 0.95804 | 0.96867 | 0.97885 | 0.98923 | 0.99976 | 1.0112 | 1.0232 | 1.0358 | 1.0482 | 1.0612 | 1.0732 | 1.0856 | 1.0966 | 1.1062 | 1.1149 | 1.1224 | 1.1283 | 1.1331 | 1.1358 | 1.1376 | 1.1376
F4_Commercial_Lodging_Existing_Water Heating_Natural Gas_Water Heater_E7 | F4 | Commercial | Lodging | Existing | Water Heating | Natural Gas | Water Heater | E7 | Utility - Cost of Equipment | 0.58473 | 0.58541 | 0.58844 | 0.58568 | 0.58438 | 0.58751 | 0.59455 | 0.60039 | 0.60741 | 0.61427 | 0.62117 | 0.62771 | 0.63467 | 0.64186 | 0.64887 | 0.65603 | 0.66323 | 0.67089 | 0.67865 | 0.68655 | 0.69405 | 0.70151 | 0.70821 | 0.7149 | 0.72069 | 0.72573 | 0.7303 | 0.73426 | 0.73735 | 0.7399 | 0.74133 | 0.74228 | 0.74228
F4_Commercial_Lodging_Existing_Water Heating_Natural Gas_Water Heater_E8 | F4 | Commercial | Lodging | Existing | Water Heating | Natural Gas | Water Heater | E8 | Utility - Cost of Equipment | 0 | 0 | 0 | 0 | 0 | 0 | 0 | 0 | 0 | 0 | 0 | 0 | 0 | 0 | 0 | 0 | 0 | 0 | 0 | 0 | 0 | 0 | 0 | 0 | 0 | 0 | 0 | 0 | 0 | 0 | 0 | 0 | 0
F4_Commercial_Lodging_Existing_Water Heating_Natural Gas_Water Heater_E9 | F4 | Commercial | Lodging | Existing | Water Heating | Natural Gas | Water Heater | E9 | Utility - Cost of Equipment | 0 | 0 | 0 | 0 | 0 | 0 | 0 | 0 | 0 | 0 | 0 | 0 | 0 | 0 | 0 | 0 | 0 | 0 | 0 | 0 | 0 | 0 | 0 | 0 | 0 | 0 | 0 | 0 | 0 | 0 | 0 | 0 | 0
F4_Commercial_Lodging_Existing_Water Heating_Natural Gas_Water Heater_E10 | F4 | Commercial | Lodging | Existing | Water Heating | Natural Gas | Water Heater | E10 | Utility - Cost of Equipment | 0 | 0 | 0 | 0 | 0 | 0 | 0 | 0 | 0 | 0 | 0 | 0 | 0 | 0 | 0 | 0 | 0 | 0 | 0 | 0 | 0 | 0 | 0 | 0 | 0 | 0 | 0 | 0 | 0 | 0 | 0 | 0 | 0
F5_Commercial_Lodging_Existing_Water Heating_Natural Gas_Water Heater_E1 | F5 | Commercial | Lodging | Existing | Water Heating | Natural Gas | Water Heater | E1 | Utility - Cost of Operation | 0.16567 | 0.16567 | 0.16567 | 0.16567 | 0.16567 | 0.16567 | 0.16567 | 0.16567 | 0.16567 | 0.16567 | 0.16567 | 0.16567 | 0.16567 | 0.16567 | 0.16567 | 0.16567 | 0.16567 | 0.16567 | 0.16567 | 0.16567 | 0.16567 | 0.16567 | 0.16567 | 0.16567 | 0.16567 | 0.16567 | 0.16567 | 0.16567 | 0.16567 | 0.16567 | 0.16567 | 0.16567 | 0.16567
F5_Commercial_Lodging_Existing_Water Heating_Natural Gas_Water Heater_E2 | F5 | Commercial | Lodging | Existing | Water Heating | Natural Gas | Water Heater | E2 | Utility - Cost of Operation | 0.16563 | 0.16563 | 0.16563 | 0.16563 | 0.16563 | 0.16563 | 0.16563 | 0.16563 | 0.16563 | 0.16563 | 0.16563 | 0.16563 | 0.16563 | 0.16563 | 0.16563 | 0.16563 | 0.16563 | 0.16563 | 0.16563 | 0.16563 | 0.16563 | 0.16563 | 0.16563 | 0.16563 | 0.16563 | 0.16563 | 0.16563 | 0.16563 | 0.16563 | 0.16563 | 0.16563 | 0.16563 | 0.16563
F5_Commercial_Lodging_Existing_Water Heating_Natural Gas_Water Heater_E3 | F5 | Commercial | Lodging | Existing | Water Heating | Natural Gas | Water Heater | E3 | Utility - Cost of Operation | 0.16804 | 0.16804 | 0.16804 | 0.16804 | 0.16804 | 0.16804 | 0.16804 | 0.16804 | 0.16804 | 0.16804 | 0.16804 | 0.16804 | 0.16804 | 0.16804 | 0.16804 | 0.16804 | 0.16804 | 0.16804 | 0.16804 | 0.16804 | 0.16804 | 0.16804 | 0.16804 | 0.16804 | 0.16804 | 0.16804 | 0.16804 | 0.16804 | 0.16804 | 0.16804 | 0.16804 | 0.16804 | 0.16804
F5_Commercial_Lodging_Existing_Water Heating_Natural Gas_Water Heater_E4 | F5 | Commercial | Lodging | Existing | Water Heating | Natural Gas | Water Heater | E4 | Utility - Cost of Operation | 0.17045 | 0.17045 | 0.17045 | 0.17045 | 0.17045 | 0.17045 | 0.17045 | 0.17045 | 0.17045 | 0.17045 | 0.17045 | 0.17045 | 0.17045 | 0.17045 | 0.17045 | 0.17045 | 0.17045 | 0.17045 | 0.17045 | 0.17045 | 0.17045 | 0.17045 | 0.17045 | 0.17045 | 0.17045 | 0.17045 | 0.17045 | 0.17045 | 0.17045 | 0.17045 | 0.17045 | 0.17045 | 0.17045
F5_Commercial_Lodging_Existing_Water Heating_Natural Gas_Water Heater_E5 | F5 | Commercial | Lodging | Existing | Water Heating | Natural Gas | Water Heater | E5 | Utility - Cost of Operation | 0.17408 | 0.17408 | 0.17408 | 0.17408 | 0.17408 | 0.17408 | 0.17408 | 0.17408 | 0.17408 | 0.17408 | 0.17408 | 0.17408 | 0.17408 | 0.17408 | 0.17408 | 0.17408 | 0.17408 | 0.17408 | 0.17408 | 0.17408 | 0.17408 | 0.17408 | 0.17408 | 0.17408 | 0.17408 | 0.17408 | 0.17408 | 0.17408 | 0.17408 | 0.17408 | 0.17408 | 0.17408 | 0.17408
F5_Commercial_Lodging_Existing_Water Heating_Natural Gas_Water Heater_E6 | F5 | Commercial | Lodging | Existing | Water Heating | Natural Gas | Water Heater | E6 | Utility - Cost of Operation | 0.14491 | 0.14491 | 0.14491 | 0.14491 | 0.14491 | 0.14491 | 0.14491 | 0.14491 | 0.14491 | 0.14491 | 0.14491 | 0.14491 | 0.14491 | 0.14491 | 0.14491 | 0.14491 | 0.14491 | 0.14491 | 0.14491 | 0.14491 | 0.14491 | 0.14491 | 0.14491 | 0.14491 | 0.14491 | 0.14491 | 0.14491 | 0.14491 | 0.14491 | 0.14491 | 0.14491 | 0.14491 | 0.14491
F5_Commercial_Lodging_Existing_Water Heating_Natural Gas_Water Heater_E7 | F5 | Commercial | Lodging | Existing | Water Heating | Natural Gas | Water Heater | E7 | Utility - Cost of Operation | 0.12623 | 0.12623 | 0.12623 | 0.12623 | 0.12623 | 0.12623 | 0.12623 | 0.12623 | 0.12623 | 0.12623 | 0.12623 | 0.12623 | 0.12623 | 0.12623 | 0.12623 | 0.12623 | 0.12623 | 0.12623 | 0.12623 | 0.12623 | 0.12623 | 0.12623 | 0.12623 | 0.12623 | 0.12623 | 0.12623 | 0.12623 | 0.12623 | 0.12623 | 0.12623 | 0.12623 | 0.12623 | 0.12623
F5_Commercial_Lodging_Existing_Water Heating_Natural Gas_Water Heater_E8 | F5 | Commercial | Lodging | Existing | Water Heating | Natural Gas | Water Heater | E8 | Utility - Cost of Operation | 0 | 0 | 0 | 0 | 0 | 0 | 0 | 0 | 0 | 0 | 0 | 0 | 0 | 0 | 0 | 0 | 0 | 0 | 0 | 0 | 0 | 0 | 0 | 0 | 0 | 0 | 0 | 0 | 0 | 0 | 0 | 0 | 0
F5_Commercial_Lodging_Existing_Water Heating_Natural Gas_Water Heater_E9 | F5 | Commercial | Lodging | Existing | Water Heating | Natural Gas | Water Heater | E9 | Utility - Cost of Operation | 0 | 0 | 0 | 0 | 0 | 0 | 0 | 0 | 0 | 0 | 0 | 0 | 0 | 0 | 0 | 0 | 0 | 0 | 0 | 0 | 0 | 0 | 0 | 0 | 0 | 0 | 0 | 0 | 0 | 0 | 0 | 0 | 0
F5_Commercial_Lodging_Existing_Water Heating_Natural Gas_Water Heater_E10 | F5 | Commercial | Lodging | Existing | Water Heating | Natural Gas | Water Heater | E10 | Utility - Cost of Operation | 0 | 0 | 0 | 0 | 0 | 0 | 0 | 0 | 0 | 0 | 0 | 0 | 0 | 0 | 0 | 0 | 0 | 0 | 0 | 0 | 0 | 0 | 0 | 0 | 0 | 0 | 0 | 0 | 0 | 0 | 0 | 0 | 0
F6_Commercial_Lodging_Existing_Water Heating_Natural Gas_Water Heater_E1 | F6 | Commercial | Lodging | Existing | Water Heating | Natural Gas | Water Heater | E1 | Utility - Value of Sales | 0.73609 | 0.74005 | 0.74642 | 0.74502 | 0.74502 | 0.74502 | 0.74502 | 0.74502 | 0.74502 | 0.74502 | 0.74502 | 0.74502 | 0.74502 | 0.74502 | 0.74502 | 0.74502 | 0.74502 | 0.74502 | 0.74502 | 0.74502 | 0.74502 | 0.74502 | 0.74502 | 0.74502 | 0.74502 | 0.74502 | 0.74502 | 0.74502 | 0.74502 | 0.74502 | 0.74502 | 0.74502 | 0.74502
F6_Commercial_Lodging_Existing_Water Heating_Natural Gas_Water Heater_E2 | F6 | Commercial | Lodging | Existing | Water Heating | Natural Gas | Water Heater | E2 | Utility - Value of Sales | 0.727 | 0.73091 | 0.7372 | 0.73582 | 0.73582 | 0.73582 | 0.73582 | 0.73582 | 0.73582 | 0.73582 | 0.73582 | 0.73582 | 0.73582 | 0.73582 | 0.73582 | 0.73582 | 0.73582 | 0.73582 | 0.73582 | 0.73582 | 0.73582 | 0.73582 | 0.73582 | 0.73582 | 0.73582 | 0.73582 | 0.73582 | 0.73582 | 0.73582 | 0.73582 | 0.73582 | 0.73582 | 0.73582
F6_Commercial_Lodging_Existing_Water Heating_Natural Gas_Water Heater_E3 | F6 | Commercial | Lodging | Existing | Water Heating | Natural Gas | Water Heater | E3 | Utility - Value of Sales | 0.66917 | 0.67277 | 0.67856 | 0.67729 | 0.67729 | 0.67729 | 0.67729 | 0.67729 | 0.67729 | 0.67729 | 0.67729 | 0.67729 | 0.67729 | 0.67729 | 0.67729 | 0.67729 | 0.67729 | 0.67729 | 0.67729 | 0.67729 | 0.67729 | 0.67729 | 0.67729 | 0.67729 | 0.67729 | 0.67729 | 0.67729 | 0.67729 | 0.67729 | 0.67729 | 0.67729 | 0.67729 | 0.67729
F6_Commercial_Lodging_Existing_Water Heating_Natural Gas_Water Heater_E4 | F6 | Commercial | Lodging | Existing | Water Heating | Natural Gas | Water Heater | E4 | Utility - Value of Sales | 0.62646 | 0.62983 | 0.63525 | 0.63406 | 0.63406 | 0.63406 | 0.63406 | 0.63406 | 0.63406 | 0.63406 | 0.63406 | 0.63406 | 0.63406 | 0.63406 | 0.63406 | 0.63406 | 0.63406 | 0.63406 | 0.63406 | 0.63406 | 0.63406 | 0.63406 | 0.63406 | 0.63406 | 0.63406 | 0.63406 | 0.63406 | 0.63406 | 0.63406 | 0.63406 | 0.63406 | 0.63406 | 0.63406
F6_Commercial_Lodging_Existing_Water Heating_Natural Gas_Water Heater_E5 | F6 | Commercial | Lodging | Existing | Water Heating | Natural Gas | Water Heater | E5 | Utility - Value of Sales | 0.61341 | 0.61671 | 0.62201 | 0.62085 | 0.62085 | 0.62085 | 0.62085 | 0.62085 | 0.62085 | 0.62085 | 0.62085 | 0.62085 | 0.62085 | 0.62085 | 0.62085 | 0.62085 | 0.62085 | 0.62085 | 0.62085 | 0.62085 | 0.62085 | 0.62085 | 0.62085 | 0.62085 | 0.62085 | 0.62085 | 0.62085 | 0.62085 | 0.62085 | 0.62085 | 0.62085 | 0.62085 | 0.62085
F6_Commercial_Lodging_Existing_Water Heating_Natural Gas_Water Heater_E6 | F6 | Commercial | Lodging | Existing | Water Heating | Natural Gas | Water Heater | E6 | Utility - Value of Sales | 0.60089 | 0.60412 | 0.60932 | 0.60818 | 0.60818 | 0.60818 | 0.60818 | 0.60818 | 0.60818 | 0.60818 | 0.60818 | 0.60818 | 0.60818 | 0.60818 | 0.60818 | 0.60818 | 0.60818 | 0.60818 | 0.60818 | 0.60818 | 0.60818 | 0.60818 | 0.60818 | 0.60818 | 0.60818 | 0.60818 | 0.60818 | 0.60818 | 0.60818 | 0.60818 | 0.60818 | 0.60818 | 0.60818
F6_Commercial_Lodging_Existing_Water Heating_Natural Gas_Water Heater_E7 | F6 | Commercial | Lodging | Existing | Water Heating | Natural Gas | Water Heater | E7 | Utility - Value of Sales | 0.39368 | 0.3953 | 0.39792 | 0.39734 | 0.39734 | 0.39734 | 0.39734 | 0.39734 | 0.39734 | 0.39734 | 0.39734 | 0.39734 | 0.39734 | 0.39734 | 0.39734 | 0.39734 | 0.39734 | 0.39734 | 0.39734 | 0.39734 | 0.39734 | 0.39734 | 0.39734 | 0.39734 | 0.39734 | 0.39734 | 0.39734 | 0.39734 | 0.39734 | 0.39734 | 0.39734 | 0.39734 | 0.39734
F6_Commercial_Lodging_Existing_Water Heating_Natural Gas_Water Heater_E8 | F6 | Commercial | Lodging | Existing | Water Heating | Natural Gas | Water Heater | E8 | Utility - Value of Sales | 0 | 0 | 0 | 0 | 0 | 0 | 0 | 0 | 0 | 0 | 0 | 0 | 0 | 0 | 0 | 0 | 0 | 0 | 0 | 0 | 0 | 0 | 0 | 0 | 0 | 0 | 0 | 0 | 0 | 0 | 0 | 0 | 0
F6_Commercial_Lodging_Existing_Water Heating_Natural Gas_Water Heater_E9 | F6 | Commercial | Lodging | Existing | Water Heating | Natural Gas | Water Heater | E9 | Utility - Value of Sales | 0 | 0 | 0 | 0 | 0 | 0 | 0 | 0 | 0 | 0 | 0 | 0 | 0 | 0 | 0 | 0 | 0 | 0 | 0 | 0 | 0 | 0 | 0 | 0 | 0 | 0 | 0 | 0 | 0 | 0 | 0 | 0 | 0
F6_Commercial_Lodging_Existing_Water Heating_Natural Gas_Water Heater_E10 | F6 | Commercial | Lodging | Existing | Water Heating | Natural Gas | Water Heater | E10 | Utility - Value of Sales | 0 | 0 | 0 | 0 | 0 | 0 | 0 | 0 | 0 | 0 | 0 | 0 | 0 | 0 | 0 | 0 | 0 | 0 | 0 | 0 | 0 | 0 | 0 | 0 | 0 | 0 | 0 | 0 | 0 | 0 | 0 | 0 | 0
F1_Commercial_Lodging_Existing_Food Preparation_Natural Gas_Oven_E1 | F1 | Commercial | Lodging | Existing | Food Preparation | Natural Gas | Oven | E1 | RVT - Cost of Equipment | 0.20729 | 0.20734 | 0.20837 | 0.20698 | 0.20615 | 0.20687 | 0.20889 | 0.2105 | 0.21249 | 0.21439 | 0.21628 | 0.21804 | 0.21993 | 0.2219 | 0.22378 | 0.2257 | 0.22764 | 0.22976 | 0.23195 | 0.23426 | 0.23651 | 0.23883 | 0.24095 | 0.24313 | 0.24505 | 0.24672 | 0.24823 | 0.24954 | 0.25056 | 0.2514 | 0.25185 | 0.25216 | 0.25216
F1_Commercial_Lodging_Existing_Food Preparation_Natural Gas_Oven_E2 | F1 | Commercial | Lodging | Existing | Food Preparation | Natural Gas | Oven | E2 | RVT - Cost of Equipment | 0.1187 | 0.11873 | 0.11932 | 0.11852 | 0.11805 | 0.11846 | 0.11961 | 0.12054 | 0.12168 | 0.12277 | 0.12385 | 0.12486 | 0.12594 | 0.12707 | 0.12814 | 0.12924 | 0.13035 | 0.13157 | 0.13282 | 0.13415 | 0.13543 | 0.13676 | 0.13797 | 0.13922 | 0.14032 | 0.14128 | 0.14214 | 0.14289 | 0.14348 | 0.14396 | 0.14422 | 0.14439 | 0.14439
F1_Commercial_Lodging_Existing_Food Preparation_Natural Gas_Oven_E3 | F1 | Commercial | Lodging | Existing | Food Preparation | Natural Gas | Oven | E3 | RVT - Cost of Equipment | 0 | 0 | 0 | 0 | 0 | 0 | 0 | 0 | 0 | 0 | 0 | 0 | 0 | 0 | 0 | 0 | 0 | 0 | 0 | 0 | 0 | 0 | 0 | 0 | 0 | 0 | 0 | 0 | 0 | 0 | 0 | 0 | 0
F1_Commercial_Lodging_Existing_Food Preparation_Natural Gas_Oven_E4 | F1 | Commercial | Lodging | Existing | Food Preparation | Natural Gas | Oven | E4 | RVT - Cost of Equipment | 0 | 0 | 0 | 0 | 0 | 0 | 0 | 0 | 0 | 0 | 0 | 0 | 0 | 0 | 0 | 0 | 0 | 0 | 0 | 0 | 0 | 0 | 0 | 0 | 0 | 0 | 0 | 0 | 0 | 0 | 0 | 0 | 0
F1_Commercial_Lodging_Existing_Food Preparation_Natural Gas_Oven_E5 | F1 | Commercial | Lodging | Existing | Food Preparation | Natural Gas | Oven | E5 | RVT - Cost of Equipment | 0 | 0 | 0 | 0 | 0 | 0 | 0 | 0 | 0 | 0 | 0 | 0 | 0 | 0 | 0 | 0 | 0 | 0 | 0 | 0 | 0 | 0 | 0 | 0 | 0 | 0 | 0 | 0 | 0 | 0 | 0 | 0 | 0
F1_Commercial_Lodging_Existing_Food Preparation_Natural Gas_Oven_E6 | F1 | Commercial | Lodging | Existing | Food Preparation | Natural Gas | Oven | E6 | RVT - Cost of Equipment | 0 | 0 | 0 | 0 | 0 | 0 | 0 | 0 | 0 | 0 | 0 | 0 | 0 | 0 | 0 | 0 | 0 | 0 | 0 | 0 | 0 | 0 | 0 | 0 | 0 | 0 | 0 | 0 | 0 | 0 | 0 | 0 | 0
F1_Commercial_Lodging_Existing_Food Preparation_Natural Gas_Oven_E7 | F1 | Commercial | Lodging | Existing | Food Preparation | Natural Gas | Oven | E7 | RVT - Cost of Equipment | 0 | 0 | 0 | 0 | 0 | 0 | 0 | 0 | 0 | 0 | 0 | 0 | 0 | 0 | 0 | 0 | 0 | 0 | 0 | 0 | 0 | 0 | 0 | 0 | 0 | 0 | 0 | 0 | 0 | 0 | 0 | 0 | 0
F1_Commercial_Lodging_Existing_Food Preparation_Natural Gas_Oven_E8 | F1 | Commercial | Lodging | Existing | Food Preparation | Natural Gas | Oven | E8 | RVT - Cost of Equipment | 0 | 0 | 0 | 0 | 0 | 0 | 0 | 0 | 0 | 0 | 0 | 0 | 0 | 0 | 0 | 0 | 0 | 0 | 0 | 0 | 0 | 0 | 0 | 0 | 0 | 0 | 0 | 0 | 0 | 0 | 0 | 0 | 0
F1_Commercial_Lodging_Existing_Food Preparation_Natural Gas_Oven_E9 | F1 | Commercial | Lodging | Existing | Food Preparation | Natural Gas | Oven | E9 | RVT - Cost of Equipment | 0 | 0 | 0 | 0 | 0 | 0 | 0 | 0 | 0 | 0 | 0 | 0 | 0 | 0 | 0 | 0 | 0 | 0 | 0 | 0 | 0 | 0 | 0 | 0 | 0 | 0 | 0 | 0 | 0 | 0 | 0 | 0 | 0
F1_Commercial_Lodging_Existing_Food Preparation_Natural Gas_Oven_E10 | F1 | Commercial | Lodging | Existing | Food Preparation | Natural Gas | Oven | E10 | RVT - Cost of Equipment | 0 | 0 | 0 | 0 | 0 | 0 | 0 | 0 | 0 | 0 | 0 | 0 | 0 | 0 | 0 | 0 | 0 | 0 | 0 | 0 | 0 | 0 | 0 | 0 | 0 | 0 | 0 | 0 | 0 | 0 | 0 | 0 | 0
F2_Commercial_Lodging_Existing_Food Preparation_Natural Gas_Oven_E1 | F2 | Commercial | Lodging | Existing | Food Preparation | Natural Gas | Oven | E1 | RVT - Cost of Operation | 0.24834 | 0.2484 | 0.24965 | 0.24798 | 0.24699 | 0.24784 | 0.25026 | 0.2522 | 0.25458 | 0.25685 | 0.25912 | 0.26123 | 0.2635 | 0.26585 | 0.2681 | 0.2704 | 0.27273 | 0.27527 | 0.2779 | 0.28066 | 0.28335 | 0.28613 | 0.28867 | 0.29129 | 0.29359 | 0.29558 | 0.2974 | 0.29896 | 0.30019 | 0.30119 | 0.30174 | 0.30211 | 0.30211
F2_Commercial_Lodging_Existing_Food Preparation_Natural Gas_Oven_E2 | F2 | Commercial | Lodging | Existing | Food Preparation | Natural Gas | Oven | E2 | RVT - Cost of Operation | 0.14221 | 0.14224 | 0.14295 | 0.142 | 0.14143 | 0.14192 | 0.1433 | 0.14441 | 0.14578 | 0.14708 | 0.14838 | 0.14959 | 0.15088 | 0.15223 | 0.15352 | 0.15484 | 0.15617 | 0.15763 | 0.15913 | 0.16072 | 0.16226 | 0.16385 | 0.1653 | 0.1668 | 0.16812 | 0.16926 | 0.1703 | 0.17119 | 0.1719 | 0.17247 | 0.17278 | 0.17299 | 0.17299
F2_Commercial_Lodging_Existing_Food Preparation_Natural Gas_Oven_E3 | F2 | Commercial | Lodging | Existing | Food Preparation | Natural Gas | Oven | E3 | RVT - Cost of Operation | 0 | 0 | 0 | 0 | 0 | 0 | 0 | 0 | 0 | 0 | 0 | 0 | 0 | 0 | 0 | 0 | 0 | 0 | 0 | 0 | 0 | 0 | 0 | 0 | 0 | 0 | 0 | 0 | 0 | 0 | 0 | 0 | 0
F2_Commercial_Lodging_Existing_Food Preparation_Natural Gas_Oven_E4 | F2 | Commercial | Lodging | Existing | Food Preparation | Natural Gas | Oven | E4 | RVT - Cost of Operation | 0 | 0 | 0 | 0 | 0 | 0 | 0 | 0 | 0 | 0 | 0 | 0 | 0 | 0 | 0 | 0 | 0 | 0 | 0 | 0 | 0 | 0 | 0 | 0 | 0 | 0 | 0 | 0 | 0 | 0 | 0 | 0 | 0
F2_Commercial_Lodging_Existing_Food Preparation_Natural Gas_Oven_E5 | F2 | Commercial | Lodging | Existing | Food Preparation | Natural Gas | Oven | E5 | RVT - Cost of Operation | 0 | 0 | 0 | 0 | 0 | 0 | 0 | 0 | 0 | 0 | 0 | 0 | 0 | 0 | 0 | 0 | 0 | 0 | 0 | 0 | 0 | 0 | 0 | 0 | 0 | 0 | 0 | 0 | 0 | 0 | 0 | 0 | 0
F2_Commercial_Lodging_Existing_Food Preparation_Natural Gas_Oven_E6 | F2 | Commercial | Lodging | Existing | Food Preparation | Natural Gas | Oven | E6 | RVT - Cost of Operation | 0 | 0 | 0 | 0 | 0 | 0 | 0 | 0 | 0 | 0 | 0 | 0 | 0 | 0 | 0 | 0 | 0 | 0 | 0 | 0 | 0 | 0 | 0 | 0 | 0 | 0 | 0 | 0 | 0 | 0 | 0 | 0 | 0
F2_Commercial_Lodging_Existing_Food Preparation_Natural Gas_Oven_E7 | F2 | Commercial | Lodging | Existing | Food Preparation | Natural Gas | Oven | E7 | RVT - Cost of Operation | 0 | 0 | 0 | 0 | 0 | 0 | 0 | 0 | 0 | 0 | 0 | 0 | 0 | 0 | 0 | 0 | 0 | 0 | 0 | 0 | 0 | 0 | 0 | 0 | 0 | 0 | 0 | 0 | 0 | 0 | 0 | 0 | 0
F2_Commercial_Lodging_Existing_Food Preparation_Natural Gas_Oven_E8 | F2 | Commercial | Lodging | Existing | Food Preparation | Natural Gas | Oven | E8 | RVT - Cost of Operation | 0 | 0 | 0 | 0 | 0 | 0 | 0 | 0 | 0 | 0 | 0 | 0 | 0 | 0 | 0 | 0 | 0 | 0 | 0 | 0 | 0 | 0 | 0 | 0 | 0 | 0 | 0 | 0 | 0 | 0 | 0 | 0 | 0
F2_Commercial_Lodging_Existing_Food Preparation_Natural Gas_Oven_E9 | F2 | Commercial | Lodging | Existing | Food Preparation | Natural Gas | Oven | E9 | RVT - Cost of Operation | 0 | 0 | 0 | 0 | 0 | 0 | 0 | 0 | 0 | 0 | 0 | 0 | 0 | 0 | 0 | 0 | 0 | 0 | 0 | 0 | 0 | 0 | 0 | 0 | 0 | 0 | 0 | 0 | 0 | 0 | 0 | 0 | 0
F2_Commercial_Lodging_Existing_Food Preparation_Natural Gas_Oven_E10 | F2 | Commercial | Lodging | Existing | Food Preparation | Natural Gas | Oven | E10 | RVT - Cost of Operation | 0 | 0 | 0 | 0 | 0 | 0 | 0 | 0 | 0 | 0 | 0 | 0 | 0 | 0 | 0 | 0 | 0 | 0 | 0 | 0 | 0 | 0 | 0 | 0 | 0 | 0 | 0 | 0 | 0 | 0 | 0 | 0 | 0
F3_Commercial_Lodging_Existing_Food Preparation_Natural Gas_Oven_E1 | F3 | Commercial | Lodging | Existing | Food Preparation | Natural Gas | Oven | E1 | System - kBTUs of Consumption | 0.34767 | 0.34767 | 0.34767 | 0.34767 | 0.34767 | 0.34767 | 0.34767 | 0.34767 | 0.34767 | 0.34767 | 0.34767 | 0.34767 | 0.34767 | 0.34767 | 0.34767 | 0.34767 | 0.34767 | 0.34767 | 0.34767 | 0.34767 | 0.34767 | 0.34767 | 0.34767 | 0.34767 | 0.34767 | 0.34767 | 0.34767 | 0.34767 | 0.34767 | 0.34767 | 0.34767 | 0.34767 | 0.34767
F3_Commercial_Lodging_Existing_Food Preparation_Natural Gas_Oven_E2 | F3 | Commercial | Lodging | Existing | Food Preparation | Natural Gas | Oven | E2 | System - kBTUs of Consumption | 0.36228 | 0.36228 | 0.36228 | 0.36228 | 0.36228 | 0.36228 | 0.36228 | 0.36228 | 0.36228 | 0.36228 | 0.36228 | 0.36228 | 0.36228 | 0.36228 | 0.36228 | 0.36228 | 0.36228 | 0.36228 | 0.36228 | 0.36228 | 0.36228 | 0.36228 | 0.36228 | 0.36228 | 0.36228 | 0.36228 | 0.36228 | 0.36228 | 0.36228 | 0.36228 | 0.36228 | 0.36228 | 0.36228
F3_Commercial_Lodging_Existing_Food Preparation_Natural Gas_Oven_E3 | F3 | Commercial | Lodging | Existing | Food Preparation | Natural Gas | Oven | E3 | System - kBTUs of Consumption | 0 | 0 | 0 | 0 | 0 | 0 | 0 | 0 | 0 | 0 | 0 | 0 | 0 | 0 | 0 | 0 | 0 | 0 | 0 | 0 | 0 | 0 | 0 | 0 | 0 | 0 | 0 | 0 | 0 | 0 | 0 | 0 | 0
F3_Commercial_Lodging_Existing_Food Preparation_Natural Gas_Oven_E4 | F3 | Commercial | Lodging | Existing | Food Preparation | Natural Gas | Oven | E4 | System - kBTUs of Consumption | 0 | 0 | 0 | 0 | 0 | 0 | 0 | 0 | 0 | 0 | 0 | 0 | 0 | 0 | 0 | 0 | 0 | 0 | 0 | 0 | 0 | 0 | 0 | 0 | 0 | 0 | 0 | 0 | 0 | 0 | 0 | 0 | 0
F3_Commercial_Lodging_Existing_Food Preparation_Natural Gas_Oven_E5 | F3 | Commercial | Lodging | Existing | Food Preparation | Natural Gas | Oven | E5 | System - kBTUs of Consumption | 0 | 0 | 0 | 0 | 0 | 0 | 0 | 0 | 0 | 0 | 0 | 0 | 0 | 0 | 0 | 0 | 0 | 0 | 0 | 0 | 0 | 0 | 0 | 0 | 0 | 0 | 0 | 0 | 0 | 0 | 0 | 0 | 0
F3_Commercial_Lodging_Existing_Food Preparation_Natural Gas_Oven_E6 | F3 | Commercial | Lodging | Existing | Food Preparation | Natural Gas | Oven | E6 | System - kBTUs of Consumption | 0 | 0 | 0 | 0 | 0 | 0 | 0 | 0 | 0 | 0 | 0 | 0 | 0 | 0 | 0 | 0 | 0 | 0 | 0 | 0 | 0 | 0 | 0 | 0 | 0 | 0 | 0 | 0 | 0 | 0 | 0 | 0 | 0
F3_Commercial_Lodging_Existing_Food Preparation_Natural Gas_Oven_E7 | F3 | Commercial | Lodging | Existing | Food Preparation | Natural Gas | Oven | E7 | System - kBTUs of Consumption | 0 | 0 | 0 | 0 | 0 | 0 | 0 | 0 | 0 | 0 | 0 | 0 | 0 | 0 | 0 | 0 | 0 | 0 | 0 | 0 | 0 | 0 | 0 | 0 | 0 | 0 | 0 | 0 | 0 | 0 | 0 | 0 | 0
F3_Commercial_Lodging_Existing_Food Preparation_Natural Gas_Oven_E8 | F3 | Commercial | Lodging | Existing | Food Preparation | Natural Gas | Oven | E8 | System - kBTUs of Consumption | 0 | 0 | 0 | 0 | 0 | 0 | 0 | 0 | 0 | 0 | 0 | 0 | 0 | 0 | 0 | 0 | 0 | 0 | 0 | 0 | 0 | 0 | 0 | 0 | 0 | 0 | 0 | 0 | 0 | 0 | 0 | 0 | 0
F3_Commercial_Lodging_Existing_Food Preparation_Natural Gas_Oven_E9 | F3 | Commercial | Lodging | Existing | Food Preparation | Natural Gas | Oven | E9 | System - kBTUs of Consumption | 0 | 0 | 0 | 0 | 0 | 0 | 0 | 0 | 0 | 0 | 0 | 0 | 0 | 0 | 0 | 0 | 0 | 0 | 0 | 0 | 0 | 0 | 0 | 0 | 0 | 0 | 0 | 0 | 0 | 0 | 0 | 0 | 0
F3_Commercial_Lodging_Existing_Food Preparation_Natural Gas_Oven_E10 | F3 | Commercial | Lodging | Existing | Food Preparation | Natural Gas | Oven | E10 | System - kBTUs of Consumption | 0 | 0 | 0 | 0 | 0 | 0 | 0 | 0 | 0 | 0 | 0 | 0 | 0 | 0 | 0 | 0 | 0 | 0 | 0 | 0 | 0 | 0 | 0 | 0 | 0 | 0 | 0 | 0 | 0 | 0 | 0 | 0 | 0
F4_Commercial_Lodging_Existing_Food Preparation_Natural Gas_Oven_E1 | F4 | Commercial | Lodging | Existing | Food Preparation | Natural Gas | Oven | E1 | Utility - Cost of Equipment | 0.24834 | 0.2484 | 0.24965 | 0.24798 | 0.24699 | 0.24784 | 0.25026 | 0.2522 | 0.25458 | 0.25685 | 0.25912 | 0.26123 | 0.2635 | 0.26585 | 0.2681 | 0.2704 | 0.27273 | 0.27527 | 0.2779 | 0.28066 | 0.28335 | 0.28613 | 0.28867 | 0.29129 | 0.29359 | 0.29558 | 0.2974 | 0.29896 | 0.30019 | 0.30119 | 0.30174 | 0.30211 | 0.30211
F4_Commercial_Lodging_Existing_Food Preparation_Natural Gas_Oven_E2 | F4 | Commercial | Lodging | Existing | Food Preparation | Natural Gas | Oven | E2 | Utility - Cost of Equipment | 0.14221 | 0.14224 | 0.14295 | 0.142 | 0.14143 | 0.14192 | 0.1433 | 0.14441 | 0.14578 | 0.14708 | 0.14838 | 0.14959 | 0.15088 | 0.15223 | 0.15352 | 0.15484 | 0.15617 | 0.15763 | 0.15913 | 0.16072 | 0.16226 | 0.16385 | 0.1653 | 0.1668 | 0.16812 | 0.16926 | 0.1703 | 0.17119 | 0.1719 | 0.17247 | 0.17278 | 0.17299 | 0.17299
F4_Commercial_Lodging_Existing_Food Preparation_Natural Gas_Oven_E3 | F4 | Commercial | Lodging | Existing | Food Preparation | Natural Gas | Oven | E3 | Utility - Cost of Equipment | 0 | 0 | 0 | 0 | 0 | 0 | 0 | 0 | 0 | 0 | 0 | 0 | 0 | 0 | 0 | 0 | 0 | 0 | 0 | 0 | 0 | 0 | 0 | 0 | 0 | 0 | 0 | 0 | 0 | 0 | 0 | 0 | 0
F4_Commercial_Lodging_Existing_Food Preparation_Natural Gas_Oven_E4 | F4 | Commercial | Lodging | Existing | Food Preparation | Natural Gas | Oven | E4 | Utility - Cost of Equipment | 0 | 0 | 0 | 0 | 0 | 0 | 0 | 0 | 0 | 0 | 0 | 0 | 0 | 0 | 0 | 0 | 0 | 0 | 0 | 0 | 0 | 0 | 0 | 0 | 0 | 0 | 0 | 0 | 0 | 0 | 0 | 0 | 0
F4_Commercial_Lodging_Existing_Food Preparation_Natural Gas_Oven_E5 | F4 | Commercial | Lodging | Existing | Food Preparation | Natural Gas | Oven | E5 | Utility - Cost of Equipment | 0 | 0 | 0 | 0 | 0 | 0 | 0 | 0 | 0 | 0 | 0 | 0 | 0 | 0 | 0 | 0 | 0 | 0 | 0 | 0 | 0 | 0 | 0 | 0 | 0 | 0 | 0 | 0 | 0 | 0 | 0 | 0 | 0
F4_Commercial_Lodging_Existing_Food Preparation_Natural Gas_Oven_E6 | F4 | Commercial | Lodging | Existing | Food Preparation | Natural Gas | Oven | E6 | Utility - Cost of Equipment | 0 | 0 | 0 | 0 | 0 | 0 | 0 | 0 | 0 | 0 | 0 | 0 | 0 | 0 | 0 | 0 | 0 | 0 | 0 | 0 | 0 | 0 | 0 | 0 | 0 | 0 | 0 | 0 | 0 | 0 | 0 | 0 | 0
F4_Commercial_Lodging_Existing_Food Preparation_Natural Gas_Oven_E7 | F4 | Commercial | Lodging | Existing | Food Preparation | Natural Gas | Oven | E7 | Utility - Cost of Equipment | 0 | 0 | 0 | 0 | 0 | 0 | 0 | 0 | 0 | 0 | 0 | 0 | 0 | 0 | 0 | 0 | 0 | 0 | 0 | 0 | 0 | 0 | 0 | 0 | 0 | 0 | 0 | 0 | 0 | 0 | 0 | 0 | 0
F4_Commercial_Lodging_Existing_Food Preparation_Natural Gas_Oven_E8 | F4 | Commercial | Lodging | Existing | Food Preparation | Natural Gas | Oven | E8 | Utility - Cost of Equipment | 0 | 0 | 0 | 0 | 0 | 0 | 0 | 0 | 0 | 0 | 0 | 0 | 0 | 0 | 0 | 0 | 0 | 0 | 0 | 0 | 0 | 0 | 0 | 0 | 0 | 0 | 0 | 0 | 0 | 0 | 0 | 0 | 0
F4_Commercial_Lodging_Existing_Food Preparation_Natural Gas_Oven_E9 | F4 | Commercial | Lodging | Existing | Food Preparation | Natural Gas | Oven | E9 | Utility - Cost of Equipment | 0 | 0 | 0 | 0 | 0 | 0 | 0 | 0 | 0 | 0 | 0 | 0 | 0 | 0 | 0 | 0 | 0 | 0 | 0 | 0 | 0 | 0 | 0 | 0 | 0 | 0 | 0 | 0 | 0 | 0 | 0 | 0 | 0
F4_Commercial_Lodging_Existing_Food Preparation_Natural Gas_Oven_E10 | F4 | Commercial | Lodging | Existing | Food Preparation | Natural Gas | Oven | E10 | Utility - Cost of Equipment | 0 | 0 | 0 | 0 | 0 | 0 | 0 | 0 | 0 | 0 | 0 | 0 | 0 | 0 | 0 | 0 | 0 | 0 | 0 | 0 | 0 | 0 | 0 | 0 | 0 | 0 | 0 | 0 | 0 | 0 | 0 | 0 | 0
F5_Commercial_Lodging_Existing_Food Preparation_Natural Gas_Oven_E1 | F5 | Commercial | Lodging | Existing | Food Preparation | Natural Gas | Oven | E1 | Utility - Cost of Operation | 0.34767 | 0.34767 | 0.34767 | 0.34767 | 0.34767 | 0.34767 | 0.34767 | 0.34767 | 0.34767 | 0.34767 | 0.34767 | 0.34767 | 0.34767 | 0.34767 | 0.34767 | 0.34767 | 0.34767 | 0.34767 | 0.34767 | 0.34767 | 0.34767 | 0.34767 | 0.34767 | 0.34767 | 0.34767 | 0.34767 | 0.34767 | 0.34767 | 0.34767 | 0.34767 | 0.34767 | 0.34767 | 0.34767
F5_Commercial_Lodging_Existing_Food Preparation_Natural Gas_Oven_E2 | F5 | Commercial | Lodging | Existing | Food Preparation | Natural Gas | Oven | E2 | Utility - Cost of Operation | 0.36228 | 0.36228 | 0.36228 | 0.36228 | 0.36228 | 0.36228 | 0.36228 | 0.36228 | 0.36228 | 0.36228 | 0.36228 | 0.36228 | 0.36228 | 0.36228 | 0.36228 | 0.36228 | 0.36228 | 0.36228 | 0.36228 | 0.36228 | 0.36228 | 0.36228 | 0.36228 | 0.36228 | 0.36228 | 0.36228 | 0.36228 | 0.36228 | 0.36228 | 0.36228 | 0.36228 | 0.36228 | 0.36228
F5_Commercial_Lodging_Existing_Food Preparation_Natural Gas_Oven_E3 | F5 | Commercial | Lodging | Existing | Food Preparation | Natural Gas | Oven | E3 | Utility - Cost of Operation | 0 | 0 | 0 | 0 | 0 | 0 | 0 | 0 | 0 | 0 | 0 | 0 | 0 | 0 | 0 | 0 | 0 | 0 | 0 | 0 | 0 | 0 | 0 | 0 | 0 | 0 | 0 | 0 | 0 | 0 | 0 | 0 | 0
F5_Commercial_Lodging_Existing_Food Preparation_Natural Gas_Oven_E4 | F5 | Commercial | Lodging | Existing | Food Preparation | Natural Gas | Oven | E4 | Utility - Cost of Operation | 0 | 0 | 0 | 0 | 0 | 0 | 0 | 0 | 0 | 0 | 0 | 0 | 0 | 0 | 0 | 0 | 0 | 0 | 0 | 0 | 0 | 0 | 0 | 0 | 0 | 0 | 0 | 0 | 0 | 0 | 0 | 0 | 0
F5_Commercial_Lodging_Existing_Food Preparation_Natural Gas_Oven_E5 | F5 | Commercial | Lodging | Existing | Food Preparation | Natural Gas | Oven | E5 | Utility - Cost of Operation | 0 | 0 | 0 | 0 | 0 | 0 | 0 | 0 | 0 | 0 | 0 | 0 | 0 | 0 | 0 | 0 | 0 | 0 | 0 | 0 | 0 | 0 | 0 | 0 | 0 | 0 | 0 | 0 | 0 | 0 | 0 | 0 | 0
F5_Commercial_Lodging_Existing_Food Preparation_Natural Gas_Oven_E6 | F5 | Commercial | Lodging | Existing | Food Preparation | Natural Gas | Oven | E6 | Utility - Cost of Operation | 0 | 0 | 0 | 0 | 0 | 0 | 0 | 0 | 0 | 0 | 0 | 0 | 0 | 0 | 0 | 0 | 0 | 0 | 0 | 0 | 0 | 0 | 0 | 0 | 0 | 0 | 0 | 0 | 0 | 0 | 0 | 0 | 0
F5_Commercial_Lodging_Existing_Food Preparation_Natural Gas_Oven_E7 | F5 | Commercial | Lodging | Existing | Food Preparation | Natural Gas | Oven | E7 | Utility - Cost of Operation | 0 | 0 | 0 | 0 | 0 | 0 | 0 | 0 | 0 | 0 | 0 | 0 | 0 | 0 | 0 | 0 | 0 | 0 | 0 | 0 | 0 | 0 | 0 | 0 | 0 | 0 | 0 | 0 | 0 | 0 | 0 | 0 | 0
F5_Commercial_Lodging_Existing_Food Preparation_Natural Gas_Oven_E8 | F5 | Commercial | Lodging | Existing | Food Preparation | Natural Gas | Oven | E8 | Utility - Cost of Operation | 0 | 0 | 0 | 0 | 0 | 0 | 0 | 0 | 0 | 0 | 0 | 0 | 0 | 0 | 0 | 0 | 0 | 0 | 0 | 0 | 0 | 0 | 0 | 0 | 0 | 0 | 0 | 0 | 0 | 0 | 0 | 0 | 0
F5_Commercial_Lodging_Existing_Food Preparation_Natural Gas_Oven_E9 | F5 | Commercial | Lodging | Existing | Food Preparation | Natural Gas | Oven | E9 | Utility - Cost of Operation | 0 | 0 | 0 | 0 | 0 | 0 | 0 | 0 | 0 | 0 | 0 | 0 | 0 | 0 | 0 | 0 | 0 | 0 | 0 | 0 | 0 | 0 | 0 | 0 | 0 | 0 | 0 | 0 | 0 | 0 | 0 | 0 | 0
F5_Commercial_Lodging_Existing_Food Preparation_Natural Gas_Oven_E10 | F5 | Commercial | Lodging | Existing | Food Preparation | Natural Gas | Oven | E10 | Utility - Cost of Operation | 0 | 0 | 0 | 0 | 0 | 0 | 0 | 0 | 0 | 0 | 0 | 0 | 0 | 0 | 0 | 0 | 0 | 0 | 0 | 0 | 0 | 0 | 0 | 0 | 0 | 0 | 0 | 0 | 0 | 0 | 0 | 0 | 0
F6_Commercial_Lodging_Existing_Food Preparation_Natural Gas_Oven_E1 | F6 | Commercial | Lodging | Existing | Food Preparation | Natural Gas | Oven | E1 | Utility - Value of Sales | 0.13155 | 0.13223 | 0.13331 | 0.13307 | 0.13307 | 0.13307 | 0.13307 | 0.13307 | 0.13307 | 0.13307 | 0.13307 | 0.13307 | 0.13307 | 0.13307 | 0.13307 | 0.13307 | 0.13307 | 0.13307 | 0.13307 | 0.13307 | 0.13307 | 0.13307 | 0.13307 | 0.13307 | 0.13307 | 0.13307 | 0.13307 | 0.13307 | 0.13307 | 0.13307 | 0.13307 | 0.13307 | 0.13307
F6_Commercial_Lodging_Existing_Food Preparation_Natural Gas_Oven_E2 | F6 | Commercial | Lodging | Existing | Food Preparation | Natural Gas | Oven | E2 | Utility - Value of Sales | 0.07533 | 0.075716 | 0.076337 | 0.0762 | 0.0762 | 0.0762 | 0.0762 | 0.0762 | 0.0762 | 0.0762 | 0.0762 | 0.0762 | 0.0762 | 0.0762 | 0.0762 | 0.0762 | 0.0762 | 0.0762 | 0.0762 | 0.0762 | 0.0762 | 0.0762 | 0.0762 | 0.0762 | 0.0762 | 0.0762 | 0.0762 | 0.0762 | 0.0762 | 0.0762 | 0.0762 | 0.0762 | 0.0762
F6_Commercial_Lodging_Existing_Food Preparation_Natural Gas_Oven_E3 | F6 | Commercial | Lodging | Existing | Food Preparation | Natural Gas | Oven | E3 | Utility - Value of Sales | 0 | 0 | 0 | 0 | 0 | 0 | 0 | 0 | 0 | 0 | 0 | 0 | 0 | 0 | 0 | 0 | 0 | 0 | 0 | 0 | 0 | 0 | 0 | 0 | 0 | 0 | 0 | 0 | 0 | 0 | 0 | 0 | 0
F6_Commercial_Lodging_Existing_Food Preparation_Natural Gas_Oven_E4 | F6 | Commercial | Lodging | Existing | Food Preparation | Natural Gas | Oven | E4 | Utility - Value of Sales | 0 | 0 | 0 | 0 | 0 | 0 | 0 | 0 | 0 | 0 | 0 | 0 | 0 | 0 | 0 | 0 | 0 | 0 | 0 | 0 | 0 | 0 | 0 | 0 | 0 | 0 | 0 | 0 | 0 | 0 | 0 | 0 | 0
F6_Commercial_Lodging_Existing_Food Preparation_Natural Gas_Oven_E5 | F6 | Commercial | Lodging | Existing | Food Preparation | Natural Gas | Oven | E5 | Utility - Value of Sales | 0 | 0 | 0 | 0 | 0 | 0 | 0 | 0 | 0 | 0 | 0 | 0 | 0 | 0 | 0 | 0 | 0 | 0 | 0 | 0 | 0 | 0 | 0 | 0 | 0 | 0 | 0 | 0 | 0 | 0 | 0 | 0 | 0
F6_Commercial_Lodging_Existing_Food Preparation_Natural Gas_Oven_E6 | F6 | Commercial | Lodging | Existing | Food Preparation | Natural Gas | Oven | E6 | Utility - Value of Sales | 0 | 0 | 0 | 0 | 0 | 0 | 0 | 0 | 0 | 0 | 0 | 0 | 0 | 0 | 0 | 0 | 0 | 0 | 0 | 0 | 0 | 0 | 0 | 0 | 0 | 0 | 0 | 0 | 0 | 0 | 0 | 0 | 0
F6_Commercial_Lodging_Existing_Food Preparation_Natural Gas_Oven_E7 | F6 | Commercial | Lodging | Existing | Food Preparation | Natural Gas | Oven | E7 | Utility - Value of Sales | 0 | 0 | 0 | 0 | 0 | 0 | 0 | 0 | 0 | 0 | 0 | 0 | 0 | 0 | 0 | 0 | 0 | 0 | 0 | 0 | 0 | 0 | 0 | 0 | 0 | 0 | 0 | 0 | 0 | 0 | 0 | 0 | 0
F6_Commercial_Lodging_Existing_Food Preparation_Natural Gas_Oven_E8 | F6 | Commercial | Lodging | Existing | Food Preparation | Natural Gas | Oven | E8 | Utility - Value of Sales | 0 | 0 | 0 | 0 | 0 | 0 | 0 | 0 | 0 | 0 | 0 | 0 | 0 | 0 | 0 | 0 | 0 | 0 | 0 | 0 | 0 | 0 | 0 | 0 | 0 | 0 | 0 | 0 | 0 | 0 | 0 | 0 | 0
F6_Commercial_Lodging_Existing_Food Preparation_Natural Gas_Oven_E9 | F6 | Commercial | Lodging | Existing | Food Preparation | Natural Gas | Oven | E9 | Utility - Value of Sales | 0 | 0 | 0 | 0 | 0 | 0 | 0 | 0 | 0 | 0 | 0 | 0 | 0 | 0 | 0 | 0 | 0 | 0 | 0 | 0 | 0 | 0 | 0 | 0 | 0 | 0 | 0 | 0 | 0 | 0 | 0 | 0 | 0
F6_Commercial_Lodging_Existing_Food Preparation_Natural Gas_Oven_E10 | F6 | Commercial | Lodging | Existing | Food Preparation | Natural Gas | Oven | E10 | Utility - Value of Sales | 0 | 0 | 0 | 0 | 0 | 0 | 0 | 0 | 0 | 0 | 0 | 0 | 0 | 0 | 0 | 0 | 0 | 0 | 0 | 0 | 0 | 0 | 0 | 0 | 0 | 0 | 0 | 0 | 0 | 0 | 0 | 0 | 0
F1_Commercial_Lodging_Existing_Food Preparation_Natural Gas_Conveyor Oven_E1 | F1 | Commercial | Lodging | Existing | Food Preparation | Natural Gas | Conveyor Oven | E1 | RVT - Cost of Equipment | 0.31266 | 0.3136 | 0.3155 | 0.31491 | 0.31492 | 0.31652 | 0.31948 | 0.32207 | 0.32508 | 0.32805 | 0.33106 | 0.33397 | 0.33701 | 0.34015 | 0.34318 | 0.34622 | 0.34916 | 0.35215 | 0.35505 | 0.35789 | 0.3605 | 0.36306 | 0.36532 | 0.36758 | 0.36954 | 0.37123 | 0.37277 | 0.3741 | 0.37514 | 0.37599 | 0.37646 | 0.37677 | 0.37677
F1_Commercial_Lodging_Existing_Food Preparation_Natural Gas_Conveyor Oven_E2 | F1 | Commercial | Lodging | Existing | Food Preparation | Natural Gas | Conveyor Oven | E2 | RVT - Cost of Equipment | 0.23767 | 0.23838 | 0.23983 | 0.23938 | 0.23939 | 0.2406 | 0.24285 | 0.24482 | 0.24711 | 0.24937 | 0.25166 | 0.25387 | 0.25618 | 0.25857 | 0.26087 | 0.26318 | 0.26542 | 0.26769 | 0.26989 | 0.27205 | 0.27404 | 0.27598 | 0.2777 | 0.27942 | 0.28091 | 0.28219 | 0.28336 | 0.28437 | 0.28516 | 0.28581 | 0.28617 | 0.2864 | 0.2864
F1_Commercial_Lodging_Existing_Food Preparation_Natural Gas_Conveyor Oven_E3 | F1 | Commercial | Lodging | Existing | Food Preparation | Natural Gas | Conveyor Oven | E3 | RVT - Cost of Equipment | 0 | 0 | 0 | 0 | 0 | 0 | 0 | 0 | 0 | 0 | 0 | 0 | 0 | 0 | 0 | 0 | 0 | 0 | 0 | 0 | 0 | 0 | 0 | 0 | 0 | 0 | 0 | 0 | 0 | 0 | 0 | 0 | 0
F1_Commercial_Lodging_Existing_Food Preparation_Natural Gas_Conveyor Oven_E4 | F1 | Commercial | Lodging | Existing | Food Preparation | Natural Gas | Conveyor Oven | E4 | RVT - Cost of Equipment | 0 | 0 | 0 | 0 | 0 | 0 | 0 | 0 | 0 | 0 | 0 | 0 | 0 | 0 | 0 | 0 | 0 | 0 | 0 | 0 | 0 | 0 | 0 | 0 | 0 | 0 | 0 | 0 | 0 | 0 | 0 | 0 | 0
F1_Commercial_Lodging_Existing_Food Preparation_Natural Gas_Conveyor Oven_E5 | F1 | Commercial | Lodging | Existing | Food Preparation | Natural Gas | Conveyor Oven | E5 | RVT - Cost of Equipment | 0 | 0 | 0 | 0 | 0 | 0 | 0 | 0 | 0 | 0 | 0 | 0 | 0 | 0 | 0 | 0 | 0 | 0 | 0 | 0 | 0 | 0 | 0 | 0 | 0 | 0 | 0 | 0 | 0 | 0 | 0 | 0 | 0
F1_Commercial_Lodging_Existing_Food Preparation_Natural Gas_Conveyor Oven_E6 | F1 | Commercial | Lodging | Existing | Food Preparation | Natural Gas | Conveyor Oven | E6 | RVT - Cost of Equipment | 0 | 0 | 0 | 0 | 0 | 0 | 0 | 0 | 0 | 0 | 0 | 0 | 0 | 0 | 0 | 0 | 0 | 0 | 0 | 0 | 0 | 0 | 0 | 0 | 0 | 0 | 0 | 0 | 0 | 0 | 0 | 0 | 0
F1_Commercial_Lodging_Existing_Food Preparation_Natural Gas_Conveyor Oven_E7 | F1 | Commercial | Lodging | Existing | Food Preparation | Natural Gas | Conveyor Oven | E7 | RVT - Cost of Equipment | 0 | 0 | 0 | 0 | 0 | 0 | 0 | 0 | 0 | 0 | 0 | 0 | 0 | 0 | 0 | 0 | 0 | 0 | 0 | 0 | 0 | 0 | 0 | 0 | 0 | 0 | 0 | 0 | 0 | 0 | 0 | 0 | 0
F1_Commercial_Lodging_Existing_Food Preparation_Natural Gas_Conveyor Oven_E8 | F1 | Commercial | Lodging | Existing | Food Preparation | Natural Gas | Conveyor Oven | E8 | RVT - Cost of Equipment | 0 | 0 | 0 | 0 | 0 | 0 | 0 | 0 | 0 | 0 | 0 | 0 | 0 | 0 | 0 | 0 | 0 | 0 | 0 | 0 | 0 | 0 | 0 | 0 | 0 | 0 | 0 | 0 | 0 | 0 | 0 | 0 | 0
F1_Commercial_Lodging_Existing_Food Preparation_Natural Gas_Conveyor Oven_E9 | F1 | Commercial | Lodging | Existing | Food Preparation | Natural Gas | Conveyor Oven | E9 | RVT - Cost of Equipment | 0 | 0 | 0 | 0 | 0 | 0 | 0 | 0 | 0 | 0 | 0 | 0 | 0 | 0 | 0 | 0 | 0 | 0 | 0 | 0 | 0 | 0 | 0 | 0 | 0 | 0 | 0 | 0 | 0 | 0 | 0 | 0 | 0
F1_Commercial_Lodging_Existing_Food Preparation_Natural Gas_Conveyor Oven_E10 | F1 | Commercial | Lodging | Existing | Food Preparation | Natural Gas | Conveyor Oven | E10 | RVT - Cost of Equipment | 0 | 0 | 0 | 0 | 0 | 0 | 0 | 0 | 0 | 0 | 0 | 0 | 0 | 0 | 0 | 0 | 0 | 0 | 0 | 0 | 0 | 0 | 0 | 0 | 0 | 0 | 0 | 0 | 0 | 0 | 0 | 0 | 0
F2_Commercial_Lodging_Existing_Food Preparation_Natural Gas_Conveyor Oven_E1 | F2 | Commercial | Lodging | Existing | Food Preparation | Natural Gas | Conveyor Oven | E1 | RVT - Cost of Operation | 0.37459 | 0.37571 | 0.37799 | 0.37729 | 0.37729 | 0.37921 | 0.38275 | 0.38586 | 0.38946 | 0.39303 | 0.39664 | 0.40012 | 0.40376 | 0.40752 | 0.41116 | 0.41479 | 0.41832 | 0.42189 | 0.42537 | 0.42877 | 0.4319 | 0.43497 | 0.43767 | 0.44038 | 0.44273 | 0.44476 | 0.4466 | 0.44819 | 0.44944 | 0.45046 | 0.45102 | 0.45139 | 0.45139
F2_Commercial_Lodging_Existing_Food Preparation_Natural Gas_Conveyor Oven_E2 | F2 | Commercial | Lodging | Existing | Food Preparation | Natural Gas | Conveyor Oven | E2 | RVT - Cost of Operation | 0.28475 | 0.2856 | 0.28733 | 0.2868 | 0.2868 | 0.28826 | 0.29095 | 0.29331 | 0.29605 | 0.29876 | 0.30151 | 0.30415 | 0.30692 | 0.30978 | 0.31254 | 0.31531 | 0.31799 | 0.32071 | 0.32335 | 0.32593 | 0.32831 | 0.33065 | 0.3327 | 0.33476 | 0.33654 | 0.33808 | 0.33949 | 0.3407 | 0.34164 | 0.34242 | 0.34284 | 0.34313 | 0.34313
F2_Commercial_Lodging_Existing_Food Preparation_Natural Gas_Conveyor Oven_E3 | F2 | Commercial | Lodging | Existing | Food Preparation | Natural Gas | Conveyor Oven | E3 | RVT - Cost of Operation | 0 | 0 | 0 | 0 | 0 | 0 | 0 | 0 | 0 | 0 | 0 | 0 | 0 | 0 | 0 | 0 | 0 | 0 | 0 | 0 | 0 | 0 | 0 | 0 | 0 | 0 | 0 | 0 | 0 | 0 | 0 | 0 | 0
F2_Commercial_Lodging_Existing_Food Preparation_Natural Gas_Conveyor Oven_E4 | F2 | Commercial | Lodging | Existing | Food Preparation | Natural Gas | Conveyor Oven | E4 | RVT - Cost of Operation | 0 | 0 | 0 | 0 | 0 | 0 | 0 | 0 | 0 | 0 | 0 | 0 | 0 | 0 | 0 | 0 | 0 | 0 | 0 | 0 | 0 | 0 | 0 | 0 | 0 | 0 | 0 | 0 | 0 | 0 | 0 | 0 | 0
F2_Commercial_Lodging_Existing_Food Preparation_Natural Gas_Conveyor Oven_E5 | F2 | Commercial | Lodging | Existing | Food Preparation | Natural Gas | Conveyor Oven | E5 | RVT - Cost of Operation | 0 | 0 | 0 | 0 | 0 | 0 | 0 | 0 | 0 | 0 | 0 | 0 | 0 | 0 | 0 | 0 | 0 | 0 | 0 | 0 | 0 | 0 | 0 | 0 | 0 | 0 | 0 | 0 | 0 | 0 | 0 | 0 | 0
F2_Commercial_Lodging_Existing_Food Preparation_Natural Gas_Conveyor Oven_E6 | F2 | Commercial | Lodging | Existing | Food Preparation | Natural Gas | Conveyor Oven | E6 | RVT - Cost of Operation | 0 | 0 | 0 | 0 | 0 | 0 | 0 | 0 | 0 | 0 | 0 | 0 | 0 | 0 | 0 | 0 | 0 | 0 | 0 | 0 | 0 | 0 | 0 | 0 | 0 | 0 | 0 | 0 | 0 | 0 | 0 | 0 | 0
F2_Commercial_Lodging_Existing_Food Preparation_Natural Gas_Conveyor Oven_E7 | F2 | Commercial | Lodging | Existing | Food Preparation | Natural Gas | Conveyor Oven | E7 | RVT - Cost of Operation | 0 | 0 | 0 | 0 | 0 | 0 | 0 | 0 | 0 | 0 | 0 | 0 | 0 | 0 | 0 | 0 | 0 | 0 | 0 | 0 | 0 | 0 | 0 | 0 | 0 | 0 | 0 | 0 | 0 | 0 | 0 | 0 | 0
F2_Commercial_Lodging_Existing_Food Preparation_Natural Gas_Conveyor Oven_E8 | F2 | Commercial | Lodging | Existing | Food Preparation | Natural Gas | Conveyor Oven | E8 | RVT - Cost of Operation | 0 | 0 | 0 | 0 | 0 | 0 | 0 | 0 | 0 | 0 | 0 | 0 | 0 | 0 | 0 | 0 | 0 | 0 | 0 | 0 | 0 | 0 | 0 | 0 | 0 | 0 | 0 | 0 | 0 | 0 | 0 | 0 | 0
F2_Commercial_Lodging_Existing_Food Preparation_Natural Gas_Conveyor Oven_E9 | F2 | Commercial | Lodging | Existing | Food Preparation | Natural Gas | Conveyor Oven | E9 | RVT - Cost of Operation | 0 | 0 | 0 | 0 | 0 | 0 | 0 | 0 | 0 | 0 | 0 | 0 | 0 | 0 | 0 | 0 | 0 | 0 | 0 | 0 | 0 | 0 | 0 | 0 | 0 | 0 | 0 | 0 | 0 | 0 | 0 | 0 | 0
F2_Commercial_Lodging_Existing_Food Preparation_Natural Gas_Conveyor Oven_E10 | F2 | Commercial | Lodging | Existing | Food Preparation | Natural Gas | Conveyor Oven | E10 | RVT - Cost of Operation | 0 | 0 | 0 | 0 | 0 | 0 | 0 | 0 | 0 | 0 | 0 | 0 | 0 | 0 | 0 | 0 | 0 | 0 | 0 | 0 | 0 | 0 | 0 | 0 | 0 | 0 | 0 | 0 | 0 | 0 | 0 | 0 | 0
F3_Commercial_Lodging_Existing_Food Preparation_Natural Gas_Conveyor Oven_E1 | F3 | Commercial | Lodging | Existing | Food Preparation | Natural Gas | Conveyor Oven | E1 | System - kBTUs of Consumption | 0.05643 | 0.05643 | 0.05643 | 0.05643 | 0.05643 | 0.05643 | 0.05643 | 0.05643 | 0.05643 | 0.05643 | 0.05643 | 0.05643 | 0.05643 | 0.05643 | 0.05643 | 0.05643 | 0.05643 | 0.05643 | 0.05643 | 0.05643 | 0.05643 | 0.05643 | 0.05643 | 0.05643 | 0.05643 | 0.05643 | 0.05643 | 0.05643 | 0.05643 | 0.05643 | 0.05643 | 0.05643 | 0.05643
F3_Commercial_Lodging_Existing_Food Preparation_Natural Gas_Conveyor Oven_E2 | F3 | Commercial | Lodging | Existing | Food Preparation | Natural Gas | Conveyor Oven | E2 | System - kBTUs of Consumption | 0.068795 | 0.068795 | 0.068795 | 0.068795 | 0.068795 | 0.068795 | 0.068795 | 0.068795 | 0.068795 | 0.068795 | 0.068795 | 0.068795 | 0.068795 | 0.068795 | 0.068795 | 0.068795 | 0.068795 | 0.068795 | 0.068795 | 0.068795 | 0.068795 | 0.068795 | 0.068795 | 0.068795 | 0.068795 | 0.068795 | 0.068795 | 0.068795 | 0.068795 | 0.068795 | 0.068795 | 0.068795 | 0.068795
F3_Commercial_Lodging_Existing_Food Preparation_Natural Gas_Conveyor Oven_E3 | F3 | Commercial | Lodging | Existing | Food Preparation | Natural Gas | Conveyor Oven | E3 | System - kBTUs of Consumption | 0 | 0 | 0 | 0 | 0 | 0 | 0 | 0 | 0 | 0 | 0 | 0 | 0 | 0 | 0 | 0 | 0 | 0 | 0 | 0 | 0 | 0 | 0 | 0 | 0 | 0 | 0 | 0 | 0 | 0 | 0 | 0 | 0
F3_Commercial_Lodging_Existing_Food Preparation_Natural Gas_Conveyor Oven_E4 | F3 | Commercial | Lodging | Existing | Food Preparation | Natural Gas | Conveyor Oven | E4 | System - kBTUs of Consumption | 0 | 0 | 0 | 0 | 0 | 0 | 0 | 0 | 0 | 0 | 0 | 0 | 0 | 0 | 0 | 0 | 0 | 0 | 0 | 0 | 0 | 0 | 0 | 0 | 0 | 0 | 0 | 0 | 0 | 0 | 0 | 0 | 0
F3_Commercial_Lodging_Existing_Food Preparation_Natural Gas_Conveyor Oven_E5 | F3 | Commercial | Lodging | Existing | Food Preparation | Natural Gas | Conveyor Oven | E5 | System - kBTUs of Consumption | 0 | 0 | 0 | 0 | 0 | 0 | 0 | 0 | 0 | 0 | 0 | 0 | 0 | 0 | 0 | 0 | 0 | 0 | 0 | 0 | 0 | 0 | 0 | 0 | 0 | 0 | 0 | 0 | 0 | 0 | 0 | 0 | 0
F3_Commercial_Lodging_Existing_Food Preparation_Natural Gas_Conveyor Oven_E6 | F3 | Commercial | Lodging | Existing | Food Preparation | Natural Gas | Conveyor Oven | E6 | System - kBTUs of Consumption | 0 | 0 | 0 | 0 | 0 | 0 | 0 | 0 | 0 | 0 | 0 | 0 | 0 | 0 | 0 | 0 | 0 | 0 | 0 | 0 | 0 | 0 | 0 | 0 | 0 | 0 | 0 | 0 | 0 | 0 | 0 | 0 | 0
F3_Commercial_Lodging_Existing_Food Preparation_Natural Gas_Conveyor Oven_E7 | F3 | Commercial | Lodging | Existing | Food Preparation | Natural Gas | Conveyor Oven | E7 | System - kBTUs of Consumption | 0 | 0 | 0 | 0 | 0 | 0 | 0 | 0 | 0 | 0 | 0 | 0 | 0 | 0 | 0 | 0 | 0 | 0 | 0 | 0 | 0 | 0 | 0 | 0 | 0 | 0 | 0 | 0 | 0 | 0 | 0 | 0 | 0
F3_Commercial_Lodging_Existing_Food Preparation_Natural Gas_Conveyor Oven_E8 | F3 | Commercial | Lodging | Existing | Food Preparation | Natural Gas | Conveyor Oven | E8 | System - kBTUs of Consumption | 0 | 0 | 0 | 0 | 0 | 0 | 0 | 0 | 0 | 0 | 0 | 0 | 0 | 0 | 0 | 0 | 0 | 0 | 0 | 0 | 0 | 0 | 0 | 0 | 0 | 0 | 0 | 0 | 0 | 0 | 0 | 0 | 0
F3_Commercial_Lodging_Existing_Food Preparation_Natural Gas_Conveyor Oven_E9 | F3 | Commercial | Lodging | Existing | Food Preparation | Natural Gas | Conveyor Oven | E9 | System - kBTUs of Consumption | 0 | 0 | 0 | 0 | 0 | 0 | 0 | 0 | 0 | 0 | 0 | 0 | 0 | 0 | 0 | 0 | 0 | 0 | 0 | 0 | 0 | 0 | 0 | 0 | 0 | 0 | 0 | 0 | 0 | 0 | 0 | 0 | 0
F3_Commercial_Lodging_Existing_Food Preparation_Natural Gas_Conveyor Oven_E10 | F3 | Commercial | Lodging | Existing | Food Preparation | Natural Gas | Conveyor Oven | E10 | System - kBTUs of Consumption | 0 | 0 | 0 | 0 | 0 | 0 | 0 | 0 | 0 | 0 | 0 | 0 | 0 | 0 | 0 | 0 | 0 | 0 | 0 | 0 | 0 | 0 | 0 | 0 | 0 | 0 | 0 | 0 | 0 | 0 | 0 | 0 | 0
F4_Commercial_Lodging_Existing_Food Preparation_Natural Gas_Conveyor Oven_E1 | F4 | Commercial | Lodging | Existing | Food Preparation | Natural Gas | Conveyor Oven | E1 | Utility - Cost of Equipment | 0.37459 | 0.37571 | 0.37799 | 0.37729 | 0.37729 | 0.37921 | 0.38275 | 0.38586 | 0.38946 | 0.39303 | 0.39664 | 0.40012 | 0.40376 | 0.40752 | 0.41116 | 0.41479 | 0.41832 | 0.42189 | 0.42537 | 0.42877 | 0.4319 | 0.43497 | 0.43767 | 0.44038 | 0.44273 | 0.44476 | 0.4466 | 0.44819 | 0.44944 | 0.45046 | 0.45102 | 0.45139 | 0.45139
F4_Commercial_Lodging_Existing_Food Preparation_Natural Gas_Conveyor Oven_E2 | F4 | Commercial | Lodging | Existing | Food Preparation | Natural Gas | Conveyor Oven | E2 | Utility - Cost of Equipment | 0.28475 | 0.2856 | 0.28733 | 0.2868 | 0.2868 | 0.28826 | 0.29095 | 0.29331 | 0.29605 | 0.29876 | 0.30151 | 0.30415 | 0.30692 | 0.30978 | 0.31254 | 0.31531 | 0.31799 | 0.32071 | 0.32335 | 0.32593 | 0.32831 | 0.33065 | 0.3327 | 0.33476 | 0.33654 | 0.33808 | 0.33949 | 0.3407 | 0.34164 | 0.34242 | 0.34284 | 0.34313 | 0.34313
F4_Commercial_Lodging_Existing_Food Preparation_Natural Gas_Conveyor Oven_E3 | F4 | Commercial | Lodging | Existing | Food Preparation | Natural Gas | Conveyor Oven | E3 | Utility - Cost of Equipment | 0 | 0 | 0 | 0 | 0 | 0 | 0 | 0 | 0 | 0 | 0 | 0 | 0 | 0 | 0 | 0 | 0 | 0 | 0 | 0 | 0 | 0 | 0 | 0 | 0 | 0 | 0 | 0 | 0 | 0 | 0 | 0 | 0
F4_Commercial_Lodging_Existing_Food Preparation_Natural Gas_Conveyor Oven_E4 | F4 | Commercial | Lodging | Existing | Food Preparation | Natural Gas | Conveyor Oven | E4 | Utility - Cost of Equipment | 0 | 0 | 0 | 0 | 0 | 0 | 0 | 0 | 0 | 0 | 0 | 0 | 0 | 0 | 0 | 0 | 0 | 0 | 0 | 0 | 0 | 0 | 0 | 0 | 0 | 0 | 0 | 0 | 0 | 0 | 0 | 0 | 0
F4_Commercial_Lodging_Existing_Food Preparation_Natural Gas_Conveyor Oven_E5 | F4 | Commercial | Lodging | Existing | Food Preparation | Natural Gas | Conveyor Oven | E5 | Utility - Cost of Equipment | 0 | 0 | 0 | 0 | 0 | 0 | 0 | 0 | 0 | 0 | 0 | 0 | 0 | 0 | 0 | 0 | 0 | 0 | 0 | 0 | 0 | 0 | 0 | 0 | 0 | 0 | 0 | 0 | 0 | 0 | 0 | 0 | 0
F4_Commercial_Lodging_Existing_Food Preparation_Natural Gas_Conveyor Oven_E6 | F4 | Commercial | Lodging | Existing | Food Preparation | Natural Gas | Conveyor Oven | E6 | Utility - Cost of Equipment | 0 | 0 | 0 | 0 | 0 | 0 | 0 | 0 | 0 | 0 | 0 | 0 | 0 | 0 | 0 | 0 | 0 | 0 | 0 | 0 | 0 | 0 | 0 | 0 | 0 | 0 | 0 | 0 | 0 | 0 | 0 | 0 | 0
F4_Commercial_Lodging_Existing_Food Preparation_Natural Gas_Conveyor Oven_E7 | F4 | Commercial | Lodging | Existing | Food Preparation | Natural Gas | Conveyor Oven | E7 | Utility - Cost of Equipment | 0 | 0 | 0 | 0 | 0 | 0 | 0 | 0 | 0 | 0 | 0 | 0 | 0 | 0 | 0 | 0 | 0 | 0 | 0 | 0 | 0 | 0 | 0 | 0 | 0 | 0 | 0 | 0 | 0 | 0 | 0 | 0 | 0
F4_Commercial_Lodging_Existing_Food Preparation_Natural Gas_Conveyor Oven_E8 | F4 | Commercial | Lodging | Existing | Food Preparation | Natural Gas | Conveyor Oven | E8 | Utility - Cost of Equipment | 0 | 0 | 0 | 0 | 0 | 0 | 0 | 0 | 0 | 0 | 0 | 0 | 0 | 0 | 0 | 0 | 0 | 0 | 0 | 0 | 0 | 0 | 0 | 0 | 0 | 0 | 0 | 0 | 0 | 0 | 0 | 0 | 0
F4_Commercial_Lodging_Existing_Food Preparation_Natural Gas_Conveyor Oven_E9 | F4 | Commercial | Lodging | Existing | Food Preparation | Natural Gas | Conveyor Oven | E9 | Utility - Cost of Equipment | 0 | 0 | 0 | 0 | 0 | 0 | 0 | 0 | 0 | 0 | 0 | 0 | 0 | 0 | 0 | 0 | 0 | 0 | 0 | 0 | 0 | 0 | 0 | 0 | 0 | 0 | 0 | 0 | 0 | 0 | 0 | 0 | 0
F4_Commercial_Lodging_Existing_Food Preparation_Natural Gas_Conveyor Oven_E10 | F4 | Commercial | Lodging | Existing | Food Preparation | Natural Gas | Conveyor Oven | E10 | Utility - Cost of Equipment | 0 | 0 | 0 | 0 | 0 | 0 | 0 | 0 | 0 | 0 | 0 | 0 | 0 | 0 | 0 | 0 | 0 | 0 | 0 | 0 | 0 | 0 | 0 | 0 | 0 | 0 | 0 | 0 | 0 | 0 | 0 | 0 | 0
F5_Commercial_Lodging_Existing_Food Preparation_Natural Gas_Conveyor Oven_E1 | F5 | Commercial | Lodging | Existing | Food Preparation | Natural Gas | Conveyor Oven | E1 | Utility - Cost of Operation | 0.05643 | 0.05643 | 0.05643 | 0.05643 | 0.05643 | 0.05643 | 0.05643 | 0.05643 | 0.05643 | 0.05643 | 0.05643 | 0.05643 | 0.05643 | 0.05643 | 0.05643 | 0.05643 | 0.05643 | 0.05643 | 0.05643 | 0.05643 | 0.05643 | 0.05643 | 0.05643 | 0.05643 | 0.05643 | 0.05643 | 0.05643 | 0.05643 | 0.05643 | 0.05643 | 0.05643 | 0.05643 | 0.05643
F5_Commercial_Lodging_Existing_Food Preparation_Natural Gas_Conveyor Oven_E2 | F5 | Commercial | Lodging | Existing | Food Preparation | Natural Gas | Conveyor Oven | E2 | Utility - Cost of Operation | 0.068795 | 0.068795 | 0.068795 | 0.068795 | 0.068795 | 0.068795 | 0.068795 | 0.068795 | 0.068795 | 0.068795 | 0.068795 | 0.068795 | 0.068795 | 0.068795 | 0.068795 | 0.068795 | 0.068795 | 0.068795 | 0.068795 | 0.068795 | 0.068795 | 0.068795 | 0.068795 | 0.068795 | 0.068795 | 0.068795 | 0.068795 | 0.068795 | 0.068795 | 0.068795 | 0.068795 | 0.068795 | 0.068795
F5_Commercial_Lodging_Existing_Food Preparation_Natural Gas_Conveyor Oven_E3 | F5 | Commercial | Lodging | Existing | Food Preparation | Natural Gas | Conveyor Oven | E3 | Utility - Cost of Operation | 0 | 0 | 0 | 0 | 0 | 0 | 0 | 0 | 0 | 0 | 0 | 0 | 0 | 0 | 0 | 0 | 0 | 0 | 0 | 0 | 0 | 0 | 0 | 0 | 0 | 0 | 0 | 0 | 0 | 0 | 0 | 0 | 0
F5_Commercial_Lodging_Existing_Food Preparation_Natural Gas_Conveyor Oven_E4 | F5 | Commercial | Lodging | Existing | Food Preparation | Natural Gas | Conveyor Oven | E4 | Utility - Cost of Operation | 0 | 0 | 0 | 0 | 0 | 0 | 0 | 0 | 0 | 0 | 0 | 0 | 0 | 0 | 0 | 0 | 0 | 0 | 0 | 0 | 0 | 0 | 0 | 0 | 0 | 0 | 0 | 0 | 0 | 0 | 0 | 0 | 0
F5_Commercial_Lodging_Existing_Food Preparation_Natural Gas_Conveyor Oven_E5 | F5 | Commercial | Lodging | Existing | Food Preparation | Natural Gas | Conveyor Oven | E5 | Utility - Cost of Operation | 0 | 0 | 0 | 0 | 0 | 0 | 0 | 0 | 0 | 0 | 0 | 0 | 0 | 0 | 0 | 0 | 0 | 0 | 0 | 0 | 0 | 0 | 0 | 0 | 0 | 0 | 0 | 0 | 0 | 0 | 0 | 0 | 0
F5_Commercial_Lodging_Existing_Food Preparation_Natural Gas_Conveyor Oven_E6 | F5 | Commercial | Lodging | Existing | Food Preparation | Natural Gas | Conveyor Oven | E6 | Utility - Cost of Operation | 0 | 0 | 0 | 0 | 0 | 0 | 0 | 0 | 0 | 0 | 0 | 0 | 0 | 0 | 0 | 0 | 0 | 0 | 0 | 0 | 0 | 0 | 0 | 0 | 0 | 0 | 0 | 0 | 0 | 0 | 0 | 0 | 0
F5_Commercial_Lodging_Existing_Food Preparation_Natural Gas_Conveyor Oven_E7 | F5 | Commercial | Lodging | Existing | Food Preparation | Natural Gas | Conveyor Oven | E7 | Utility - Cost of Operation | 0 | 0 | 0 | 0 | 0 | 0 | 0 | 0 | 0 | 0 | 0 | 0 | 0 | 0 | 0 | 0 | 0 | 0 | 0 | 0 | 0 | 0 | 0 | 0 | 0 | 0 | 0 | 0 | 0 | 0 | 0 | 0 | 0
F5_Commercial_Lodging_Existing_Food Preparation_Natural Gas_Conveyor Oven_E8 | F5 | Commercial | Lodging | Existing | Food Preparation | Natural Gas | Conveyor Oven | E8 | Utility - Cost of Operation | 0 | 0 | 0 | 0 | 0 | 0 | 0 | 0 | 0 | 0 | 0 | 0 | 0 | 0 | 0 | 0 | 0 | 0 | 0 | 0 | 0 | 0 | 0 | 0 | 0 | 0 | 0 | 0 | 0 | 0 | 0 | 0 | 0
F5_Commercial_Lodging_Existing_Food Preparation_Natural Gas_Conveyor Oven_E9 | F5 | Commercial | Lodging | Existing | Food Preparation | Natural Gas | Conveyor Oven | E9 | Utility - Cost of Operation | 0 | 0 | 0 | 0 | 0 | 0 | 0 | 0 | 0 | 0 | 0 | 0 | 0 | 0 | 0 | 0 | 0 | 0 | 0 | 0 | 0 | 0 | 0 | 0 | 0 | 0 | 0 | 0 | 0 | 0 | 0 | 0 | 0
F5_Commercial_Lodging_Existing_Food Preparation_Natural Gas_Conveyor Oven_E10 | F5 | Commercial | Lodging | Existing | Food Preparation | Natural Gas | Conveyor Oven | E10 | Utility - Cost of Operation | 0 | 0 | 0 | 0 | 0 | 0 | 0 | 0 | 0 | 0 | 0 | 0 | 0 | 0 | 0 | 0 | 0 | 0 | 0 | 0 | 0 | 0 | 0 | 0 | 0 | 0 | 0 | 0 | 0 | 0 | 0 | 0 | 0
F6_Commercial_Lodging_Existing_Food Preparation_Natural Gas_Conveyor Oven_E1 | F6 | Commercial | Lodging | Existing | Food Preparation | Natural Gas | Conveyor Oven | E1 | Utility - Value of Sales | 0.19695 | 0.19757 | 0.19857 | 0.19835 | 0.19835 | 0.19835 | 0.19835 | 0.19835 | 0.19835 | 0.19835 | 0.19835 | 0.19835 | 0.19835 | 0.19835 | 0.19835 | 0.19835 | 0.19835 | 0.19835 | 0.19835 | 0.19835 | 0.19835 | 0.19835 | 0.19835 | 0.19835 | 0.19835 | 0.19835 | 0.19835 | 0.19835 | 0.19835 | 0.19835 | 0.19835 | 0.19835 | 0.19835
F6_Commercial_Lodging_Existing_Food Preparation_Natural Gas_Conveyor Oven_E2 | F6 | Commercial | Lodging | Existing | Food Preparation | Natural Gas | Conveyor Oven | E2 | Utility - Value of Sales | 0.14971 | 0.15018 | 0.15094 | 0.15078 | 0.15078 | 0.15078 | 0.15078 | 0.15078 | 0.15078 | 0.15078 | 0.15078 | 0.15078 | 0.15078 | 0.15078 | 0.15078 | 0.15078 | 0.15078 | 0.15078 | 0.15078 | 0.15078 | 0.15078 | 0.15078 | 0.15078 | 0.15078 | 0.15078 | 0.15078 | 0.15078 | 0.15078 | 0.15078 | 0.15078 | 0.15078 | 0.15078 | 0.15078
F6_Commercial_Lodging_Existing_Food Preparation_Natural Gas_Conveyor Oven_E3 | F6 | Commercial | Lodging | Existing | Food Preparation | Natural Gas | Conveyor Oven | E3 | Utility - Value of Sales | 0 | 0 | 0 | 0 | 0 | 0 | 0 | 0 | 0 | 0 | 0 | 0 | 0 | 0 | 0 | 0 | 0 | 0 | 0 | 0 | 0 | 0 | 0 | 0 | 0 | 0 | 0 | 0 | 0 | 0 | 0 | 0 | 0
F6_Commercial_Lodging_Existing_Food Preparation_Natural Gas_Conveyor Oven_E4 | F6 | Commercial | Lodging | Existing | Food Preparation | Natural Gas | Conveyor Oven | E4 | Utility - Value of Sales | 0 | 0 | 0 | 0 | 0 | 0 | 0 | 0 | 0 | 0 | 0 | 0 | 0 | 0 | 0 | 0 | 0 | 0 | 0 | 0 | 0 | 0 | 0 | 0 | 0 | 0 | 0 | 0 | 0 | 0 | 0 | 0 | 0
F6_Commercial_Lodging_Existing_Food Preparation_Natural Gas_Conveyor Oven_E5 | F6 | Commercial | Lodging | Existing | Food Preparation | Natural Gas | Conveyor Oven | E5 | Utility - Value of Sales | 0 | 0 | 0 | 0 | 0 | 0 | 0 | 0 | 0 | 0 | 0 | 0 | 0 | 0 | 0 | 0 | 0 | 0 | 0 | 0 | 0 | 0 | 0 | 0 | 0 | 0 | 0 | 0 | 0 | 0 | 0 | 0 | 0
F6_Commercial_Lodging_Existing_Food Preparation_Natural Gas_Conveyor Oven_E6 | F6 | Commercial | Lodging | Existing | Food Preparation | Natural Gas | Conveyor Oven | E6 | Utility - Value of Sales | 0 | 0 | 0 | 0 | 0 | 0 | 0 | 0 | 0 | 0 | 0 | 0 | 0 | 0 | 0 | 0 | 0 | 0 | 0 | 0 | 0 | 0 | 0 | 0 | 0 | 0 | 0 | 0 | 0 | 0 | 0 | 0 | 0
F6_Commercial_Lodging_Existing_Food Preparation_Natural Gas_Conveyor Oven_E7 | F6 | Commercial | Lodging | Existing | Food Preparation | Natural Gas | Conveyor Oven | E7 | Utility - Value of Sales | 0 | 0 | 0 | 0 | 0 | 0 | 0 | 0 | 0 | 0 | 0 | 0 | 0 | 0 | 0 | 0 | 0 | 0 | 0 | 0 | 0 | 0 | 0 | 0 | 0 | 0 | 0 | 0 | 0 | 0 | 0 | 0 | 0
F6_Commercial_Lodging_Existing_Food Preparation_Natural Gas_Conveyor Oven_E8 | F6 | Commercial | Lodging | Existing | Food Preparation | Natural Gas | Conveyor Oven | E8 | Utility - Value of Sales | 0 | 0 | 0 | 0 | 0 | 0 | 0 | 0 | 0 | 0 | 0 | 0 | 0 | 0 | 0 | 0 | 0 | 0 | 0 | 0 | 0 | 0 | 0 | 0 | 0 | 0 | 0 | 0 | 0 | 0 | 0 | 0 | 0
F6_Commercial_Lodging_Existing_Food Preparation_Natural Gas_Conveyor Oven_E9 | F6 | Commercial | Lodging | Existing | Food Preparation | Natural Gas | Conveyor Oven | E9 | Utility - Value of Sales | 0 | 0 | 0 | 0 | 0 | 0 | 0 | 0 | 0 | 0 | 0 | 0 | 0 | 0 | 0 | 0 | 0 | 0 | 0 | 0 | 0 | 0 | 0 | 0 | 0 | 0 | 0 | 0 | 0 | 0 | 0 | 0 | 0
F6_Commercial_Lodging_Existing_Food Preparation_Natural Gas_Conveyor Oven_E10 | F6 | Commercial | Lodging | Existing | Food Preparation | Natural Gas | Conveyor Oven | E10 | Utility - Value of Sales | 0 | 0 | 0 | 0 | 0 | 0 | 0 | 0 | 0 | 0 | 0 | 0 | 0 | 0 | 0 | 0 | 0 | 0 | 0 | 0 | 0 | 0 | 0 | 0 | 0 | 0 | 0 | 0 | 0 | 0 | 0 | 0 | 0
F1_Commercial_Lodging_Existing_Food Preparation_Natural Gas_Double Rack Oven_E1 | F1 | Commercial | Lodging | Existing | Food Preparation | Natural Gas | Double Rack Oven | E1 | RVT - Cost of Equipment | 0.55183 | 0.55254 | 0.55556 | 0.55274 | 0.55131 | 0.5535 | 0.55878 | 0.56307 | 0.5683 | 0.57334 | 0.57844 | 0.58326 | 0.58839 | 0.59369 | 0.59884 | 0.6041 | 0.6094 | 0.6151 | 0.62102 | 0.62712 | 0.63298 | 0.63887 | 0.64414 | 0.64943 | 0.654 | 0.65796 | 0.66156 | 0.66467 | 0.6671 | 0.6691 | 0.67019 | 0.67091 | 0.67091
F1_Commercial_Lodging_Existing_Food Preparation_Natural Gas_Double Rack Oven_E2 | F1 | Commercial | Lodging | Existing | Food Preparation | Natural Gas | Double Rack Oven | E2 | RVT - Cost of Equipment | 0.301 | 0.30139 | 0.30303 | 0.3015 | 0.30072 | 0.30191 | 0.30479 | 0.30713 | 0.30998 | 0.31273 | 0.31551 | 0.31814 | 0.32094 | 0.32383 | 0.32664 | 0.32951 | 0.3324 | 0.33551 | 0.33874 | 0.34207 | 0.34526 | 0.34847 | 0.35135 | 0.35423 | 0.35673 | 0.35889 | 0.36085 | 0.36255 | 0.36388 | 0.36496 | 0.36556 | 0.36595 | 0.36595
F1_Commercial_Lodging_Existing_Food Preparation_Natural Gas_Double Rack Oven_E3 | F1 | Commercial | Lodging | Existing | Food Preparation | Natural Gas | Double Rack Oven | E3 | RVT - Cost of Equipment | 0 | 0 | 0 | 0 | 0 | 0 | 0 | 0 | 0 | 0 | 0 | 0 | 0 | 0 | 0 | 0 | 0 | 0 | 0 | 0 | 0 | 0 | 0 | 0 | 0 | 0 | 0 | 0 | 0 | 0 | 0 | 0 | 0
F1_Commercial_Lodging_Existing_Food Preparation_Natural Gas_Double Rack Oven_E4 | F1 | Commercial | Lodging | Existing | Food Preparation | Natural Gas | Double Rack Oven | E4 | RVT - Cost of Equipment | 0 | 0 | 0 | 0 | 0 | 0 | 0 | 0 | 0 | 0 | 0 | 0 | 0 | 0 | 0 | 0 | 0 | 0 | 0 | 0 | 0 | 0 | 0 | 0 | 0 | 0 | 0 | 0 | 0 | 0 | 0 | 0 | 0
F1_Commercial_Lodging_Existing_Food Preparation_Natural Gas_Double Rack Oven_E5 | F1 | Commercial | Lodging | Existing | Food Preparation | Natural Gas | Double Rack Oven | E5 | RVT - Cost of Equipment | 0 | 0 | 0 | 0 | 0 | 0 | 0 | 0 | 0 | 0 | 0 | 0 | 0 | 0 | 0 | 0 | 0 | 0 | 0 | 0 | 0 | 0 | 0 | 0 | 0 | 0 | 0 | 0 | 0 | 0 | 0 | 0 | 0
F1_Commercial_Lodging_Existing_Food Preparation_Natural Gas_Double Rack Oven_E6 | F1 | Commercial | Lodging | Existing | Food Preparation | Natural Gas | Double Rack Oven | E6 | RVT - Cost of Equipment | 0 | 0 | 0 | 0 | 0 | 0 | 0 | 0 | 0 | 0 | 0 | 0 | 0 | 0 | 0 | 0 | 0 | 0 | 0 | 0 | 0 | 0 | 0 | 0 | 0 | 0 | 0 | 0 | 0 | 0 | 0 | 0 | 0
F1_Commercial_Lodging_Existing_Food Preparation_Natural Gas_Double Rack Oven_E7 | F1 | Commercial | Lodging | Existing | Food Preparation | Natural Gas | Double Rack Oven | E7 | RVT - Cost of Equipment | 0 | 0 | 0 | 0 | 0 | 0 | 0 | 0 | 0 | 0 | 0 | 0 | 0 | 0 | 0 | 0 | 0 | 0 | 0 | 0 | 0 | 0 | 0 | 0 | 0 | 0 | 0 | 0 | 0 | 0 | 0 | 0 | 0
F1_Commercial_Lodging_Existing_Food Preparation_Natural Gas_Double Rack Oven_E8 | F1 | Commercial | Lodging | Existing | Food Preparation | Natural Gas | Double Rack Oven | E8 | RVT - Cost of Equipment | 0 | 0 | 0 | 0 | 0 | 0 | 0 | 0 | 0 | 0 | 0 | 0 | 0 | 0 | 0 | 0 | 0 | 0 | 0 | 0 | 0 | 0 | 0 | 0 | 0 | 0 | 0 | 0 | 0 | 0 | 0 | 0 | 0
F1_Commercial_Lodging_Existing_Food Preparation_Natural Gas_Double Rack Oven_E9 | F1 | Commercial | Lodging | Existing | Food Preparation | Natural Gas | Double Rack Oven | E9 | RVT - Cost of Equipment | 0 | 0 | 0 | 0 | 0 | 0 | 0 | 0 | 0 | 0 | 0 | 0 | 0 | 0 | 0 | 0 | 0 | 0 | 0 | 0 | 0 | 0 | 0 | 0 | 0 | 0 | 0 | 0 | 0 | 0 | 0 | 0 | 0
F1_Commercial_Lodging_Existing_Food Preparation_Natural Gas_Double Rack Oven_E10 | F1 | Commercial | Lodging | Existing | Food Preparation | Natural Gas | Double Rack Oven | E10 | RVT - Cost of Equipment | 0 | 0 | 0 | 0 | 0 | 0 | 0 | 0 | 0 | 0 | 0 | 0 | 0 | 0 | 0 | 0 | 0 | 0 | 0 | 0 | 0 | 0 | 0 | 0 | 0 | 0 | 0 | 0 | 0 | 0 | 0 | 0 | 0
F2_Commercial_Lodging_Existing_Food Preparation_Natural Gas_Double Rack Oven_E1 | F2 | Commercial | Lodging | Existing | Food Preparation | Natural Gas | Double Rack Oven | E1 | RVT - Cost of Operation | 0.66113 | 0.66198 | 0.66559 | 0.66222 | 0.66051 | 0.66313 | 0.66945 | 0.67459 | 0.68086 | 0.6869 | 0.69301 | 0.69878 | 0.70492 | 0.71128 | 0.71745 | 0.72375 | 0.7301 | 0.73693 | 0.74402 | 0.75133 | 0.75835 | 0.7654 | 0.77172 | 0.77805 | 0.78354 | 0.78828 | 0.7926 | 0.79632 | 0.79923 | 0.80162 | 0.80293 | 0.8038 | 0.8038
F2_Commercial_Lodging_Existing_Food Preparation_Natural Gas_Double Rack Oven_E2 | F2 | Commercial | Lodging | Existing | Food Preparation | Natural Gas | Double Rack Oven | E2 | RVT - Cost of Operation | 0.36062 | 0.36108 | 0.36305 | 0.36121 | 0.36028 | 0.36171 | 0.36516 | 0.36796 | 0.37138 | 0.37467 | 0.37801 | 0.38115 | 0.3845 | 0.38797 | 0.39133 | 0.39477 | 0.39824 | 0.40196 | 0.40583 | 0.40982 | 0.41365 | 0.41749 | 0.42094 | 0.42439 | 0.42739 | 0.42997 | 0.43233 | 0.43436 | 0.43595 | 0.43725 | 0.43796 | 0.43844 | 0.43844
F2_Commercial_Lodging_Existing_Food Preparation_Natural Gas_Double Rack Oven_E3 | F2 | Commercial | Lodging | Existing | Food Preparation | Natural Gas | Double Rack Oven | E3 | RVT - Cost of Operation | 0 | 0 | 0 | 0 | 0 | 0 | 0 | 0 | 0 | 0 | 0 | 0 | 0 | 0 | 0 | 0 | 0 | 0 | 0 | 0 | 0 | 0 | 0 | 0 | 0 | 0 | 0 | 0 | 0 | 0 | 0 | 0 | 0
F2_Commercial_Lodging_Existing_Food Preparation_Natural Gas_Double Rack Oven_E4 | F2 | Commercial | Lodging | Existing | Food Preparation | Natural Gas | Double Rack Oven | E4 | RVT - Cost of Operation | 0 | 0 | 0 | 0 | 0 | 0 | 0 | 0 | 0 | 0 | 0 | 0 | 0 | 0 | 0 | 0 | 0 | 0 | 0 | 0 | 0 | 0 | 0 | 0 | 0 | 0 | 0 | 0 | 0 | 0 | 0 | 0 | 0
F2_Commercial_Lodging_Existing_Food Preparation_Natural Gas_Double Rack Oven_E5 | F2 | Commercial | Lodging | Existing | Food Preparation | Natural Gas | Double Rack Oven | E5 | RVT - Cost of Operation | 0 | 0 | 0 | 0 | 0 | 0 | 0 | 0 | 0 | 0 | 0 | 0 | 0 | 0 | 0 | 0 | 0 | 0 | 0 | 0 | 0 | 0 | 0 | 0 | 0 | 0 | 0 | 0 | 0 | 0 | 0 | 0 | 0
F2_Commercial_Lodging_Existing_Food Preparation_Natural Gas_Double Rack Oven_E6 | F2 | Commercial | Lodging | Existing | Food Preparation | Natural Gas | Double Rack Oven | E6 | RVT - Cost of Operation | 0 | 0 | 0 | 0 | 0 | 0 | 0 | 0 | 0 | 0 | 0 | 0 | 0 | 0 | 0 | 0 | 0 | 0 | 0 | 0 | 0 | 0 | 0 | 0 | 0 | 0 | 0 | 0 | 0 | 0 | 0 | 0 | 0
F2_Commercial_Lodging_Existing_Food Preparation_Natural Gas_Double Rack Oven_E7 | F2 | Commercial | Lodging | Existing | Food Preparation | Natural Gas | Double Rack Oven | E7 | RVT - Cost of Operation | 0 | 0 | 0 | 0 | 0 | 0 | 0 | 0 | 0 | 0 | 0 | 0 | 0 | 0 | 0 | 0 | 0 | 0 | 0 | 0 | 0 | 0 | 0 | 0 | 0 | 0 | 0 | 0 | 0 | 0 | 0 | 0 | 0
F2_Commercial_Lodging_Existing_Food Preparation_Natural Gas_Double Rack Oven_E8 | F2 | Commercial | Lodging | Existing | Food Preparation | Natural Gas | Double Rack Oven | E8 | RVT - Cost of Operation | 0 | 0 | 0 | 0 | 0 | 0 | 0 | 0 | 0 | 0 | 0 | 0 | 0 | 0 | 0 | 0 | 0 | 0 | 0 | 0 | 0 | 0 | 0 | 0 | 0 | 0 | 0 | 0 | 0 | 0 | 0 | 0 | 0
F2_Commercial_Lodging_Existing_Food Preparation_Natural Gas_Double Rack Oven_E9 | F2 | Commercial | Lodging | Existing | Food Preparation | Natural Gas | Double Rack Oven | E9 | RVT - Cost of Operation | 0 | 0 | 0 | 0 | 0 | 0 | 0 | 0 | 0 | 0 | 0 | 0 | 0 | 0 | 0 | 0 | 0 | 0 | 0 | 0 | 0 | 0 | 0 | 0 | 0 | 0 | 0 | 0 | 0 | 0 | 0 | 0 | 0
F2_Commercial_Lodging_Existing_Food Preparation_Natural Gas_Double Rack Oven_E10 | F2 | Commercial | Lodging | Existing | Food Preparation | Natural Gas | Double Rack Oven | E10 | RVT - Cost of Operation | 0 | 0 | 0 | 0 | 0 | 0 | 0 | 0 | 0 | 0 | 0 | 0 | 0 | 0 | 0 | 0 | 0 | 0 | 0 | 0 | 0 | 0 | 0 | 0 | 0 | 0 | 0 | 0 | 0 | 0 | 0 | 0 | 0
F3_Commercial_Lodging_Existing_Food Preparation_Natural Gas_Double Rack Oven_E1 | F3 | Commercial | Lodging | Existing | Food Preparation | Natural Gas | Double Rack Oven | E1 | System - kBTUs of Consumption | 0.10891 | 0.10891 | 0.10891 | 0.10891 | 0.10891 | 0.10891 | 0.10891 | 0.10891 | 0.10891 | 0.10891 | 0.10891 | 0.10891 | 0.10891 | 0.10891 | 0.10891 | 0.10891 | 0.10891 | 0.10891 | 0.10891 | 0.10891 | 0.10891 | 0.10891 | 0.10891 | 0.10891 | 0.10891 | 0.10891 | 0.10891 | 0.10891 | 0.10891 | 0.10891 | 0.10891 | 0.10891 | 0.10891
F3_Commercial_Lodging_Existing_Food Preparation_Natural Gas_Double Rack Oven_E2 | F3 | Commercial | Lodging | Existing | Food Preparation | Natural Gas | Double Rack Oven | E2 | System - kBTUs of Consumption | 0.14484 | 0.14484 | 0.14484 | 0.14484 | 0.14484 | 0.14484 | 0.14484 | 0.14484 | 0.14484 | 0.14484 | 0.14484 | 0.14484 | 0.14484 | 0.14484 | 0.14484 | 0.14484 | 0.14484 | 0.14484 | 0.14484 | 0.14484 | 0.14484 | 0.14484 | 0.14484 | 0.14484 | 0.14484 | 0.14484 | 0.14484 | 0.14484 | 0.14484 | 0.14484 | 0.14484 | 0.14484 | 0.14484
F3_Commercial_Lodging_Existing_Food Preparation_Natural Gas_Double Rack Oven_E3 | F3 | Commercial | Lodging | Existing | Food Preparation | Natural Gas | Double Rack Oven | E3 | System - kBTUs of Consumption | 0 | 0 | 0 | 0 | 0 | 0 | 0 | 0 | 0 | 0 | 0 | 0 | 0 | 0 | 0 | 0 | 0 | 0 | 0 | 0 | 0 | 0 | 0 | 0 | 0 | 0 | 0 | 0 | 0 | 0 | 0 | 0 | 0
F3_Commercial_Lodging_Existing_Food Preparation_Natural Gas_Double Rack Oven_E4 | F3 | Commercial | Lodging | Existing | Food Preparation | Natural Gas | Double Rack Oven | E4 | System - kBTUs of Consumption | 0 | 0 | 0 | 0 | 0 | 0 | 0 | 0 | 0 | 0 | 0 | 0 | 0 | 0 | 0 | 0 | 0 | 0 | 0 | 0 | 0 | 0 | 0 | 0 | 0 | 0 | 0 | 0 | 0 | 0 | 0 | 0 | 0
F3_Commercial_Lodging_Existing_Food Preparation_Natural Gas_Double Rack Oven_E5 | F3 | Commercial | Lodging | Existing | Food Preparation | Natural Gas | Double Rack Oven | E5 | System - kBTUs of Consumption | 0 | 0 | 0 | 0 | 0 | 0 | 0 | 0 | 0 | 0 | 0 | 0 | 0 | 0 | 0 | 0 | 0 | 0 | 0 | 0 | 0 | 0 | 0 | 0 | 0 | 0 | 0 | 0 | 0 | 0 | 0 | 0 | 0
F3_Commercial_Lodging_Existing_Food Preparation_Natural Gas_Double Rack Oven_E6 | F3 | Commercial | Lodging | Existing | Food Preparation | Natural Gas | Double Rack Oven | E6 | System - kBTUs of Consumption | 0 | 0 | 0 | 0 | 0 | 0 | 0 | 0 | 0 | 0 | 0 | 0 | 0 | 0 | 0 | 0 | 0 | 0 | 0 | 0 | 0 | 0 | 0 | 0 | 0 | 0 | 0 | 0 | 0 | 0 | 0 | 0 | 0
F3_Commercial_Lodging_Existing_Food Preparation_Natural Gas_Double Rack Oven_E7 | F3 | Commercial | Lodging | Existing | Food Preparation | Natural Gas | Double Rack Oven | E7 | System - kBTUs of Consumption | 0 | 0 | 0 | 0 | 0 | 0 | 0 | 0 | 0 | 0 | 0 | 0 | 0 | 0 | 0 | 0 | 0 | 0 | 0 | 0 | 0 | 0 | 0 | 0 | 0 | 0 | 0 | 0 | 0 | 0 | 0 | 0 | 0
F3_Commercial_Lodging_Existing_Food Preparation_Natural Gas_Double Rack Oven_E8 | F3 | Commercial | Lodging | Existing | Food Preparation | Natural Gas | Double Rack Oven | E8 | System - kBTUs of Consumption | 0 | 0 | 0 | 0 | 0 | 0 | 0 | 0 | 0 | 0 | 0 | 0 | 0 | 0 | 0 | 0 | 0 | 0 | 0 | 0 | 0 | 0 | 0 | 0 | 0 | 0 | 0 | 0 | 0 | 0 | 0 | 0 | 0
F3_Commercial_Lodging_Existing_Food Preparation_Natural Gas_Double Rack Oven_E9 | F3 | Commercial | Lodging | Existing | Food Preparation | Natural Gas | Double Rack Oven | E9 | System - kBTUs of Consumption | 0 | 0 | 0 | 0 | 0 | 0 | 0 | 0 | 0 | 0 | 0 | 0 | 0 | 0 | 0 | 0 | 0 | 0 | 0 | 0 | 0 | 0 | 0 | 0 | 0 | 0 | 0 | 0 | 0 | 0 | 0 | 0 | 0
F3_Commercial_Lodging_Existing_Food Preparation_Natural Gas_Double Rack Oven_E10 | F3 | Commercial | Lodging | Existing | Food Preparation | Natural Gas | Double Rack Oven | E10 | System - kBTUs of Consumption | 0 | 0 | 0 | 0 | 0 | 0 | 0 | 0 | 0 | 0 | 0 | 0 | 0 | 0 | 0 | 0 | 0 | 0 | 0 | 0 | 0 | 0 | 0 | 0 | 0 | 0 | 0 | 0 | 0 | 0 | 0 | 0 | 0
F4_Commercial_Lodging_Existing_Food Preparation_Natural Gas_Double Rack Oven_E1 | F4 | Commercial | Lodging | Existing | Food Preparation | Natural Gas | Double Rack Oven | E1 | Utility - Cost of Equipment | 0.66113 | 0.66198 | 0.66559 | 0.66222 | 0.66051 | 0.66313 | 0.66945 | 0.67459 | 0.68086 | 0.6869 | 0.69301 | 0.69878 | 0.70492 | 0.71128 | 0.71745 | 0.72375 | 0.7301 | 0.73693 | 0.74402 | 0.75133 | 0.75835 | 0.7654 | 0.77172 | 0.77805 | 0.78354 | 0.78828 | 0.7926 | 0.79632 | 0.79923 | 0.80162 | 0.80293 | 0.8038 | 0.8038
F4_Commercial_Lodging_Existing_Food Preparation_Natural Gas_Double Rack Oven_E2 | F4 | Commercial | Lodging | Existing | Food Preparation | Natural Gas | Double Rack Oven | E2 | Utility - Cost of Equipment | 0.36062 | 0.36108 | 0.36305 | 0.36121 | 0.36028 | 0.36171 | 0.36516 | 0.36796 | 0.37138 | 0.37467 | 0.37801 | 0.38115 | 0.3845 | 0.38797 | 0.39133 | 0.39477 | 0.39824 | 0.40196 | 0.40583 | 0.40982 | 0.41365 | 0.41749 | 0.42094 | 0.42439 | 0.42739 | 0.42997 | 0.43233 | 0.43436 | 0.43595 | 0.43725 | 0.43796 | 0.43844 | 0.43844
F4_Commercial_Lodging_Existing_Food Preparation_Natural Gas_Double Rack Oven_E3 | F4 | Commercial | Lodging | Existing | Food Preparation | Natural Gas | Double Rack Oven | E3 | Utility - Cost of Equipment | 0 | 0 | 0 | 0 | 0 | 0 | 0 | 0 | 0 | 0 | 0 | 0 | 0 | 0 | 0 | 0 | 0 | 0 | 0 | 0 | 0 | 0 | 0 | 0 | 0 | 0 | 0 | 0 | 0 | 0 | 0 | 0 | 0
F4_Commercial_Lodging_Existing_Food Preparation_Natural Gas_Double Rack Oven_E4 | F4 | Commercial | Lodging | Existing | Food Preparation | Natural Gas | Double Rack Oven | E4 | Utility - Cost of Equipment | 0 | 0 | 0 | 0 | 0 | 0 | 0 | 0 | 0 | 0 | 0 | 0 | 0 | 0 | 0 | 0 | 0 | 0 | 0 | 0 | 0 | 0 | 0 | 0 | 0 | 0 | 0 | 0 | 0 | 0 | 0 | 0 | 0
F4_Commercial_Lodging_Existing_Food Preparation_Natural Gas_Double Rack Oven_E5 | F4 | Commercial | Lodging | Existing | Food Preparation | Natural Gas | Double Rack Oven | E5 | Utility - Cost of Equipment | 0 | 0 | 0 | 0 | 0 | 0 | 0 | 0 | 0 | 0 | 0 | 0 | 0 | 0 | 0 | 0 | 0 | 0 | 0 | 0 | 0 | 0 | 0 | 0 | 0 | 0 | 0 | 0 | 0 | 0 | 0 | 0 | 0
F4_Commercial_Lodging_Existing_Food Preparation_Natural Gas_Double Rack Oven_E6 | F4 | Commercial | Lodging | Existing | Food Preparation | Natural Gas | Double Rack Oven | E6 | Utility - Cost of Equipment | 0 | 0 | 0 | 0 | 0 | 0 | 0 | 0 | 0 | 0 | 0 | 0 | 0 | 0 | 0 | 0 | 0 | 0 | 0 | 0 | 0 | 0 | 0 | 0 | 0 | 0 | 0 | 0 | 0 | 0 | 0 | 0 | 0
F4_Commercial_Lodging_Existing_Food Preparation_Natural Gas_Double Rack Oven_E7 | F4 | Commercial | Lodging | Existing | Food Preparation | Natural Gas | Double Rack Oven | E7 | Utility - Cost of Equipment | 0 | 0 | 0 | 0 | 0 | 0 | 0 | 0 | 0 | 0 | 0 | 0 | 0 | 0 | 0 | 0 | 0 | 0 | 0 | 0 | 0 | 0 | 0 | 0 | 0 | 0 | 0 | 0 | 0 | 0 | 0 | 0 | 0
F4_Commercial_Lodging_Existing_Food Preparation_Natural Gas_Double Rack Oven_E8 | F4 | Commercial | Lodging | Existing | Food Preparation | Natural Gas | Double Rack Oven | E8 | Utility - Cost of Equipment | 0 | 0 | 0 | 0 | 0 | 0 | 0 | 0 | 0 | 0 | 0 | 0 | 0 | 0 | 0 | 0 | 0 | 0 | 0 | 0 | 0 | 0 | 0 | 0 | 0 | 0 | 0 | 0 | 0 | 0 | 0 | 0 | 0
F4_Commercial_Lodging_Existing_Food Preparation_Natural Gas_Double Rack Oven_E9 | F4 | Commercial | Lodging | Existing | Food Preparation | Natural Gas | Double Rack Oven | E9 | Utility - Cost of Equipment | 0 | 0 | 0 | 0 | 0 | 0 | 0 | 0 | 0 | 0 | 0 | 0 | 0 | 0 | 0 | 0 | 0 | 0 | 0 | 0 | 0 | 0 | 0 | 0 | 0 | 0 | 0 | 0 | 0 | 0 | 0 | 0 | 0
F4_Commercial_Lodging_Existing_Food Preparation_Natural Gas_Double Rack Oven_E10 | F4 | Commercial | Lodging | Existing | Food Preparation | Natural Gas | Double Rack Oven | E10 | Utility - Cost of Equipment | 0 | 0 | 0 | 0 | 0 | 0 | 0 | 0 | 0 | 0 | 0 | 0 | 0 | 0 | 0 | 0 | 0 | 0 | 0 | 0 | 0 | 0 | 0 | 0 | 0 | 0 | 0 | 0 | 0 | 0 | 0 | 0 | 0
F5_Commercial_Lodging_Existing_Food Preparation_Natural Gas_Double Rack Oven_E1 | F5 | Commercial | Lodging | Existing | Food Preparation | Natural Gas | Double Rack Oven | E1 | Utility - Cost of Operation | 0.10891 | 0.10891 | 0.10891 | 0.10891 | 0.10891 | 0.10891 | 0.10891 | 0.10891 | 0.10891 | 0.10891 | 0.10891 | 0.10891 | 0.10891 | 0.10891 | 0.10891 | 0.10891 | 0.10891 | 0.10891 | 0.10891 | 0.10891 | 0.10891 | 0.10891 | 0.10891 | 0.10891 | 0.10891 | 0.10891 | 0.10891 | 0.10891 | 0.10891 | 0.10891 | 0.10891 | 0.10891 | 0.10891
F5_Commercial_Lodging_Existing_Food Preparation_Natural Gas_Double Rack Oven_E2 | F5 | Commercial | Lodging | Existing | Food Preparation | Natural Gas | Double Rack Oven | E2 | Utility - Cost of Operation | 0.14484 | 0.14484 | 0.14484 | 0.14484 | 0.14484 | 0.14484 | 0.14484 | 0.14484 | 0.14484 | 0.14484 | 0.14484 | 0.14484 | 0.14484 | 0.14484 | 0.14484 | 0.14484 | 0.14484 | 0.14484 | 0.14484 | 0.14484 | 0.14484 | 0.14484 | 0.14484 | 0.14484 | 0.14484 | 0.14484 | 0.14484 | 0.14484 | 0.14484 | 0.14484 | 0.14484 | 0.14484 | 0.14484
F5_Commercial_Lodging_Existing_Food Preparation_Natural Gas_Double Rack Oven_E3 | F5 | Commercial | Lodging | Existing | Food Preparation | Natural Gas | Double Rack Oven | E3 | Utility - Cost of Operation | 0 | 0 | 0 | 0 | 0 | 0 | 0 | 0 | 0 | 0 | 0 | 0 | 0 | 0 | 0 | 0 | 0 | 0 | 0 | 0 | 0 | 0 | 0 | 0 | 0 | 0 | 0 | 0 | 0 | 0 | 0 | 0 | 0
F5_Commercial_Lodging_Existing_Food Preparation_Natural Gas_Double Rack Oven_E4 | F5 | Commercial | Lodging | Existing | Food Preparation | Natural Gas | Double Rack Oven | E4 | Utility - Cost of Operation | 0 | 0 | 0 | 0 | 0 | 0 | 0 | 0 | 0 | 0 | 0 | 0 | 0 | 0 | 0 | 0 | 0 | 0 | 0 | 0 | 0 | 0 | 0 | 0 | 0 | 0 | 0 | 0 | 0 | 0 | 0 | 0 | 0
F5_Commercial_Lodging_Existing_Food Preparation_Natural Gas_Double Rack Oven_E5 | F5 | Commercial | Lodging | Existing | Food Preparation | Natural Gas | Double Rack Oven | E5 | Utility - Cost of Operation | 0 | 0 | 0 | 0 | 0 | 0 | 0 | 0 | 0 | 0 | 0 | 0 | 0 | 0 | 0 | 0 | 0 | 0 | 0 | 0 | 0 | 0 | 0 | 0 | 0 | 0 | 0 | 0 | 0 | 0 | 0 | 0 | 0
F5_Commercial_Lodging_Existing_Food Preparation_Natural Gas_Double Rack Oven_E6 | F5 | Commercial | Lodging | Existing | Food Preparation | Natural Gas | Double Rack Oven | E6 | Utility - Cost of Operation | 0 | 0 | 0 | 0 | 0 | 0 | 0 | 0 | 0 | 0 | 0 | 0 | 0 | 0 | 0 | 0 | 0 | 0 | 0 | 0 | 0 | 0 | 0 | 0 | 0 | 0 | 0 | 0 | 0 | 0 | 0 | 0 | 0
F5_Commercial_Lodging_Existing_Food Preparation_Natural Gas_Double Rack Oven_E7 | F5 | Commercial | Lodging | Existing | Food Preparation | Natural Gas | Double Rack Oven | E7 | Utility - Cost of Operation | 0 | 0 | 0 | 0 | 0 | 0 | 0 | 0 | 0 | 0 | 0 | 0 | 0 | 0 | 0 | 0 | 0 | 0 | 0 | 0 | 0 | 0 | 0 | 0 | 0 | 0 | 0 | 0 | 0 | 0 | 0 | 0 | 0
F5_Commercial_Lodging_Existing_Food Preparation_Natural Gas_Double Rack Oven_E8 | F5 | Commercial | Lodging | Existing | Food Preparation | Natural Gas | Double Rack Oven | E8 | Utility - Cost of Operation | 0 | 0 | 0 | 0 | 0 | 0 | 0 | 0 | 0 | 0 | 0 | 0 | 0 | 0 | 0 | 0 | 0 | 0 | 0 | 0 | 0 | 0 | 0 | 0 | 0 | 0 | 0 | 0 | 0 | 0 | 0 | 0 | 0
F5_Commercial_Lodging_Existing_Food Preparation_Natural Gas_Double Rack Oven_E9 | F5 | Commercial | Lodging | Existing | Food Preparation | Natural Gas | Double Rack Oven | E9 | Utility - Cost of Operation | 0 | 0 | 0 | 0 | 0 | 0 | 0 | 0 | 0 | 0 | 0 | 0 | 0 | 0 | 0 | 0 | 0 | 0 | 0 | 0 | 0 | 0 | 0 | 0 | 0 | 0 | 0 | 0 | 0 | 0 | 0 | 0 | 0
F5_Commercial_Lodging_Existing_Food Preparation_Natural Gas_Double Rack Oven_E10 | F5 | Commercial | Lodging | Existing | Food Preparation | Natural Gas | Double Rack Oven | E10 | Utility - Cost of Operation | 0 | 0 | 0 | 0 | 0 | 0 | 0 | 0 | 0 | 0 | 0 | 0 | 0 | 0 | 0 | 0 | 0 | 0 | 0 | 0 | 0 | 0 | 0 | 0 | 0 | 0 | 0 | 0 | 0 | 0 | 0 | 0 | 0
F6_Commercial_Lodging_Existing_Food Preparation_Natural Gas_Double Rack Oven_E1 | F6 | Commercial | Lodging | Existing | Food Preparation | Natural Gas | Double Rack Oven | E1 | Utility - Value of Sales | 0.34996 | 0.35152 | 0.35404 | 0.35349 | 0.35349 | 0.35349 | 0.35349 | 0.35349 | 0.35349 | 0.35349 | 0.35349 | 0.35349 | 0.35349 | 0.35349 | 0.35349 | 0.35349 | 0.35349 | 0.35349 | 0.35349 | 0.35349 | 0.35349 | 0.35349 | 0.35349 | 0.35349 | 0.35349 | 0.35349 | 0.35349 | 0.35349 | 0.35349 | 0.35349 | 0.35349 | 0.35349 | 0.35349
F6_Commercial_Lodging_Existing_Food Preparation_Natural Gas_Double Rack Oven_E2 | F6 | Commercial | Lodging | Existing | Food Preparation | Natural Gas | Double Rack Oven | E2 | Utility - Value of Sales | 0.19088 | 0.19174 | 0.19311 | 0.19281 | 0.19281 | 0.19281 | 0.19281 | 0.19281 | 0.19281 | 0.19281 | 0.19281 | 0.19281 | 0.19281 | 0.19281 | 0.19281 | 0.19281 | 0.19281 | 0.19281 | 0.19281 | 0.19281 | 0.19281 | 0.19281 | 0.19281 | 0.19281 | 0.19281 | 0.19281 | 0.19281 | 0.19281 | 0.19281 | 0.19281 | 0.19281 | 0.19281 | 0.19281
F6_Commercial_Lodging_Existing_Food Preparation_Natural Gas_Double Rack Oven_E3 | F6 | Commercial | Lodging | Existing | Food Preparation | Natural Gas | Double Rack Oven | E3 | Utility - Value of Sales | 0 | 0 | 0 | 0 | 0 | 0 | 0 | 0 | 0 | 0 | 0 | 0 | 0 | 0 | 0 | 0 | 0 | 0 | 0 | 0 | 0 | 0 | 0 | 0 | 0 | 0 | 0 | 0 | 0 | 0 | 0 | 0 | 0
F6_Commercial_Lodging_Existing_Food Preparation_Natural Gas_Double Rack Oven_E4 | F6 | Commercial | Lodging | Existing | Food Preparation | Natural Gas | Double Rack Oven | E4 | Utility - Value of Sales | 0 | 0 | 0 | 0 | 0 | 0 | 0 | 0 | 0 | 0 | 0 | 0 | 0 | 0 | 0 | 0 | 0 | 0 | 0 | 0 | 0 | 0 | 0 | 0 | 0 | 0 | 0 | 0 | 0 | 0 | 0 | 0 | 0
F6_Commercial_Lodging_Existing_Food Preparation_Natural Gas_Double Rack Oven_E5 | F6 | Commercial | Lodging | Existing | Food Preparation | Natural Gas | Double Rack Oven | E5 | Utility - Value of Sales | 0 | 0 | 0 | 0 | 0 | 0 | 0 | 0 | 0 | 0 | 0 | 0 | 0 | 0 | 0 | 0 | 0 | 0 | 0 | 0 | 0 | 0 | 0 | 0 | 0 | 0 | 0 | 0 | 0 | 0 | 0 | 0 | 0
F6_Commercial_Lodging_Existing_Food Preparation_Natural Gas_Double Rack Oven_E6 | F6 | Commercial | Lodging | Existing | Food Preparation | Natural Gas | Double Rack Oven | E6 | Utility - Value of Sales | 0 | 0 | 0 | 0 | 0 | 0 | 0 | 0 | 0 | 0 | 0 | 0 | 0 | 0 | 0 | 0 | 0 | 0 | 0 | 0 | 0 | 0 | 0 | 0 | 0 | 0 | 0 | 0 | 0 | 0 | 0 | 0 | 0
F6_Commercial_Lodging_Existing_Food Preparation_Natural Gas_Double Rack Oven_E7 | F6 | Commercial | Lodging | Existing | Food Preparation | Natural Gas | Double Rack Oven | E7 | Utility - Value of Sales | 0 | 0 | 0 | 0 | 0 | 0 | 0 | 0 | 0 | 0 | 0 | 0 | 0 | 0 | 0 | 0 | 0 | 0 | 0 | 0 | 0 | 0 | 0 | 0 | 0 | 0 | 0 | 0 | 0 | 0 | 0 | 0 | 0
F6_Commercial_Lodging_Existing_Food Preparation_Natural Gas_Double Rack Oven_E8 | F6 | Commercial | Lodging | Existing | Food Preparation | Natural Gas | Double Rack Oven | E8 | Utility - Value of Sales | 0 | 0 | 0 | 0 | 0 | 0 | 0 | 0 | 0 | 0 | 0 | 0 | 0 | 0 | 0 | 0 | 0 | 0 | 0 | 0 | 0 | 0 | 0 | 0 | 0 | 0 | 0 | 0 | 0 | 0 | 0 | 0 | 0
F6_Commercial_Lodging_Existing_Food Preparation_Natural Gas_Double Rack Oven_E9 | F6 | Commercial | Lodging | Existing | Food Preparation | Natural Gas | Double Rack Oven | E9 | Utility - Value of Sales | 0 | 0 | 0 | 0 | 0 | 0 | 0 | 0 | 0 | 0 | 0 | 0 | 0 | 0 | 0 | 0 | 0 | 0 | 0 | 0 | 0 | 0 | 0 | 0 | 0 | 0 | 0 | 0 | 0 | 0 | 0 | 0 | 0
F6_Commercial_Lodging_Existing_Food Preparation_Natural Gas_Double Rack Oven_E10 | F6 | Commercial | Lodging | Existing | Food Preparation | Natural Gas | Double Rack Oven | E10 | Utility - Value of Sales | 0 | 0 | 0 | 0 | 0 | 0 | 0 | 0 | 0 | 0 | 0 | 0 | 0 | 0 | 0 | 0 | 0 | 0 | 0 | 0 | 0 | 0 | 0 | 0 | 0 | 0 | 0 | 0 | 0 | 0 | 0 | 0 | 0
F1_Commercial_Lodging_Existing_Food Preparation_Natural Gas_Fryer_E1 | F1 | Commercial | Lodging | Existing | Food Preparation | Natural Gas | Fryer | E1 | RVT - Cost of Equipment | 0.27447 | 0.27417 | 0.27535 | 0 | 0 | 0 | 0 | 0 | 0 | 0 | 0 | 0 | 0 | 0 | 0 | 0 | 0 | 0 | 0 | 0 | 0 | 0 | 0 | 0 | 0 | 0 | 0 | 0 | 0 | 0 | 0 | 0 | 0
F1_Commercial_Lodging_Existing_Food Preparation_Natural Gas_Fryer_E2 | F1 | Commercial | Lodging | Existing | Food Preparation | Natural Gas | Fryer | E2 | RVT - Cost of Equipment | 0.18444 | 0.18424 | 0.18503 | 0.18337 | 0.18231 | 0.18281 | 0.18464 | 0.18608 | 0.18788 | 0.18958 | 0.19126 | 0.1928 | 0.19443 | 0.19614 | 0.19776 | 0.19943 | 0.20109 | 0.20293 | 0.20485 | 0.20689 | 0.20889 | 0.21103 | 0.21303 | 0.21516 | 0.21706 | 0.21874 | 0.22027 | 0.2216 | 0.22263 | 0.22348 | 0.22394 | 0.22425 | 0.22425
F1_Commercial_Lodging_Existing_Food Preparation_Natural Gas_Fryer_E3 | F1 | Commercial | Lodging | Existing | Food Preparation | Natural Gas | Fryer | E3 | RVT - Cost of Equipment | 0 | 0 | 0 | 0 | 0 | 0 | 0 | 0 | 0 | 0 | 0 | 0 | 0 | 0 | 0 | 0 | 0 | 0 | 0 | 0 | 0 | 0 | 0 | 0 | 0 | 0 | 0 | 0 | 0 | 0 | 0 | 0 | 0
F1_Commercial_Lodging_Existing_Food Preparation_Natural Gas_Fryer_E4 | F1 | Commercial | Lodging | Existing | Food Preparation | Natural Gas | Fryer | E4 | RVT - Cost of Equipment | 0 | 0 | 0 | 0 | 0 | 0 | 0 | 0 | 0 | 0 | 0 | 0 | 0 | 0 | 0 | 0 | 0 | 0 | 0 | 0 | 0 | 0 | 0 | 0 | 0 | 0 | 0 | 0 | 0 | 0 | 0 | 0 | 0
F1_Commercial_Lodging_Existing_Food Preparation_Natural Gas_Fryer_E5 | F1 | Commercial | Lodging | Existing | Food Preparation | Natural Gas | Fryer | E5 | RVT - Cost of Equipment | 0 | 0 | 0 | 0 | 0 | 0 | 0 | 0 | 0 | 0 | 0 | 0 | 0 | 0 | 0 | 0 | 0 | 0 | 0 | 0 | 0 | 0 | 0 | 0 | 0 | 0 | 0 | 0 | 0 | 0 | 0 | 0 | 0
F1_Commercial_Lodging_Existing_Food Preparation_Natural Gas_Fryer_E6 | F1 | Commercial | Lodging | Existing | Food Preparation | Natural Gas | Fryer | E6 | RVT - Cost of Equipment | 0 | 0 | 0 | 0 | 0 | 0 | 0 | 0 | 0 | 0 | 0 | 0 | 0 | 0 | 0 | 0 | 0 | 0 | 0 | 0 | 0 | 0 | 0 | 0 | 0 | 0 | 0 | 0 | 0 | 0 | 0 | 0 | 0
F1_Commercial_Lodging_Existing_Food Preparation_Natural Gas_Fryer_E7 | F1 | Commercial | Lodging | Existing | Food Preparation | Natural Gas | Fryer | E7 | RVT - Cost of Equipment | 0 | 0 | 0 | 0 | 0 | 0 | 0 | 0 | 0 | 0 | 0 | 0 | 0 | 0 | 0 | 0 | 0 | 0 | 0 | 0 | 0 | 0 | 0 | 0 | 0 | 0 | 0 | 0 | 0 | 0 | 0 | 0 | 0
F1_Commercial_Lodging_Existing_Food Preparation_Natural Gas_Fryer_E8 | F1 | Commercial | Lodging | Existing | Food Preparation | Natural Gas | Fryer | E8 | RVT - Cost of Equipment | 0 | 0 | 0 | 0 | 0 | 0 | 0 | 0 | 0 | 0 | 0 | 0 | 0 | 0 | 0 | 0 | 0 | 0 | 0 | 0 | 0 | 0 | 0 | 0 | 0 | 0 | 0 | 0 | 0 | 0 | 0 | 0 | 0
F1_Commercial_Lodging_Existing_Food Preparation_Natural Gas_Fryer_E9 | F1 | Commercial | Lodging | Existing | Food Preparation | Natural Gas | Fryer | E9 | RVT - Cost of Equipment | 0 | 0 | 0 | 0 | 0 | 0 | 0 | 0 | 0 | 0 | 0 | 0 | 0 | 0 | 0 | 0 | 0 | 0 | 0 | 0 | 0 | 0 | 0 | 0 | 0 | 0 | 0 | 0 | 0 | 0 | 0 | 0 | 0
F1_Commercial_Lodging_Existing_Food Preparation_Natural Gas_Fryer_E10 | F1 | Commercial | Lodging | Existing | Food Preparation | Natural Gas | Fryer | E10 | RVT - Cost of Equipment | 0 | 0 | 0 | 0 | 0 | 0 | 0 | 0 | 0 | 0 | 0 | 0 | 0 | 0 | 0 | 0 | 0 | 0 | 0 | 0 | 0 | 0 | 0 | 0 | 0 | 0 | 0 | 0 | 0 | 0 | 0 | 0 | 0
F2_Commercial_Lodging_Existing_Food Preparation_Natural Gas_Fryer_E1 | F2 | Commercial | Lodging | Existing | Food Preparation | Natural Gas | Fryer | E1 | RVT - Cost of Operation | 0.32884 | 0.32847 | 0.32989 | 0 | 0 | 0 | 0 | 0 | 0 | 0 | 0 | 0 | 0 | 0 | 0 | 0 | 0 | 0 | 0 | 0 | 0 | 0 | 0 | 0 | 0 | 0 | 0 | 0 | 0 | 0 | 0 | 0 | 0
F2_Commercial_Lodging_Existing_Food Preparation_Natural Gas_Fryer_E2 | F2 | Commercial | Lodging | Existing | Food Preparation | Natural Gas | Fryer | E2 | RVT - Cost of Operation | 0.22097 | 0.22073 | 0.22168 | 0.21969 | 0.21842 | 0.21902 | 0.22121 | 0.22293 | 0.22509 | 0.22713 | 0.22914 | 0.23099 | 0.23294 | 0.23499 | 0.23693 | 0.23893 | 0.24091 | 0.24312 | 0.24543 | 0.24787 | 0.25027 | 0.25283 | 0.25522 | 0.25777 | 0.26005 | 0.26207 | 0.2639 | 0.26549 | 0.26673 | 0.26774 | 0.2683 | 0.26867 | 0.26867
F2_Commercial_Lodging_Existing_Food Preparation_Natural Gas_Fryer_E3 | F2 | Commercial | Lodging | Existing | Food Preparation | Natural Gas | Fryer | E3 | RVT - Cost of Operation | 0 | 0 | 0 | 0 | 0 | 0 | 0 | 0 | 0 | 0 | 0 | 0 | 0 | 0 | 0 | 0 | 0 | 0 | 0 | 0 | 0 | 0 | 0 | 0 | 0 | 0 | 0 | 0 | 0 | 0 | 0 | 0 | 0
F2_Commercial_Lodging_Existing_Food Preparation_Natural Gas_Fryer_E4 | F2 | Commercial | Lodging | Existing | Food Preparation | Natural Gas | Fryer | E4 | RVT - Cost of Operation | 0 | 0 | 0 | 0 | 0 | 0 | 0 | 0 | 0 | 0 | 0 | 0 | 0 | 0 | 0 | 0 | 0 | 0 | 0 | 0 | 0 | 0 | 0 | 0 | 0 | 0 | 0 | 0 | 0 | 0 | 0 | 0 | 0
F2_Commercial_Lodging_Existing_Food Preparation_Natural Gas_Fryer_E5 | F2 | Commercial | Lodging | Existing | Food Preparation | Natural Gas | Fryer | E5 | RVT - Cost of Operation | 0 | 0 | 0 | 0 | 0 | 0 | 0 | 0 | 0 | 0 | 0 | 0 | 0 | 0 | 0 | 0 | 0 | 0 | 0 | 0 | 0 | 0 | 0 | 0 | 0 | 0 | 0 | 0 | 0 | 0 | 0 | 0 | 0
F2_Commercial_Lodging_Existing_Food Preparation_Natural Gas_Fryer_E6 | F2 | Commercial | Lodging | Existing | Food Preparation | Natural Gas | Fryer | E6 | RVT - Cost of Operation | 0 | 0 | 0 | 0 | 0 | 0 | 0 | 0 | 0 | 0 | 0 | 0 | 0 | 0 | 0 | 0 | 0 | 0 | 0 | 0 | 0 | 0 | 0 | 0 | 0 | 0 | 0 | 0 | 0 | 0 | 0 | 0 | 0
F2_Commercial_Lodging_Existing_Food Preparation_Natural Gas_Fryer_E7 | F2 | Commercial | Lodging | Existing | Food Preparation | Natural Gas | Fryer | E7 | RVT - Cost of Operation | 0 | 0 | 0 | 0 | 0 | 0 | 0 | 0 | 0 | 0 | 0 | 0 | 0 | 0 | 0 | 0 | 0 | 0 | 0 | 0 | 0 | 0 | 0 | 0 | 0 | 0 | 0 | 0 | 0 | 0 | 0 | 0 | 0
F2_Commercial_Lodging_Existing_Food Preparation_Natural Gas_Fryer_E8 | F2 | Commercial | Lodging | Existing | Food Preparation | Natural Gas | Fryer | E8 | RVT - Cost of Operation | 0 | 0 | 0 | 0 | 0 | 0 | 0 | 0 | 0 | 0 | 0 | 0 | 0 | 0 | 0 | 0 | 0 | 0 | 0 | 0 | 0 | 0 | 0 | 0 | 0 | 0 | 0 | 0 | 0 | 0 | 0 | 0 | 0
F2_Commercial_Lodging_Existing_Food Preparation_Natural Gas_Fryer_E9 | F2 | Commercial | Lodging | Existing | Food Preparation | Natural Gas | Fryer | E9 | RVT - Cost of Operation | 0 | 0 | 0 | 0 | 0 | 0 | 0 | 0 | 0 | 0 | 0 | 0 | 0 | 0 | 0 | 0 | 0 | 0 | 0 | 0 | 0 | 0 | 0 | 0 | 0 | 0 | 0 | 0 | 0 | 0 | 0 | 0 | 0
F2_Commercial_Lodging_Existing_Food Preparation_Natural Gas_Fryer_E10 | F2 | Commercial | Lodging | Existing | Food Preparation | Natural Gas | Fryer | E10 | RVT - Cost of Operation | 0 | 0 | 0 | 0 | 0 | 0 | 0 | 0 | 0 | 0 | 0 | 0 | 0 | 0 | 0 | 0 | 0 | 0 | 0 | 0 | 0 | 0 | 0 | 0 | 0 | 0 | 0 | 0 | 0 | 0 | 0 | 0 | 0
F3_Commercial_Lodging_Existing_Food Preparation_Natural Gas_Fryer_E1 | F3 | Commercial | Lodging | Existing | Food Preparation | Natural Gas | Fryer | E1 | System - kBTUs of Consumption | 0.087592 | 0.087592 | 0.087592 | 0 | 0 | 0 | 0 | 0 | 0 | 0 | 0 | 0 | 0 | 0 | 0 | 0 | 0 | 0 | 0 | 0 | 0 | 0 | 0 | 0 | 0 | 0 | 0 | 0 | 0 | 0 | 0 | 0 | 0
F3_Commercial_Lodging_Existing_Food Preparation_Natural Gas_Fryer_E2 | F3 | Commercial | Lodging | Existing | Food Preparation | Natural Gas | Fryer | E2 | System - kBTUs of Consumption | 0.10447 | 0.10447 | 0.10447 | 0.10447 | 0.10447 | 0.10447 | 0.10447 | 0.10447 | 0.10447 | 0.10447 | 0.10447 | 0.10447 | 0.10447 | 0.10447 | 0.10447 | 0.10447 | 0.10447 | 0.10447 | 0.10447 | 0.10447 | 0.10447 | 0.10447 | 0.10447 | 0.10447 | 0.10447 | 0.10447 | 0.10447 | 0.10447 | 0.10447 | 0.10447 | 0.10447 | 0.10447 | 0.10447
F3_Commercial_Lodging_Existing_Food Preparation_Natural Gas_Fryer_E3 | F3 | Commercial | Lodging | Existing | Food Preparation | Natural Gas | Fryer | E3 | System - kBTUs of Consumption | 0 | 0 | 0 | 0 | 0 | 0 | 0 | 0 | 0 | 0 | 0 | 0 | 0 | 0 | 0 | 0 | 0 | 0 | 0 | 0 | 0 | 0 | 0 | 0 | 0 | 0 | 0 | 0 | 0 | 0 | 0 | 0 | 0
F3_Commercial_Lodging_Existing_Food Preparation_Natural Gas_Fryer_E4 | F3 | Commercial | Lodging | Existing | Food Preparation | Natural Gas | Fryer | E4 | System - kBTUs of Consumption | 0 | 0 | 0 | 0 | 0 | 0 | 0 | 0 | 0 | 0 | 0 | 0 | 0 | 0 | 0 | 0 | 0 | 0 | 0 | 0 | 0 | 0 | 0 | 0 | 0 | 0 | 0 | 0 | 0 | 0 | 0 | 0 | 0
F3_Commercial_Lodging_Existing_Food Preparation_Natural Gas_Fryer_E5 | F3 | Commercial | Lodging | Existing | Food Preparation | Natural Gas | Fryer | E5 | System - kBTUs of Consumption | 0 | 0 | 0 | 0 | 0 | 0 | 0 | 0 | 0 | 0 | 0 | 0 | 0 | 0 | 0 | 0 | 0 | 0 | 0 | 0 | 0 | 0 | 0 | 0 | 0 | 0 | 0 | 0 | 0 | 0 | 0 | 0 | 0
F3_Commercial_Lodging_Existing_Food Preparation_Natural Gas_Fryer_E6 | F3 | Commercial | Lodging | Existing | Food Preparation | Natural Gas | Fryer | E6 | System - kBTUs of Consumption | 0 | 0 | 0 | 0 | 0 | 0 | 0 | 0 | 0 | 0 | 0 | 0 | 0 | 0 | 0 | 0 | 0 | 0 | 0 | 0 | 0 | 0 | 0 | 0 | 0 | 0 | 0 | 0 | 0 | 0 | 0 | 0 | 0
F3_Commercial_Lodging_Existing_Food Preparation_Natural Gas_Fryer_E7 | F3 | Commercial | Lodging | Existing | Food Preparation | Natural Gas | Fryer | E7 | System - kBTUs of Consumption | 0 | 0 | 0 | 0 | 0 | 0 | 0 | 0 | 0 | 0 | 0 | 0 | 0 | 0 | 0 | 0 | 0 | 0 | 0 | 0 | 0 | 0 | 0 | 0 | 0 | 0 | 0 | 0 | 0 | 0 | 0 | 0 | 0
F3_Commercial_Lodging_Existing_Food Preparation_Natural Gas_Fryer_E8 | F3 | Commercial | Lodging | Existing | Food Preparation | Natural Gas | Fryer | E8 | System - kBTUs of Consumption | 0 | 0 | 0 | 0 | 0 | 0 | 0 | 0 | 0 | 0 | 0 | 0 | 0 | 0 | 0 | 0 | 0 | 0 | 0 | 0 | 0 | 0 | 0 | 0 | 0 | 0 | 0 | 0 | 0 | 0 | 0 | 0 | 0
F3_Commercial_Lodging_Existing_Food Preparation_Natural Gas_Fryer_E9 | F3 | Commercial | Lodging | Existing | Food Preparation | Natural Gas | Fryer | E9 | System - kBTUs of Consumption | 0 | 0 | 0 | 0 | 0 | 0 | 0 | 0 | 0 | 0 | 0 | 0 | 0 | 0 | 0 | 0 | 0 | 0 | 0 | 0 | 0 | 0 | 0 | 0 | 0 | 0 | 0 | 0 | 0 | 0 | 0 | 0 | 0
F3_Commercial_Lodging_Existing_Food Preparation_Natural Gas_Fryer_E10 | F3 | Commercial | Lodging | Existing | Food Preparation | Natural Gas | Fryer | E10 | System - kBTUs of Consumption | 0 | 0 | 0 | 0 | 0 | 0 | 0 | 0 | 0 | 0 | 0 | 0 | 0 | 0 | 0 | 0 | 0 | 0 | 0 | 0 | 0 | 0 | 0 | 0 | 0 | 0 | 0 | 0 | 0 | 0 | 0 | 0 | 0
F4_Commercial_Lodging_Existing_Food Preparation_Natural Gas_Fryer_E1 | F4 | Commercial | Lodging | Existing | Food Preparation | Natural Gas | Fryer | E1 | Utility - Cost of Equipment | 0.32884 | 0.32847 | 0.32989 | 0 | 0 | 0 | 0 | 0 | 0 | 0 | 0 | 0 | 0 | 0 | 0 | 0 | 0 | 0 | 0 | 0 | 0 | 0 | 0 | 0 | 0 | 0 | 0 | 0 | 0 | 0 | 0 | 0 | 0
F4_Commercial_Lodging_Existing_Food Preparation_Natural Gas_Fryer_E2 | F4 | Commercial | Lodging | Existing | Food Preparation | Natural Gas | Fryer | E2 | Utility - Cost of Equipment | 0.22097 | 0.22073 | 0.22168 | 0.21969 | 0.21842 | 0.21902 | 0.22121 | 0.22293 | 0.22509 | 0.22713 | 0.22914 | 0.23099 | 0.23294 | 0.23499 | 0.23693 | 0.23893 | 0.24091 | 0.24312 | 0.24543 | 0.24787 | 0.25027 | 0.25283 | 0.25522 | 0.25777 | 0.26005 | 0.26207 | 0.2639 | 0.26549 | 0.26673 | 0.26774 | 0.2683 | 0.26867 | 0.26867
F4_Commercial_Lodging_Existing_Food Preparation_Natural Gas_Fryer_E3 | F4 | Commercial | Lodging | Existing | Food Preparation | Natural Gas | Fryer | E3 | Utility - Cost of Equipment | 0 | 0 | 0 | 0 | 0 | 0 | 0 | 0 | 0 | 0 | 0 | 0 | 0 | 0 | 0 | 0 | 0 | 0 | 0 | 0 | 0 | 0 | 0 | 0 | 0 | 0 | 0 | 0 | 0 | 0 | 0 | 0 | 0
F4_Commercial_Lodging_Existing_Food Preparation_Natural Gas_Fryer_E4 | F4 | Commercial | Lodging | Existing | Food Preparation | Natural Gas | Fryer | E4 | Utility - Cost of Equipment | 0 | 0 | 0 | 0 | 0 | 0 | 0 | 0 | 0 | 0 | 0 | 0 | 0 | 0 | 0 | 0 | 0 | 0 | 0 | 0 | 0 | 0 | 0 | 0 | 0 | 0 | 0 | 0 | 0 | 0 | 0 | 0 | 0
F4_Commercial_Lodging_Existing_Food Preparation_Natural Gas_Fryer_E5 | F4 | Commercial | Lodging | Existing | Food Preparation | Natural Gas | Fryer | E5 | Utility - Cost of Equipment | 0 | 0 | 0 | 0 | 0 | 0 | 0 | 0 | 0 | 0 | 0 | 0 | 0 | 0 | 0 | 0 | 0 | 0 | 0 | 0 | 0 | 0 | 0 | 0 | 0 | 0 | 0 | 0 | 0 | 0 | 0 | 0 | 0
F4_Commercial_Lodging_Existing_Food Preparation_Natural Gas_Fryer_E6 | F4 | Commercial | Lodging | Existing | Food Preparation | Natural Gas | Fryer | E6 | Utility - Cost of Equipment | 0 | 0 | 0 | 0 | 0 | 0 | 0 | 0 | 0 | 0 | 0 | 0 | 0 | 0 | 0 | 0 | 0 | 0 | 0 | 0 | 0 | 0 | 0 | 0 | 0 | 0 | 0 | 0 | 0 | 0 | 0 | 0 | 0
F4_Commercial_Lodging_Existing_Food Preparation_Natural Gas_Fryer_E7 | F4 | Commercial | Lodging | Existing | Food Preparation | Natural Gas | Fryer | E7 | Utility - Cost of Equipment | 0 | 0 | 0 | 0 | 0 | 0 | 0 | 0 | 0 | 0 | 0 | 0 | 0 | 0 | 0 | 0 | 0 | 0 | 0 | 0 | 0 | 0 | 0 | 0 | 0 | 0 | 0 | 0 | 0 | 0 | 0 | 0 | 0
F4_Commercial_Lodging_Existing_Food Preparation_Natural Gas_Fryer_E8 | F4 | Commercial | Lodging | Existing | Food Preparation | Natural Gas | Fryer | E8 | Utility - Cost of Equipment | 0 | 0 | 0 | 0 | 0 | 0 | 0 | 0 | 0 | 0 | 0 | 0 | 0 | 0 | 0 | 0 | 0 | 0 | 0 | 0 | 0 | 0 | 0 | 0 | 0 | 0 | 0 | 0 | 0 | 0 | 0 | 0 | 0
F4_Commercial_Lodging_Existing_Food Preparation_Natural Gas_Fryer_E9 | F4 | Commercial | Lodging | Existing | Food Preparation | Natural Gas | Fryer | E9 | Utility - Cost of Equipment | 0 | 0 | 0 | 0 | 0 | 0 | 0 | 0 | 0 | 0 | 0 | 0 | 0 | 0 | 0 | 0 | 0 | 0 | 0 | 0 | 0 | 0 | 0 | 0 | 0 | 0 | 0 | 0 | 0 | 0 | 0 | 0 | 0
F4_Commercial_Lodging_Existing_Food Preparation_Natural Gas_Fryer_E10 | F4 | Commercial | Lodging | Existing | Food Preparation | Natural Gas | Fryer | E10 | Utility - Cost of Equipment | 0 | 0 | 0 | 0 | 0 | 0 | 0 | 0 | 0 | 0 | 0 | 0 | 0 | 0 | 0 | 0 | 0 | 0 | 0 | 0 | 0 | 0 | 0 | 0 | 0 | 0 | 0 | 0 | 0 | 0 | 0 | 0 | 0
F5_Commercial_Lodging_Existing_Food Preparation_Natural Gas_Fryer_E1 | F5 | Commercial | Lodging | Existing | Food Preparation | Natural Gas | Fryer | E1 | Utility - Cost of Operation | 0.087592 | 0.087592 | 0.087592 | 0 | 0 | 0 | 0 | 0 | 0 | 0 | 0 | 0 | 0 | 0 | 0 | 0 | 0 | 0 | 0 | 0 | 0 | 0 | 0 | 0 | 0 | 0 | 0 | 0 | 0 | 0 | 0 | 0 | 0
F5_Commercial_Lodging_Existing_Food Preparation_Natural Gas_Fryer_E2 | F5 | Commercial | Lodging | Existing | Food Preparation | Natural Gas | Fryer | E2 | Utility - Cost of Operation | 0.10447 | 0.10447 | 0.10447 | 0.10447 | 0.10447 | 0.10447 | 0.10447 | 0.10447 | 0.10447 | 0.10447 | 0.10447 | 0.10447 | 0.10447 | 0.10447 | 0.10447 | 0.10447 | 0.10447 | 0.10447 | 0.10447 | 0.10447 | 0.10447 | 0.10447 | 0.10447 | 0.10447 | 0.10447 | 0.10447 | 0.10447 | 0.10447 | 0.10447 | 0.10447 | 0.10447 | 0.10447 | 0.10447
F5_Commercial_Lodging_Existing_Food Preparation_Natural Gas_Fryer_E3 | F5 | Commercial | Lodging | Existing | Food Preparation | Natural Gas | Fryer | E3 | Utility - Cost of Operation | 0 | 0 | 0 | 0 | 0 | 0 | 0 | 0 | 0 | 0 | 0 | 0 | 0 | 0 | 0 | 0 | 0 | 0 | 0 | 0 | 0 | 0 | 0 | 0 | 0 | 0 | 0 | 0 | 0 | 0 | 0 | 0 | 0
F5_Commercial_Lodging_Existing_Food Preparation_Natural Gas_Fryer_E4 | F5 | Commercial | Lodging | Existing | Food Preparation | Natural Gas | Fryer | E4 | Utility - Cost of Operation | 0 | 0 | 0 | 0 | 0 | 0 | 0 | 0 | 0 | 0 | 0 | 0 | 0 | 0 | 0 | 0 | 0 | 0 | 0 | 0 | 0 | 0 | 0 | 0 | 0 | 0 | 0 | 0 | 0 | 0 | 0 | 0 | 0
F5_Commercial_Lodging_Existing_Food Preparation_Natural Gas_Fryer_E5 | F5 | Commercial | Lodging | Existing | Food Preparation | Natural Gas | Fryer | E5 | Utility - Cost of Operation | 0 | 0 | 0 | 0 | 0 | 0 | 0 | 0 | 0 | 0 | 0 | 0 | 0 | 0 | 0 | 0 | 0 | 0 | 0 | 0 | 0 | 0 | 0 | 0 | 0 | 0 | 0 | 0 | 0 | 0 | 0 | 0 | 0
F5_Commercial_Lodging_Existing_Food Preparation_Natural Gas_Fryer_E6 | F5 | Commercial | Lodging | Existing | Food Preparation | Natural Gas | Fryer | E6 | Utility - Cost of Operation | 0 | 0 | 0 | 0 | 0 | 0 | 0 | 0 | 0 | 0 | 0 | 0 | 0 | 0 | 0 | 0 | 0 | 0 | 0 | 0 | 0 | 0 | 0 | 0 | 0 | 0 | 0 | 0 | 0 | 0 | 0 | 0 | 0
F5_Commercial_Lodging_Existing_Food Preparation_Natural Gas_Fryer_E7 | F5 | Commercial | Lodging | Existing | Food Preparation | Natural Gas | Fryer | E7 | Utility - Cost of Operation | 0 | 0 | 0 | 0 | 0 | 0 | 0 | 0 | 0 | 0 | 0 | 0 | 0 | 0 | 0 | 0 | 0 | 0 | 0 | 0 | 0 | 0 | 0 | 0 | 0 | 0 | 0 | 0 | 0 | 0 | 0 | 0 | 0
F5_Commercial_Lodging_Existing_Food Preparation_Natural Gas_Fryer_E8 | F5 | Commercial | Lodging | Existing | Food Preparation | Natural Gas | Fryer | E8 | Utility - Cost of Operation | 0 | 0 | 0 | 0 | 0 | 0 | 0 | 0 | 0 | 0 | 0 | 0 | 0 | 0 | 0 | 0 | 0 | 0 | 0 | 0 | 0 | 0 | 0 | 0 | 0 | 0 | 0 | 0 | 0 | 0 | 0 | 0 | 0
F5_Commercial_Lodging_Existing_Food Preparation_Natural Gas_Fryer_E9 | F5 | Commercial | Lodging | Existing | Food Preparation | Natural Gas | Fryer | E9 | Utility - Cost of Operation | 0 | 0 | 0 | 0 | 0 | 0 | 0 | 0 | 0 | 0 | 0 | 0 | 0 | 0 | 0 | 0 | 0 | 0 | 0 | 0 | 0 | 0 | 0 | 0 | 0 | 0 | 0 | 0 | 0 | 0 | 0 | 0 | 0
F5_Commercial_Lodging_Existing_Food Preparation_Natural Gas_Fryer_E10 | F5 | Commercial | Lodging | Existing | Food Preparation | Natural Gas | Fryer | E10 | Utility - Cost of Operation | 0 | 0 | 0 | 0 | 0 | 0 | 0 | 0 | 0 | 0 | 0 | 0 | 0 | 0 | 0 | 0 | 0 | 0 | 0 | 0 | 0 | 0 | 0 | 0 | 0 | 0 | 0 | 0 | 0 | 0 | 0 | 0 | 0
F6_Commercial_Lodging_Existing_Food Preparation_Natural Gas_Fryer_E1 | F6 | Commercial | Lodging | Existing | Food Preparation | Natural Gas | Fryer | E1 | Utility - Value of Sales | 0.17364 | 0.17468 | 0.17635 | 0 | 0 | 0 | 0 | 0 | 0 | 0 | 0 | 0 | 0 | 0 | 0 | 0 | 0 | 0 | 0 | 0 | 0 | 0 | 0 | 0 | 0 | 0 | 0 | 0 | 0 | 0 | 0 | 0 | 0
F6_Commercial_Lodging_Existing_Food Preparation_Natural Gas_Fryer_E2 | F6 | Commercial | Lodging | Existing | Food Preparation | Natural Gas | Fryer | E2 | Utility - Value of Sales | 0.11669 | 0.11738 | 0.11851 | 0.11826 | 0.11826 | 0.11826 | 0.11826 | 0.11826 | 0.11826 | 0.11826 | 0.11826 | 0.11826 | 0.11826 | 0.11826 | 0.11826 | 0.11826 | 0.11826 | 0.11826 | 0.11826 | 0.11826 | 0.11826 | 0.11826 | 0.11826 | 0.11826 | 0.11826 | 0.11826 | 0.11826 | 0.11826 | 0.11826 | 0.11826 | 0.11826 | 0.11826 | 0.11826
F6_Commercial_Lodging_Existing_Food Preparation_Natural Gas_Fryer_E3 | F6 | Commercial | Lodging | Existing | Food Preparation | Natural Gas | Fryer | E3 | Utility - Value of Sales | 0 | 0 | 0 | 0 | 0 | 0 | 0 | 0 | 0 | 0 | 0 | 0 | 0 | 0 | 0 | 0 | 0 | 0 | 0 | 0 | 0 | 0 | 0 | 0 | 0 | 0 | 0 | 0 | 0 | 0 | 0 | 0 | 0
F6_Commercial_Lodging_Existing_Food Preparation_Natural Gas_Fryer_E4 | F6 | Commercial | Lodging | Existing | Food Preparation | Natural Gas | Fryer | E4 | Utility - Value of Sales | 0 | 0 | 0 | 0 | 0 | 0 | 0 | 0 | 0 | 0 | 0 | 0 | 0 | 0 | 0 | 0 | 0 | 0 | 0 | 0 | 0 | 0 | 0 | 0 | 0 | 0 | 0 | 0 | 0 | 0 | 0 | 0 | 0
F6_Commercial_Lodging_Existing_Food Preparation_Natural Gas_Fryer_E5 | F6 | Commercial | Lodging | Existing | Food Preparation | Natural Gas | Fryer | E5 | Utility - Value of Sales | 0 | 0 | 0 | 0 | 0 | 0 | 0 | 0 | 0 | 0 | 0 | 0 | 0 | 0 | 0 | 0 | 0 | 0 | 0 | 0 | 0 | 0 | 0 | 0 | 0 | 0 | 0 | 0 | 0 | 0 | 0 | 0 | 0
F6_Commercial_Lodging_Existing_Food Preparation_Natural Gas_Fryer_E6 | F6 | Commercial | Lodging | Existing | Food Preparation | Natural Gas | Fryer | E6 | Utility - Value of Sales | 0 | 0 | 0 | 0 | 0 | 0 | 0 | 0 | 0 | 0 | 0 | 0 | 0 | 0 | 0 | 0 | 0 | 0 | 0 | 0 | 0 | 0 | 0 | 0 | 0 | 0 | 0 | 0 | 0 | 0 | 0 | 0 | 0
F6_Commercial_Lodging_Existing_Food Preparation_Natural Gas_Fryer_E7 | F6 | Commercial | Lodging | Existing | Food Preparation | Natural Gas | Fryer | E7 | Utility - Value of Sales | 0 | 0 | 0 | 0 | 0 | 0 | 0 | 0 | 0 | 0 | 0 | 0 | 0 | 0 | 0 | 0 | 0 | 0 | 0 | 0 | 0 | 0 | 0 | 0 | 0 | 0 | 0 | 0 | 0 | 0 | 0 | 0 | 0
F6_Commercial_Lodging_Existing_Food Preparation_Natural Gas_Fryer_E8 | F6 | Commercial | Lodging | Existing | Food Preparation | Natural Gas | Fryer | E8 | Utility - Value of Sales | 0 | 0 | 0 | 0 | 0 | 0 | 0 | 0 | 0 | 0 | 0 | 0 | 0 | 0 | 0 | 0 | 0 | 0 | 0 | 0 | 0 | 0 | 0 | 0 | 0 | 0 | 0 | 0 | 0 | 0 | 0 | 0 | 0
F6_Commercial_Lodging_Existing_Food Preparation_Natural Gas_Fryer_E9 | F6 | Commercial | Lodging | Existing | Food Preparation | Natural Gas | Fryer | E9 | Utility - Value of Sales | 0 | 0 | 0 | 0 | 0 | 0 | 0 | 0 | 0 | 0 | 0 | 0 | 0 | 0 | 0 | 0 | 0 | 0 | 0 | 0 | 0 | 0 | 0 | 0 | 0 | 0 | 0 | 0 | 0 | 0 | 0 | 0 | 0
F6_Commercial_Lodging_Existing_Food Preparation_Natural Gas_Fryer_E10 | F6 | Commercial | Lodging | Existing | Food Preparation | Natural Gas | Fryer | E10 | Utility - Value of Sales | 0 | 0 | 0 | 0 | 0 | 0 | 0 | 0 | 0 | 0 | 0 | 0 | 0 | 0 | 0 | 0 | 0 | 0 | 0 | 0 | 0 | 0 | 0 | 0 | 0 | 0 | 0 | 0 | 0 | 0 | 0 | 0 | 0
F1_Commercial_Lodging_Existing_Food Preparation_Natural Gas_Broiler_E1 | F1 | Commercial | Lodging | Existing | Food Preparation | Natural Gas | Broiler | E1 | RVT - Cost of Equipment | 0.3047 | 0.30509 | 0.30675 | 0.3052 | 0.30441 | 0.30562 | 0.30853 | 0.3109 | 0.31379 | 0.31657 | 0.31939 | 0.32205 | 0.32488 | 0.32781 | 0.33065 | 0.33356 | 0.33648 | 0.33963 | 0.3429 | 0.34627 | 0.3495 | 0.35275 | 0.35566 | 0.35858 | 0.36111 | 0.3633 | 0.36529 | 0.367 | 0.36834 | 0.36945 | 0.37005 | 0.37045 | 0.37045
F1_Commercial_Lodging_Existing_Food Preparation_Natural Gas_Broiler_E2 | F1 | Commercial | Lodging | Existing | Food Preparation | Natural Gas | Broiler | E2 | RVT - Cost of Equipment | 0.19588 | 0.19613 | 0.1972 | 0.1962 | 0.19569 | 0.19647 | 0.19834 | 0.19986 | 0.20172 | 0.20351 | 0.20532 | 0.20703 | 0.20885 | 0.21073 | 0.21256 | 0.21443 | 0.21631 | 0.21833 | 0.22044 | 0.2226 | 0.22468 | 0.22677 | 0.22864 | 0.23052 | 0.23214 | 0.23355 | 0.23483 | 0.23593 | 0.23679 | 0.2375 | 0.23789 | 0.23815 | 0.23815
F1_Commercial_Lodging_Existing_Food Preparation_Natural Gas_Broiler_E3 | F1 | Commercial | Lodging | Existing | Food Preparation | Natural Gas | Broiler | E3 | RVT - Cost of Equipment | 0 | 0 | 0 | 0 | 0 | 0 | 0 | 0 | 0 | 0 | 0 | 0 | 0 | 0 | 0 | 0 | 0 | 0 | 0 | 0 | 0 | 0 | 0 | 0 | 0 | 0 | 0 | 0 | 0 | 0 | 0 | 0 | 0
F1_Commercial_Lodging_Existing_Food Preparation_Natural Gas_Broiler_E4 | F1 | Commercial | Lodging | Existing | Food Preparation | Natural Gas | Broiler | E4 | RVT - Cost of Equipment | 0 | 0 | 0 | 0 | 0 | 0 | 0 | 0 | 0 | 0 | 0 | 0 | 0 | 0 | 0 | 0 | 0 | 0 | 0 | 0 | 0 | 0 | 0 | 0 | 0 | 0 | 0 | 0 | 0 | 0 | 0 | 0 | 0
F1_Commercial_Lodging_Existing_Food Preparation_Natural Gas_Broiler_E5 | F1 | Commercial | Lodging | Existing | Food Preparation | Natural Gas | Broiler | E5 | RVT - Cost of Equipment | 0 | 0 | 0 | 0 | 0 | 0 | 0 | 0 | 0 | 0 | 0 | 0 | 0 | 0 | 0 | 0 | 0 | 0 | 0 | 0 | 0 | 0 | 0 | 0 | 0 | 0 | 0 | 0 | 0 | 0 | 0 | 0 | 0
F1_Commercial_Lodging_Existing_Food Preparation_Natural Gas_Broiler_E6 | F1 | Commercial | Lodging | Existing | Food Preparation | Natural Gas | Broiler | E6 | RVT - Cost of Equipment | 0 | 0 | 0 | 0 | 0 | 0 | 0 | 0 | 0 | 0 | 0 | 0 | 0 | 0 | 0 | 0 | 0 | 0 | 0 | 0 | 0 | 0 | 0 | 0 | 0 | 0 | 0 | 0 | 0 | 0 | 0 | 0 | 0
F1_Commercial_Lodging_Existing_Food Preparation_Natural Gas_Broiler_E7 | F1 | Commercial | Lodging | Existing | Food Preparation | Natural Gas | Broiler | E7 | RVT - Cost of Equipment | 0 | 0 | 0 | 0 | 0 | 0 | 0 | 0 | 0 | 0 | 0 | 0 | 0 | 0 | 0 | 0 | 0 | 0 | 0 | 0 | 0 | 0 | 0 | 0 | 0 | 0 | 0 | 0 | 0 | 0 | 0 | 0 | 0
F1_Commercial_Lodging_Existing_Food Preparation_Natural Gas_Broiler_E8 | F1 | Commercial | Lodging | Existing | Food Preparation | Natural Gas | Broiler | E8 | RVT - Cost of Equipment | 0 | 0 | 0 | 0 | 0 | 0 | 0 | 0 | 0 | 0 | 0 | 0 | 0 | 0 | 0 | 0 | 0 | 0 | 0 | 0 | 0 | 0 | 0 | 0 | 0 | 0 | 0 | 0 | 0 | 0 | 0 | 0 | 0
F1_Commercial_Lodging_Existing_Food Preparation_Natural Gas_Broiler_E9 | F1 | Commercial | Lodging | Existing | Food Preparation | Natural Gas | Broiler | E9 | RVT - Cost of Equipment | 0 | 0 | 0 | 0 | 0 | 0 | 0 | 0 | 0 | 0 | 0 | 0 | 0 | 0 | 0 | 0 | 0 | 0 | 0 | 0 | 0 | 0 | 0 | 0 | 0 | 0 | 0 | 0 | 0 | 0 | 0 | 0 | 0
F1_Commercial_Lodging_Existing_Food Preparation_Natural Gas_Broiler_E10 | F1 | Commercial | Lodging | Existing | Food Preparation | Natural Gas | Broiler | E10 | RVT - Cost of Equipment | 0 | 0 | 0 | 0 | 0 | 0 | 0 | 0 | 0 | 0 | 0 | 0 | 0 | 0 | 0 | 0 | 0 | 0 | 0 | 0 | 0 | 0 | 0 | 0 | 0 | 0 | 0 | 0 | 0 | 0 | 0 | 0 | 0
F2_Commercial_Lodging_Existing_Food Preparation_Natural Gas_Broiler_E1 | F2 | Commercial | Lodging | Existing | Food Preparation | Natural Gas | Broiler | E1 | RVT - Cost of Operation | 0.36505 | 0.36551 | 0.36751 | 0.36565 | 0.3647 | 0.36615 | 0.36964 | 0.37248 | 0.37594 | 0.37928 | 0.38265 | 0.38583 | 0.38923 | 0.39274 | 0.39614 | 0.39962 | 0.40313 | 0.4069 | 0.41082 | 0.41485 | 0.41873 | 0.42262 | 0.42611 | 0.42961 | 0.43264 | 0.43525 | 0.43764 | 0.43969 | 0.4413 | 0.44262 | 0.44334 | 0.44382 | 0.44382
F2_Commercial_Lodging_Existing_Food Preparation_Natural Gas_Broiler_E2 | F2 | Commercial | Lodging | Existing | Food Preparation | Natural Gas | Broiler | E2 | RVT - Cost of Operation | 0.23467 | 0.23497 | 0.23626 | 0.23506 | 0.23445 | 0.23538 | 0.23763 | 0.23945 | 0.24168 | 0.24382 | 0.24599 | 0.24804 | 0.25022 | 0.25247 | 0.25466 | 0.2569 | 0.25915 | 0.26158 | 0.2641 | 0.26669 | 0.26918 | 0.27168 | 0.27393 | 0.27618 | 0.27812 | 0.27981 | 0.28134 | 0.28266 | 0.28369 | 0.28454 | 0.285 | 0.28531 | 0.28531
F2_Commercial_Lodging_Existing_Food Preparation_Natural Gas_Broiler_E3 | F2 | Commercial | Lodging | Existing | Food Preparation | Natural Gas | Broiler | E3 | RVT - Cost of Operation | 0 | 0 | 0 | 0 | 0 | 0 | 0 | 0 | 0 | 0 | 0 | 0 | 0 | 0 | 0 | 0 | 0 | 0 | 0 | 0 | 0 | 0 | 0 | 0 | 0 | 0 | 0 | 0 | 0 | 0 | 0 | 0 | 0
F2_Commercial_Lodging_Existing_Food Preparation_Natural Gas_Broiler_E4 | F2 | Commercial | Lodging | Existing | Food Preparation | Natural Gas | Broiler | E4 | RVT - Cost of Operation | 0 | 0 | 0 | 0 | 0 | 0 | 0 | 0 | 0 | 0 | 0 | 0 | 0 | 0 | 0 | 0 | 0 | 0 | 0 | 0 | 0 | 0 | 0 | 0 | 0 | 0 | 0 | 0 | 0 | 0 | 0 | 0 | 0
F2_Commercial_Lodging_Existing_Food Preparation_Natural Gas_Broiler_E5 | F2 | Commercial | Lodging | Existing | Food Preparation | Natural Gas | Broiler | E5 | RVT - Cost of Operation | 0 | 0 | 0 | 0 | 0 | 0 | 0 | 0 | 0 | 0 | 0 | 0 | 0 | 0 | 0 | 0 | 0 | 0 | 0 | 0 | 0 | 0 | 0 | 0 | 0 | 0 | 0 | 0 | 0 | 0 | 0 | 0 | 0
F2_Commercial_Lodging_Existing_Food Preparation_Natural Gas_Broiler_E6 | F2 | Commercial | Lodging | Existing | Food Preparation | Natural Gas | Broiler | E6 | RVT - Cost of Operation | 0 | 0 | 0 | 0 | 0 | 0 | 0 | 0 | 0 | 0 | 0 | 0 | 0 | 0 | 0 | 0 | 0 | 0 | 0 | 0 | 0 | 0 | 0 | 0 | 0 | 0 | 0 | 0 | 0 | 0 | 0 | 0 | 0
F2_Commercial_Lodging_Existing_Food Preparation_Natural Gas_Broiler_E7 | F2 | Commercial | Lodging | Existing | Food Preparation | Natural Gas | Broiler | E7 | RVT - Cost of Operation | 0 | 0 | 0 | 0 | 0 | 0 | 0 | 0 | 0 | 0 | 0 | 0 | 0 | 0 | 0 | 0 | 0 | 0 | 0 | 0 | 0 | 0 | 0 | 0 | 0 | 0 | 0 | 0 | 0 | 0 | 0 | 0 | 0
F2_Commercial_Lodging_Existing_Food Preparation_Natural Gas_Broiler_E8 | F2 | Commercial | Lodging | Existing | Food Preparation | Natural Gas | Broiler | E8 | RVT - Cost of Operation | 0 | 0 | 0 | 0 | 0 | 0 | 0 | 0 | 0 | 0 | 0 | 0 | 0 | 0 | 0 | 0 | 0 | 0 | 0 | 0 | 0 | 0 | 0 | 0 | 0 | 0 | 0 | 0 | 0 | 0 | 0 | 0 | 0
F2_Commercial_Lodging_Existing_Food Preparation_Natural Gas_Broiler_E9 | F2 | Commercial | Lodging | Existing | Food Preparation | Natural Gas | Broiler | E9 | RVT - Cost of Operation | 0 | 0 | 0 | 0 | 0 | 0 | 0 | 0 | 0 | 0 | 0 | 0 | 0 | 0 | 0 | 0 | 0 | 0 | 0 | 0 | 0 | 0 | 0 | 0 | 0 | 0 | 0 | 0 | 0 | 0 | 0 | 0 | 0
F2_Commercial_Lodging_Existing_Food Preparation_Natural Gas_Broiler_E10 | F2 | Commercial | Lodging | Existing | Food Preparation | Natural Gas | Broiler | E10 | RVT - Cost of Operation | 0 | 0 | 0 | 0 | 0 | 0 | 0 | 0 | 0 | 0 | 0 | 0 | 0 | 0 | 0 | 0 | 0 | 0 | 0 | 0 | 0 | 0 | 0 | 0 | 0 | 0 | 0 | 0 | 0 | 0 | 0 | 0 | 0
F3_Commercial_Lodging_Existing_Food Preparation_Natural Gas_Broiler_E1 | F3 | Commercial | Lodging | Existing | Food Preparation | Natural Gas | Broiler | E1 | System - kBTUs of Consumption | 0.082382 | 0.082382 | 0.082382 | 0.082382 | 0.082382 | 0.082382 | 0.082382 | 0.082382 | 0.082382 | 0.082382 | 0.082382 | 0.082382 | 0.082382 | 0.082382 | 0.082382 | 0.082382 | 0.082382 | 0.082382 | 0.082382 | 0.082382 | 0.082382 | 0.082382 | 0.082382 | 0.082382 | 0.082382 | 0.082382 | 0.082382 | 0.082382 | 0.082382 | 0.082382 | 0.082382 | 0.082382 | 0.082382
F3_Commercial_Lodging_Existing_Food Preparation_Natural Gas_Broiler_E2 | F3 | Commercial | Lodging | Existing | Food Preparation | Natural Gas | Broiler | E2 | System - kBTUs of Consumption | 0.11534 | 0.11534 | 0.11534 | 0.11534 | 0.11534 | 0.11534 | 0.11534 | 0.11534 | 0.11534 | 0.11534 | 0.11534 | 0.11534 | 0.11534 | 0.11534 | 0.11534 | 0.11534 | 0.11534 | 0.11534 | 0.11534 | 0.11534 | 0.11534 | 0.11534 | 0.11534 | 0.11534 | 0.11534 | 0.11534 | 0.11534 | 0.11534 | 0.11534 | 0.11534 | 0.11534 | 0.11534 | 0.11534
F3_Commercial_Lodging_Existing_Food Preparation_Natural Gas_Broiler_E3 | F3 | Commercial | Lodging | Existing | Food Preparation | Natural Gas | Broiler | E3 | System - kBTUs of Consumption | 0 | 0 | 0 | 0 | 0 | 0 | 0 | 0 | 0 | 0 | 0 | 0 | 0 | 0 | 0 | 0 | 0 | 0 | 0 | 0 | 0 | 0 | 0 | 0 | 0 | 0 | 0 | 0 | 0 | 0 | 0 | 0 | 0
F3_Commercial_Lodging_Existing_Food Preparation_Natural Gas_Broiler_E4 | F3 | Commercial | Lodging | Existing | Food Preparation | Natural Gas | Broiler | E4 | System - kBTUs of Consumption | 0 | 0 | 0 | 0 | 0 | 0 | 0 | 0 | 0 | 0 | 0 | 0 | 0 | 0 | 0 | 0 | 0 | 0 | 0 | 0 | 0 | 0 | 0 | 0 | 0 | 0 | 0 | 0 | 0 | 0 | 0 | 0 | 0
F3_Commercial_Lodging_Existing_Food Preparation_Natural Gas_Broiler_E5 | F3 | Commercial | Lodging | Existing | Food Preparation | Natural Gas | Broiler | E5 | System - kBTUs of Consumption | 0 | 0 | 0 | 0 | 0 | 0 | 0 | 0 | 0 | 0 | 0 | 0 | 0 | 0 | 0 | 0 | 0 | 0 | 0 | 0 | 0 | 0 | 0 | 0 | 0 | 0 | 0 | 0 | 0 | 0 | 0 | 0 | 0
F3_Commercial_Lodging_Existing_Food Preparation_Natural Gas_Broiler_E6 | F3 | Commercial | Lodging | Existing | Food Preparation | Natural Gas | Broiler | E6 | System - kBTUs of Consumption | 0 | 0 | 0 | 0 | 0 | 0 | 0 | 0 | 0 | 0 | 0 | 0 | 0 | 0 | 0 | 0 | 0 | 0 | 0 | 0 | 0 | 0 | 0 | 0 | 0 | 0 | 0 | 0 | 0 | 0 | 0 | 0 | 0
F3_Commercial_Lodging_Existing_Food Preparation_Natural Gas_Broiler_E7 | F3 | Commercial | Lodging | Existing | Food Preparation | Natural Gas | Broiler | E7 | System - kBTUs of Consumption | 0 | 0 | 0 | 0 | 0 | 0 | 0 | 0 | 0 | 0 | 0 | 0 | 0 | 0 | 0 | 0 | 0 | 0 | 0 | 0 | 0 | 0 | 0 | 0 | 0 | 0 | 0 | 0 | 0 | 0 | 0 | 0 | 0
F3_Commercial_Lodging_Existing_Food Preparation_Natural Gas_Broiler_E8 | F3 | Commercial | Lodging | Existing | Food Preparation | Natural Gas | Broiler | E8 | System - kBTUs of Consumption | 0 | 0 | 0 | 0 | 0 | 0 | 0 | 0 | 0 | 0 | 0 | 0 | 0 | 0 | 0 | 0 | 0 | 0 | 0 | 0 | 0 | 0 | 0 | 0 | 0 | 0 | 0 | 0 | 0 | 0 | 0 | 0 | 0
F3_Commercial_Lodging_Existing_Food Preparation_Natural Gas_Broiler_E9 | F3 | Commercial | Lodging | Existing | Food Preparation | Natural Gas | Broiler | E9 | System - kBTUs of Consumption | 0 | 0 | 0 | 0 | 0 | 0 | 0 | 0 | 0 | 0 | 0 | 0 | 0 | 0 | 0 | 0 | 0 | 0 | 0 | 0 | 0 | 0 | 0 | 0 | 0 | 0 | 0 | 0 | 0 | 0 | 0 | 0 | 0
F3_Commercial_Lodging_Existing_Food Preparation_Natural Gas_Broiler_E10 | F3 | Commercial | Lodging | Existing | Food Preparation | Natural Gas | Broiler | E10 | System - kBTUs of Consumption | 0 | 0 | 0 | 0 | 0 | 0 | 0 | 0 | 0 | 0 | 0 | 0 | 0 | 0 | 0 | 0 | 0 | 0 | 0 | 0 | 0 | 0 | 0 | 0 | 0 | 0 | 0 | 0 | 0 | 0 | 0 | 0 | 0
F4_Commercial_Lodging_Existing_Food Preparation_Natural Gas_Broiler_E1 | F4 | Commercial | Lodging | Existing | Food Preparation | Natural Gas | Broiler | E1 | Utility - Cost of Equipment | 0.36505 | 0.36551 | 0.36751 | 0.36565 | 0.3647 | 0.36615 | 0.36964 | 0.37248 | 0.37594 | 0.37928 | 0.38265 | 0.38583 | 0.38923 | 0.39274 | 0.39614 | 0.39962 | 0.40313 | 0.4069 | 0.41082 | 0.41485 | 0.41873 | 0.42262 | 0.42611 | 0.42961 | 0.43264 | 0.43525 | 0.43764 | 0.43969 | 0.4413 | 0.44262 | 0.44334 | 0.44382 | 0.44382
F4_Commercial_Lodging_Existing_Food Preparation_Natural Gas_Broiler_E2 | F4 | Commercial | Lodging | Existing | Food Preparation | Natural Gas | Broiler | E2 | Utility - Cost of Equipment | 0.23467 | 0.23497 | 0.23626 | 0.23506 | 0.23445 | 0.23538 | 0.23763 | 0.23945 | 0.24168 | 0.24382 | 0.24599 | 0.24804 | 0.25022 | 0.25247 | 0.25466 | 0.2569 | 0.25915 | 0.26158 | 0.2641 | 0.26669 | 0.26918 | 0.27168 | 0.27393 | 0.27618 | 0.27812 | 0.27981 | 0.28134 | 0.28266 | 0.28369 | 0.28454 | 0.285 | 0.28531 | 0.28531
F4_Commercial_Lodging_Existing_Food Preparation_Natural Gas_Broiler_E3 | F4 | Commercial | Lodging | Existing | Food Preparation | Natural Gas | Broiler | E3 | Utility - Cost of Equipment | 0 | 0 | 0 | 0 | 0 | 0 | 0 | 0 | 0 | 0 | 0 | 0 | 0 | 0 | 0 | 0 | 0 | 0 | 0 | 0 | 0 | 0 | 0 | 0 | 0 | 0 | 0 | 0 | 0 | 0 | 0 | 0 | 0
F4_Commercial_Lodging_Existing_Food Preparation_Natural Gas_Broiler_E4 | F4 | Commercial | Lodging | Existing | Food Preparation | Natural Gas | Broiler | E4 | Utility - Cost of Equipment | 0 | 0 | 0 | 0 | 0 | 0 | 0 | 0 | 0 | 0 | 0 | 0 | 0 | 0 | 0 | 0 | 0 | 0 | 0 | 0 | 0 | 0 | 0 | 0 | 0 | 0 | 0 | 0 | 0 | 0 | 0 | 0 | 0
F4_Commercial_Lodging_Existing_Food Preparation_Natural Gas_Broiler_E5 | F4 | Commercial | Lodging | Existing | Food Preparation | Natural Gas | Broiler | E5 | Utility - Cost of Equipment | 0 | 0 | 0 | 0 | 0 | 0 | 0 | 0 | 0 | 0 | 0 | 0 | 0 | 0 | 0 | 0 | 0 | 0 | 0 | 0 | 0 | 0 | 0 | 0 | 0 | 0 | 0 | 0 | 0 | 0 | 0 | 0 | 0
F4_Commercial_Lodging_Existing_Food Preparation_Natural Gas_Broiler_E6 | F4 | Commercial | Lodging | Existing | Food Preparation | Natural Gas | Broiler | E6 | Utility - Cost of Equipment | 0 | 0 | 0 | 0 | 0 | 0 | 0 | 0 | 0 | 0 | 0 | 0 | 0 | 0 | 0 | 0 | 0 | 0 | 0 | 0 | 0 | 0 | 0 | 0 | 0 | 0 | 0 | 0 | 0 | 0 | 0 | 0 | 0
F4_Commercial_Lodging_Existing_Food Preparation_Natural Gas_Broiler_E7 | F4 | Commercial | Lodging | Existing | Food Preparation | Natural Gas | Broiler | E7 | Utility - Cost of Equipment | 0 | 0 | 0 | 0 | 0 | 0 | 0 | 0 | 0 | 0 | 0 | 0 | 0 | 0 | 0 | 0 | 0 | 0 | 0 | 0 | 0 | 0 | 0 | 0 | 0 | 0 | 0 | 0 | 0 | 0 | 0 | 0 | 0
F4_Commercial_Lodging_Existing_Food Preparation_Natural Gas_Broiler_E8 | F4 | Commercial | Lodging | Existing | Food Preparation | Natural Gas | Broiler | E8 | Utility - Cost of Equipment | 0 | 0 | 0 | 0 | 0 | 0 | 0 | 0 | 0 | 0 | 0 | 0 | 0 | 0 | 0 | 0 | 0 | 0 | 0 | 0 | 0 | 0 | 0 | 0 | 0 | 0 | 0 | 0 | 0 | 0 | 0 | 0 | 0
F4_Commercial_Lodging_Existing_Food Preparation_Natural Gas_Broiler_E9 | F4 | Commercial | Lodging | Existing | Food Preparation | Natural Gas | Broiler | E9 | Utility - Cost of Equipment | 0 | 0 | 0 | 0 | 0 | 0 | 0 | 0 | 0 | 0 | 0 | 0 | 0 | 0 | 0 | 0 | 0 | 0 | 0 | 0 | 0 | 0 | 0 | 0 | 0 | 0 | 0 | 0 | 0 | 0 | 0 | 0 | 0
F4_Commercial_Lodging_Existing_Food Preparation_Natural Gas_Broiler_E10 | F4 | Commercial | Lodging | Existing | Food Preparation | Natural Gas | Broiler | E10 | Utility - Cost of Equipment | 0 | 0 | 0 | 0 | 0 | 0 | 0 | 0 | 0 | 0 | 0 | 0 | 0 | 0 | 0 | 0 | 0 | 0 | 0 | 0 | 0 | 0 | 0 | 0 | 0 | 0 | 0 | 0 | 0 | 0 | 0 | 0 | 0
F5_Commercial_Lodging_Existing_Food Preparation_Natural Gas_Broiler_E1 | F5 | Commercial | Lodging | Existing | Food Preparation | Natural Gas | Broiler | E1 | Utility - Cost of Operation | 0.082382 | 0.082382 | 0.082382 | 0.082382 | 0.082382 | 0.082382 | 0.082382 | 0.082382 | 0.082382 | 0.082382 | 0.082382 | 0.082382 | 0.082382 | 0.082382 | 0.082382 | 0.082382 | 0.082382 | 0.082382 | 0.082382 | 0.082382 | 0.082382 | 0.082382 | 0.082382 | 0.082382 | 0.082382 | 0.082382 | 0.082382 | 0.082382 | 0.082382 | 0.082382 | 0.082382 | 0.082382 | 0.082382
F5_Commercial_Lodging_Existing_Food Preparation_Natural Gas_Broiler_E2 | F5 | Commercial | Lodging | Existing | Food Preparation | Natural Gas | Broiler | E2 | Utility - Cost of Operation | 0.11534 | 0.11534 | 0.11534 | 0.11534 | 0.11534 | 0.11534 | 0.11534 | 0.11534 | 0.11534 | 0.11534 | 0.11534 | 0.11534 | 0.11534 | 0.11534 | 0.11534 | 0.11534 | 0.11534 | 0.11534 | 0.11534 | 0.11534 | 0.11534 | 0.11534 | 0.11534 | 0.11534 | 0.11534 | 0.11534 | 0.11534 | 0.11534 | 0.11534 | 0.11534 | 0.11534 | 0.11534 | 0.11534
F5_Commercial_Lodging_Existing_Food Preparation_Natural Gas_Broiler_E3 | F5 | Commercial | Lodging | Existing | Food Preparation | Natural Gas | Broiler | E3 | Utility - Cost of Operation | 0 | 0 | 0 | 0 | 0 | 0 | 0 | 0 | 0 | 0 | 0 | 0 | 0 | 0 | 0 | 0 | 0 | 0 | 0 | 0 | 0 | 0 | 0 | 0 | 0 | 0 | 0 | 0 | 0 | 0 | 0 | 0 | 0
F5_Commercial_Lodging_Existing_Food Preparation_Natural Gas_Broiler_E4 | F5 | Commercial | Lodging | Existing | Food Preparation | Natural Gas | Broiler | E4 | Utility - Cost of Operation | 0 | 0 | 0 | 0 | 0 | 0 | 0 | 0 | 0 | 0 | 0 | 0 | 0 | 0 | 0 | 0 | 0 | 0 | 0 | 0 | 0 | 0 | 0 | 0 | 0 | 0 | 0 | 0 | 0 | 0 | 0 | 0 | 0
F5_Commercial_Lodging_Existing_Food Preparation_Natural Gas_Broiler_E5 | F5 | Commercial | Lodging | Existing | Food Preparation | Natural Gas | Broiler | E5 | Utility - Cost of Operation | 0 | 0 | 0 | 0 | 0 | 0 | 0 | 0 | 0 | 0 | 0 | 0 | 0 | 0 | 0 | 0 | 0 | 0 | 0 | 0 | 0 | 0 | 0 | 0 | 0 | 0 | 0 | 0 | 0 | 0 | 0 | 0 | 0
F5_Commercial_Lodging_Existing_Food Preparation_Natural Gas_Broiler_E6 | F5 | Commercial | Lodging | Existing | Food Preparation | Natural Gas | Broiler | E6 | Utility - Cost of Operation | 0 | 0 | 0 | 0 | 0 | 0 | 0 | 0 | 0 | 0 | 0 | 0 | 0 | 0 | 0 | 0 | 0 | 0 | 0 | 0 | 0 | 0 | 0 | 0 | 0 | 0 | 0 | 0 | 0 | 0 | 0 | 0 | 0
F5_Commercial_Lodging_Existing_Food Preparation_Natural Gas_Broiler_E7 | F5 | Commercial | Lodging | Existing | Food Preparation | Natural Gas | Broiler | E7 | Utility - Cost of Operation | 0 | 0 | 0 | 0 | 0 | 0 | 0 | 0 | 0 | 0 | 0 | 0 | 0 | 0 | 0 | 0 | 0 | 0 | 0 | 0 | 0 | 0 | 0 | 0 | 0 | 0 | 0 | 0 | 0 | 0 | 0 | 0 | 0
F5_Commercial_Lodging_Existing_Food Preparation_Natural Gas_Broiler_E8 | F5 | Commercial | Lodging | Existing | Food Preparation | Natural Gas | Broiler | E8 | Utility - Cost of Operation | 0 | 0 | 0 | 0 | 0 | 0 | 0 | 0 | 0 | 0 | 0 | 0 | 0 | 0 | 0 | 0 | 0 | 0 | 0 | 0 | 0 | 0 | 0 | 0 | 0 | 0 | 0 | 0 | 0 | 0 | 0 | 0 | 0
F5_Commercial_Lodging_Existing_Food Preparation_Natural Gas_Broiler_E9 | F5 | Commercial | Lodging | Existing | Food Preparation | Natural Gas | Broiler | E9 | Utility - Cost of Operation | 0 | 0 | 0 | 0 | 0 | 0 | 0 | 0 | 0 | 0 | 0 | 0 | 0 | 0 | 0 | 0 | 0 | 0 | 0 | 0 | 0 | 0 | 0 | 0 | 0 | 0 | 0 | 0 | 0 | 0 | 0 | 0 | 0
F5_Commercial_Lodging_Existing_Food Preparation_Natural Gas_Broiler_E10 | F5 | Commercial | Lodging | Existing | Food Preparation | Natural Gas | Broiler | E10 | Utility - Cost of Operation | 0 | 0 | 0 | 0 | 0 | 0 | 0 | 0 | 0 | 0 | 0 | 0 | 0 | 0 | 0 | 0 | 0 | 0 | 0 | 0 | 0 | 0 | 0 | 0 | 0 | 0 | 0 | 0 | 0 | 0 | 0 | 0 | 0
F6_Commercial_Lodging_Existing_Food Preparation_Natural Gas_Broiler_E1 | F6 | Commercial | Lodging | Existing | Food Preparation | Natural Gas | Broiler | E1 | Utility - Value of Sales | 0.19323 | 0.19409 | 0.19548 | 0.19518 | 0.19518 | 0.19518 | 0.19518 | 0.19518 | 0.19518 | 0.19518 | 0.19518 | 0.19518 | 0.19518 | 0.19518 | 0.19518 | 0.19518 | 0.19518 | 0.19518 | 0.19518 | 0.19518 | 0.19518 | 0.19518 | 0.19518 | 0.19518 | 0.19518 | 0.19518 | 0.19518 | 0.19518 | 0.19518 | 0.19518 | 0.19518 | 0.19518 | 0.19518
F6_Commercial_Lodging_Existing_Food Preparation_Natural Gas_Broiler_E2 | F6 | Commercial | Lodging | Existing | Food Preparation | Natural Gas | Broiler | E2 | Utility - Value of Sales | 0.12422 | 0.12477 | 0.12567 | 0.12547 | 0.12547 | 0.12547 | 0.12547 | 0.12547 | 0.12547 | 0.12547 | 0.12547 | 0.12547 | 0.12547 | 0.12547 | 0.12547 | 0.12547 | 0.12547 | 0.12547 | 0.12547 | 0.12547 | 0.12547 | 0.12547 | 0.12547 | 0.12547 | 0.12547 | 0.12547 | 0.12547 | 0.12547 | 0.12547 | 0.12547 | 0.12547 | 0.12547 | 0.12547
F6_Commercial_Lodging_Existing_Food Preparation_Natural Gas_Broiler_E3 | F6 | Commercial | Lodging | Existing | Food Preparation | Natural Gas | Broiler | E3 | Utility - Value of Sales | 0 | 0 | 0 | 0 | 0 | 0 | 0 | 0 | 0 | 0 | 0 | 0 | 0 | 0 | 0 | 0 | 0 | 0 | 0 | 0 | 0 | 0 | 0 | 0 | 0 | 0 | 0 | 0 | 0 | 0 | 0 | 0 | 0
F6_Commercial_Lodging_Existing_Food Preparation_Natural Gas_Broiler_E4 | F6 | Commercial | Lodging | Existing | Food Preparation | Natural Gas | Broiler | E4 | Utility - Value of Sales | 0 | 0 | 0 | 0 | 0 | 0 | 0 | 0 | 0 | 0 | 0 | 0 | 0 | 0 | 0 | 0 | 0 | 0 | 0 | 0 | 0 | 0 | 0 | 0 | 0 | 0 | 0 | 0 | 0 | 0 | 0 | 0 | 0
F6_Commercial_Lodging_Existing_Food Preparation_Natural Gas_Broiler_E5 | F6 | Commercial | Lodging | Existing | Food Preparation | Natural Gas | Broiler | E5 | Utility - Value of Sales | 0 | 0 | 0 | 0 | 0 | 0 | 0 | 0 | 0 | 0 | 0 | 0 | 0 | 0 | 0 | 0 | 0 | 0 | 0 | 0 | 0 | 0 | 0 | 0 | 0 | 0 | 0 | 0 | 0 | 0 | 0 | 0 | 0
F6_Commercial_Lodging_Existing_Food Preparation_Natural Gas_Broiler_E6 | F6 | Commercial | Lodging | Existing | Food Preparation | Natural Gas | Broiler | E6 | Utility - Value of Sales | 0 | 0 | 0 | 0 | 0 | 0 | 0 | 0 | 0 | 0 | 0 | 0 | 0 | 0 | 0 | 0 | 0 | 0 | 0 | 0 | 0 | 0 | 0 | 0 | 0 | 0 | 0 | 0 | 0 | 0 | 0 | 0 | 0
F6_Commercial_Lodging_Existing_Food Preparation_Natural Gas_Broiler_E7 | F6 | Commercial | Lodging | Existing | Food Preparation | Natural Gas | Broiler | E7 | Utility - Value of Sales | 0 | 0 | 0 | 0 | 0 | 0 | 0 | 0 | 0 | 0 | 0 | 0 | 0 | 0 | 0 | 0 | 0 | 0 | 0 | 0 | 0 | 0 | 0 | 0 | 0 | 0 | 0 | 0 | 0 | 0 | 0 | 0 | 0
F6_Commercial_Lodging_Existing_Food Preparation_Natural Gas_Broiler_E8 | F6 | Commercial | Lodging | Existing | Food Preparation | Natural Gas | Broiler | E8 | Utility - Value of Sales | 0 | 0 | 0 | 0 | 0 | 0 | 0 | 0 | 0 | 0 | 0 | 0 | 0 | 0 | 0 | 0 | 0 | 0 | 0 | 0 | 0 | 0 | 0 | 0 | 0 | 0 | 0 | 0 | 0 | 0 | 0 | 0 | 0
F6_Commercial_Lodging_Existing_Food Preparation_Natural Gas_Broiler_E9 | F6 | Commercial | Lodging | Existing | Food Preparation | Natural Gas | Broiler | E9 | Utility - Value of Sales | 0 | 0 | 0 | 0 | 0 | 0 | 0 | 0 | 0 | 0 | 0 | 0 | 0 | 0 | 0 | 0 | 0 | 0 | 0 | 0 | 0 | 0 | 0 | 0 | 0 | 0 | 0 | 0 | 0 | 0 | 0 | 0 | 0
F6_Commercial_Lodging_Existing_Food Preparation_Natural Gas_Broiler_E10 | F6 | Commercial | Lodging | Existing | Food Preparation | Natural Gas | Broiler | E10 | Utility - Value of Sales | 0 | 0 | 0 | 0 | 0 | 0 | 0 | 0 | 0 | 0 | 0 | 0 | 0 | 0 | 0 | 0 | 0 | 0 | 0 | 0 | 0 | 0 | 0 | 0 | 0 | 0 | 0 | 0 | 0 | 0 | 0 | 0 | 0
F1_Commercial_Lodging_Existing_Food Preparation_Natural Gas_Griddle_E1 | F1 | Commercial | Lodging | Existing | Food Preparation | Natural Gas | Griddle | E1 | RVT - Cost of Equipment | 0.19103 | 0.19127 | 0.19232 | 0 | 0 | 0 | 0 | 0 | 0 | 0 | 0 | 0 | 0 | 0 | 0 | 0 | 0 | 0 | 0 | 0 | 0 | 0 | 0 | 0 | 0 | 0 | 0 | 0 | 0 | 0 | 0 | 0 | 0
F1_Commercial_Lodging_Existing_Food Preparation_Natural Gas_Griddle_E2 | F1 | Commercial | Lodging | Existing | Food Preparation | Natural Gas | Griddle | E2 | RVT - Cost of Equipment | 0.16498 | 0.1652 | 0.1661 | 0.16526 | 0.16483 | 0.16548 | 0.16706 | 0.16834 | 0.16991 | 0.17142 | 0.17294 | 0.17438 | 0.17591 | 0.1775 | 0.17904 | 0.18061 | 0.1822 | 0.1839 | 0.18567 | 0.18749 | 0.18924 | 0.191 | 0.19258 | 0.19416 | 0.19553 | 0.19671 | 0.19779 | 0.19872 | 0.19945 | 0.20004 | 0.20037 | 0.20059 | 0.20059
F1_Commercial_Lodging_Existing_Food Preparation_Natural Gas_Griddle_E3 | F1 | Commercial | Lodging | Existing | Food Preparation | Natural Gas | Griddle | E3 | RVT - Cost of Equipment | 0 | 0 | 0 | 0 | 0 | 0 | 0 | 0 | 0 | 0 | 0 | 0 | 0 | 0 | 0 | 0 | 0 | 0 | 0 | 0 | 0 | 0 | 0 | 0 | 0 | 0 | 0 | 0 | 0 | 0 | 0 | 0 | 0
F1_Commercial_Lodging_Existing_Food Preparation_Natural Gas_Griddle_E4 | F1 | Commercial | Lodging | Existing | Food Preparation | Natural Gas | Griddle | E4 | RVT - Cost of Equipment | 0 | 0 | 0 | 0 | 0 | 0 | 0 | 0 | 0 | 0 | 0 | 0 | 0 | 0 | 0 | 0 | 0 | 0 | 0 | 0 | 0 | 0 | 0 | 0 | 0 | 0 | 0 | 0 | 0 | 0 | 0 | 0 | 0
F1_Commercial_Lodging_Existing_Food Preparation_Natural Gas_Griddle_E5 | F1 | Commercial | Lodging | Existing | Food Preparation | Natural Gas | Griddle | E5 | RVT - Cost of Equipment | 0 | 0 | 0 | 0 | 0 | 0 | 0 | 0 | 0 | 0 | 0 | 0 | 0 | 0 | 0 | 0 | 0 | 0 | 0 | 0 | 0 | 0 | 0 | 0 | 0 | 0 | 0 | 0 | 0 | 0 | 0 | 0 | 0
F1_Commercial_Lodging_Existing_Food Preparation_Natural Gas_Griddle_E6 | F1 | Commercial | Lodging | Existing | Food Preparation | Natural Gas | Griddle | E6 | RVT - Cost of Equipment | 0 | 0 | 0 | 0 | 0 | 0 | 0 | 0 | 0 | 0 | 0 | 0 | 0 | 0 | 0 | 0 | 0 | 0 | 0 | 0 | 0 | 0 | 0 | 0 | 0 | 0 | 0 | 0 | 0 | 0 | 0 | 0 | 0
F1_Commercial_Lodging_Existing_Food Preparation_Natural Gas_Griddle_E7 | F1 | Commercial | Lodging | Existing | Food Preparation | Natural Gas | Griddle | E7 | RVT - Cost of Equipment | 0 | 0 | 0 | 0 | 0 | 0 | 0 | 0 | 0 | 0 | 0 | 0 | 0 | 0 | 0 | 0 | 0 | 0 | 0 | 0 | 0 | 0 | 0 | 0 | 0 | 0 | 0 | 0 | 0 | 0 | 0 | 0 | 0
F1_Commercial_Lodging_Existing_Food Preparation_Natural Gas_Griddle_E8 | F1 | Commercial | Lodging | Existing | Food Preparation | Natural Gas | Griddle | E8 | RVT - Cost of Equipment | 0 | 0 | 0 | 0 | 0 | 0 | 0 | 0 | 0 | 0 | 0 | 0 | 0 | 0 | 0 | 0 | 0 | 0 | 0 | 0 | 0 | 0 | 0 | 0 | 0 | 0 | 0 | 0 | 0 | 0 | 0 | 0 | 0
F1_Commercial_Lodging_Existing_Food Preparation_Natural Gas_Griddle_E9 | F1 | Commercial | Lodging | Existing | Food Preparation | Natural Gas | Griddle | E9 | RVT - Cost of Equipment | 0 | 0 | 0 | 0 | 0 | 0 | 0 | 0 | 0 | 0 | 0 | 0 | 0 | 0 | 0 | 0 | 0 | 0 | 0 | 0 | 0 | 0 | 0 | 0 | 0 | 0 | 0 | 0 | 0 | 0 | 0 | 0 | 0
F1_Commercial_Lodging_Existing_Food Preparation_Natural Gas_Griddle_E10 | F1 | Commercial | Lodging | Existing | Food Preparation | Natural Gas | Griddle | E10 | RVT - Cost of Equipment | 0 | 0 | 0 | 0 | 0 | 0 | 0 | 0 | 0 | 0 | 0 | 0 | 0 | 0 | 0 | 0 | 0 | 0 | 0 | 0 | 0 | 0 | 0 | 0 | 0 | 0 | 0 | 0 | 0 | 0 | 0 | 0 | 0
F2_Commercial_Lodging_Existing_Food Preparation_Natural Gas_Griddle_E1 | F2 | Commercial | Lodging | Existing | Food Preparation | Natural Gas | Griddle | E1 | RVT - Cost of Operation | 0.22886 | 0.22916 | 0.23041 | 0 | 0 | 0 | 0 | 0 | 0 | 0 | 0 | 0 | 0 | 0 | 0 | 0 | 0 | 0 | 0 | 0 | 0 | 0 | 0 | 0 | 0 | 0 | 0 | 0 | 0 | 0 | 0 | 0 | 0
F2_Commercial_Lodging_Existing_Food Preparation_Natural Gas_Griddle_E2 | F2 | Commercial | Lodging | Existing | Food Preparation | Natural Gas | Griddle | E2 | RVT - Cost of Operation | 0.19766 | 0.19792 | 0.199 | 0.19799 | 0.19748 | 0.19826 | 0.20015 | 0.20169 | 0.20356 | 0.20537 | 0.20719 | 0.20892 | 0.21075 | 0.21265 | 0.2145 | 0.21638 | 0.21828 | 0.22032 | 0.22244 | 0.22463 | 0.22673 | 0.22884 | 0.23073 | 0.23262 | 0.23426 | 0.23568 | 0.23697 | 0.23808 | 0.23895 | 0.23967 | 0.24005 | 0.24032 | 0.24032
F2_Commercial_Lodging_Existing_Food Preparation_Natural Gas_Griddle_E3 | F2 | Commercial | Lodging | Existing | Food Preparation | Natural Gas | Griddle | E3 | RVT - Cost of Operation | 0 | 0 | 0 | 0 | 0 | 0 | 0 | 0 | 0 | 0 | 0 | 0 | 0 | 0 | 0 | 0 | 0 | 0 | 0 | 0 | 0 | 0 | 0 | 0 | 0 | 0 | 0 | 0 | 0 | 0 | 0 | 0 | 0
F2_Commercial_Lodging_Existing_Food Preparation_Natural Gas_Griddle_E4 | F2 | Commercial | Lodging | Existing | Food Preparation | Natural Gas | Griddle | E4 | RVT - Cost of Operation | 0 | 0 | 0 | 0 | 0 | 0 | 0 | 0 | 0 | 0 | 0 | 0 | 0 | 0 | 0 | 0 | 0 | 0 | 0 | 0 | 0 | 0 | 0 | 0 | 0 | 0 | 0 | 0 | 0 | 0 | 0 | 0 | 0
F2_Commercial_Lodging_Existing_Food Preparation_Natural Gas_Griddle_E5 | F2 | Commercial | Lodging | Existing | Food Preparation | Natural Gas | Griddle | E5 | RVT - Cost of Operation | 0 | 0 | 0 | 0 | 0 | 0 | 0 | 0 | 0 | 0 | 0 | 0 | 0 | 0 | 0 | 0 | 0 | 0 | 0 | 0 | 0 | 0 | 0 | 0 | 0 | 0 | 0 | 0 | 0 | 0 | 0 | 0 | 0
F2_Commercial_Lodging_Existing_Food Preparation_Natural Gas_Griddle_E6 | F2 | Commercial | Lodging | Existing | Food Preparation | Natural Gas | Griddle | E6 | RVT - Cost of Operation | 0 | 0 | 0 | 0 | 0 | 0 | 0 | 0 | 0 | 0 | 0 | 0 | 0 | 0 | 0 | 0 | 0 | 0 | 0 | 0 | 0 | 0 | 0 | 0 | 0 | 0 | 0 | 0 | 0 | 0 | 0 | 0 | 0
F2_Commercial_Lodging_Existing_Food Preparation_Natural Gas_Griddle_E7 | F2 | Commercial | Lodging | Existing | Food Preparation | Natural Gas | Griddle | E7 | RVT - Cost of Operation | 0 | 0 | 0 | 0 | 0 | 0 | 0 | 0 | 0 | 0 | 0 | 0 | 0 | 0 | 0 | 0 | 0 | 0 | 0 | 0 | 0 | 0 | 0 | 0 | 0 | 0 | 0 | 0 | 0 | 0 | 0 | 0 | 0
F2_Commercial_Lodging_Existing_Food Preparation_Natural Gas_Griddle_E8 | F2 | Commercial | Lodging | Existing | Food Preparation | Natural Gas | Griddle | E8 | RVT - Cost of Operation | 0 | 0 | 0 | 0 | 0 | 0 | 0 | 0 | 0 | 0 | 0 | 0 | 0 | 0 | 0 | 0 | 0 | 0 | 0 | 0 | 0 | 0 | 0 | 0 | 0 | 0 | 0 | 0 | 0 | 0 | 0 | 0 | 0
F2_Commercial_Lodging_Existing_Food Preparation_Natural Gas_Griddle_E9 | F2 | Commercial | Lodging | Existing | Food Preparation | Natural Gas | Griddle | E9 | RVT - Cost of Operation | 0 | 0 | 0 | 0 | 0 | 0 | 0 | 0 | 0 | 0 | 0 | 0 | 0 | 0 | 0 | 0 | 0 | 0 | 0 | 0 | 0 | 0 | 0 | 0 | 0 | 0 | 0 | 0 | 0 | 0 | 0 | 0 | 0
F2_Commercial_Lodging_Existing_Food Preparation_Natural Gas_Griddle_E10 | F2 | Commercial | Lodging | Existing | Food Preparation | Natural Gas | Griddle | E10 | RVT - Cost of Operation | 0 | 0 | 0 | 0 | 0 | 0 | 0 | 0 | 0 | 0 | 0 | 0 | 0 | 0 | 0 | 0 | 0 | 0 | 0 | 0 | 0 | 0 | 0 | 0 | 0 | 0 | 0 | 0 | 0 | 0 | 0 | 0 | 0
F3_Commercial_Lodging_Existing_Food Preparation_Natural Gas_Griddle_E1 | F3 | Commercial | Lodging | Existing | Food Preparation | Natural Gas | Griddle | E1 | System - kBTUs of Consumption | 0.056004 | 0.056004 | 0.056004 | 0 | 0 | 0 | 0 | 0 | 0 | 0 | 0 | 0 | 0 | 0 | 0 | 0 | 0 | 0 | 0 | 0 | 0 | 0 | 0 | 0 | 0 | 0 | 0 | 0 | 0 | 0 | 0 | 0 | 0
F3_Commercial_Lodging_Existing_Food Preparation_Natural Gas_Griddle_E2 | F3 | Commercial | Lodging | Existing | Food Preparation | Natural Gas | Griddle | E2 | System - kBTUs of Consumption | 0.059918 | 0.059918 | 0.059918 | 0.059918 | 0.059918 | 0.059918 | 0.059918 | 0.059918 | 0.059918 | 0.059918 | 0.059918 | 0.059918 | 0.059918 | 0.059918 | 0.059918 | 0.059918 | 0.059918 | 0.059918 | 0.059918 | 0.059918 | 0.059918 | 0.059918 | 0.059918 | 0.059918 | 0.059918 | 0.059918 | 0.059918 | 0.059918 | 0.059918 | 0.059918 | 0.059918 | 0.059918 | 0.059918
F3_Commercial_Lodging_Existing_Food Preparation_Natural Gas_Griddle_E3 | F3 | Commercial | Lodging | Existing | Food Preparation | Natural Gas | Griddle | E3 | System - kBTUs of Consumption | 0 | 0 | 0 | 0 | 0 | 0 | 0 | 0 | 0 | 0 | 0 | 0 | 0 | 0 | 0 | 0 | 0 | 0 | 0 | 0 | 0 | 0 | 0 | 0 | 0 | 0 | 0 | 0 | 0 | 0 | 0 | 0 | 0
F3_Commercial_Lodging_Existing_Food Preparation_Natural Gas_Griddle_E4 | F3 | Commercial | Lodging | Existing | Food Preparation | Natural Gas | Griddle | E4 | System - kBTUs of Consumption | 0 | 0 | 0 | 0 | 0 | 0 | 0 | 0 | 0 | 0 | 0 | 0 | 0 | 0 | 0 | 0 | 0 | 0 | 0 | 0 | 0 | 0 | 0 | 0 | 0 | 0 | 0 | 0 | 0 | 0 | 0 | 0 | 0
F3_Commercial_Lodging_Existing_Food Preparation_Natural Gas_Griddle_E5 | F3 | Commercial | Lodging | Existing | Food Preparation | Natural Gas | Griddle | E5 | System - kBTUs of Consumption | 0 | 0 | 0 | 0 | 0 | 0 | 0 | 0 | 0 | 0 | 0 | 0 | 0 | 0 | 0 | 0 | 0 | 0 | 0 | 0 | 0 | 0 | 0 | 0 | 0 | 0 | 0 | 0 | 0 | 0 | 0 | 0 | 0
F3_Commercial_Lodging_Existing_Food Preparation_Natural Gas_Griddle_E6 | F3 | Commercial | Lodging | Existing | Food Preparation | Natural Gas | Griddle | E6 | System - kBTUs of Consumption | 0 | 0 | 0 | 0 | 0 | 0 | 0 | 0 | 0 | 0 | 0 | 0 | 0 | 0 | 0 | 0 | 0 | 0 | 0 | 0 | 0 | 0 | 0 | 0 | 0 | 0 | 0 | 0 | 0 | 0 | 0 | 0 | 0
F3_Commercial_Lodging_Existing_Food Preparation_Natural Gas_Griddle_E7 | F3 | Commercial | Lodging | Existing | Food Preparation | Natural Gas | Griddle | E7 | System - kBTUs of Consumption | 0 | 0 | 0 | 0 | 0 | 0 | 0 | 0 | 0 | 0 | 0 | 0 | 0 | 0 | 0 | 0 | 0 | 0 | 0 | 0 | 0 | 0 | 0 | 0 | 0 | 0 | 0 | 0 | 0 | 0 | 0 | 0 | 0
F3_Commercial_Lodging_Existing_Food Preparation_Natural Gas_Griddle_E8 | F3 | Commercial | Lodging | Existing | Food Preparation | Natural Gas | Griddle | E8 | System - kBTUs of Consumption | 0 | 0 | 0 | 0 | 0 | 0 | 0 | 0 | 0 | 0 | 0 | 0 | 0 | 0 | 0 | 0 | 0 | 0 | 0 | 0 | 0 | 0 | 0 | 0 | 0 | 0 | 0 | 0 | 0 | 0 | 0 | 0 | 0
F3_Commercial_Lodging_Existing_Food Preparation_Natural Gas_Griddle_E9 | F3 | Commercial | Lodging | Existing | Food Preparation | Natural Gas | Griddle | E9 | System - kBTUs of Consumption | 0 | 0 | 0 | 0 | 0 | 0 | 0 | 0 | 0 | 0 | 0 | 0 | 0 | 0 | 0 | 0 | 0 | 0 | 0 | 0 | 0 | 0 | 0 | 0 | 0 | 0 | 0 | 0 | 0 | 0 | 0 | 0 | 0
F3_Commercial_Lodging_Existing_Food Preparation_Natural Gas_Griddle_E10 | F3 | Commercial | Lodging | Existing | Food Preparation | Natural Gas | Griddle | E10 | System - kBTUs of Consumption | 0 | 0 | 0 | 0 | 0 | 0 | 0 | 0 | 0 | 0 | 0 | 0 | 0 | 0 | 0 | 0 | 0 | 0 | 0 | 0 | 0 | 0 | 0 | 0 | 0 | 0 | 0 | 0 | 0 | 0 | 0 | 0 | 0
F4_Commercial_Lodging_Existing_Food Preparation_Natural Gas_Griddle_E1 | F4 | Commercial | Lodging | Existing | Food Preparation | Natural Gas | Griddle | E1 | Utility - Cost of Equipment | 0.22886 | 0.22916 | 0.23041 | 0 | 0 | 0 | 0 | 0 | 0 | 0 | 0 | 0 | 0 | 0 | 0 | 0 | 0 | 0 | 0 | 0 | 0 | 0 | 0 | 0 | 0 | 0 | 0 | 0 | 0 | 0 | 0 | 0 | 0
F4_Commercial_Lodging_Existing_Food Preparation_Natural Gas_Griddle_E2 | F4 | Commercial | Lodging | Existing | Food Preparation | Natural Gas | Griddle | E2 | Utility - Cost of Equipment | 0.19766 | 0.19792 | 0.199 | 0.19799 | 0.19748 | 0.19826 | 0.20015 | 0.20169 | 0.20356 | 0.20537 | 0.20719 | 0.20892 | 0.21075 | 0.21265 | 0.2145 | 0.21638 | 0.21828 | 0.22032 | 0.22244 | 0.22463 | 0.22673 | 0.22884 | 0.23073 | 0.23262 | 0.23426 | 0.23568 | 0.23697 | 0.23808 | 0.23895 | 0.23967 | 0.24005 | 0.24032 | 0.24032
F4_Commercial_Lodging_Existing_Food Preparation_Natural Gas_Griddle_E3 | F4 | Commercial | Lodging | Existing | Food Preparation | Natural Gas | Griddle | E3 | Utility - Cost of Equipment | 0 | 0 | 0 | 0 | 0 | 0 | 0 | 0 | 0 | 0 | 0 | 0 | 0 | 0 | 0 | 0 | 0 | 0 | 0 | 0 | 0 | 0 | 0 | 0 | 0 | 0 | 0 | 0 | 0 | 0 | 0 | 0 | 0
F4_Commercial_Lodging_Existing_Food Preparation_Natural Gas_Griddle_E4 | F4 | Commercial | Lodging | Existing | Food Preparation | Natural Gas | Griddle | E4 | Utility - Cost of Equipment | 0 | 0 | 0 | 0 | 0 | 0 | 0 | 0 | 0 | 0 | 0 | 0 | 0 | 0 | 0 | 0 | 0 | 0 | 0 | 0 | 0 | 0 | 0 | 0 | 0 | 0 | 0 | 0 | 0 | 0 | 0 | 0 | 0
F4_Commercial_Lodging_Existing_Food Preparation_Natural Gas_Griddle_E5 | F4 | Commercial | Lodging | Existing | Food Preparation | Natural Gas | Griddle | E5 | Utility - Cost of Equipment | 0 | 0 | 0 | 0 | 0 | 0 | 0 | 0 | 0 | 0 | 0 | 0 | 0 | 0 | 0 | 0 | 0 | 0 | 0 | 0 | 0 | 0 | 0 | 0 | 0 | 0 | 0 | 0 | 0 | 0 | 0 | 0 | 0
F4_Commercial_Lodging_Existing_Food Preparation_Natural Gas_Griddle_E6 | F4 | Commercial | Lodging | Existing | Food Preparation | Natural Gas | Griddle | E6 | Utility - Cost of Equipment | 0 | 0 | 0 | 0 | 0 | 0 | 0 | 0 | 0 | 0 | 0 | 0 | 0 | 0 | 0 | 0 | 0 | 0 | 0 | 0 | 0 | 0 | 0 | 0 | 0 | 0 | 0 | 0 | 0 | 0 | 0 | 0 | 0
F4_Commercial_Lodging_Existing_Food Preparation_Natural Gas_Griddle_E7 | F4 | Commercial | Lodging | Existing | Food Preparation | Natural Gas | Griddle | E7 | Utility - Cost of Equipment | 0 | 0 | 0 | 0 | 0 | 0 | 0 | 0 | 0 | 0 | 0 | 0 | 0 | 0 | 0 | 0 | 0 | 0 | 0 | 0 | 0 | 0 | 0 | 0 | 0 | 0 | 0 | 0 | 0 | 0 | 0 | 0 | 0
F4_Commercial_Lodging_Existing_Food Preparation_Natural Gas_Griddle_E8 | F4 | Commercial | Lodging | Existing | Food Preparation | Natural Gas | Griddle | E8 | Utility - Cost of Equipment | 0 | 0 | 0 | 0 | 0 | 0 | 0 | 0 | 0 | 0 | 0 | 0 | 0 | 0 | 0 | 0 | 0 | 0 | 0 | 0 | 0 | 0 | 0 | 0 | 0 | 0 | 0 | 0 | 0 | 0 | 0 | 0 | 0
F4_Commercial_Lodging_Existing_Food Preparation_Natural Gas_Griddle_E9 | F4 | Commercial | Lodging | Existing | Food Preparation | Natural Gas | Griddle | E9 | Utility - Cost of Equipment | 0 | 0 | 0 | 0 | 0 | 0 | 0 | 0 | 0 | 0 | 0 | 0 | 0 | 0 | 0 | 0 | 0 | 0 | 0 | 0 | 0 | 0 | 0 | 0 | 0 | 0 | 0 | 0 | 0 | 0 | 0 | 0 | 0
F4_Commercial_Lodging_Existing_Food Preparation_Natural Gas_Griddle_E10 | F4 | Commercial | Lodging | Existing | Food Preparation | Natural Gas | Griddle | E10 | Utility - Cost of Equipment | 0 | 0 | 0 | 0 | 0 | 0 | 0 | 0 | 0 | 0 | 0 | 0 | 0 | 0 | 0 | 0 | 0 | 0 | 0 | 0 | 0 | 0 | 0 | 0 | 0 | 0 | 0 | 0 | 0 | 0 | 0 | 0 | 0
F5_Commercial_Lodging_Existing_Food Preparation_Natural Gas_Griddle_E1 | F5 | Commercial | Lodging | Existing | Food Preparation | Natural Gas | Griddle | E1 | Utility - Cost of Operation | 0.056004 | 0.056004 | 0.056004 | 0 | 0 | 0 | 0 | 0 | 0 | 0 | 0 | 0 | 0 | 0 | 0 | 0 | 0 | 0 | 0 | 0 | 0 | 0 | 0 | 0 | 0 | 0 | 0 | 0 | 0 | 0 | 0 | 0 | 0
F5_Commercial_Lodging_Existing_Food Preparation_Natural Gas_Griddle_E2 | F5 | Commercial | Lodging | Existing | Food Preparation | Natural Gas | Griddle | E2 | Utility - Cost of Operation | 0.059918 | 0.059918 | 0.059918 | 0.059918 | 0.059918 | 0.059918 | 0.059918 | 0.059918 | 0.059918 | 0.059918 | 0.059918 | 0.059918 | 0.059918 | 0.059918 | 0.059918 | 0.059918 | 0.059918 | 0.059918 | 0.059918 | 0.059918 | 0.059918 | 0.059918 | 0.059918 | 0.059918 | 0.059918 | 0.059918 | 0.059918 | 0.059918 | 0.059918 | 0.059918 | 0.059918 | 0.059918 | 0.059918
F5_Commercial_Lodging_Existing_Food Preparation_Natural Gas_Griddle_E3 | F5 | Commercial | Lodging | Existing | Food Preparation | Natural Gas | Griddle | E3 | Utility - Cost of Operation | 0 | 0 | 0 | 0 | 0 | 0 | 0 | 0 | 0 | 0 | 0 | 0 | 0 | 0 | 0 | 0 | 0 | 0 | 0 | 0 | 0 | 0 | 0 | 0 | 0 | 0 | 0 | 0 | 0 | 0 | 0 | 0 | 0
F5_Commercial_Lodging_Existing_Food Preparation_Natural Gas_Griddle_E4 | F5 | Commercial | Lodging | Existing | Food Preparation | Natural Gas | Griddle | E4 | Utility - Cost of Operation | 0 | 0 | 0 | 0 | 0 | 0 | 0 | 0 | 0 | 0 | 0 | 0 | 0 | 0 | 0 | 0 | 0 | 0 | 0 | 0 | 0 | 0 | 0 | 0 | 0 | 0 | 0 | 0 | 0 | 0 | 0 | 0 | 0
F5_Commercial_Lodging_Existing_Food Preparation_Natural Gas_Griddle_E5 | F5 | Commercial | Lodging | Existing | Food Preparation | Natural Gas | Griddle | E5 | Utility - Cost of Operation | 0 | 0 | 0 | 0 | 0 | 0 | 0 | 0 | 0 | 0 | 0 | 0 | 0 | 0 | 0 | 0 | 0 | 0 | 0 | 0 | 0 | 0 | 0 | 0 | 0 | 0 | 0 | 0 | 0 | 0 | 0 | 0 | 0
F5_Commercial_Lodging_Existing_Food Preparation_Natural Gas_Griddle_E6 | F5 | Commercial | Lodging | Existing | Food Preparation | Natural Gas | Griddle | E6 | Utility - Cost of Operation | 0 | 0 | 0 | 0 | 0 | 0 | 0 | 0 | 0 | 0 | 0 | 0 | 0 | 0 | 0 | 0 | 0 | 0 | 0 | 0 | 0 | 0 | 0 | 0 | 0 | 0 | 0 | 0 | 0 | 0 | 0 | 0 | 0
F5_Commercial_Lodging_Existing_Food Preparation_Natural Gas_Griddle_E7 | F5 | Commercial | Lodging | Existing | Food Preparation | Natural Gas | Griddle | E7 | Utility - Cost of Operation | 0 | 0 | 0 | 0 | 0 | 0 | 0 | 0 | 0 | 0 | 0 | 0 | 0 | 0 | 0 | 0 | 0 | 0 | 0 | 0 | 0 | 0 | 0 | 0 | 0 | 0 | 0 | 0 | 0 | 0 | 0 | 0 | 0
F5_Commercial_Lodging_Existing_Food Preparation_Natural Gas_Griddle_E8 | F5 | Commercial | Lodging | Existing | Food Preparation | Natural Gas | Griddle | E8 | Utility - Cost of Operation | 0 | 0 | 0 | 0 | 0 | 0 | 0 | 0 | 0 | 0 | 0 | 0 | 0 | 0 | 0 | 0 | 0 | 0 | 0 | 0 | 0 | 0 | 0 | 0 | 0 | 0 | 0 | 0 | 0 | 0 | 0 | 0 | 0
F5_Commercial_Lodging_Existing_Food Preparation_Natural Gas_Griddle_E9 | F5 | Commercial | Lodging | Existing | Food Preparation | Natural Gas | Griddle | E9 | Utility - Cost of Operation | 0 | 0 | 0 | 0 | 0 | 0 | 0 | 0 | 0 | 0 | 0 | 0 | 0 | 0 | 0 | 0 | 0 | 0 | 0 | 0 | 0 | 0 | 0 | 0 | 0 | 0 | 0 | 0 | 0 | 0 | 0 | 0 | 0
F5_Commercial_Lodging_Existing_Food Preparation_Natural Gas_Griddle_E10 | F5 | Commercial | Lodging | Existing | Food Preparation | Natural Gas | Griddle | E10 | Utility - Cost of Operation | 0 | 0 | 0 | 0 | 0 | 0 | 0 | 0 | 0 | 0 | 0 | 0 | 0 | 0 | 0 | 0 | 0 | 0 | 0 | 0 | 0 | 0 | 0 | 0 | 0 | 0 | 0 | 0 | 0 | 0 | 0 | 0 | 0
F6_Commercial_Lodging_Existing_Food Preparation_Natural Gas_Griddle_E1 | F6 | Commercial | Lodging | Existing | Food Preparation | Natural Gas | Griddle | E1 | Utility - Value of Sales | 0.12114 | 0.12169 | 0.12256 | 0 | 0 | 0 | 0 | 0 | 0 | 0 | 0 | 0 | 0 | 0 | 0 | 0 | 0 | 0 | 0 | 0 | 0 | 0 | 0 | 0 | 0 | 0 | 0 | 0 | 0 | 0 | 0 | 0 | 0
F6_Commercial_Lodging_Existing_Food Preparation_Natural Gas_Griddle_E2 | F6 | Commercial | Lodging | Existing | Food Preparation | Natural Gas | Griddle | E2 | Utility - Value of Sales | 0.10463 | 0.1051 | 0.10585 | 0.10568 | 0.10568 | 0.10568 | 0.10568 | 0.10568 | 0.10568 | 0.10568 | 0.10568 | 0.10568 | 0.10568 | 0.10568 | 0.10568 | 0.10568 | 0.10568 | 0.10568 | 0.10568 | 0.10568 | 0.10568 | 0.10568 | 0.10568 | 0.10568 | 0.10568 | 0.10568 | 0.10568 | 0.10568 | 0.10568 | 0.10568 | 0.10568 | 0.10568 | 0.10568
F6_Commercial_Lodging_Existing_Food Preparation_Natural Gas_Griddle_E3 | F6 | Commercial | Lodging | Existing | Food Preparation | Natural Gas | Griddle | E3 | Utility - Value of Sales | 0 | 0 | 0 | 0 | 0 | 0 | 0 | 0 | 0 | 0 | 0 | 0 | 0 | 0 | 0 | 0 | 0 | 0 | 0 | 0 | 0 | 0 | 0 | 0 | 0 | 0 | 0 | 0 | 0 | 0 | 0 | 0 | 0
F6_Commercial_Lodging_Existing_Food Preparation_Natural Gas_Griddle_E4 | F6 | Commercial | Lodging | Existing | Food Preparation | Natural Gas | Griddle | E4 | Utility - Value of Sales | 0 | 0 | 0 | 0 | 0 | 0 | 0 | 0 | 0 | 0 | 0 | 0 | 0 | 0 | 0 | 0 | 0 | 0 | 0 | 0 | 0 | 0 | 0 | 0 | 0 | 0 | 0 | 0 | 0 | 0 | 0 | 0 | 0
F6_Commercial_Lodging_Existing_Food Preparation_Natural Gas_Griddle_E5 | F6 | Commercial | Lodging | Existing | Food Preparation | Natural Gas | Griddle | E5 | Utility - Value of Sales | 0 | 0 | 0 | 0 | 0 | 0 | 0 | 0 | 0 | 0 | 0 | 0 | 0 | 0 | 0 | 0 | 0 | 0 | 0 | 0 | 0 | 0 | 0 | 0 | 0 | 0 | 0 | 0 | 0 | 0 | 0 | 0 | 0
F6_Commercial_Lodging_Existing_Food Preparation_Natural Gas_Griddle_E6 | F6 | Commercial | Lodging | Existing | Food Preparation | Natural Gas | Griddle | E6 | Utility - Value of Sales | 0 | 0 | 0 | 0 | 0 | 0 | 0 | 0 | 0 | 0 | 0 | 0 | 0 | 0 | 0 | 0 | 0 | 0 | 0 | 0 | 0 | 0 | 0 | 0 | 0 | 0 | 0 | 0 | 0 | 0 | 0 | 0 | 0
F6_Commercial_Lodging_Existing_Food Preparation_Natural Gas_Griddle_E7 | F6 | Commercial | Lodging | Existing | Food Preparation | Natural Gas | Griddle | E7 | Utility - Value of Sales | 0 | 0 | 0 | 0 | 0 | 0 | 0 | 0 | 0 | 0 | 0 | 0 | 0 | 0 | 0 | 0 | 0 | 0 | 0 | 0 | 0 | 0 | 0 | 0 | 0 | 0 | 0 | 0 | 0 | 0 | 0 | 0 | 0
F6_Commercial_Lodging_Existing_Food Preparation_Natural Gas_Griddle_E8 | F6 | Commercial | Lodging | Existing | Food Preparation | Natural Gas | Griddle | E8 | Utility - Value of Sales | 0 | 0 | 0 | 0 | 0 | 0 | 0 | 0 | 0 | 0 | 0 | 0 | 0 | 0 | 0 | 0 | 0 | 0 | 0 | 0 | 0 | 0 | 0 | 0 | 0 | 0 | 0 | 0 | 0 | 0 | 0 | 0 | 0
F6_Commercial_Lodging_Existing_Food Preparation_Natural Gas_Griddle_E9 | F6 | Commercial | Lodging | Existing | Food Preparation | Natural Gas | Griddle | E9 | Utility - Value of Sales | 0 | 0 | 0 | 0 | 0 | 0 | 0 | 0 | 0 | 0 | 0 | 0 | 0 | 0 | 0 | 0 | 0 | 0 | 0 | 0 | 0 | 0 | 0 | 0 | 0 | 0 | 0 | 0 | 0 | 0 | 0 | 0 | 0
F6_Commercial_Lodging_Existing_Food Preparation_Natural Gas_Griddle_E10 | F6 | Commercial | Lodging | Existing | Food Preparation | Natural Gas | Griddle | E10 | Utility - Value of Sales | 0 | 0 | 0 | 0 | 0 | 0 | 0 | 0 | 0 | 0 | 0 | 0 | 0 | 0 | 0 | 0 | 0 | 0 | 0 | 0 | 0 | 0 | 0 | 0 | 0 | 0 | 0 | 0 | 0 | 0 | 0 | 0 | 0
F1_Commercial_Lodging_Existing_Food Preparation_Natural Gas_Range_E1 | F1 | Commercial | Lodging | Existing | Food Preparation | Natural Gas | Range | E1 | RVT - Cost of Equipment | 0.22293 | 0.2229 | 0.22397 | 0.22232 | 0.22132 | 0.22205 | 0.22424 | 0.22597 | 0.22812 | 0.23015 | 0.23219 | 0.23407 | 0.23608 | 0.23818 | 0.24018 | 0.24222 | 0.2443 | 0.24655 | 0.24891 | 0.25138 | 0.25383 | 0.25638 | 0.25873 | 0.26116 | 0.26332 | 0.26518 | 0.26687 | 0.26833 | 0.26948 | 0.27042 | 0.27093 | 0.27127 | 0.27127
F1_Commercial_Lodging_Existing_Food Preparation_Natural Gas_Range_E2 | F1 | Commercial | Lodging | Existing | Food Preparation | Natural Gas | Range | E2 | RVT - Cost of Equipment | 0.1672 | 0.16717 | 0.16798 | 0.16674 | 0.16599 | 0.16654 | 0.16818 | 0.16948 | 0.17109 | 0.17262 | 0.17415 | 0.17555 | 0.17706 | 0.17863 | 0.18014 | 0.18167 | 0.18322 | 0.18491 | 0.18668 | 0.18854 | 0.19037 | 0.19228 | 0.19405 | 0.19587 | 0.19749 | 0.19888 | 0.20016 | 0.20125 | 0.20211 | 0.20281 | 0.2032 | 0.20345 | 0.20345
F1_Commercial_Lodging_Existing_Food Preparation_Natural Gas_Range_E3 | F1 | Commercial | Lodging | Existing | Food Preparation | Natural Gas | Range | E3 | RVT - Cost of Equipment | 0 | 0 | 0 | 0 | 0 | 0 | 0 | 0 | 0 | 0 | 0 | 0 | 0 | 0 | 0 | 0 | 0 | 0 | 0 | 0 | 0 | 0 | 0 | 0 | 0 | 0 | 0 | 0 | 0 | 0 | 0 | 0 | 0
F1_Commercial_Lodging_Existing_Food Preparation_Natural Gas_Range_E4 | F1 | Commercial | Lodging | Existing | Food Preparation | Natural Gas | Range | E4 | RVT - Cost of Equipment | 0 | 0 | 0 | 0 | 0 | 0 | 0 | 0 | 0 | 0 | 0 | 0 | 0 | 0 | 0 | 0 | 0 | 0 | 0 | 0 | 0 | 0 | 0 | 0 | 0 | 0 | 0 | 0 | 0 | 0 | 0 | 0 | 0
F1_Commercial_Lodging_Existing_Food Preparation_Natural Gas_Range_E5 | F1 | Commercial | Lodging | Existing | Food Preparation | Natural Gas | Range | E5 | RVT - Cost of Equipment | 0 | 0 | 0 | 0 | 0 | 0 | 0 | 0 | 0 | 0 | 0 | 0 | 0 | 0 | 0 | 0 | 0 | 0 | 0 | 0 | 0 | 0 | 0 | 0 | 0 | 0 | 0 | 0 | 0 | 0 | 0 | 0 | 0
F1_Commercial_Lodging_Existing_Food Preparation_Natural Gas_Range_E6 | F1 | Commercial | Lodging | Existing | Food Preparation | Natural Gas | Range | E6 | RVT - Cost of Equipment | 0 | 0 | 0 | 0 | 0 | 0 | 0 | 0 | 0 | 0 | 0 | 0 | 0 | 0 | 0 | 0 | 0 | 0 | 0 | 0 | 0 | 0 | 0 | 0 | 0 | 0 | 0 | 0 | 0 | 0 | 0 | 0 | 0
F1_Commercial_Lodging_Existing_Food Preparation_Natural Gas_Range_E7 | F1 | Commercial | Lodging | Existing | Food Preparation | Natural Gas | Range | E7 | RVT - Cost of Equipment | 0 | 0 | 0 | 0 | 0 | 0 | 0 | 0 | 0 | 0 | 0 | 0 | 0 | 0 | 0 | 0 | 0 | 0 | 0 | 0 | 0 | 0 | 0 | 0 | 0 | 0 | 0 | 0 | 0 | 0 | 0 | 0 | 0
F1_Commercial_Lodging_Existing_Food Preparation_Natural Gas_Range_E8 | F1 | Commercial | Lodging | Existing | Food Preparation | Natural Gas | Range | E8 | RVT - Cost of Equipment | 0 | 0 | 0 | 0 | 0 | 0 | 0 | 0 | 0 | 0 | 0 | 0 | 0 | 0 | 0 | 0 | 0 | 0 | 0 | 0 | 0 | 0 | 0 | 0 | 0 | 0 | 0 | 0 | 0 | 0 | 0 | 0 | 0
F1_Commercial_Lodging_Existing_Food Preparation_Natural Gas_Range_E9 | F1 | Commercial | Lodging | Existing | Food Preparation | Natural Gas | Range | E9 | RVT - Cost of Equipment | 0 | 0 | 0 | 0 | 0 | 0 | 0 | 0 | 0 | 0 | 0 | 0 | 0 | 0 | 0 | 0 | 0 | 0 | 0 | 0 | 0 | 0 | 0 | 0 | 0 | 0 | 0 | 0 | 0 | 0 | 0 | 0 | 0
F1_Commercial_Lodging_Existing_Food Preparation_Natural Gas_Range_E10 | F1 | Commercial | Lodging | Existing | Food Preparation | Natural Gas | Range | E10 | RVT - Cost of Equipment | 0 | 0 | 0 | 0 | 0 | 0 | 0 | 0 | 0 | 0 | 0 | 0 | 0 | 0 | 0 | 0 | 0 | 0 | 0 | 0 | 0 | 0 | 0 | 0 | 0 | 0 | 0 | 0 | 0 | 0 | 0 | 0 | 0
F2_Commercial_Lodging_Existing_Food Preparation_Natural Gas_Range_E1 | F2 | Commercial | Lodging | Existing | Food Preparation | Natural Gas | Range | E1 | RVT - Cost of Operation | 0.26709 | 0.26705 | 0.26833 | 0.26636 | 0.26515 | 0.26603 | 0.26866 | 0.27073 | 0.27331 | 0.27574 | 0.27818 | 0.28043 | 0.28283 | 0.28535 | 0.28775 | 0.2902 | 0.29269 | 0.29539 | 0.29821 | 0.30118 | 0.3041 | 0.30715 | 0.30997 | 0.31289 | 0.31547 | 0.3177 | 0.31973 | 0.32148 | 0.32285 | 0.32398 | 0.32459 | 0.325 | 0.325
F2_Commercial_Lodging_Existing_Food Preparation_Natural Gas_Range_E2 | F2 | Commercial | Lodging | Existing | Food Preparation | Natural Gas | Range | E2 | RVT - Cost of Operation | 0.20032 | 0.20028 | 0.20125 | 0.19977 | 0.19887 | 0.19952 | 0.20149 | 0.20305 | 0.20498 | 0.2068 | 0.20864 | 0.21032 | 0.21213 | 0.21401 | 0.21581 | 0.21765 | 0.21951 | 0.22154 | 0.22365 | 0.22588 | 0.22807 | 0.23037 | 0.23248 | 0.23467 | 0.2366 | 0.23828 | 0.2398 | 0.24111 | 0.24214 | 0.24298 | 0.24344 | 0.24375 | 0.24375
F2_Commercial_Lodging_Existing_Food Preparation_Natural Gas_Range_E3 | F2 | Commercial | Lodging | Existing | Food Preparation | Natural Gas | Range | E3 | RVT - Cost of Operation | 0 | 0 | 0 | 0 | 0 | 0 | 0 | 0 | 0 | 0 | 0 | 0 | 0 | 0 | 0 | 0 | 0 | 0 | 0 | 0 | 0 | 0 | 0 | 0 | 0 | 0 | 0 | 0 | 0 | 0 | 0 | 0 | 0
F2_Commercial_Lodging_Existing_Food Preparation_Natural Gas_Range_E4 | F2 | Commercial | Lodging | Existing | Food Preparation | Natural Gas | Range | E4 | RVT - Cost of Operation | 0 | 0 | 0 | 0 | 0 | 0 | 0 | 0 | 0 | 0 | 0 | 0 | 0 | 0 | 0 | 0 | 0 | 0 | 0 | 0 | 0 | 0 | 0 | 0 | 0 | 0 | 0 | 0 | 0 | 0 | 0 | 0 | 0
F2_Commercial_Lodging_Existing_Food Preparation_Natural Gas_Range_E5 | F2 | Commercial | Lodging | Existing | Food Preparation | Natural Gas | Range | E5 | RVT - Cost of Operation | 0 | 0 | 0 | 0 | 0 | 0 | 0 | 0 | 0 | 0 | 0 | 0 | 0 | 0 | 0 | 0 | 0 | 0 | 0 | 0 | 0 | 0 | 0 | 0 | 0 | 0 | 0 | 0 | 0 | 0 | 0 | 0 | 0
F2_Commercial_Lodging_Existing_Food Preparation_Natural Gas_Range_E6 | F2 | Commercial | Lodging | Existing | Food Preparation | Natural Gas | Range | E6 | RVT - Cost of Operation | 0 | 0 | 0 | 0 | 0 | 0 | 0 | 0 | 0 | 0 | 0 | 0 | 0 | 0 | 0 | 0 | 0 | 0 | 0 | 0 | 0 | 0 | 0 | 0 | 0 | 0 | 0 | 0 | 0 | 0 | 0 | 0 | 0
F2_Commercial_Lodging_Existing_Food Preparation_Natural Gas_Range_E7 | F2 | Commercial | Lodging | Existing | Food Preparation | Natural Gas | Range | E7 | RVT - Cost of Operation | 0 | 0 | 0 | 0 | 0 | 0 | 0 | 0 | 0 | 0 | 0 | 0 | 0 | 0 | 0 | 0 | 0 | 0 | 0 | 0 | 0 | 0 | 0 | 0 | 0 | 0 | 0 | 0 | 0 | 0 | 0 | 0 | 0
F2_Commercial_Lodging_Existing_Food Preparation_Natural Gas_Range_E8 | F2 | Commercial | Lodging | Existing | Food Preparation | Natural Gas | Range | E8 | RVT - Cost of Operation | 0 | 0 | 0 | 0 | 0 | 0 | 0 | 0 | 0 | 0 | 0 | 0 | 0 | 0 | 0 | 0 | 0 | 0 | 0 | 0 | 0 | 0 | 0 | 0 | 0 | 0 | 0 | 0 | 0 | 0 | 0 | 0 | 0
F2_Commercial_Lodging_Existing_Food Preparation_Natural Gas_Range_E9 | F2 | Commercial | Lodging | Existing | Food Preparation | Natural Gas | Range | E9 | RVT - Cost of Operation | 0 | 0 | 0 | 0 | 0 | 0 | 0 | 0 | 0 | 0 | 0 | 0 | 0 | 0 | 0 | 0 | 0 | 0 | 0 | 0 | 0 | 0 | 0 | 0 | 0 | 0 | 0 | 0 | 0 | 0 | 0 | 0 | 0
F2_Commercial_Lodging_Existing_Food Preparation_Natural Gas_Range_E10 | F2 | Commercial | Lodging | Existing | Food Preparation | Natural Gas | Range | E10 | RVT - Cost of Operation | 0 | 0 | 0 | 0 | 0 | 0 | 0 | 0 | 0 | 0 | 0 | 0 | 0 | 0 | 0 | 0 | 0 | 0 | 0 | 0 | 0 | 0 | 0 | 0 | 0 | 0 | 0 | 0 | 0 | 0 | 0 | 0 | 0
F3_Commercial_Lodging_Existing_Food Preparation_Natural Gas_Range_E1 | F3 | Commercial | Lodging | Existing | Food Preparation | Natural Gas | Range | E1 | System - kBTUs of Consumption | 0.10685 | 0.10685 | 0.10685 | 0.10685 | 0.10685 | 0.10685 | 0.10685 | 0.10685 | 0.10685 | 0.10685 | 0.10685 | 0.10685 | 0.10685 | 0.10685 | 0.10685 | 0.10685 | 0.10685 | 0.10685 | 0.10685 | 0.10685 | 0.10685 | 0.10685 | 0.10685 | 0.10685 | 0.10685 | 0.10685 | 0.10685 | 0.10685 | 0.10685 | 0.10685 | 0.10685 | 0.10685 | 0.10685
F3_Commercial_Lodging_Existing_Food Preparation_Natural Gas_Range_E2 | F3 | Commercial | Lodging | Existing | Food Preparation | Natural Gas | Range | E2 | System - kBTUs of Consumption | 0.10687 | 0.10687 | 0.10687 | 0.10687 | 0.10687 | 0.10687 | 0.10687 | 0.10687 | 0.10687 | 0.10687 | 0.10687 | 0.10687 | 0.10687 | 0.10687 | 0.10687 | 0.10687 | 0.10687 | 0.10687 | 0.10687 | 0.10687 | 0.10687 | 0.10687 | 0.10687 | 0.10687 | 0.10687 | 0.10687 | 0.10687 | 0.10687 | 0.10687 | 0.10687 | 0.10687 | 0.10687 | 0.10687
F3_Commercial_Lodging_Existing_Food Preparation_Natural Gas_Range_E3 | F3 | Commercial | Lodging | Existing | Food Preparation | Natural Gas | Range | E3 | System - kBTUs of Consumption | 0 | 0 | 0 | 0 | 0 | 0 | 0 | 0 | 0 | 0 | 0 | 0 | 0 | 0 | 0 | 0 | 0 | 0 | 0 | 0 | 0 | 0 | 0 | 0 | 0 | 0 | 0 | 0 | 0 | 0 | 0 | 0 | 0
F3_Commercial_Lodging_Existing_Food Preparation_Natural Gas_Range_E4 | F3 | Commercial | Lodging | Existing | Food Preparation | Natural Gas | Range | E4 | System - kBTUs of Consumption | 0 | 0 | 0 | 0 | 0 | 0 | 0 | 0 | 0 | 0 | 0 | 0 | 0 | 0 | 0 | 0 | 0 | 0 | 0 | 0 | 0 | 0 | 0 | 0 | 0 | 0 | 0 | 0 | 0 | 0 | 0 | 0 | 0
F3_Commercial_Lodging_Existing_Food Preparation_Natural Gas_Range_E5 | F3 | Commercial | Lodging | Existing | Food Preparation | Natural Gas | Range | E5 | System - kBTUs of Consumption | 0 | 0 | 0 | 0 | 0 | 0 | 0 | 0 | 0 | 0 | 0 | 0 | 0 | 0 | 0 | 0 | 0 | 0 | 0 | 0 | 0 | 0 | 0 | 0 | 0 | 0 | 0 | 0 | 0 | 0 | 0 | 0 | 0
F3_Commercial_Lodging_Existing_Food Preparation_Natural Gas_Range_E6 | F3 | Commercial | Lodging | Existing | Food Preparation | Natural Gas | Range | E6 | System - kBTUs of Consumption | 0 | 0 | 0 | 0 | 0 | 0 | 0 | 0 | 0 | 0 | 0 | 0 | 0 | 0 | 0 | 0 | 0 | 0 | 0 | 0 | 0 | 0 | 0 | 0 | 0 | 0 | 0 | 0 | 0 | 0 | 0 | 0 | 0
F3_Commercial_Lodging_Existing_Food Preparation_Natural Gas_Range_E7 | F3 | Commercial | Lodging | Existing | Food Preparation | Natural Gas | Range | E7 | System - kBTUs of Consumption | 0 | 0 | 0 | 0 | 0 | 0 | 0 | 0 | 0 | 0 | 0 | 0 | 0 | 0 | 0 | 0 | 0 | 0 | 0 | 0 | 0 | 0 | 0 | 0 | 0 | 0 | 0 | 0 | 0 | 0 | 0 | 0 | 0
F3_Commercial_Lodging_Existing_Food Preparation_Natural Gas_Range_E8 | F3 | Commercial | Lodging | Existing | Food Preparation | Natural Gas | Range | E8 | System - kBTUs of Consumption | 0 | 0 | 0 | 0 | 0 | 0 | 0 | 0 | 0 | 0 | 0 | 0 | 0 | 0 | 0 | 0 | 0 | 0 | 0 | 0 | 0 | 0 | 0 | 0 | 0 | 0 | 0 | 0 | 0 | 0 | 0 | 0 | 0
F3_Commercial_Lodging_Existing_Food Preparation_Natural Gas_Range_E9 | F3 | Commercial | Lodging | Existing | Food Preparation | Natural Gas | Range | E9 | System - kBTUs of Consumption | 0 | 0 | 0 | 0 | 0 | 0 | 0 | 0 | 0 | 0 | 0 | 0 | 0 | 0 | 0 | 0 | 0 | 0 | 0 | 0 | 0 | 0 | 0 | 0 | 0 | 0 | 0 | 0 | 0 | 0 | 0 | 0 | 0
F3_Commercial_Lodging_Existing_Food Preparation_Natural Gas_Range_E10 | F3 | Commercial | Lodging | Existing | Food Preparation | Natural Gas | Range | E10 | System - kBTUs of Consumption | 0 | 0 | 0 | 0 | 0 | 0 | 0 | 0 | 0 | 0 | 0 | 0 | 0 | 0 | 0 | 0 | 0 | 0 | 0 | 0 | 0 | 0 | 0 | 0 | 0 | 0 | 0 | 0 | 0 | 0 | 0 | 0 | 0
F4_Commercial_Lodging_Existing_Food Preparation_Natural Gas_Range_E1 | F4 | Commercial | Lodging | Existing | Food Preparation | Natural Gas | Range | E1 | Utility - Cost of Equipment | 0.26709 | 0.26705 | 0.26833 | 0.26636 | 0.26515 | 0.26603 | 0.26866 | 0.27073 | 0.27331 | 0.27574 | 0.27818 | 0.28043 | 0.28283 | 0.28535 | 0.28775 | 0.2902 | 0.29269 | 0.29539 | 0.29821 | 0.30118 | 0.3041 | 0.30715 | 0.30997 | 0.31289 | 0.31547 | 0.3177 | 0.31973 | 0.32148 | 0.32285 | 0.32398 | 0.32459 | 0.325 | 0.325
F4_Commercial_Lodging_Existing_Food Preparation_Natural Gas_Range_E2 | F4 | Commercial | Lodging | Existing | Food Preparation | Natural Gas | Range | E2 | Utility - Cost of Equipment | 0.20032 | 0.20028 | 0.20125 | 0.19977 | 0.19887 | 0.19952 | 0.20149 | 0.20305 | 0.20498 | 0.2068 | 0.20864 | 0.21032 | 0.21213 | 0.21401 | 0.21581 | 0.21765 | 0.21951 | 0.22154 | 0.22365 | 0.22588 | 0.22807 | 0.23037 | 0.23248 | 0.23467 | 0.2366 | 0.23828 | 0.2398 | 0.24111 | 0.24214 | 0.24298 | 0.24344 | 0.24375 | 0.24375
F4_Commercial_Lodging_Existing_Food Preparation_Natural Gas_Range_E3 | F4 | Commercial | Lodging | Existing | Food Preparation | Natural Gas | Range | E3 | Utility - Cost of Equipment | 0 | 0 | 0 | 0 | 0 | 0 | 0 | 0 | 0 | 0 | 0 | 0 | 0 | 0 | 0 | 0 | 0 | 0 | 0 | 0 | 0 | 0 | 0 | 0 | 0 | 0 | 0 | 0 | 0 | 0 | 0 | 0 | 0
F4_Commercial_Lodging_Existing_Food Preparation_Natural Gas_Range_E4 | F4 | Commercial | Lodging | Existing | Food Preparation | Natural Gas | Range | E4 | Utility - Cost of Equipment | 0 | 0 | 0 | 0 | 0 | 0 | 0 | 0 | 0 | 0 | 0 | 0 | 0 | 0 | 0 | 0 | 0 | 0 | 0 | 0 | 0 | 0 | 0 | 0 | 0 | 0 | 0 | 0 | 0 | 0 | 0 | 0 | 0
F4_Commercial_Lodging_Existing_Food Preparation_Natural Gas_Range_E5 | F4 | Commercial | Lodging | Existing | Food Preparation | Natural Gas | Range | E5 | Utility - Cost of Equipment | 0 | 0 | 0 | 0 | 0 | 0 | 0 | 0 | 0 | 0 | 0 | 0 | 0 | 0 | 0 | 0 | 0 | 0 | 0 | 0 | 0 | 0 | 0 | 0 | 0 | 0 | 0 | 0 | 0 | 0 | 0 | 0 | 0
F4_Commercial_Lodging_Existing_Food Preparation_Natural Gas_Range_E6 | F4 | Commercial | Lodging | Existing | Food Preparation | Natural Gas | Range | E6 | Utility - Cost of Equipment | 0 | 0 | 0 | 0 | 0 | 0 | 0 | 0 | 0 | 0 | 0 | 0 | 0 | 0 | 0 | 0 | 0 | 0 | 0 | 0 | 0 | 0 | 0 | 0 | 0 | 0 | 0 | 0 | 0 | 0 | 0 | 0 | 0
F4_Commercial_Lodging_Existing_Food Preparation_Natural Gas_Range_E7 | F4 | Commercial | Lodging | Existing | Food Preparation | Natural Gas | Range | E7 | Utility - Cost of Equipment | 0 | 0 | 0 | 0 | 0 | 0 | 0 | 0 | 0 | 0 | 0 | 0 | 0 | 0 | 0 | 0 | 0 | 0 | 0 | 0 | 0 | 0 | 0 | 0 | 0 | 0 | 0 | 0 | 0 | 0 | 0 | 0 | 0
F4_Commercial_Lodging_Existing_Food Preparation_Natural Gas_Range_E8 | F4 | Commercial | Lodging | Existing | Food Preparation | Natural Gas | Range | E8 | Utility - Cost of Equipment | 0 | 0 | 0 | 0 | 0 | 0 | 0 | 0 | 0 | 0 | 0 | 0 | 0 | 0 | 0 | 0 | 0 | 0 | 0 | 0 | 0 | 0 | 0 | 0 | 0 | 0 | 0 | 0 | 0 | 0 | 0 | 0 | 0
F4_Commercial_Lodging_Existing_Food Preparation_Natural Gas_Range_E9 | F4 | Commercial | Lodging | Existing | Food Preparation | Natural Gas | Range | E9 | Utility - Cost of Equipment | 0 | 0 | 0 | 0 | 0 | 0 | 0 | 0 | 0 | 0 | 0 | 0 | 0 | 0 | 0 | 0 | 0 | 0 | 0 | 0 | 0 | 0 | 0 | 0 | 0 | 0 | 0 | 0 | 0 | 0 | 0 | 0 | 0
F4_Commercial_Lodging_Existing_Food Preparation_Natural Gas_Range_E10 | F4 | Commercial | Lodging | Existing | Food Preparation | Natural Gas | Range | E10 | Utility - Cost of Equipment | 0 | 0 | 0 | 0 | 0 | 0 | 0 | 0 | 0 | 0 | 0 | 0 | 0 | 0 | 0 | 0 | 0 | 0 | 0 | 0 | 0 | 0 | 0 | 0 | 0 | 0 | 0 | 0 | 0 | 0 | 0 | 0 | 0
F5_Commercial_Lodging_Existing_Food Preparation_Natural Gas_Range_E1 | F5 | Commercial | Lodging | Existing | Food Preparation | Natural Gas | Range | E1 | Utility - Cost of Operation | 0.10685 | 0.10685 | 0.10685 | 0.10685 | 0.10685 | 0.10685 | 0.10685 | 0.10685 | 0.10685 | 0.10685 | 0.10685 | 0.10685 | 0.10685 | 0.10685 | 0.10685 | 0.10685 | 0.10685 | 0.10685 | 0.10685 | 0.10685 | 0.10685 | 0.10685 | 0.10685 | 0.10685 | 0.10685 | 0.10685 | 0.10685 | 0.10685 | 0.10685 | 0.10685 | 0.10685 | 0.10685 | 0.10685
F5_Commercial_Lodging_Existing_Food Preparation_Natural Gas_Range_E2 | F5 | Commercial | Lodging | Existing | Food Preparation | Natural Gas | Range | E2 | Utility - Cost of Operation | 0.10687 | 0.10687 | 0.10687 | 0.10687 | 0.10687 | 0.10687 | 0.10687 | 0.10687 | 0.10687 | 0.10687 | 0.10687 | 0.10687 | 0.10687 | 0.10687 | 0.10687 | 0.10687 | 0.10687 | 0.10687 | 0.10687 | 0.10687 | 0.10687 | 0.10687 | 0.10687 | 0.10687 | 0.10687 | 0.10687 | 0.10687 | 0.10687 | 0.10687 | 0.10687 | 0.10687 | 0.10687 | 0.10687
F5_Commercial_Lodging_Existing_Food Preparation_Natural Gas_Range_E3 | F5 | Commercial | Lodging | Existing | Food Preparation | Natural Gas | Range | E3 | Utility - Cost of Operation | 0 | 0 | 0 | 0 | 0 | 0 | 0 | 0 | 0 | 0 | 0 | 0 | 0 | 0 | 0 | 0 | 0 | 0 | 0 | 0 | 0 | 0 | 0 | 0 | 0 | 0 | 0 | 0 | 0 | 0 | 0 | 0 | 0
F5_Commercial_Lodging_Existing_Food Preparation_Natural Gas_Range_E4 | F5 | Commercial | Lodging | Existing | Food Preparation | Natural Gas | Range | E4 | Utility - Cost of Operation | 0 | 0 | 0 | 0 | 0 | 0 | 0 | 0 | 0 | 0 | 0 | 0 | 0 | 0 | 0 | 0 | 0 | 0 | 0 | 0 | 0 | 0 | 0 | 0 | 0 | 0 | 0 | 0 | 0 | 0 | 0 | 0 | 0
F5_Commercial_Lodging_Existing_Food Preparation_Natural Gas_Range_E5 | F5 | Commercial | Lodging | Existing | Food Preparation | Natural Gas | Range | E5 | Utility - Cost of Operation | 0 | 0 | 0 | 0 | 0 | 0 | 0 | 0 | 0 | 0 | 0 | 0 | 0 | 0 | 0 | 0 | 0 | 0 | 0 | 0 | 0 | 0 | 0 | 0 | 0 | 0 | 0 | 0 | 0 | 0 | 0 | 0 | 0
F5_Commercial_Lodging_Existing_Food Preparation_Natural Gas_Range_E6 | F5 | Commercial | Lodging | Existing | Food Preparation | Natural Gas | Range | E6 | Utility - Cost of Operation | 0 | 0 | 0 | 0 | 0 | 0 | 0 | 0 | 0 | 0 | 0 | 0 | 0 | 0 | 0 | 0 | 0 | 0 | 0 | 0 | 0 | 0 | 0 | 0 | 0 | 0 | 0 | 0 | 0 | 0 | 0 | 0 | 0
F5_Commercial_Lodging_Existing_Food Preparation_Natural Gas_Range_E7 | F5 | Commercial | Lodging | Existing | Food Preparation | Natural Gas | Range | E7 | Utility - Cost of Operation | 0 | 0 | 0 | 0 | 0 | 0 | 0 | 0 | 0 | 0 | 0 | 0 | 0 | 0 | 0 | 0 | 0 | 0 | 0 | 0 | 0 | 0 | 0 | 0 | 0 | 0 | 0 | 0 | 0 | 0 | 0 | 0 | 0
F5_Commercial_Lodging_Existing_Food Preparation_Natural Gas_Range_E8 | F5 | Commercial | Lodging | Existing | Food Preparation | Natural Gas | Range | E8 | Utility - Cost of Operation | 0 | 0 | 0 | 0 | 0 | 0 | 0 | 0 | 0 | 0 | 0 | 0 | 0 | 0 | 0 | 0 | 0 | 0 | 0 | 0 | 0 | 0 | 0 | 0 | 0 | 0 | 0 | 0 | 0 | 0 | 0 | 0 | 0
F5_Commercial_Lodging_Existing_Food Preparation_Natural Gas_Range_E9 | F5 | Commercial | Lodging | Existing | Food Preparation | Natural Gas | Range | E9 | Utility - Cost of Operation | 0 | 0 | 0 | 0 | 0 | 0 | 0 | 0 | 0 | 0 | 0 | 0 | 0 | 0 | 0 | 0 | 0 | 0 | 0 | 0 | 0 | 0 | 0 | 0 | 0 | 0 | 0 | 0 | 0 | 0 | 0 | 0 | 0
F5_Commercial_Lodging_Existing_Food Preparation_Natural Gas_Range_E10 | F5 | Commercial | Lodging | Existing | Food Preparation | Natural Gas | Range | E10 | Utility - Cost of Operation | 0 | 0 | 0 | 0 | 0 | 0 | 0 | 0 | 0 | 0 | 0 | 0 | 0 | 0 | 0 | 0 | 0 | 0 | 0 | 0 | 0 | 0 | 0 | 0 | 0 | 0 | 0 | 0 | 0 | 0 | 0 | 0 | 0
F6_Commercial_Lodging_Existing_Food Preparation_Natural Gas_Range_E1 | F6 | Commercial | Lodging | Existing | Food Preparation | Natural Gas | Range | E1 | Utility - Value of Sales | 0.14129 | 0.14205 | 0.14327 | 0.14301 | 0.14301 | 0.14301 | 0.14301 | 0.14301 | 0.14301 | 0.14301 | 0.14301 | 0.14301 | 0.14301 | 0.14301 | 0.14301 | 0.14301 | 0.14301 | 0.14301 | 0.14301 | 0.14301 | 0.14301 | 0.14301 | 0.14301 | 0.14301 | 0.14301 | 0.14301 | 0.14301 | 0.14301 | 0.14301 | 0.14301 | 0.14301 | 0.14301 | 0.14301
F6_Commercial_Lodging_Existing_Food Preparation_Natural Gas_Range_E2 | F6 | Commercial | Lodging | Existing | Food Preparation | Natural Gas | Range | E2 | Utility - Value of Sales | 0.10597 | 0.10654 | 0.10746 | 0.10725 | 0.10725 | 0.10725 | 0.10725 | 0.10725 | 0.10725 | 0.10725 | 0.10725 | 0.10725 | 0.10725 | 0.10725 | 0.10725 | 0.10725 | 0.10725 | 0.10725 | 0.10725 | 0.10725 | 0.10725 | 0.10725 | 0.10725 | 0.10725 | 0.10725 | 0.10725 | 0.10725 | 0.10725 | 0.10725 | 0.10725 | 0.10725 | 0.10725 | 0.10725
F6_Commercial_Lodging_Existing_Food Preparation_Natural Gas_Range_E3 | F6 | Commercial | Lodging | Existing | Food Preparation | Natural Gas | Range | E3 | Utility - Value of Sales | 0 | 0 | 0 | 0 | 0 | 0 | 0 | 0 | 0 | 0 | 0 | 0 | 0 | 0 | 0 | 0 | 0 | 0 | 0 | 0 | 0 | 0 | 0 | 0 | 0 | 0 | 0 | 0 | 0 | 0 | 0 | 0 | 0
F6_Commercial_Lodging_Existing_Food Preparation_Natural Gas_Range_E4 | F6 | Commercial | Lodging | Existing | Food Preparation | Natural Gas | Range | E4 | Utility - Value of Sales | 0 | 0 | 0 | 0 | 0 | 0 | 0 | 0 | 0 | 0 | 0 | 0 | 0 | 0 | 0 | 0 | 0 | 0 | 0 | 0 | 0 | 0 | 0 | 0 | 0 | 0 | 0 | 0 | 0 | 0 | 0 | 0 | 0
F6_Commercial_Lodging_Existing_Food Preparation_Natural Gas_Range_E5 | F6 | Commercial | Lodging | Existing | Food Preparation | Natural Gas | Range | E5 | Utility - Value of Sales | 0 | 0 | 0 | 0 | 0 | 0 | 0 | 0 | 0 | 0 | 0 | 0 | 0 | 0 | 0 | 0 | 0 | 0 | 0 | 0 | 0 | 0 | 0 | 0 | 0 | 0 | 0 | 0 | 0 | 0 | 0 | 0 | 0
F6_Commercial_Lodging_Existing_Food Preparation_Natural Gas_Range_E6 | F6 | Commercial | Lodging | Existing | Food Preparation | Natural Gas | Range | E6 | Utility - Value of Sales | 0 | 0 | 0 | 0 | 0 | 0 | 0 | 0 | 0 | 0 | 0 | 0 | 0 | 0 | 0 | 0 | 0 | 0 | 0 | 0 | 0 | 0 | 0 | 0 | 0 | 0 | 0 | 0 | 0 | 0 | 0 | 0 | 0
F6_Commercial_Lodging_Existing_Food Preparation_Natural Gas_Range_E7 | F6 | Commercial | Lodging | Existing | Food Preparation | Natural Gas | Range | E7 | Utility - Value of Sales | 0 | 0 | 0 | 0 | 0 | 0 | 0 | 0 | 0 | 0 | 0 | 0 | 0 | 0 | 0 | 0 | 0 | 0 | 0 | 0 | 0 | 0 | 0 | 0 | 0 | 0 | 0 | 0 | 0 | 0 | 0 | 0 | 0
F6_Commercial_Lodging_Existing_Food Preparation_Natural Gas_Range_E8 | F6 | Commercial | Lodging | Existing | Food Preparation | Natural Gas | Range | E8 | Utility - Value of Sales | 0 | 0 | 0 | 0 | 0 | 0 | 0 | 0 | 0 | 0 | 0 | 0 | 0 | 0 | 0 | 0 | 0 | 0 | 0 | 0 | 0 | 0 | 0 | 0 | 0 | 0 | 0 | 0 | 0 | 0 | 0 | 0 | 0
F6_Commercial_Lodging_Existing_Food Preparation_Natural Gas_Range_E9 | F6 | Commercial | Lodging | Existing | Food Preparation | Natural Gas | Range | E9 | Utility - Value of Sales | 0 | 0 | 0 | 0 | 0 | 0 | 0 | 0 | 0 | 0 | 0 | 0 | 0 | 0 | 0 | 0 | 0 | 0 | 0 | 0 | 0 | 0 | 0 | 0 | 0 | 0 | 0 | 0 | 0 | 0 | 0 | 0 | 0
F6_Commercial_Lodging_Existing_Food Preparation_Natural Gas_Range_E10 | F6 | Commercial | Lodging | Existing | Food Preparation | Natural Gas | Range | E10 | Utility - Value of Sales | 0 | 0 | 0 | 0 | 0 | 0 | 0 | 0 | 0 | 0 | 0 | 0 | 0 | 0 | 0 | 0 | 0 | 0 | 0 | 0 | 0 | 0 | 0 | 0 | 0 | 0 | 0 | 0 | 0 | 0 | 0 | 0 | 0
F1_Commercial_Lodging_Existing_Food Preparation_Natural Gas_Steamer_E1 | F1 | Commercial | Lodging | Existing | Food Preparation | Natural Gas | Steamer | E1 | RVT - Cost of Equipment | 0.52399 | 0.52461 | 0.52743 | 0 | 0 | 0 | 0 | 0 | 0 | 0 | 0 | 0 | 0 | 0 | 0 | 0 | 0 | 0 | 0 | 0 | 0 | 0 | 0 | 0 | 0 | 0 | 0 | 0 | 0 | 0 | 0 | 0 | 0
F1_Commercial_Lodging_Existing_Food Preparation_Natural Gas_Steamer_E2 | F1 | Commercial | Lodging | Existing | Food Preparation | Natural Gas | Steamer | E2 | RVT - Cost of Equipment | 0.1093 | 0.10943 | 0.11002 | 0.10945 | 0.10915 | 0.10957 | 0.11063 | 0.11149 | 0.11253 | 0.11354 | 0.11456 | 0.11551 | 0.11653 | 0.11758 | 0.1186 | 0.11964 | 0.12069 | 0.12181 | 0.12295 | 0.12412 | 0.12523 | 0.12636 | 0.12738 | 0.12842 | 0.12933 | 0.13012 | 0.13083 | 0.13145 | 0.13193 | 0.13233 | 0.13255 | 0.13269 | 0.13269
F1_Commercial_Lodging_Existing_Food Preparation_Natural Gas_Steamer_E3 | F1 | Commercial | Lodging | Existing | Food Preparation | Natural Gas | Steamer | E3 | RVT - Cost of Equipment | 0 | 0 | 0 | 0 | 0 | 0 | 0 | 0 | 0 | 0 | 0 | 0 | 0 | 0 | 0 | 0 | 0 | 0 | 0 | 0 | 0 | 0 | 0 | 0 | 0 | 0 | 0 | 0 | 0 | 0 | 0 | 0 | 0
F1_Commercial_Lodging_Existing_Food Preparation_Natural Gas_Steamer_E4 | F1 | Commercial | Lodging | Existing | Food Preparation | Natural Gas | Steamer | E4 | RVT - Cost of Equipment | 0 | 0 | 0 | 0 | 0 | 0 | 0 | 0 | 0 | 0 | 0 | 0 | 0 | 0 | 0 | 0 | 0 | 0 | 0 | 0 | 0 | 0 | 0 | 0 | 0 | 0 | 0 | 0 | 0 | 0 | 0 | 0 | 0
F1_Commercial_Lodging_Existing_Food Preparation_Natural Gas_Steamer_E5 | F1 | Commercial | Lodging | Existing | Food Preparation | Natural Gas | Steamer | E5 | RVT - Cost of Equipment | 0 | 0 | 0 | 0 | 0 | 0 | 0 | 0 | 0 | 0 | 0 | 0 | 0 | 0 | 0 | 0 | 0 | 0 | 0 | 0 | 0 | 0 | 0 | 0 | 0 | 0 | 0 | 0 | 0 | 0 | 0 | 0 | 0
F1_Commercial_Lodging_Existing_Food Preparation_Natural Gas_Steamer_E6 | F1 | Commercial | Lodging | Existing | Food Preparation | Natural Gas | Steamer | E6 | RVT - Cost of Equipment | 0 | 0 | 0 | 0 | 0 | 0 | 0 | 0 | 0 | 0 | 0 | 0 | 0 | 0 | 0 | 0 | 0 | 0 | 0 | 0 | 0 | 0 | 0 | 0 | 0 | 0 | 0 | 0 | 0 | 0 | 0 | 0 | 0
F1_Commercial_Lodging_Existing_Food Preparation_Natural Gas_Steamer_E7 | F1 | Commercial | Lodging | Existing | Food Preparation | Natural Gas | Steamer | E7 | RVT - Cost of Equipment | 0 | 0 | 0 | 0 | 0 | 0 | 0 | 0 | 0 | 0 | 0 | 0 | 0 | 0 | 0 | 0 | 0 | 0 | 0 | 0 | 0 | 0 | 0 | 0 | 0 | 0 | 0 | 0 | 0 | 0 | 0 | 0 | 0
F1_Commercial_Lodging_Existing_Food Preparation_Natural Gas_Steamer_E8 | F1 | Commercial | Lodging | Existing | Food Preparation | Natural Gas | Steamer | E8 | RVT - Cost of Equipment | 0 | 0 | 0 | 0 | 0 | 0 | 0 | 0 | 0 | 0 | 0 | 0 | 0 | 0 | 0 | 0 | 0 | 0 | 0 | 0 | 0 | 0 | 0 | 0 | 0 | 0 | 0 | 0 | 0 | 0 | 0 | 0 | 0
F1_Commercial_Lodging_Existing_Food Preparation_Natural Gas_Steamer_E9 | F1 | Commercial | Lodging | Existing | Food Preparation | Natural Gas | Steamer | E9 | RVT - Cost of Equipment | 0 | 0 | 0 | 0 | 0 | 0 | 0 | 0 | 0 | 0 | 0 | 0 | 0 | 0 | 0 | 0 | 0 | 0 | 0 | 0 | 0 | 0 | 0 | 0 | 0 | 0 | 0 | 0 | 0 | 0 | 0 | 0 | 0
F1_Commercial_Lodging_Existing_Food Preparation_Natural Gas_Steamer_E10 | F1 | Commercial | Lodging | Existing | Food Preparation | Natural Gas | Steamer | E10 | RVT - Cost of Equipment | 0 | 0 | 0 | 0 | 0 | 0 | 0 | 0 | 0 | 0 | 0 | 0 | 0 | 0 | 0 | 0 | 0 | 0 | 0 | 0 | 0 | 0 | 0 | 0 | 0 | 0 | 0 | 0 | 0 | 0 | 0 | 0 | 0
F2_Commercial_Lodging_Existing_Food Preparation_Natural Gas_Steamer_E1 | F2 | Commercial | Lodging | Existing | Food Preparation | Natural Gas | Steamer | E1 | RVT - Cost of Operation | 0.62778 | 0.62852 | 0.6319 | 0 | 0 | 0 | 0 | 0 | 0 | 0 | 0 | 0 | 0 | 0 | 0 | 0 | 0 | 0 | 0 | 0 | 0 | 0 | 0 | 0 | 0 | 0 | 0 | 0 | 0 | 0 | 0 | 0 | 0
F2_Commercial_Lodging_Existing_Food Preparation_Natural Gas_Steamer_E2 | F2 | Commercial | Lodging | Existing | Food Preparation | Natural Gas | Steamer | E2 | RVT - Cost of Operation | 0.13095 | 0.1311 | 0.13181 | 0.13112 | 0.13076 | 0.13128 | 0.13254 | 0.13357 | 0.13482 | 0.13603 | 0.13725 | 0.13839 | 0.13961 | 0.14087 | 0.14209 | 0.14334 | 0.14459 | 0.14594 | 0.14731 | 0.14871 | 0.15004 | 0.15139 | 0.15261 | 0.15385 | 0.15495 | 0.15589 | 0.15675 | 0.15749 | 0.15807 | 0.15854 | 0.1588 | 0.15897 | 0.15897
F2_Commercial_Lodging_Existing_Food Preparation_Natural Gas_Steamer_E3 | F2 | Commercial | Lodging | Existing | Food Preparation | Natural Gas | Steamer | E3 | RVT - Cost of Operation | 0 | 0 | 0 | 0 | 0 | 0 | 0 | 0 | 0 | 0 | 0 | 0 | 0 | 0 | 0 | 0 | 0 | 0 | 0 | 0 | 0 | 0 | 0 | 0 | 0 | 0 | 0 | 0 | 0 | 0 | 0 | 0 | 0
F2_Commercial_Lodging_Existing_Food Preparation_Natural Gas_Steamer_E4 | F2 | Commercial | Lodging | Existing | Food Preparation | Natural Gas | Steamer | E4 | RVT - Cost of Operation | 0 | 0 | 0 | 0 | 0 | 0 | 0 | 0 | 0 | 0 | 0 | 0 | 0 | 0 | 0 | 0 | 0 | 0 | 0 | 0 | 0 | 0 | 0 | 0 | 0 | 0 | 0 | 0 | 0 | 0 | 0 | 0 | 0
F2_Commercial_Lodging_Existing_Food Preparation_Natural Gas_Steamer_E5 | F2 | Commercial | Lodging | Existing | Food Preparation | Natural Gas | Steamer | E5 | RVT - Cost of Operation | 0 | 0 | 0 | 0 | 0 | 0 | 0 | 0 | 0 | 0 | 0 | 0 | 0 | 0 | 0 | 0 | 0 | 0 | 0 | 0 | 0 | 0 | 0 | 0 | 0 | 0 | 0 | 0 | 0 | 0 | 0 | 0 | 0
F2_Commercial_Lodging_Existing_Food Preparation_Natural Gas_Steamer_E6 | F2 | Commercial | Lodging | Existing | Food Preparation | Natural Gas | Steamer | E6 | RVT - Cost of Operation | 0 | 0 | 0 | 0 | 0 | 0 | 0 | 0 | 0 | 0 | 0 | 0 | 0 | 0 | 0 | 0 | 0 | 0 | 0 | 0 | 0 | 0 | 0 | 0 | 0 | 0 | 0 | 0 | 0 | 0 | 0 | 0 | 0
F2_Commercial_Lodging_Existing_Food Preparation_Natural Gas_Steamer_E7 | F2 | Commercial | Lodging | Existing | Food Preparation | Natural Gas | Steamer | E7 | RVT - Cost of Operation | 0 | 0 | 0 | 0 | 0 | 0 | 0 | 0 | 0 | 0 | 0 | 0 | 0 | 0 | 0 | 0 | 0 | 0 | 0 | 0 | 0 | 0 | 0 | 0 | 0 | 0 | 0 | 0 | 0 | 0 | 0 | 0 | 0
F2_Commercial_Lodging_Existing_Food Preparation_Natural Gas_Steamer_E8 | F2 | Commercial | Lodging | Existing | Food Preparation | Natural Gas | Steamer | E8 | RVT - Cost of Operation | 0 | 0 | 0 | 0 | 0 | 0 | 0 | 0 | 0 | 0 | 0 | 0 | 0 | 0 | 0 | 0 | 0 | 0 | 0 | 0 | 0 | 0 | 0 | 0 | 0 | 0 | 0 | 0 | 0 | 0 | 0 | 0 | 0
F2_Commercial_Lodging_Existing_Food Preparation_Natural Gas_Steamer_E9 | F2 | Commercial | Lodging | Existing | Food Preparation | Natural Gas | Steamer | E9 | RVT - Cost of Operation | 0 | 0 | 0 | 0 | 0 | 0 | 0 | 0 | 0 | 0 | 0 | 0 | 0 | 0 | 0 | 0 | 0 | 0 | 0 | 0 | 0 | 0 | 0 | 0 | 0 | 0 | 0 | 0 | 0 | 0 | 0 | 0 | 0
F2_Commercial_Lodging_Existing_Food Preparation_Natural Gas_Steamer_E10 | F2 | Commercial | Lodging | Existing | Food Preparation | Natural Gas | Steamer | E10 | RVT - Cost of Operation | 0 | 0 | 0 | 0 | 0 | 0 | 0 | 0 | 0 | 0 | 0 | 0 | 0 | 0 | 0 | 0 | 0 | 0 | 0 | 0 | 0 | 0 | 0 | 0 | 0 | 0 | 0 | 0 | 0 | 0 | 0 | 0 | 0
F3_Commercial_Lodging_Existing_Food Preparation_Natural Gas_Steamer_E1 | F3 | Commercial | Lodging | Existing | Food Preparation | Natural Gas | Steamer | E1 | System - kBTUs of Consumption | 0.32255 | 0.32255 | 0.32255 | 0 | 0 | 0 | 0 | 0 | 0 | 0 | 0 | 0 | 0 | 0 | 0 | 0 | 0 | 0 | 0 | 0 | 0 | 0 | 0 | 0 | 0 | 0 | 0 | 0 | 0 | 0 | 0 | 0 | 0
F3_Commercial_Lodging_Existing_Food Preparation_Natural Gas_Steamer_E2 | F3 | Commercial | Lodging | Existing | Food Preparation | Natural Gas | Steamer | E2 | System - kBTUs of Consumption | 0.3465 | 0.3465 | 0.3465 | 0.3465 | 0.3465 | 0.3465 | 0.3465 | 0.3465 | 0.3465 | 0.3465 | 0.3465 | 0.3465 | 0.3465 | 0.3465 | 0.3465 | 0.3465 | 0.3465 | 0.3465 | 0.3465 | 0.3465 | 0.3465 | 0.3465 | 0.3465 | 0.3465 | 0.3465 | 0.3465 | 0.3465 | 0.3465 | 0.3465 | 0.3465 | 0.3465 | 0.3465 | 0.3465
F3_Commercial_Lodging_Existing_Food Preparation_Natural Gas_Steamer_E3 | F3 | Commercial | Lodging | Existing | Food Preparation | Natural Gas | Steamer | E3 | System - kBTUs of Consumption | 0 | 0 | 0 | 0 | 0 | 0 | 0 | 0 | 0 | 0 | 0 | 0 | 0 | 0 | 0 | 0 | 0 | 0 | 0 | 0 | 0 | 0 | 0 | 0 | 0 | 0 | 0 | 0 | 0 | 0 | 0 | 0 | 0
F3_Commercial_Lodging_Existing_Food Preparation_Natural Gas_Steamer_E4 | F3 | Commercial | Lodging | Existing | Food Preparation | Natural Gas | Steamer | E4 | System - kBTUs of Consumption | 0 | 0 | 0 | 0 | 0 | 0 | 0 | 0 | 0 | 0 | 0 | 0 | 0 | 0 | 0 | 0 | 0 | 0 | 0 | 0 | 0 | 0 | 0 | 0 | 0 | 0 | 0 | 0 | 0 | 0 | 0 | 0 | 0
F3_Commercial_Lodging_Existing_Food Preparation_Natural Gas_Steamer_E5 | F3 | Commercial | Lodging | Existing | Food Preparation | Natural Gas | Steamer | E5 | System - kBTUs of Consumption | 0 | 0 | 0 | 0 | 0 | 0 | 0 | 0 | 0 | 0 | 0 | 0 | 0 | 0 | 0 | 0 | 0 | 0 | 0 | 0 | 0 | 0 | 0 | 0 | 0 | 0 | 0 | 0 | 0 | 0 | 0 | 0 | 0
F3_Commercial_Lodging_Existing_Food Preparation_Natural Gas_Steamer_E6 | F3 | Commercial | Lodging | Existing | Food Preparation | Natural Gas | Steamer | E6 | System - kBTUs of Consumption | 0 | 0 | 0 | 0 | 0 | 0 | 0 | 0 | 0 | 0 | 0 | 0 | 0 | 0 | 0 | 0 | 0 | 0 | 0 | 0 | 0 | 0 | 0 | 0 | 0 | 0 | 0 | 0 | 0 | 0 | 0 | 0 | 0
F3_Commercial_Lodging_Existing_Food Preparation_Natural Gas_Steamer_E7 | F3 | Commercial | Lodging | Existing | Food Preparation | Natural Gas | Steamer | E7 | System - kBTUs of Consumption | 0 | 0 | 0 | 0 | 0 | 0 | 0 | 0 | 0 | 0 | 0 | 0 | 0 | 0 | 0 | 0 | 0 | 0 | 0 | 0 | 0 | 0 | 0 | 0 | 0 | 0 | 0 | 0 | 0 | 0 | 0 | 0 | 0
F3_Commercial_Lodging_Existing_Food Preparation_Natural Gas_Steamer_E8 | F3 | Commercial | Lodging | Existing | Food Preparation | Natural Gas | Steamer | E8 | System - kBTUs of Consumption | 0 | 0 | 0 | 0 | 0 | 0 | 0 | 0 | 0 | 0 | 0 | 0 | 0 | 0 | 0 | 0 | 0 | 0 | 0 | 0 | 0 | 0 | 0 | 0 | 0 | 0 | 0 | 0 | 0 | 0 | 0 | 0 | 0
F3_Commercial_Lodging_Existing_Food Preparation_Natural Gas_Steamer_E9 | F3 | Commercial | Lodging | Existing | Food Preparation | Natural Gas | Steamer | E9 | System - kBTUs of Consumption | 0 | 0 | 0 | 0 | 0 | 0 | 0 | 0 | 0 | 0 | 0 | 0 | 0 | 0 | 0 | 0 | 0 | 0 | 0 | 0 | 0 | 0 | 0 | 0 | 0 | 0 | 0 | 0 | 0 | 0 | 0 | 0 | 0
F3_Commercial_Lodging_Existing_Food Preparation_Natural Gas_Steamer_E10 | F3 | Commercial | Lodging | Existing | Food Preparation | Natural Gas | Steamer | E10 | System - kBTUs of Consumption | 0 | 0 | 0 | 0 | 0 | 0 | 0 | 0 | 0 | 0 | 0 | 0 | 0 | 0 | 0 | 0 | 0 | 0 | 0 | 0 | 0 | 0 | 0 | 0 | 0 | 0 | 0 | 0 | 0 | 0 | 0 | 0 | 0
F4_Commercial_Lodging_Existing_Food Preparation_Natural Gas_Steamer_E1 | F4 | Commercial | Lodging | Existing | Food Preparation | Natural Gas | Steamer | E1 | Utility - Cost of Equipment | 0.62778 | 0.62852 | 0.6319 | 0 | 0 | 0 | 0 | 0 | 0 | 0 | 0 | 0 | 0 | 0 | 0 | 0 | 0 | 0 | 0 | 0 | 0 | 0 | 0 | 0 | 0 | 0 | 0 | 0 | 0 | 0 | 0 | 0 | 0
F4_Commercial_Lodging_Existing_Food Preparation_Natural Gas_Steamer_E2 | F4 | Commercial | Lodging | Existing | Food Preparation | Natural Gas | Steamer | E2 | Utility - Cost of Equipment | 0.13095 | 0.1311 | 0.13181 | 0.13112 | 0.13076 | 0.13128 | 0.13254 | 0.13357 | 0.13482 | 0.13603 | 0.13725 | 0.13839 | 0.13961 | 0.14087 | 0.14209 | 0.14334 | 0.14459 | 0.14594 | 0.14731 | 0.14871 | 0.15004 | 0.15139 | 0.15261 | 0.15385 | 0.15495 | 0.15589 | 0.15675 | 0.15749 | 0.15807 | 0.15854 | 0.1588 | 0.15897 | 0.15897
F4_Commercial_Lodging_Existing_Food Preparation_Natural Gas_Steamer_E3 | F4 | Commercial | Lodging | Existing | Food Preparation | Natural Gas | Steamer | E3 | Utility - Cost of Equipment | 0 | 0 | 0 | 0 | 0 | 0 | 0 | 0 | 0 | 0 | 0 | 0 | 0 | 0 | 0 | 0 | 0 | 0 | 0 | 0 | 0 | 0 | 0 | 0 | 0 | 0 | 0 | 0 | 0 | 0 | 0 | 0 | 0
F4_Commercial_Lodging_Existing_Food Preparation_Natural Gas_Steamer_E4 | F4 | Commercial | Lodging | Existing | Food Preparation | Natural Gas | Steamer | E4 | Utility - Cost of Equipment | 0 | 0 | 0 | 0 | 0 | 0 | 0 | 0 | 0 | 0 | 0 | 0 | 0 | 0 | 0 | 0 | 0 | 0 | 0 | 0 | 0 | 0 | 0 | 0 | 0 | 0 | 0 | 0 | 0 | 0 | 0 | 0 | 0
F4_Commercial_Lodging_Existing_Food Preparation_Natural Gas_Steamer_E5 | F4 | Commercial | Lodging | Existing | Food Preparation | Natural Gas | Steamer | E5 | Utility - Cost of Equipment | 0 | 0 | 0 | 0 | 0 | 0 | 0 | 0 | 0 | 0 | 0 | 0 | 0 | 0 | 0 | 0 | 0 | 0 | 0 | 0 | 0 | 0 | 0 | 0 | 0 | 0 | 0 | 0 | 0 | 0 | 0 | 0 | 0
F4_Commercial_Lodging_Existing_Food Preparation_Natural Gas_Steamer_E6 | F4 | Commercial | Lodging | Existing | Food Preparation | Natural Gas | Steamer | E6 | Utility - Cost of Equipment | 0 | 0 | 0 | 0 | 0 | 0 | 0 | 0 | 0 | 0 | 0 | 0 | 0 | 0 | 0 | 0 | 0 | 0 | 0 | 0 | 0 | 0 | 0 | 0 | 0 | 0 | 0 | 0 | 0 | 0 | 0 | 0 | 0
F4_Commercial_Lodging_Existing_Food Preparation_Natural Gas_Steamer_E7 | F4 | Commercial | Lodging | Existing | Food Preparation | Natural Gas | Steamer | E7 | Utility - Cost of Equipment | 0 | 0 | 0 | 0 | 0 | 0 | 0 | 0 | 0 | 0 | 0 | 0 | 0 | 0 | 0 | 0 | 0 | 0 | 0 | 0 | 0 | 0 | 0 | 0 | 0 | 0 | 0 | 0 | 0 | 0 | 0 | 0 | 0
F4_Commercial_Lodging_Existing_Food Preparation_Natural Gas_Steamer_E8 | F4 | Commercial | Lodging | Existing | Food Preparation | Natural Gas | Steamer | E8 | Utility - Cost of Equipment | 0 | 0 | 0 | 0 | 0 | 0 | 0 | 0 | 0 | 0 | 0 | 0 | 0 | 0 | 0 | 0 | 0 | 0 | 0 | 0 | 0 | 0 | 0 | 0 | 0 | 0 | 0 | 0 | 0 | 0 | 0 | 0 | 0
F4_Commercial_Lodging_Existing_Food Preparation_Natural Gas_Steamer_E9 | F4 | Commercial | Lodging | Existing | Food Preparation | Natural Gas | Steamer | E9 | Utility - Cost of Equipment | 0 | 0 | 0 | 0 | 0 | 0 | 0 | 0 | 0 | 0 | 0 | 0 | 0 | 0 | 0 | 0 | 0 | 0 | 0 | 0 | 0 | 0 | 0 | 0 | 0 | 0 | 0 | 0 | 0 | 0 | 0 | 0 | 0
F4_Commercial_Lodging_Existing_Food Preparation_Natural Gas_Steamer_E10 | F4 | Commercial | Lodging | Existing | Food Preparation | Natural Gas | Steamer | E10 | Utility - Cost of Equipment | 0 | 0 | 0 | 0 | 0 | 0 | 0 | 0 | 0 | 0 | 0 | 0 | 0 | 0 | 0 | 0 | 0 | 0 | 0 | 0 | 0 | 0 | 0 | 0 | 0 | 0 | 0 | 0 | 0 | 0 | 0 | 0 | 0
F5_Commercial_Lodging_Existing_Food Preparation_Natural Gas_Steamer_E1 | F5 | Commercial | Lodging | Existing | Food Preparation | Natural Gas | Steamer | E1 | Utility - Cost of Operation | 0.32255 | 0.32255 | 0.32255 | 0 | 0 | 0 | 0 | 0 | 0 | 0 | 0 | 0 | 0 | 0 | 0 | 0 | 0 | 0 | 0 | 0 | 0 | 0 | 0 | 0 | 0 | 0 | 0 | 0 | 0 | 0 | 0 | 0 | 0
F5_Commercial_Lodging_Existing_Food Preparation_Natural Gas_Steamer_E2 | F5 | Commercial | Lodging | Existing | Food Preparation | Natural Gas | Steamer | E2 | Utility - Cost of Operation | 0.3465 | 0.3465 | 0.3465 | 0.3465 | 0.3465 | 0.3465 | 0.3465 | 0.3465 | 0.3465 | 0.3465 | 0.3465 | 0.3465 | 0.3465 | 0.3465 | 0.3465 | 0.3465 | 0.3465 | 0.3465 | 0.3465 | 0.3465 | 0.3465 | 0.3465 | 0.3465 | 0.3465 | 0.3465 | 0.3465 | 0.3465 | 0.3465 | 0.3465 | 0.3465 | 0.3465 | 0.3465 | 0.3465
F5_Commercial_Lodging_Existing_Food Preparation_Natural Gas_Steamer_E3 | F5 | Commercial | Lodging | Existing | Food Preparation | Natural Gas | Steamer | E3 | Utility - Cost of Operation | 0 | 0 | 0 | 0 | 0 | 0 | 0 | 0 | 0 | 0 | 0 | 0 | 0 | 0 | 0 | 0 | 0 | 0 | 0 | 0 | 0 | 0 | 0 | 0 | 0 | 0 | 0 | 0 | 0 | 0 | 0 | 0 | 0
F5_Commercial_Lodging_Existing_Food Preparation_Natural Gas_Steamer_E4 | F5 | Commercial | Lodging | Existing | Food Preparation | Natural Gas | Steamer | E4 | Utility - Cost of Operation | 0 | 0 | 0 | 0 | 0 | 0 | 0 | 0 | 0 | 0 | 0 | 0 | 0 | 0 | 0 | 0 | 0 | 0 | 0 | 0 | 0 | 0 | 0 | 0 | 0 | 0 | 0 | 0 | 0 | 0 | 0 | 0 | 0
F5_Commercial_Lodging_Existing_Food Preparation_Natural Gas_Steamer_E5 | F5 | Commercial | Lodging | Existing | Food Preparation | Natural Gas | Steamer | E5 | Utility - Cost of Operation | 0 | 0 | 0 | 0 | 0 | 0 | 0 | 0 | 0 | 0 | 0 | 0 | 0 | 0 | 0 | 0 | 0 | 0 | 0 | 0 | 0 | 0 | 0 | 0 | 0 | 0 | 0 | 0 | 0 | 0 | 0 | 0 | 0
F5_Commercial_Lodging_Existing_Food Preparation_Natural Gas_Steamer_E6 | F5 | Commercial | Lodging | Existing | Food Preparation | Natural Gas | Steamer | E6 | Utility - Cost of Operation | 0 | 0 | 0 | 0 | 0 | 0 | 0 | 0 | 0 | 0 | 0 | 0 | 0 | 0 | 0 | 0 | 0 | 0 | 0 | 0 | 0 | 0 | 0 | 0 | 0 | 0 | 0 | 0 | 0 | 0 | 0 | 0 | 0
F5_Commercial_Lodging_Existing_Food Preparation_Natural Gas_Steamer_E7 | F5 | Commercial | Lodging | Existing | Food Preparation | Natural Gas | Steamer | E7 | Utility - Cost of Operation | 0 | 0 | 0 | 0 | 0 | 0 | 0 | 0 | 0 | 0 | 0 | 0 | 0 | 0 | 0 | 0 | 0 | 0 | 0 | 0 | 0 | 0 | 0 | 0 | 0 | 0 | 0 | 0 | 0 | 0 | 0 | 0 | 0
F5_Commercial_Lodging_Existing_Food Preparation_Natural Gas_Steamer_E8 | F5 | Commercial | Lodging | Existing | Food Preparation | Natural Gas | Steamer | E8 | Utility - Cost of Operation | 0 | 0 | 0 | 0 | 0 | 0 | 0 | 0 | 0 | 0 | 0 | 0 | 0 | 0 | 0 | 0 | 0 | 0 | 0 | 0 | 0 | 0 | 0 | 0 | 0 | 0 | 0 | 0 | 0 | 0 | 0 | 0 | 0
F5_Commercial_Lodging_Existing_Food Preparation_Natural Gas_Steamer_E9 | F5 | Commercial | Lodging | Existing | Food Preparation | Natural Gas | Steamer | E9 | Utility - Cost of Operation | 0 | 0 | 0 | 0 | 0 | 0 | 0 | 0 | 0 | 0 | 0 | 0 | 0 | 0 | 0 | 0 | 0 | 0 | 0 | 0 | 0 | 0 | 0 | 0 | 0 | 0 | 0 | 0 | 0 | 0 | 0 | 0 | 0
F5_Commercial_Lodging_Existing_Food Preparation_Natural Gas_Steamer_E10 | F5 | Commercial | Lodging | Existing | Food Preparation | Natural Gas | Steamer | E10 | Utility - Cost of Operation | 0 | 0 | 0 | 0 | 0 | 0 | 0 | 0 | 0 | 0 | 0 | 0 | 0 | 0 | 0 | 0 | 0 | 0 | 0 | 0 | 0 | 0 | 0 | 0 | 0 | 0 | 0 | 0 | 0 | 0 | 0 | 0 | 0
F6_Commercial_Lodging_Existing_Food Preparation_Natural Gas_Steamer_E1 | F6 | Commercial | Lodging | Existing | Food Preparation | Natural Gas | Steamer | E1 | Utility - Value of Sales | 0.33358 | 0.33507 | 0.33747 | 0 | 0 | 0 | 0 | 0 | 0 | 0 | 0 | 0 | 0 | 0 | 0 | 0 | 0 | 0 | 0 | 0 | 0 | 0 | 0 | 0 | 0 | 0 | 0 | 0 | 0 | 0 | 0 | 0 | 0
F6_Commercial_Lodging_Existing_Food Preparation_Natural Gas_Steamer_E2 | F6 | Commercial | Lodging | Existing | Food Preparation | Natural Gas | Steamer | E2 | Utility - Value of Sales | 0.069581 | 0.069893 | 0.070393 | 0.070284 | 0.070284 | 0.070284 | 0.070284 | 0.070284 | 0.070284 | 0.070284 | 0.070284 | 0.070284 | 0.070284 | 0.070284 | 0.070284 | 0.070284 | 0.070284 | 0.070284 | 0.070284 | 0.070284 | 0.070284 | 0.070284 | 0.070284 | 0.070284 | 0.070284 | 0.070284 | 0.070284 | 0.070284 | 0.070284 | 0.070284 | 0.070284 | 0.070284 | 0.070284
F6_Commercial_Lodging_Existing_Food Preparation_Natural Gas_Steamer_E3 | F6 | Commercial | Lodging | Existing | Food Preparation | Natural Gas | Steamer | E3 | Utility - Value of Sales | 0 | 0 | 0 | 0 | 0 | 0 | 0 | 0 | 0 | 0 | 0 | 0 | 0 | 0 | 0 | 0 | 0 | 0 | 0 | 0 | 0 | 0 | 0 | 0 | 0 | 0 | 0 | 0 | 0 | 0 | 0 | 0 | 0
F6_Commercial_Lodging_Existing_Food Preparation_Natural Gas_Steamer_E4 | F6 | Commercial | Lodging | Existing | Food Preparation | Natural Gas | Steamer | E4 | Utility - Value of Sales | 0 | 0 | 0 | 0 | 0 | 0 | 0 | 0 | 0 | 0 | 0 | 0 | 0 | 0 | 0 | 0 | 0 | 0 | 0 | 0 | 0 | 0 | 0 | 0 | 0 | 0 | 0 | 0 | 0 | 0 | 0 | 0 | 0
F6_Commercial_Lodging_Existing_Food Preparation_Natural Gas_Steamer_E5 | F6 | Commercial | Lodging | Existing | Food Preparation | Natural Gas | Steamer | E5 | Utility - Value of Sales | 0 | 0 | 0 | 0 | 0 | 0 | 0 | 0 | 0 | 0 | 0 | 0 | 0 | 0 | 0 | 0 | 0 | 0 | 0 | 0 | 0 | 0 | 0 | 0 | 0 | 0 | 0 | 0 | 0 | 0 | 0 | 0 | 0
F6_Commercial_Lodging_Existing_Food Preparation_Natural Gas_Steamer_E6 | F6 | Commercial | Lodging | Existing | Food Preparation | Natural Gas | Steamer | E6 | Utility - Value of Sales | 0 | 0 | 0 | 0 | 0 | 0 | 0 | 0 | 0 | 0 | 0 | 0 | 0 | 0 | 0 | 0 | 0 | 0 | 0 | 0 | 0 | 0 | 0 | 0 | 0 | 0 | 0 | 0 | 0 | 0 | 0 | 0 | 0
F6_Commercial_Lodging_Existing_Food Preparation_Natural Gas_Steamer_E7 | F6 | Commercial | Lodging | Existing | Food Preparation | Natural Gas | Steamer | E7 | Utility - Value of Sales | 0 | 0 | 0 | 0 | 0 | 0 | 0 | 0 | 0 | 0 | 0 | 0 | 0 | 0 | 0 | 0 | 0 | 0 | 0 | 0 | 0 | 0 | 0 | 0 | 0 | 0 | 0 | 0 | 0 | 0 | 0 | 0 | 0
F6_Commercial_Lodging_Existing_Food Preparation_Natural Gas_Steamer_E8 | F6 | Commercial | Lodging | Existing | Food Preparation | Natural Gas | Steamer | E8 | Utility - Value of Sales | 0 | 0 | 0 | 0 | 0 | 0 | 0 | 0 | 0 | 0 | 0 | 0 | 0 | 0 | 0 | 0 | 0 | 0 | 0 | 0 | 0 | 0 | 0 | 0 | 0 | 0 | 0 | 0 | 0 | 0 | 0 | 0 | 0
F6_Commercial_Lodging_Existing_Food Preparation_Natural Gas_Steamer_E9 | F6 | Commercial | Lodging | Existing | Food Preparation | Natural Gas | Steamer | E9 | Utility - Value of Sales | 0 | 0 | 0 | 0 | 0 | 0 | 0 | 0 | 0 | 0 | 0 | 0 | 0 | 0 | 0 | 0 | 0 | 0 | 0 | 0 | 0 | 0 | 0 | 0 | 0 | 0 | 0 | 0 | 0 | 0 | 0 | 0 | 0
F6_Commercial_Lodging_Existing_Food Preparation_Natural Gas_Steamer_E10 | F6 | Commercial | Lodging | Existing | Food Preparation | Natural Gas | Steamer | E10 | Utility - Value of Sales | 0 | 0 | 0 | 0 | 0 | 0 | 0 | 0 | 0 | 0 | 0 | 0 | 0 | 0 | 0 | 0 | 0 | 0 | 0 | 0 | 0 | 0 | 0 | 0 | 0 | 0 | 0 | 0 | 0 | 0 | 0 | 0 | 0
F1_Commercial_Lodging_Existing_Food Preparation_Natural Gas_Food Prep Other_E1 | F1 | Commercial | Lodging | Existing | Food Preparation | Natural Gas | Food Prep Other | E1 | RVT - Cost of Equipment | 0.079315 | 0.079302 | 0.079683 | 0.079097 | 0.078741 | 0.079 | 0.079781 | 0.080397 | 0.081162 | 0.081884 | 0.08261 | 0.083276 | 0.083991 | 0.084738 | 0.085451 | 0.086178 | 0.086916 | 0.087718 | 0.088555 | 0.089437 | 0.090305 | 0.091213 | 0.09205 | 0.092916 | 0.093682 | 0.094345 | 0.094948 | 0.095468 | 0.095875 | 0.096209 | 0.096391 | 0.096513 | 0.096513
F1_Commercial_Lodging_Existing_Food Preparation_Natural Gas_Food Prep Other_E2 | F1 | Commercial | Lodging | Existing | Food Preparation | Natural Gas | Food Prep Other | E2 | RVT - Cost of Equipment | 0.079314 | 0.079301 | 0.079683 | 0.079096 | 0.07874 | 0.078999 | 0.07978 | 0.080396 | 0.081161 | 0.081883 | 0.082609 | 0.083276 | 0.08399 | 0.084737 | 0.085451 | 0.086177 | 0.086915 | 0.087718 | 0.088555 | 0.089437 | 0.090305 | 0.091212 | 0.092049 | 0.092915 | 0.093682 | 0.094344 | 0.094947 | 0.095467 | 0.095875 | 0.096209 | 0.09639 | 0.096512 | 0.096512
F1_Commercial_Lodging_Existing_Food Preparation_Natural Gas_Food Prep Other_E3 | F1 | Commercial | Lodging | Existing | Food Preparation | Natural Gas | Food Prep Other | E3 | RVT - Cost of Equipment | 0 | 0 | 0 | 0 | 0 | 0 | 0 | 0 | 0 | 0 | 0 | 0 | 0 | 0 | 0 | 0 | 0 | 0 | 0 | 0 | 0 | 0 | 0 | 0 | 0 | 0 | 0 | 0 | 0 | 0 | 0 | 0 | 0
F1_Commercial_Lodging_Existing_Food Preparation_Natural Gas_Food Prep Other_E4 | F1 | Commercial | Lodging | Existing | Food Preparation | Natural Gas | Food Prep Other | E4 | RVT - Cost of Equipment | 0 | 0 | 0 | 0 | 0 | 0 | 0 | 0 | 0 | 0 | 0 | 0 | 0 | 0 | 0 | 0 | 0 | 0 | 0 | 0 | 0 | 0 | 0 | 0 | 0 | 0 | 0 | 0 | 0 | 0 | 0 | 0 | 0
F1_Commercial_Lodging_Existing_Food Preparation_Natural Gas_Food Prep Other_E5 | F1 | Commercial | Lodging | Existing | Food Preparation | Natural Gas | Food Prep Other | E5 | RVT - Cost of Equipment | 0 | 0 | 0 | 0 | 0 | 0 | 0 | 0 | 0 | 0 | 0 | 0 | 0 | 0 | 0 | 0 | 0 | 0 | 0 | 0 | 0 | 0 | 0 | 0 | 0 | 0 | 0 | 0 | 0 | 0 | 0 | 0 | 0
F1_Commercial_Lodging_Existing_Food Preparation_Natural Gas_Food Prep Other_E6 | F1 | Commercial | Lodging | Existing | Food Preparation | Natural Gas | Food Prep Other | E6 | RVT - Cost of Equipment | 0 | 0 | 0 | 0 | 0 | 0 | 0 | 0 | 0 | 0 | 0 | 0 | 0 | 0 | 0 | 0 | 0 | 0 | 0 | 0 | 0 | 0 | 0 | 0 | 0 | 0 | 0 | 0 | 0 | 0 | 0 | 0 | 0
F1_Commercial_Lodging_Existing_Food Preparation_Natural Gas_Food Prep Other_E7 | F1 | Commercial | Lodging | Existing | Food Preparation | Natural Gas | Food Prep Other | E7 | RVT - Cost of Equipment | 0 | 0 | 0 | 0 | 0 | 0 | 0 | 0 | 0 | 0 | 0 | 0 | 0 | 0 | 0 | 0 | 0 | 0 | 0 | 0 | 0 | 0 | 0 | 0 | 0 | 0 | 0 | 0 | 0 | 0 | 0 | 0 | 0
F1_Commercial_Lodging_Existing_Food Preparation_Natural Gas_Food Prep Other_E8 | F1 | Commercial | Lodging | Existing | Food Preparation | Natural Gas | Food Prep Other | E8 | RVT - Cost of Equipment | 0 | 0 | 0 | 0 | 0 | 0 | 0 | 0 | 0 | 0 | 0 | 0 | 0 | 0 | 0 | 0 | 0 | 0 | 0 | 0 | 0 | 0 | 0 | 0 | 0 | 0 | 0 | 0 | 0 | 0 | 0 | 0 | 0
F1_Commercial_Lodging_Existing_Food Preparation_Natural Gas_Food Prep Other_E9 | F1 | Commercial | Lodging | Existing | Food Preparation | Natural Gas | Food Prep Other | E9 | RVT - Cost of Equipment | 0 | 0 | 0 | 0 | 0 | 0 | 0 | 0 | 0 | 0 | 0 | 0 | 0 | 0 | 0 | 0 | 0 | 0 | 0 | 0 | 0 | 0 | 0 | 0 | 0 | 0 | 0 | 0 | 0 | 0 | 0 | 0 | 0
F1_Commercial_Lodging_Existing_Food Preparation_Natural Gas_Food Prep Other_E10 | F1 | Commercial | Lodging | Existing | Food Preparation | Natural Gas | Food Prep Other | E10 | RVT - Cost of Equipment | 0 | 0 | 0 | 0 | 0 | 0 | 0 | 0 | 0 | 0 | 0 | 0 | 0 | 0 | 0 | 0 | 0 | 0 | 0 | 0 | 0 | 0 | 0 | 0 | 0 | 0 | 0 | 0 | 0 | 0 | 0 | 0 | 0
F2_Commercial_Lodging_Existing_Food Preparation_Natural Gas_Food Prep Other_E1 | F2 | Commercial | Lodging | Existing | Food Preparation | Natural Gas | Food Prep Other | E1 | RVT - Cost of Operation | 0.095024 | 0.095009 | 0.095466 | 0.094763 | 0.094336 | 0.094647 | 0.095582 | 0.09632 | 0.097237 | 0.098102 | 0.098972 | 0.09977 | 0.10063 | 0.10152 | 0.10238 | 0.10325 | 0.10413 | 0.10509 | 0.1061 | 0.10715 | 0.10819 | 0.10928 | 0.11028 | 0.11132 | 0.11224 | 0.11303 | 0.11375 | 0.11438 | 0.11486 | 0.11526 | 0.11548 | 0.11563 | 0.11563
F2_Commercial_Lodging_Existing_Food Preparation_Natural Gas_Food Prep Other_E2 | F2 | Commercial | Lodging | Existing | Food Preparation | Natural Gas | Food Prep Other | E2 | RVT - Cost of Operation | 0.095023 | 0.095008 | 0.095465 | 0.094763 | 0.094336 | 0.094646 | 0.095582 | 0.09632 | 0.097236 | 0.098101 | 0.098971 | 0.09977 | 0.10063 | 0.10152 | 0.10238 | 0.10325 | 0.10413 | 0.10509 | 0.10609 | 0.10715 | 0.10819 | 0.10928 | 0.11028 | 0.11132 | 0.11224 | 0.11303 | 0.11375 | 0.11438 | 0.11486 | 0.11526 | 0.11548 | 0.11563 | 0.11563
F2_Commercial_Lodging_Existing_Food Preparation_Natural Gas_Food Prep Other_E3 | F2 | Commercial | Lodging | Existing | Food Preparation | Natural Gas | Food Prep Other | E3 | RVT - Cost of Operation | 0 | 0 | 0 | 0 | 0 | 0 | 0 | 0 | 0 | 0 | 0 | 0 | 0 | 0 | 0 | 0 | 0 | 0 | 0 | 0 | 0 | 0 | 0 | 0 | 0 | 0 | 0 | 0 | 0 | 0 | 0 | 0 | 0
F2_Commercial_Lodging_Existing_Food Preparation_Natural Gas_Food Prep Other_E4 | F2 | Commercial | Lodging | Existing | Food Preparation | Natural Gas | Food Prep Other | E4 | RVT - Cost of Operation | 0 | 0 | 0 | 0 | 0 | 0 | 0 | 0 | 0 | 0 | 0 | 0 | 0 | 0 | 0 | 0 | 0 | 0 | 0 | 0 | 0 | 0 | 0 | 0 | 0 | 0 | 0 | 0 | 0 | 0 | 0 | 0 | 0
F2_Commercial_Lodging_Existing_Food Preparation_Natural Gas_Food Prep Other_E5 | F2 | Commercial | Lodging | Existing | Food Preparation | Natural Gas | Food Prep Other | E5 | RVT - Cost of Operation | 0 | 0 | 0 | 0 | 0 | 0 | 0 | 0 | 0 | 0 | 0 | 0 | 0 | 0 | 0 | 0 | 0 | 0 | 0 | 0 | 0 | 0 | 0 | 0 | 0 | 0 | 0 | 0 | 0 | 0 | 0 | 0 | 0
F2_Commercial_Lodging_Existing_Food Preparation_Natural Gas_Food Prep Other_E6 | F2 | Commercial | Lodging | Existing | Food Preparation | Natural Gas | Food Prep Other | E6 | RVT - Cost of Operation | 0 | 0 | 0 | 0 | 0 | 0 | 0 | 0 | 0 | 0 | 0 | 0 | 0 | 0 | 0 | 0 | 0 | 0 | 0 | 0 | 0 | 0 | 0 | 0 | 0 | 0 | 0 | 0 | 0 | 0 | 0 | 0 | 0
F2_Commercial_Lodging_Existing_Food Preparation_Natural Gas_Food Prep Other_E7 | F2 | Commercial | Lodging | Existing | Food Preparation | Natural Gas | Food Prep Other | E7 | RVT - Cost of Operation | 0 | 0 | 0 | 0 | 0 | 0 | 0 | 0 | 0 | 0 | 0 | 0 | 0 | 0 | 0 | 0 | 0 | 0 | 0 | 0 | 0 | 0 | 0 | 0 | 0 | 0 | 0 | 0 | 0 | 0 | 0 | 0 | 0
F2_Commercial_Lodging_Existing_Food Preparation_Natural Gas_Food Prep Other_E8 | F2 | Commercial | Lodging | Existing | Food Preparation | Natural Gas | Food Prep Other | E8 | RVT - Cost of Operation | 0 | 0 | 0 | 0 | 0 | 0 | 0 | 0 | 0 | 0 | 0 | 0 | 0 | 0 | 0 | 0 | 0 | 0 | 0 | 0 | 0 | 0 | 0 | 0 | 0 | 0 | 0 | 0 | 0 | 0 | 0 | 0 | 0
F2_Commercial_Lodging_Existing_Food Preparation_Natural Gas_Food Prep Other_E9 | F2 | Commercial | Lodging | Existing | Food Preparation | Natural Gas | Food Prep Other | E9 | RVT - Cost of Operation | 0 | 0 | 0 | 0 | 0 | 0 | 0 | 0 | 0 | 0 | 0 | 0 | 0 | 0 | 0 | 0 | 0 | 0 | 0 | 0 | 0 | 0 | 0 | 0 | 0 | 0 | 0 | 0 | 0 | 0 | 0 | 0 | 0
F2_Commercial_Lodging_Existing_Food Preparation_Natural Gas_Food Prep Other_E10 | F2 | Commercial | Lodging | Existing | Food Preparation | Natural Gas | Food Prep Other | E10 | RVT - Cost of Operation | 0 | 0 | 0 | 0 | 0 | 0 | 0 | 0 | 0 | 0 | 0 | 0 | 0 | 0 | 0 | 0 | 0 | 0 | 0 | 0 | 0 | 0 | 0 | 0 | 0 | 0 | 0 | 0 | 0 | 0 | 0 | 0 | 0
F3_Commercial_Lodging_Existing_Food Preparation_Natural Gas_Food Prep Other_E1 | F3 | Commercial | Lodging | Existing | Food Preparation | Natural Gas | Food Prep Other | E1 | System - kBTUs of Consumption | 0.0047988 | 0.0047988 | 0.0047988 | 0.0047988 | 0.0047988 | 0.0047988 | 0.0047988 | 0.0047988 | 0.0047988 | 0.0047988 | 0.0047988 | 0.0047988 | 0.0047988 | 0.0047988 | 0.0047988 | 0.0047988 | 0.0047988 | 0.0047988 | 0.0047988 | 0.0047988 | 0.0047988 | 0.0047988 | 0.0047988 | 0.0047988 | 0.0047988 | 0.0047988 | 0.0047988 | 0.0047988 | 0.0047988 | 0.0047988 | 0.0047988 | 0.0047988 | 0.0047988
F3_Commercial_Lodging_Existing_Food Preparation_Natural Gas_Food Prep Other_E2 | F3 | Commercial | Lodging | Existing | Food Preparation | Natural Gas | Food Prep Other | E2 | System - kBTUs of Consumption | 0.0048036 | 0.0048036 | 0.0048036 | 0.0048036 | 0.0048036 | 0.0048036 | 0.0048036 | 0.0048036 | 0.0048036 | 0.0048036 | 0.0048036 | 0.0048036 | 0.0048036 | 0.0048036 | 0.0048036 | 0.0048036 | 0.0048036 | 0.0048036 | 0.0048036 | 0.0048036 | 0.0048036 | 0.0048036 | 0.0048036 | 0.0048036 | 0.0048036 | 0.0048036 | 0.0048036 | 0.0048036 | 0.0048036 | 0.0048036 | 0.0048036 | 0.0048036 | 0.0048036
F3_Commercial_Lodging_Existing_Food Preparation_Natural Gas_Food Prep Other_E3 | F3 | Commercial | Lodging | Existing | Food Preparation | Natural Gas | Food Prep Other | E3 | System - kBTUs of Consumption | 0 | 0 | 0 | 0 | 0 | 0 | 0 | 0 | 0 | 0 | 0 | 0 | 0 | 0 | 0 | 0 | 0 | 0 | 0 | 0 | 0 | 0 | 0 | 0 | 0 | 0 | 0 | 0 | 0 | 0 | 0 | 0 | 0
F3_Commercial_Lodging_Existing_Food Preparation_Natural Gas_Food Prep Other_E4 | F3 | Commercial | Lodging | Existing | Food Preparation | Natural Gas | Food Prep Other | E4 | System - kBTUs of Consumption | 0 | 0 | 0 | 0 | 0 | 0 | 0 | 0 | 0 | 0 | 0 | 0 | 0 | 0 | 0 | 0 | 0 | 0 | 0 | 0 | 0 | 0 | 0 | 0 | 0 | 0 | 0 | 0 | 0 | 0 | 0 | 0 | 0
F3_Commercial_Lodging_Existing_Food Preparation_Natural Gas_Food Prep Other_E5 | F3 | Commercial | Lodging | Existing | Food Preparation | Natural Gas | Food Prep Other | E5 | System - kBTUs of Consumption | 0 | 0 | 0 | 0 | 0 | 0 | 0 | 0 | 0 | 0 | 0 | 0 | 0 | 0 | 0 | 0 | 0 | 0 | 0 | 0 | 0 | 0 | 0 | 0 | 0 | 0 | 0 | 0 | 0 | 0 | 0 | 0 | 0
F3_Commercial_Lodging_Existing_Food Preparation_Natural Gas_Food Prep Other_E6 | F3 | Commercial | Lodging | Existing | Food Preparation | Natural Gas | Food Prep Other | E6 | System - kBTUs of Consumption | 0 | 0 | 0 | 0 | 0 | 0 | 0 | 0 | 0 | 0 | 0 | 0 | 0 | 0 | 0 | 0 | 0 | 0 | 0 | 0 | 0 | 0 | 0 | 0 | 0 | 0 | 0 | 0 | 0 | 0 | 0 | 0 | 0
F3_Commercial_Lodging_Existing_Food Preparation_Natural Gas_Food Prep Other_E7 | F3 | Commercial | Lodging | Existing | Food Preparation | Natural Gas | Food Prep Other | E7 | System - kBTUs of Consumption | 0 | 0 | 0 | 0 | 0 | 0 | 0 | 0 | 0 | 0 | 0 | 0 | 0 | 0 | 0 | 0 | 0 | 0 | 0 | 0 | 0 | 0 | 0 | 0 | 0 | 0 | 0 | 0 | 0 | 0 | 0 | 0 | 0
F3_Commercial_Lodging_Existing_Food Preparation_Natural Gas_Food Prep Other_E8 | F3 | Commercial | Lodging | Existing | Food Preparation | Natural Gas | Food Prep Other | E8 | System - kBTUs of Consumption | 0 | 0 | 0 | 0 | 0 | 0 | 0 | 0 | 0 | 0 | 0 | 0 | 0 | 0 | 0 | 0 | 0 | 0 | 0 | 0 | 0 | 0 | 0 | 0 | 0 | 0 | 0 | 0 | 0 | 0 | 0 | 0 | 0
F3_Commercial_Lodging_Existing_Food Preparation_Natural Gas_Food Prep Other_E9 | F3 | Commercial | Lodging | Existing | Food Preparation | Natural Gas | Food Prep Other | E9 | System - kBTUs of Consumption | 0 | 0 | 0 | 0 | 0 | 0 | 0 | 0 | 0 | 0 | 0 | 0 | 0 | 0 | 0 | 0 | 0 | 0 | 0 | 0 | 0 | 0 | 0 | 0 | 0 | 0 | 0 | 0 | 0 | 0 | 0 | 0 | 0
F3_Commercial_Lodging_Existing_Food Preparation_Natural Gas_Food Prep Other_E10 | F3 | Commercial | Lodging | Existing | Food Preparation | Natural Gas | Food Prep Other | E10 | System - kBTUs of Consumption | 0 | 0 | 0 | 0 | 0 | 0 | 0 | 0 | 0 | 0 | 0 | 0 | 0 | 0 | 0 | 0 | 0 | 0 | 0 | 0 | 0 | 0 | 0 | 0 | 0 | 0 | 0 | 0 | 0 | 0 | 0 | 0 | 0
F4_Commercial_Lodging_Existing_Food Preparation_Natural Gas_Food Prep Other_E1 | F4 | Commercial | Lodging | Existing | Food Preparation | Natural Gas | Food Prep Other | E1 | Utility - Cost of Equipment | 0.095024 | 0.095009 | 0.095466 | 0.094763 | 0.094336 | 0.094647 | 0.095582 | 0.09632 | 0.097237 | 0.098102 | 0.098972 | 0.09977 | 0.10063 | 0.10152 | 0.10238 | 0.10325 | 0.10413 | 0.10509 | 0.1061 | 0.10715 | 0.10819 | 0.10928 | 0.11028 | 0.11132 | 0.11224 | 0.11303 | 0.11375 | 0.11438 | 0.11486 | 0.11526 | 0.11548 | 0.11563 | 0.11563
F4_Commercial_Lodging_Existing_Food Preparation_Natural Gas_Food Prep Other_E2 | F4 | Commercial | Lodging | Existing | Food Preparation | Natural Gas | Food Prep Other | E2 | Utility - Cost of Equipment | 0.095023 | 0.095008 | 0.095465 | 0.094763 | 0.094336 | 0.094646 | 0.095582 | 0.09632 | 0.097236 | 0.098101 | 0.098971 | 0.09977 | 0.10063 | 0.10152 | 0.10238 | 0.10325 | 0.10413 | 0.10509 | 0.10609 | 0.10715 | 0.10819 | 0.10928 | 0.11028 | 0.11132 | 0.11224 | 0.11303 | 0.11375 | 0.11438 | 0.11486 | 0.11526 | 0.11548 | 0.11563 | 0.11563
F4_Commercial_Lodging_Existing_Food Preparation_Natural Gas_Food Prep Other_E3 | F4 | Commercial | Lodging | Existing | Food Preparation | Natural Gas | Food Prep Other | E3 | Utility - Cost of Equipment | 0 | 0 | 0 | 0 | 0 | 0 | 0 | 0 | 0 | 0 | 0 | 0 | 0 | 0 | 0 | 0 | 0 | 0 | 0 | 0 | 0 | 0 | 0 | 0 | 0 | 0 | 0 | 0 | 0 | 0 | 0 | 0 | 0
F4_Commercial_Lodging_Existing_Food Preparation_Natural Gas_Food Prep Other_E4 | F4 | Commercial | Lodging | Existing | Food Preparation | Natural Gas | Food Prep Other | E4 | Utility - Cost of Equipment | 0 | 0 | 0 | 0 | 0 | 0 | 0 | 0 | 0 | 0 | 0 | 0 | 0 | 0 | 0 | 0 | 0 | 0 | 0 | 0 | 0 | 0 | 0 | 0 | 0 | 0 | 0 | 0 | 0 | 0 | 0 | 0 | 0
F4_Commercial_Lodging_Existing_Food Preparation_Natural Gas_Food Prep Other_E5 | F4 | Commercial | Lodging | Existing | Food Preparation | Natural Gas | Food Prep Other | E5 | Utility - Cost of Equipment | 0 | 0 | 0 | 0 | 0 | 0 | 0 | 0 | 0 | 0 | 0 | 0 | 0 | 0 | 0 | 0 | 0 | 0 | 0 | 0 | 0 | 0 | 0 | 0 | 0 | 0 | 0 | 0 | 0 | 0 | 0 | 0 | 0
F4_Commercial_Lodging_Existing_Food Preparation_Natural Gas_Food Prep Other_E6 | F4 | Commercial | Lodging | Existing | Food Preparation | Natural Gas | Food Prep Other | E6 | Utility - Cost of Equipment | 0 | 0 | 0 | 0 | 0 | 0 | 0 | 0 | 0 | 0 | 0 | 0 | 0 | 0 | 0 | 0 | 0 | 0 | 0 | 0 | 0 | 0 | 0 | 0 | 0 | 0 | 0 | 0 | 0 | 0 | 0 | 0 | 0
F4_Commercial_Lodging_Existing_Food Preparation_Natural Gas_Food Prep Other_E7 | F4 | Commercial | Lodging | Existing | Food Preparation | Natural Gas | Food Prep Other | E7 | Utility - Cost of Equipment | 0 | 0 | 0 | 0 | 0 | 0 | 0 | 0 | 0 | 0 | 0 | 0 | 0 | 0 | 0 | 0 | 0 | 0 | 0 | 0 | 0 | 0 | 0 | 0 | 0 | 0 | 0 | 0 | 0 | 0 | 0 | 0 | 0
F4_Commercial_Lodging_Existing_Food Preparation_Natural Gas_Food Prep Other_E8 | F4 | Commercial | Lodging | Existing | Food Preparation | Natural Gas | Food Prep Other | E8 | Utility - Cost of Equipment | 0 | 0 | 0 | 0 | 0 | 0 | 0 | 0 | 0 | 0 | 0 | 0 | 0 | 0 | 0 | 0 | 0 | 0 | 0 | 0 | 0 | 0 | 0 | 0 | 0 | 0 | 0 | 0 | 0 | 0 | 0 | 0 | 0
F4_Commercial_Lodging_Existing_Food Preparation_Natural Gas_Food Prep Other_E9 | F4 | Commercial | Lodging | Existing | Food Preparation | Natural Gas | Food Prep Other | E9 | Utility - Cost of Equipment | 0 | 0 | 0 | 0 | 0 | 0 | 0 | 0 | 0 | 0 | 0 | 0 | 0 | 0 | 0 | 0 | 0 | 0 | 0 | 0 | 0 | 0 | 0 | 0 | 0 | 0 | 0 | 0 | 0 | 0 | 0 | 0 | 0
F4_Commercial_Lodging_Existing_Food Preparation_Natural Gas_Food Prep Other_E10 | F4 | Commercial | Lodging | Existing | Food Preparation | Natural Gas | Food Prep Other | E10 | Utility - Cost of Equipment | 0 | 0 | 0 | 0 | 0 | 0 | 0 | 0 | 0 | 0 | 0 | 0 | 0 | 0 | 0 | 0 | 0 | 0 | 0 | 0 | 0 | 0 | 0 | 0 | 0 | 0 | 0 | 0 | 0 | 0 | 0 | 0 | 0
F5_Commercial_Lodging_Existing_Food Preparation_Natural Gas_Food Prep Other_E1 | F5 | Commercial | Lodging | Existing | Food Preparation | Natural Gas | Food Prep Other | E1 | Utility - Cost of Operation | 0.0047988 | 0.0047988 | 0.0047988 | 0.0047988 | 0.0047988 | 0.0047988 | 0.0047988 | 0.0047988 | 0.0047988 | 0.0047988 | 0.0047988 | 0.0047988 | 0.0047988 | 0.0047988 | 0.0047988 | 0.0047988 | 0.0047988 | 0.0047988 | 0.0047988 | 0.0047988 | 0.0047988 | 0.0047988 | 0.0047988 | 0.0047988 | 0.0047988 | 0.0047988 | 0.0047988 | 0.0047988 | 0.0047988 | 0.0047988 | 0.0047988 | 0.0047988 | 0.0047988
F5_Commercial_Lodging_Existing_Food Preparation_Natural Gas_Food Prep Other_E2 | F5 | Commercial | Lodging | Existing | Food Preparation | Natural Gas | Food Prep Other | E2 | Utility - Cost of Operation | 0.0048036 | 0.0048036 | 0.0048036 | 0.0048036 | 0.0048036 | 0.0048036 | 0.0048036 | 0.0048036 | 0.0048036 | 0.0048036 | 0.0048036 | 0.0048036 | 0.0048036 | 0.0048036 | 0.0048036 | 0.0048036 | 0.0048036 | 0.0048036 | 0.0048036 | 0.0048036 | 0.0048036 | 0.0048036 | 0.0048036 | 0.0048036 | 0.0048036 | 0.0048036 | 0.0048036 | 0.0048036 | 0.0048036 | 0.0048036 | 0.0048036 | 0.0048036 | 0.0048036
F5_Commercial_Lodging_Existing_Food Preparation_Natural Gas_Food Prep Other_E3 | F5 | Commercial | Lodging | Existing | Food Preparation | Natural Gas | Food Prep Other | E3 | Utility - Cost of Operation | 0 | 0 | 0 | 0 | 0 | 0 | 0 | 0 | 0 | 0 | 0 | 0 | 0 | 0 | 0 | 0 | 0 | 0 | 0 | 0 | 0 | 0 | 0 | 0 | 0 | 0 | 0 | 0 | 0 | 0 | 0 | 0 | 0
F5_Commercial_Lodging_Existing_Food Preparation_Natural Gas_Food Prep Other_E4 | F5 | Commercial | Lodging | Existing | Food Preparation | Natural Gas | Food Prep Other | E4 | Utility - Cost of Operation | 0 | 0 | 0 | 0 | 0 | 0 | 0 | 0 | 0 | 0 | 0 | 0 | 0 | 0 | 0 | 0 | 0 | 0 | 0 | 0 | 0 | 0 | 0 | 0 | 0 | 0 | 0 | 0 | 0 | 0 | 0 | 0 | 0
F5_Commercial_Lodging_Existing_Food Preparation_Natural Gas_Food Prep Other_E5 | F5 | Commercial | Lodging | Existing | Food Preparation | Natural Gas | Food Prep Other | E5 | Utility - Cost of Operation | 0 | 0 | 0 | 0 | 0 | 0 | 0 | 0 | 0 | 0 | 0 | 0 | 0 | 0 | 0 | 0 | 0 | 0 | 0 | 0 | 0 | 0 | 0 | 0 | 0 | 0 | 0 | 0 | 0 | 0 | 0 | 0 | 0
F5_Commercial_Lodging_Existing_Food Preparation_Natural Gas_Food Prep Other_E6 | F5 | Commercial | Lodging | Existing | Food Preparation | Natural Gas | Food Prep Other | E6 | Utility - Cost of Operation | 0 | 0 | 0 | 0 | 0 | 0 | 0 | 0 | 0 | 0 | 0 | 0 | 0 | 0 | 0 | 0 | 0 | 0 | 0 | 0 | 0 | 0 | 0 | 0 | 0 | 0 | 0 | 0 | 0 | 0 | 0 | 0 | 0
F5_Commercial_Lodging_Existing_Food Preparation_Natural Gas_Food Prep Other_E7 | F5 | Commercial | Lodging | Existing | Food Preparation | Natural Gas | Food Prep Other | E7 | Utility - Cost of Operation | 0 | 0 | 0 | 0 | 0 | 0 | 0 | 0 | 0 | 0 | 0 | 0 | 0 | 0 | 0 | 0 | 0 | 0 | 0 | 0 | 0 | 0 | 0 | 0 | 0 | 0 | 0 | 0 | 0 | 0 | 0 | 0 | 0
F5_Commercial_Lodging_Existing_Food Preparation_Natural Gas_Food Prep Other_E8 | F5 | Commercial | Lodging | Existing | Food Preparation | Natural Gas | Food Prep Other | E8 | Utility - Cost of Operation | 0 | 0 | 0 | 0 | 0 | 0 | 0 | 0 | 0 | 0 | 0 | 0 | 0 | 0 | 0 | 0 | 0 | 0 | 0 | 0 | 0 | 0 | 0 | 0 | 0 | 0 | 0 | 0 | 0 | 0 | 0 | 0 | 0
F5_Commercial_Lodging_Existing_Food Preparation_Natural Gas_Food Prep Other_E9 | F5 | Commercial | Lodging | Existing | Food Preparation | Natural Gas | Food Prep Other | E9 | Utility - Cost of Operation | 0 | 0 | 0 | 0 | 0 | 0 | 0 | 0 | 0 | 0 | 0 | 0 | 0 | 0 | 0 | 0 | 0 | 0 | 0 | 0 | 0 | 0 | 0 | 0 | 0 | 0 | 0 | 0 | 0 | 0 | 0 | 0 | 0
F5_Commercial_Lodging_Existing_Food Preparation_Natural Gas_Food Prep Other_E10 | F5 | Commercial | Lodging | Existing | Food Preparation | Natural Gas | Food Prep Other | E10 | Utility - Cost of Operation | 0 | 0 | 0 | 0 | 0 | 0 | 0 | 0 | 0 | 0 | 0 | 0 | 0 | 0 | 0 | 0 | 0 | 0 | 0 | 0 | 0 | 0 | 0 | 0 | 0 | 0 | 0 | 0 | 0 | 0 | 0 | 0 | 0
F6_Commercial_Lodging_Existing_Food Preparation_Natural Gas_Food Prep Other_E1 | F6 | Commercial | Lodging | Existing | Food Preparation | Natural Gas | Food Prep Other | E1 | Utility - Value of Sales | 0.050268 | 0.050539 | 0.050974 | 0.050878 | 0.050878 | 0.050878 | 0.050878 | 0.050878 | 0.050878 | 0.050878 | 0.050878 | 0.050878 | 0.050878 | 0.050878 | 0.050878 | 0.050878 | 0.050878 | 0.050878 | 0.050878 | 0.050878 | 0.050878 | 0.050878 | 0.050878 | 0.050878 | 0.050878 | 0.050878 | 0.050878 | 0.050878 | 0.050878 | 0.050878 | 0.050878 | 0.050878 | 0.050878
F6_Commercial_Lodging_Existing_Food Preparation_Natural Gas_Food Prep Other_E2 | F6 | Commercial | Lodging | Existing | Food Preparation | Natural Gas | Food Prep Other | E2 | Utility - Value of Sales | 0.050268 | 0.050538 | 0.050973 | 0.050878 | 0.050878 | 0.050878 | 0.050878 | 0.050878 | 0.050878 | 0.050878 | 0.050878 | 0.050878 | 0.050878 | 0.050878 | 0.050878 | 0.050878 | 0.050878 | 0.050878 | 0.050878 | 0.050878 | 0.050878 | 0.050878 | 0.050878 | 0.050878 | 0.050878 | 0.050878 | 0.050878 | 0.050878 | 0.050878 | 0.050878 | 0.050878 | 0.050878 | 0.050878
F6_Commercial_Lodging_Existing_Food Preparation_Natural Gas_Food Prep Other_E3 | F6 | Commercial | Lodging | Existing | Food Preparation | Natural Gas | Food Prep Other | E3 | Utility - Value of Sales | 0 | 0 | 0 | 0 | 0 | 0 | 0 | 0 | 0 | 0 | 0 | 0 | 0 | 0 | 0 | 0 | 0 | 0 | 0 | 0 | 0 | 0 | 0 | 0 | 0 | 0 | 0 | 0 | 0 | 0 | 0 | 0 | 0
F6_Commercial_Lodging_Existing_Food Preparation_Natural Gas_Food Prep Other_E4 | F6 | Commercial | Lodging | Existing | Food Preparation | Natural Gas | Food Prep Other | E4 | Utility - Value of Sales | 0 | 0 | 0 | 0 | 0 | 0 | 0 | 0 | 0 | 0 | 0 | 0 | 0 | 0 | 0 | 0 | 0 | 0 | 0 | 0 | 0 | 0 | 0 | 0 | 0 | 0 | 0 | 0 | 0 | 0 | 0 | 0 | 0
F6_Commercial_Lodging_Existing_Food Preparation_Natural Gas_Food Prep Other_E5 | F6 | Commercial | Lodging | Existing | Food Preparation | Natural Gas | Food Prep Other | E5 | Utility - Value of Sales | 0 | 0 | 0 | 0 | 0 | 0 | 0 | 0 | 0 | 0 | 0 | 0 | 0 | 0 | 0 | 0 | 0 | 0 | 0 | 0 | 0 | 0 | 0 | 0 | 0 | 0 | 0 | 0 | 0 | 0 | 0 | 0 | 0
F6_Commercial_Lodging_Existing_Food Preparation_Natural Gas_Food Prep Other_E6 | F6 | Commercial | Lodging | Existing | Food Preparation | Natural Gas | Food Prep Other | E6 | Utility - Value of Sales | 0 | 0 | 0 | 0 | 0 | 0 | 0 | 0 | 0 | 0 | 0 | 0 | 0 | 0 | 0 | 0 | 0 | 0 | 0 | 0 | 0 | 0 | 0 | 0 | 0 | 0 | 0 | 0 | 0 | 0 | 0 | 0 | 0
F6_Commercial_Lodging_Existing_Food Preparation_Natural Gas_Food Prep Other_E7 | F6 | Commercial | Lodging | Existing | Food Preparation | Natural Gas | Food Prep Other | E7 | Utility - Value of Sales | 0 | 0 | 0 | 0 | 0 | 0 | 0 | 0 | 0 | 0 | 0 | 0 | 0 | 0 | 0 | 0 | 0 | 0 | 0 | 0 | 0 | 0 | 0 | 0 | 0 | 0 | 0 | 0 | 0 | 0 | 0 | 0 | 0
F6_Commercial_Lodging_Existing_Food Preparation_Natural Gas_Food Prep Other_E8 | F6 | Commercial | Lodging | Existing | Food Preparation | Natural Gas | Food Prep Other | E8 | Utility - Value of Sales | 0 | 0 | 0 | 0 | 0 | 0 | 0 | 0 | 0 | 0 | 0 | 0 | 0 | 0 | 0 | 0 | 0 | 0 | 0 | 0 | 0 | 0 | 0 | 0 | 0 | 0 | 0 | 0 | 0 | 0 | 0 | 0 | 0
F6_Commercial_Lodging_Existing_Food Preparation_Natural Gas_Food Prep Other_E9 | F6 | Commercial | Lodging | Existing | Food Preparation | Natural Gas | Food Prep Other | E9 | Utility - Value of Sales | 0 | 0 | 0 | 0 | 0 | 0 | 0 | 0 | 0 | 0 | 0 | 0 | 0 | 0 | 0 | 0 | 0 | 0 | 0 | 0 | 0 | 0 | 0 | 0 | 0 | 0 | 0 | 0 | 0 | 0 | 0 | 0 | 0
F6_Commercial_Lodging_Existing_Food Preparation_Natural Gas_Food Prep Other_E10 | F6 | Commercial | Lodging | Existing | Food Preparation | Natural Gas | Food Prep Other | E10 | Utility - Value of Sales | 0 | 0 | 0 | 0 | 0 | 0 | 0 | 0 | 0 | 0 | 0 | 0 | 0 | 0 | 0 | 0 | 0 | 0 | 0 | 0 | 0 | 0 | 0 | 0 | 0 | 0 | 0 | 0 | 0 | 0 | 0 | 0 | 0
F1_Commercial_Lodging_Existing_Miscellaneous_Natural Gas_Pool Heater_E1 | F1 | Commercial | Lodging | Existing | Miscellaneous | Natural Gas | Pool Heater | E1 | RVT - Cost of Equipment | 0 | 0 | 0 | 0 | 0 | 0 | 0 | 0 | 0 | 0 | 0 | 0 | 0 | 0 | 0 | 0 | 0 | 0 | 0 | 0 | 0 | 0 | 0 | 0 | 0 | 0 | 0 | 0 | 0 | 0 | 0 | 0 | 0
F1_Commercial_Lodging_Existing_Miscellaneous_Natural Gas_Pool Heater_E2 | F1 | Commercial | Lodging | Existing | Miscellaneous | Natural Gas | Pool Heater | E2 | RVT - Cost of Equipment | 0 | 0 | 0 | 0 | 0 | 0 | 0 | 0 | 0 | 0 | 0 | 0 | 0 | 0 | 0 | 0 | 0 | 0 | 0 | 0 | 0 | 0 | 0 | 0 | 0 | 0 | 0 | 0 | 0 | 0 | 0 | 0 | 0
F1_Commercial_Lodging_Existing_Miscellaneous_Natural Gas_Pool Heater_E3 | F1 | Commercial | Lodging | Existing | Miscellaneous | Natural Gas | Pool Heater | E3 | RVT - Cost of Equipment | 0 | 0 | 0 | 0 | 0 | 0 | 0 | 0 | 0 | 0 | 0 | 0 | 0 | 0 | 0 | 0 | 0 | 0 | 0 | 0 | 0 | 0 | 0 | 0 | 0 | 0 | 0 | 0 | 0 | 0 | 0 | 0 | 0
F1_Commercial_Lodging_Existing_Miscellaneous_Natural Gas_Pool Heater_E4 | F1 | Commercial | Lodging | Existing | Miscellaneous | Natural Gas | Pool Heater | E4 | RVT - Cost of Equipment | 0 | 0 | 0 | 0 | 0 | 0 | 0 | 0 | 0 | 0 | 0 | 0 | 0 | 0 | 0 | 0 | 0 | 0 | 0 | 0 | 0 | 0 | 0 | 0 | 0 | 0 | 0 | 0 | 0 | 0 | 0 | 0 | 0
F1_Commercial_Lodging_Existing_Miscellaneous_Natural Gas_Pool Heater_E5 | F1 | Commercial | Lodging | Existing | Miscellaneous | Natural Gas | Pool Heater | E5 | RVT - Cost of Equipment | 0 | 0 | 0 | 0 | 0 | 0 | 0 | 0 | 0 | 0 | 0 | 0 | 0 | 0 | 0 | 0 | 0 | 0 | 0 | 0 | 0 | 0 | 0 | 0 | 0 | 0 | 0 | 0 | 0 | 0 | 0 | 0 | 0
F1_Commercial_Lodging_Existing_Miscellaneous_Natural Gas_Pool Heater_E6 | F1 | Commercial | Lodging | Existing | Miscellaneous | Natural Gas | Pool Heater | E6 | RVT - Cost of Equipment | 0 | 0 | 0 | 0 | 0 | 0 | 0 | 0 | 0 | 0 | 0 | 0 | 0 | 0 | 0 | 0 | 0 | 0 | 0 | 0 | 0 | 0 | 0 | 0 | 0 | 0 | 0 | 0 | 0 | 0 | 0 | 0 | 0
F1_Commercial_Lodging_Existing_Miscellaneous_Natural Gas_Pool Heater_E7 | F1 | Commercial | Lodging | Existing | Miscellaneous | Natural Gas | Pool Heater | E7 | RVT - Cost of Equipment | 0 | 0 | 0 | 0 | 0 | 0 | 0 | 0 | 0 | 0 | 0 | 0 | 0 | 0 | 0 | 0 | 0 | 0 | 0 | 0 | 0 | 0 | 0 | 0 | 0 | 0 | 0 | 0 | 0 | 0 | 0 | 0 | 0
F1_Commercial_Lodging_Existing_Miscellaneous_Natural Gas_Pool Heater_E8 | F1 | Commercial | Lodging | Existing | Miscellaneous | Natural Gas | Pool Heater | E8 | RVT - Cost of Equipment | 0 | 0 | 0 | 0 | 0 | 0 | 0 | 0 | 0 | 0 | 0 | 0 | 0 | 0 | 0 | 0 | 0 | 0 | 0 | 0 | 0 | 0 | 0 | 0 | 0 | 0 | 0 | 0 | 0 | 0 | 0 | 0 | 0
F1_Commercial_Lodging_Existing_Miscellaneous_Natural Gas_Pool Heater_E9 | F1 | Commercial | Lodging | Existing | Miscellaneous | Natural Gas | Pool Heater | E9 | RVT - Cost of Equipment | 0 | 0 | 0 | 0 | 0 | 0 | 0 | 0 | 0 | 0 | 0 | 0 | 0 | 0 | 0 | 0 | 0 | 0 | 0 | 0 | 0 | 0 | 0 | 0 | 0 | 0 | 0 | 0 | 0 | 0 | 0 | 0 | 0
F1_Commercial_Lodging_Existing_Miscellaneous_Natural Gas_Pool Heater_E10 | F1 | Commercial | Lodging | Existing | Miscellaneous | Natural Gas | Pool Heater | E10 | RVT - Cost of Equipment | 0 | 0 | 0 | 0 | 0 | 0 | 0 | 0 | 0 | 0 | 0 | 0 | 0 | 0 | 0 | 0 | 0 | 0 | 0 | 0 | 0 | 0 | 0 | 0 | 0 | 0 | 0 | 0 | 0 | 0 | 0 | 0 | 0
F2_Commercial_Lodging_Existing_Miscellaneous_Natural Gas_Pool Heater_E1 | F2 | Commercial | Lodging | Existing | Miscellaneous | Natural Gas | Pool Heater | E1 | RVT - Cost of Operation | 0 | 0 | 0 | 0 | 0 | 0 | 0 | 0 | 0 | 0 | 0 | 0 | 0 | 0 | 0 | 0 | 0 | 0 | 0 | 0 | 0 | 0 | 0 | 0 | 0 | 0 | 0 | 0 | 0 | 0 | 0 | 0 | 0
F2_Commercial_Lodging_Existing_Miscellaneous_Natural Gas_Pool Heater_E2 | F2 | Commercial | Lodging | Existing | Miscellaneous | Natural Gas | Pool Heater | E2 | RVT - Cost of Operation | 0 | 0 | 0 | 0 | 0 | 0 | 0 | 0 | 0 | 0 | 0 | 0 | 0 | 0 | 0 | 0 | 0 | 0 | 0 | 0 | 0 | 0 | 0 | 0 | 0 | 0 | 0 | 0 | 0 | 0 | 0 | 0 | 0
F2_Commercial_Lodging_Existing_Miscellaneous_Natural Gas_Pool Heater_E3 | F2 | Commercial | Lodging | Existing | Miscellaneous | Natural Gas | Pool Heater | E3 | RVT - Cost of Operation | 0 | 0 | 0 | 0 | 0 | 0 | 0 | 0 | 0 | 0 | 0 | 0 | 0 | 0 | 0 | 0 | 0 | 0 | 0 | 0 | 0 | 0 | 0 | 0 | 0 | 0 | 0 | 0 | 0 | 0 | 0 | 0 | 0
F2_Commercial_Lodging_Existing_Miscellaneous_Natural Gas_Pool Heater_E4 | F2 | Commercial | Lodging | Existing | Miscellaneous | Natural Gas | Pool Heater | E4 | RVT - Cost of Operation | 0 | 0 | 0 | 0 | 0 | 0 | 0 | 0 | 0 | 0 | 0 | 0 | 0 | 0 | 0 | 0 | 0 | 0 | 0 | 0 | 0 | 0 | 0 | 0 | 0 | 0 | 0 | 0 | 0 | 0 | 0 | 0 | 0
F2_Commercial_Lodging_Existing_Miscellaneous_Natural Gas_Pool Heater_E5 | F2 | Commercial | Lodging | Existing | Miscellaneous | Natural Gas | Pool Heater | E5 | RVT - Cost of Operation | 0 | 0 | 0 | 0 | 0 | 0 | 0 | 0 | 0 | 0 | 0 | 0 | 0 | 0 | 0 | 0 | 0 | 0 | 0 | 0 | 0 | 0 | 0 | 0 | 0 | 0 | 0 | 0 | 0 | 0 | 0 | 0 | 0
F2_Commercial_Lodging_Existing_Miscellaneous_Natural Gas_Pool Heater_E6 | F2 | Commercial | Lodging | Existing | Miscellaneous | Natural Gas | Pool Heater | E6 | RVT - Cost of Operation | 0 | 0 | 0 | 0 | 0 | 0 | 0 | 0 | 0 | 0 | 0 | 0 | 0 | 0 | 0 | 0 | 0 | 0 | 0 | 0 | 0 | 0 | 0 | 0 | 0 | 0 | 0 | 0 | 0 | 0 | 0 | 0 | 0
F2_Commercial_Lodging_Existing_Miscellaneous_Natural Gas_Pool Heater_E7 | F2 | Commercial | Lodging | Existing | Miscellaneous | Natural Gas | Pool Heater | E7 | RVT - Cost of Operation | 0 | 0 | 0 | 0 | 0 | 0 | 0 | 0 | 0 | 0 | 0 | 0 | 0 | 0 | 0 | 0 | 0 | 0 | 0 | 0 | 0 | 0 | 0 | 0 | 0 | 0 | 0 | 0 | 0 | 0 | 0 | 0 | 0
F2_Commercial_Lodging_Existing_Miscellaneous_Natural Gas_Pool Heater_E8 | F2 | Commercial | Lodging | Existing | Miscellaneous | Natural Gas | Pool Heater | E8 | RVT - Cost of Operation | 0 | 0 | 0 | 0 | 0 | 0 | 0 | 0 | 0 | 0 | 0 | 0 | 0 | 0 | 0 | 0 | 0 | 0 | 0 | 0 | 0 | 0 | 0 | 0 | 0 | 0 | 0 | 0 | 0 | 0 | 0 | 0 | 0
F2_Commercial_Lodging_Existing_Miscellaneous_Natural Gas_Pool Heater_E9 | F2 | Commercial | Lodging | Existing | Miscellaneous | Natural Gas | Pool Heater | E9 | RVT - Cost of Operation | 0 | 0 | 0 | 0 | 0 | 0 | 0 | 0 | 0 | 0 | 0 | 0 | 0 | 0 | 0 | 0 | 0 | 0 | 0 | 0 | 0 | 0 | 0 | 0 | 0 | 0 | 0 | 0 | 0 | 0 | 0 | 0 | 0
F2_Commercial_Lodging_Existing_Miscellaneous_Natural Gas_Pool Heater_E10 | F2 | Commercial | Lodging | Existing | Miscellaneous | Natural Gas | Pool Heater | E10 | RVT - Cost of Operation | 0 | 0 | 0 | 0 | 0 | 0 | 0 | 0 | 0 | 0 | 0 | 0 | 0 | 0 | 0 | 0 | 0 | 0 | 0 | 0 | 0 | 0 | 0 | 0 | 0 | 0 | 0 | 0 | 0 | 0 | 0 | 0 | 0
F3_Commercial_Lodging_Existing_Miscellaneous_Natural Gas_Pool Heater_E1 | F3 | Commercial | Lodging | Existing | Miscellaneous | Natural Gas | Pool Heater | E1 | System - kBTUs of Consumption | 0.0022714 | 0.0022714 | 0.0022714 | 0.0022714 | 0.0022714 | 0.0022714 | 0.0022714 | 0.0022714 | 0.0022714 | 0.0022714 | 0.0022714 | 0.0022714 | 0.0022714 | 0.0022714 | 0.0022714 | 0.0022714 | 0.0022714 | 0.0022714 | 0.0022714 | 0.0022714 | 0.0022714 | 0.0022714 | 0.0022714 | 0.0022714 | 0.0022714 | 0.0022714 | 0.0022714 | 0.0022714 | 0.0022714 | 0.0022714 | 0.0022714 | 0.0022714 | 0.0022714
F3_Commercial_Lodging_Existing_Miscellaneous_Natural Gas_Pool Heater_E2 | F3 | Commercial | Lodging | Existing | Miscellaneous | Natural Gas | Pool Heater | E2 | System - kBTUs of Consumption | 0.0037191 | 0.0037191 | 0.0037191 | 0.0037191 | 0.0037191 | 0.0037191 | 0.0037191 | 0.0037191 | 0.0037191 | 0.0037191 | 0.0037191 | 0.0037191 | 0.0037191 | 0.0037191 | 0.0037191 | 0.0037191 | 0.0037191 | 0.0037191 | 0.0037191 | 0.0037191 | 0.0037191 | 0.0037191 | 0.0037191 | 0.0037191 | 0.0037191 | 0.0037191 | 0.0037191 | 0.0037191 | 0.0037191 | 0.0037191 | 0.0037191 | 0.0037191 | 0.0037191
F3_Commercial_Lodging_Existing_Miscellaneous_Natural Gas_Pool Heater_E3 | F3 | Commercial | Lodging | Existing | Miscellaneous | Natural Gas | Pool Heater | E3 | System - kBTUs of Consumption | 0 | 0 | 0 | 0 | 0 | 0 | 0 | 0 | 0 | 0 | 0 | 0 | 0 | 0 | 0 | 0 | 0 | 0 | 0 | 0 | 0 | 0 | 0 | 0 | 0 | 0 | 0 | 0 | 0 | 0 | 0 | 0 | 0
F3_Commercial_Lodging_Existing_Miscellaneous_Natural Gas_Pool Heater_E4 | F3 | Commercial | Lodging | Existing | Miscellaneous | Natural Gas | Pool Heater | E4 | System - kBTUs of Consumption | 0 | 0 | 0 | 0 | 0 | 0 | 0 | 0 | 0 | 0 | 0 | 0 | 0 | 0 | 0 | 0 | 0 | 0 | 0 | 0 | 0 | 0 | 0 | 0 | 0 | 0 | 0 | 0 | 0 | 0 | 0 | 0 | 0
F3_Commercial_Lodging_Existing_Miscellaneous_Natural Gas_Pool Heater_E5 | F3 | Commercial | Lodging | Existing | Miscellaneous | Natural Gas | Pool Heater | E5 | System - kBTUs of Consumption | 0 | 0 | 0 | 0 | 0 | 0 | 0 | 0 | 0 | 0 | 0 | 0 | 0 | 0 | 0 | 0 | 0 | 0 | 0 | 0 | 0 | 0 | 0 | 0 | 0 | 0 | 0 | 0 | 0 | 0 | 0 | 0 | 0
F3_Commercial_Lodging_Existing_Miscellaneous_Natural Gas_Pool Heater_E6 | F3 | Commercial | Lodging | Existing | Miscellaneous | Natural Gas | Pool Heater | E6 | System - kBTUs of Consumption | 0 | 0 | 0 | 0 | 0 | 0 | 0 | 0 | 0 | 0 | 0 | 0 | 0 | 0 | 0 | 0 | 0 | 0 | 0 | 0 | 0 | 0 | 0 | 0 | 0 | 0 | 0 | 0 | 0 | 0 | 0 | 0 | 0
F3_Commercial_Lodging_Existing_Miscellaneous_Natural Gas_Pool Heater_E7 | F3 | Commercial | Lodging | Existing | Miscellaneous | Natural Gas | Pool Heater | E7 | System - kBTUs of Consumption | 0 | 0 | 0 | 0 | 0 | 0 | 0 | 0 | 0 | 0 | 0 | 0 | 0 | 0 | 0 | 0 | 0 | 0 | 0 | 0 | 0 | 0 | 0 | 0 | 0 | 0 | 0 | 0 | 0 | 0 | 0 | 0 | 0
F3_Commercial_Lodging_Existing_Miscellaneous_Natural Gas_Pool Heater_E8 | F3 | Commercial | Lodging | Existing | Miscellaneous | Natural Gas | Pool Heater | E8 | System - kBTUs of Consumption | 0 | 0 | 0 | 0 | 0 | 0 | 0 | 0 | 0 | 0 | 0 | 0 | 0 | 0 | 0 | 0 | 0 | 0 | 0 | 0 | 0 | 0 | 0 | 0 | 0 | 0 | 0 | 0 | 0 | 0 | 0 | 0 | 0
F3_Commercial_Lodging_Existing_Miscellaneous_Natural Gas_Pool Heater_E9 | F3 | Commercial | Lodging | Existing | Miscellaneous | Natural Gas | Pool Heater | E9 | System - kBTUs of Consumption | 0 | 0 | 0 | 0 | 0 | 0 | 0 | 0 | 0 | 0 | 0 | 0 | 0 | 0 | 0 | 0 | 0 | 0 | 0 | 0 | 0 | 0 | 0 | 0 | 0 | 0 | 0 | 0 | 0 | 0 | 0 | 0 | 0
F3_Commercial_Lodging_Existing_Miscellaneous_Natural Gas_Pool Heater_E10 | F3 | Commercial | Lodging | Existing | Miscellaneous | Natural Gas | Pool Heater | E10 | System - kBTUs of Consumption | 0 | 0 | 0 | 0 | 0 | 0 | 0 | 0 | 0 | 0 | 0 | 0 | 0 | 0 | 0 | 0 | 0 | 0 | 0 | 0 | 0 | 0 | 0 | 0 | 0 | 0 | 0 | 0 | 0 | 0 | 0 | 0 | 0
F4_Commercial_Lodging_Existing_Miscellaneous_Natural Gas_Pool Heater_E1 | F4 | Commercial | Lodging | Existing | Miscellaneous | Natural Gas | Pool Heater | E1 | Utility - Cost of Equipment | 0 | 0 | 0 | 0 | 0 | 0 | 0 | 0 | 0 | 0 | 0 | 0 | 0 | 0 | 0 | 0 | 0 | 0 | 0 | 0 | 0 | 0 | 0 | 0 | 0 | 0 | 0 | 0 | 0 | 0 | 0 | 0 | 0
F4_Commercial_Lodging_Existing_Miscellaneous_Natural Gas_Pool Heater_E2 | F4 | Commercial | Lodging | Existing | Miscellaneous | Natural Gas | Pool Heater | E2 | Utility - Cost of Equipment | 0 | 0 | 0 | 0 | 0 | 0 | 0 | 0 | 0 | 0 | 0 | 0 | 0 | 0 | 0 | 0 | 0 | 0 | 0 | 0 | 0 | 0 | 0 | 0 | 0 | 0 | 0 | 0 | 0 | 0 | 0 | 0 | 0
F4_Commercial_Lodging_Existing_Miscellaneous_Natural Gas_Pool Heater_E3 | F4 | Commercial | Lodging | Existing | Miscellaneous | Natural Gas | Pool Heater | E3 | Utility - Cost of Equipment | 0 | 0 | 0 | 0 | 0 | 0 | 0 | 0 | 0 | 0 | 0 | 0 | 0 | 0 | 0 | 0 | 0 | 0 | 0 | 0 | 0 | 0 | 0 | 0 | 0 | 0 | 0 | 0 | 0 | 0 | 0 | 0 | 0
F4_Commercial_Lodging_Existing_Miscellaneous_Natural Gas_Pool Heater_E4 | F4 | Commercial | Lodging | Existing | Miscellaneous | Natural Gas | Pool Heater | E4 | Utility - Cost of Equipment | 0 | 0 | 0 | 0 | 0 | 0 | 0 | 0 | 0 | 0 | 0 | 0 | 0 | 0 | 0 | 0 | 0 | 0 | 0 | 0 | 0 | 0 | 0 | 0 | 0 | 0 | 0 | 0 | 0 | 0 | 0 | 0 | 0
F4_Commercial_Lodging_Existing_Miscellaneous_Natural Gas_Pool Heater_E5 | F4 | Commercial | Lodging | Existing | Miscellaneous | Natural Gas | Pool Heater | E5 | Utility - Cost of Equipment | 0 | 0 | 0 | 0 | 0 | 0 | 0 | 0 | 0 | 0 | 0 | 0 | 0 | 0 | 0 | 0 | 0 | 0 | 0 | 0 | 0 | 0 | 0 | 0 | 0 | 0 | 0 | 0 | 0 | 0 | 0 | 0 | 0
F4_Commercial_Lodging_Existing_Miscellaneous_Natural Gas_Pool Heater_E6 | F4 | Commercial | Lodging | Existing | Miscellaneous | Natural Gas | Pool Heater | E6 | Utility - Cost of Equipment | 0 | 0 | 0 | 0 | 0 | 0 | 0 | 0 | 0 | 0 | 0 | 0 | 0 | 0 | 0 | 0 | 0 | 0 | 0 | 0 | 0 | 0 | 0 | 0 | 0 | 0 | 0 | 0 | 0 | 0 | 0 | 0 | 0
F4_Commercial_Lodging_Existing_Miscellaneous_Natural Gas_Pool Heater_E7 | F4 | Commercial | Lodging | Existing | Miscellaneous | Natural Gas | Pool Heater | E7 | Utility - Cost of Equipment | 0 | 0 | 0 | 0 | 0 | 0 | 0 | 0 | 0 | 0 | 0 | 0 | 0 | 0 | 0 | 0 | 0 | 0 | 0 | 0 | 0 | 0 | 0 | 0 | 0 | 0 | 0 | 0 | 0 | 0 | 0 | 0 | 0
F4_Commercial_Lodging_Existing_Miscellaneous_Natural Gas_Pool Heater_E8 | F4 | Commercial | Lodging | Existing | Miscellaneous | Natural Gas | Pool Heater | E8 | Utility - Cost of Equipment | 0 | 0 | 0 | 0 | 0 | 0 | 0 | 0 | 0 | 0 | 0 | 0 | 0 | 0 | 0 | 0 | 0 | 0 | 0 | 0 | 0 | 0 | 0 | 0 | 0 | 0 | 0 | 0 | 0 | 0 | 0 | 0 | 0
F4_Commercial_Lodging_Existing_Miscellaneous_Natural Gas_Pool Heater_E9 | F4 | Commercial | Lodging | Existing | Miscellaneous | Natural Gas | Pool Heater | E9 | Utility - Cost of Equipment | 0 | 0 | 0 | 0 | 0 | 0 | 0 | 0 | 0 | 0 | 0 | 0 | 0 | 0 | 0 | 0 | 0 | 0 | 0 | 0 | 0 | 0 | 0 | 0 | 0 | 0 | 0 | 0 | 0 | 0 | 0 | 0 | 0
F4_Commercial_Lodging_Existing_Miscellaneous_Natural Gas_Pool Heater_E10 | F4 | Commercial | Lodging | Existing | Miscellaneous | Natural Gas | Pool Heater | E10 | Utility - Cost of Equipment | 0 | 0 | 0 | 0 | 0 | 0 | 0 | 0 | 0 | 0 | 0 | 0 | 0 | 0 | 0 | 0 | 0 | 0 | 0 | 0 | 0 | 0 | 0 | 0 | 0 | 0 | 0 | 0 | 0 | 0 | 0 | 0 | 0
F5_Commercial_Lodging_Existing_Miscellaneous_Natural Gas_Pool Heater_E1 | F5 | Commercial | Lodging | Existing | Miscellaneous | Natural Gas | Pool Heater | E1 | Utility - Cost of Operation | 0.0022714 | 0.0022714 | 0.0022714 | 0.0022714 | 0.0022714 | 0.0022714 | 0.0022714 | 0.0022714 | 0.0022714 | 0.0022714 | 0.0022714 | 0.0022714 | 0.0022714 | 0.0022714 | 0.0022714 | 0.0022714 | 0.0022714 | 0.0022714 | 0.0022714 | 0.0022714 | 0.0022714 | 0.0022714 | 0.0022714 | 0.0022714 | 0.0022714 | 0.0022714 | 0.0022714 | 0.0022714 | 0.0022714 | 0.0022714 | 0.0022714 | 0.0022714 | 0.0022714
F5_Commercial_Lodging_Existing_Miscellaneous_Natural Gas_Pool Heater_E2 | F5 | Commercial | Lodging | Existing | Miscellaneous | Natural Gas | Pool Heater | E2 | Utility - Cost of Operation | 0.0037191 | 0.0037191 | 0.0037191 | 0.0037191 | 0.0037191 | 0.0037191 | 0.0037191 | 0.0037191 | 0.0037191 | 0.0037191 | 0.0037191 | 0.0037191 | 0.0037191 | 0.0037191 | 0.0037191 | 0.0037191 | 0.0037191 | 0.0037191 | 0.0037191 | 0.0037191 | 0.0037191 | 0.0037191 | 0.0037191 | 0.0037191 | 0.0037191 | 0.0037191 | 0.0037191 | 0.0037191 | 0.0037191 | 0.0037191 | 0.0037191 | 0.0037191 | 0.0037191
F5_Commercial_Lodging_Existing_Miscellaneous_Natural Gas_Pool Heater_E3 | F5 | Commercial | Lodging | Existing | Miscellaneous | Natural Gas | Pool Heater | E3 | Utility - Cost of Operation | 0 | 0 | 0 | 0 | 0 | 0 | 0 | 0 | 0 | 0 | 0 | 0 | 0 | 0 | 0 | 0 | 0 | 0 | 0 | 0 | 0 | 0 | 0 | 0 | 0 | 0 | 0 | 0 | 0 | 0 | 0 | 0 | 0
F5_Commercial_Lodging_Existing_Miscellaneous_Natural Gas_Pool Heater_E4 | F5 | Commercial | Lodging | Existing | Miscellaneous | Natural Gas | Pool Heater | E4 | Utility - Cost of Operation | 0 | 0 | 0 | 0 | 0 | 0 | 0 | 0 | 0 | 0 | 0 | 0 | 0 | 0 | 0 | 0 | 0 | 0 | 0 | 0 | 0 | 0 | 0 | 0 | 0 | 0 | 0 | 0 | 0 | 0 | 0 | 0 | 0
F5_Commercial_Lodging_Existing_Miscellaneous_Natural Gas_Pool Heater_E5 | F5 | Commercial | Lodging | Existing | Miscellaneous | Natural Gas | Pool Heater | E5 | Utility - Cost of Operation | 0 | 0 | 0 | 0 | 0 | 0 | 0 | 0 | 0 | 0 | 0 | 0 | 0 | 0 | 0 | 0 | 0 | 0 | 0 | 0 | 0 | 0 | 0 | 0 | 0 | 0 | 0 | 0 | 0 | 0 | 0 | 0 | 0
F5_Commercial_Lodging_Existing_Miscellaneous_Natural Gas_Pool Heater_E6 | F5 | Commercial | Lodging | Existing | Miscellaneous | Natural Gas | Pool Heater | E6 | Utility - Cost of Operation | 0 | 0 | 0 | 0 | 0 | 0 | 0 | 0 | 0 | 0 | 0 | 0 | 0 | 0 | 0 | 0 | 0 | 0 | 0 | 0 | 0 | 0 | 0 | 0 | 0 | 0 | 0 | 0 | 0 | 0 | 0 | 0 | 0
F5_Commercial_Lodging_Existing_Miscellaneous_Natural Gas_Pool Heater_E7 | F5 | Commercial | Lodging | Existing | Miscellaneous | Natural Gas | Pool Heater | E7 | Utility - Cost of Operation | 0 | 0 | 0 | 0 | 0 | 0 | 0 | 0 | 0 | 0 | 0 | 0 | 0 | 0 | 0 | 0 | 0 | 0 | 0 | 0 | 0 | 0 | 0 | 0 | 0 | 0 | 0 | 0 | 0 | 0 | 0 | 0 | 0
F5_Commercial_Lodging_Existing_Miscellaneous_Natural Gas_Pool Heater_E8 | F5 | Commercial | Lodging | Existing | Miscellaneous | Natural Gas | Pool Heater | E8 | Utility - Cost of Operation | 0 | 0 | 0 | 0 | 0 | 0 | 0 | 0 | 0 | 0 | 0 | 0 | 0 | 0 | 0 | 0 | 0 | 0 | 0 | 0 | 0 | 0 | 0 | 0 | 0 | 0 | 0 | 0 | 0 | 0 | 0 | 0 | 0
F5_Commercial_Lodging_Existing_Miscellaneous_Natural Gas_Pool Heater_E9 | F5 | Commercial | Lodging | Existing | Miscellaneous | Natural Gas | Pool Heater | E9 | Utility - Cost of Operation | 0 | 0 | 0 | 0 | 0 | 0 | 0 | 0 | 0 | 0 | 0 | 0 | 0 | 0 | 0 | 0 | 0 | 0 | 0 | 0 | 0 | 0 | 0 | 0 | 0 | 0 | 0 | 0 | 0 | 0 | 0 | 0 | 0
F5_Commercial_Lodging_Existing_Miscellaneous_Natural Gas_Pool Heater_E10 | F5 | Commercial | Lodging | Existing | Miscellaneous | Natural Gas | Pool Heater | E10 | Utility - Cost of Operation | 0 | 0 | 0 | 0 | 0 | 0 | 0 | 0 | 0 | 0 | 0 | 0 | 0 | 0 | 0 | 0 | 0 | 0 | 0 | 0 | 0 | 0 | 0 | 0 | 0 | 0 | 0 | 0 | 0 | 0 | 0 | 0 | 0
F6_Commercial_Lodging_Existing_Miscellaneous_Natural Gas_Pool Heater_E1 | F6 | Commercial | Lodging | Existing | Miscellaneous | Natural Gas | Pool Heater | E1 | Utility - Value of Sales | 0.0094413 | 0.0095267 | 0.0096639 | 0.0096338 | 0.0096338 | 0.0096338 | 0.0096338 | 0.0096338 | 0.0096338 | 0.0096338 | 0.0096338 | 0.0096338 | 0.0096338 | 0.0096338 | 0.0096338 | 0.0096338 | 0.0096338 | 0.0096338 | 0.0096338 | 0.0096338 | 0.0096338 | 0.0096338 | 0.0096338 | 0.0096338 | 0.0096338 | 0.0096338 | 0.0096338 | 0.0096338 | 0.0096338 | 0.0096338 | 0.0096338 | 0.0096338 | 0.0096338
F6_Commercial_Lodging_Existing_Miscellaneous_Natural Gas_Pool Heater_E2 | F6 | Commercial | Lodging | Existing | Miscellaneous | Natural Gas | Pool Heater | E2 | Utility - Value of Sales | 0.0080251 | 0.0080977 | 0.0082143 | 0.0081887 | 0.0081887 | 0.0081887 | 0.0081887 | 0.0081887 | 0.0081887 | 0.0081887 | 0.0081887 | 0.0081887 | 0.0081887 | 0.0081887 | 0.0081887 | 0.0081887 | 0.0081887 | 0.0081887 | 0.0081887 | 0.0081887 | 0.0081887 | 0.0081887 | 0.0081887 | 0.0081887 | 0.0081887 | 0.0081887 | 0.0081887 | 0.0081887 | 0.0081887 | 0.0081887 | 0.0081887 | 0.0081887 | 0.0081887
F6_Commercial_Lodging_Existing_Miscellaneous_Natural Gas_Pool Heater_E3 | F6 | Commercial | Lodging | Existing | Miscellaneous | Natural Gas | Pool Heater | E3 | Utility - Value of Sales | 0 | 0 | 0 | 0 | 0 | 0 | 0 | 0 | 0 | 0 | 0 | 0 | 0 | 0 | 0 | 0 | 0 | 0 | 0 | 0 | 0 | 0 | 0 | 0 | 0 | 0 | 0 | 0 | 0 | 0 | 0 | 0 | 0
F6_Commercial_Lodging_Existing_Miscellaneous_Natural Gas_Pool Heater_E4 | F6 | Commercial | Lodging | Existing | Miscellaneous | Natural Gas | Pool Heater | E4 | Utility - Value of Sales | 0 | 0 | 0 | 0 | 0 | 0 | 0 | 0 | 0 | 0 | 0 | 0 | 0 | 0 | 0 | 0 | 0 | 0 | 0 | 0 | 0 | 0 | 0 | 0 | 0 | 0 | 0 | 0 | 0 | 0 | 0 | 0 | 0
F6_Commercial_Lodging_Existing_Miscellaneous_Natural Gas_Pool Heater_E5 | F6 | Commercial | Lodging | Existing | Miscellaneous | Natural Gas | Pool Heater | E5 | Utility - Value of Sales | 0 | 0 | 0 | 0 | 0 | 0 | 0 | 0 | 0 | 0 | 0 | 0 | 0 | 0 | 0 | 0 | 0 | 0 | 0 | 0 | 0 | 0 | 0 | 0 | 0 | 0 | 0 | 0 | 0 | 0 | 0 | 0 | 0
F6_Commercial_Lodging_Existing_Miscellaneous_Natural Gas_Pool Heater_E6 | F6 | Commercial | Lodging | Existing | Miscellaneous | Natural Gas | Pool Heater | E6 | Utility - Value of Sales | 0 | 0 | 0 | 0 | 0 | 0 | 0 | 0 | 0 | 0 | 0 | 0 | 0 | 0 | 0 | 0 | 0 | 0 | 0 | 0 | 0 | 0 | 0 | 0 | 0 | 0 | 0 | 0 | 0 | 0 | 0 | 0 | 0
F6_Commercial_Lodging_Existing_Miscellaneous_Natural Gas_Pool Heater_E7 | F6 | Commercial | Lodging | Existing | Miscellaneous | Natural Gas | Pool Heater | E7 | Utility - Value of Sales | 0 | 0 | 0 | 0 | 0 | 0 | 0 | 0 | 0 | 0 | 0 | 0 | 0 | 0 | 0 | 0 | 0 | 0 | 0 | 0 | 0 | 0 | 0 | 0 | 0 | 0 | 0 | 0 | 0 | 0 | 0 | 0 | 0
F6_Commercial_Lodging_Existing_Miscellaneous_Natural Gas_Pool Heater_E8 | F6 | Commercial | Lodging | Existing | Miscellaneous | Natural Gas | Pool Heater | E8 | Utility - Value of Sales | 0 | 0 | 0 | 0 | 0 | 0 | 0 | 0 | 0 | 0 | 0 | 0 | 0 | 0 | 0 | 0 | 0 | 0 | 0 | 0 | 0 | 0 | 0 | 0 | 0 | 0 | 0 | 0 | 0 | 0 | 0 | 0 | 0
F6_Commercial_Lodging_Existing_Miscellaneous_Natural Gas_Pool Heater_E9 | F6 | Commercial | Lodging | Existing | Miscellaneous | Natural Gas | Pool Heater | E9 | Utility - Value of Sales | 0 | 0 | 0 | 0 | 0 | 0 | 0 | 0 | 0 | 0 | 0 | 0 | 0 | 0 | 0 | 0 | 0 | 0 | 0 | 0 | 0 | 0 | 0 | 0 | 0 | 0 | 0 | 0 | 0 | 0 | 0 | 0 | 0
F6_Commercial_Lodging_Existing_Miscellaneous_Natural Gas_Pool Heater_E10 | F6 | Commercial | Lodging | Existing | Miscellaneous | Natural Gas | Pool Heater | E10 | Utility - Value of Sales | 0 | 0 | 0 | 0 | 0 | 0 | 0 | 0 | 0 | 0 | 0 | 0 | 0 | 0 | 0 | 0 | 0 | 0 | 0 | 0 | 0 | 0 | 0 | 0 | 0 | 0 | 0 | 0 | 0 | 0 | 0 | 0 | 0
F1_Commercial_Lodging_Existing_Miscellaneous_Natural Gas_Miscellaneous_E1 | F1 | Commercial | Lodging | Existing | Miscellaneous | Natural Gas | Miscellaneous | E1 | RVT - Cost of Equipment | 0 | 0 | 0 | 0 | 0 | 0 | 0 | 0 | 0 | 0 | 0 | 0 | 0 | 0 | 0 | 0 | 0 | 0 | 0 | 0 | 0 | 0 | 0 | 0 | 0 | 0 | 0 | 0 | 0 | 0 | 0 | 0 | 0
F1_Commercial_Lodging_Existing_Miscellaneous_Natural Gas_Miscellaneous_E2 | F1 | Commercial | Lodging | Existing | Miscellaneous | Natural Gas | Miscellaneous | E2 | RVT - Cost of Equipment | 0 | 0 | 0 | 0 | 0 | 0 | 0 | 0 | 0 | 0 | 0 | 0 | 0 | 0 | 0 | 0 | 0 | 0 | 0 | 0 | 0 | 0 | 0 | 0 | 0 | 0 | 0 | 0 | 0 | 0 | 0 | 0 | 0
F1_Commercial_Lodging_Existing_Miscellaneous_Natural Gas_Miscellaneous_E3 | F1 | Commercial | Lodging | Existing | Miscellaneous | Natural Gas | Miscellaneous | E3 | RVT - Cost of Equipment | 0 | 0 | 0 | 0 | 0 | 0 | 0 | 0 | 0 | 0 | 0 | 0 | 0 | 0 | 0 | 0 | 0 | 0 | 0 | 0 | 0 | 0 | 0 | 0 | 0 | 0 | 0 | 0 | 0 | 0 | 0 | 0 | 0
F1_Commercial_Lodging_Existing_Miscellaneous_Natural Gas_Miscellaneous_E4 | F1 | Commercial | Lodging | Existing | Miscellaneous | Natural Gas | Miscellaneous | E4 | RVT - Cost of Equipment | 0 | 0 | 0 | 0 | 0 | 0 | 0 | 0 | 0 | 0 | 0 | 0 | 0 | 0 | 0 | 0 | 0 | 0 | 0 | 0 | 0 | 0 | 0 | 0 | 0 | 0 | 0 | 0 | 0 | 0 | 0 | 0 | 0
F1_Commercial_Lodging_Existing_Miscellaneous_Natural Gas_Miscellaneous_E5 | F1 | Commercial | Lodging | Existing | Miscellaneous | Natural Gas | Miscellaneous | E5 | RVT - Cost of Equipment | 0 | 0 | 0 | 0 | 0 | 0 | 0 | 0 | 0 | 0 | 0 | 0 | 0 | 0 | 0 | 0 | 0 | 0 | 0 | 0 | 0 | 0 | 0 | 0 | 0 | 0 | 0 | 0 | 0 | 0 | 0 | 0 | 0
F1_Commercial_Lodging_Existing_Miscellaneous_Natural Gas_Miscellaneous_E6 | F1 | Commercial | Lodging | Existing | Miscellaneous | Natural Gas | Miscellaneous | E6 | RVT - Cost of Equipment | 0 | 0 | 0 | 0 | 0 | 0 | 0 | 0 | 0 | 0 | 0 | 0 | 0 | 0 | 0 | 0 | 0 | 0 | 0 | 0 | 0 | 0 | 0 | 0 | 0 | 0 | 0 | 0 | 0 | 0 | 0 | 0 | 0
F1_Commercial_Lodging_Existing_Miscellaneous_Natural Gas_Miscellaneous_E7 | F1 | Commercial | Lodging | Existing | Miscellaneous | Natural Gas | Miscellaneous | E7 | RVT - Cost of Equipment | 0 | 0 | 0 | 0 | 0 | 0 | 0 | 0 | 0 | 0 | 0 | 0 | 0 | 0 | 0 | 0 | 0 | 0 | 0 | 0 | 0 | 0 | 0 | 0 | 0 | 0 | 0 | 0 | 0 | 0 | 0 | 0 | 0
F1_Commercial_Lodging_Existing_Miscellaneous_Natural Gas_Miscellaneous_E8 | F1 | Commercial | Lodging | Existing | Miscellaneous | Natural Gas | Miscellaneous | E8 | RVT - Cost of Equipment | 0 | 0 | 0 | 0 | 0 | 0 | 0 | 0 | 0 | 0 | 0 | 0 | 0 | 0 | 0 | 0 | 0 | 0 | 0 | 0 | 0 | 0 | 0 | 0 | 0 | 0 | 0 | 0 | 0 | 0 | 0 | 0 | 0
F1_Commercial_Lodging_Existing_Miscellaneous_Natural Gas_Miscellaneous_E9 | F1 | Commercial | Lodging | Existing | Miscellaneous | Natural Gas | Miscellaneous | E9 | RVT - Cost of Equipment | 0 | 0 | 0 | 0 | 0 | 0 | 0 | 0 | 0 | 0 | 0 | 0 | 0 | 0 | 0 | 0 | 0 | 0 | 0 | 0 | 0 | 0 | 0 | 0 | 0 | 0 | 0 | 0 | 0 | 0 | 0 | 0 | 0
F1_Commercial_Lodging_Existing_Miscellaneous_Natural Gas_Miscellaneous_E10 | F1 | Commercial | Lodging | Existing | Miscellaneous | Natural Gas | Miscellaneous | E10 | RVT - Cost of Equipment | 0 | 0 | 0 | 0 | 0 | 0 | 0 | 0 | 0 | 0 | 0 | 0 | 0 | 0 | 0 | 0 | 0 | 0 | 0 | 0 | 0 | 0 | 0 | 0 | 0 | 0 | 0 | 0 | 0 | 0 | 0 | 0 | 0
F2_Commercial_Lodging_Existing_Miscellaneous_Natural Gas_Miscellaneous_E1 | F2 | Commercial | Lodging | Existing | Miscellaneous | Natural Gas | Miscellaneous | E1 | RVT - Cost of Operation | 0 | 0 | 0 | 0 | 0 | 0 | 0 | 0 | 0 | 0 | 0 | 0 | 0 | 0 | 0 | 0 | 0 | 0 | 0 | 0 | 0 | 0 | 0 | 0 | 0 | 0 | 0 | 0 | 0 | 0 | 0 | 0 | 0
F2_Commercial_Lodging_Existing_Miscellaneous_Natural Gas_Miscellaneous_E2 | F2 | Commercial | Lodging | Existing | Miscellaneous | Natural Gas | Miscellaneous | E2 | RVT - Cost of Operation | 0 | 0 | 0 | 0 | 0 | 0 | 0 | 0 | 0 | 0 | 0 | 0 | 0 | 0 | 0 | 0 | 0 | 0 | 0 | 0 | 0 | 0 | 0 | 0 | 0 | 0 | 0 | 0 | 0 | 0 | 0 | 0 | 0
F2_Commercial_Lodging_Existing_Miscellaneous_Natural Gas_Miscellaneous_E3 | F2 | Commercial | Lodging | Existing | Miscellaneous | Natural Gas | Miscellaneous | E3 | RVT - Cost of Operation | 0 | 0 | 0 | 0 | 0 | 0 | 0 | 0 | 0 | 0 | 0 | 0 | 0 | 0 | 0 | 0 | 0 | 0 | 0 | 0 | 0 | 0 | 0 | 0 | 0 | 0 | 0 | 0 | 0 | 0 | 0 | 0 | 0
F2_Commercial_Lodging_Existing_Miscellaneous_Natural Gas_Miscellaneous_E4 | F2 | Commercial | Lodging | Existing | Miscellaneous | Natural Gas | Miscellaneous | E4 | RVT - Cost of Operation | 0 | 0 | 0 | 0 | 0 | 0 | 0 | 0 | 0 | 0 | 0 | 0 | 0 | 0 | 0 | 0 | 0 | 0 | 0 | 0 | 0 | 0 | 0 | 0 | 0 | 0 | 0 | 0 | 0 | 0 | 0 | 0 | 0
F2_Commercial_Lodging_Existing_Miscellaneous_Natural Gas_Miscellaneous_E5 | F2 | Commercial | Lodging | Existing | Miscellaneous | Natural Gas | Miscellaneous | E5 | RVT - Cost of Operation | 0 | 0 | 0 | 0 | 0 | 0 | 0 | 0 | 0 | 0 | 0 | 0 | 0 | 0 | 0 | 0 | 0 | 0 | 0 | 0 | 0 | 0 | 0 | 0 | 0 | 0 | 0 | 0 | 0 | 0 | 0 | 0 | 0
F2_Commercial_Lodging_Existing_Miscellaneous_Natural Gas_Miscellaneous_E6 | F2 | Commercial | Lodging | Existing | Miscellaneous | Natural Gas | Miscellaneous | E6 | RVT - Cost of Operation | 0 | 0 | 0 | 0 | 0 | 0 | 0 | 0 | 0 | 0 | 0 | 0 | 0 | 0 | 0 | 0 | 0 | 0 | 0 | 0 | 0 | 0 | 0 | 0 | 0 | 0 | 0 | 0 | 0 | 0 | 0 | 0 | 0
F2_Commercial_Lodging_Existing_Miscellaneous_Natural Gas_Miscellaneous_E7 | F2 | Commercial | Lodging | Existing | Miscellaneous | Natural Gas | Miscellaneous | E7 | RVT - Cost of Operation | 0 | 0 | 0 | 0 | 0 | 0 | 0 | 0 | 0 | 0 | 0 | 0 | 0 | 0 | 0 | 0 | 0 | 0 | 0 | 0 | 0 | 0 | 0 | 0 | 0 | 0 | 0 | 0 | 0 | 0 | 0 | 0 | 0
F2_Commercial_Lodging_Existing_Miscellaneous_Natural Gas_Miscellaneous_E8 | F2 | Commercial | Lodging | Existing | Miscellaneous | Natural Gas | Miscellaneous | E8 | RVT - Cost of Operation | 0 | 0 | 0 | 0 | 0 | 0 | 0 | 0 | 0 | 0 | 0 | 0 | 0 | 0 | 0 | 0 | 0 | 0 | 0 | 0 | 0 | 0 | 0 | 0 | 0 | 0 | 0 | 0 | 0 | 0 | 0 | 0 | 0
F2_Commercial_Lodging_Existing_Miscellaneous_Natural Gas_Miscellaneous_E9 | F2 | Commercial | Lodging | Existing | Miscellaneous | Natural Gas | Miscellaneous | E9 | RVT - Cost of Operation | 0 | 0 | 0 | 0 | 0 | 0 | 0 | 0 | 0 | 0 | 0 | 0 | 0 | 0 | 0 | 0 | 0 | 0 | 0 | 0 | 0 | 0 | 0 | 0 | 0 | 0 | 0 | 0 | 0 | 0 | 0 | 0 | 0
F2_Commercial_Lodging_Existing_Miscellaneous_Natural Gas_Miscellaneous_E10 | F2 | Commercial | Lodging | Existing | Miscellaneous | Natural Gas | Miscellaneous | E10 | RVT - Cost of Operation | 0 | 0 | 0 | 0 | 0 | 0 | 0 | 0 | 0 | 0 | 0 | 0 | 0 | 0 | 0 | 0 | 0 | 0 | 0 | 0 | 0 | 0 | 0 | 0 | 0 | 0 | 0 | 0 | 0 | 0 | 0 | 0 | 0
F3_Commercial_Lodging_Existing_Miscellaneous_Natural Gas_Miscellaneous_E1 | F3 | Commercial | Lodging | Existing | Miscellaneous | Natural Gas | Miscellaneous | E1 | System - kBTUs of Consumption | 0.0082216 | 0.0082216 | 0.0082216 | 0.0082216 | 0.0082216 | 0.0082216 | 0.0082216 | 0.0082216 | 0.0082216 | 0.0082216 | 0.0082216 | 0.0082216 | 0.0082216 | 0.0082216 | 0.0082216 | 0.0082216 | 0.0082216 | 0.0082216 | 0.0082216 | 0.0082216 | 0.0082216 | 0.0082216 | 0.0082216 | 0.0082216 | 0.0082216 | 0.0082216 | 0.0082216 | 0.0082216 | 0.0082216 | 0.0082216 | 0.0082216 | 0.0082216 | 0.0082216
F3_Commercial_Lodging_Existing_Miscellaneous_Natural Gas_Miscellaneous_E2 | F3 | Commercial | Lodging | Existing | Miscellaneous | Natural Gas | Miscellaneous | E2 | System - kBTUs of Consumption | 0 | 0 | 0 | 0 | 0 | 0 | 0 | 0 | 0 | 0 | 0 | 0 | 0 | 0 | 0 | 0 | 0 | 0 | 0 | 0 | 0 | 0 | 0 | 0 | 0 | 0 | 0 | 0 | 0 | 0 | 0 | 0 | 0
F3_Commercial_Lodging_Existing_Miscellaneous_Natural Gas_Miscellaneous_E3 | F3 | Commercial | Lodging | Existing | Miscellaneous | Natural Gas | Miscellaneous | E3 | System - kBTUs of Consumption | 0 | 0 | 0 | 0 | 0 | 0 | 0 | 0 | 0 | 0 | 0 | 0 | 0 | 0 | 0 | 0 | 0 | 0 | 0 | 0 | 0 | 0 | 0 | 0 | 0 | 0 | 0 | 0 | 0 | 0 | 0 | 0 | 0
F3_Commercial_Lodging_Existing_Miscellaneous_Natural Gas_Miscellaneous_E4 | F3 | Commercial | Lodging | Existing | Miscellaneous | Natural Gas | Miscellaneous | E4 | System - kBTUs of Consumption | 0 | 0 | 0 | 0 | 0 | 0 | 0 | 0 | 0 | 0 | 0 | 0 | 0 | 0 | 0 | 0 | 0 | 0 | 0 | 0 | 0 | 0 | 0 | 0 | 0 | 0 | 0 | 0 | 0 | 0 | 0 | 0 | 0
F3_Commercial_Lodging_Existing_Miscellaneous_Natural Gas_Miscellaneous_E5 | F3 | Commercial | Lodging | Existing | Miscellaneous | Natural Gas | Miscellaneous | E5 | System - kBTUs of Consumption | 0 | 0 | 0 | 0 | 0 | 0 | 0 | 0 | 0 | 0 | 0 | 0 | 0 | 0 | 0 | 0 | 0 | 0 | 0 | 0 | 0 | 0 | 0 | 0 | 0 | 0 | 0 | 0 | 0 | 0 | 0 | 0 | 0
F3_Commercial_Lodging_Existing_Miscellaneous_Natural Gas_Miscellaneous_E6 | F3 | Commercial | Lodging | Existing | Miscellaneous | Natural Gas | Miscellaneous | E6 | System - kBTUs of Consumption | 0 | 0 | 0 | 0 | 0 | 0 | 0 | 0 | 0 | 0 | 0 | 0 | 0 | 0 | 0 | 0 | 0 | 0 | 0 | 0 | 0 | 0 | 0 | 0 | 0 | 0 | 0 | 0 | 0 | 0 | 0 | 0 | 0
F3_Commercial_Lodging_Existing_Miscellaneous_Natural Gas_Miscellaneous_E7 | F3 | Commercial | Lodging | Existing | Miscellaneous | Natural Gas | Miscellaneous | E7 | System - kBTUs of Consumption | 0 | 0 | 0 | 0 | 0 | 0 | 0 | 0 | 0 | 0 | 0 | 0 | 0 | 0 | 0 | 0 | 0 | 0 | 0 | 0 | 0 | 0 | 0 | 0 | 0 | 0 | 0 | 0 | 0 | 0 | 0 | 0 | 0
F3_Commercial_Lodging_Existing_Miscellaneous_Natural Gas_Miscellaneous_E8 | F3 | Commercial | Lodging | Existing | Miscellaneous | Natural Gas | Miscellaneous | E8 | System - kBTUs of Consumption | 0 | 0 | 0 | 0 | 0 | 0 | 0 | 0 | 0 | 0 | 0 | 0 | 0 | 0 | 0 | 0 | 0 | 0 | 0 | 0 | 0 | 0 | 0 | 0 | 0 | 0 | 0 | 0 | 0 | 0 | 0 | 0 | 0
F3_Commercial_Lodging_Existing_Miscellaneous_Natural Gas_Miscellaneous_E9 | F3 | Commercial | Lodging | Existing | Miscellaneous | Natural Gas | Miscellaneous | E9 | System - kBTUs of Consumption | 0 | 0 | 0 | 0 | 0 | 0 | 0 | 0 | 0 | 0 | 0 | 0 | 0 | 0 | 0 | 0 | 0 | 0 | 0 | 0 | 0 | 0 | 0 | 0 | 0 | 0 | 0 | 0 | 0 | 0 | 0 | 0 | 0
F3_Commercial_Lodging_Existing_Miscellaneous_Natural Gas_Miscellaneous_E10 | F3 | Commercial | Lodging | Existing | Miscellaneous | Natural Gas | Miscellaneous | E10 | System - kBTUs of Consumption | 0 | 0 | 0 | 0 | 0 | 0 | 0 | 0 | 0 | 0 | 0 | 0 | 0 | 0 | 0 | 0 | 0 | 0 | 0 | 0 | 0 | 0 | 0 | 0 | 0 | 0 | 0 | 0 | 0 | 0 | 0 | 0 | 0
F4_Commercial_Lodging_Existing_Miscellaneous_Natural Gas_Miscellaneous_E1 | F4 | Commercial | Lodging | Existing | Miscellaneous | Natural Gas | Miscellaneous | E1 | Utility - Cost of Equipment | 0 | 0 | 0 | 0 | 0 | 0 | 0 | 0 | 0 | 0 | 0 | 0 | 0 | 0 | 0 | 0 | 0 | 0 | 0 | 0 | 0 | 0 | 0 | 0 | 0 | 0 | 0 | 0 | 0 | 0 | 0 | 0 | 0
F4_Commercial_Lodging_Existing_Miscellaneous_Natural Gas_Miscellaneous_E2 | F4 | Commercial | Lodging | Existing | Miscellaneous | Natural Gas | Miscellaneous | E2 | Utility - Cost of Equipment | 0 | 0 | 0 | 0 | 0 | 0 | 0 | 0 | 0 | 0 | 0 | 0 | 0 | 0 | 0 | 0 | 0 | 0 | 0 | 0 | 0 | 0 | 0 | 0 | 0 | 0 | 0 | 0 | 0 | 0 | 0 | 0 | 0
F4_Commercial_Lodging_Existing_Miscellaneous_Natural Gas_Miscellaneous_E3 | F4 | Commercial | Lodging | Existing | Miscellaneous | Natural Gas | Miscellaneous | E3 | Utility - Cost of Equipment | 0 | 0 | 0 | 0 | 0 | 0 | 0 | 0 | 0 | 0 | 0 | 0 | 0 | 0 | 0 | 0 | 0 | 0 | 0 | 0 | 0 | 0 | 0 | 0 | 0 | 0 | 0 | 0 | 0 | 0 | 0 | 0 | 0
F4_Commercial_Lodging_Existing_Miscellaneous_Natural Gas_Miscellaneous_E4 | F4 | Commercial | Lodging | Existing | Miscellaneous | Natural Gas | Miscellaneous | E4 | Utility - Cost of Equipment | 0 | 0 | 0 | 0 | 0 | 0 | 0 | 0 | 0 | 0 | 0 | 0 | 0 | 0 | 0 | 0 | 0 | 0 | 0 | 0 | 0 | 0 | 0 | 0 | 0 | 0 | 0 | 0 | 0 | 0 | 0 | 0 | 0
F4_Commercial_Lodging_Existing_Miscellaneous_Natural Gas_Miscellaneous_E5 | F4 | Commercial | Lodging | Existing | Miscellaneous | Natural Gas | Miscellaneous | E5 | Utility - Cost of Equipment | 0 | 0 | 0 | 0 | 0 | 0 | 0 | 0 | 0 | 0 | 0 | 0 | 0 | 0 | 0 | 0 | 0 | 0 | 0 | 0 | 0 | 0 | 0 | 0 | 0 | 0 | 0 | 0 | 0 | 0 | 0 | 0 | 0
F4_Commercial_Lodging_Existing_Miscellaneous_Natural Gas_Miscellaneous_E6 | F4 | Commercial | Lodging | Existing | Miscellaneous | Natural Gas | Miscellaneous | E6 | Utility - Cost of Equipment | 0 | 0 | 0 | 0 | 0 | 0 | 0 | 0 | 0 | 0 | 0 | 0 | 0 | 0 | 0 | 0 | 0 | 0 | 0 | 0 | 0 | 0 | 0 | 0 | 0 | 0 | 0 | 0 | 0 | 0 | 0 | 0 | 0
F4_Commercial_Lodging_Existing_Miscellaneous_Natural Gas_Miscellaneous_E7 | F4 | Commercial | Lodging | Existing | Miscellaneous | Natural Gas | Miscellaneous | E7 | Utility - Cost of Equipment | 0 | 0 | 0 | 0 | 0 | 0 | 0 | 0 | 0 | 0 | 0 | 0 | 0 | 0 | 0 | 0 | 0 | 0 | 0 | 0 | 0 | 0 | 0 | 0 | 0 | 0 | 0 | 0 | 0 | 0 | 0 | 0 | 0
F4_Commercial_Lodging_Existing_Miscellaneous_Natural Gas_Miscellaneous_E8 | F4 | Commercial | Lodging | Existing | Miscellaneous | Natural Gas | Miscellaneous | E8 | Utility - Cost of Equipment | 0 | 0 | 0 | 0 | 0 | 0 | 0 | 0 | 0 | 0 | 0 | 0 | 0 | 0 | 0 | 0 | 0 | 0 | 0 | 0 | 0 | 0 | 0 | 0 | 0 | 0 | 0 | 0 | 0 | 0 | 0 | 0 | 0
F4_Commercial_Lodging_Existing_Miscellaneous_Natural Gas_Miscellaneous_E9 | F4 | Commercial | Lodging | Existing | Miscellaneous | Natural Gas | Miscellaneous | E9 | Utility - Cost of Equipment | 0 | 0 | 0 | 0 | 0 | 0 | 0 | 0 | 0 | 0 | 0 | 0 | 0 | 0 | 0 | 0 | 0 | 0 | 0 | 0 | 0 | 0 | 0 | 0 | 0 | 0 | 0 | 0 | 0 | 0 | 0 | 0 | 0
F4_Commercial_Lodging_Existing_Miscellaneous_Natural Gas_Miscellaneous_E10 | F4 | Commercial | Lodging | Existing | Miscellaneous | Natural Gas | Miscellaneous | E10 | Utility - Cost of Equipment | 0 | 0 | 0 | 0 | 0 | 0 | 0 | 0 | 0 | 0 | 0 | 0 | 0 | 0 | 0 | 0 | 0 | 0 | 0 | 0 | 0 | 0 | 0 | 0 | 0 | 0 | 0 | 0 | 0 | 0 | 0 | 0 | 0
F5_Commercial_Lodging_Existing_Miscellaneous_Natural Gas_Miscellaneous_E1 | F5 | Commercial | Lodging | Existing | Miscellaneous | Natural Gas | Miscellaneous | E1 | Utility - Cost of Operation | 0.0082216 | 0.0082216 | 0.0082216 | 0.0082216 | 0.0082216 | 0.0082216 | 0.0082216 | 0.0082216 | 0.0082216 | 0.0082216 | 0.0082216 | 0.0082216 | 0.0082216 | 0.0082216 | 0.0082216 | 0.0082216 | 0.0082216 | 0.0082216 | 0.0082216 | 0.0082216 | 0.0082216 | 0.0082216 | 0.0082216 | 0.0082216 | 0.0082216 | 0.0082216 | 0.0082216 | 0.0082216 | 0.0082216 | 0.0082216 | 0.0082216 | 0.0082216 | 0.0082216
F5_Commercial_Lodging_Existing_Miscellaneous_Natural Gas_Miscellaneous_E2 | F5 | Commercial | Lodging | Existing | Miscellaneous | Natural Gas | Miscellaneous | E2 | Utility - Cost of Operation | 0 | 0 | 0 | 0 | 0 | 0 | 0 | 0 | 0 | 0 | 0 | 0 | 0 | 0 | 0 | 0 | 0 | 0 | 0 | 0 | 0 | 0 | 0 | 0 | 0 | 0 | 0 | 0 | 0 | 0 | 0 | 0 | 0
F5_Commercial_Lodging_Existing_Miscellaneous_Natural Gas_Miscellaneous_E3 | F5 | Commercial | Lodging | Existing | Miscellaneous | Natural Gas | Miscellaneous | E3 | Utility - Cost of Operation | 0 | 0 | 0 | 0 | 0 | 0 | 0 | 0 | 0 | 0 | 0 | 0 | 0 | 0 | 0 | 0 | 0 | 0 | 0 | 0 | 0 | 0 | 0 | 0 | 0 | 0 | 0 | 0 | 0 | 0 | 0 | 0 | 0
F5_Commercial_Lodging_Existing_Miscellaneous_Natural Gas_Miscellaneous_E4 | F5 | Commercial | Lodging | Existing | Miscellaneous | Natural Gas | Miscellaneous | E4 | Utility - Cost of Operation | 0 | 0 | 0 | 0 | 0 | 0 | 0 | 0 | 0 | 0 | 0 | 0 | 0 | 0 | 0 | 0 | 0 | 0 | 0 | 0 | 0 | 0 | 0 | 0 | 0 | 0 | 0 | 0 | 0 | 0 | 0 | 0 | 0
F5_Commercial_Lodging_Existing_Miscellaneous_Natural Gas_Miscellaneous_E5 | F5 | Commercial | Lodging | Existing | Miscellaneous | Natural Gas | Miscellaneous | E5 | Utility - Cost of Operation | 0 | 0 | 0 | 0 | 0 | 0 | 0 | 0 | 0 | 0 | 0 | 0 | 0 | 0 | 0 | 0 | 0 | 0 | 0 | 0 | 0 | 0 | 0 | 0 | 0 | 0 | 0 | 0 | 0 | 0 | 0 | 0 | 0
F5_Commercial_Lodging_Existing_Miscellaneous_Natural Gas_Miscellaneous_E6 | F5 | Commercial | Lodging | Existing | Miscellaneous | Natural Gas | Miscellaneous | E6 | Utility - Cost of Operation | 0 | 0 | 0 | 0 | 0 | 0 | 0 | 0 | 0 | 0 | 0 | 0 | 0 | 0 | 0 | 0 | 0 | 0 | 0 | 0 | 0 | 0 | 0 | 0 | 0 | 0 | 0 | 0 | 0 | 0 | 0 | 0 | 0
F5_Commercial_Lodging_Existing_Miscellaneous_Natural Gas_Miscellaneous_E7 | F5 | Commercial | Lodging | Existing | Miscellaneous | Natural Gas | Miscellaneous | E7 | Utility - Cost of Operation | 0 | 0 | 0 | 0 | 0 | 0 | 0 | 0 | 0 | 0 | 0 | 0 | 0 | 0 | 0 | 0 | 0 | 0 | 0 | 0 | 0 | 0 | 0 | 0 | 0 | 0 | 0 | 0 | 0 | 0 | 0 | 0 | 0
F5_Commercial_Lodging_Existing_Miscellaneous_Natural Gas_Miscellaneous_E8 | F5 | Commercial | Lodging | Existing | Miscellaneous | Natural Gas | Miscellaneous | E8 | Utility - Cost of Operation | 0 | 0 | 0 | 0 | 0 | 0 | 0 | 0 | 0 | 0 | 0 | 0 | 0 | 0 | 0 | 0 | 0 | 0 | 0 | 0 | 0 | 0 | 0 | 0 | 0 | 0 | 0 | 0 | 0 | 0 | 0 | 0 | 0
F5_Commercial_Lodging_Existing_Miscellaneous_Natural Gas_Miscellaneous_E9 | F5 | Commercial | Lodging | Existing | Miscellaneous | Natural Gas | Miscellaneous | E9 | Utility - Cost of Operation | 0 | 0 | 0 | 0 | 0 | 0 | 0 | 0 | 0 | 0 | 0 | 0 | 0 | 0 | 0 | 0 | 0 | 0 | 0 | 0 | 0 | 0 | 0 | 0 | 0 | 0 | 0 | 0 | 0 | 0 | 0 | 0 | 0
F5_Commercial_Lodging_Existing_Miscellaneous_Natural Gas_Miscellaneous_E10 | F5 | Commercial | Lodging | Existing | Miscellaneous | Natural Gas | Miscellaneous | E10 | Utility - Cost of Operation | 0 | 0 | 0 | 0 | 0 | 0 | 0 | 0 | 0 | 0 | 0 | 0 | 0 | 0 | 0 | 0 | 0 | 0 | 0 | 0 | 0 | 0 | 0 | 0 | 0 | 0 | 0 | 0 | 0 | 0 | 0 | 0 | 0
F6_Commercial_Lodging_Existing_Miscellaneous_Natural Gas_Miscellaneous_E1 | F6 | Commercial | Lodging | Existing | Miscellaneous | Natural Gas | Miscellaneous | E1 | Utility - Value of Sales | 0.035712 | 0.036121 | 0.036747 | 0.03661 | 0.03661 | 0.03661 | 0.03661 | 0.03661 | 0.03661 | 0.03661 | 0.03661 | 0.03661 | 0.03661 | 0.03661 | 0.03661 | 0.03661 | 0.03661 | 0.03661 | 0.03661 | 0.03661 | 0.03661 | 0.03661 | 0.03661 | 0.03661 | 0.03661 | 0.03661 | 0.03661 | 0.03661 | 0.03661 | 0.03661 | 0.03661 | 0.03661 | 0.03661
F6_Commercial_Lodging_Existing_Miscellaneous_Natural Gas_Miscellaneous_E2 | F6 | Commercial | Lodging | Existing | Miscellaneous | Natural Gas | Miscellaneous | E2 | Utility - Value of Sales | 0 | 0 | 0 | 0 | 0 | 0 | 0 | 0 | 0 | 0 | 0 | 0 | 0 | 0 | 0 | 0 | 0 | 0 | 0 | 0 | 0 | 0 | 0 | 0 | 0 | 0 | 0 | 0 | 0 | 0 | 0 | 0 | 0
F6_Commercial_Lodging_Existing_Miscellaneous_Natural Gas_Miscellaneous_E3 | F6 | Commercial | Lodging | Existing | Miscellaneous | Natural Gas | Miscellaneous | E3 | Utility - Value of Sales | 0 | 0 | 0 | 0 | 0 | 0 | 0 | 0 | 0 | 0 | 0 | 0 | 0 | 0 | 0 | 0 | 0 | 0 | 0 | 0 | 0 | 0 | 0 | 0 | 0 | 0 | 0 | 0 | 0 | 0 | 0 | 0 | 0
F6_Commercial_Lodging_Existing_Miscellaneous_Natural Gas_Miscellaneous_E4 | F6 | Commercial | Lodging | Existing | Miscellaneous | Natural Gas | Miscellaneous | E4 | Utility - Value of Sales | 0 | 0 | 0 | 0 | 0 | 0 | 0 | 0 | 0 | 0 | 0 | 0 | 0 | 0 | 0 | 0 | 0 | 0 | 0 | 0 | 0 | 0 | 0 | 0 | 0 | 0 | 0 | 0 | 0 | 0 | 0 | 0 | 0
F6_Commercial_Lodging_Existing_Miscellaneous_Natural Gas_Miscellaneous_E5 | F6 | Commercial | Lodging | Existing | Miscellaneous | Natural Gas | Miscellaneous | E5 | Utility - Value of Sales | 0 | 0 | 0 | 0 | 0 | 0 | 0 | 0 | 0 | 0 | 0 | 0 | 0 | 0 | 0 | 0 | 0 | 0 | 0 | 0 | 0 | 0 | 0 | 0 | 0 | 0 | 0 | 0 | 0 | 0 | 0 | 0 | 0
F6_Commercial_Lodging_Existing_Miscellaneous_Natural Gas_Miscellaneous_E6 | F6 | Commercial | Lodging | Existing | Miscellaneous | Natural Gas | Miscellaneous | E6 | Utility - Value of Sales | 0 | 0 | 0 | 0 | 0 | 0 | 0 | 0 | 0 | 0 | 0 | 0 | 0 | 0 | 0 | 0 | 0 | 0 | 0 | 0 | 0 | 0 | 0 | 0 | 0 | 0 | 0 | 0 | 0 | 0 | 0 | 0 | 0
F6_Commercial_Lodging_Existing_Miscellaneous_Natural Gas_Miscellaneous_E7 | F6 | Commercial | Lodging | Existing | Miscellaneous | Natural Gas | Miscellaneous | E7 | Utility - Value of Sales | 0 | 0 | 0 | 0 | 0 | 0 | 0 | 0 | 0 | 0 | 0 | 0 | 0 | 0 | 0 | 0 | 0 | 0 | 0 | 0 | 0 | 0 | 0 | 0 | 0 | 0 | 0 | 0 | 0 | 0 | 0 | 0 | 0
F6_Commercial_Lodging_Existing_Miscellaneous_Natural Gas_Miscellaneous_E8 | F6 | Commercial | Lodging | Existing | Miscellaneous | Natural Gas | Miscellaneous | E8 | Utility - Value of Sales | 0 | 0 | 0 | 0 | 0 | 0 | 0 | 0 | 0 | 0 | 0 | 0 | 0 | 0 | 0 | 0 | 0 | 0 | 0 | 0 | 0 | 0 | 0 | 0 | 0 | 0 | 0 | 0 | 0 | 0 | 0 | 0 | 0
F6_Commercial_Lodging_Existing_Miscellaneous_Natural Gas_Miscellaneous_E9 | F6 | Commercial | Lodging | Existing | Miscellaneous | Natural Gas | Miscellaneous | E9 | Utility - Value of Sales | 0 | 0 | 0 | 0 | 0 | 0 | 0 | 0 | 0 | 0 | 0 | 0 | 0 | 0 | 0 | 0 | 0 | 0 | 0 | 0 | 0 | 0 | 0 | 0 | 0 | 0 | 0 | 0 | 0 | 0 | 0 | 0 | 0
F6_Commercial_Lodging_Existing_Miscellaneous_Natural Gas_Miscellaneous_E10 | F6 | Commercial | Lodging | Existing | Miscellaneous | Natural Gas | Miscellaneous | E10 | Utility - Value of Sales | 0 | 0 | 0 | 0 | 0 | 0 | 0 | 0 | 0 | 0 | 0 | 0 | 0 | 0 | 0 | 0 | 0 | 0 | 0 | 0 | 0 | 0 | 0 | 0 | 0 | 0 | 0 | 0 | 0 | 0 | 0 | 0 | 0
F1_Commercial_Lodging_New_Space Heating_Natural Gas_Furnace_E1 | F1 | Commercial | Lodging | New | Space Heating | Natural Gas | Furnace | E1 | RVT - Cost of Equipment | 1.1317 | 1.1312 | 1.1333 | 1.1279 | 1.1242 | 0 | 0 | 0 | 0 | 0 | 0 | 0 | 0 | 0 | 0 | 0 | 0 | 0 | 0 | 0 | 0 | 0 | 0 | 0 | 0 | 0 | 0 | 0 | 0 | 0 | 0 | 0 | 0
F1_Commercial_Lodging_New_Space Heating_Natural Gas_Furnace_E2 | F1 | Commercial | Lodging | New | Space Heating | Natural Gas | Furnace | E2 | RVT - Cost of Equipment | 1.1177 | 1.1173 | 1.1193 | 1.114 | 1.1103 | 0 | 0 | 0 | 0 | 0 | 0 | 0 | 0 | 0 | 0 | 0 | 0 | 0 | 0 | 0 | 0 | 0 | 0 | 0 | 0 | 0 | 0 | 0 | 0 | 0 | 0 | 0 | 0
F1_Commercial_Lodging_New_Space Heating_Natural Gas_Furnace_E3 | F1 | Commercial | Lodging | New | Space Heating | Natural Gas | Furnace | E3 | RVT - Cost of Equipment | 1.0172 | 1.0168 | 1.0187 | 1.0138 | 1.0105 | 1.0095 | 1.0105 | 1.011 | 1.0122 | 1.0132 | 1.014 | 1.0146 | 1.0154 | 1.0164 | 1.0171 | 1.0178 | 1.0185 | 1.0195 | 1.0203 | 1.0215 | 1.0225 | 1.0235 | 1.0244 | 1.0254 | 1.0262 | 1.027 | 1.0277 | 1.0284 | 1.0289 | 1.0294 | 1.0298 | 1.0302 | 1.0302
F1_Commercial_Lodging_New_Space Heating_Natural Gas_Furnace_E4 | F1 | Commercial | Lodging | New | Space Heating | Natural Gas | Furnace | E4 | RVT - Cost of Equipment | 0.94306 | 0.94269 | 0.9444 | 0.93992 | 0.93685 | 0.93587 | 0.93681 | 0.93729 | 0.93839 | 0.93929 | 0.94006 | 0.94065 | 0.9414 | 0.94225 | 0.9429 | 0.94358 | 0.94425 | 0.94512 | 0.94595 | 0.947 | 0.94791 | 0.94889 | 0.9497 | 0.95066 | 0.9514 | 0.95208 | 0.95272 | 0.95342 | 0.95388 | 0.95438 | 0.95467 | 0.95505 | 0.95505
F1_Commercial_Lodging_New_Space Heating_Natural Gas_Furnace_E5 | F1 | Commercial | Lodging | New | Space Heating | Natural Gas | Furnace | E5 | RVT - Cost of Equipment | 0 | 0 | 0 | 0 | 0 | 0 | 0 | 0.69215 | 0.69297 | 0.69363 | 0.6942 | 0.69463 | 0.69519 | 0.69581 | 0.69629 | 0.6968 | 0.69729 | 0.69794 | 0.69855 | 0.69933 | 0.7 | 0.70072 | 0.70132 | 0.70203 | 0.70257 | 0.70308 | 0.70355 | 0.70407 | 0.7044 | 0.70478 | 0.70499 | 0.70527 | 0.70527
F1_Commercial_Lodging_New_Space Heating_Natural Gas_Furnace_E6 | F1 | Commercial | Lodging | New | Space Heating | Natural Gas | Furnace | E6 | RVT - Cost of Equipment | 0 | 0 | 0 | 0 | 0 | 0 | 0 | 0 | 0 | 0 | 0 | 0 | 0 | 0 | 0 | 0 | 0 | 0 | 0 | 0 | 0 | 0 | 0 | 0 | 0 | 0 | 0 | 0 | 0 | 0 | 0 | 0 | 0
F1_Commercial_Lodging_New_Space Heating_Natural Gas_Furnace_E7 | F1 | Commercial | Lodging | New | Space Heating | Natural Gas | Furnace | E7 | RVT - Cost of Equipment | 0 | 0 | 0 | 0 | 0 | 0 | 0 | 0 | 0 | 0 | 0 | 0 | 0 | 0 | 0 | 0 | 0 | 0 | 0 | 0 | 0 | 0 | 0 | 0 | 0 | 0 | 0 | 0 | 0 | 0 | 0 | 0 | 0
F1_Commercial_Lodging_New_Space Heating_Natural Gas_Furnace_E8 | F1 | Commercial | Lodging | New | Space Heating | Natural Gas | Furnace | E8 | RVT - Cost of Equipment | 0 | 0 | 0 | 0 | 0 | 0 | 0 | 0 | 0 | 0 | 0 | 0 | 0 | 0 | 0 | 0 | 0 | 0 | 0 | 0 | 0 | 0 | 0 | 0 | 0 | 0 | 0 | 0 | 0 | 0 | 0 | 0 | 0
F1_Commercial_Lodging_New_Space Heating_Natural Gas_Furnace_E9 | F1 | Commercial | Lodging | New | Space Heating | Natural Gas | Furnace | E9 | RVT - Cost of Equipment | 0 | 0 | 0 | 0 | 0 | 0 | 0 | 0 | 0 | 0 | 0 | 0 | 0 | 0 | 0 | 0 | 0 | 0 | 0 | 0 | 0 | 0 | 0 | 0 | 0 | 0 | 0 | 0 | 0 | 0 | 0 | 0 | 0
F1_Commercial_Lodging_New_Space Heating_Natural Gas_Furnace_E10 | F1 | Commercial | Lodging | New | Space Heating | Natural Gas | Furnace | E10 | RVT - Cost of Equipment | 0 | 0 | 0 | 0 | 0 | 0 | 0 | 0 | 0 | 0 | 0 | 0 | 0 | 0 | 0 | 0 | 0 | 0 | 0 | 0 | 0 | 0 | 0 | 0 | 0 | 0 | 0 | 0 | 0 | 0 | 0 | 0 | 0
F2_Commercial_Lodging_New_Space Heating_Natural Gas_Furnace_E1 | F2 | Commercial | Lodging | New | Space Heating | Natural Gas | Furnace | E1 | RVT - Cost of Operation | 1.3558 | 1.3553 | 1.3577 | 1.3513 | 1.3469 | 0 | 0 | 0 | 0 | 0 | 0 | 0 | 0 | 0 | 0 | 0 | 0 | 0 | 0 | 0 | 0 | 0 | 0 | 0 | 0 | 0 | 0 | 0 | 0 | 0 | 0 | 0 | 0
F2_Commercial_Lodging_New_Space Heating_Natural Gas_Furnace_E2 | F2 | Commercial | Lodging | New | Space Heating | Natural Gas | Furnace | E2 | RVT - Cost of Operation | 1.3391 | 1.3386 | 1.341 | 1.3346 | 1.3303 | 0 | 0 | 0 | 0 | 0 | 0 | 0 | 0 | 0 | 0 | 0 | 0 | 0 | 0 | 0 | 0 | 0 | 0 | 0 | 0 | 0 | 0 | 0 | 0 | 0 | 0 | 0 | 0
F2_Commercial_Lodging_New_Space Heating_Natural Gas_Furnace_E3 | F2 | Commercial | Lodging | New | Space Heating | Natural Gas | Furnace | E3 | RVT - Cost of Operation | 1.2187 | 1.2182 | 1.2204 | 1.2147 | 1.2107 | 1.2094 | 1.2106 | 1.2113 | 1.2127 | 1.2138 | 1.2148 | 1.2156 | 1.2166 | 1.2177 | 1.2185 | 1.2194 | 1.2203 | 1.2214 | 1.2224 | 1.2238 | 1.225 | 1.2262 | 1.2273 | 1.2285 | 1.2295 | 1.2304 | 1.2312 | 1.2321 | 1.2327 | 1.2333 | 1.2337 | 1.2342 | 1.2342
F2_Commercial_Lodging_New_Space Heating_Natural Gas_Furnace_E4 | F2 | Commercial | Lodging | New | Space Heating | Natural Gas | Furnace | E4 | RVT - Cost of Operation | 1.1298 | 1.1294 | 1.1315 | 1.1261 | 1.1224 | 1.1212 | 1.1224 | 1.1229 | 1.1243 | 1.1253 | 1.1263 | 1.127 | 1.1279 | 1.1289 | 1.1296 | 1.1305 | 1.1313 | 1.1323 | 1.1333 | 1.1346 | 1.1357 | 1.1368 | 1.1378 | 1.139 | 1.1398 | 1.1407 | 1.1414 | 1.1423 | 1.1428 | 1.1434 | 1.1438 | 1.1442 | 1.1442
F2_Commercial_Lodging_New_Space Heating_Natural Gas_Furnace_E5 | F2 | Commercial | Lodging | New | Space Heating | Natural Gas | Furnace | E5 | RVT - Cost of Operation | 0 | 0 | 0 | 0 | 0 | 0 | 0 | 0.82925 | 0.83022 | 0.83101 | 0.8317 | 0.83221 | 0.83288 | 0.83363 | 0.8342 | 0.83481 | 0.8354 | 0.83618 | 0.8369 | 0.83784 | 0.83864 | 0.83951 | 0.84023 | 0.84108 | 0.84173 | 0.84233 | 0.8429 | 0.84352 | 0.84392 | 0.84437 | 0.84462 | 0.84496 | 0.84496
F2_Commercial_Lodging_New_Space Heating_Natural Gas_Furnace_E6 | F2 | Commercial | Lodging | New | Space Heating | Natural Gas | Furnace | E6 | RVT - Cost of Operation | 0 | 0 | 0 | 0 | 0 | 0 | 0 | 0 | 0 | 0 | 0 | 0 | 0 | 0 | 0 | 0 | 0 | 0 | 0 | 0 | 0 | 0 | 0 | 0 | 0 | 0 | 0 | 0 | 0 | 0 | 0 | 0 | 0
F2_Commercial_Lodging_New_Space Heating_Natural Gas_Furnace_E7 | F2 | Commercial | Lodging | New | Space Heating | Natural Gas | Furnace | E7 | RVT - Cost of Operation | 0 | 0 | 0 | 0 | 0 | 0 | 0 | 0 | 0 | 0 | 0 | 0 | 0 | 0 | 0 | 0 | 0 | 0 | 0 | 0 | 0 | 0 | 0 | 0 | 0 | 0 | 0 | 0 | 0 | 0 | 0 | 0 | 0
F2_Commercial_Lodging_New_Space Heating_Natural Gas_Furnace_E8 | F2 | Commercial | Lodging | New | Space Heating | Natural Gas | Furnace | E8 | RVT - Cost of Operation | 0 | 0 | 0 | 0 | 0 | 0 | 0 | 0 | 0 | 0 | 0 | 0 | 0 | 0 | 0 | 0 | 0 | 0 | 0 | 0 | 0 | 0 | 0 | 0 | 0 | 0 | 0 | 0 | 0 | 0 | 0 | 0 | 0
F2_Commercial_Lodging_New_Space Heating_Natural Gas_Furnace_E9 | F2 | Commercial | Lodging | New | Space Heating | Natural Gas | Furnace | E9 | RVT - Cost of Operation | 0 | 0 | 0 | 0 | 0 | 0 | 0 | 0 | 0 | 0 | 0 | 0 | 0 | 0 | 0 | 0 | 0 | 0 | 0 | 0 | 0 | 0 | 0 | 0 | 0 | 0 | 0 | 0 | 0 | 0 | 0 | 0 | 0
F2_Commercial_Lodging_New_Space Heating_Natural Gas_Furnace_E10 | F2 | Commercial | Lodging | New | Space Heating | Natural Gas | Furnace | E10 | RVT - Cost of Operation | 0 | 0 | 0 | 0 | 0 | 0 | 0 | 0 | 0 | 0 | 0 | 0 | 0 | 0 | 0 | 0 | 0 | 0 | 0 | 0 | 0 | 0 | 0 | 0 | 0 | 0 | 0 | 0 | 0 | 0 | 0 | 0 | 0
F3_Commercial_Lodging_New_Space Heating_Natural Gas_Furnace_E1 | F3 | Commercial | Lodging | New | Space Heating | Natural Gas | Furnace | E1 | System - kBTUs of Consumption | 0.045085 | 0.045085 | 0.045085 | 0.045085 | 0.045085 | 0 | 0 | 0 | 0 | 0 | 0 | 0 | 0 | 0 | 0 | 0 | 0 | 0 | 0 | 0 | 0 | 0 | 0 | 0 | 0 | 0 | 0 | 0 | 0 | 0 | 0 | 0 | 0
F3_Commercial_Lodging_New_Space Heating_Natural Gas_Furnace_E2 | F3 | Commercial | Lodging | New | Space Heating | Natural Gas | Furnace | E2 | System - kBTUs of Consumption | 0.045473 | 0.045473 | 0.045473 | 0.045473 | 0.045473 | 0 | 0 | 0 | 0 | 0 | 0 | 0 | 0 | 0 | 0 | 0 | 0 | 0 | 0 | 0 | 0 | 0 | 0 | 0 | 0 | 0 | 0 | 0 | 0 | 0 | 0 | 0 | 0
F3_Commercial_Lodging_New_Space Heating_Natural Gas_Furnace_E3 | F3 | Commercial | Lodging | New | Space Heating | Natural Gas | Furnace | E3 | System - kBTUs of Consumption | 0.052621 | 0.052621 | 0.052621 | 0.052621 | 0.052621 | 0.052621 | 0.052621 | 0.052621 | 0.052621 | 0.052621 | 0.052621 | 0.052621 | 0.052621 | 0.052621 | 0.052621 | 0.052621 | 0.052621 | 0.052621 | 0.052621 | 0.052621 | 0.052621 | 0.052621 | 0.052621 | 0.052621 | 0.052621 | 0.052621 | 0.052621 | 0.052621 | 0.052621 | 0.052621 | 0.052621 | 0.052621 | 0.052621
F3_Commercial_Lodging_New_Space Heating_Natural Gas_Furnace_E4 | F3 | Commercial | Lodging | New | Space Heating | Natural Gas | Furnace | E4 | System - kBTUs of Consumption | 0.064665 | 0.064665 | 0.064665 | 0.064665 | 0.064665 | 0.064665 | 0.064665 | 0.064665 | 0.064665 | 0.064665 | 0.064665 | 0.064665 | 0.064665 | 0.064665 | 0.064665 | 0.064665 | 0.064665 | 0.064665 | 0.064665 | 0.064665 | 0.064665 | 0.064665 | 0.064665 | 0.064665 | 0.064665 | 0.064665 | 0.064665 | 0.064665 | 0.064665 | 0.064665 | 0.064665 | 0.064665 | 0.064665
F3_Commercial_Lodging_New_Space Heating_Natural Gas_Furnace_E5 | F3 | Commercial | Lodging | New | Space Heating | Natural Gas | Furnace | E5 | System - kBTUs of Consumption | 0 | 0 | 0 | 0 | 0 | 0 | 0 | 0.51555 | 0.51555 | 0.51555 | 0.51555 | 0.51555 | 0.51555 | 0.51555 | 0.51555 | 0.51555 | 0.51555 | 0.51555 | 0.51555 | 0.51555 | 0.51555 | 0.51555 | 0.51555 | 0.51555 | 0.51555 | 0.51555 | 0.51555 | 0.51555 | 0.51555 | 0.51555 | 0.51555 | 0.51555 | 0.51555
F3_Commercial_Lodging_New_Space Heating_Natural Gas_Furnace_E6 | F3 | Commercial | Lodging | New | Space Heating | Natural Gas | Furnace | E6 | System - kBTUs of Consumption | 0 | 0 | 0 | 0 | 0 | 0 | 0 | 0 | 0 | 0 | 0 | 0 | 0 | 0 | 0 | 0 | 0 | 0 | 0 | 0 | 0 | 0 | 0 | 0 | 0 | 0 | 0 | 0 | 0 | 0 | 0 | 0 | 0
F3_Commercial_Lodging_New_Space Heating_Natural Gas_Furnace_E7 | F3 | Commercial | Lodging | New | Space Heating | Natural Gas | Furnace | E7 | System - kBTUs of Consumption | 0 | 0 | 0 | 0 | 0 | 0 | 0 | 0 | 0 | 0 | 0 | 0 | 0 | 0 | 0 | 0 | 0 | 0 | 0 | 0 | 0 | 0 | 0 | 0 | 0 | 0 | 0 | 0 | 0 | 0 | 0 | 0 | 0
F3_Commercial_Lodging_New_Space Heating_Natural Gas_Furnace_E8 | F3 | Commercial | Lodging | New | Space Heating | Natural Gas | Furnace | E8 | System - kBTUs of Consumption | 0 | 0 | 0 | 0 | 0 | 0 | 0 | 0 | 0 | 0 | 0 | 0 | 0 | 0 | 0 | 0 | 0 | 0 | 0 | 0 | 0 | 0 | 0 | 0 | 0 | 0 | 0 | 0 | 0 | 0 | 0 | 0 | 0
F3_Commercial_Lodging_New_Space Heating_Natural Gas_Furnace_E9 | F3 | Commercial | Lodging | New | Space Heating | Natural Gas | Furnace | E9 | System - kBTUs of Consumption | 0 | 0 | 0 | 0 | 0 | 0 | 0 | 0 | 0 | 0 | 0 | 0 | 0 | 0 | 0 | 0 | 0 | 0 | 0 | 0 | 0 | 0 | 0 | 0 | 0 | 0 | 0 | 0 | 0 | 0 | 0 | 0 | 0
F3_Commercial_Lodging_New_Space Heating_Natural Gas_Furnace_E10 | F3 | Commercial | Lodging | New | Space Heating | Natural Gas | Furnace | E10 | System - kBTUs of Consumption | 0 | 0 | 0 | 0 | 0 | 0 | 0 | 0 | 0 | 0 | 0 | 0 | 0 | 0 | 0 | 0 | 0 | 0 | 0 | 0 | 0 | 0 | 0 | 0 | 0 | 0 | 0 | 0 | 0 | 0 | 0 | 0 | 0
F4_Commercial_Lodging_New_Space Heating_Natural Gas_Furnace_E1 | F4 | Commercial | Lodging | New | Space Heating | Natural Gas | Furnace | E1 | Utility - Cost of Equipment | 1.3558 | 1.3553 | 1.3577 | 1.3513 | 1.3469 | 0 | 0 | 0 | 0 | 0 | 0 | 0 | 0 | 0 | 0 | 0 | 0 | 0 | 0 | 0 | 0 | 0 | 0 | 0 | 0 | 0 | 0 | 0 | 0 | 0 | 0 | 0 | 0
F4_Commercial_Lodging_New_Space Heating_Natural Gas_Furnace_E2 | F4 | Commercial | Lodging | New | Space Heating | Natural Gas | Furnace | E2 | Utility - Cost of Equipment | 1.3391 | 1.3386 | 1.341 | 1.3346 | 1.3303 | 0 | 0 | 0 | 0 | 0 | 0 | 0 | 0 | 0 | 0 | 0 | 0 | 0 | 0 | 0 | 0 | 0 | 0 | 0 | 0 | 0 | 0 | 0 | 0 | 0 | 0 | 0 | 0
F4_Commercial_Lodging_New_Space Heating_Natural Gas_Furnace_E3 | F4 | Commercial | Lodging | New | Space Heating | Natural Gas | Furnace | E3 | Utility - Cost of Equipment | 1.2187 | 1.2182 | 1.2204 | 1.2147 | 1.2107 | 1.2094 | 1.2106 | 1.2113 | 1.2127 | 1.2138 | 1.2148 | 1.2156 | 1.2166 | 1.2177 | 1.2185 | 1.2194 | 1.2203 | 1.2214 | 1.2224 | 1.2238 | 1.225 | 1.2262 | 1.2273 | 1.2285 | 1.2295 | 1.2304 | 1.2312 | 1.2321 | 1.2327 | 1.2333 | 1.2337 | 1.2342 | 1.2342
F4_Commercial_Lodging_New_Space Heating_Natural Gas_Furnace_E4 | F4 | Commercial | Lodging | New | Space Heating | Natural Gas | Furnace | E4 | Utility - Cost of Equipment | 1.1298 | 1.1294 | 1.1315 | 1.1261 | 1.1224 | 1.1212 | 1.1224 | 1.1229 | 1.1243 | 1.1253 | 1.1263 | 1.127 | 1.1279 | 1.1289 | 1.1296 | 1.1305 | 1.1313 | 1.1323 | 1.1333 | 1.1346 | 1.1357 | 1.1368 | 1.1378 | 1.139 | 1.1398 | 1.1407 | 1.1414 | 1.1423 | 1.1428 | 1.1434 | 1.1438 | 1.1442 | 1.1442
F4_Commercial_Lodging_New_Space Heating_Natural Gas_Furnace_E5 | F4 | Commercial | Lodging | New | Space Heating | Natural Gas | Furnace | E5 | Utility - Cost of Equipment | 0 | 0 | 0 | 0 | 0 | 0 | 0 | 0.82925 | 0.83022 | 0.83101 | 0.8317 | 0.83221 | 0.83288 | 0.83363 | 0.8342 | 0.83481 | 0.8354 | 0.83618 | 0.8369 | 0.83784 | 0.83864 | 0.83951 | 0.84023 | 0.84108 | 0.84173 | 0.84233 | 0.8429 | 0.84352 | 0.84392 | 0.84437 | 0.84462 | 0.84496 | 0.84496
F4_Commercial_Lodging_New_Space Heating_Natural Gas_Furnace_E6 | F4 | Commercial | Lodging | New | Space Heating | Natural Gas | Furnace | E6 | Utility - Cost of Equipment | 0 | 0 | 0 | 0 | 0 | 0 | 0 | 0 | 0 | 0 | 0 | 0 | 0 | 0 | 0 | 0 | 0 | 0 | 0 | 0 | 0 | 0 | 0 | 0 | 0 | 0 | 0 | 0 | 0 | 0 | 0 | 0 | 0
F4_Commercial_Lodging_New_Space Heating_Natural Gas_Furnace_E7 | F4 | Commercial | Lodging | New | Space Heating | Natural Gas | Furnace | E7 | Utility - Cost of Equipment | 0 | 0 | 0 | 0 | 0 | 0 | 0 | 0 | 0 | 0 | 0 | 0 | 0 | 0 | 0 | 0 | 0 | 0 | 0 | 0 | 0 | 0 | 0 | 0 | 0 | 0 | 0 | 0 | 0 | 0 | 0 | 0 | 0
F4_Commercial_Lodging_New_Space Heating_Natural Gas_Furnace_E8 | F4 | Commercial | Lodging | New | Space Heating | Natural Gas | Furnace | E8 | Utility - Cost of Equipment | 0 | 0 | 0 | 0 | 0 | 0 | 0 | 0 | 0 | 0 | 0 | 0 | 0 | 0 | 0 | 0 | 0 | 0 | 0 | 0 | 0 | 0 | 0 | 0 | 0 | 0 | 0 | 0 | 0 | 0 | 0 | 0 | 0
F4_Commercial_Lodging_New_Space Heating_Natural Gas_Furnace_E9 | F4 | Commercial | Lodging | New | Space Heating | Natural Gas | Furnace | E9 | Utility - Cost of Equipment | 0 | 0 | 0 | 0 | 0 | 0 | 0 | 0 | 0 | 0 | 0 | 0 | 0 | 0 | 0 | 0 | 0 | 0 | 0 | 0 | 0 | 0 | 0 | 0 | 0 | 0 | 0 | 0 | 0 | 0 | 0 | 0 | 0
F4_Commercial_Lodging_New_Space Heating_Natural Gas_Furnace_E10 | F4 | Commercial | Lodging | New | Space Heating | Natural Gas | Furnace | E10 | Utility - Cost of Equipment | 0 | 0 | 0 | 0 | 0 | 0 | 0 | 0 | 0 | 0 | 0 | 0 | 0 | 0 | 0 | 0 | 0 | 0 | 0 | 0 | 0 | 0 | 0 | 0 | 0 | 0 | 0 | 0 | 0 | 0 | 0 | 0 | 0
F5_Commercial_Lodging_New_Space Heating_Natural Gas_Furnace_E1 | F5 | Commercial | Lodging | New | Space Heating | Natural Gas | Furnace | E1 | Utility - Cost of Operation | 0.045085 | 0.045085 | 0.045085 | 0.045085 | 0.045085 | 0 | 0 | 0 | 0 | 0 | 0 | 0 | 0 | 0 | 0 | 0 | 0 | 0 | 0 | 0 | 0 | 0 | 0 | 0 | 0 | 0 | 0 | 0 | 0 | 0 | 0 | 0 | 0
F5_Commercial_Lodging_New_Space Heating_Natural Gas_Furnace_E2 | F5 | Commercial | Lodging | New | Space Heating | Natural Gas | Furnace | E2 | Utility - Cost of Operation | 0.045473 | 0.045473 | 0.045473 | 0.045473 | 0.045473 | 0 | 0 | 0 | 0 | 0 | 0 | 0 | 0 | 0 | 0 | 0 | 0 | 0 | 0 | 0 | 0 | 0 | 0 | 0 | 0 | 0 | 0 | 0 | 0 | 0 | 0 | 0 | 0
F5_Commercial_Lodging_New_Space Heating_Natural Gas_Furnace_E3 | F5 | Commercial | Lodging | New | Space Heating | Natural Gas | Furnace | E3 | Utility - Cost of Operation | 0.052621 | 0.052621 | 0.052621 | 0.052621 | 0.052621 | 0.052621 | 0.052621 | 0.052621 | 0.052621 | 0.052621 | 0.052621 | 0.052621 | 0.052621 | 0.052621 | 0.052621 | 0.052621 | 0.052621 | 0.052621 | 0.052621 | 0.052621 | 0.052621 | 0.052621 | 0.052621 | 0.052621 | 0.052621 | 0.052621 | 0.052621 | 0.052621 | 0.052621 | 0.052621 | 0.052621 | 0.052621 | 0.052621
F5_Commercial_Lodging_New_Space Heating_Natural Gas_Furnace_E4 | F5 | Commercial | Lodging | New | Space Heating | Natural Gas | Furnace | E4 | Utility - Cost of Operation | 0.064665 | 0.064665 | 0.064665 | 0.064665 | 0.064665 | 0.064665 | 0.064665 | 0.064665 | 0.064665 | 0.064665 | 0.064665 | 0.064665 | 0.064665 | 0.064665 | 0.064665 | 0.064665 | 0.064665 | 0.064665 | 0.064665 | 0.064665 | 0.064665 | 0.064665 | 0.064665 | 0.064665 | 0.064665 | 0.064665 | 0.064665 | 0.064665 | 0.064665 | 0.064665 | 0.064665 | 0.064665 | 0.064665
F5_Commercial_Lodging_New_Space Heating_Natural Gas_Furnace_E5 | F5 | Commercial | Lodging | New | Space Heating | Natural Gas | Furnace | E5 | Utility - Cost of Operation | 0 | 0 | 0 | 0 | 0 | 0 | 0 | 0.51555 | 0.51555 | 0.51555 | 0.51555 | 0.51555 | 0.51555 | 0.51555 | 0.51555 | 0.51555 | 0.51555 | 0.51555 | 0.51555 | 0.51555 | 0.51555 | 0.51555 | 0.51555 | 0.51555 | 0.51555 | 0.51555 | 0.51555 | 0.51555 | 0.51555 | 0.51555 | 0.51555 | 0.51555 | 0.51555
F5_Commercial_Lodging_New_Space Heating_Natural Gas_Furnace_E6 | F5 | Commercial | Lodging | New | Space Heating | Natural Gas | Furnace | E6 | Utility - Cost of Operation | 0 | 0 | 0 | 0 | 0 | 0 | 0 | 0 | 0 | 0 | 0 | 0 | 0 | 0 | 0 | 0 | 0 | 0 | 0 | 0 | 0 | 0 | 0 | 0 | 0 | 0 | 0 | 0 | 0 | 0 | 0 | 0 | 0
F5_Commercial_Lodging_New_Space Heating_Natural Gas_Furnace_E7 | F5 | Commercial | Lodging | New | Space Heating | Natural Gas | Furnace | E7 | Utility - Cost of Operation | 0 | 0 | 0 | 0 | 0 | 0 | 0 | 0 | 0 | 0 | 0 | 0 | 0 | 0 | 0 | 0 | 0 | 0 | 0 | 0 | 0 | 0 | 0 | 0 | 0 | 0 | 0 | 0 | 0 | 0 | 0 | 0 | 0
F5_Commercial_Lodging_New_Space Heating_Natural Gas_Furnace_E8 | F5 | Commercial | Lodging | New | Space Heating | Natural Gas | Furnace | E8 | Utility - Cost of Operation | 0 | 0 | 0 | 0 | 0 | 0 | 0 | 0 | 0 | 0 | 0 | 0 | 0 | 0 | 0 | 0 | 0 | 0 | 0 | 0 | 0 | 0 | 0 | 0 | 0 | 0 | 0 | 0 | 0 | 0 | 0 | 0 | 0
F5_Commercial_Lodging_New_Space Heating_Natural Gas_Furnace_E9 | F5 | Commercial | Lodging | New | Space Heating | Natural Gas | Furnace | E9 | Utility - Cost of Operation | 0 | 0 | 0 | 0 | 0 | 0 | 0 | 0 | 0 | 0 | 0 | 0 | 0 | 0 | 0 | 0 | 0 | 0 | 0 | 0 | 0 | 0 | 0 | 0 | 0 | 0 | 0 | 0 | 0 | 0 | 0 | 0 | 0
F5_Commercial_Lodging_New_Space Heating_Natural Gas_Furnace_E10 | F5 | Commercial | Lodging | New | Space Heating | Natural Gas | Furnace | E10 | Utility - Cost of Operation | 0 | 0 | 0 | 0 | 0 | 0 | 0 | 0 | 0 | 0 | 0 | 0 | 0 | 0 | 0 | 0 | 0 | 0 | 0 | 0 | 0 | 0 | 0 | 0 | 0 | 0 | 0 | 0 | 0 | 0 | 0 | 0 | 0
F6_Commercial_Lodging_New_Space Heating_Natural Gas_Furnace_E1 | F6 | Commercial | Lodging | New | Space Heating | Natural Gas | Furnace | E1 | Utility - Value of Sales | 0.51613 | 0.51462 | 0.51375 | 0.5104 | 0.50751 | 0 | 0 | 0 | 0 | 0 | 0 | 0 | 0 | 0 | 0 | 0 | 0 | 0 | 0 | 0 | 0 | 0 | 0 | 0 | 0 | 0 | 0 | 0 | 0 | 0 | 0 | 0 | 0
F6_Commercial_Lodging_New_Space Heating_Natural Gas_Furnace_E2 | F6 | Commercial | Lodging | New | Space Heating | Natural Gas | Furnace | E2 | Utility - Value of Sales | 0.50975 | 0.50826 | 0.50741 | 0.5041 | 0.50124 | 0 | 0 | 0 | 0 | 0 | 0 | 0 | 0 | 0 | 0 | 0 | 0 | 0 | 0 | 0 | 0 | 0 | 0 | 0 | 0 | 0 | 0 | 0 | 0 | 0 | 0 | 0 | 0
F6_Commercial_Lodging_New_Space Heating_Natural Gas_Furnace_E3 | F6 | Commercial | Lodging | New | Space Heating | Natural Gas | Furnace | E3 | Utility - Value of Sales | 0.46393 | 0.46258 | 0.4618 | 0.45879 | 0.45619 | 0.4536 | 0.45104 | 0.44852 | 0.44604 | 0.44361 | 0.44124 | 0.43895 | 0.43673 | 0.4346 | 0.43256 | 0.43064 | 0.42882 | 0.42712 | 0.42553 | 0.42405 | 0.42269 | 0.42144 | 0.42031 | 0.41929 | 0.41838 | 0.41758 | 0.4169 | 0.41634 | 0.41588 | 0.41554 | 0.41531 | 0.4152 | 0.4152
F6_Commercial_Lodging_New_Space Heating_Natural Gas_Furnace_E4 | F6 | Commercial | Lodging | New | Space Heating | Natural Gas | Furnace | E4 | Utility - Value of Sales | 0.43011 | 0.42885 | 0.42813 | 0.42534 | 0.42292 | 0.42053 | 0.41815 | 0.41581 | 0.41351 | 0.41126 | 0.40907 | 0.40694 | 0.40488 | 0.40291 | 0.40102 | 0.39923 | 0.39755 | 0.39597 | 0.3945 | 0.39313 | 0.39187 | 0.39071 | 0.38966 | 0.38871 | 0.38787 | 0.38714 | 0.3865 | 0.38598 | 0.38556 | 0.38524 | 0.38503 | 0.38493 | 0.38493
F6_Commercial_Lodging_New_Space Heating_Natural Gas_Furnace_E5 | F6 | Commercial | Lodging | New | Space Heating | Natural Gas | Furnace | E5 | Utility - Value of Sales | 0 | 0 | 0 | 0 | 0 | 0 | 0 | 0.30706 | 0.30536 | 0.3037 | 0.30208 | 0.30051 | 0.29899 | 0.29753 | 0.29614 | 0.29482 | 0.29358 | 0.29241 | 0.29132 | 0.29031 | 0.28938 | 0.28853 | 0.28775 | 0.28705 | 0.28643 | 0.28588 | 0.28542 | 0.28503 | 0.28472 | 0.28449 | 0.28433 | 0.28425 | 0.28425
F6_Commercial_Lodging_New_Space Heating_Natural Gas_Furnace_E6 | F6 | Commercial | Lodging | New | Space Heating | Natural Gas | Furnace | E6 | Utility - Value of Sales | 0 | 0 | 0 | 0 | 0 | 0 | 0 | 0 | 0 | 0 | 0 | 0 | 0 | 0 | 0 | 0 | 0 | 0 | 0 | 0 | 0 | 0 | 0 | 0 | 0 | 0 | 0 | 0 | 0 | 0 | 0 | 0 | 0
F6_Commercial_Lodging_New_Space Heating_Natural Gas_Furnace_E7 | F6 | Commercial | Lodging | New | Space Heating | Natural Gas | Furnace | E7 | Utility - Value of Sales | 0 | 0 | 0 | 0 | 0 | 0 | 0 | 0 | 0 | 0 | 0 | 0 | 0 | 0 | 0 | 0 | 0 | 0 | 0 | 0 | 0 | 0 | 0 | 0 | 0 | 0 | 0 | 0 | 0 | 0 | 0 | 0 | 0
F6_Commercial_Lodging_New_Space Heating_Natural Gas_Furnace_E8 | F6 | Commercial | Lodging | New | Space Heating | Natural Gas | Furnace | E8 | Utility - Value of Sales | 0 | 0 | 0 | 0 | 0 | 0 | 0 | 0 | 0 | 0 | 0 | 0 | 0 | 0 | 0 | 0 | 0 | 0 | 0 | 0 | 0 | 0 | 0 | 0 | 0 | 0 | 0 | 0 | 0 | 0 | 0 | 0 | 0
F6_Commercial_Lodging_New_Space Heating_Natural Gas_Furnace_E9 | F6 | Commercial | Lodging | New | Space Heating | Natural Gas | Furnace | E9 | Utility - Value of Sales | 0 | 0 | 0 | 0 | 0 | 0 | 0 | 0 | 0 | 0 | 0 | 0 | 0 | 0 | 0 | 0 | 0 | 0 | 0 | 0 | 0 | 0 | 0 | 0 | 0 | 0 | 0 | 0 | 0 | 0 | 0 | 0 | 0
F6_Commercial_Lodging_New_Space Heating_Natural Gas_Furnace_E10 | F6 | Commercial | Lodging | New | Space Heating | Natural Gas | Furnace | E10 | Utility - Value of Sales | 0 | 0 | 0 | 0 | 0 | 0 | 0 | 0 | 0 | 0 | 0 | 0 | 0 | 0 | 0 | 0 | 0 | 0 | 0 | 0 | 0 | 0 | 0 | 0 | 0 | 0 | 0 | 0 | 0 | 0 | 0 | 0 | 0
F1_Commercial_Lodging_New_Space Heating_Natural Gas_Boiler_E1 | F1 | Commercial | Lodging | New | Space Heating | Natural Gas | Boiler | E1 | RVT - Cost of Equipment | 3.2314 | 3.2304 | 3.2363 | 3.222 | 3.2123 | 0 | 0 | 0 | 0 | 0 | 0 | 0 | 0 | 0 | 0 | 0 | 0 | 0 | 0 | 0 | 0 | 0 | 0 | 0 | 0 | 0 | 0 | 0 | 0 | 0 | 0 | 0 | 0
F1_Commercial_Lodging_New_Space Heating_Natural Gas_Boiler_E2 | F1 | Commercial | Lodging | New | Space Heating | Natural Gas | Boiler | E2 | RVT - Cost of Equipment | 3.0775 | 3.0766 | 3.0822 | 3.0686 | 3.0593 | 0 | 0 | 0 | 0 | 0 | 0 | 0 | 0 | 0 | 0 | 0 | 0 | 0 | 0 | 0 | 0 | 0 | 0 | 0 | 0 | 0 | 0 | 0 | 0 | 0 | 0 | 0 | 0
F1_Commercial_Lodging_New_Space Heating_Natural Gas_Boiler_E3 | F1 | Commercial | Lodging | New | Space Heating | Natural Gas | Boiler | E3 | RVT - Cost of Equipment | 2.7501 | 2.7493 | 2.7543 | 2.7421 | 2.7338 | 2.7314 | 2.7341 | 2.7357 | 2.7388 | 2.7415 | 2.7438 | 2.7455 | 2.7477 | 2.7501 | 2.7519 | 2.7538 | 2.7557 | 2.7581 | 2.7603 | 2.7632 | 2.7658 | 2.7685 | 2.7707 | 2.7733 | 2.7754 | 2.7773 | 2.779 | 2.781 | 2.7822 | 2.7836 | 2.7844 | 2.7855 | 2.7855
F1_Commercial_Lodging_New_Space Heating_Natural Gas_Boiler_E4 | F1 | Commercial | Lodging | New | Space Heating | Natural Gas | Boiler | E4 | RVT - Cost of Equipment | 2.6379 | 2.6371 | 2.6418 | 2.6302 | 2.6223 | 2.6199 | 2.6226 | 2.624 | 2.6271 | 2.6296 | 2.6318 | 2.6334 | 2.6355 | 2.6378 | 2.6396 | 2.6414 | 2.6432 | 2.6455 | 2.6477 | 2.6505 | 2.6529 | 2.6555 | 2.6576 | 2.6601 | 2.6621 | 2.6639 | 2.6656 | 2.6675 | 2.6687 | 2.67 | 2.6708 | 2.6718 | 2.6718
F1_Commercial_Lodging_New_Space Heating_Natural Gas_Boiler_E5 | F1 | Commercial | Lodging | New | Space Heating | Natural Gas | Boiler | E5 | RVT - Cost of Equipment | 1.9885 | 1.988 | 1.9915 | 1.9828 | 1.9768 | 1.975 | 1.977 | 1.9781 | 1.9804 | 1.9823 | 1.9839 | 1.9852 | 1.9868 | 1.9885 | 1.9898 | 1.9912 | 1.9925 | 1.9943 | 1.9959 | 1.998 | 1.9999 | 2.0018 | 2.0034 | 2.0053 | 2.0068 | 2.0082 | 2.0095 | 2.0108 | 2.0118 | 2.0128 | 2.0133 | 2.0141 | 2.0141
F1_Commercial_Lodging_New_Space Heating_Natural Gas_Boiler_E6 | F1 | Commercial | Lodging | New | Space Heating | Natural Gas | Boiler | E6 | RVT - Cost of Equipment | 0 | 0 | 0 | 0 | 0 | 0 | 0 | 0 | 0 | 0 | 0 | 0 | 0 | 0 | 0 | 0 | 0 | 0 | 0 | 0 | 0 | 0 | 0 | 0 | 0 | 0 | 0 | 0 | 0 | 0 | 0 | 0 | 0
F1_Commercial_Lodging_New_Space Heating_Natural Gas_Boiler_E7 | F1 | Commercial | Lodging | New | Space Heating | Natural Gas | Boiler | E7 | RVT - Cost of Equipment | 0 | 0 | 0 | 0 | 0 | 0 | 0 | 0 | 0 | 0 | 0 | 0 | 0 | 0 | 0 | 0 | 0 | 0 | 0 | 0 | 0 | 0 | 0 | 0 | 0 | 0 | 0 | 0 | 0 | 0 | 0 | 0 | 0
F1_Commercial_Lodging_New_Space Heating_Natural Gas_Boiler_E8 | F1 | Commercial | Lodging | New | Space Heating | Natural Gas | Boiler | E8 | RVT - Cost of Equipment | 0 | 0 | 0 | 0 | 0 | 0 | 0 | 0 | 0 | 0 | 0 | 0 | 0 | 0 | 0 | 0 | 0 | 0 | 0 | 0 | 0 | 0 | 0 | 0 | 0 | 0 | 0 | 0 | 0 | 0 | 0 | 0 | 0
F1_Commercial_Lodging_New_Space Heating_Natural Gas_Boiler_E9 | F1 | Commercial | Lodging | New | Space Heating | Natural Gas | Boiler | E9 | RVT - Cost of Equipment | 0 | 0 | 0 | 0 | 0 | 0 | 0 | 0 | 0 | 0 | 0 | 0 | 0 | 0 | 0 | 0 | 0 | 0 | 0 | 0 | 0 | 0 | 0 | 0 | 0 | 0 | 0 | 0 | 0 | 0 | 0 | 0 | 0
F1_Commercial_Lodging_New_Space Heating_Natural Gas_Boiler_E10 | F1 | Commercial | Lodging | New | Space Heating | Natural Gas | Boiler | E10 | RVT - Cost of Equipment | 0 | 0 | 0 | 0 | 0 | 0 | 0 | 0 | 0 | 0 | 0 | 0 | 0 | 0 | 0 | 0 | 0 | 0 | 0 | 0 | 0 | 0 | 0 | 0 | 0 | 0 | 0 | 0 | 0 | 0 | 0 | 0 | 0
F2_Commercial_Lodging_New_Space Heating_Natural Gas_Boiler_E1 | F2 | Commercial | Lodging | New | Space Heating | Natural Gas | Boiler | E1 | RVT - Cost of Operation | 3.8714 | 3.8703 | 3.8773 | 3.8601 | 3.8485 | 0 | 0 | 0 | 0 | 0 | 0 | 0 | 0 | 0 | 0 | 0 | 0 | 0 | 0 | 0 | 0 | 0 | 0 | 0 | 0 | 0 | 0 | 0 | 0 | 0 | 0 | 0 | 0
F2_Commercial_Lodging_New_Space Heating_Natural Gas_Boiler_E2 | F2 | Commercial | Lodging | New | Space Heating | Natural Gas | Boiler | E2 | RVT - Cost of Operation | 3.6871 | 3.686 | 3.6926 | 3.6763 | 3.6652 | 0 | 0 | 0 | 0 | 0 | 0 | 0 | 0 | 0 | 0 | 0 | 0 | 0 | 0 | 0 | 0 | 0 | 0 | 0 | 0 | 0 | 0 | 0 | 0 | 0 | 0 | 0 | 0
F2_Commercial_Lodging_New_Space Heating_Natural Gas_Boiler_E3 | F2 | Commercial | Lodging | New | Space Heating | Natural Gas | Boiler | E3 | RVT - Cost of Operation | 3.2948 | 3.2939 | 3.2998 | 3.2852 | 3.2753 | 3.2724 | 3.2757 | 3.2775 | 3.2813 | 3.2845 | 3.2872 | 3.2893 | 3.2919 | 3.2948 | 3.297 | 3.2992 | 3.3015 | 3.3043 | 3.3071 | 3.3105 | 3.3135 | 3.3168 | 3.3195 | 3.3226 | 3.3251 | 3.3273 | 3.3295 | 3.3318 | 3.3333 | 3.3349 | 3.3359 | 3.3372 | 3.3372
F2_Commercial_Lodging_New_Space Heating_Natural Gas_Boiler_E4 | F2 | Commercial | Lodging | New | Space Heating | Natural Gas | Boiler | E4 | RVT - Cost of Operation | 3.1603 | 3.1594 | 3.1651 | 3.1511 | 3.1416 | 3.1388 | 3.142 | 3.1437 | 3.1474 | 3.1504 | 3.153 | 3.155 | 3.1575 | 3.1603 | 3.1624 | 3.1646 | 3.1667 | 3.1695 | 3.1721 | 3.1754 | 3.1783 | 3.1814 | 3.184 | 3.187 | 3.1894 | 3.1915 | 3.1936 | 3.1958 | 3.1972 | 3.1988 | 3.1997 | 3.2009 | 3.2009
F2_Commercial_Lodging_New_Space Heating_Natural Gas_Boiler_E5 | F2 | Commercial | Lodging | New | Space Heating | Natural Gas | Boiler | E5 | RVT - Cost of Operation | 2.3824 | 2.3817 | 2.386 | 2.3755 | 2.3683 | 2.3662 | 2.3686 | 2.3699 | 2.3726 | 2.3749 | 2.3769 | 2.3784 | 2.3803 | 2.3824 | 2.384 | 2.3856 | 2.3872 | 2.3893 | 2.3913 | 2.3938 | 2.396 | 2.3983 | 2.4002 | 2.4025 | 2.4043 | 2.4059 | 2.4075 | 2.4091 | 2.4102 | 2.4114 | 2.4121 | 2.413 | 2.413
F2_Commercial_Lodging_New_Space Heating_Natural Gas_Boiler_E6 | F2 | Commercial | Lodging | New | Space Heating | Natural Gas | Boiler | E6 | RVT - Cost of Operation | 0 | 0 | 0 | 0 | 0 | 0 | 0 | 0 | 0 | 0 | 0 | 0 | 0 | 0 | 0 | 0 | 0 | 0 | 0 | 0 | 0 | 0 | 0 | 0 | 0 | 0 | 0 | 0 | 0 | 0 | 0 | 0 | 0
F2_Commercial_Lodging_New_Space Heating_Natural Gas_Boiler_E7 | F2 | Commercial | Lodging | New | Space Heating | Natural Gas | Boiler | E7 | RVT - Cost of Operation | 0 | 0 | 0 | 0 | 0 | 0 | 0 | 0 | 0 | 0 | 0 | 0 | 0 | 0 | 0 | 0 | 0 | 0 | 0 | 0 | 0 | 0 | 0 | 0 | 0 | 0 | 0 | 0 | 0 | 0 | 0 | 0 | 0
F2_Commercial_Lodging_New_Space Heating_Natural Gas_Boiler_E8 | F2 | Commercial | Lodging | New | Space Heating | Natural Gas | Boiler | E8 | RVT - Cost of Operation | 0 | 0 | 0 | 0 | 0 | 0 | 0 | 0 | 0 | 0 | 0 | 0 | 0 | 0 | 0 | 0 | 0 | 0 | 0 | 0 | 0 | 0 | 0 | 0 | 0 | 0 | 0 | 0 | 0 | 0 | 0 | 0 | 0
F2_Commercial_Lodging_New_Space Heating_Natural Gas_Boiler_E9 | F2 | Commercial | Lodging | New | Space Heating | Natural Gas | Boiler | E9 | RVT - Cost of Operation | 0 | 0 | 0 | 0 | 0 | 0 | 0 | 0 | 0 | 0 | 0 | 0 | 0 | 0 | 0 | 0 | 0 | 0 | 0 | 0 | 0 | 0 | 0 | 0 | 0 | 0 | 0 | 0 | 0 | 0 | 0 | 0 | 0
F2_Commercial_Lodging_New_Space Heating_Natural Gas_Boiler_E10 | F2 | Commercial | Lodging | New | Space Heating | Natural Gas | Boiler | E10 | RVT - Cost of Operation | 0 | 0 | 0 | 0 | 0 | 0 | 0 | 0 | 0 | 0 | 0 | 0 | 0 | 0 | 0 | 0 | 0 | 0 | 0 | 0 | 0 | 0 | 0 | 0 | 0 | 0 | 0 | 0 | 0 | 0 | 0 | 0 | 0
F3_Commercial_Lodging_New_Space Heating_Natural Gas_Boiler_E1 | F3 | Commercial | Lodging | New | Space Heating | Natural Gas | Boiler | E1 | System - kBTUs of Consumption | 0.095062 | 0.095062 | 0.095062 | 0.095062 | 0.095062 | 0 | 0 | 0 | 0 | 0 | 0 | 0 | 0 | 0 | 0 | 0 | 0 | 0 | 0 | 0 | 0 | 0 | 0 | 0 | 0 | 0 | 0 | 0 | 0 | 0 | 0 | 0 | 0
F3_Commercial_Lodging_New_Space Heating_Natural Gas_Boiler_E2 | F3 | Commercial | Lodging | New | Space Heating | Natural Gas | Boiler | E2 | System - kBTUs of Consumption | 0.098268 | 0.098268 | 0.098268 | 0.098268 | 0.098268 | 0 | 0 | 0 | 0 | 0 | 0 | 0 | 0 | 0 | 0 | 0 | 0 | 0 | 0 | 0 | 0 | 0 | 0 | 0 | 0 | 0 | 0 | 0 | 0 | 0 | 0 | 0 | 0
F3_Commercial_Lodging_New_Space Heating_Natural Gas_Boiler_E3 | F3 | Commercial | Lodging | New | Space Heating | Natural Gas | Boiler | E3 | System - kBTUs of Consumption | 0.15446 | 0.15446 | 0.15446 | 0.15446 | 0.15446 | 0.15446 | 0.15446 | 0.15446 | 0.15446 | 0.15446 | 0.15446 | 0.15446 | 0.15446 | 0.15446 | 0.15446 | 0.15446 | 0.15446 | 0.15446 | 0.15446 | 0.15446 | 0.15446 | 0.15446 | 0.15446 | 0.15446 | 0.15446 | 0.15446 | 0.15446 | 0.15446 | 0.15446 | 0.15446 | 0.15446 | 0.15446 | 0.15446
F3_Commercial_Lodging_New_Space Heating_Natural Gas_Boiler_E4 | F3 | Commercial | Lodging | New | Space Heating | Natural Gas | Boiler | E4 | System - kBTUs of Consumption | 0.16893 | 0.16893 | 0.16893 | 0.16893 | 0.16893 | 0.16893 | 0.16893 | 0.16893 | 0.16893 | 0.16893 | 0.16893 | 0.16893 | 0.16893 | 0.16893 | 0.16893 | 0.16893 | 0.16893 | 0.16893 | 0.16893 | 0.16893 | 0.16893 | 0.16893 | 0.16893 | 0.16893 | 0.16893 | 0.16893 | 0.16893 | 0.16893 | 0.16893 | 0.16893 | 0.16893 | 0.16893 | 0.16893
F3_Commercial_Lodging_New_Space Heating_Natural Gas_Boiler_E5 | F3 | Commercial | Lodging | New | Space Heating | Natural Gas | Boiler | E5 | System - kBTUs of Consumption | 0.5715 | 0.5715 | 0.5715 | 0.5715 | 0.5715 | 0.5715 | 0.5715 | 0.5715 | 0.5715 | 0.5715 | 0.5715 | 0.5715 | 0.5715 | 0.5715 | 0.5715 | 0.5715 | 0.5715 | 0.5715 | 0.5715 | 0.5715 | 0.5715 | 0.5715 | 0.5715 | 0.5715 | 0.5715 | 0.5715 | 0.5715 | 0.5715 | 0.5715 | 0.5715 | 0.5715 | 0.5715 | 0.5715
F3_Commercial_Lodging_New_Space Heating_Natural Gas_Boiler_E6 | F3 | Commercial | Lodging | New | Space Heating | Natural Gas | Boiler | E6 | System - kBTUs of Consumption | 0 | 0 | 0 | 0 | 0 | 0 | 0 | 0 | 0 | 0 | 0 | 0 | 0 | 0 | 0 | 0 | 0 | 0 | 0 | 0 | 0 | 0 | 0 | 0 | 0 | 0 | 0 | 0 | 0 | 0 | 0 | 0 | 0
F3_Commercial_Lodging_New_Space Heating_Natural Gas_Boiler_E7 | F3 | Commercial | Lodging | New | Space Heating | Natural Gas | Boiler | E7 | System - kBTUs of Consumption | 0 | 0 | 0 | 0 | 0 | 0 | 0 | 0 | 0 | 0 | 0 | 0 | 0 | 0 | 0 | 0 | 0 | 0 | 0 | 0 | 0 | 0 | 0 | 0 | 0 | 0 | 0 | 0 | 0 | 0 | 0 | 0 | 0
F3_Commercial_Lodging_New_Space Heating_Natural Gas_Boiler_E8 | F3 | Commercial | Lodging | New | Space Heating | Natural Gas | Boiler | E8 | System - kBTUs of Consumption | 0 | 0 | 0 | 0 | 0 | 0 | 0 | 0 | 0 | 0 | 0 | 0 | 0 | 0 | 0 | 0 | 0 | 0 | 0 | 0 | 0 | 0 | 0 | 0 | 0 | 0 | 0 | 0 | 0 | 0 | 0 | 0 | 0
F3_Commercial_Lodging_New_Space Heating_Natural Gas_Boiler_E9 | F3 | Commercial | Lodging | New | Space Heating | Natural Gas | Boiler | E9 | System - kBTUs of Consumption | 0 | 0 | 0 | 0 | 0 | 0 | 0 | 0 | 0 | 0 | 0 | 0 | 0 | 0 | 0 | 0 | 0 | 0 | 0 | 0 | 0 | 0 | 0 | 0 | 0 | 0 | 0 | 0 | 0 | 0 | 0 | 0 | 0
F3_Commercial_Lodging_New_Space Heating_Natural Gas_Boiler_E10 | F3 | Commercial | Lodging | New | Space Heating | Natural Gas | Boiler | E10 | System - kBTUs of Consumption | 0 | 0 | 0 | 0 | 0 | 0 | 0 | 0 | 0 | 0 | 0 | 0 | 0 | 0 | 0 | 0 | 0 | 0 | 0 | 0 | 0 | 0 | 0 | 0 | 0 | 0 | 0 | 0 | 0 | 0 | 0 | 0 | 0
F4_Commercial_Lodging_New_Space Heating_Natural Gas_Boiler_E1 | F4 | Commercial | Lodging | New | Space Heating | Natural Gas | Boiler | E1 | Utility - Cost of Equipment | 3.8714 | 3.8703 | 3.8773 | 3.8601 | 3.8485 | 0 | 0 | 0 | 0 | 0 | 0 | 0 | 0 | 0 | 0 | 0 | 0 | 0 | 0 | 0 | 0 | 0 | 0 | 0 | 0 | 0 | 0 | 0 | 0 | 0 | 0 | 0 | 0
F4_Commercial_Lodging_New_Space Heating_Natural Gas_Boiler_E2 | F4 | Commercial | Lodging | New | Space Heating | Natural Gas | Boiler | E2 | Utility - Cost of Equipment | 3.6871 | 3.686 | 3.6926 | 3.6763 | 3.6652 | 0 | 0 | 0 | 0 | 0 | 0 | 0 | 0 | 0 | 0 | 0 | 0 | 0 | 0 | 0 | 0 | 0 | 0 | 0 | 0 | 0 | 0 | 0 | 0 | 0 | 0 | 0 | 0
F4_Commercial_Lodging_New_Space Heating_Natural Gas_Boiler_E3 | F4 | Commercial | Lodging | New | Space Heating | Natural Gas | Boiler | E3 | Utility - Cost of Equipment | 3.2948 | 3.2939 | 3.2998 | 3.2852 | 3.2753 | 3.2724 | 3.2757 | 3.2775 | 3.2813 | 3.2845 | 3.2872 | 3.2893 | 3.2919 | 3.2948 | 3.297 | 3.2992 | 3.3015 | 3.3043 | 3.3071 | 3.3105 | 3.3135 | 3.3168 | 3.3195 | 3.3226 | 3.3251 | 3.3273 | 3.3295 | 3.3318 | 3.3333 | 3.3349 | 3.3359 | 3.3372 | 3.3372
F4_Commercial_Lodging_New_Space Heating_Natural Gas_Boiler_E4 | F4 | Commercial | Lodging | New | Space Heating | Natural Gas | Boiler | E4 | Utility - Cost of Equipment | 3.1603 | 3.1594 | 3.1651 | 3.1511 | 3.1416 | 3.1388 | 3.142 | 3.1437 | 3.1474 | 3.1504 | 3.153 | 3.155 | 3.1575 | 3.1603 | 3.1624 | 3.1646 | 3.1667 | 3.1695 | 3.1721 | 3.1754 | 3.1783 | 3.1814 | 3.184 | 3.187 | 3.1894 | 3.1915 | 3.1936 | 3.1958 | 3.1972 | 3.1988 | 3.1997 | 3.2009 | 3.2009
F4_Commercial_Lodging_New_Space Heating_Natural Gas_Boiler_E5 | F4 | Commercial | Lodging | New | Space Heating | Natural Gas | Boiler | E5 | Utility - Cost of Equipment | 2.3824 | 2.3817 | 2.386 | 2.3755 | 2.3683 | 2.3662 | 2.3686 | 2.3699 | 2.3726 | 2.3749 | 2.3769 | 2.3784 | 2.3803 | 2.3824 | 2.384 | 2.3856 | 2.3872 | 2.3893 | 2.3913 | 2.3938 | 2.396 | 2.3983 | 2.4002 | 2.4025 | 2.4043 | 2.4059 | 2.4075 | 2.4091 | 2.4102 | 2.4114 | 2.4121 | 2.413 | 2.413
F4_Commercial_Lodging_New_Space Heating_Natural Gas_Boiler_E6 | F4 | Commercial | Lodging | New | Space Heating | Natural Gas | Boiler | E6 | Utility - Cost of Equipment | 0 | 0 | 0 | 0 | 0 | 0 | 0 | 0 | 0 | 0 | 0 | 0 | 0 | 0 | 0 | 0 | 0 | 0 | 0 | 0 | 0 | 0 | 0 | 0 | 0 | 0 | 0 | 0 | 0 | 0 | 0 | 0 | 0
F4_Commercial_Lodging_New_Space Heating_Natural Gas_Boiler_E7 | F4 | Commercial | Lodging | New | Space Heating | Natural Gas | Boiler | E7 | Utility - Cost of Equipment | 0 | 0 | 0 | 0 | 0 | 0 | 0 | 0 | 0 | 0 | 0 | 0 | 0 | 0 | 0 | 0 | 0 | 0 | 0 | 0 | 0 | 0 | 0 | 0 | 0 | 0 | 0 | 0 | 0 | 0 | 0 | 0 | 0
F4_Commercial_Lodging_New_Space Heating_Natural Gas_Boiler_E8 | F4 | Commercial | Lodging | New | Space Heating | Natural Gas | Boiler | E8 | Utility - Cost of Equipment | 0 | 0 | 0 | 0 | 0 | 0 | 0 | 0 | 0 | 0 | 0 | 0 | 0 | 0 | 0 | 0 | 0 | 0 | 0 | 0 | 0 | 0 | 0 | 0 | 0 | 0 | 0 | 0 | 0 | 0 | 0 | 0 | 0
F4_Commercial_Lodging_New_Space Heating_Natural Gas_Boiler_E9 | F4 | Commercial | Lodging | New | Space Heating | Natural Gas | Boiler | E9 | Utility - Cost of Equipment | 0 | 0 | 0 | 0 | 0 | 0 | 0 | 0 | 0 | 0 | 0 | 0 | 0 | 0 | 0 | 0 | 0 | 0 | 0 | 0 | 0 | 0 | 0 | 0 | 0 | 0 | 0 | 0 | 0 | 0 | 0 | 0 | 0
F4_Commercial_Lodging_New_Space Heating_Natural Gas_Boiler_E10 | F4 | Commercial | Lodging | New | Space Heating | Natural Gas | Boiler | E10 | Utility - Cost of Equipment | 0 | 0 | 0 | 0 | 0 | 0 | 0 | 0 | 0 | 0 | 0 | 0 | 0 | 0 | 0 | 0 | 0 | 0 | 0 | 0 | 0 | 0 | 0 | 0 | 0 | 0 | 0 | 0 | 0 | 0 | 0 | 0 | 0
F5_Commercial_Lodging_New_Space Heating_Natural Gas_Boiler_E1 | F5 | Commercial | Lodging | New | Space Heating | Natural Gas | Boiler | E1 | Utility - Cost of Operation | 0.095062 | 0.095062 | 0.095062 | 0.095062 | 0.095062 | 0 | 0 | 0 | 0 | 0 | 0 | 0 | 0 | 0 | 0 | 0 | 0 | 0 | 0 | 0 | 0 | 0 | 0 | 0 | 0 | 0 | 0 | 0 | 0 | 0 | 0 | 0 | 0
F5_Commercial_Lodging_New_Space Heating_Natural Gas_Boiler_E2 | F5 | Commercial | Lodging | New | Space Heating | Natural Gas | Boiler | E2 | Utility - Cost of Operation | 0.098268 | 0.098268 | 0.098268 | 0.098268 | 0.098268 | 0 | 0 | 0 | 0 | 0 | 0 | 0 | 0 | 0 | 0 | 0 | 0 | 0 | 0 | 0 | 0 | 0 | 0 | 0 | 0 | 0 | 0 | 0 | 0 | 0 | 0 | 0 | 0
F5_Commercial_Lodging_New_Space Heating_Natural Gas_Boiler_E3 | F5 | Commercial | Lodging | New | Space Heating | Natural Gas | Boiler | E3 | Utility - Cost of Operation | 0.15446 | 0.15446 | 0.15446 | 0.15446 | 0.15446 | 0.15446 | 0.15446 | 0.15446 | 0.15446 | 0.15446 | 0.15446 | 0.15446 | 0.15446 | 0.15446 | 0.15446 | 0.15446 | 0.15446 | 0.15446 | 0.15446 | 0.15446 | 0.15446 | 0.15446 | 0.15446 | 0.15446 | 0.15446 | 0.15446 | 0.15446 | 0.15446 | 0.15446 | 0.15446 | 0.15446 | 0.15446 | 0.15446
F5_Commercial_Lodging_New_Space Heating_Natural Gas_Boiler_E4 | F5 | Commercial | Lodging | New | Space Heating | Natural Gas | Boiler | E4 | Utility - Cost of Operation | 0.16893 | 0.16893 | 0.16893 | 0.16893 | 0.16893 | 0.16893 | 0.16893 | 0.16893 | 0.16893 | 0.16893 | 0.16893 | 0.16893 | 0.16893 | 0.16893 | 0.16893 | 0.16893 | 0.16893 | 0.16893 | 0.16893 | 0.16893 | 0.16893 | 0.16893 | 0.16893 | 0.16893 | 0.16893 | 0.16893 | 0.16893 | 0.16893 | 0.16893 | 0.16893 | 0.16893 | 0.16893 | 0.16893
F5_Commercial_Lodging_New_Space Heating_Natural Gas_Boiler_E5 | F5 | Commercial | Lodging | New | Space Heating | Natural Gas | Boiler | E5 | Utility - Cost of Operation | 0.5715 | 0.5715 | 0.5715 | 0.5715 | 0.5715 | 0.5715 | 0.5715 | 0.5715 | 0.5715 | 0.5715 | 0.5715 | 0.5715 | 0.5715 | 0.5715 | 0.5715 | 0.5715 | 0.5715 | 0.5715 | 0.5715 | 0.5715 | 0.5715 | 0.5715 | 0.5715 | 0.5715 | 0.5715 | 0.5715 | 0.5715 | 0.5715 | 0.5715 | 0.5715 | 0.5715 | 0.5715 | 0.5715
F5_Commercial_Lodging_New_Space Heating_Natural Gas_Boiler_E6 | F5 | Commercial | Lodging | New | Space Heating | Natural Gas | Boiler | E6 | Utility - Cost of Operation | 0 | 0 | 0 | 0 | 0 | 0 | 0 | 0 | 0 | 0 | 0 | 0 | 0 | 0 | 0 | 0 | 0 | 0 | 0 | 0 | 0 | 0 | 0 | 0 | 0 | 0 | 0 | 0 | 0 | 0 | 0 | 0 | 0
F5_Commercial_Lodging_New_Space Heating_Natural Gas_Boiler_E7 | F5 | Commercial | Lodging | New | Space Heating | Natural Gas | Boiler | E7 | Utility - Cost of Operation | 0 | 0 | 0 | 0 | 0 | 0 | 0 | 0 | 0 | 0 | 0 | 0 | 0 | 0 | 0 | 0 | 0 | 0 | 0 | 0 | 0 | 0 | 0 | 0 | 0 | 0 | 0 | 0 | 0 | 0 | 0 | 0 | 0
F5_Commercial_Lodging_New_Space Heating_Natural Gas_Boiler_E8 | F5 | Commercial | Lodging | New | Space Heating | Natural Gas | Boiler | E8 | Utility - Cost of Operation | 0 | 0 | 0 | 0 | 0 | 0 | 0 | 0 | 0 | 0 | 0 | 0 | 0 | 0 | 0 | 0 | 0 | 0 | 0 | 0 | 0 | 0 | 0 | 0 | 0 | 0 | 0 | 0 | 0 | 0 | 0 | 0 | 0
F5_Commercial_Lodging_New_Space Heating_Natural Gas_Boiler_E9 | F5 | Commercial | Lodging | New | Space Heating | Natural Gas | Boiler | E9 | Utility - Cost of Operation | 0 | 0 | 0 | 0 | 0 | 0 | 0 | 0 | 0 | 0 | 0 | 0 | 0 | 0 | 0 | 0 | 0 | 0 | 0 | 0 | 0 | 0 | 0 | 0 | 0 | 0 | 0 | 0 | 0 | 0 | 0 | 0 | 0
F5_Commercial_Lodging_New_Space Heating_Natural Gas_Boiler_E10 | F5 | Commercial | Lodging | New | Space Heating | Natural Gas | Boiler | E10 | Utility - Cost of Operation | 0 | 0 | 0 | 0 | 0 | 0 | 0 | 0 | 0 | 0 | 0 | 0 | 0 | 0 | 0 | 0 | 0 | 0 | 0 | 0 | 0 | 0 | 0 | 0 | 0 | 0 | 0 | 0 | 0 | 0 | 0 | 0 | 0
F6_Commercial_Lodging_New_Space Heating_Natural Gas_Boiler_E1 | F6 | Commercial | Lodging | New | Space Heating | Natural Gas | Boiler | E1 | Utility - Value of Sales | 1.4654 | 1.4608 | 1.4579 | 1.4485 | 1.4403 | 0 | 0 | 0 | 0 | 0 | 0 | 0 | 0 | 0 | 0 | 0 | 0 | 0 | 0 | 0 | 0 | 0 | 0 | 0 | 0 | 0 | 0 | 0 | 0 | 0 | 0 | 0 | 0
F6_Commercial_Lodging_New_Space Heating_Natural Gas_Boiler_E2 | F6 | Commercial | Lodging | New | Space Heating | Natural Gas | Boiler | E2 | Utility - Value of Sales | 1.3956 | 1.3912 | 1.3884 | 1.3795 | 1.3718 | 0 | 0 | 0 | 0 | 0 | 0 | 0 | 0 | 0 | 0 | 0 | 0 | 0 | 0 | 0 | 0 | 0 | 0 | 0 | 0 | 0 | 0 | 0 | 0 | 0 | 0 | 0 | 0
F6_Commercial_Lodging_New_Space Heating_Natural Gas_Boiler_E3 | F6 | Commercial | Lodging | New | Space Heating | Natural Gas | Boiler | E3 | Utility - Value of Sales | 1.2471 | 1.2432 | 1.2407 | 1.2328 | 1.2258 | 1.219 | 1.2123 | 1.2057 | 1.1992 | 1.1929 | 1.1869 | 1.181 | 1.1754 | 1.17 | 1.1649 | 1.1601 | 1.1556 | 1.1514 | 1.1475 | 1.1438 | 1.1404 | 1.1373 | 1.1345 | 1.1319 | 1.1297 | 1.1277 | 1.126 | 1.1246 | 1.1235 | 1.1226 | 1.1221 | 1.1218 | 1.1218
F6_Commercial_Lodging_New_Space Heating_Natural Gas_Boiler_E4 | F6 | Commercial | Lodging | New | Space Heating | Natural Gas | Boiler | E4 | Utility - Value of Sales | 1.1962 | 1.1925 | 1.1901 | 1.1824 | 1.1758 | 1.1692 | 1.1628 | 1.1565 | 1.1503 | 1.1443 | 1.1384 | 1.1328 | 1.1274 | 1.1223 | 1.1174 | 1.1128 | 1.1085 | 1.1044 | 1.1006 | 1.0971 | 1.0939 | 1.0909 | 1.0882 | 1.0857 | 1.0836 | 1.0817 | 1.0801 | 1.0787 | 1.0776 | 1.0768 | 1.0763 | 1.076 | 1.076
F6_Commercial_Lodging_New_Space Heating_Natural Gas_Boiler_E5 | F6 | Commercial | Lodging | New | Space Heating | Natural Gas | Boiler | E5 | Utility - Value of Sales | 0.90179 | 0.89894 | 0.89715 | 0.89138 | 0.88637 | 0.88142 | 0.87656 | 0.87179 | 0.86713 | 0.86259 | 0.8582 | 0.85396 | 0.84989 | 0.84602 | 0.84234 | 0.83888 | 0.83561 | 0.83255 | 0.8297 | 0.82705 | 0.8246 | 0.82235 | 0.82031 | 0.81848 | 0.81685 | 0.81542 | 0.8142 | 0.81318 | 0.81236 | 0.81175 | 0.81134 | 0.81114 | 0.81114
F6_Commercial_Lodging_New_Space Heating_Natural Gas_Boiler_E6 | F6 | Commercial | Lodging | New | Space Heating | Natural Gas | Boiler | E6 | Utility - Value of Sales | 0 | 0 | 0 | 0 | 0 | 0 | 0 | 0 | 0 | 0 | 0 | 0 | 0 | 0 | 0 | 0 | 0 | 0 | 0 | 0 | 0 | 0 | 0 | 0 | 0 | 0 | 0 | 0 | 0 | 0 | 0 | 0 | 0
F6_Commercial_Lodging_New_Space Heating_Natural Gas_Boiler_E7 | F6 | Commercial | Lodging | New | Space Heating | Natural Gas | Boiler | E7 | Utility - Value of Sales | 0 | 0 | 0 | 0 | 0 | 0 | 0 | 0 | 0 | 0 | 0 | 0 | 0 | 0 | 0 | 0 | 0 | 0 | 0 | 0 | 0 | 0 | 0 | 0 | 0 | 0 | 0 | 0 | 0 | 0 | 0 | 0 | 0
F6_Commercial_Lodging_New_Space Heating_Natural Gas_Boiler_E8 | F6 | Commercial | Lodging | New | Space Heating | Natural Gas | Boiler | E8 | Utility - Value of Sales | 0 | 0 | 0 | 0 | 0 | 0 | 0 | 0 | 0 | 0 | 0 | 0 | 0 | 0 | 0 | 0 | 0 | 0 | 0 | 0 | 0 | 0 | 0 | 0 | 0 | 0 | 0 | 0 | 0 | 0 | 0 | 0 | 0
F6_Commercial_Lodging_New_Space Heating_Natural Gas_Boiler_E9 | F6 | Commercial | Lodging | New | Space Heating | Natural Gas | Boiler | E9 | Utility - Value of Sales | 0 | 0 | 0 | 0 | 0 | 0 | 0 | 0 | 0 | 0 | 0 | 0 | 0 | 0 | 0 | 0 | 0 | 0 | 0 | 0 | 0 | 0 | 0 | 0 | 0 | 0 | 0 | 0 | 0 | 0 | 0 | 0 | 0
F6_Commercial_Lodging_New_Space Heating_Natural Gas_Boiler_E10 | F6 | Commercial | Lodging | New | Space Heating | Natural Gas | Boiler | E10 | Utility - Value of Sales | 0 | 0 | 0 | 0 | 0 | 0 | 0 | 0 | 0 | 0 | 0 | 0 | 0 | 0 | 0 | 0 | 0 | 0 | 0 | 0 | 0 | 0 | 0 | 0 | 0 | 0 | 0 | 0 | 0 | 0 | 0 | 0 | 0
F1_Commercial_Lodging_New_Space Heating_Natural Gas_Unit Heater_E1 | F1 | Commercial | Lodging | New | Space Heating | Natural Gas | Unit Heater | E1 | RVT - Cost of Equipment | 0.58349 | 0.58298 | 0.58453 | 0.57983 | 0.5765 | 0 | 0 | 0 | 0 | 0 | 0 | 0 | 0 | 0 | 0 | 0 | 0 | 0 | 0 | 0 | 0 | 0 | 0 | 0 | 0 | 0 | 0 | 0 | 0 | 0 | 0 | 0 | 0
F1_Commercial_Lodging_New_Space Heating_Natural Gas_Unit Heater_E2 | F1 | Commercial | Lodging | New | Space Heating | Natural Gas | Unit Heater | E2 | RVT - Cost of Equipment | 0.52508 | 0.52462 | 0.52601 | 0.52179 | 0.51879 | 0.51764 | 0.51816 | 0.51823 | 0.51879 | 0.51916 | 0.51941 | 0.5195 | 0.51975 | 0.5201 | 0.52028 | 0.52055 | 0.52083 | 0.52135 | 0.52188 | 0.52268 | 0.52339 | 0.52421 | 0.5249 | 0.52577 | 0.52643 | 0.52704 | 0.52762 | 0.52825 | 0.52866 | 0.52911 | 0.52937 | 0.52971 | 0.52971
F1_Commercial_Lodging_New_Space Heating_Natural Gas_Unit Heater_E3 | F1 | Commercial | Lodging | New | Space Heating | Natural Gas | Unit Heater | E3 | RVT - Cost of Equipment | 0.45348 | 0.45308 | 0.45429 | 0.45064 | 0.44805 | 0.44706 | 0.44751 | 0.44756 | 0.44805 | 0.44838 | 0.44859 | 0.44867 | 0.44888 | 0.44918 | 0.44934 | 0.44957 | 0.44982 | 0.45026 | 0.45072 | 0.45141 | 0.45203 | 0.45273 | 0.45333 | 0.45408 | 0.45465 | 0.45518 | 0.45568 | 0.45622 | 0.45657 | 0.45696 | 0.45719 | 0.45748 | 0.45748
F1_Commercial_Lodging_New_Space Heating_Natural Gas_Unit Heater_E4 | F1 | Commercial | Lodging | New | Space Heating | Natural Gas | Unit Heater | E4 | RVT - Cost of Equipment | 0 | 0 | 0 | 0 | 0 | 0 | 0 | 0 | 0 | 0 | 0 | 0 | 0 | 0 | 0 | 0 | 0 | 0 | 0 | 0 | 0 | 0 | 0 | 0 | 0 | 0 | 0 | 0 | 0 | 0 | 0 | 0 | 0
F1_Commercial_Lodging_New_Space Heating_Natural Gas_Unit Heater_E5 | F1 | Commercial | Lodging | New | Space Heating | Natural Gas | Unit Heater | E5 | RVT - Cost of Equipment | 0 | 0 | 0 | 0 | 0 | 0 | 0 | 0 | 0 | 0 | 0 | 0 | 0 | 0 | 0 | 0 | 0 | 0 | 0 | 0 | 0 | 0 | 0 | 0 | 0 | 0 | 0 | 0 | 0 | 0 | 0 | 0 | 0
F1_Commercial_Lodging_New_Space Heating_Natural Gas_Unit Heater_E6 | F1 | Commercial | Lodging | New | Space Heating | Natural Gas | Unit Heater | E6 | RVT - Cost of Equipment | 0 | 0 | 0 | 0 | 0 | 0 | 0 | 0 | 0 | 0 | 0 | 0 | 0 | 0 | 0 | 0 | 0 | 0 | 0 | 0 | 0 | 0 | 0 | 0 | 0 | 0 | 0 | 0 | 0 | 0 | 0 | 0 | 0
F1_Commercial_Lodging_New_Space Heating_Natural Gas_Unit Heater_E7 | F1 | Commercial | Lodging | New | Space Heating | Natural Gas | Unit Heater | E7 | RVT - Cost of Equipment | 0 | 0 | 0 | 0 | 0 | 0 | 0 | 0 | 0 | 0 | 0 | 0 | 0 | 0 | 0 | 0 | 0 | 0 | 0 | 0 | 0 | 0 | 0 | 0 | 0 | 0 | 0 | 0 | 0 | 0 | 0 | 0 | 0
F1_Commercial_Lodging_New_Space Heating_Natural Gas_Unit Heater_E8 | F1 | Commercial | Lodging | New | Space Heating | Natural Gas | Unit Heater | E8 | RVT - Cost of Equipment | 0 | 0 | 0 | 0 | 0 | 0 | 0 | 0 | 0 | 0 | 0 | 0 | 0 | 0 | 0 | 0 | 0 | 0 | 0 | 0 | 0 | 0 | 0 | 0 | 0 | 0 | 0 | 0 | 0 | 0 | 0 | 0 | 0
F1_Commercial_Lodging_New_Space Heating_Natural Gas_Unit Heater_E9 | F1 | Commercial | Lodging | New | Space Heating | Natural Gas | Unit Heater | E9 | RVT - Cost of Equipment | 0 | 0 | 0 | 0 | 0 | 0 | 0 | 0 | 0 | 0 | 0 | 0 | 0 | 0 | 0 | 0 | 0 | 0 | 0 | 0 | 0 | 0 | 0 | 0 | 0 | 0 | 0 | 0 | 0 | 0 | 0 | 0 | 0
F1_Commercial_Lodging_New_Space Heating_Natural Gas_Unit Heater_E10 | F1 | Commercial | Lodging | New | Space Heating | Natural Gas | Unit Heater | E10 | RVT - Cost of Equipment | 0 | 0 | 0 | 0 | 0 | 0 | 0 | 0 | 0 | 0 | 0 | 0 | 0 | 0 | 0 | 0 | 0 | 0 | 0 | 0 | 0 | 0 | 0 | 0 | 0 | 0 | 0 | 0 | 0 | 0 | 0 | 0 | 0
F2_Commercial_Lodging_New_Space Heating_Natural Gas_Unit Heater_E1 | F2 | Commercial | Lodging | New | Space Heating | Natural Gas | Unit Heater | E1 | RVT - Cost of Operation | 0.69906 | 0.69845 | 0.7003 | 0.69468 | 0.69069 | 0 | 0 | 0 | 0 | 0 | 0 | 0 | 0 | 0 | 0 | 0 | 0 | 0 | 0 | 0 | 0 | 0 | 0 | 0 | 0 | 0 | 0 | 0 | 0 | 0 | 0 | 0 | 0
F2_Commercial_Lodging_New_Space Heating_Natural Gas_Unit Heater_E2 | F2 | Commercial | Lodging | New | Space Heating | Natural Gas | Unit Heater | E2 | RVT - Cost of Operation | 0.62908 | 0.62852 | 0.63019 | 0.62513 | 0.62154 | 0.62017 | 0.62079 | 0.62087 | 0.62155 | 0.62199 | 0.62229 | 0.6224 | 0.62269 | 0.62311 | 0.62333 | 0.62365 | 0.62399 | 0.62461 | 0.62525 | 0.62621 | 0.62706 | 0.62804 | 0.62887 | 0.6299 | 0.6307 | 0.63143 | 0.63212 | 0.63287 | 0.63337 | 0.63391 | 0.63422 | 0.63463 | 0.63463
F2_Commercial_Lodging_New_Space Heating_Natural Gas_Unit Heater_E3 | F2 | Commercial | Lodging | New | Space Heating | Natural Gas | Unit Heater | E3 | RVT - Cost of Operation | 0.5433 | 0.54282 | 0.54427 | 0.5399 | 0.53679 | 0.53561 | 0.53614 | 0.53621 | 0.5368 | 0.53718 | 0.53744 | 0.53753 | 0.53779 | 0.53815 | 0.53834 | 0.53861 | 0.53891 | 0.53945 | 0.54 | 0.54082 | 0.54156 | 0.5424 | 0.54312 | 0.54401 | 0.5447 | 0.54533 | 0.54593 | 0.54658 | 0.547 | 0.54747 | 0.54774 | 0.54809 | 0.54809
F2_Commercial_Lodging_New_Space Heating_Natural Gas_Unit Heater_E4 | F2 | Commercial | Lodging | New | Space Heating | Natural Gas | Unit Heater | E4 | RVT - Cost of Operation | 0 | 0 | 0 | 0 | 0 | 0 | 0 | 0 | 0 | 0 | 0 | 0 | 0 | 0 | 0 | 0 | 0 | 0 | 0 | 0 | 0 | 0 | 0 | 0 | 0 | 0 | 0 | 0 | 0 | 0 | 0 | 0 | 0
F2_Commercial_Lodging_New_Space Heating_Natural Gas_Unit Heater_E5 | F2 | Commercial | Lodging | New | Space Heating | Natural Gas | Unit Heater | E5 | RVT - Cost of Operation | 0 | 0 | 0 | 0 | 0 | 0 | 0 | 0 | 0 | 0 | 0 | 0 | 0 | 0 | 0 | 0 | 0 | 0 | 0 | 0 | 0 | 0 | 0 | 0 | 0 | 0 | 0 | 0 | 0 | 0 | 0 | 0 | 0
F2_Commercial_Lodging_New_Space Heating_Natural Gas_Unit Heater_E6 | F2 | Commercial | Lodging | New | Space Heating | Natural Gas | Unit Heater | E6 | RVT - Cost of Operation | 0 | 0 | 0 | 0 | 0 | 0 | 0 | 0 | 0 | 0 | 0 | 0 | 0 | 0 | 0 | 0 | 0 | 0 | 0 | 0 | 0 | 0 | 0 | 0 | 0 | 0 | 0 | 0 | 0 | 0 | 0 | 0 | 0
F2_Commercial_Lodging_New_Space Heating_Natural Gas_Unit Heater_E7 | F2 | Commercial | Lodging | New | Space Heating | Natural Gas | Unit Heater | E7 | RVT - Cost of Operation | 0 | 0 | 0 | 0 | 0 | 0 | 0 | 0 | 0 | 0 | 0 | 0 | 0 | 0 | 0 | 0 | 0 | 0 | 0 | 0 | 0 | 0 | 0 | 0 | 0 | 0 | 0 | 0 | 0 | 0 | 0 | 0 | 0
F2_Commercial_Lodging_New_Space Heating_Natural Gas_Unit Heater_E8 | F2 | Commercial | Lodging | New | Space Heating | Natural Gas | Unit Heater | E8 | RVT - Cost of Operation | 0 | 0 | 0 | 0 | 0 | 0 | 0 | 0 | 0 | 0 | 0 | 0 | 0 | 0 | 0 | 0 | 0 | 0 | 0 | 0 | 0 | 0 | 0 | 0 | 0 | 0 | 0 | 0 | 0 | 0 | 0 | 0 | 0
F2_Commercial_Lodging_New_Space Heating_Natural Gas_Unit Heater_E9 | F2 | Commercial | Lodging | New | Space Heating | Natural Gas | Unit Heater | E9 | RVT - Cost of Operation | 0 | 0 | 0 | 0 | 0 | 0 | 0 | 0 | 0 | 0 | 0 | 0 | 0 | 0 | 0 | 0 | 0 | 0 | 0 | 0 | 0 | 0 | 0 | 0 | 0 | 0 | 0 | 0 | 0 | 0 | 0 | 0 | 0
F2_Commercial_Lodging_New_Space Heating_Natural Gas_Unit Heater_E10 | F2 | Commercial | Lodging | New | Space Heating | Natural Gas | Unit Heater | E10 | RVT - Cost of Operation | 0 | 0 | 0 | 0 | 0 | 0 | 0 | 0 | 0 | 0 | 0 | 0 | 0 | 0 | 0 | 0 | 0 | 0 | 0 | 0 | 0 | 0 | 0 | 0 | 0 | 0 | 0 | 0 | 0 | 0 | 0 | 0 | 0
F3_Commercial_Lodging_New_Space Heating_Natural Gas_Unit Heater_E1 | F3 | Commercial | Lodging | New | Space Heating | Natural Gas | Unit Heater | E1 | System - kBTUs of Consumption | 0.022811 | 0.022811 | 0.022811 | 0.022811 | 0.022811 | 0 | 0 | 0 | 0 | 0 | 0 | 0 | 0 | 0 | 0 | 0 | 0 | 0 | 0 | 0 | 0 | 0 | 0 | 0 | 0 | 0 | 0 | 0 | 0 | 0 | 0 | 0 | 0
F3_Commercial_Lodging_New_Space Heating_Natural Gas_Unit Heater_E2 | F3 | Commercial | Lodging | New | Space Heating | Natural Gas | Unit Heater | E2 | System - kBTUs of Consumption | 0.072942 | 0.072942 | 0.072942 | 0.072942 | 0.072942 | 0.072942 | 0.072942 | 0.072942 | 0.072942 | 0.072942 | 0.072942 | 0.072942 | 0.072942 | 0.072942 | 0.072942 | 0.072942 | 0.072942 | 0.072942 | 0.072942 | 0.072942 | 0.072942 | 0.072942 | 0.072942 | 0.072942 | 0.072942 | 0.072942 | 0.072942 | 0.072942 | 0.072942 | 0.072942 | 0.072942 | 0.072942 | 0.072942
F3_Commercial_Lodging_New_Space Heating_Natural Gas_Unit Heater_E3 | F3 | Commercial | Lodging | New | Space Heating | Natural Gas | Unit Heater | E3 | System - kBTUs of Consumption | 0.031509 | 0.031509 | 0.031509 | 0.031509 | 0.031509 | 0.031509 | 0.031509 | 0.031509 | 0.031509 | 0.031509 | 0.031509 | 0.031509 | 0.031509 | 0.031509 | 0.031509 | 0.031509 | 0.031509 | 0.031509 | 0.031509 | 0.031509 | 0.031509 | 0.031509 | 0.031509 | 0.031509 | 0.031509 | 0.031509 | 0.031509 | 0.031509 | 0.031509 | 0.031509 | 0.031509 | 0.031509 | 0.031509
F3_Commercial_Lodging_New_Space Heating_Natural Gas_Unit Heater_E4 | F3 | Commercial | Lodging | New | Space Heating | Natural Gas | Unit Heater | E4 | System - kBTUs of Consumption | 0 | 0 | 0 | 0 | 0 | 0 | 0 | 0 | 0 | 0 | 0 | 0 | 0 | 0 | 0 | 0 | 0 | 0 | 0 | 0 | 0 | 0 | 0 | 0 | 0 | 0 | 0 | 0 | 0 | 0 | 0 | 0 | 0
F3_Commercial_Lodging_New_Space Heating_Natural Gas_Unit Heater_E5 | F3 | Commercial | Lodging | New | Space Heating | Natural Gas | Unit Heater | E5 | System - kBTUs of Consumption | 0 | 0 | 0 | 0 | 0 | 0 | 0 | 0 | 0 | 0 | 0 | 0 | 0 | 0 | 0 | 0 | 0 | 0 | 0 | 0 | 0 | 0 | 0 | 0 | 0 | 0 | 0 | 0 | 0 | 0 | 0 | 0 | 0
F3_Commercial_Lodging_New_Space Heating_Natural Gas_Unit Heater_E6 | F3 | Commercial | Lodging | New | Space Heating | Natural Gas | Unit Heater | E6 | System - kBTUs of Consumption | 0 | 0 | 0 | 0 | 0 | 0 | 0 | 0 | 0 | 0 | 0 | 0 | 0 | 0 | 0 | 0 | 0 | 0 | 0 | 0 | 0 | 0 | 0 | 0 | 0 | 0 | 0 | 0 | 0 | 0 | 0 | 0 | 0
F3_Commercial_Lodging_New_Space Heating_Natural Gas_Unit Heater_E7 | F3 | Commercial | Lodging | New | Space Heating | Natural Gas | Unit Heater | E7 | System - kBTUs of Consumption | 0 | 0 | 0 | 0 | 0 | 0 | 0 | 0 | 0 | 0 | 0 | 0 | 0 | 0 | 0 | 0 | 0 | 0 | 0 | 0 | 0 | 0 | 0 | 0 | 0 | 0 | 0 | 0 | 0 | 0 | 0 | 0 | 0
F3_Commercial_Lodging_New_Space Heating_Natural Gas_Unit Heater_E8 | F3 | Commercial | Lodging | New | Space Heating | Natural Gas | Unit Heater | E8 | System - kBTUs of Consumption | 0 | 0 | 0 | 0 | 0 | 0 | 0 | 0 | 0 | 0 | 0 | 0 | 0 | 0 | 0 | 0 | 0 | 0 | 0 | 0 | 0 | 0 | 0 | 0 | 0 | 0 | 0 | 0 | 0 | 0 | 0 | 0 | 0
F3_Commercial_Lodging_New_Space Heating_Natural Gas_Unit Heater_E9 | F3 | Commercial | Lodging | New | Space Heating | Natural Gas | Unit Heater | E9 | System - kBTUs of Consumption | 0 | 0 | 0 | 0 | 0 | 0 | 0 | 0 | 0 | 0 | 0 | 0 | 0 | 0 | 0 | 0 | 0 | 0 | 0 | 0 | 0 | 0 | 0 | 0 | 0 | 0 | 0 | 0 | 0 | 0 | 0 | 0 | 0
F3_Commercial_Lodging_New_Space Heating_Natural Gas_Unit Heater_E10 | F3 | Commercial | Lodging | New | Space Heating | Natural Gas | Unit Heater | E10 | System - kBTUs of Consumption | 0 | 0 | 0 | 0 | 0 | 0 | 0 | 0 | 0 | 0 | 0 | 0 | 0 | 0 | 0 | 0 | 0 | 0 | 0 | 0 | 0 | 0 | 0 | 0 | 0 | 0 | 0 | 0 | 0 | 0 | 0 | 0 | 0
F4_Commercial_Lodging_New_Space Heating_Natural Gas_Unit Heater_E1 | F4 | Commercial | Lodging | New | Space Heating | Natural Gas | Unit Heater | E1 | Utility - Cost of Equipment | 0.69906 | 0.69845 | 0.7003 | 0.69468 | 0.69069 | 0 | 0 | 0 | 0 | 0 | 0 | 0 | 0 | 0 | 0 | 0 | 0 | 0 | 0 | 0 | 0 | 0 | 0 | 0 | 0 | 0 | 0 | 0 | 0 | 0 | 0 | 0 | 0
F4_Commercial_Lodging_New_Space Heating_Natural Gas_Unit Heater_E2 | F4 | Commercial | Lodging | New | Space Heating | Natural Gas | Unit Heater | E2 | Utility - Cost of Equipment | 0.62908 | 0.62852 | 0.63019 | 0.62513 | 0.62154 | 0.62017 | 0.62079 | 0.62087 | 0.62155 | 0.62199 | 0.62229 | 0.6224 | 0.62269 | 0.62311 | 0.62333 | 0.62365 | 0.62399 | 0.62461 | 0.62525 | 0.62621 | 0.62706 | 0.62804 | 0.62887 | 0.6299 | 0.6307 | 0.63143 | 0.63212 | 0.63287 | 0.63337 | 0.63391 | 0.63422 | 0.63463 | 0.63463
F4_Commercial_Lodging_New_Space Heating_Natural Gas_Unit Heater_E3 | F4 | Commercial | Lodging | New | Space Heating | Natural Gas | Unit Heater | E3 | Utility - Cost of Equipment | 0.5433 | 0.54282 | 0.54427 | 0.5399 | 0.53679 | 0.53561 | 0.53614 | 0.53621 | 0.5368 | 0.53718 | 0.53744 | 0.53753 | 0.53779 | 0.53815 | 0.53834 | 0.53861 | 0.53891 | 0.53945 | 0.54 | 0.54082 | 0.54156 | 0.5424 | 0.54312 | 0.54401 | 0.5447 | 0.54533 | 0.54593 | 0.54658 | 0.547 | 0.54747 | 0.54774 | 0.54809 | 0.54809
F4_Commercial_Lodging_New_Space Heating_Natural Gas_Unit Heater_E4 | F4 | Commercial | Lodging | New | Space Heating | Natural Gas | Unit Heater | E4 | Utility - Cost of Equipment | 0 | 0 | 0 | 0 | 0 | 0 | 0 | 0 | 0 | 0 | 0 | 0 | 0 | 0 | 0 | 0 | 0 | 0 | 0 | 0 | 0 | 0 | 0 | 0 | 0 | 0 | 0 | 0 | 0 | 0 | 0 | 0 | 0
F4_Commercial_Lodging_New_Space Heating_Natural Gas_Unit Heater_E5 | F4 | Commercial | Lodging | New | Space Heating | Natural Gas | Unit Heater | E5 | Utility - Cost of Equipment | 0 | 0 | 0 | 0 | 0 | 0 | 0 | 0 | 0 | 0 | 0 | 0 | 0 | 0 | 0 | 0 | 0 | 0 | 0 | 0 | 0 | 0 | 0 | 0 | 0 | 0 | 0 | 0 | 0 | 0 | 0 | 0 | 0
F4_Commercial_Lodging_New_Space Heating_Natural Gas_Unit Heater_E6 | F4 | Commercial | Lodging | New | Space Heating | Natural Gas | Unit Heater | E6 | Utility - Cost of Equipment | 0 | 0 | 0 | 0 | 0 | 0 | 0 | 0 | 0 | 0 | 0 | 0 | 0 | 0 | 0 | 0 | 0 | 0 | 0 | 0 | 0 | 0 | 0 | 0 | 0 | 0 | 0 | 0 | 0 | 0 | 0 | 0 | 0
F4_Commercial_Lodging_New_Space Heating_Natural Gas_Unit Heater_E7 | F4 | Commercial | Lodging | New | Space Heating | Natural Gas | Unit Heater | E7 | Utility - Cost of Equipment | 0 | 0 | 0 | 0 | 0 | 0 | 0 | 0 | 0 | 0 | 0 | 0 | 0 | 0 | 0 | 0 | 0 | 0 | 0 | 0 | 0 | 0 | 0 | 0 | 0 | 0 | 0 | 0 | 0 | 0 | 0 | 0 | 0
F4_Commercial_Lodging_New_Space Heating_Natural Gas_Unit Heater_E8 | F4 | Commercial | Lodging | New | Space Heating | Natural Gas | Unit Heater | E8 | Utility - Cost of Equipment | 0 | 0 | 0 | 0 | 0 | 0 | 0 | 0 | 0 | 0 | 0 | 0 | 0 | 0 | 0 | 0 | 0 | 0 | 0 | 0 | 0 | 0 | 0 | 0 | 0 | 0 | 0 | 0 | 0 | 0 | 0 | 0 | 0
F4_Commercial_Lodging_New_Space Heating_Natural Gas_Unit Heater_E9 | F4 | Commercial | Lodging | New | Space Heating | Natural Gas | Unit Heater | E9 | Utility - Cost of Equipment | 0 | 0 | 0 | 0 | 0 | 0 | 0 | 0 | 0 | 0 | 0 | 0 | 0 | 0 | 0 | 0 | 0 | 0 | 0 | 0 | 0 | 0 | 0 | 0 | 0 | 0 | 0 | 0 | 0 | 0 | 0 | 0 | 0
F4_Commercial_Lodging_New_Space Heating_Natural Gas_Unit Heater_E10 | F4 | Commercial | Lodging | New | Space Heating | Natural Gas | Unit Heater | E10 | Utility - Cost of Equipment | 0 | 0 | 0 | 0 | 0 | 0 | 0 | 0 | 0 | 0 | 0 | 0 | 0 | 0 | 0 | 0 | 0 | 0 | 0 | 0 | 0 | 0 | 0 | 0 | 0 | 0 | 0 | 0 | 0 | 0 | 0 | 0 | 0
F5_Commercial_Lodging_New_Space Heating_Natural Gas_Unit Heater_E1 | F5 | Commercial | Lodging | New | Space Heating | Natural Gas | Unit Heater | E1 | Utility - Cost of Operation | 0.022811 | 0.022811 | 0.022811 | 0.022811 | 0.022811 | 0 | 0 | 0 | 0 | 0 | 0 | 0 | 0 | 0 | 0 | 0 | 0 | 0 | 0 | 0 | 0 | 0 | 0 | 0 | 0 | 0 | 0 | 0 | 0 | 0 | 0 | 0 | 0
F5_Commercial_Lodging_New_Space Heating_Natural Gas_Unit Heater_E2 | F5 | Commercial | Lodging | New | Space Heating | Natural Gas | Unit Heater | E2 | Utility - Cost of Operation | 0.072942 | 0.072942 | 0.072942 | 0.072942 | 0.072942 | 0.072942 | 0.072942 | 0.072942 | 0.072942 | 0.072942 | 0.072942 | 0.072942 | 0.072942 | 0.072942 | 0.072942 | 0.072942 | 0.072942 | 0.072942 | 0.072942 | 0.072942 | 0.072942 | 0.072942 | 0.072942 | 0.072942 | 0.072942 | 0.072942 | 0.072942 | 0.072942 | 0.072942 | 0.072942 | 0.072942 | 0.072942 | 0.072942
F5_Commercial_Lodging_New_Space Heating_Natural Gas_Unit Heater_E3 | F5 | Commercial | Lodging | New | Space Heating | Natural Gas | Unit Heater | E3 | Utility - Cost of Operation | 0.031509 | 0.031509 | 0.031509 | 0.031509 | 0.031509 | 0.031509 | 0.031509 | 0.031509 | 0.031509 | 0.031509 | 0.031509 | 0.031509 | 0.031509 | 0.031509 | 0.031509 | 0.031509 | 0.031509 | 0.031509 | 0.031509 | 0.031509 | 0.031509 | 0.031509 | 0.031509 | 0.031509 | 0.031509 | 0.031509 | 0.031509 | 0.031509 | 0.031509 | 0.031509 | 0.031509 | 0.031509 | 0.031509
F5_Commercial_Lodging_New_Space Heating_Natural Gas_Unit Heater_E4 | F5 | Commercial | Lodging | New | Space Heating | Natural Gas | Unit Heater | E4 | Utility - Cost of Operation | 0 | 0 | 0 | 0 | 0 | 0 | 0 | 0 | 0 | 0 | 0 | 0 | 0 | 0 | 0 | 0 | 0 | 0 | 0 | 0 | 0 | 0 | 0 | 0 | 0 | 0 | 0 | 0 | 0 | 0 | 0 | 0 | 0
F5_Commercial_Lodging_New_Space Heating_Natural Gas_Unit Heater_E5 | F5 | Commercial | Lodging | New | Space Heating | Natural Gas | Unit Heater | E5 | Utility - Cost of Operation | 0 | 0 | 0 | 0 | 0 | 0 | 0 | 0 | 0 | 0 | 0 | 0 | 0 | 0 | 0 | 0 | 0 | 0 | 0 | 0 | 0 | 0 | 0 | 0 | 0 | 0 | 0 | 0 | 0 | 0 | 0 | 0 | 0
F5_Commercial_Lodging_New_Space Heating_Natural Gas_Unit Heater_E6 | F5 | Commercial | Lodging | New | Space Heating | Natural Gas | Unit Heater | E6 | Utility - Cost of Operation | 0 | 0 | 0 | 0 | 0 | 0 | 0 | 0 | 0 | 0 | 0 | 0 | 0 | 0 | 0 | 0 | 0 | 0 | 0 | 0 | 0 | 0 | 0 | 0 | 0 | 0 | 0 | 0 | 0 | 0 | 0 | 0 | 0
F5_Commercial_Lodging_New_Space Heating_Natural Gas_Unit Heater_E7 | F5 | Commercial | Lodging | New | Space Heating | Natural Gas | Unit Heater | E7 | Utility - Cost of Operation | 0 | 0 | 0 | 0 | 0 | 0 | 0 | 0 | 0 | 0 | 0 | 0 | 0 | 0 | 0 | 0 | 0 | 0 | 0 | 0 | 0 | 0 | 0 | 0 | 0 | 0 | 0 | 0 | 0 | 0 | 0 | 0 | 0
F5_Commercial_Lodging_New_Space Heating_Natural Gas_Unit Heater_E8 | F5 | Commercial | Lodging | New | Space Heating | Natural Gas | Unit Heater | E8 | Utility - Cost of Operation | 0 | 0 | 0 | 0 | 0 | 0 | 0 | 0 | 0 | 0 | 0 | 0 | 0 | 0 | 0 | 0 | 0 | 0 | 0 | 0 | 0 | 0 | 0 | 0 | 0 | 0 | 0 | 0 | 0 | 0 | 0 | 0 | 0
F5_Commercial_Lodging_New_Space Heating_Natural Gas_Unit Heater_E9 | F5 | Commercial | Lodging | New | Space Heating | Natural Gas | Unit Heater | E9 | Utility - Cost of Operation | 0 | 0 | 0 | 0 | 0 | 0 | 0 | 0 | 0 | 0 | 0 | 0 | 0 | 0 | 0 | 0 | 0 | 0 | 0 | 0 | 0 | 0 | 0 | 0 | 0 | 0 | 0 | 0 | 0 | 0 | 0 | 0 | 0
F5_Commercial_Lodging_New_Space Heating_Natural Gas_Unit Heater_E10 | F5 | Commercial | Lodging | New | Space Heating | Natural Gas | Unit Heater | E10 | Utility - Cost of Operation | 0 | 0 | 0 | 0 | 0 | 0 | 0 | 0 | 0 | 0 | 0 | 0 | 0 | 0 | 0 | 0 | 0 | 0 | 0 | 0 | 0 | 0 | 0 | 0 | 0 | 0 | 0 | 0 | 0 | 0 | 0 | 0 | 0
F6_Commercial_Lodging_New_Space Heating_Natural Gas_Unit Heater_E1 | F6 | Commercial | Lodging | New | Space Heating | Natural Gas | Unit Heater | E1 | Utility - Value of Sales | 0.27149 | 0.27137 | 0.27188 | 0.26996 | 0.26847 | 0 | 0 | 0 | 0 | 0 | 0 | 0 | 0 | 0 | 0 | 0 | 0 | 0 | 0 | 0 | 0 | 0 | 0 | 0 | 0 | 0 | 0 | 0 | 0 | 0 | 0 | 0 | 0
F6_Commercial_Lodging_New_Space Heating_Natural Gas_Unit Heater_E2 | F6 | Commercial | Lodging | New | Space Heating | Natural Gas | Unit Heater | E2 | Utility - Value of Sales | 0.24431 | 0.2442 | 0.24466 | 0.24293 | 0.24159 | 0.24025 | 0.23891 | 0.23757 | 0.23623 | 0.23489 | 0.23355 | 0.23221 | 0.23087 | 0.22953 | 0.22819 | 0.22685 | 0.22551 | 0.22417 | 0.22285 | 0.22156 | 0.22032 | 0.21914 | 0.21804 | 0.21703 | 0.21614 | 0.21536 | 0.21469 | 0.21413 | 0.21368 | 0.21335 | 0.21313 | 0.21301 | 0.21301
F6_Commercial_Lodging_New_Space Heating_Natural Gas_Unit Heater_E3 | F6 | Commercial | Lodging | New | Space Heating | Natural Gas | Unit Heater | E3 | Utility - Value of Sales | 0.21099 | 0.2109 | 0.2113 | 0.20981 | 0.20865 | 0.20749 | 0.20633 | 0.20518 | 0.20402 | 0.20286 | 0.20171 | 0.20055 | 0.19939 | 0.19823 | 0.19708 | 0.19592 | 0.19476 | 0.19361 | 0.19246 | 0.19135 | 0.19028 | 0.18926 | 0.18831 | 0.18744 | 0.18667 | 0.18599 | 0.18542 | 0.18493 | 0.18455 | 0.18426 | 0.18407 | 0.18397 | 0.18397
F6_Commercial_Lodging_New_Space Heating_Natural Gas_Unit Heater_E4 | F6 | Commercial | Lodging | New | Space Heating | Natural Gas | Unit Heater | E4 | Utility - Value of Sales | 0 | 0 | 0 | 0 | 0 | 0 | 0 | 0 | 0 | 0 | 0 | 0 | 0 | 0 | 0 | 0 | 0 | 0 | 0 | 0 | 0 | 0 | 0 | 0 | 0 | 0 | 0 | 0 | 0 | 0 | 0 | 0 | 0
F6_Commercial_Lodging_New_Space Heating_Natural Gas_Unit Heater_E5 | F6 | Commercial | Lodging | New | Space Heating | Natural Gas | Unit Heater | E5 | Utility - Value of Sales | 0 | 0 | 0 | 0 | 0 | 0 | 0 | 0 | 0 | 0 | 0 | 0 | 0 | 0 | 0 | 0 | 0 | 0 | 0 | 0 | 0 | 0 | 0 | 0 | 0 | 0 | 0 | 0 | 0 | 0 | 0 | 0 | 0
F6_Commercial_Lodging_New_Space Heating_Natural Gas_Unit Heater_E6 | F6 | Commercial | Lodging | New | Space Heating | Natural Gas | Unit Heater | E6 | Utility - Value of Sales | 0 | 0 | 0 | 0 | 0 | 0 | 0 | 0 | 0 | 0 | 0 | 0 | 0 | 0 | 0 | 0 | 0 | 0 | 0 | 0 | 0 | 0 | 0 | 0 | 0 | 0 | 0 | 0 | 0 | 0 | 0 | 0 | 0
F6_Commercial_Lodging_New_Space Heating_Natural Gas_Unit Heater_E7 | F6 | Commercial | Lodging | New | Space Heating | Natural Gas | Unit Heater | E7 | Utility - Value of Sales | 0 | 0 | 0 | 0 | 0 | 0 | 0 | 0 | 0 | 0 | 0 | 0 | 0 | 0 | 0 | 0 | 0 | 0 | 0 | 0 | 0 | 0 | 0 | 0 | 0 | 0 | 0 | 0 | 0 | 0 | 0 | 0 | 0
F6_Commercial_Lodging_New_Space Heating_Natural Gas_Unit Heater_E8 | F6 | Commercial | Lodging | New | Space Heating | Natural Gas | Unit Heater | E8 | Utility - Value of Sales | 0 | 0 | 0 | 0 | 0 | 0 | 0 | 0 | 0 | 0 | 0 | 0 | 0 | 0 | 0 | 0 | 0 | 0 | 0 | 0 | 0 | 0 | 0 | 0 | 0 | 0 | 0 | 0 | 0 | 0 | 0 | 0 | 0
F6_Commercial_Lodging_New_Space Heating_Natural Gas_Unit Heater_E9 | F6 | Commercial | Lodging | New | Space Heating | Natural Gas | Unit Heater | E9 | Utility - Value of Sales | 0 | 0 | 0 | 0 | 0 | 0 | 0 | 0 | 0 | 0 | 0 | 0 | 0 | 0 | 0 | 0 | 0 | 0 | 0 | 0 | 0 | 0 | 0 | 0 | 0 | 0 | 0 | 0 | 0 | 0 | 0 | 0 | 0
F6_Commercial_Lodging_New_Space Heating_Natural Gas_Unit Heater_E10 | F6 | Commercial | Lodging | New | Space Heating | Natural Gas | Unit Heater | E10 | Utility - Value of Sales | 0 | 0 | 0 | 0 | 0 | 0 | 0 | 0 | 0 | 0 | 0 | 0 | 0 | 0 | 0 | 0 | 0 | 0 | 0 | 0 | 0 | 0 | 0 | 0 | 0 | 0 | 0 | 0 | 0 | 0 | 0 | 0 | 0
F1_Commercial_Lodging_New_Water Heating_Natural Gas_Water Heater_E1 | F1 | Commercial | Lodging | New | Water Heating | Natural Gas | Water Heater | E1 | RVT - Cost of Equipment | 0.91364 | 0.91227 | 0.91565 | 0.90793 | 0.90304 | 0.9068 | 0.91818 | 0.92719 | 0.93836 | 0.94891 | 0.95947 | 0.96916 | 0.97958 | 0.99046 | 1.0009 | 1.0115 | 1.0222 | 1.034 | 1.0462 | 1.0591 | 1.0718 | 1.085 | 1.0973 | 1.11 | 1.1213 | 1.1311 | 1.1399 | 1.1476 | 1.1536 | 1.1586 | 1.1613 | 1.1632 | 1.1632
F1_Commercial_Lodging_New_Water Heating_Natural Gas_Water Heater_E2 | F1 | Commercial | Lodging | New | Water Heating | Natural Gas | Water Heater | E2 | RVT - Cost of Equipment | 0.90236 | 0.901 | 0.90434 | 0.89672 | 0.89189 | 0.8956 | 0.90685 | 0.91574 | 0.92677 | 0.9372 | 0.94762 | 0.95719 | 0.96749 | 0.97823 | 0.98851 | 0.99899 | 1.0096 | 1.0212 | 1.0333 | 1.046 | 1.0585 | 1.0716 | 1.0838 | 1.0963 | 1.1074 | 1.1171 | 1.1259 | 1.1335 | 1.1394 | 1.1443 | 1.147 | 1.1488 | 1.1488
F1_Commercial_Lodging_New_Water Heating_Natural Gas_Water Heater_E3 | F1 | Commercial | Lodging | New | Water Heating | Natural Gas | Water Heater | E3 | RVT - Cost of Equipment | 0.83058 | 0.82933 | 0.83241 | 0.82539 | 0.82094 | 0.82436 | 0.83471 | 0.8429 | 0.85305 | 0.86265 | 0.87224 | 0.88105 | 0.89053 | 0.90042 | 0.90988 | 0.91952 | 0.92931 | 0.93998 | 0.95107 | 0.96279 | 0.97435 | 0.98639 | 0.99758 | 1.0091 | 1.0194 | 1.0282 | 1.0363 | 1.0433 | 1.0488 | 1.0533 | 1.0558 | 1.0575 | 1.0575
F1_Commercial_Lodging_New_Water Heating_Natural Gas_Water Heater_E4 | F1 | Commercial | Lodging | New | Water Heating | Natural Gas | Water Heater | E4 | RVT - Cost of Equipment | 0.77756 | 0.7764 | 0.77927 | 0.77271 | 0.76854 | 0.77174 | 0.78143 | 0.7891 | 0.7986 | 0.80758 | 0.81657 | 0.82482 | 0.83369 | 0.84294 | 0.8518 | 0.86083 | 0.86999 | 0.87998 | 0.89036 | 0.90133 | 0.91215 | 0.92343 | 0.9339 | 0.94471 | 0.95429 | 0.96261 | 0.97016 | 0.9767 | 0.98181 | 0.98603 | 0.98838 | 0.98996 | 0.98996
F1_Commercial_Lodging_New_Water Heating_Natural Gas_Water Heater_E5 | F1 | Commercial | Lodging | New | Water Heating | Natural Gas | Water Heater | E5 | RVT - Cost of Equipment | 0.76136 | 0.76022 | 0.76304 | 0.75661 | 0.75253 | 0.75567 | 0.76515 | 0.77266 | 0.78197 | 0.79076 | 0.79956 | 0.80763 | 0.81632 | 0.82538 | 0.83406 | 0.84289 | 0.85187 | 0.86165 | 0.87181 | 0.88255 | 0.89315 | 0.90419 | 0.91445 | 0.92503 | 0.9344 | 0.94255 | 0.94994 | 0.95635 | 0.96136 | 0.96549 | 0.96779 | 0.96933 | 0.96933
F1_Commercial_Lodging_New_Water Heating_Natural Gas_Water Heater_E6 | F1 | Commercial | Lodging | New | Water Heating | Natural Gas | Water Heater | E6 | RVT - Cost of Equipment | 0.74583 | 0.74471 | 0.74747 | 0.74117 | 0.73717 | 0.74024 | 0.74954 | 0.75689 | 0.76601 | 0.77462 | 0.78324 | 0.79115 | 0.79966 | 0.80854 | 0.81704 | 0.82569 | 0.83448 | 0.84406 | 0.85402 | 0.86454 | 0.87492 | 0.88574 | 0.89578 | 0.90615 | 0.91534 | 0.92332 | 0.93056 | 0.93684 | 0.94174 | 0.94578 | 0.94804 | 0.94955 | 0.94955
F1_Commercial_Lodging_New_Water Heating_Natural Gas_Water Heater_E7 | F1 | Commercial | Lodging | New | Water Heating | Natural Gas | Water Heater | E7 | RVT - Cost of Equipment | 0.48807 | 0.48863 | 0.49116 | 0.48886 | 0.48777 | 0.49038 | 0.49626 | 0.50114 | 0.507 | 0.51272 | 0.51848 | 0.52394 | 0.52975 | 0.53575 | 0.5416 | 0.54758 | 0.55358 | 0.55998 | 0.56646 | 0.57305 | 0.57931 | 0.58554 | 0.59113 | 0.59671 | 0.60155 | 0.60575 | 0.60957 | 0.61288 | 0.61546 | 0.61759 | 0.61877 | 0.61957 | 0.61957
F1_Commercial_Lodging_New_Water Heating_Natural Gas_Water Heater_E8 | F1 | Commercial | Lodging | New | Water Heating | Natural Gas | Water Heater | E8 | RVT - Cost of Equipment | 0 | 0 | 0 | 0 | 0 | 0 | 0 | 0 | 0 | 0 | 0 | 0 | 0 | 0 | 0 | 0 | 0 | 0 | 0 | 0 | 0 | 0 | 0 | 0 | 0 | 0 | 0 | 0 | 0 | 0 | 0 | 0 | 0
F1_Commercial_Lodging_New_Water Heating_Natural Gas_Water Heater_E9 | F1 | Commercial | Lodging | New | Water Heating | Natural Gas | Water Heater | E9 | RVT - Cost of Equipment | 0 | 0 | 0 | 0 | 0 | 0 | 0 | 0 | 0 | 0 | 0 | 0 | 0 | 0 | 0 | 0 | 0 | 0 | 0 | 0 | 0 | 0 | 0 | 0 | 0 | 0 | 0 | 0 | 0 | 0 | 0 | 0 | 0
F1_Commercial_Lodging_New_Water Heating_Natural Gas_Water Heater_E10 | F1 | Commercial | Lodging | New | Water Heating | Natural Gas | Water Heater | E10 | RVT - Cost of Equipment | 0 | 0 | 0 | 0 | 0 | 0 | 0 | 0 | 0 | 0 | 0 | 0 | 0 | 0 | 0 | 0 | 0 | 0 | 0 | 0 | 0 | 0 | 0 | 0 | 0 | 0 | 0 | 0 | 0 | 0 | 0 | 0 | 0
F2_Commercial_Lodging_New_Water Heating_Natural Gas_Water Heater_E1 | F2 | Commercial | Lodging | New | Water Heating | Natural Gas | Water Heater | E1 | RVT - Cost of Operation | 1.0946 | 1.093 | 1.097 | 1.0878 | 1.0819 | 1.0864 | 1.1 | 1.1108 | 1.1242 | 1.1369 | 1.1495 | 1.1611 | 1.1736 | 1.1866 | 1.1991 | 1.2118 | 1.2247 | 1.2388 | 1.2534 | 1.2688 | 1.2841 | 1.2999 | 1.3147 | 1.3299 | 1.3434 | 1.3551 | 1.3657 | 1.3749 | 1.3821 | 1.3881 | 1.3914 | 1.3936 | 1.3936
F2_Commercial_Lodging_New_Water Heating_Natural Gas_Water Heater_E2 | F2 | Commercial | Lodging | New | Water Heating | Natural Gas | Water Heater | E2 | RVT - Cost of Operation | 1.0811 | 1.0795 | 1.0835 | 1.0743 | 1.0685 | 1.073 | 1.0865 | 1.0971 | 1.1103 | 1.1228 | 1.1353 | 1.1468 | 1.1591 | 1.172 | 1.1843 | 1.1968 | 1.2096 | 1.2235 | 1.2379 | 1.2532 | 1.2682 | 1.2839 | 1.2984 | 1.3135 | 1.3268 | 1.3384 | 1.3489 | 1.358 | 1.3651 | 1.3709 | 1.3742 | 1.3764 | 1.3764
F2_Commercial_Lodging_New_Water Heating_Natural Gas_Water Heater_E3 | F2 | Commercial | Lodging | New | Water Heating | Natural Gas | Water Heater | E3 | RVT - Cost of Operation | 0.99509 | 0.9936 | 0.99728 | 0.98887 | 0.98354 | 0.98764 | 1 | 1.0098 | 1.022 | 1.0335 | 1.045 | 1.0556 | 1.0669 | 1.0788 | 1.0901 | 1.1016 | 1.1134 | 1.1262 | 1.1394 | 1.1535 | 1.1673 | 1.1818 | 1.1952 | 1.209 | 1.2212 | 1.2319 | 1.2416 | 1.2499 | 1.2565 | 1.2619 | 1.2649 | 1.2669 | 1.2669
F2_Commercial_Lodging_New_Water Heating_Natural Gas_Water Heater_E4 | F2 | Commercial | Lodging | New | Water Heating | Natural Gas | Water Heater | E4 | RVT - Cost of Operation | 0.93157 | 0.93017 | 0.93362 | 0.92575 | 0.92076 | 0.9246 | 0.93621 | 0.94539 | 0.95678 | 0.96754 | 0.9783 | 0.98818 | 0.99881 | 1.0099 | 1.0205 | 1.0313 | 1.0423 | 1.0543 | 1.0667 | 1.0799 | 1.0928 | 1.1063 | 1.1189 | 1.1318 | 1.1433 | 1.1533 | 1.1623 | 1.1702 | 1.1763 | 1.1813 | 1.1841 | 1.186 | 1.186
F2_Commercial_Lodging_New_Water Heating_Natural Gas_Water Heater_E5 | F2 | Commercial | Lodging | New | Water Heating | Natural Gas | Water Heater | E5 | RVT - Cost of Operation | 0.91216 | 0.9108 | 0.91417 | 0.90647 | 0.90158 | 0.90534 | 0.9167 | 0.92569 | 0.93685 | 0.94738 | 0.95792 | 0.9676 | 0.978 | 0.98886 | 0.99925 | 1.0098 | 1.0206 | 1.0323 | 1.0445 | 1.0574 | 1.0701 | 1.0833 | 1.0956 | 1.1082 | 1.1195 | 1.1292 | 1.1381 | 1.1458 | 1.1518 | 1.1567 | 1.1595 | 1.1613 | 1.1613
F2_Commercial_Lodging_New_Water Heating_Natural Gas_Water Heater_E6 | F2 | Commercial | Lodging | New | Water Heating | Natural Gas | Water Heater | E6 | RVT - Cost of Operation | 0.89355 | 0.89221 | 0.89551 | 0.88797 | 0.88318 | 0.88686 | 0.89799 | 0.9068 | 0.91773 | 0.92805 | 0.93837 | 0.94785 | 0.95804 | 0.96868 | 0.97886 | 0.98923 | 0.99976 | 1.0112 | 1.0232 | 1.0358 | 1.0482 | 1.0612 | 1.0732 | 1.0856 | 1.0966 | 1.1062 | 1.1149 | 1.1224 | 1.1283 | 1.1331 | 1.1358 | 1.1376 | 1.1376
F2_Commercial_Lodging_New_Water Heating_Natural Gas_Water Heater_E7 | F2 | Commercial | Lodging | New | Water Heating | Natural Gas | Water Heater | E7 | RVT - Cost of Operation | 0.58473 | 0.58542 | 0.58844 | 0.58568 | 0.58439 | 0.58751 | 0.59455 | 0.60039 | 0.60742 | 0.61427 | 0.62118 | 0.62772 | 0.63467 | 0.64186 | 0.64887 | 0.65604 | 0.66323 | 0.67089 | 0.67865 | 0.68656 | 0.69405 | 0.70152 | 0.70822 | 0.7149 | 0.7207 | 0.72573 | 0.7303 | 0.73426 | 0.73736 | 0.73991 | 0.74133 | 0.74229 | 0.74229
F2_Commercial_Lodging_New_Water Heating_Natural Gas_Water Heater_E8 | F2 | Commercial | Lodging | New | Water Heating | Natural Gas | Water Heater | E8 | RVT - Cost of Operation | 0 | 0 | 0 | 0 | 0 | 0 | 0 | 0 | 0 | 0 | 0 | 0 | 0 | 0 | 0 | 0 | 0 | 0 | 0 | 0 | 0 | 0 | 0 | 0 | 0 | 0 | 0 | 0 | 0 | 0 | 0 | 0 | 0
F2_Commercial_Lodging_New_Water Heating_Natural Gas_Water Heater_E9 | F2 | Commercial | Lodging | New | Water Heating | Natural Gas | Water Heater | E9 | RVT - Cost of Operation | 0 | 0 | 0 | 0 | 0 | 0 | 0 | 0 | 0 | 0 | 0 | 0 | 0 | 0 | 0 | 0 | 0 | 0 | 0 | 0 | 0 | 0 | 0 | 0 | 0 | 0 | 0 | 0 | 0 | 0 | 0 | 0 | 0
F2_Commercial_Lodging_New_Water Heating_Natural Gas_Water Heater_E10 | F2 | Commercial | Lodging | New | Water Heating | Natural Gas | Water Heater | E10 | RVT - Cost of Operation | 0 | 0 | 0 | 0 | 0 | 0 | 0 | 0 | 0 | 0 | 0 | 0 | 0 | 0 | 0 | 0 | 0 | 0 | 0 | 0 | 0 | 0 | 0 | 0 | 0 | 0 | 0 | 0 | 0 | 0 | 0 | 0 | 0
F3_Commercial_Lodging_New_Water Heating_Natural Gas_Water Heater_E1 | F3 | Commercial | Lodging | New | Water Heating | Natural Gas | Water Heater | E1 | System - kBTUs of Consumption | 0.13705 | 0.13705 | 0.13705 | 0.13705 | 0.13705 | 0.13705 | 0.13705 | 0.13705 | 0.13705 | 0.13705 | 0.13705 | 0.13705 | 0.13705 | 0.13705 | 0.13705 | 0.13705 | 0.13705 | 0.13705 | 0.13705 | 0.13705 | 0.13705 | 0.13705 | 0.13705 | 0.13705 | 0.13705 | 0.13705 | 0.13705 | 0.13705 | 0.13705 | 0.13705 | 0.13705 | 0.13705 | 0.13705
F3_Commercial_Lodging_New_Water Heating_Natural Gas_Water Heater_E2 | F3 | Commercial | Lodging | New | Water Heating | Natural Gas | Water Heater | E2 | System - kBTUs of Consumption | 0.13701 | 0.13701 | 0.13701 | 0.13701 | 0.13701 | 0.13701 | 0.13701 | 0.13701 | 0.13701 | 0.13701 | 0.13701 | 0.13701 | 0.13701 | 0.13701 | 0.13701 | 0.13701 | 0.13701 | 0.13701 | 0.13701 | 0.13701 | 0.13701 | 0.13701 | 0.13701 | 0.13701 | 0.13701 | 0.13701 | 0.13701 | 0.13701 | 0.13701 | 0.13701 | 0.13701 | 0.13701 | 0.13701
F3_Commercial_Lodging_New_Water Heating_Natural Gas_Water Heater_E3 | F3 | Commercial | Lodging | New | Water Heating | Natural Gas | Water Heater | E3 | System - kBTUs of Consumption | 0.13901 | 0.13901 | 0.13901 | 0.13901 | 0.13901 | 0.13901 | 0.13901 | 0.13901 | 0.13901 | 0.13901 | 0.13901 | 0.13901 | 0.13901 | 0.13901 | 0.13901 | 0.13901 | 0.13901 | 0.13901 | 0.13901 | 0.13901 | 0.13901 | 0.13901 | 0.13901 | 0.13901 | 0.13901 | 0.13901 | 0.13901 | 0.13901 | 0.13901 | 0.13901 | 0.13901 | 0.13901 | 0.13901
F3_Commercial_Lodging_New_Water Heating_Natural Gas_Water Heater_E4 | F3 | Commercial | Lodging | New | Water Heating | Natural Gas | Water Heater | E4 | System - kBTUs of Consumption | 0.14101 | 0.14101 | 0.14101 | 0.14101 | 0.14101 | 0.14101 | 0.14101 | 0.14101 | 0.14101 | 0.14101 | 0.14101 | 0.14101 | 0.14101 | 0.14101 | 0.14101 | 0.14101 | 0.14101 | 0.14101 | 0.14101 | 0.14101 | 0.14101 | 0.14101 | 0.14101 | 0.14101 | 0.14101 | 0.14101 | 0.14101 | 0.14101 | 0.14101 | 0.14101 | 0.14101 | 0.14101 | 0.14101
F3_Commercial_Lodging_New_Water Heating_Natural Gas_Water Heater_E5 | F3 | Commercial | Lodging | New | Water Heating | Natural Gas | Water Heater | E5 | System - kBTUs of Consumption | 0.14401 | 0.14401 | 0.14401 | 0.14401 | 0.14401 | 0.14401 | 0.14401 | 0.14401 | 0.14401 | 0.14401 | 0.14401 | 0.14401 | 0.14401 | 0.14401 | 0.14401 | 0.14401 | 0.14401 | 0.14401 | 0.14401 | 0.14401 | 0.14401 | 0.14401 | 0.14401 | 0.14401 | 0.14401 | 0.14401 | 0.14401 | 0.14401 | 0.14401 | 0.14401 | 0.14401 | 0.14401 | 0.14401
F3_Commercial_Lodging_New_Water Heating_Natural Gas_Water Heater_E6 | F3 | Commercial | Lodging | New | Water Heating | Natural Gas | Water Heater | E6 | System - kBTUs of Consumption | 0.11988 | 0.11988 | 0.11988 | 0.11988 | 0.11988 | 0.11988 | 0.11988 | 0.11988 | 0.11988 | 0.11988 | 0.11988 | 0.11988 | 0.11988 | 0.11988 | 0.11988 | 0.11988 | 0.11988 | 0.11988 | 0.11988 | 0.11988 | 0.11988 | 0.11988 | 0.11988 | 0.11988 | 0.11988 | 0.11988 | 0.11988 | 0.11988 | 0.11988 | 0.11988 | 0.11988 | 0.11988 | 0.11988
F3_Commercial_Lodging_New_Water Heating_Natural Gas_Water Heater_E7 | F3 | Commercial | Lodging | New | Water Heating | Natural Gas | Water Heater | E7 | System - kBTUs of Consumption | 0.10442 | 0.10442 | 0.10442 | 0.10442 | 0.10442 | 0.10442 | 0.10442 | 0.10442 | 0.10442 | 0.10442 | 0.10442 | 0.10442 | 0.10442 | 0.10442 | 0.10442 | 0.10442 | 0.10442 | 0.10442 | 0.10442 | 0.10442 | 0.10442 | 0.10442 | 0.10442 | 0.10442 | 0.10442 | 0.10442 | 0.10442 | 0.10442 | 0.10442 | 0.10442 | 0.10442 | 0.10442 | 0.10442
F3_Commercial_Lodging_New_Water Heating_Natural Gas_Water Heater_E8 | F3 | Commercial | Lodging | New | Water Heating | Natural Gas | Water Heater | E8 | System - kBTUs of Consumption | 0 | 0 | 0 | 0 | 0 | 0 | 0 | 0 | 0 | 0 | 0 | 0 | 0 | 0 | 0 | 0 | 0 | 0 | 0 | 0 | 0 | 0 | 0 | 0 | 0 | 0 | 0 | 0 | 0 | 0 | 0 | 0 | 0
F3_Commercial_Lodging_New_Water Heating_Natural Gas_Water Heater_E9 | F3 | Commercial | Lodging | New | Water Heating | Natural Gas | Water Heater | E9 | System - kBTUs of Consumption | 0 | 0 | 0 | 0 | 0 | 0 | 0 | 0 | 0 | 0 | 0 | 0 | 0 | 0 | 0 | 0 | 0 | 0 | 0 | 0 | 0 | 0 | 0 | 0 | 0 | 0 | 0 | 0 | 0 | 0 | 0 | 0 | 0
F3_Commercial_Lodging_New_Water Heating_Natural Gas_Water Heater_E10 | F3 | Commercial | Lodging | New | Water Heating | Natural Gas | Water Heater | E10 | System - kBTUs of Consumption | 0 | 0 | 0 | 0 | 0 | 0 | 0 | 0 | 0 | 0 | 0 | 0 | 0 | 0 | 0 | 0 | 0 | 0 | 0 | 0 | 0 | 0 | 0 | 0 | 0 | 0 | 0 | 0 | 0 | 0 | 0 | 0 | 0
F4_Commercial_Lodging_New_Water Heating_Natural Gas_Water Heater_E1 | F4 | Commercial | Lodging | New | Water Heating | Natural Gas | Water Heater | E1 | Utility - Cost of Equipment | 1.0946 | 1.093 | 1.097 | 1.0878 | 1.0819 | 1.0864 | 1.1 | 1.1108 | 1.1242 | 1.1369 | 1.1495 | 1.1611 | 1.1736 | 1.1866 | 1.1991 | 1.2118 | 1.2247 | 1.2388 | 1.2534 | 1.2688 | 1.2841 | 1.2999 | 1.3147 | 1.3299 | 1.3434 | 1.3551 | 1.3657 | 1.3749 | 1.3821 | 1.3881 | 1.3914 | 1.3936 | 1.3936
F4_Commercial_Lodging_New_Water Heating_Natural Gas_Water Heater_E2 | F4 | Commercial | Lodging | New | Water Heating | Natural Gas | Water Heater | E2 | Utility - Cost of Equipment | 1.0811 | 1.0795 | 1.0835 | 1.0743 | 1.0685 | 1.073 | 1.0865 | 1.0971 | 1.1103 | 1.1228 | 1.1353 | 1.1468 | 1.1591 | 1.172 | 1.1843 | 1.1968 | 1.2096 | 1.2235 | 1.2379 | 1.2532 | 1.2682 | 1.2839 | 1.2984 | 1.3135 | 1.3268 | 1.3384 | 1.3489 | 1.358 | 1.3651 | 1.3709 | 1.3742 | 1.3764 | 1.3764
F4_Commercial_Lodging_New_Water Heating_Natural Gas_Water Heater_E3 | F4 | Commercial | Lodging | New | Water Heating | Natural Gas | Water Heater | E3 | Utility - Cost of Equipment | 0.99509 | 0.9936 | 0.99728 | 0.98887 | 0.98354 | 0.98764 | 1 | 1.0098 | 1.022 | 1.0335 | 1.045 | 1.0556 | 1.0669 | 1.0788 | 1.0901 | 1.1016 | 1.1134 | 1.1262 | 1.1394 | 1.1535 | 1.1673 | 1.1818 | 1.1952 | 1.209 | 1.2212 | 1.2319 | 1.2416 | 1.2499 | 1.2565 | 1.2619 | 1.2649 | 1.2669 | 1.2669
F4_Commercial_Lodging_New_Water Heating_Natural Gas_Water Heater_E4 | F4 | Commercial | Lodging | New | Water Heating | Natural Gas | Water Heater | E4 | Utility - Cost of Equipment | 0.93157 | 0.93017 | 0.93362 | 0.92575 | 0.92076 | 0.9246 | 0.93621 | 0.94539 | 0.95678 | 0.96754 | 0.9783 | 0.98818 | 0.99881 | 1.0099 | 1.0205 | 1.0313 | 1.0423 | 1.0543 | 1.0667 | 1.0799 | 1.0928 | 1.1063 | 1.1189 | 1.1318 | 1.1433 | 1.1533 | 1.1623 | 1.1702 | 1.1763 | 1.1813 | 1.1841 | 1.186 | 1.186
F4_Commercial_Lodging_New_Water Heating_Natural Gas_Water Heater_E5 | F4 | Commercial | Lodging | New | Water Heating | Natural Gas | Water Heater | E5 | Utility - Cost of Equipment | 0.91216 | 0.9108 | 0.91417 | 0.90647 | 0.90158 | 0.90534 | 0.9167 | 0.92569 | 0.93685 | 0.94738 | 0.95792 | 0.9676 | 0.978 | 0.98886 | 0.99925 | 1.0098 | 1.0206 | 1.0323 | 1.0445 | 1.0574 | 1.0701 | 1.0833 | 1.0956 | 1.1082 | 1.1195 | 1.1292 | 1.1381 | 1.1458 | 1.1518 | 1.1567 | 1.1595 | 1.1613 | 1.1613
F4_Commercial_Lodging_New_Water Heating_Natural Gas_Water Heater_E6 | F4 | Commercial | Lodging | New | Water Heating | Natural Gas | Water Heater | E6 | Utility - Cost of Equipment | 0.89355 | 0.89221 | 0.89551 | 0.88797 | 0.88318 | 0.88686 | 0.89799 | 0.9068 | 0.91773 | 0.92805 | 0.93837 | 0.94785 | 0.95804 | 0.96868 | 0.97886 | 0.98923 | 0.99976 | 1.0112 | 1.0232 | 1.0358 | 1.0482 | 1.0612 | 1.0732 | 1.0856 | 1.0966 | 1.1062 | 1.1149 | 1.1224 | 1.1283 | 1.1331 | 1.1358 | 1.1376 | 1.1376
F4_Commercial_Lodging_New_Water Heating_Natural Gas_Water Heater_E7 | F4 | Commercial | Lodging | New | Water Heating | Natural Gas | Water Heater | E7 | Utility - Cost of Equipment | 0.58473 | 0.58542 | 0.58844 | 0.58568 | 0.58439 | 0.58751 | 0.59455 | 0.60039 | 0.60742 | 0.61427 | 0.62118 | 0.62772 | 0.63467 | 0.64186 | 0.64887 | 0.65604 | 0.66323 | 0.67089 | 0.67865 | 0.68656 | 0.69405 | 0.70152 | 0.70822 | 0.7149 | 0.7207 | 0.72573 | 0.7303 | 0.73426 | 0.73736 | 0.73991 | 0.74133 | 0.74229 | 0.74229
F4_Commercial_Lodging_New_Water Heating_Natural Gas_Water Heater_E8 | F4 | Commercial | Lodging | New | Water Heating | Natural Gas | Water Heater | E8 | Utility - Cost of Equipment | 0 | 0 | 0 | 0 | 0 | 0 | 0 | 0 | 0 | 0 | 0 | 0 | 0 | 0 | 0 | 0 | 0 | 0 | 0 | 0 | 0 | 0 | 0 | 0 | 0 | 0 | 0 | 0 | 0 | 0 | 0 | 0 | 0
F4_Commercial_Lodging_New_Water Heating_Natural Gas_Water Heater_E9 | F4 | Commercial | Lodging | New | Water Heating | Natural Gas | Water Heater | E9 | Utility - Cost of Equipment | 0 | 0 | 0 | 0 | 0 | 0 | 0 | 0 | 0 | 0 | 0 | 0 | 0 | 0 | 0 | 0 | 0 | 0 | 0 | 0 | 0 | 0 | 0 | 0 | 0 | 0 | 0 | 0 | 0 | 0 | 0 | 0 | 0
F4_Commercial_Lodging_New_Water Heating_Natural Gas_Water Heater_E10 | F4 | Commercial | Lodging | New | Water Heating | Natural Gas | Water Heater | E10 | Utility - Cost of Equipment | 0 | 0 | 0 | 0 | 0 | 0 | 0 | 0 | 0 | 0 | 0 | 0 | 0 | 0 | 0 | 0 | 0 | 0 | 0 | 0 | 0 | 0 | 0 | 0 | 0 | 0 | 0 | 0 | 0 | 0 | 0 | 0 | 0
F5_Commercial_Lodging_New_Water Heating_Natural Gas_Water Heater_E1 | F5 | Commercial | Lodging | New | Water Heating | Natural Gas | Water Heater | E1 | Utility - Cost of Operation | 0.13705 | 0.13705 | 0.13705 | 0.13705 | 0.13705 | 0.13705 | 0.13705 | 0.13705 | 0.13705 | 0.13705 | 0.13705 | 0.13705 | 0.13705 | 0.13705 | 0.13705 | 0.13705 | 0.13705 | 0.13705 | 0.13705 | 0.13705 | 0.13705 | 0.13705 | 0.13705 | 0.13705 | 0.13705 | 0.13705 | 0.13705 | 0.13705 | 0.13705 | 0.13705 | 0.13705 | 0.13705 | 0.13705
F5_Commercial_Lodging_New_Water Heating_Natural Gas_Water Heater_E2 | F5 | Commercial | Lodging | New | Water Heating | Natural Gas | Water Heater | E2 | Utility - Cost of Operation | 0.13701 | 0.13701 | 0.13701 | 0.13701 | 0.13701 | 0.13701 | 0.13701 | 0.13701 | 0.13701 | 0.13701 | 0.13701 | 0.13701 | 0.13701 | 0.13701 | 0.13701 | 0.13701 | 0.13701 | 0.13701 | 0.13701 | 0.13701 | 0.13701 | 0.13701 | 0.13701 | 0.13701 | 0.13701 | 0.13701 | 0.13701 | 0.13701 | 0.13701 | 0.13701 | 0.13701 | 0.13701 | 0.13701
F5_Commercial_Lodging_New_Water Heating_Natural Gas_Water Heater_E3 | F5 | Commercial | Lodging | New | Water Heating | Natural Gas | Water Heater | E3 | Utility - Cost of Operation | 0.13901 | 0.13901 | 0.13901 | 0.13901 | 0.13901 | 0.13901 | 0.13901 | 0.13901 | 0.13901 | 0.13901 | 0.13901 | 0.13901 | 0.13901 | 0.13901 | 0.13901 | 0.13901 | 0.13901 | 0.13901 | 0.13901 | 0.13901 | 0.13901 | 0.13901 | 0.13901 | 0.13901 | 0.13901 | 0.13901 | 0.13901 | 0.13901 | 0.13901 | 0.13901 | 0.13901 | 0.13901 | 0.13901
F5_Commercial_Lodging_New_Water Heating_Natural Gas_Water Heater_E4 | F5 | Commercial | Lodging | New | Water Heating | Natural Gas | Water Heater | E4 | Utility - Cost of Operation | 0.14101 | 0.14101 | 0.14101 | 0.14101 | 0.14101 | 0.14101 | 0.14101 | 0.14101 | 0.14101 | 0.14101 | 0.14101 | 0.14101 | 0.14101 | 0.14101 | 0.14101 | 0.14101 | 0.14101 | 0.14101 | 0.14101 | 0.14101 | 0.14101 | 0.14101 | 0.14101 | 0.14101 | 0.14101 | 0.14101 | 0.14101 | 0.14101 | 0.14101 | 0.14101 | 0.14101 | 0.14101 | 0.14101
F5_Commercial_Lodging_New_Water Heating_Natural Gas_Water Heater_E5 | F5 | Commercial | Lodging | New | Water Heating | Natural Gas | Water Heater | E5 | Utility - Cost of Operation | 0.14401 | 0.14401 | 0.14401 | 0.14401 | 0.14401 | 0.14401 | 0.14401 | 0.14401 | 0.14401 | 0.14401 | 0.14401 | 0.14401 | 0.14401 | 0.14401 | 0.14401 | 0.14401 | 0.14401 | 0.14401 | 0.14401 | 0.14401 | 0.14401 | 0.14401 | 0.14401 | 0.14401 | 0.14401 | 0.14401 | 0.14401 | 0.14401 | 0.14401 | 0.14401 | 0.14401 | 0.14401 | 0.14401
F5_Commercial_Lodging_New_Water Heating_Natural Gas_Water Heater_E6 | F5 | Commercial | Lodging | New | Water Heating | Natural Gas | Water Heater | E6 | Utility - Cost of Operation | 0.11988 | 0.11988 | 0.11988 | 0.11988 | 0.11988 | 0.11988 | 0.11988 | 0.11988 | 0.11988 | 0.11988 | 0.11988 | 0.11988 | 0.11988 | 0.11988 | 0.11988 | 0.11988 | 0.11988 | 0.11988 | 0.11988 | 0.11988 | 0.11988 | 0.11988 | 0.11988 | 0.11988 | 0.11988 | 0.11988 | 0.11988 | 0.11988 | 0.11988 | 0.11988 | 0.11988 | 0.11988 | 0.11988
F5_Commercial_Lodging_New_Water Heating_Natural Gas_Water Heater_E7 | F5 | Commercial | Lodging | New | Water Heating | Natural Gas | Water Heater | E7 | Utility - Cost of Operation | 0.10442 | 0.10442 | 0.10442 | 0.10442 | 0.10442 | 0.10442 | 0.10442 | 0.10442 | 0.10442 | 0.10442 | 0.10442 | 0.10442 | 0.10442 | 0.10442 | 0.10442 | 0.10442 | 0.10442 | 0.10442 | 0.10442 | 0.10442 | 0.10442 | 0.10442 | 0.10442 | 0.10442 | 0.10442 | 0.10442 | 0.10442 | 0.10442 | 0.10442 | 0.10442 | 0.10442 | 0.10442 | 0.10442
F5_Commercial_Lodging_New_Water Heating_Natural Gas_Water Heater_E8 | F5 | Commercial | Lodging | New | Water Heating | Natural Gas | Water Heater | E8 | Utility - Cost of Operation | 0 | 0 | 0 | 0 | 0 | 0 | 0 | 0 | 0 | 0 | 0 | 0 | 0 | 0 | 0 | 0 | 0 | 0 | 0 | 0 | 0 | 0 | 0 | 0 | 0 | 0 | 0 | 0 | 0 | 0 | 0 | 0 | 0
F5_Commercial_Lodging_New_Water Heating_Natural Gas_Water Heater_E9 | F5 | Commercial | Lodging | New | Water Heating | Natural Gas | Water Heater | E9 | Utility - Cost of Operation | 0 | 0 | 0 | 0 | 0 | 0 | 0 | 0 | 0 | 0 | 0 | 0 | 0 | 0 | 0 | 0 | 0 | 0 | 0 | 0 | 0 | 0 | 0 | 0 | 0 | 0 | 0 | 0 | 0 | 0 | 0 | 0 | 0
F5_Commercial_Lodging_New_Water Heating_Natural Gas_Water Heater_E10 | F5 | Commercial | Lodging | New | Water Heating | Natural Gas | Water Heater | E10 | Utility - Cost of Operation | 0 | 0 | 0 | 0 | 0 | 0 | 0 | 0 | 0 | 0 | 0 | 0 | 0 | 0 | 0 | 0 | 0 | 0 | 0 | 0 | 0 | 0 | 0 | 0 | 0 | 0 | 0 | 0 | 0 | 0 | 0 | 0 | 0
F6_Commercial_Lodging_New_Water Heating_Natural Gas_Water Heater_E1 | F6 | Commercial | Lodging | New | Water Heating | Natural Gas | Water Heater | E1 | Utility - Value of Sales | 0.73609 | 0.74005 | 0.74642 | 0.74503 | 0.74503 | 0.74503 | 0.74503 | 0.74503 | 0.74503 | 0.74503 | 0.74503 | 0.74503 | 0.74503 | 0.74503 | 0.74503 | 0.74503 | 0.74503 | 0.74503 | 0.74503 | 0.74503 | 0.74503 | 0.74503 | 0.74503 | 0.74503 | 0.74503 | 0.74503 | 0.74503 | 0.74503 | 0.74503 | 0.74503 | 0.74503 | 0.74503 | 0.74503
F6_Commercial_Lodging_New_Water Heating_Natural Gas_Water Heater_E2 | F6 | Commercial | Lodging | New | Water Heating | Natural Gas | Water Heater | E2 | Utility - Value of Sales | 0.727 | 0.73092 | 0.73721 | 0.73583 | 0.73583 | 0.73583 | 0.73583 | 0.73583 | 0.73583 | 0.73583 | 0.73583 | 0.73583 | 0.73583 | 0.73583 | 0.73583 | 0.73583 | 0.73583 | 0.73583 | 0.73583 | 0.73583 | 0.73583 | 0.73583 | 0.73583 | 0.73583 | 0.73583 | 0.73583 | 0.73583 | 0.73583 | 0.73583 | 0.73583 | 0.73583 | 0.73583 | 0.73583
F6_Commercial_Lodging_New_Water Heating_Natural Gas_Water Heater_E3 | F6 | Commercial | Lodging | New | Water Heating | Natural Gas | Water Heater | E3 | Utility - Value of Sales | 0.66917 | 0.67278 | 0.67857 | 0.6773 | 0.6773 | 0.6773 | 0.6773 | 0.6773 | 0.6773 | 0.6773 | 0.6773 | 0.6773 | 0.6773 | 0.6773 | 0.6773 | 0.6773 | 0.6773 | 0.6773 | 0.6773 | 0.6773 | 0.6773 | 0.6773 | 0.6773 | 0.6773 | 0.6773 | 0.6773 | 0.6773 | 0.6773 | 0.6773 | 0.6773 | 0.6773 | 0.6773 | 0.6773
F6_Commercial_Lodging_New_Water Heating_Natural Gas_Water Heater_E4 | F6 | Commercial | Lodging | New | Water Heating | Natural Gas | Water Heater | E4 | Utility - Value of Sales | 0.62646 | 0.62983 | 0.63525 | 0.63406 | 0.63406 | 0.63406 | 0.63406 | 0.63406 | 0.63406 | 0.63406 | 0.63406 | 0.63406 | 0.63406 | 0.63406 | 0.63406 | 0.63406 | 0.63406 | 0.63406 | 0.63406 | 0.63406 | 0.63406 | 0.63406 | 0.63406 | 0.63406 | 0.63406 | 0.63406 | 0.63406 | 0.63406 | 0.63406 | 0.63406 | 0.63406 | 0.63406 | 0.63406
F6_Commercial_Lodging_New_Water Heating_Natural Gas_Water Heater_E5 | F6 | Commercial | Lodging | New | Water Heating | Natural Gas | Water Heater | E5 | Utility - Value of Sales | 0.61341 | 0.61671 | 0.62202 | 0.62086 | 0.62086 | 0.62086 | 0.62086 | 0.62086 | 0.62086 | 0.62086 | 0.62086 | 0.62086 | 0.62086 | 0.62086 | 0.62086 | 0.62086 | 0.62086 | 0.62086 | 0.62086 | 0.62086 | 0.62086 | 0.62086 | 0.62086 | 0.62086 | 0.62086 | 0.62086 | 0.62086 | 0.62086 | 0.62086 | 0.62086 | 0.62086 | 0.62086 | 0.62086
F6_Commercial_Lodging_New_Water Heating_Natural Gas_Water Heater_E6 | F6 | Commercial | Lodging | New | Water Heating | Natural Gas | Water Heater | E6 | Utility - Value of Sales | 0.60089 | 0.60413 | 0.60932 | 0.60818 | 0.60818 | 0.60818 | 0.60818 | 0.60818 | 0.60818 | 0.60818 | 0.60818 | 0.60818 | 0.60818 | 0.60818 | 0.60818 | 0.60818 | 0.60818 | 0.60818 | 0.60818 | 0.60818 | 0.60818 | 0.60818 | 0.60818 | 0.60818 | 0.60818 | 0.60818 | 0.60818 | 0.60818 | 0.60818 | 0.60818 | 0.60818 | 0.60818 | 0.60818
F6_Commercial_Lodging_New_Water Heating_Natural Gas_Water Heater_E7 | F6 | Commercial | Lodging | New | Water Heating | Natural Gas | Water Heater | E7 | Utility - Value of Sales | 0.39368 | 0.39531 | 0.39792 | 0.39735 | 0.39735 | 0.39735 | 0.39735 | 0.39735 | 0.39735 | 0.39735 | 0.39735 | 0.39735 | 0.39735 | 0.39735 | 0.39735 | 0.39735 | 0.39735 | 0.39735 | 0.39735 | 0.39735 | 0.39735 | 0.39735 | 0.39735 | 0.39735 | 0.39735 | 0.39735 | 0.39735 | 0.39735 | 0.39735 | 0.39735 | 0.39735 | 0.39735 | 0.39735
F6_Commercial_Lodging_New_Water Heating_Natural Gas_Water Heater_E8 | F6 | Commercial | Lodging | New | Water Heating | Natural Gas | Water Heater | E8 | Utility - Value of Sales | 0 | 0 | 0 | 0 | 0 | 0 | 0 | 0 | 0 | 0 | 0 | 0 | 0 | 0 | 0 | 0 | 0 | 0 | 0 | 0 | 0 | 0 | 0 | 0 | 0 | 0 | 0 | 0 | 0 | 0 | 0 | 0 | 0
F6_Commercial_Lodging_New_Water Heating_Natural Gas_Water Heater_E9 | F6 | Commercial | Lodging | New | Water Heating | Natural Gas | Water Heater | E9 | Utility - Value of Sales | 0 | 0 | 0 | 0 | 0 | 0 | 0 | 0 | 0 | 0 | 0 | 0 | 0 | 0 | 0 | 0 | 0 | 0 | 0 | 0 | 0 | 0 | 0 | 0 | 0 | 0 | 0 | 0 | 0 | 0 | 0 | 0 | 0
F6_Commercial_Lodging_New_Water Heating_Natural Gas_Water Heater_E10 | F6 | Commercial | Lodging | New | Water Heating | Natural Gas | Water Heater | E10 | Utility - Value of Sales | 0 | 0 | 0 | 0 | 0 | 0 | 0 | 0 | 0 | 0 | 0 | 0 | 0 | 0 | 0 | 0 | 0 | 0 | 0 | 0 | 0 | 0 | 0 | 0 | 0 | 0 | 0 | 0 | 0 | 0 | 0 | 0 | 0
F1_Commercial_Lodging_New_Food Preparation_Natural Gas_Oven_E1 | F1 | Commercial | Lodging | New | Food Preparation | Natural Gas | Oven | E1 | RVT - Cost of Equipment | 0.20729 | 0.20734 | 0.20837 | 0.20698 | 0.20615 | 0.20687 | 0.20889 | 0.2105 | 0.21249 | 0.21439 | 0.21628 | 0.21804 | 0.21993 | 0.2219 | 0.22378 | 0.2257 | 0.22764 | 0.22976 | 0.23195 | 0.23426 | 0.23651 | 0.23883 | 0.24095 | 0.24313 | 0.24505 | 0.24672 | 0.24823 | 0.24954 | 0.25056 | 0.2514 | 0.25185 | 0.25216 | 0.25216
F1_Commercial_Lodging_New_Food Preparation_Natural Gas_Oven_E2 | F1 | Commercial | Lodging | New | Food Preparation | Natural Gas | Oven | E2 | RVT - Cost of Equipment | 0.1187 | 0.11873 | 0.11932 | 0.11852 | 0.11805 | 0.11846 | 0.11961 | 0.12054 | 0.12168 | 0.12277 | 0.12385 | 0.12486 | 0.12594 | 0.12707 | 0.12814 | 0.12924 | 0.13035 | 0.13157 | 0.13282 | 0.13415 | 0.13543 | 0.13676 | 0.13797 | 0.13922 | 0.14032 | 0.14128 | 0.14214 | 0.14289 | 0.14348 | 0.14396 | 0.14422 | 0.14439 | 0.14439
F1_Commercial_Lodging_New_Food Preparation_Natural Gas_Oven_E3 | F1 | Commercial | Lodging | New | Food Preparation | Natural Gas | Oven | E3 | RVT - Cost of Equipment | 0 | 0 | 0 | 0 | 0 | 0 | 0 | 0 | 0 | 0 | 0 | 0 | 0 | 0 | 0 | 0 | 0 | 0 | 0 | 0 | 0 | 0 | 0 | 0 | 0 | 0 | 0 | 0 | 0 | 0 | 0 | 0 | 0
F1_Commercial_Lodging_New_Food Preparation_Natural Gas_Oven_E4 | F1 | Commercial | Lodging | New | Food Preparation | Natural Gas | Oven | E4 | RVT - Cost of Equipment | 0 | 0 | 0 | 0 | 0 | 0 | 0 | 0 | 0 | 0 | 0 | 0 | 0 | 0 | 0 | 0 | 0 | 0 | 0 | 0 | 0 | 0 | 0 | 0 | 0 | 0 | 0 | 0 | 0 | 0 | 0 | 0 | 0
F1_Commercial_Lodging_New_Food Preparation_Natural Gas_Oven_E5 | F1 | Commercial | Lodging | New | Food Preparation | Natural Gas | Oven | E5 | RVT - Cost of Equipment | 0 | 0 | 0 | 0 | 0 | 0 | 0 | 0 | 0 | 0 | 0 | 0 | 0 | 0 | 0 | 0 | 0 | 0 | 0 | 0 | 0 | 0 | 0 | 0 | 0 | 0 | 0 | 0 | 0 | 0 | 0 | 0 | 0
F1_Commercial_Lodging_New_Food Preparation_Natural Gas_Oven_E6 | F1 | Commercial | Lodging | New | Food Preparation | Natural Gas | Oven | E6 | RVT - Cost of Equipment | 0 | 0 | 0 | 0 | 0 | 0 | 0 | 0 | 0 | 0 | 0 | 0 | 0 | 0 | 0 | 0 | 0 | 0 | 0 | 0 | 0 | 0 | 0 | 0 | 0 | 0 | 0 | 0 | 0 | 0 | 0 | 0 | 0
F1_Commercial_Lodging_New_Food Preparation_Natural Gas_Oven_E7 | F1 | Commercial | Lodging | New | Food Preparation | Natural Gas | Oven | E7 | RVT - Cost of Equipment | 0 | 0 | 0 | 0 | 0 | 0 | 0 | 0 | 0 | 0 | 0 | 0 | 0 | 0 | 0 | 0 | 0 | 0 | 0 | 0 | 0 | 0 | 0 | 0 | 0 | 0 | 0 | 0 | 0 | 0 | 0 | 0 | 0
F1_Commercial_Lodging_New_Food Preparation_Natural Gas_Oven_E8 | F1 | Commercial | Lodging | New | Food Preparation | Natural Gas | Oven | E8 | RVT - Cost of Equipment | 0 | 0 | 0 | 0 | 0 | 0 | 0 | 0 | 0 | 0 | 0 | 0 | 0 | 0 | 0 | 0 | 0 | 0 | 0 | 0 | 0 | 0 | 0 | 0 | 0 | 0 | 0 | 0 | 0 | 0 | 0 | 0 | 0
F1_Commercial_Lodging_New_Food Preparation_Natural Gas_Oven_E9 | F1 | Commercial | Lodging | New | Food Preparation | Natural Gas | Oven | E9 | RVT - Cost of Equipment | 0 | 0 | 0 | 0 | 0 | 0 | 0 | 0 | 0 | 0 | 0 | 0 | 0 | 0 | 0 | 0 | 0 | 0 | 0 | 0 | 0 | 0 | 0 | 0 | 0 | 0 | 0 | 0 | 0 | 0 | 0 | 0 | 0
F1_Commercial_Lodging_New_Food Preparation_Natural Gas_Oven_E10 | F1 | Commercial | Lodging | New | Food Preparation | Natural Gas | Oven | E10 | RVT - Cost of Equipment | 0 | 0 | 0 | 0 | 0 | 0 | 0 | 0 | 0 | 0 | 0 | 0 | 0 | 0 | 0 | 0 | 0 | 0 | 0 | 0 | 0 | 0 | 0 | 0 | 0 | 0 | 0 | 0 | 0 | 0 | 0 | 0 | 0
F2_Commercial_Lodging_New_Food Preparation_Natural Gas_Oven_E1 | F2 | Commercial | Lodging | New | Food Preparation | Natural Gas | Oven | E1 | RVT - Cost of Operation | 0.24834 | 0.2484 | 0.24965 | 0.24798 | 0.24699 | 0.24784 | 0.25026 | 0.2522 | 0.25458 | 0.25685 | 0.25912 | 0.26123 | 0.2635 | 0.26585 | 0.2681 | 0.2704 | 0.27273 | 0.27527 | 0.2779 | 0.28066 | 0.28335 | 0.28613 | 0.28867 | 0.29129 | 0.29359 | 0.29558 | 0.2974 | 0.29896 | 0.30019 | 0.30119 | 0.30174 | 0.30211 | 0.30211
F2_Commercial_Lodging_New_Food Preparation_Natural Gas_Oven_E2 | F2 | Commercial | Lodging | New | Food Preparation | Natural Gas | Oven | E2 | RVT - Cost of Operation | 0.14221 | 0.14224 | 0.14295 | 0.142 | 0.14143 | 0.14192 | 0.1433 | 0.14441 | 0.14578 | 0.14708 | 0.14838 | 0.14959 | 0.15088 | 0.15223 | 0.15352 | 0.15484 | 0.15617 | 0.15763 | 0.15913 | 0.16072 | 0.16226 | 0.16385 | 0.1653 | 0.1668 | 0.16812 | 0.16926 | 0.1703 | 0.17119 | 0.1719 | 0.17247 | 0.17278 | 0.17299 | 0.17299
F2_Commercial_Lodging_New_Food Preparation_Natural Gas_Oven_E3 | F2 | Commercial | Lodging | New | Food Preparation | Natural Gas | Oven | E3 | RVT - Cost of Operation | 0 | 0 | 0 | 0 | 0 | 0 | 0 | 0 | 0 | 0 | 0 | 0 | 0 | 0 | 0 | 0 | 0 | 0 | 0 | 0 | 0 | 0 | 0 | 0 | 0 | 0 | 0 | 0 | 0 | 0 | 0 | 0 | 0
F2_Commercial_Lodging_New_Food Preparation_Natural Gas_Oven_E4 | F2 | Commercial | Lodging | New | Food Preparation | Natural Gas | Oven | E4 | RVT - Cost of Operation | 0 | 0 | 0 | 0 | 0 | 0 | 0 | 0 | 0 | 0 | 0 | 0 | 0 | 0 | 0 | 0 | 0 | 0 | 0 | 0 | 0 | 0 | 0 | 0 | 0 | 0 | 0 | 0 | 0 | 0 | 0 | 0 | 0
F2_Commercial_Lodging_New_Food Preparation_Natural Gas_Oven_E5 | F2 | Commercial | Lodging | New | Food Preparation | Natural Gas | Oven | E5 | RVT - Cost of Operation | 0 | 0 | 0 | 0 | 0 | 0 | 0 | 0 | 0 | 0 | 0 | 0 | 0 | 0 | 0 | 0 | 0 | 0 | 0 | 0 | 0 | 0 | 0 | 0 | 0 | 0 | 0 | 0 | 0 | 0 | 0 | 0 | 0
F2_Commercial_Lodging_New_Food Preparation_Natural Gas_Oven_E6 | F2 | Commercial | Lodging | New | Food Preparation | Natural Gas | Oven | E6 | RVT - Cost of Operation | 0 | 0 | 0 | 0 | 0 | 0 | 0 | 0 | 0 | 0 | 0 | 0 | 0 | 0 | 0 | 0 | 0 | 0 | 0 | 0 | 0 | 0 | 0 | 0 | 0 | 0 | 0 | 0 | 0 | 0 | 0 | 0 | 0
F2_Commercial_Lodging_New_Food Preparation_Natural Gas_Oven_E7 | F2 | Commercial | Lodging | New | Food Preparation | Natural Gas | Oven | E7 | RVT - Cost of Operation | 0 | 0 | 0 | 0 | 0 | 0 | 0 | 0 | 0 | 0 | 0 | 0 | 0 | 0 | 0 | 0 | 0 | 0 | 0 | 0 | 0 | 0 | 0 | 0 | 0 | 0 | 0 | 0 | 0 | 0 | 0 | 0 | 0
F2_Commercial_Lodging_New_Food Preparation_Natural Gas_Oven_E8 | F2 | Commercial | Lodging | New | Food Preparation | Natural Gas | Oven | E8 | RVT - Cost of Operation | 0 | 0 | 0 | 0 | 0 | 0 | 0 | 0 | 0 | 0 | 0 | 0 | 0 | 0 | 0 | 0 | 0 | 0 | 0 | 0 | 0 | 0 | 0 | 0 | 0 | 0 | 0 | 0 | 0 | 0 | 0 | 0 | 0
F2_Commercial_Lodging_New_Food Preparation_Natural Gas_Oven_E9 | F2 | Commercial | Lodging | New | Food Preparation | Natural Gas | Oven | E9 | RVT - Cost of Operation | 0 | 0 | 0 | 0 | 0 | 0 | 0 | 0 | 0 | 0 | 0 | 0 | 0 | 0 | 0 | 0 | 0 | 0 | 0 | 0 | 0 | 0 | 0 | 0 | 0 | 0 | 0 | 0 | 0 | 0 | 0 | 0 | 0
F2_Commercial_Lodging_New_Food Preparation_Natural Gas_Oven_E10 | F2 | Commercial | Lodging | New | Food Preparation | Natural Gas | Oven | E10 | RVT - Cost of Operation | 0 | 0 | 0 | 0 | 0 | 0 | 0 | 0 | 0 | 0 | 0 | 0 | 0 | 0 | 0 | 0 | 0 | 0 | 0 | 0 | 0 | 0 | 0 | 0 | 0 | 0 | 0 | 0 | 0 | 0 | 0 | 0 | 0
F3_Commercial_Lodging_New_Food Preparation_Natural Gas_Oven_E1 | F3 | Commercial | Lodging | New | Food Preparation | Natural Gas | Oven | E1 | System - kBTUs of Consumption | 0.34767 | 0.34767 | 0.34767 | 0.34767 | 0.34767 | 0.34767 | 0.34767 | 0.34767 | 0.34767 | 0.34767 | 0.34767 | 0.34767 | 0.34767 | 0.34767 | 0.34767 | 0.34767 | 0.34767 | 0.34767 | 0.34767 | 0.34767 | 0.34767 | 0.34767 | 0.34767 | 0.34767 | 0.34767 | 0.34767 | 0.34767 | 0.34767 | 0.34767 | 0.34767 | 0.34767 | 0.34767 | 0.34767
F3_Commercial_Lodging_New_Food Preparation_Natural Gas_Oven_E2 | F3 | Commercial | Lodging | New | Food Preparation | Natural Gas | Oven | E2 | System - kBTUs of Consumption | 0.36228 | 0.36228 | 0.36228 | 0.36228 | 0.36228 | 0.36228 | 0.36228 | 0.36228 | 0.36228 | 0.36228 | 0.36228 | 0.36228 | 0.36228 | 0.36228 | 0.36228 | 0.36228 | 0.36228 | 0.36228 | 0.36228 | 0.36228 | 0.36228 | 0.36228 | 0.36228 | 0.36228 | 0.36228 | 0.36228 | 0.36228 | 0.36228 | 0.36228 | 0.36228 | 0.36228 | 0.36228 | 0.36228
F3_Commercial_Lodging_New_Food Preparation_Natural Gas_Oven_E3 | F3 | Commercial | Lodging | New | Food Preparation | Natural Gas | Oven | E3 | System - kBTUs of Consumption | 0 | 0 | 0 | 0 | 0 | 0 | 0 | 0 | 0 | 0 | 0 | 0 | 0 | 0 | 0 | 0 | 0 | 0 | 0 | 0 | 0 | 0 | 0 | 0 | 0 | 0 | 0 | 0 | 0 | 0 | 0 | 0 | 0
F3_Commercial_Lodging_New_Food Preparation_Natural Gas_Oven_E4 | F3 | Commercial | Lodging | New | Food Preparation | Natural Gas | Oven | E4 | System - kBTUs of Consumption | 0 | 0 | 0 | 0 | 0 | 0 | 0 | 0 | 0 | 0 | 0 | 0 | 0 | 0 | 0 | 0 | 0 | 0 | 0 | 0 | 0 | 0 | 0 | 0 | 0 | 0 | 0 | 0 | 0 | 0 | 0 | 0 | 0
F3_Commercial_Lodging_New_Food Preparation_Natural Gas_Oven_E5 | F3 | Commercial | Lodging | New | Food Preparation | Natural Gas | Oven | E5 | System - kBTUs of Consumption | 0 | 0 | 0 | 0 | 0 | 0 | 0 | 0 | 0 | 0 | 0 | 0 | 0 | 0 | 0 | 0 | 0 | 0 | 0 | 0 | 0 | 0 | 0 | 0 | 0 | 0 | 0 | 0 | 0 | 0 | 0 | 0 | 0
F3_Commercial_Lodging_New_Food Preparation_Natural Gas_Oven_E6 | F3 | Commercial | Lodging | New | Food Preparation | Natural Gas | Oven | E6 | System - kBTUs of Consumption | 0 | 0 | 0 | 0 | 0 | 0 | 0 | 0 | 0 | 0 | 0 | 0 | 0 | 0 | 0 | 0 | 0 | 0 | 0 | 0 | 0 | 0 | 0 | 0 | 0 | 0 | 0 | 0 | 0 | 0 | 0 | 0 | 0
F3_Commercial_Lodging_New_Food Preparation_Natural Gas_Oven_E7 | F3 | Commercial | Lodging | New | Food Preparation | Natural Gas | Oven | E7 | System - kBTUs of Consumption | 0 | 0 | 0 | 0 | 0 | 0 | 0 | 0 | 0 | 0 | 0 | 0 | 0 | 0 | 0 | 0 | 0 | 0 | 0 | 0 | 0 | 0 | 0 | 0 | 0 | 0 | 0 | 0 | 0 | 0 | 0 | 0 | 0
F3_Commercial_Lodging_New_Food Preparation_Natural Gas_Oven_E8 | F3 | Commercial | Lodging | New | Food Preparation | Natural Gas | Oven | E8 | System - kBTUs of Consumption | 0 | 0 | 0 | 0 | 0 | 0 | 0 | 0 | 0 | 0 | 0 | 0 | 0 | 0 | 0 | 0 | 0 | 0 | 0 | 0 | 0 | 0 | 0 | 0 | 0 | 0 | 0 | 0 | 0 | 0 | 0 | 0 | 0
F3_Commercial_Lodging_New_Food Preparation_Natural Gas_Oven_E9 | F3 | Commercial | Lodging | New | Food Preparation | Natural Gas | Oven | E9 | System - kBTUs of Consumption | 0 | 0 | 0 | 0 | 0 | 0 | 0 | 0 | 0 | 0 | 0 | 0 | 0 | 0 | 0 | 0 | 0 | 0 | 0 | 0 | 0 | 0 | 0 | 0 | 0 | 0 | 0 | 0 | 0 | 0 | 0 | 0 | 0
F3_Commercial_Lodging_New_Food Preparation_Natural Gas_Oven_E10 | F3 | Commercial | Lodging | New | Food Preparation | Natural Gas | Oven | E10 | System - kBTUs of Consumption | 0 | 0 | 0 | 0 | 0 | 0 | 0 | 0 | 0 | 0 | 0 | 0 | 0 | 0 | 0 | 0 | 0 | 0 | 0 | 0 | 0 | 0 | 0 | 0 | 0 | 0 | 0 | 0 | 0 | 0 | 0 | 0 | 0
F4_Commercial_Lodging_New_Food Preparation_Natural Gas_Oven_E1 | F4 | Commercial | Lodging | New | Food Preparation | Natural Gas | Oven | E1 | Utility - Cost of Equipment | 0.24834 | 0.2484 | 0.24965 | 0.24798 | 0.24699 | 0.24784 | 0.25026 | 0.2522 | 0.25458 | 0.25685 | 0.25912 | 0.26123 | 0.2635 | 0.26585 | 0.2681 | 0.2704 | 0.27273 | 0.27527 | 0.2779 | 0.28066 | 0.28335 | 0.28613 | 0.28867 | 0.29129 | 0.29359 | 0.29558 | 0.2974 | 0.29896 | 0.30019 | 0.30119 | 0.30174 | 0.30211 | 0.30211
F4_Commercial_Lodging_New_Food Preparation_Natural Gas_Oven_E2 | F4 | Commercial | Lodging | New | Food Preparation | Natural Gas | Oven | E2 | Utility - Cost of Equipment | 0.14221 | 0.14224 | 0.14295 | 0.142 | 0.14143 | 0.14192 | 0.1433 | 0.14441 | 0.14578 | 0.14708 | 0.14838 | 0.14959 | 0.15088 | 0.15223 | 0.15352 | 0.15484 | 0.15617 | 0.15763 | 0.15913 | 0.16072 | 0.16226 | 0.16385 | 0.1653 | 0.1668 | 0.16812 | 0.16926 | 0.1703 | 0.17119 | 0.1719 | 0.17247 | 0.17278 | 0.17299 | 0.17299
F4_Commercial_Lodging_New_Food Preparation_Natural Gas_Oven_E3 | F4 | Commercial | Lodging | New | Food Preparation | Natural Gas | Oven | E3 | Utility - Cost of Equipment | 0 | 0 | 0 | 0 | 0 | 0 | 0 | 0 | 0 | 0 | 0 | 0 | 0 | 0 | 0 | 0 | 0 | 0 | 0 | 0 | 0 | 0 | 0 | 0 | 0 | 0 | 0 | 0 | 0 | 0 | 0 | 0 | 0
F4_Commercial_Lodging_New_Food Preparation_Natural Gas_Oven_E4 | F4 | Commercial | Lodging | New | Food Preparation | Natural Gas | Oven | E4 | Utility - Cost of Equipment | 0 | 0 | 0 | 0 | 0 | 0 | 0 | 0 | 0 | 0 | 0 | 0 | 0 | 0 | 0 | 0 | 0 | 0 | 0 | 0 | 0 | 0 | 0 | 0 | 0 | 0 | 0 | 0 | 0 | 0 | 0 | 0 | 0
F4_Commercial_Lodging_New_Food Preparation_Natural Gas_Oven_E5 | F4 | Commercial | Lodging | New | Food Preparation | Natural Gas | Oven | E5 | Utility - Cost of Equipment | 0 | 0 | 0 | 0 | 0 | 0 | 0 | 0 | 0 | 0 | 0 | 0 | 0 | 0 | 0 | 0 | 0 | 0 | 0 | 0 | 0 | 0 | 0 | 0 | 0 | 0 | 0 | 0 | 0 | 0 | 0 | 0 | 0
F4_Commercial_Lodging_New_Food Preparation_Natural Gas_Oven_E6 | F4 | Commercial | Lodging | New | Food Preparation | Natural Gas | Oven | E6 | Utility - Cost of Equipment | 0 | 0 | 0 | 0 | 0 | 0 | 0 | 0 | 0 | 0 | 0 | 0 | 0 | 0 | 0 | 0 | 0 | 0 | 0 | 0 | 0 | 0 | 0 | 0 | 0 | 0 | 0 | 0 | 0 | 0 | 0 | 0 | 0
F4_Commercial_Lodging_New_Food Preparation_Natural Gas_Oven_E7 | F4 | Commercial | Lodging | New | Food Preparation | Natural Gas | Oven | E7 | Utility - Cost of Equipment | 0 | 0 | 0 | 0 | 0 | 0 | 0 | 0 | 0 | 0 | 0 | 0 | 0 | 0 | 0 | 0 | 0 | 0 | 0 | 0 | 0 | 0 | 0 | 0 | 0 | 0 | 0 | 0 | 0 | 0 | 0 | 0 | 0
F4_Commercial_Lodging_New_Food Preparation_Natural Gas_Oven_E8 | F4 | Commercial | Lodging | New | Food Preparation | Natural Gas | Oven | E8 | Utility - Cost of Equipment | 0 | 0 | 0 | 0 | 0 | 0 | 0 | 0 | 0 | 0 | 0 | 0 | 0 | 0 | 0 | 0 | 0 | 0 | 0 | 0 | 0 | 0 | 0 | 0 | 0 | 0 | 0 | 0 | 0 | 0 | 0 | 0 | 0
F4_Commercial_Lodging_New_Food Preparation_Natural Gas_Oven_E9 | F4 | Commercial | Lodging | New | Food Preparation | Natural Gas | Oven | E9 | Utility - Cost of Equipment | 0 | 0 | 0 | 0 | 0 | 0 | 0 | 0 | 0 | 0 | 0 | 0 | 0 | 0 | 0 | 0 | 0 | 0 | 0 | 0 | 0 | 0 | 0 | 0 | 0 | 0 | 0 | 0 | 0 | 0 | 0 | 0 | 0
F4_Commercial_Lodging_New_Food Preparation_Natural Gas_Oven_E10 | F4 | Commercial | Lodging | New | Food Preparation | Natural Gas | Oven | E10 | Utility - Cost of Equipment | 0 | 0 | 0 | 0 | 0 | 0 | 0 | 0 | 0 | 0 | 0 | 0 | 0 | 0 | 0 | 0 | 0 | 0 | 0 | 0 | 0 | 0 | 0 | 0 | 0 | 0 | 0 | 0 | 0 | 0 | 0 | 0 | 0
F5_Commercial_Lodging_New_Food Preparation_Natural Gas_Oven_E1 | F5 | Commercial | Lodging | New | Food Preparation | Natural Gas | Oven | E1 | Utility - Cost of Operation | 0.34767 | 0.34767 | 0.34767 | 0.34767 | 0.34767 | 0.34767 | 0.34767 | 0.34767 | 0.34767 | 0.34767 | 0.34767 | 0.34767 | 0.34767 | 0.34767 | 0.34767 | 0.34767 | 0.34767 | 0.34767 | 0.34767 | 0.34767 | 0.34767 | 0.34767 | 0.34767 | 0.34767 | 0.34767 | 0.34767 | 0.34767 | 0.34767 | 0.34767 | 0.34767 | 0.34767 | 0.34767 | 0.34767
F5_Commercial_Lodging_New_Food Preparation_Natural Gas_Oven_E2 | F5 | Commercial | Lodging | New | Food Preparation | Natural Gas | Oven | E2 | Utility - Cost of Operation | 0.36228 | 0.36228 | 0.36228 | 0.36228 | 0.36228 | 0.36228 | 0.36228 | 0.36228 | 0.36228 | 0.36228 | 0.36228 | 0.36228 | 0.36228 | 0.36228 | 0.36228 | 0.36228 | 0.36228 | 0.36228 | 0.36228 | 0.36228 | 0.36228 | 0.36228 | 0.36228 | 0.36228 | 0.36228 | 0.36228 | 0.36228 | 0.36228 | 0.36228 | 0.36228 | 0.36228 | 0.36228 | 0.36228
F5_Commercial_Lodging_New_Food Preparation_Natural Gas_Oven_E3 | F5 | Commercial | Lodging | New | Food Preparation | Natural Gas | Oven | E3 | Utility - Cost of Operation | 0 | 0 | 0 | 0 | 0 | 0 | 0 | 0 | 0 | 0 | 0 | 0 | 0 | 0 | 0 | 0 | 0 | 0 | 0 | 0 | 0 | 0 | 0 | 0 | 0 | 0 | 0 | 0 | 0 | 0 | 0 | 0 | 0
F5_Commercial_Lodging_New_Food Preparation_Natural Gas_Oven_E4 | F5 | Commercial | Lodging | New | Food Preparation | Natural Gas | Oven | E4 | Utility - Cost of Operation | 0 | 0 | 0 | 0 | 0 | 0 | 0 | 0 | 0 | 0 | 0 | 0 | 0 | 0 | 0 | 0 | 0 | 0 | 0 | 0 | 0 | 0 | 0 | 0 | 0 | 0 | 0 | 0 | 0 | 0 | 0 | 0 | 0
F5_Commercial_Lodging_New_Food Preparation_Natural Gas_Oven_E5 | F5 | Commercial | Lodging | New | Food Preparation | Natural Gas | Oven | E5 | Utility - Cost of Operation | 0 | 0 | 0 | 0 | 0 | 0 | 0 | 0 | 0 | 0 | 0 | 0 | 0 | 0 | 0 | 0 | 0 | 0 | 0 | 0 | 0 | 0 | 0 | 0 | 0 | 0 | 0 | 0 | 0 | 0 | 0 | 0 | 0
F5_Commercial_Lodging_New_Food Preparation_Natural Gas_Oven_E6 | F5 | Commercial | Lodging | New | Food Preparation | Natural Gas | Oven | E6 | Utility - Cost of Operation | 0 | 0 | 0 | 0 | 0 | 0 | 0 | 0 | 0 | 0 | 0 | 0 | 0 | 0 | 0 | 0 | 0 | 0 | 0 | 0 | 0 | 0 | 0 | 0 | 0 | 0 | 0 | 0 | 0 | 0 | 0 | 0 | 0
F5_Commercial_Lodging_New_Food Preparation_Natural Gas_Oven_E7 | F5 | Commercial | Lodging | New | Food Preparation | Natural Gas | Oven | E7 | Utility - Cost of Operation | 0 | 0 | 0 | 0 | 0 | 0 | 0 | 0 | 0 | 0 | 0 | 0 | 0 | 0 | 0 | 0 | 0 | 0 | 0 | 0 | 0 | 0 | 0 | 0 | 0 | 0 | 0 | 0 | 0 | 0 | 0 | 0 | 0
F5_Commercial_Lodging_New_Food Preparation_Natural Gas_Oven_E8 | F5 | Commercial | Lodging | New | Food Preparation | Natural Gas | Oven | E8 | Utility - Cost of Operation | 0 | 0 | 0 | 0 | 0 | 0 | 0 | 0 | 0 | 0 | 0 | 0 | 0 | 0 | 0 | 0 | 0 | 0 | 0 | 0 | 0 | 0 | 0 | 0 | 0 | 0 | 0 | 0 | 0 | 0 | 0 | 0 | 0
F5_Commercial_Lodging_New_Food Preparation_Natural Gas_Oven_E9 | F5 | Commercial | Lodging | New | Food Preparation | Natural Gas | Oven | E9 | Utility - Cost of Operation | 0 | 0 | 0 | 0 | 0 | 0 | 0 | 0 | 0 | 0 | 0 | 0 | 0 | 0 | 0 | 0 | 0 | 0 | 0 | 0 | 0 | 0 | 0 | 0 | 0 | 0 | 0 | 0 | 0 | 0 | 0 | 0 | 0
F5_Commercial_Lodging_New_Food Preparation_Natural Gas_Oven_E10 | F5 | Commercial | Lodging | New | Food Preparation | Natural Gas | Oven | E10 | Utility - Cost of Operation | 0 | 0 | 0 | 0 | 0 | 0 | 0 | 0 | 0 | 0 | 0 | 0 | 0 | 0 | 0 | 0 | 0 | 0 | 0 | 0 | 0 | 0 | 0 | 0 | 0 | 0 | 0 | 0 | 0 | 0 | 0 | 0 | 0
F6_Commercial_Lodging_New_Food Preparation_Natural Gas_Oven_E1 | F6 | Commercial | Lodging | New | Food Preparation | Natural Gas | Oven | E1 | Utility - Value of Sales | 0.13155 | 0.13223 | 0.13331 | 0.13307 | 0.13307 | 0.13307 | 0.13307 | 0.13307 | 0.13307 | 0.13307 | 0.13307 | 0.13307 | 0.13307 | 0.13307 | 0.13307 | 0.13307 | 0.13307 | 0.13307 | 0.13307 | 0.13307 | 0.13307 | 0.13307 | 0.13307 | 0.13307 | 0.13307 | 0.13307 | 0.13307 | 0.13307 | 0.13307 | 0.13307 | 0.13307 | 0.13307 | 0.13307
F6_Commercial_Lodging_New_Food Preparation_Natural Gas_Oven_E2 | F6 | Commercial | Lodging | New | Food Preparation | Natural Gas | Oven | E2 | Utility - Value of Sales | 0.07533 | 0.075716 | 0.076337 | 0.0762 | 0.0762 | 0.0762 | 0.0762 | 0.0762 | 0.0762 | 0.0762 | 0.0762 | 0.0762 | 0.0762 | 0.0762 | 0.0762 | 0.0762 | 0.0762 | 0.0762 | 0.0762 | 0.0762 | 0.0762 | 0.0762 | 0.0762 | 0.0762 | 0.0762 | 0.0762 | 0.0762 | 0.0762 | 0.0762 | 0.0762 | 0.0762 | 0.0762 | 0.0762
F6_Commercial_Lodging_New_Food Preparation_Natural Gas_Oven_E3 | F6 | Commercial | Lodging | New | Food Preparation | Natural Gas | Oven | E3 | Utility - Value of Sales | 0 | 0 | 0 | 0 | 0 | 0 | 0 | 0 | 0 | 0 | 0 | 0 | 0 | 0 | 0 | 0 | 0 | 0 | 0 | 0 | 0 | 0 | 0 | 0 | 0 | 0 | 0 | 0 | 0 | 0 | 0 | 0 | 0
F6_Commercial_Lodging_New_Food Preparation_Natural Gas_Oven_E4 | F6 | Commercial | Lodging | New | Food Preparation | Natural Gas | Oven | E4 | Utility - Value of Sales | 0 | 0 | 0 | 0 | 0 | 0 | 0 | 0 | 0 | 0 | 0 | 0 | 0 | 0 | 0 | 0 | 0 | 0 | 0 | 0 | 0 | 0 | 0 | 0 | 0 | 0 | 0 | 0 | 0 | 0 | 0 | 0 | 0
F6_Commercial_Lodging_New_Food Preparation_Natural Gas_Oven_E5 | F6 | Commercial | Lodging | New | Food Preparation | Natural Gas | Oven | E5 | Utility - Value of Sales | 0 | 0 | 0 | 0 | 0 | 0 | 0 | 0 | 0 | 0 | 0 | 0 | 0 | 0 | 0 | 0 | 0 | 0 | 0 | 0 | 0 | 0 | 0 | 0 | 0 | 0 | 0 | 0 | 0 | 0 | 0 | 0 | 0
F6_Commercial_Lodging_New_Food Preparation_Natural Gas_Oven_E6 | F6 | Commercial | Lodging | New | Food Preparation | Natural Gas | Oven | E6 | Utility - Value of Sales | 0 | 0 | 0 | 0 | 0 | 0 | 0 | 0 | 0 | 0 | 0 | 0 | 0 | 0 | 0 | 0 | 0 | 0 | 0 | 0 | 0 | 0 | 0 | 0 | 0 | 0 | 0 | 0 | 0 | 0 | 0 | 0 | 0
F6_Commercial_Lodging_New_Food Preparation_Natural Gas_Oven_E7 | F6 | Commercial | Lodging | New | Food Preparation | Natural Gas | Oven | E7 | Utility - Value of Sales | 0 | 0 | 0 | 0 | 0 | 0 | 0 | 0 | 0 | 0 | 0 | 0 | 0 | 0 | 0 | 0 | 0 | 0 | 0 | 0 | 0 | 0 | 0 | 0 | 0 | 0 | 0 | 0 | 0 | 0 | 0 | 0 | 0
F6_Commercial_Lodging_New_Food Preparation_Natural Gas_Oven_E8 | F6 | Commercial | Lodging | New | Food Preparation | Natural Gas | Oven | E8 | Utility - Value of Sales | 0 | 0 | 0 | 0 | 0 | 0 | 0 | 0 | 0 | 0 | 0 | 0 | 0 | 0 | 0 | 0 | 0 | 0 | 0 | 0 | 0 | 0 | 0 | 0 | 0 | 0 | 0 | 0 | 0 | 0 | 0 | 0 | 0
F6_Commercial_Lodging_New_Food Preparation_Natural Gas_Oven_E9 | F6 | Commercial | Lodging | New | Food Preparation | Natural Gas | Oven | E9 | Utility - Value of Sales | 0 | 0 | 0 | 0 | 0 | 0 | 0 | 0 | 0 | 0 | 0 | 0 | 0 | 0 | 0 | 0 | 0 | 0 | 0 | 0 | 0 | 0 | 0 | 0 | 0 | 0 | 0 | 0 | 0 | 0 | 0 | 0 | 0
F6_Commercial_Lodging_New_Food Preparation_Natural Gas_Oven_E10 | F6 | Commercial | Lodging | New | Food Preparation | Natural Gas | Oven | E10 | Utility - Value of Sales | 0 | 0 | 0 | 0 | 0 | 0 | 0 | 0 | 0 | 0 | 0 | 0 | 0 | 0 | 0 | 0 | 0 | 0 | 0 | 0 | 0 | 0 | 0 | 0 | 0 | 0 | 0 | 0 | 0 | 0 | 0 | 0 | 0
F1_Commercial_Lodging_New_Food Preparation_Natural Gas_Conveyor Oven_E1 | F1 | Commercial | Lodging | New | Food Preparation | Natural Gas | Conveyor Oven | E1 | RVT - Cost of Equipment | 0.31266 | 0.3136 | 0.3155 | 0.31491 | 0.31492 | 0.31652 | 0.31948 | 0.32207 | 0.32508 | 0.32805 | 0.33106 | 0.33397 | 0.33701 | 0.34015 | 0.34318 | 0.34622 | 0.34916 | 0.35215 | 0.35505 | 0.35789 | 0.3605 | 0.36306 | 0.36532 | 0.36758 | 0.36954 | 0.37123 | 0.37277 | 0.3741 | 0.37514 | 0.37599 | 0.37646 | 0.37677 | 0.37677
F1_Commercial_Lodging_New_Food Preparation_Natural Gas_Conveyor Oven_E2 | F1 | Commercial | Lodging | New | Food Preparation | Natural Gas | Conveyor Oven | E2 | RVT - Cost of Equipment | 0.23767 | 0.23838 | 0.23983 | 0.23938 | 0.23939 | 0.2406 | 0.24285 | 0.24482 | 0.24711 | 0.24937 | 0.25166 | 0.25387 | 0.25618 | 0.25857 | 0.26087 | 0.26318 | 0.26542 | 0.26769 | 0.26989 | 0.27205 | 0.27404 | 0.27598 | 0.2777 | 0.27942 | 0.28091 | 0.28219 | 0.28336 | 0.28437 | 0.28516 | 0.28581 | 0.28617 | 0.2864 | 0.2864
F1_Commercial_Lodging_New_Food Preparation_Natural Gas_Conveyor Oven_E3 | F1 | Commercial | Lodging | New | Food Preparation | Natural Gas | Conveyor Oven | E3 | RVT - Cost of Equipment | 0 | 0 | 0 | 0 | 0 | 0 | 0 | 0 | 0 | 0 | 0 | 0 | 0 | 0 | 0 | 0 | 0 | 0 | 0 | 0 | 0 | 0 | 0 | 0 | 0 | 0 | 0 | 0 | 0 | 0 | 0 | 0 | 0
F1_Commercial_Lodging_New_Food Preparation_Natural Gas_Conveyor Oven_E4 | F1 | Commercial | Lodging | New | Food Preparation | Natural Gas | Conveyor Oven | E4 | RVT - Cost of Equipment | 0 | 0 | 0 | 0 | 0 | 0 | 0 | 0 | 0 | 0 | 0 | 0 | 0 | 0 | 0 | 0 | 0 | 0 | 0 | 0 | 0 | 0 | 0 | 0 | 0 | 0 | 0 | 0 | 0 | 0 | 0 | 0 | 0
F1_Commercial_Lodging_New_Food Preparation_Natural Gas_Conveyor Oven_E5 | F1 | Commercial | Lodging | New | Food Preparation | Natural Gas | Conveyor Oven | E5 | RVT - Cost of Equipment | 0 | 0 | 0 | 0 | 0 | 0 | 0 | 0 | 0 | 0 | 0 | 0 | 0 | 0 | 0 | 0 | 0 | 0 | 0 | 0 | 0 | 0 | 0 | 0 | 0 | 0 | 0 | 0 | 0 | 0 | 0 | 0 | 0
F1_Commercial_Lodging_New_Food Preparation_Natural Gas_Conveyor Oven_E6 | F1 | Commercial | Lodging | New | Food Preparation | Natural Gas | Conveyor Oven | E6 | RVT - Cost of Equipment | 0 | 0 | 0 | 0 | 0 | 0 | 0 | 0 | 0 | 0 | 0 | 0 | 0 | 0 | 0 | 0 | 0 | 0 | 0 | 0 | 0 | 0 | 0 | 0 | 0 | 0 | 0 | 0 | 0 | 0 | 0 | 0 | 0
F1_Commercial_Lodging_New_Food Preparation_Natural Gas_Conveyor Oven_E7 | F1 | Commercial | Lodging | New | Food Preparation | Natural Gas | Conveyor Oven | E7 | RVT - Cost of Equipment | 0 | 0 | 0 | 0 | 0 | 0 | 0 | 0 | 0 | 0 | 0 | 0 | 0 | 0 | 0 | 0 | 0 | 0 | 0 | 0 | 0 | 0 | 0 | 0 | 0 | 0 | 0 | 0 | 0 | 0 | 0 | 0 | 0
F1_Commercial_Lodging_New_Food Preparation_Natural Gas_Conveyor Oven_E8 | F1 | Commercial | Lodging | New | Food Preparation | Natural Gas | Conveyor Oven | E8 | RVT - Cost of Equipment | 0 | 0 | 0 | 0 | 0 | 0 | 0 | 0 | 0 | 0 | 0 | 0 | 0 | 0 | 0 | 0 | 0 | 0 | 0 | 0 | 0 | 0 | 0 | 0 | 0 | 0 | 0 | 0 | 0 | 0 | 0 | 0 | 0
F1_Commercial_Lodging_New_Food Preparation_Natural Gas_Conveyor Oven_E9 | F1 | Commercial | Lodging | New | Food Preparation | Natural Gas | Conveyor Oven | E9 | RVT - Cost of Equipment | 0 | 0 | 0 | 0 | 0 | 0 | 0 | 0 | 0 | 0 | 0 | 0 | 0 | 0 | 0 | 0 | 0 | 0 | 0 | 0 | 0 | 0 | 0 | 0 | 0 | 0 | 0 | 0 | 0 | 0 | 0 | 0 | 0
F1_Commercial_Lodging_New_Food Preparation_Natural Gas_Conveyor Oven_E10 | F1 | Commercial | Lodging | New | Food Preparation | Natural Gas | Conveyor Oven | E10 | RVT - Cost of Equipment | 0 | 0 | 0 | 0 | 0 | 0 | 0 | 0 | 0 | 0 | 0 | 0 | 0 | 0 | 0 | 0 | 0 | 0 | 0 | 0 | 0 | 0 | 0 | 0 | 0 | 0 | 0 | 0 | 0 | 0 | 0 | 0 | 0
F2_Commercial_Lodging_New_Food Preparation_Natural Gas_Conveyor Oven_E1 | F2 | Commercial | Lodging | New | Food Preparation | Natural Gas | Conveyor Oven | E1 | RVT - Cost of Operation | 0.37459 | 0.37571 | 0.37799 | 0.37729 | 0.37729 | 0.37921 | 0.38275 | 0.38586 | 0.38946 | 0.39303 | 0.39664 | 0.40012 | 0.40376 | 0.40752 | 0.41116 | 0.41479 | 0.41832 | 0.42189 | 0.42537 | 0.42877 | 0.4319 | 0.43497 | 0.43767 | 0.44038 | 0.44273 | 0.44476 | 0.4466 | 0.44819 | 0.44944 | 0.45046 | 0.45102 | 0.45139 | 0.45139
F2_Commercial_Lodging_New_Food Preparation_Natural Gas_Conveyor Oven_E2 | F2 | Commercial | Lodging | New | Food Preparation | Natural Gas | Conveyor Oven | E2 | RVT - Cost of Operation | 0.28475 | 0.2856 | 0.28733 | 0.2868 | 0.2868 | 0.28826 | 0.29095 | 0.29331 | 0.29605 | 0.29876 | 0.30151 | 0.30415 | 0.30692 | 0.30978 | 0.31254 | 0.31531 | 0.31799 | 0.32071 | 0.32335 | 0.32593 | 0.32831 | 0.33065 | 0.3327 | 0.33476 | 0.33654 | 0.33808 | 0.33949 | 0.3407 | 0.34164 | 0.34242 | 0.34284 | 0.34313 | 0.34313
F2_Commercial_Lodging_New_Food Preparation_Natural Gas_Conveyor Oven_E3 | F2 | Commercial | Lodging | New | Food Preparation | Natural Gas | Conveyor Oven | E3 | RVT - Cost of Operation | 0 | 0 | 0 | 0 | 0 | 0 | 0 | 0 | 0 | 0 | 0 | 0 | 0 | 0 | 0 | 0 | 0 | 0 | 0 | 0 | 0 | 0 | 0 | 0 | 0 | 0 | 0 | 0 | 0 | 0 | 0 | 0 | 0
F2_Commercial_Lodging_New_Food Preparation_Natural Gas_Conveyor Oven_E4 | F2 | Commercial | Lodging | New | Food Preparation | Natural Gas | Conveyor Oven | E4 | RVT - Cost of Operation | 0 | 0 | 0 | 0 | 0 | 0 | 0 | 0 | 0 | 0 | 0 | 0 | 0 | 0 | 0 | 0 | 0 | 0 | 0 | 0 | 0 | 0 | 0 | 0 | 0 | 0 | 0 | 0 | 0 | 0 | 0 | 0 | 0
F2_Commercial_Lodging_New_Food Preparation_Natural Gas_Conveyor Oven_E5 | F2 | Commercial | Lodging | New | Food Preparation | Natural Gas | Conveyor Oven | E5 | RVT - Cost of Operation | 0 | 0 | 0 | 0 | 0 | 0 | 0 | 0 | 0 | 0 | 0 | 0 | 0 | 0 | 0 | 0 | 0 | 0 | 0 | 0 | 0 | 0 | 0 | 0 | 0 | 0 | 0 | 0 | 0 | 0 | 0 | 0 | 0
F2_Commercial_Lodging_New_Food Preparation_Natural Gas_Conveyor Oven_E6 | F2 | Commercial | Lodging | New | Food Preparation | Natural Gas | Conveyor Oven | E6 | RVT - Cost of Operation | 0 | 0 | 0 | 0 | 0 | 0 | 0 | 0 | 0 | 0 | 0 | 0 | 0 | 0 | 0 | 0 | 0 | 0 | 0 | 0 | 0 | 0 | 0 | 0 | 0 | 0 | 0 | 0 | 0 | 0 | 0 | 0 | 0
F2_Commercial_Lodging_New_Food Preparation_Natural Gas_Conveyor Oven_E7 | F2 | Commercial | Lodging | New | Food Preparation | Natural Gas | Conveyor Oven | E7 | RVT - Cost of Operation | 0 | 0 | 0 | 0 | 0 | 0 | 0 | 0 | 0 | 0 | 0 | 0 | 0 | 0 | 0 | 0 | 0 | 0 | 0 | 0 | 0 | 0 | 0 | 0 | 0 | 0 | 0 | 0 | 0 | 0 | 0 | 0 | 0
F2_Commercial_Lodging_New_Food Preparation_Natural Gas_Conveyor Oven_E8 | F2 | Commercial | Lodging | New | Food Preparation | Natural Gas | Conveyor Oven | E8 | RVT - Cost of Operation | 0 | 0 | 0 | 0 | 0 | 0 | 0 | 0 | 0 | 0 | 0 | 0 | 0 | 0 | 0 | 0 | 0 | 0 | 0 | 0 | 0 | 0 | 0 | 0 | 0 | 0 | 0 | 0 | 0 | 0 | 0 | 0 | 0
F2_Commercial_Lodging_New_Food Preparation_Natural Gas_Conveyor Oven_E9 | F2 | Commercial | Lodging | New | Food Preparation | Natural Gas | Conveyor Oven | E9 | RVT - Cost of Operation | 0 | 0 | 0 | 0 | 0 | 0 | 0 | 0 | 0 | 0 | 0 | 0 | 0 | 0 | 0 | 0 | 0 | 0 | 0 | 0 | 0 | 0 | 0 | 0 | 0 | 0 | 0 | 0 | 0 | 0 | 0 | 0 | 0
F2_Commercial_Lodging_New_Food Preparation_Natural Gas_Conveyor Oven_E10 | F2 | Commercial | Lodging | New | Food Preparation | Natural Gas | Conveyor Oven | E10 | RVT - Cost of Operation | 0 | 0 | 0 | 0 | 0 | 0 | 0 | 0 | 0 | 0 | 0 | 0 | 0 | 0 | 0 | 0 | 0 | 0 | 0 | 0 | 0 | 0 | 0 | 0 | 0 | 0 | 0 | 0 | 0 | 0 | 0 | 0 | 0
F3_Commercial_Lodging_New_Food Preparation_Natural Gas_Conveyor Oven_E1 | F3 | Commercial | Lodging | New | Food Preparation | Natural Gas | Conveyor Oven | E1 | System - kBTUs of Consumption | 0.05643 | 0.05643 | 0.05643 | 0.05643 | 0.05643 | 0.05643 | 0.05643 | 0.05643 | 0.05643 | 0.05643 | 0.05643 | 0.05643 | 0.05643 | 0.05643 | 0.05643 | 0.05643 | 0.05643 | 0.05643 | 0.05643 | 0.05643 | 0.05643 | 0.05643 | 0.05643 | 0.05643 | 0.05643 | 0.05643 | 0.05643 | 0.05643 | 0.05643 | 0.05643 | 0.05643 | 0.05643 | 0.05643
F3_Commercial_Lodging_New_Food Preparation_Natural Gas_Conveyor Oven_E2 | F3 | Commercial | Lodging | New | Food Preparation | Natural Gas | Conveyor Oven | E2 | System - kBTUs of Consumption | 0.068795 | 0.068795 | 0.068795 | 0.068795 | 0.068795 | 0.068795 | 0.068795 | 0.068795 | 0.068795 | 0.068795 | 0.068795 | 0.068795 | 0.068795 | 0.068795 | 0.068795 | 0.068795 | 0.068795 | 0.068795 | 0.068795 | 0.068795 | 0.068795 | 0.068795 | 0.068795 | 0.068795 | 0.068795 | 0.068795 | 0.068795 | 0.068795 | 0.068795 | 0.068795 | 0.068795 | 0.068795 | 0.068795
F3_Commercial_Lodging_New_Food Preparation_Natural Gas_Conveyor Oven_E3 | F3 | Commercial | Lodging | New | Food Preparation | Natural Gas | Conveyor Oven | E3 | System - kBTUs of Consumption | 0 | 0 | 0 | 0 | 0 | 0 | 0 | 0 | 0 | 0 | 0 | 0 | 0 | 0 | 0 | 0 | 0 | 0 | 0 | 0 | 0 | 0 | 0 | 0 | 0 | 0 | 0 | 0 | 0 | 0 | 0 | 0 | 0
F3_Commercial_Lodging_New_Food Preparation_Natural Gas_Conveyor Oven_E4 | F3 | Commercial | Lodging | New | Food Preparation | Natural Gas | Conveyor Oven | E4 | System - kBTUs of Consumption | 0 | 0 | 0 | 0 | 0 | 0 | 0 | 0 | 0 | 0 | 0 | 0 | 0 | 0 | 0 | 0 | 0 | 0 | 0 | 0 | 0 | 0 | 0 | 0 | 0 | 0 | 0 | 0 | 0 | 0 | 0 | 0 | 0
F3_Commercial_Lodging_New_Food Preparation_Natural Gas_Conveyor Oven_E5 | F3 | Commercial | Lodging | New | Food Preparation | Natural Gas | Conveyor Oven | E5 | System - kBTUs of Consumption | 0 | 0 | 0 | 0 | 0 | 0 | 0 | 0 | 0 | 0 | 0 | 0 | 0 | 0 | 0 | 0 | 0 | 0 | 0 | 0 | 0 | 0 | 0 | 0 | 0 | 0 | 0 | 0 | 0 | 0 | 0 | 0 | 0
F3_Commercial_Lodging_New_Food Preparation_Natural Gas_Conveyor Oven_E6 | F3 | Commercial | Lodging | New | Food Preparation | Natural Gas | Conveyor Oven | E6 | System - kBTUs of Consumption | 0 | 0 | 0 | 0 | 0 | 0 | 0 | 0 | 0 | 0 | 0 | 0 | 0 | 0 | 0 | 0 | 0 | 0 | 0 | 0 | 0 | 0 | 0 | 0 | 0 | 0 | 0 | 0 | 0 | 0 | 0 | 0 | 0
F3_Commercial_Lodging_New_Food Preparation_Natural Gas_Conveyor Oven_E7 | F3 | Commercial | Lodging | New | Food Preparation | Natural Gas | Conveyor Oven | E7 | System - kBTUs of Consumption | 0 | 0 | 0 | 0 | 0 | 0 | 0 | 0 | 0 | 0 | 0 | 0 | 0 | 0 | 0 | 0 | 0 | 0 | 0 | 0 | 0 | 0 | 0 | 0 | 0 | 0 | 0 | 0 | 0 | 0 | 0 | 0 | 0
F3_Commercial_Lodging_New_Food Preparation_Natural Gas_Conveyor Oven_E8 | F3 | Commercial | Lodging | New | Food Preparation | Natural Gas | Conveyor Oven | E8 | System - kBTUs of Consumption | 0 | 0 | 0 | 0 | 0 | 0 | 0 | 0 | 0 | 0 | 0 | 0 | 0 | 0 | 0 | 0 | 0 | 0 | 0 | 0 | 0 | 0 | 0 | 0 | 0 | 0 | 0 | 0 | 0 | 0 | 0 | 0 | 0
F3_Commercial_Lodging_New_Food Preparation_Natural Gas_Conveyor Oven_E9 | F3 | Commercial | Lodging | New | Food Preparation | Natural Gas | Conveyor Oven | E9 | System - kBTUs of Consumption | 0 | 0 | 0 | 0 | 0 | 0 | 0 | 0 | 0 | 0 | 0 | 0 | 0 | 0 | 0 | 0 | 0 | 0 | 0 | 0 | 0 | 0 | 0 | 0 | 0 | 0 | 0 | 0 | 0 | 0 | 0 | 0 | 0
F3_Commercial_Lodging_New_Food Preparation_Natural Gas_Conveyor Oven_E10 | F3 | Commercial | Lodging | New | Food Preparation | Natural Gas | Conveyor Oven | E10 | System - kBTUs of Consumption | 0 | 0 | 0 | 0 | 0 | 0 | 0 | 0 | 0 | 0 | 0 | 0 | 0 | 0 | 0 | 0 | 0 | 0 | 0 | 0 | 0 | 0 | 0 | 0 | 0 | 0 | 0 | 0 | 0 | 0 | 0 | 0 | 0
F4_Commercial_Lodging_New_Food Preparation_Natural Gas_Conveyor Oven_E1 | F4 | Commercial | Lodging | New | Food Preparation | Natural Gas | Conveyor Oven | E1 | Utility - Cost of Equipment | 0.37459 | 0.37571 | 0.37799 | 0.37729 | 0.37729 | 0.37921 | 0.38275 | 0.38586 | 0.38946 | 0.39303 | 0.39664 | 0.40012 | 0.40376 | 0.40752 | 0.41116 | 0.41479 | 0.41832 | 0.42189 | 0.42537 | 0.42877 | 0.4319 | 0.43497 | 0.43767 | 0.44038 | 0.44273 | 0.44476 | 0.4466 | 0.44819 | 0.44944 | 0.45046 | 0.45102 | 0.45139 | 0.45139
F4_Commercial_Lodging_New_Food Preparation_Natural Gas_Conveyor Oven_E2 | F4 | Commercial | Lodging | New | Food Preparation | Natural Gas | Conveyor Oven | E2 | Utility - Cost of Equipment | 0.28475 | 0.2856 | 0.28733 | 0.2868 | 0.2868 | 0.28826 | 0.29095 | 0.29331 | 0.29605 | 0.29876 | 0.30151 | 0.30415 | 0.30692 | 0.30978 | 0.31254 | 0.31531 | 0.31799 | 0.32071 | 0.32335 | 0.32593 | 0.32831 | 0.33065 | 0.3327 | 0.33476 | 0.33654 | 0.33808 | 0.33949 | 0.3407 | 0.34164 | 0.34242 | 0.34284 | 0.34313 | 0.34313
F4_Commercial_Lodging_New_Food Preparation_Natural Gas_Conveyor Oven_E3 | F4 | Commercial | Lodging | New | Food Preparation | Natural Gas | Conveyor Oven | E3 | Utility - Cost of Equipment | 0 | 0 | 0 | 0 | 0 | 0 | 0 | 0 | 0 | 0 | 0 | 0 | 0 | 0 | 0 | 0 | 0 | 0 | 0 | 0 | 0 | 0 | 0 | 0 | 0 | 0 | 0 | 0 | 0 | 0 | 0 | 0 | 0
F4_Commercial_Lodging_New_Food Preparation_Natural Gas_Conveyor Oven_E4 | F4 | Commercial | Lodging | New | Food Preparation | Natural Gas | Conveyor Oven | E4 | Utility - Cost of Equipment | 0 | 0 | 0 | 0 | 0 | 0 | 0 | 0 | 0 | 0 | 0 | 0 | 0 | 0 | 0 | 0 | 0 | 0 | 0 | 0 | 0 | 0 | 0 | 0 | 0 | 0 | 0 | 0 | 0 | 0 | 0 | 0 | 0
F4_Commercial_Lodging_New_Food Preparation_Natural Gas_Conveyor Oven_E5 | F4 | Commercial | Lodging | New | Food Preparation | Natural Gas | Conveyor Oven | E5 | Utility - Cost of Equipment | 0 | 0 | 0 | 0 | 0 | 0 | 0 | 0 | 0 | 0 | 0 | 0 | 0 | 0 | 0 | 0 | 0 | 0 | 0 | 0 | 0 | 0 | 0 | 0 | 0 | 0 | 0 | 0 | 0 | 0 | 0 | 0 | 0
F4_Commercial_Lodging_New_Food Preparation_Natural Gas_Conveyor Oven_E6 | F4 | Commercial | Lodging | New | Food Preparation | Natural Gas | Conveyor Oven | E6 | Utility - Cost of Equipment | 0 | 0 | 0 | 0 | 0 | 0 | 0 | 0 | 0 | 0 | 0 | 0 | 0 | 0 | 0 | 0 | 0 | 0 | 0 | 0 | 0 | 0 | 0 | 0 | 0 | 0 | 0 | 0 | 0 | 0 | 0 | 0 | 0
F4_Commercial_Lodging_New_Food Preparation_Natural Gas_Conveyor Oven_E7 | F4 | Commercial | Lodging | New | Food Preparation | Natural Gas | Conveyor Oven | E7 | Utility - Cost of Equipment | 0 | 0 | 0 | 0 | 0 | 0 | 0 | 0 | 0 | 0 | 0 | 0 | 0 | 0 | 0 | 0 | 0 | 0 | 0 | 0 | 0 | 0 | 0 | 0 | 0 | 0 | 0 | 0 | 0 | 0 | 0 | 0 | 0
F4_Commercial_Lodging_New_Food Preparation_Natural Gas_Conveyor Oven_E8 | F4 | Commercial | Lodging | New | Food Preparation | Natural Gas | Conveyor Oven | E8 | Utility - Cost of Equipment | 0 | 0 | 0 | 0 | 0 | 0 | 0 | 0 | 0 | 0 | 0 | 0 | 0 | 0 | 0 | 0 | 0 | 0 | 0 | 0 | 0 | 0 | 0 | 0 | 0 | 0 | 0 | 0 | 0 | 0 | 0 | 0 | 0
F4_Commercial_Lodging_New_Food Preparation_Natural Gas_Conveyor Oven_E9 | F4 | Commercial | Lodging | New | Food Preparation | Natural Gas | Conveyor Oven | E9 | Utility - Cost of Equipment | 0 | 0 | 0 | 0 | 0 | 0 | 0 | 0 | 0 | 0 | 0 | 0 | 0 | 0 | 0 | 0 | 0 | 0 | 0 | 0 | 0 | 0 | 0 | 0 | 0 | 0 | 0 | 0 | 0 | 0 | 0 | 0 | 0
F4_Commercial_Lodging_New_Food Preparation_Natural Gas_Conveyor Oven_E10 | F4 | Commercial | Lodging | New | Food Preparation | Natural Gas | Conveyor Oven | E10 | Utility - Cost of Equipment | 0 | 0 | 0 | 0 | 0 | 0 | 0 | 0 | 0 | 0 | 0 | 0 | 0 | 0 | 0 | 0 | 0 | 0 | 0 | 0 | 0 | 0 | 0 | 0 | 0 | 0 | 0 | 0 | 0 | 0 | 0 | 0 | 0
F5_Commercial_Lodging_New_Food Preparation_Natural Gas_Conveyor Oven_E1 | F5 | Commercial | Lodging | New | Food Preparation | Natural Gas | Conveyor Oven | E1 | Utility - Cost of Operation | 0.05643 | 0.05643 | 0.05643 | 0.05643 | 0.05643 | 0.05643 | 0.05643 | 0.05643 | 0.05643 | 0.05643 | 0.05643 | 0.05643 | 0.05643 | 0.05643 | 0.05643 | 0.05643 | 0.05643 | 0.05643 | 0.05643 | 0.05643 | 0.05643 | 0.05643 | 0.05643 | 0.05643 | 0.05643 | 0.05643 | 0.05643 | 0.05643 | 0.05643 | 0.05643 | 0.05643 | 0.05643 | 0.05643
F5_Commercial_Lodging_New_Food Preparation_Natural Gas_Conveyor Oven_E2 | F5 | Commercial | Lodging | New | Food Preparation | Natural Gas | Conveyor Oven | E2 | Utility - Cost of Operation | 0.068795 | 0.068795 | 0.068795 | 0.068795 | 0.068795 | 0.068795 | 0.068795 | 0.068795 | 0.068795 | 0.068795 | 0.068795 | 0.068795 | 0.068795 | 0.068795 | 0.068795 | 0.068795 | 0.068795 | 0.068795 | 0.068795 | 0.068795 | 0.068795 | 0.068795 | 0.068795 | 0.068795 | 0.068795 | 0.068795 | 0.068795 | 0.068795 | 0.068795 | 0.068795 | 0.068795 | 0.068795 | 0.068795
F5_Commercial_Lodging_New_Food Preparation_Natural Gas_Conveyor Oven_E3 | F5 | Commercial | Lodging | New | Food Preparation | Natural Gas | Conveyor Oven | E3 | Utility - Cost of Operation | 0 | 0 | 0 | 0 | 0 | 0 | 0 | 0 | 0 | 0 | 0 | 0 | 0 | 0 | 0 | 0 | 0 | 0 | 0 | 0 | 0 | 0 | 0 | 0 | 0 | 0 | 0 | 0 | 0 | 0 | 0 | 0 | 0
F5_Commercial_Lodging_New_Food Preparation_Natural Gas_Conveyor Oven_E4 | F5 | Commercial | Lodging | New | Food Preparation | Natural Gas | Conveyor Oven | E4 | Utility - Cost of Operation | 0 | 0 | 0 | 0 | 0 | 0 | 0 | 0 | 0 | 0 | 0 | 0 | 0 | 0 | 0 | 0 | 0 | 0 | 0 | 0 | 0 | 0 | 0 | 0 | 0 | 0 | 0 | 0 | 0 | 0 | 0 | 0 | 0
F5_Commercial_Lodging_New_Food Preparation_Natural Gas_Conveyor Oven_E5 | F5 | Commercial | Lodging | New | Food Preparation | Natural Gas | Conveyor Oven | E5 | Utility - Cost of Operation | 0 | 0 | 0 | 0 | 0 | 0 | 0 | 0 | 0 | 0 | 0 | 0 | 0 | 0 | 0 | 0 | 0 | 0 | 0 | 0 | 0 | 0 | 0 | 0 | 0 | 0 | 0 | 0 | 0 | 0 | 0 | 0 | 0
F5_Commercial_Lodging_New_Food Preparation_Natural Gas_Conveyor Oven_E6 | F5 | Commercial | Lodging | New | Food Preparation | Natural Gas | Conveyor Oven | E6 | Utility - Cost of Operation | 0 | 0 | 0 | 0 | 0 | 0 | 0 | 0 | 0 | 0 | 0 | 0 | 0 | 0 | 0 | 0 | 0 | 0 | 0 | 0 | 0 | 0 | 0 | 0 | 0 | 0 | 0 | 0 | 0 | 0 | 0 | 0 | 0
F5_Commercial_Lodging_New_Food Preparation_Natural Gas_Conveyor Oven_E7 | F5 | Commercial | Lodging | New | Food Preparation | Natural Gas | Conveyor Oven | E7 | Utility - Cost of Operation | 0 | 0 | 0 | 0 | 0 | 0 | 0 | 0 | 0 | 0 | 0 | 0 | 0 | 0 | 0 | 0 | 0 | 0 | 0 | 0 | 0 | 0 | 0 | 0 | 0 | 0 | 0 | 0 | 0 | 0 | 0 | 0 | 0
F5_Commercial_Lodging_New_Food Preparation_Natural Gas_Conveyor Oven_E8 | F5 | Commercial | Lodging | New | Food Preparation | Natural Gas | Conveyor Oven | E8 | Utility - Cost of Operation | 0 | 0 | 0 | 0 | 0 | 0 | 0 | 0 | 0 | 0 | 0 | 0 | 0 | 0 | 0 | 0 | 0 | 0 | 0 | 0 | 0 | 0 | 0 | 0 | 0 | 0 | 0 | 0 | 0 | 0 | 0 | 0 | 0
F5_Commercial_Lodging_New_Food Preparation_Natural Gas_Conveyor Oven_E9 | F5 | Commercial | Lodging | New | Food Preparation | Natural Gas | Conveyor Oven | E9 | Utility - Cost of Operation | 0 | 0 | 0 | 0 | 0 | 0 | 0 | 0 | 0 | 0 | 0 | 0 | 0 | 0 | 0 | 0 | 0 | 0 | 0 | 0 | 0 | 0 | 0 | 0 | 0 | 0 | 0 | 0 | 0 | 0 | 0 | 0 | 0
F5_Commercial_Lodging_New_Food Preparation_Natural Gas_Conveyor Oven_E10 | F5 | Commercial | Lodging | New | Food Preparation | Natural Gas | Conveyor Oven | E10 | Utility - Cost of Operation | 0 | 0 | 0 | 0 | 0 | 0 | 0 | 0 | 0 | 0 | 0 | 0 | 0 | 0 | 0 | 0 | 0 | 0 | 0 | 0 | 0 | 0 | 0 | 0 | 0 | 0 | 0 | 0 | 0 | 0 | 0 | 0 | 0
F6_Commercial_Lodging_New_Food Preparation_Natural Gas_Conveyor Oven_E1 | F6 | Commercial | Lodging | New | Food Preparation | Natural Gas | Conveyor Oven | E1 | Utility - Value of Sales | 0.19695 | 0.19757 | 0.19857 | 0.19835 | 0.19835 | 0.19835 | 0.19835 | 0.19835 | 0.19835 | 0.19835 | 0.19835 | 0.19835 | 0.19835 | 0.19835 | 0.19835 | 0.19835 | 0.19835 | 0.19835 | 0.19835 | 0.19835 | 0.19835 | 0.19835 | 0.19835 | 0.19835 | 0.19835 | 0.19835 | 0.19835 | 0.19835 | 0.19835 | 0.19835 | 0.19835 | 0.19835 | 0.19835
F6_Commercial_Lodging_New_Food Preparation_Natural Gas_Conveyor Oven_E2 | F6 | Commercial | Lodging | New | Food Preparation | Natural Gas | Conveyor Oven | E2 | Utility - Value of Sales | 0.14971 | 0.15018 | 0.15094 | 0.15078 | 0.15078 | 0.15078 | 0.15078 | 0.15078 | 0.15078 | 0.15078 | 0.15078 | 0.15078 | 0.15078 | 0.15078 | 0.15078 | 0.15078 | 0.15078 | 0.15078 | 0.15078 | 0.15078 | 0.15078 | 0.15078 | 0.15078 | 0.15078 | 0.15078 | 0.15078 | 0.15078 | 0.15078 | 0.15078 | 0.15078 | 0.15078 | 0.15078 | 0.15078
F6_Commercial_Lodging_New_Food Preparation_Natural Gas_Conveyor Oven_E3 | F6 | Commercial | Lodging | New | Food Preparation | Natural Gas | Conveyor Oven | E3 | Utility - Value of Sales | 0 | 0 | 0 | 0 | 0 | 0 | 0 | 0 | 0 | 0 | 0 | 0 | 0 | 0 | 0 | 0 | 0 | 0 | 0 | 0 | 0 | 0 | 0 | 0 | 0 | 0 | 0 | 0 | 0 | 0 | 0 | 0 | 0
F6_Commercial_Lodging_New_Food Preparation_Natural Gas_Conveyor Oven_E4 | F6 | Commercial | Lodging | New | Food Preparation | Natural Gas | Conveyor Oven | E4 | Utility - Value of Sales | 0 | 0 | 0 | 0 | 0 | 0 | 0 | 0 | 0 | 0 | 0 | 0 | 0 | 0 | 0 | 0 | 0 | 0 | 0 | 0 | 0 | 0 | 0 | 0 | 0 | 0 | 0 | 0 | 0 | 0 | 0 | 0 | 0
F6_Commercial_Lodging_New_Food Preparation_Natural Gas_Conveyor Oven_E5 | F6 | Commercial | Lodging | New | Food Preparation | Natural Gas | Conveyor Oven | E5 | Utility - Value of Sales | 0 | 0 | 0 | 0 | 0 | 0 | 0 | 0 | 0 | 0 | 0 | 0 | 0 | 0 | 0 | 0 | 0 | 0 | 0 | 0 | 0 | 0 | 0 | 0 | 0 | 0 | 0 | 0 | 0 | 0 | 0 | 0 | 0
F6_Commercial_Lodging_New_Food Preparation_Natural Gas_Conveyor Oven_E6 | F6 | Commercial | Lodging | New | Food Preparation | Natural Gas | Conveyor Oven | E6 | Utility - Value of Sales | 0 | 0 | 0 | 0 | 0 | 0 | 0 | 0 | 0 | 0 | 0 | 0 | 0 | 0 | 0 | 0 | 0 | 0 | 0 | 0 | 0 | 0 | 0 | 0 | 0 | 0 | 0 | 0 | 0 | 0 | 0 | 0 | 0
F6_Commercial_Lodging_New_Food Preparation_Natural Gas_Conveyor Oven_E7 | F6 | Commercial | Lodging | New | Food Preparation | Natural Gas | Conveyor Oven | E7 | Utility - Value of Sales | 0 | 0 | 0 | 0 | 0 | 0 | 0 | 0 | 0 | 0 | 0 | 0 | 0 | 0 | 0 | 0 | 0 | 0 | 0 | 0 | 0 | 0 | 0 | 0 | 0 | 0 | 0 | 0 | 0 | 0 | 0 | 0 | 0
F6_Commercial_Lodging_New_Food Preparation_Natural Gas_Conveyor Oven_E8 | F6 | Commercial | Lodging | New | Food Preparation | Natural Gas | Conveyor Oven | E8 | Utility - Value of Sales | 0 | 0 | 0 | 0 | 0 | 0 | 0 | 0 | 0 | 0 | 0 | 0 | 0 | 0 | 0 | 0 | 0 | 0 | 0 | 0 | 0 | 0 | 0 | 0 | 0 | 0 | 0 | 0 | 0 | 0 | 0 | 0 | 0
F6_Commercial_Lodging_New_Food Preparation_Natural Gas_Conveyor Oven_E9 | F6 | Commercial | Lodging | New | Food Preparation | Natural Gas | Conveyor Oven | E9 | Utility - Value of Sales | 0 | 0 | 0 | 0 | 0 | 0 | 0 | 0 | 0 | 0 | 0 | 0 | 0 | 0 | 0 | 0 | 0 | 0 | 0 | 0 | 0 | 0 | 0 | 0 | 0 | 0 | 0 | 0 | 0 | 0 | 0 | 0 | 0
F6_Commercial_Lodging_New_Food Preparation_Natural Gas_Conveyor Oven_E10 | F6 | Commercial | Lodging | New | Food Preparation | Natural Gas | Conveyor Oven | E10 | Utility - Value of Sales | 0 | 0 | 0 | 0 | 0 | 0 | 0 | 0 | 0 | 0 | 0 | 0 | 0 | 0 | 0 | 0 | 0 | 0 | 0 | 0 | 0 | 0 | 0 | 0 | 0 | 0 | 0 | 0 | 0 | 0 | 0 | 0 | 0
F1_Commercial_Lodging_New_Food Preparation_Natural Gas_Double Rack Oven_E1 | F1 | Commercial | Lodging | New | Food Preparation | Natural Gas | Double Rack Oven | E1 | RVT - Cost of Equipment | 0.55183 | 0.55254 | 0.55556 | 0.55274 | 0.55131 | 0.5535 | 0.55878 | 0.56307 | 0.5683 | 0.57334 | 0.57844 | 0.58326 | 0.58839 | 0.59369 | 0.59884 | 0.6041 | 0.6094 | 0.6151 | 0.62102 | 0.62712 | 0.63298 | 0.63887 | 0.64414 | 0.64943 | 0.654 | 0.65796 | 0.66156 | 0.66467 | 0.6671 | 0.6691 | 0.67019 | 0.67091 | 0.67091
F1_Commercial_Lodging_New_Food Preparation_Natural Gas_Double Rack Oven_E2 | F1 | Commercial | Lodging | New | Food Preparation | Natural Gas | Double Rack Oven | E2 | RVT - Cost of Equipment | 0.301 | 0.30139 | 0.30303 | 0.3015 | 0.30072 | 0.30191 | 0.30479 | 0.30713 | 0.30998 | 0.31273 | 0.31551 | 0.31814 | 0.32094 | 0.32383 | 0.32664 | 0.32951 | 0.3324 | 0.33551 | 0.33874 | 0.34207 | 0.34526 | 0.34847 | 0.35135 | 0.35423 | 0.35673 | 0.35889 | 0.36085 | 0.36255 | 0.36388 | 0.36496 | 0.36556 | 0.36595 | 0.36595
F1_Commercial_Lodging_New_Food Preparation_Natural Gas_Double Rack Oven_E3 | F1 | Commercial | Lodging | New | Food Preparation | Natural Gas | Double Rack Oven | E3 | RVT - Cost of Equipment | 0 | 0 | 0 | 0 | 0 | 0 | 0 | 0 | 0 | 0 | 0 | 0 | 0 | 0 | 0 | 0 | 0 | 0 | 0 | 0 | 0 | 0 | 0 | 0 | 0 | 0 | 0 | 0 | 0 | 0 | 0 | 0 | 0
F1_Commercial_Lodging_New_Food Preparation_Natural Gas_Double Rack Oven_E4 | F1 | Commercial | Lodging | New | Food Preparation | Natural Gas | Double Rack Oven | E4 | RVT - Cost of Equipment | 0 | 0 | 0 | 0 | 0 | 0 | 0 | 0 | 0 | 0 | 0 | 0 | 0 | 0 | 0 | 0 | 0 | 0 | 0 | 0 | 0 | 0 | 0 | 0 | 0 | 0 | 0 | 0 | 0 | 0 | 0 | 0 | 0
F1_Commercial_Lodging_New_Food Preparation_Natural Gas_Double Rack Oven_E5 | F1 | Commercial | Lodging | New | Food Preparation | Natural Gas | Double Rack Oven | E5 | RVT - Cost of Equipment | 0 | 0 | 0 | 0 | 0 | 0 | 0 | 0 | 0 | 0 | 0 | 0 | 0 | 0 | 0 | 0 | 0 | 0 | 0 | 0 | 0 | 0 | 0 | 0 | 0 | 0 | 0 | 0 | 0 | 0 | 0 | 0 | 0
F1_Commercial_Lodging_New_Food Preparation_Natural Gas_Double Rack Oven_E6 | F1 | Commercial | Lodging | New | Food Preparation | Natural Gas | Double Rack Oven | E6 | RVT - Cost of Equipment | 0 | 0 | 0 | 0 | 0 | 0 | 0 | 0 | 0 | 0 | 0 | 0 | 0 | 0 | 0 | 0 | 0 | 0 | 0 | 0 | 0 | 0 | 0 | 0 | 0 | 0 | 0 | 0 | 0 | 0 | 0 | 0 | 0
F1_Commercial_Lodging_New_Food Preparation_Natural Gas_Double Rack Oven_E7 | F1 | Commercial | Lodging | New | Food Preparation | Natural Gas | Double Rack Oven | E7 | RVT - Cost of Equipment | 0 | 0 | 0 | 0 | 0 | 0 | 0 | 0 | 0 | 0 | 0 | 0 | 0 | 0 | 0 | 0 | 0 | 0 | 0 | 0 | 0 | 0 | 0 | 0 | 0 | 0 | 0 | 0 | 0 | 0 | 0 | 0 | 0
F1_Commercial_Lodging_New_Food Preparation_Natural Gas_Double Rack Oven_E8 | F1 | Commercial | Lodging | New | Food Preparation | Natural Gas | Double Rack Oven | E8 | RVT - Cost of Equipment | 0 | 0 | 0 | 0 | 0 | 0 | 0 | 0 | 0 | 0 | 0 | 0 | 0 | 0 | 0 | 0 | 0 | 0 | 0 | 0 | 0 | 0 | 0 | 0 | 0 | 0 | 0 | 0 | 0 | 0 | 0 | 0 | 0
F1_Commercial_Lodging_New_Food Preparation_Natural Gas_Double Rack Oven_E9 | F1 | Commercial | Lodging | New | Food Preparation | Natural Gas | Double Rack Oven | E9 | RVT - Cost of Equipment | 0 | 0 | 0 | 0 | 0 | 0 | 0 | 0 | 0 | 0 | 0 | 0 | 0 | 0 | 0 | 0 | 0 | 0 | 0 | 0 | 0 | 0 | 0 | 0 | 0 | 0 | 0 | 0 | 0 | 0 | 0 | 0 | 0
F1_Commercial_Lodging_New_Food Preparation_Natural Gas_Double Rack Oven_E10 | F1 | Commercial | Lodging | New | Food Preparation | Natural Gas | Double Rack Oven | E10 | RVT - Cost of Equipment | 0 | 0 | 0 | 0 | 0 | 0 | 0 | 0 | 0 | 0 | 0 | 0 | 0 | 0 | 0 | 0 | 0 | 0 | 0 | 0 | 0 | 0 | 0 | 0 | 0 | 0 | 0 | 0 | 0 | 0 | 0 | 0 | 0
F2_Commercial_Lodging_New_Food Preparation_Natural Gas_Double Rack Oven_E1 | F2 | Commercial | Lodging | New | Food Preparation | Natural Gas | Double Rack Oven | E1 | RVT - Cost of Operation | 0.66113 | 0.66198 | 0.66559 | 0.66222 | 0.66051 | 0.66313 | 0.66945 | 0.67459 | 0.68086 | 0.6869 | 0.69301 | 0.69878 | 0.70492 | 0.71128 | 0.71745 | 0.72375 | 0.7301 | 0.73693 | 0.74402 | 0.75133 | 0.75835 | 0.7654 | 0.77172 | 0.77805 | 0.78354 | 0.78828 | 0.7926 | 0.79632 | 0.79923 | 0.80162 | 0.80293 | 0.8038 | 0.8038
F2_Commercial_Lodging_New_Food Preparation_Natural Gas_Double Rack Oven_E2 | F2 | Commercial | Lodging | New | Food Preparation | Natural Gas | Double Rack Oven | E2 | RVT - Cost of Operation | 0.36062 | 0.36108 | 0.36305 | 0.36121 | 0.36028 | 0.36171 | 0.36516 | 0.36796 | 0.37138 | 0.37467 | 0.37801 | 0.38115 | 0.3845 | 0.38797 | 0.39133 | 0.39477 | 0.39824 | 0.40196 | 0.40583 | 0.40982 | 0.41365 | 0.41749 | 0.42094 | 0.42439 | 0.42739 | 0.42997 | 0.43233 | 0.43436 | 0.43595 | 0.43725 | 0.43796 | 0.43844 | 0.43844
F2_Commercial_Lodging_New_Food Preparation_Natural Gas_Double Rack Oven_E3 | F2 | Commercial | Lodging | New | Food Preparation | Natural Gas | Double Rack Oven | E3 | RVT - Cost of Operation | 0 | 0 | 0 | 0 | 0 | 0 | 0 | 0 | 0 | 0 | 0 | 0 | 0 | 0 | 0 | 0 | 0 | 0 | 0 | 0 | 0 | 0 | 0 | 0 | 0 | 0 | 0 | 0 | 0 | 0 | 0 | 0 | 0
F2_Commercial_Lodging_New_Food Preparation_Natural Gas_Double Rack Oven_E4 | F2 | Commercial | Lodging | New | Food Preparation | Natural Gas | Double Rack Oven | E4 | RVT - Cost of Operation | 0 | 0 | 0 | 0 | 0 | 0 | 0 | 0 | 0 | 0 | 0 | 0 | 0 | 0 | 0 | 0 | 0 | 0 | 0 | 0 | 0 | 0 | 0 | 0 | 0 | 0 | 0 | 0 | 0 | 0 | 0 | 0 | 0
F2_Commercial_Lodging_New_Food Preparation_Natural Gas_Double Rack Oven_E5 | F2 | Commercial | Lodging | New | Food Preparation | Natural Gas | Double Rack Oven | E5 | RVT - Cost of Operation | 0 | 0 | 0 | 0 | 0 | 0 | 0 | 0 | 0 | 0 | 0 | 0 | 0 | 0 | 0 | 0 | 0 | 0 | 0 | 0 | 0 | 0 | 0 | 0 | 0 | 0 | 0 | 0 | 0 | 0 | 0 | 0 | 0
F2_Commercial_Lodging_New_Food Preparation_Natural Gas_Double Rack Oven_E6 | F2 | Commercial | Lodging | New | Food Preparation | Natural Gas | Double Rack Oven | E6 | RVT - Cost of Operation | 0 | 0 | 0 | 0 | 0 | 0 | 0 | 0 | 0 | 0 | 0 | 0 | 0 | 0 | 0 | 0 | 0 | 0 | 0 | 0 | 0 | 0 | 0 | 0 | 0 | 0 | 0 | 0 | 0 | 0 | 0 | 0 | 0
F2_Commercial_Lodging_New_Food Preparation_Natural Gas_Double Rack Oven_E7 | F2 | Commercial | Lodging | New | Food Preparation | Natural Gas | Double Rack Oven | E7 | RVT - Cost of Operation | 0 | 0 | 0 | 0 | 0 | 0 | 0 | 0 | 0 | 0 | 0 | 0 | 0 | 0 | 0 | 0 | 0 | 0 | 0 | 0 | 0 | 0 | 0 | 0 | 0 | 0 | 0 | 0 | 0 | 0 | 0 | 0 | 0
F2_Commercial_Lodging_New_Food Preparation_Natural Gas_Double Rack Oven_E8 | F2 | Commercial | Lodging | New | Food Preparation | Natural Gas | Double Rack Oven | E8 | RVT - Cost of Operation | 0 | 0 | 0 | 0 | 0 | 0 | 0 | 0 | 0 | 0 | 0 | 0 | 0 | 0 | 0 | 0 | 0 | 0 | 0 | 0 | 0 | 0 | 0 | 0 | 0 | 0 | 0 | 0 | 0 | 0 | 0 | 0 | 0
F2_Commercial_Lodging_New_Food Preparation_Natural Gas_Double Rack Oven_E9 | F2 | Commercial | Lodging | New | Food Preparation | Natural Gas | Double Rack Oven | E9 | RVT - Cost of Operation | 0 | 0 | 0 | 0 | 0 | 0 | 0 | 0 | 0 | 0 | 0 | 0 | 0 | 0 | 0 | 0 | 0 | 0 | 0 | 0 | 0 | 0 | 0 | 0 | 0 | 0 | 0 | 0 | 0 | 0 | 0 | 0 | 0
F2_Commercial_Lodging_New_Food Preparation_Natural Gas_Double Rack Oven_E10 | F2 | Commercial | Lodging | New | Food Preparation | Natural Gas | Double Rack Oven | E10 | RVT - Cost of Operation | 0 | 0 | 0 | 0 | 0 | 0 | 0 | 0 | 0 | 0 | 0 | 0 | 0 | 0 | 0 | 0 | 0 | 0 | 0 | 0 | 0 | 0 | 0 | 0 | 0 | 0 | 0 | 0 | 0 | 0 | 0 | 0 | 0
F3_Commercial_Lodging_New_Food Preparation_Natural Gas_Double Rack Oven_E1 | F3 | Commercial | Lodging | New | Food Preparation | Natural Gas | Double Rack Oven | E1 | System - kBTUs of Consumption | 0.10891 | 0.10891 | 0.10891 | 0.10891 | 0.10891 | 0.10891 | 0.10891 | 0.10891 | 0.10891 | 0.10891 | 0.10891 | 0.10891 | 0.10891 | 0.10891 | 0.10891 | 0.10891 | 0.10891 | 0.10891 | 0.10891 | 0.10891 | 0.10891 | 0.10891 | 0.10891 | 0.10891 | 0.10891 | 0.10891 | 0.10891 | 0.10891 | 0.10891 | 0.10891 | 0.10891 | 0.10891 | 0.10891
F3_Commercial_Lodging_New_Food Preparation_Natural Gas_Double Rack Oven_E2 | F3 | Commercial | Lodging | New | Food Preparation | Natural Gas | Double Rack Oven | E2 | System - kBTUs of Consumption | 0.14484 | 0.14484 | 0.14484 | 0.14484 | 0.14484 | 0.14484 | 0.14484 | 0.14484 | 0.14484 | 0.14484 | 0.14484 | 0.14484 | 0.14484 | 0.14484 | 0.14484 | 0.14484 | 0.14484 | 0.14484 | 0.14484 | 0.14484 | 0.14484 | 0.14484 | 0.14484 | 0.14484 | 0.14484 | 0.14484 | 0.14484 | 0.14484 | 0.14484 | 0.14484 | 0.14484 | 0.14484 | 0.14484
F3_Commercial_Lodging_New_Food Preparation_Natural Gas_Double Rack Oven_E3 | F3 | Commercial | Lodging | New | Food Preparation | Natural Gas | Double Rack Oven | E3 | System - kBTUs of Consumption | 0 | 0 | 0 | 0 | 0 | 0 | 0 | 0 | 0 | 0 | 0 | 0 | 0 | 0 | 0 | 0 | 0 | 0 | 0 | 0 | 0 | 0 | 0 | 0 | 0 | 0 | 0 | 0 | 0 | 0 | 0 | 0 | 0
F3_Commercial_Lodging_New_Food Preparation_Natural Gas_Double Rack Oven_E4 | F3 | Commercial | Lodging | New | Food Preparation | Natural Gas | Double Rack Oven | E4 | System - kBTUs of Consumption | 0 | 0 | 0 | 0 | 0 | 0 | 0 | 0 | 0 | 0 | 0 | 0 | 0 | 0 | 0 | 0 | 0 | 0 | 0 | 0 | 0 | 0 | 0 | 0 | 0 | 0 | 0 | 0 | 0 | 0 | 0 | 0 | 0
F3_Commercial_Lodging_New_Food Preparation_Natural Gas_Double Rack Oven_E5 | F3 | Commercial | Lodging | New | Food Preparation | Natural Gas | Double Rack Oven | E5 | System - kBTUs of Consumption | 0 | 0 | 0 | 0 | 0 | 0 | 0 | 0 | 0 | 0 | 0 | 0 | 0 | 0 | 0 | 0 | 0 | 0 | 0 | 0 | 0 | 0 | 0 | 0 | 0 | 0 | 0 | 0 | 0 | 0 | 0 | 0 | 0
F3_Commercial_Lodging_New_Food Preparation_Natural Gas_Double Rack Oven_E6 | F3 | Commercial | Lodging | New | Food Preparation | Natural Gas | Double Rack Oven | E6 | System - kBTUs of Consumption | 0 | 0 | 0 | 0 | 0 | 0 | 0 | 0 | 0 | 0 | 0 | 0 | 0 | 0 | 0 | 0 | 0 | 0 | 0 | 0 | 0 | 0 | 0 | 0 | 0 | 0 | 0 | 0 | 0 | 0 | 0 | 0 | 0
F3_Commercial_Lodging_New_Food Preparation_Natural Gas_Double Rack Oven_E7 | F3 | Commercial | Lodging | New | Food Preparation | Natural Gas | Double Rack Oven | E7 | System - kBTUs of Consumption | 0 | 0 | 0 | 0 | 0 | 0 | 0 | 0 | 0 | 0 | 0 | 0 | 0 | 0 | 0 | 0 | 0 | 0 | 0 | 0 | 0 | 0 | 0 | 0 | 0 | 0 | 0 | 0 | 0 | 0 | 0 | 0 | 0
F3_Commercial_Lodging_New_Food Preparation_Natural Gas_Double Rack Oven_E8 | F3 | Commercial | Lodging | New | Food Preparation | Natural Gas | Double Rack Oven | E8 | System - kBTUs of Consumption | 0 | 0 | 0 | 0 | 0 | 0 | 0 | 0 | 0 | 0 | 0 | 0 | 0 | 0 | 0 | 0 | 0 | 0 | 0 | 0 | 0 | 0 | 0 | 0 | 0 | 0 | 0 | 0 | 0 | 0 | 0 | 0 | 0
F3_Commercial_Lodging_New_Food Preparation_Natural Gas_Double Rack Oven_E9 | F3 | Commercial | Lodging | New | Food Preparation | Natural Gas | Double Rack Oven | E9 | System - kBTUs of Consumption | 0 | 0 | 0 | 0 | 0 | 0 | 0 | 0 | 0 | 0 | 0 | 0 | 0 | 0 | 0 | 0 | 0 | 0 | 0 | 0 | 0 | 0 | 0 | 0 | 0 | 0 | 0 | 0 | 0 | 0 | 0 | 0 | 0
F3_Commercial_Lodging_New_Food Preparation_Natural Gas_Double Rack Oven_E10 | F3 | Commercial | Lodging | New | Food Preparation | Natural Gas | Double Rack Oven | E10 | System - kBTUs of Consumption | 0 | 0 | 0 | 0 | 0 | 0 | 0 | 0 | 0 | 0 | 0 | 0 | 0 | 0 | 0 | 0 | 0 | 0 | 0 | 0 | 0 | 0 | 0 | 0 | 0 | 0 | 0 | 0 | 0 | 0 | 0 | 0 | 0
F4_Commercial_Lodging_New_Food Preparation_Natural Gas_Double Rack Oven_E1 | F4 | Commercial | Lodging | New | Food Preparation | Natural Gas | Double Rack Oven | E1 | Utility - Cost of Equipment | 0.66113 | 0.66198 | 0.66559 | 0.66222 | 0.66051 | 0.66313 | 0.66945 | 0.67459 | 0.68086 | 0.6869 | 0.69301 | 0.69878 | 0.70492 | 0.71128 | 0.71745 | 0.72375 | 0.7301 | 0.73693 | 0.74402 | 0.75133 | 0.75835 | 0.7654 | 0.77172 | 0.77805 | 0.78354 | 0.78828 | 0.7926 | 0.79632 | 0.79923 | 0.80162 | 0.80293 | 0.8038 | 0.8038
F4_Commercial_Lodging_New_Food Preparation_Natural Gas_Double Rack Oven_E2 | F4 | Commercial | Lodging | New | Food Preparation | Natural Gas | Double Rack Oven | E2 | Utility - Cost of Equipment | 0.36062 | 0.36108 | 0.36305 | 0.36121 | 0.36028 | 0.36171 | 0.36516 | 0.36796 | 0.37138 | 0.37467 | 0.37801 | 0.38115 | 0.3845 | 0.38797 | 0.39133 | 0.39477 | 0.39824 | 0.40196 | 0.40583 | 0.40982 | 0.41365 | 0.41749 | 0.42094 | 0.42439 | 0.42739 | 0.42997 | 0.43233 | 0.43436 | 0.43595 | 0.43725 | 0.43796 | 0.43844 | 0.43844
F4_Commercial_Lodging_New_Food Preparation_Natural Gas_Double Rack Oven_E3 | F4 | Commercial | Lodging | New | Food Preparation | Natural Gas | Double Rack Oven | E3 | Utility - Cost of Equipment | 0 | 0 | 0 | 0 | 0 | 0 | 0 | 0 | 0 | 0 | 0 | 0 | 0 | 0 | 0 | 0 | 0 | 0 | 0 | 0 | 0 | 0 | 0 | 0 | 0 | 0 | 0 | 0 | 0 | 0 | 0 | 0 | 0
F4_Commercial_Lodging_New_Food Preparation_Natural Gas_Double Rack Oven_E4 | F4 | Commercial | Lodging | New | Food Preparation | Natural Gas | Double Rack Oven | E4 | Utility - Cost of Equipment | 0 | 0 | 0 | 0 | 0 | 0 | 0 | 0 | 0 | 0 | 0 | 0 | 0 | 0 | 0 | 0 | 0 | 0 | 0 | 0 | 0 | 0 | 0 | 0 | 0 | 0 | 0 | 0 | 0 | 0 | 0 | 0 | 0
F4_Commercial_Lodging_New_Food Preparation_Natural Gas_Double Rack Oven_E5 | F4 | Commercial | Lodging | New | Food Preparation | Natural Gas | Double Rack Oven | E5 | Utility - Cost of Equipment | 0 | 0 | 0 | 0 | 0 | 0 | 0 | 0 | 0 | 0 | 0 | 0 | 0 | 0 | 0 | 0 | 0 | 0 | 0 | 0 | 0 | 0 | 0 | 0 | 0 | 0 | 0 | 0 | 0 | 0 | 0 | 0 | 0
F4_Commercial_Lodging_New_Food Preparation_Natural Gas_Double Rack Oven_E6 | F4 | Commercial | Lodging | New | Food Preparation | Natural Gas | Double Rack Oven | E6 | Utility - Cost of Equipment | 0 | 0 | 0 | 0 | 0 | 0 | 0 | 0 | 0 | 0 | 0 | 0 | 0 | 0 | 0 | 0 | 0 | 0 | 0 | 0 | 0 | 0 | 0 | 0 | 0 | 0 | 0 | 0 | 0 | 0 | 0 | 0 | 0
F4_Commercial_Lodging_New_Food Preparation_Natural Gas_Double Rack Oven_E7 | F4 | Commercial | Lodging | New | Food Preparation | Natural Gas | Double Rack Oven | E7 | Utility - Cost of Equipment | 0 | 0 | 0 | 0 | 0 | 0 | 0 | 0 | 0 | 0 | 0 | 0 | 0 | 0 | 0 | 0 | 0 | 0 | 0 | 0 | 0 | 0 | 0 | 0 | 0 | 0 | 0 | 0 | 0 | 0 | 0 | 0 | 0
F4_Commercial_Lodging_New_Food Preparation_Natural Gas_Double Rack Oven_E8 | F4 | Commercial | Lodging | New | Food Preparation | Natural Gas | Double Rack Oven | E8 | Utility - Cost of Equipment | 0 | 0 | 0 | 0 | 0 | 0 | 0 | 0 | 0 | 0 | 0 | 0 | 0 | 0 | 0 | 0 | 0 | 0 | 0 | 0 | 0 | 0 | 0 | 0 | 0 | 0 | 0 | 0 | 0 | 0 | 0 | 0 | 0
F4_Commercial_Lodging_New_Food Preparation_Natural Gas_Double Rack Oven_E9 | F4 | Commercial | Lodging | New | Food Preparation | Natural Gas | Double Rack Oven | E9 | Utility - Cost of Equipment | 0 | 0 | 0 | 0 | 0 | 0 | 0 | 0 | 0 | 0 | 0 | 0 | 0 | 0 | 0 | 0 | 0 | 0 | 0 | 0 | 0 | 0 | 0 | 0 | 0 | 0 | 0 | 0 | 0 | 0 | 0 | 0 | 0
F4_Commercial_Lodging_New_Food Preparation_Natural Gas_Double Rack Oven_E10 | F4 | Commercial | Lodging | New | Food Preparation | Natural Gas | Double Rack Oven | E10 | Utility - Cost of Equipment | 0 | 0 | 0 | 0 | 0 | 0 | 0 | 0 | 0 | 0 | 0 | 0 | 0 | 0 | 0 | 0 | 0 | 0 | 0 | 0 | 0 | 0 | 0 | 0 | 0 | 0 | 0 | 0 | 0 | 0 | 0 | 0 | 0
F5_Commercial_Lodging_New_Food Preparation_Natural Gas_Double Rack Oven_E1 | F5 | Commercial | Lodging | New | Food Preparation | Natural Gas | Double Rack Oven | E1 | Utility - Cost of Operation | 0.10891 | 0.10891 | 0.10891 | 0.10891 | 0.10891 | 0.10891 | 0.10891 | 0.10891 | 0.10891 | 0.10891 | 0.10891 | 0.10891 | 0.10891 | 0.10891 | 0.10891 | 0.10891 | 0.10891 | 0.10891 | 0.10891 | 0.10891 | 0.10891 | 0.10891 | 0.10891 | 0.10891 | 0.10891 | 0.10891 | 0.10891 | 0.10891 | 0.10891 | 0.10891 | 0.10891 | 0.10891 | 0.10891
F5_Commercial_Lodging_New_Food Preparation_Natural Gas_Double Rack Oven_E2 | F5 | Commercial | Lodging | New | Food Preparation | Natural Gas | Double Rack Oven | E2 | Utility - Cost of Operation | 0.14484 | 0.14484 | 0.14484 | 0.14484 | 0.14484 | 0.14484 | 0.14484 | 0.14484 | 0.14484 | 0.14484 | 0.14484 | 0.14484 | 0.14484 | 0.14484 | 0.14484 | 0.14484 | 0.14484 | 0.14484 | 0.14484 | 0.14484 | 0.14484 | 0.14484 | 0.14484 | 0.14484 | 0.14484 | 0.14484 | 0.14484 | 0.14484 | 0.14484 | 0.14484 | 0.14484 | 0.14484 | 0.14484
F5_Commercial_Lodging_New_Food Preparation_Natural Gas_Double Rack Oven_E3 | F5 | Commercial | Lodging | New | Food Preparation | Natural Gas | Double Rack Oven | E3 | Utility - Cost of Operation | 0 | 0 | 0 | 0 | 0 | 0 | 0 | 0 | 0 | 0 | 0 | 0 | 0 | 0 | 0 | 0 | 0 | 0 | 0 | 0 | 0 | 0 | 0 | 0 | 0 | 0 | 0 | 0 | 0 | 0 | 0 | 0 | 0
F5_Commercial_Lodging_New_Food Preparation_Natural Gas_Double Rack Oven_E4 | F5 | Commercial | Lodging | New | Food Preparation | Natural Gas | Double Rack Oven | E4 | Utility - Cost of Operation | 0 | 0 | 0 | 0 | 0 | 0 | 0 | 0 | 0 | 0 | 0 | 0 | 0 | 0 | 0 | 0 | 0 | 0 | 0 | 0 | 0 | 0 | 0 | 0 | 0 | 0 | 0 | 0 | 0 | 0 | 0 | 0 | 0
F5_Commercial_Lodging_New_Food Preparation_Natural Gas_Double Rack Oven_E5 | F5 | Commercial | Lodging | New | Food Preparation | Natural Gas | Double Rack Oven | E5 | Utility - Cost of Operation | 0 | 0 | 0 | 0 | 0 | 0 | 0 | 0 | 0 | 0 | 0 | 0 | 0 | 0 | 0 | 0 | 0 | 0 | 0 | 0 | 0 | 0 | 0 | 0 | 0 | 0 | 0 | 0 | 0 | 0 | 0 | 0 | 0
F5_Commercial_Lodging_New_Food Preparation_Natural Gas_Double Rack Oven_E6 | F5 | Commercial | Lodging | New | Food Preparation | Natural Gas | Double Rack Oven | E6 | Utility - Cost of Operation | 0 | 0 | 0 | 0 | 0 | 0 | 0 | 0 | 0 | 0 | 0 | 0 | 0 | 0 | 0 | 0 | 0 | 0 | 0 | 0 | 0 | 0 | 0 | 0 | 0 | 0 | 0 | 0 | 0 | 0 | 0 | 0 | 0
F5_Commercial_Lodging_New_Food Preparation_Natural Gas_Double Rack Oven_E7 | F5 | Commercial | Lodging | New | Food Preparation | Natural Gas | Double Rack Oven | E7 | Utility - Cost of Operation | 0 | 0 | 0 | 0 | 0 | 0 | 0 | 0 | 0 | 0 | 0 | 0 | 0 | 0 | 0 | 0 | 0 | 0 | 0 | 0 | 0 | 0 | 0 | 0 | 0 | 0 | 0 | 0 | 0 | 0 | 0 | 0 | 0
F5_Commercial_Lodging_New_Food Preparation_Natural Gas_Double Rack Oven_E8 | F5 | Commercial | Lodging | New | Food Preparation | Natural Gas | Double Rack Oven | E8 | Utility - Cost of Operation | 0 | 0 | 0 | 0 | 0 | 0 | 0 | 0 | 0 | 0 | 0 | 0 | 0 | 0 | 0 | 0 | 0 | 0 | 0 | 0 | 0 | 0 | 0 | 0 | 0 | 0 | 0 | 0 | 0 | 0 | 0 | 0 | 0
F5_Commercial_Lodging_New_Food Preparation_Natural Gas_Double Rack Oven_E9 | F5 | Commercial | Lodging | New | Food Preparation | Natural Gas | Double Rack Oven | E9 | Utility - Cost of Operation | 0 | 0 | 0 | 0 | 0 | 0 | 0 | 0 | 0 | 0 | 0 | 0 | 0 | 0 | 0 | 0 | 0 | 0 | 0 | 0 | 0 | 0 | 0 | 0 | 0 | 0 | 0 | 0 | 0 | 0 | 0 | 0 | 0
F5_Commercial_Lodging_New_Food Preparation_Natural Gas_Double Rack Oven_E10 | F5 | Commercial | Lodging | New | Food Preparation | Natural Gas | Double Rack Oven | E10 | Utility - Cost of Operation | 0 | 0 | 0 | 0 | 0 | 0 | 0 | 0 | 0 | 0 | 0 | 0 | 0 | 0 | 0 | 0 | 0 | 0 | 0 | 0 | 0 | 0 | 0 | 0 | 0 | 0 | 0 | 0 | 0 | 0 | 0 | 0 | 0
F6_Commercial_Lodging_New_Food Preparation_Natural Gas_Double Rack Oven_E1 | F6 | Commercial | Lodging | New | Food Preparation | Natural Gas | Double Rack Oven | E1 | Utility - Value of Sales | 0.34996 | 0.35152 | 0.35404 | 0.35349 | 0.35349 | 0.35349 | 0.35349 | 0.35349 | 0.35349 | 0.35349 | 0.35349 | 0.35349 | 0.35349 | 0.35349 | 0.35349 | 0.35349 | 0.35349 | 0.35349 | 0.35349 | 0.35349 | 0.35349 | 0.35349 | 0.35349 | 0.35349 | 0.35349 | 0.35349 | 0.35349 | 0.35349 | 0.35349 | 0.35349 | 0.35349 | 0.35349 | 0.35349
F6_Commercial_Lodging_New_Food Preparation_Natural Gas_Double Rack Oven_E2 | F6 | Commercial | Lodging | New | Food Preparation | Natural Gas | Double Rack Oven | E2 | Utility - Value of Sales | 0.19088 | 0.19174 | 0.19311 | 0.19281 | 0.19281 | 0.19281 | 0.19281 | 0.19281 | 0.19281 | 0.19281 | 0.19281 | 0.19281 | 0.19281 | 0.19281 | 0.19281 | 0.19281 | 0.19281 | 0.19281 | 0.19281 | 0.19281 | 0.19281 | 0.19281 | 0.19281 | 0.19281 | 0.19281 | 0.19281 | 0.19281 | 0.19281 | 0.19281 | 0.19281 | 0.19281 | 0.19281 | 0.19281
F6_Commercial_Lodging_New_Food Preparation_Natural Gas_Double Rack Oven_E3 | F6 | Commercial | Lodging | New | Food Preparation | Natural Gas | Double Rack Oven | E3 | Utility - Value of Sales | 0 | 0 | 0 | 0 | 0 | 0 | 0 | 0 | 0 | 0 | 0 | 0 | 0 | 0 | 0 | 0 | 0 | 0 | 0 | 0 | 0 | 0 | 0 | 0 | 0 | 0 | 0 | 0 | 0 | 0 | 0 | 0 | 0
F6_Commercial_Lodging_New_Food Preparation_Natural Gas_Double Rack Oven_E4 | F6 | Commercial | Lodging | New | Food Preparation | Natural Gas | Double Rack Oven | E4 | Utility - Value of Sales | 0 | 0 | 0 | 0 | 0 | 0 | 0 | 0 | 0 | 0 | 0 | 0 | 0 | 0 | 0 | 0 | 0 | 0 | 0 | 0 | 0 | 0 | 0 | 0 | 0 | 0 | 0 | 0 | 0 | 0 | 0 | 0 | 0
F6_Commercial_Lodging_New_Food Preparation_Natural Gas_Double Rack Oven_E5 | F6 | Commercial | Lodging | New | Food Preparation | Natural Gas | Double Rack Oven | E5 | Utility - Value of Sales | 0 | 0 | 0 | 0 | 0 | 0 | 0 | 0 | 0 | 0 | 0 | 0 | 0 | 0 | 0 | 0 | 0 | 0 | 0 | 0 | 0 | 0 | 0 | 0 | 0 | 0 | 0 | 0 | 0 | 0 | 0 | 0 | 0
F6_Commercial_Lodging_New_Food Preparation_Natural Gas_Double Rack Oven_E6 | F6 | Commercial | Lodging | New | Food Preparation | Natural Gas | Double Rack Oven | E6 | Utility - Value of Sales | 0 | 0 | 0 | 0 | 0 | 0 | 0 | 0 | 0 | 0 | 0 | 0 | 0 | 0 | 0 | 0 | 0 | 0 | 0 | 0 | 0 | 0 | 0 | 0 | 0 | 0 | 0 | 0 | 0 | 0 | 0 | 0 | 0
F6_Commercial_Lodging_New_Food Preparation_Natural Gas_Double Rack Oven_E7 | F6 | Commercial | Lodging | New | Food Preparation | Natural Gas | Double Rack Oven | E7 | Utility - Value of Sales | 0 | 0 | 0 | 0 | 0 | 0 | 0 | 0 | 0 | 0 | 0 | 0 | 0 | 0 | 0 | 0 | 0 | 0 | 0 | 0 | 0 | 0 | 0 | 0 | 0 | 0 | 0 | 0 | 0 | 0 | 0 | 0 | 0
F6_Commercial_Lodging_New_Food Preparation_Natural Gas_Double Rack Oven_E8 | F6 | Commercial | Lodging | New | Food Preparation | Natural Gas | Double Rack Oven | E8 | Utility - Value of Sales | 0 | 0 | 0 | 0 | 0 | 0 | 0 | 0 | 0 | 0 | 0 | 0 | 0 | 0 | 0 | 0 | 0 | 0 | 0 | 0 | 0 | 0 | 0 | 0 | 0 | 0 | 0 | 0 | 0 | 0 | 0 | 0 | 0
F6_Commercial_Lodging_New_Food Preparation_Natural Gas_Double Rack Oven_E9 | F6 | Commercial | Lodging | New | Food Preparation | Natural Gas | Double Rack Oven | E9 | Utility - Value of Sales | 0 | 0 | 0 | 0 | 0 | 0 | 0 | 0 | 0 | 0 | 0 | 0 | 0 | 0 | 0 | 0 | 0 | 0 | 0 | 0 | 0 | 0 | 0 | 0 | 0 | 0 | 0 | 0 | 0 | 0 | 0 | 0 | 0
F6_Commercial_Lodging_New_Food Preparation_Natural Gas_Double Rack Oven_E10 | F6 | Commercial | Lodging | New | Food Preparation | Natural Gas | Double Rack Oven | E10 | Utility - Value of Sales | 0 | 0 | 0 | 0 | 0 | 0 | 0 | 0 | 0 | 0 | 0 | 0 | 0 | 0 | 0 | 0 | 0 | 0 | 0 | 0 | 0 | 0 | 0 | 0 | 0 | 0 | 0 | 0 | 0 | 0 | 0 | 0 | 0
F1_Commercial_Lodging_New_Food Preparation_Natural Gas_Fryer_E1 | F1 | Commercial | Lodging | New | Food Preparation | Natural Gas | Fryer | E1 | RVT - Cost of Equipment | 0.27447 | 0.27417 | 0.27535 | 0 | 0 | 0 | 0 | 0 | 0 | 0 | 0 | 0 | 0 | 0 | 0 | 0 | 0 | 0 | 0 | 0 | 0 | 0 | 0 | 0 | 0 | 0 | 0 | 0 | 0 | 0 | 0 | 0 | 0
F1_Commercial_Lodging_New_Food Preparation_Natural Gas_Fryer_E2 | F1 | Commercial | Lodging | New | Food Preparation | Natural Gas | Fryer | E2 | RVT - Cost of Equipment | 0.18444 | 0.18424 | 0.18503 | 0.18337 | 0.18231 | 0.18281 | 0.18464 | 0.18608 | 0.18788 | 0.18958 | 0.19126 | 0.1928 | 0.19443 | 0.19614 | 0.19776 | 0.19943 | 0.20109 | 0.20293 | 0.20485 | 0.20689 | 0.20889 | 0.21103 | 0.21303 | 0.21516 | 0.21706 | 0.21874 | 0.22027 | 0.2216 | 0.22263 | 0.22348 | 0.22394 | 0.22425 | 0.22425
F1_Commercial_Lodging_New_Food Preparation_Natural Gas_Fryer_E3 | F1 | Commercial | Lodging | New | Food Preparation | Natural Gas | Fryer | E3 | RVT - Cost of Equipment | 0 | 0 | 0 | 0 | 0 | 0 | 0 | 0 | 0 | 0 | 0 | 0 | 0 | 0 | 0 | 0 | 0 | 0 | 0 | 0 | 0 | 0 | 0 | 0 | 0 | 0 | 0 | 0 | 0 | 0 | 0 | 0 | 0
F1_Commercial_Lodging_New_Food Preparation_Natural Gas_Fryer_E4 | F1 | Commercial | Lodging | New | Food Preparation | Natural Gas | Fryer | E4 | RVT - Cost of Equipment | 0 | 0 | 0 | 0 | 0 | 0 | 0 | 0 | 0 | 0 | 0 | 0 | 0 | 0 | 0 | 0 | 0 | 0 | 0 | 0 | 0 | 0 | 0 | 0 | 0 | 0 | 0 | 0 | 0 | 0 | 0 | 0 | 0
F1_Commercial_Lodging_New_Food Preparation_Natural Gas_Fryer_E5 | F1 | Commercial | Lodging | New | Food Preparation | Natural Gas | Fryer | E5 | RVT - Cost of Equipment | 0 | 0 | 0 | 0 | 0 | 0 | 0 | 0 | 0 | 0 | 0 | 0 | 0 | 0 | 0 | 0 | 0 | 0 | 0 | 0 | 0 | 0 | 0 | 0 | 0 | 0 | 0 | 0 | 0 | 0 | 0 | 0 | 0
F1_Commercial_Lodging_New_Food Preparation_Natural Gas_Fryer_E6 | F1 | Commercial | Lodging | New | Food Preparation | Natural Gas | Fryer | E6 | RVT - Cost of Equipment | 0 | 0 | 0 | 0 | 0 | 0 | 0 | 0 | 0 | 0 | 0 | 0 | 0 | 0 | 0 | 0 | 0 | 0 | 0 | 0 | 0 | 0 | 0 | 0 | 0 | 0 | 0 | 0 | 0 | 0 | 0 | 0 | 0
F1_Commercial_Lodging_New_Food Preparation_Natural Gas_Fryer_E7 | F1 | Commercial | Lodging | New | Food Preparation | Natural Gas | Fryer | E7 | RVT - Cost of Equipment | 0 | 0 | 0 | 0 | 0 | 0 | 0 | 0 | 0 | 0 | 0 | 0 | 0 | 0 | 0 | 0 | 0 | 0 | 0 | 0 | 0 | 0 | 0 | 0 | 0 | 0 | 0 | 0 | 0 | 0 | 0 | 0 | 0
F1_Commercial_Lodging_New_Food Preparation_Natural Gas_Fryer_E8 | F1 | Commercial | Lodging | New | Food Preparation | Natural Gas | Fryer | E8 | RVT - Cost of Equipment | 0 | 0 | 0 | 0 | 0 | 0 | 0 | 0 | 0 | 0 | 0 | 0 | 0 | 0 | 0 | 0 | 0 | 0 | 0 | 0 | 0 | 0 | 0 | 0 | 0 | 0 | 0 | 0 | 0 | 0 | 0 | 0 | 0
F1_Commercial_Lodging_New_Food Preparation_Natural Gas_Fryer_E9 | F1 | Commercial | Lodging | New | Food Preparation | Natural Gas | Fryer | E9 | RVT - Cost of Equipment | 0 | 0 | 0 | 0 | 0 | 0 | 0 | 0 | 0 | 0 | 0 | 0 | 0 | 0 | 0 | 0 | 0 | 0 | 0 | 0 | 0 | 0 | 0 | 0 | 0 | 0 | 0 | 0 | 0 | 0 | 0 | 0 | 0
F1_Commercial_Lodging_New_Food Preparation_Natural Gas_Fryer_E10 | F1 | Commercial | Lodging | New | Food Preparation | Natural Gas | Fryer | E10 | RVT - Cost of Equipment | 0 | 0 | 0 | 0 | 0 | 0 | 0 | 0 | 0 | 0 | 0 | 0 | 0 | 0 | 0 | 0 | 0 | 0 | 0 | 0 | 0 | 0 | 0 | 0 | 0 | 0 | 0 | 0 | 0 | 0 | 0 | 0 | 0
F2_Commercial_Lodging_New_Food Preparation_Natural Gas_Fryer_E1 | F2 | Commercial | Lodging | New | Food Preparation | Natural Gas | Fryer | E1 | RVT - Cost of Operation | 0.32884 | 0.32847 | 0.32989 | 0 | 0 | 0 | 0 | 0 | 0 | 0 | 0 | 0 | 0 | 0 | 0 | 0 | 0 | 0 | 0 | 0 | 0 | 0 | 0 | 0 | 0 | 0 | 0 | 0 | 0 | 0 | 0 | 0 | 0
F2_Commercial_Lodging_New_Food Preparation_Natural Gas_Fryer_E2 | F2 | Commercial | Lodging | New | Food Preparation | Natural Gas | Fryer | E2 | RVT - Cost of Operation | 0.22097 | 0.22073 | 0.22168 | 0.21969 | 0.21842 | 0.21902 | 0.22121 | 0.22293 | 0.22509 | 0.22713 | 0.22914 | 0.23099 | 0.23294 | 0.23499 | 0.23693 | 0.23893 | 0.24091 | 0.24312 | 0.24543 | 0.24787 | 0.25027 | 0.25283 | 0.25522 | 0.25777 | 0.26005 | 0.26207 | 0.2639 | 0.26549 | 0.26673 | 0.26774 | 0.2683 | 0.26867 | 0.26867
F2_Commercial_Lodging_New_Food Preparation_Natural Gas_Fryer_E3 | F2 | Commercial | Lodging | New | Food Preparation | Natural Gas | Fryer | E3 | RVT - Cost of Operation | 0 | 0 | 0 | 0 | 0 | 0 | 0 | 0 | 0 | 0 | 0 | 0 | 0 | 0 | 0 | 0 | 0 | 0 | 0 | 0 | 0 | 0 | 0 | 0 | 0 | 0 | 0 | 0 | 0 | 0 | 0 | 0 | 0
F2_Commercial_Lodging_New_Food Preparation_Natural Gas_Fryer_E4 | F2 | Commercial | Lodging | New | Food Preparation | Natural Gas | Fryer | E4 | RVT - Cost of Operation | 0 | 0 | 0 | 0 | 0 | 0 | 0 | 0 | 0 | 0 | 0 | 0 | 0 | 0 | 0 | 0 | 0 | 0 | 0 | 0 | 0 | 0 | 0 | 0 | 0 | 0 | 0 | 0 | 0 | 0 | 0 | 0 | 0
F2_Commercial_Lodging_New_Food Preparation_Natural Gas_Fryer_E5 | F2 | Commercial | Lodging | New | Food Preparation | Natural Gas | Fryer | E5 | RVT - Cost of Operation | 0 | 0 | 0 | 0 | 0 | 0 | 0 | 0 | 0 | 0 | 0 | 0 | 0 | 0 | 0 | 0 | 0 | 0 | 0 | 0 | 0 | 0 | 0 | 0 | 0 | 0 | 0 | 0 | 0 | 0 | 0 | 0 | 0
F2_Commercial_Lodging_New_Food Preparation_Natural Gas_Fryer_E6 | F2 | Commercial | Lodging | New | Food Preparation | Natural Gas | Fryer | E6 | RVT - Cost of Operation | 0 | 0 | 0 | 0 | 0 | 0 | 0 | 0 | 0 | 0 | 0 | 0 | 0 | 0 | 0 | 0 | 0 | 0 | 0 | 0 | 0 | 0 | 0 | 0 | 0 | 0 | 0 | 0 | 0 | 0 | 0 | 0 | 0
F2_Commercial_Lodging_New_Food Preparation_Natural Gas_Fryer_E7 | F2 | Commercial | Lodging | New | Food Preparation | Natural Gas | Fryer | E7 | RVT - Cost of Operation | 0 | 0 | 0 | 0 | 0 | 0 | 0 | 0 | 0 | 0 | 0 | 0 | 0 | 0 | 0 | 0 | 0 | 0 | 0 | 0 | 0 | 0 | 0 | 0 | 0 | 0 | 0 | 0 | 0 | 0 | 0 | 0 | 0
F2_Commercial_Lodging_New_Food Preparation_Natural Gas_Fryer_E8 | F2 | Commercial | Lodging | New | Food Preparation | Natural Gas | Fryer | E8 | RVT - Cost of Operation | 0 | 0 | 0 | 0 | 0 | 0 | 0 | 0 | 0 | 0 | 0 | 0 | 0 | 0 | 0 | 0 | 0 | 0 | 0 | 0 | 0 | 0 | 0 | 0 | 0 | 0 | 0 | 0 | 0 | 0 | 0 | 0 | 0
F2_Commercial_Lodging_New_Food Preparation_Natural Gas_Fryer_E9 | F2 | Commercial | Lodging | New | Food Preparation | Natural Gas | Fryer | E9 | RVT - Cost of Operation | 0 | 0 | 0 | 0 | 0 | 0 | 0 | 0 | 0 | 0 | 0 | 0 | 0 | 0 | 0 | 0 | 0 | 0 | 0 | 0 | 0 | 0 | 0 | 0 | 0 | 0 | 0 | 0 | 0 | 0 | 0 | 0 | 0
F2_Commercial_Lodging_New_Food Preparation_Natural Gas_Fryer_E10 | F2 | Commercial | Lodging | New | Food Preparation | Natural Gas | Fryer | E10 | RVT - Cost of Operation | 0 | 0 | 0 | 0 | 0 | 0 | 0 | 0 | 0 | 0 | 0 | 0 | 0 | 0 | 0 | 0 | 0 | 0 | 0 | 0 | 0 | 0 | 0 | 0 | 0 | 0 | 0 | 0 | 0 | 0 | 0 | 0 | 0
F3_Commercial_Lodging_New_Food Preparation_Natural Gas_Fryer_E1 | F3 | Commercial | Lodging | New | Food Preparation | Natural Gas | Fryer | E1 | System - kBTUs of Consumption | 0.087592 | 0.087592 | 0.087592 | 0 | 0 | 0 | 0 | 0 | 0 | 0 | 0 | 0 | 0 | 0 | 0 | 0 | 0 | 0 | 0 | 0 | 0 | 0 | 0 | 0 | 0 | 0 | 0 | 0 | 0 | 0 | 0 | 0 | 0
F3_Commercial_Lodging_New_Food Preparation_Natural Gas_Fryer_E2 | F3 | Commercial | Lodging | New | Food Preparation | Natural Gas | Fryer | E2 | System - kBTUs of Consumption | 0.10447 | 0.10447 | 0.10447 | 0.10447 | 0.10447 | 0.10447 | 0.10447 | 0.10447 | 0.10447 | 0.10447 | 0.10447 | 0.10447 | 0.10447 | 0.10447 | 0.10447 | 0.10447 | 0.10447 | 0.10447 | 0.10447 | 0.10447 | 0.10447 | 0.10447 | 0.10447 | 0.10447 | 0.10447 | 0.10447 | 0.10447 | 0.10447 | 0.10447 | 0.10447 | 0.10447 | 0.10447 | 0.10447
F3_Commercial_Lodging_New_Food Preparation_Natural Gas_Fryer_E3 | F3 | Commercial | Lodging | New | Food Preparation | Natural Gas | Fryer | E3 | System - kBTUs of Consumption | 0 | 0 | 0 | 0 | 0 | 0 | 0 | 0 | 0 | 0 | 0 | 0 | 0 | 0 | 0 | 0 | 0 | 0 | 0 | 0 | 0 | 0 | 0 | 0 | 0 | 0 | 0 | 0 | 0 | 0 | 0 | 0 | 0
F3_Commercial_Lodging_New_Food Preparation_Natural Gas_Fryer_E4 | F3 | Commercial | Lodging | New | Food Preparation | Natural Gas | Fryer | E4 | System - kBTUs of Consumption | 0 | 0 | 0 | 0 | 0 | 0 | 0 | 0 | 0 | 0 | 0 | 0 | 0 | 0 | 0 | 0 | 0 | 0 | 0 | 0 | 0 | 0 | 0 | 0 | 0 | 0 | 0 | 0 | 0 | 0 | 0 | 0 | 0
F3_Commercial_Lodging_New_Food Preparation_Natural Gas_Fryer_E5 | F3 | Commercial | Lodging | New | Food Preparation | Natural Gas | Fryer | E5 | System - kBTUs of Consumption | 0 | 0 | 0 | 0 | 0 | 0 | 0 | 0 | 0 | 0 | 0 | 0 | 0 | 0 | 0 | 0 | 0 | 0 | 0 | 0 | 0 | 0 | 0 | 0 | 0 | 0 | 0 | 0 | 0 | 0 | 0 | 0 | 0
F3_Commercial_Lodging_New_Food Preparation_Natural Gas_Fryer_E6 | F3 | Commercial | Lodging | New | Food Preparation | Natural Gas | Fryer | E6 | System - kBTUs of Consumption | 0 | 0 | 0 | 0 | 0 | 0 | 0 | 0 | 0 | 0 | 0 | 0 | 0 | 0 | 0 | 0 | 0 | 0 | 0 | 0 | 0 | 0 | 0 | 0 | 0 | 0 | 0 | 0 | 0 | 0 | 0 | 0 | 0
F3_Commercial_Lodging_New_Food Preparation_Natural Gas_Fryer_E7 | F3 | Commercial | Lodging | New | Food Preparation | Natural Gas | Fryer | E7 | System - kBTUs of Consumption | 0 | 0 | 0 | 0 | 0 | 0 | 0 | 0 | 0 | 0 | 0 | 0 | 0 | 0 | 0 | 0 | 0 | 0 | 0 | 0 | 0 | 0 | 0 | 0 | 0 | 0 | 0 | 0 | 0 | 0 | 0 | 0 | 0
F3_Commercial_Lodging_New_Food Preparation_Natural Gas_Fryer_E8 | F3 | Commercial | Lodging | New | Food Preparation | Natural Gas | Fryer | E8 | System - kBTUs of Consumption | 0 | 0 | 0 | 0 | 0 | 0 | 0 | 0 | 0 | 0 | 0 | 0 | 0 | 0 | 0 | 0 | 0 | 0 | 0 | 0 | 0 | 0 | 0 | 0 | 0 | 0 | 0 | 0 | 0 | 0 | 0 | 0 | 0
F3_Commercial_Lodging_New_Food Preparation_Natural Gas_Fryer_E9 | F3 | Commercial | Lodging | New | Food Preparation | Natural Gas | Fryer | E9 | System - kBTUs of Consumption | 0 | 0 | 0 | 0 | 0 | 0 | 0 | 0 | 0 | 0 | 0 | 0 | 0 | 0 | 0 | 0 | 0 | 0 | 0 | 0 | 0 | 0 | 0 | 0 | 0 | 0 | 0 | 0 | 0 | 0 | 0 | 0 | 0
F3_Commercial_Lodging_New_Food Preparation_Natural Gas_Fryer_E10 | F3 | Commercial | Lodging | New | Food Preparation | Natural Gas | Fryer | E10 | System - kBTUs of Consumption | 0 | 0 | 0 | 0 | 0 | 0 | 0 | 0 | 0 | 0 | 0 | 0 | 0 | 0 | 0 | 0 | 0 | 0 | 0 | 0 | 0 | 0 | 0 | 0 | 0 | 0 | 0 | 0 | 0 | 0 | 0 | 0 | 0
F4_Commercial_Lodging_New_Food Preparation_Natural Gas_Fryer_E1 | F4 | Commercial | Lodging | New | Food Preparation | Natural Gas | Fryer | E1 | Utility - Cost of Equipment | 0.32884 | 0.32847 | 0.32989 | 0 | 0 | 0 | 0 | 0 | 0 | 0 | 0 | 0 | 0 | 0 | 0 | 0 | 0 | 0 | 0 | 0 | 0 | 0 | 0 | 0 | 0 | 0 | 0 | 0 | 0 | 0 | 0 | 0 | 0
F4_Commercial_Lodging_New_Food Preparation_Natural Gas_Fryer_E2 | F4 | Commercial | Lodging | New | Food Preparation | Natural Gas | Fryer | E2 | Utility - Cost of Equipment | 0.22097 | 0.22073 | 0.22168 | 0.21969 | 0.21842 | 0.21902 | 0.22121 | 0.22293 | 0.22509 | 0.22713 | 0.22914 | 0.23099 | 0.23294 | 0.23499 | 0.23693 | 0.23893 | 0.24091 | 0.24312 | 0.24543 | 0.24787 | 0.25027 | 0.25283 | 0.25522 | 0.25777 | 0.26005 | 0.26207 | 0.2639 | 0.26549 | 0.26673 | 0.26774 | 0.2683 | 0.26867 | 0.26867
F4_Commercial_Lodging_New_Food Preparation_Natural Gas_Fryer_E3 | F4 | Commercial | Lodging | New | Food Preparation | Natural Gas | Fryer | E3 | Utility - Cost of Equipment | 0 | 0 | 0 | 0 | 0 | 0 | 0 | 0 | 0 | 0 | 0 | 0 | 0 | 0 | 0 | 0 | 0 | 0 | 0 | 0 | 0 | 0 | 0 | 0 | 0 | 0 | 0 | 0 | 0 | 0 | 0 | 0 | 0
F4_Commercial_Lodging_New_Food Preparation_Natural Gas_Fryer_E4 | F4 | Commercial | Lodging | New | Food Preparation | Natural Gas | Fryer | E4 | Utility - Cost of Equipment | 0 | 0 | 0 | 0 | 0 | 0 | 0 | 0 | 0 | 0 | 0 | 0 | 0 | 0 | 0 | 0 | 0 | 0 | 0 | 0 | 0 | 0 | 0 | 0 | 0 | 0 | 0 | 0 | 0 | 0 | 0 | 0 | 0
F4_Commercial_Lodging_New_Food Preparation_Natural Gas_Fryer_E5 | F4 | Commercial | Lodging | New | Food Preparation | Natural Gas | Fryer | E5 | Utility - Cost of Equipment | 0 | 0 | 0 | 0 | 0 | 0 | 0 | 0 | 0 | 0 | 0 | 0 | 0 | 0 | 0 | 0 | 0 | 0 | 0 | 0 | 0 | 0 | 0 | 0 | 0 | 0 | 0 | 0 | 0 | 0 | 0 | 0 | 0
F4_Commercial_Lodging_New_Food Preparation_Natural Gas_Fryer_E6 | F4 | Commercial | Lodging | New | Food Preparation | Natural Gas | Fryer | E6 | Utility - Cost of Equipment | 0 | 0 | 0 | 0 | 0 | 0 | 0 | 0 | 0 | 0 | 0 | 0 | 0 | 0 | 0 | 0 | 0 | 0 | 0 | 0 | 0 | 0 | 0 | 0 | 0 | 0 | 0 | 0 | 0 | 0 | 0 | 0 | 0
F4_Commercial_Lodging_New_Food Preparation_Natural Gas_Fryer_E7 | F4 | Commercial | Lodging | New | Food Preparation | Natural Gas | Fryer | E7 | Utility - Cost of Equipment | 0 | 0 | 0 | 0 | 0 | 0 | 0 | 0 | 0 | 0 | 0 | 0 | 0 | 0 | 0 | 0 | 0 | 0 | 0 | 0 | 0 | 0 | 0 | 0 | 0 | 0 | 0 | 0 | 0 | 0 | 0 | 0 | 0
F4_Commercial_Lodging_New_Food Preparation_Natural Gas_Fryer_E8 | F4 | Commercial | Lodging | New | Food Preparation | Natural Gas | Fryer | E8 | Utility - Cost of Equipment | 0 | 0 | 0 | 0 | 0 | 0 | 0 | 0 | 0 | 0 | 0 | 0 | 0 | 0 | 0 | 0 | 0 | 0 | 0 | 0 | 0 | 0 | 0 | 0 | 0 | 0 | 0 | 0 | 0 | 0 | 0 | 0 | 0
F4_Commercial_Lodging_New_Food Preparation_Natural Gas_Fryer_E9 | F4 | Commercial | Lodging | New | Food Preparation | Natural Gas | Fryer | E9 | Utility - Cost of Equipment | 0 | 0 | 0 | 0 | 0 | 0 | 0 | 0 | 0 | 0 | 0 | 0 | 0 | 0 | 0 | 0 | 0 | 0 | 0 | 0 | 0 | 0 | 0 | 0 | 0 | 0 | 0 | 0 | 0 | 0 | 0 | 0 | 0
F4_Commercial_Lodging_New_Food Preparation_Natural Gas_Fryer_E10 | F4 | Commercial | Lodging | New | Food Preparation | Natural Gas | Fryer | E10 | Utility - Cost of Equipment | 0 | 0 | 0 | 0 | 0 | 0 | 0 | 0 | 0 | 0 | 0 | 0 | 0 | 0 | 0 | 0 | 0 | 0 | 0 | 0 | 0 | 0 | 0 | 0 | 0 | 0 | 0 | 0 | 0 | 0 | 0 | 0 | 0
F5_Commercial_Lodging_New_Food Preparation_Natural Gas_Fryer_E1 | F5 | Commercial | Lodging | New | Food Preparation | Natural Gas | Fryer | E1 | Utility - Cost of Operation | 0.087592 | 0.087592 | 0.087592 | 0 | 0 | 0 | 0 | 0 | 0 | 0 | 0 | 0 | 0 | 0 | 0 | 0 | 0 | 0 | 0 | 0 | 0 | 0 | 0 | 0 | 0 | 0 | 0 | 0 | 0 | 0 | 0 | 0 | 0
F5_Commercial_Lodging_New_Food Preparation_Natural Gas_Fryer_E2 | F5 | Commercial | Lodging | New | Food Preparation | Natural Gas | Fryer | E2 | Utility - Cost of Operation | 0.10447 | 0.10447 | 0.10447 | 0.10447 | 0.10447 | 0.10447 | 0.10447 | 0.10447 | 0.10447 | 0.10447 | 0.10447 | 0.10447 | 0.10447 | 0.10447 | 0.10447 | 0.10447 | 0.10447 | 0.10447 | 0.10447 | 0.10447 | 0.10447 | 0.10447 | 0.10447 | 0.10447 | 0.10447 | 0.10447 | 0.10447 | 0.10447 | 0.10447 | 0.10447 | 0.10447 | 0.10447 | 0.10447
F5_Commercial_Lodging_New_Food Preparation_Natural Gas_Fryer_E3 | F5 | Commercial | Lodging | New | Food Preparation | Natural Gas | Fryer | E3 | Utility - Cost of Operation | 0 | 0 | 0 | 0 | 0 | 0 | 0 | 0 | 0 | 0 | 0 | 0 | 0 | 0 | 0 | 0 | 0 | 0 | 0 | 0 | 0 | 0 | 0 | 0 | 0 | 0 | 0 | 0 | 0 | 0 | 0 | 0 | 0
F5_Commercial_Lodging_New_Food Preparation_Natural Gas_Fryer_E4 | F5 | Commercial | Lodging | New | Food Preparation | Natural Gas | Fryer | E4 | Utility - Cost of Operation | 0 | 0 | 0 | 0 | 0 | 0 | 0 | 0 | 0 | 0 | 0 | 0 | 0 | 0 | 0 | 0 | 0 | 0 | 0 | 0 | 0 | 0 | 0 | 0 | 0 | 0 | 0 | 0 | 0 | 0 | 0 | 0 | 0
F5_Commercial_Lodging_New_Food Preparation_Natural Gas_Fryer_E5 | F5 | Commercial | Lodging | New | Food Preparation | Natural Gas | Fryer | E5 | Utility - Cost of Operation | 0 | 0 | 0 | 0 | 0 | 0 | 0 | 0 | 0 | 0 | 0 | 0 | 0 | 0 | 0 | 0 | 0 | 0 | 0 | 0 | 0 | 0 | 0 | 0 | 0 | 0 | 0 | 0 | 0 | 0 | 0 | 0 | 0
F5_Commercial_Lodging_New_Food Preparation_Natural Gas_Fryer_E6 | F5 | Commercial | Lodging | New | Food Preparation | Natural Gas | Fryer | E6 | Utility - Cost of Operation | 0 | 0 | 0 | 0 | 0 | 0 | 0 | 0 | 0 | 0 | 0 | 0 | 0 | 0 | 0 | 0 | 0 | 0 | 0 | 0 | 0 | 0 | 0 | 0 | 0 | 0 | 0 | 0 | 0 | 0 | 0 | 0 | 0
F5_Commercial_Lodging_New_Food Preparation_Natural Gas_Fryer_E7 | F5 | Commercial | Lodging | New | Food Preparation | Natural Gas | Fryer | E7 | Utility - Cost of Operation | 0 | 0 | 0 | 0 | 0 | 0 | 0 | 0 | 0 | 0 | 0 | 0 | 0 | 0 | 0 | 0 | 0 | 0 | 0 | 0 | 0 | 0 | 0 | 0 | 0 | 0 | 0 | 0 | 0 | 0 | 0 | 0 | 0
F5_Commercial_Lodging_New_Food Preparation_Natural Gas_Fryer_E8 | F5 | Commercial | Lodging | New | Food Preparation | Natural Gas | Fryer | E8 | Utility - Cost of Operation | 0 | 0 | 0 | 0 | 0 | 0 | 0 | 0 | 0 | 0 | 0 | 0 | 0 | 0 | 0 | 0 | 0 | 0 | 0 | 0 | 0 | 0 | 0 | 0 | 0 | 0 | 0 | 0 | 0 | 0 | 0 | 0 | 0
F5_Commercial_Lodging_New_Food Preparation_Natural Gas_Fryer_E9 | F5 | Commercial | Lodging | New | Food Preparation | Natural Gas | Fryer | E9 | Utility - Cost of Operation | 0 | 0 | 0 | 0 | 0 | 0 | 0 | 0 | 0 | 0 | 0 | 0 | 0 | 0 | 0 | 0 | 0 | 0 | 0 | 0 | 0 | 0 | 0 | 0 | 0 | 0 | 0 | 0 | 0 | 0 | 0 | 0 | 0
F5_Commercial_Lodging_New_Food Preparation_Natural Gas_Fryer_E10 | F5 | Commercial | Lodging | New | Food Preparation | Natural Gas | Fryer | E10 | Utility - Cost of Operation | 0 | 0 | 0 | 0 | 0 | 0 | 0 | 0 | 0 | 0 | 0 | 0 | 0 | 0 | 0 | 0 | 0 | 0 | 0 | 0 | 0 | 0 | 0 | 0 | 0 | 0 | 0 | 0 | 0 | 0 | 0 | 0 | 0
F6_Commercial_Lodging_New_Food Preparation_Natural Gas_Fryer_E1 | F6 | Commercial | Lodging | New | Food Preparation | Natural Gas | Fryer | E1 | Utility - Value of Sales | 0.17364 | 0.17468 | 0.17635 | 0 | 0 | 0 | 0 | 0 | 0 | 0 | 0 | 0 | 0 | 0 | 0 | 0 | 0 | 0 | 0 | 0 | 0 | 0 | 0 | 0 | 0 | 0 | 0 | 0 | 0 | 0 | 0 | 0 | 0
F6_Commercial_Lodging_New_Food Preparation_Natural Gas_Fryer_E2 | F6 | Commercial | Lodging | New | Food Preparation | Natural Gas | Fryer | E2 | Utility - Value of Sales | 0.11669 | 0.11738 | 0.11851 | 0.11826 | 0.11826 | 0.11826 | 0.11826 | 0.11826 | 0.11826 | 0.11826 | 0.11826 | 0.11826 | 0.11826 | 0.11826 | 0.11826 | 0.11826 | 0.11826 | 0.11826 | 0.11826 | 0.11826 | 0.11826 | 0.11826 | 0.11826 | 0.11826 | 0.11826 | 0.11826 | 0.11826 | 0.11826 | 0.11826 | 0.11826 | 0.11826 | 0.11826 | 0.11826
F6_Commercial_Lodging_New_Food Preparation_Natural Gas_Fryer_E3 | F6 | Commercial | Lodging | New | Food Preparation | Natural Gas | Fryer | E3 | Utility - Value of Sales | 0 | 0 | 0 | 0 | 0 | 0 | 0 | 0 | 0 | 0 | 0 | 0 | 0 | 0 | 0 | 0 | 0 | 0 | 0 | 0 | 0 | 0 | 0 | 0 | 0 | 0 | 0 | 0 | 0 | 0 | 0 | 0 | 0
F6_Commercial_Lodging_New_Food Preparation_Natural Gas_Fryer_E4 | F6 | Commercial | Lodging | New | Food Preparation | Natural Gas | Fryer | E4 | Utility - Value of Sales | 0 | 0 | 0 | 0 | 0 | 0 | 0 | 0 | 0 | 0 | 0 | 0 | 0 | 0 | 0 | 0 | 0 | 0 | 0 | 0 | 0 | 0 | 0 | 0 | 0 | 0 | 0 | 0 | 0 | 0 | 0 | 0 | 0
F6_Commercial_Lodging_New_Food Preparation_Natural Gas_Fryer_E5 | F6 | Commercial | Lodging | New | Food Preparation | Natural Gas | Fryer | E5 | Utility - Value of Sales | 0 | 0 | 0 | 0 | 0 | 0 | 0 | 0 | 0 | 0 | 0 | 0 | 0 | 0 | 0 | 0 | 0 | 0 | 0 | 0 | 0 | 0 | 0 | 0 | 0 | 0 | 0 | 0 | 0 | 0 | 0 | 0 | 0
F6_Commercial_Lodging_New_Food Preparation_Natural Gas_Fryer_E6 | F6 | Commercial | Lodging | New | Food Preparation | Natural Gas | Fryer | E6 | Utility - Value of Sales | 0 | 0 | 0 | 0 | 0 | 0 | 0 | 0 | 0 | 0 | 0 | 0 | 0 | 0 | 0 | 0 | 0 | 0 | 0 | 0 | 0 | 0 | 0 | 0 | 0 | 0 | 0 | 0 | 0 | 0 | 0 | 0 | 0
F6_Commercial_Lodging_New_Food Preparation_Natural Gas_Fryer_E7 | F6 | Commercial | Lodging | New | Food Preparation | Natural Gas | Fryer | E7 | Utility - Value of Sales | 0 | 0 | 0 | 0 | 0 | 0 | 0 | 0 | 0 | 0 | 0 | 0 | 0 | 0 | 0 | 0 | 0 | 0 | 0 | 0 | 0 | 0 | 0 | 0 | 0 | 0 | 0 | 0 | 0 | 0 | 0 | 0 | 0
F6_Commercial_Lodging_New_Food Preparation_Natural Gas_Fryer_E8 | F6 | Commercial | Lodging | New | Food Preparation | Natural Gas | Fryer | E8 | Utility - Value of Sales | 0 | 0 | 0 | 0 | 0 | 0 | 0 | 0 | 0 | 0 | 0 | 0 | 0 | 0 | 0 | 0 | 0 | 0 | 0 | 0 | 0 | 0 | 0 | 0 | 0 | 0 | 0 | 0 | 0 | 0 | 0 | 0 | 0
F6_Commercial_Lodging_New_Food Preparation_Natural Gas_Fryer_E9 | F6 | Commercial | Lodging | New | Food Preparation | Natural Gas | Fryer | E9 | Utility - Value of Sales | 0 | 0 | 0 | 0 | 0 | 0 | 0 | 0 | 0 | 0 | 0 | 0 | 0 | 0 | 0 | 0 | 0 | 0 | 0 | 0 | 0 | 0 | 0 | 0 | 0 | 0 | 0 | 0 | 0 | 0 | 0 | 0 | 0
F6_Commercial_Lodging_New_Food Preparation_Natural Gas_Fryer_E10 | F6 | Commercial | Lodging | New | Food Preparation | Natural Gas | Fryer | E10 | Utility - Value of Sales | 0 | 0 | 0 | 0 | 0 | 0 | 0 | 0 | 0 | 0 | 0 | 0 | 0 | 0 | 0 | 0 | 0 | 0 | 0 | 0 | 0 | 0 | 0 | 0 | 0 | 0 | 0 | 0 | 0 | 0 | 0 | 0 | 0
F1_Commercial_Lodging_New_Food Preparation_Natural Gas_Broiler_E1 | F1 | Commercial | Lodging | New | Food Preparation | Natural Gas | Broiler | E1 | RVT - Cost of Equipment | 0.3047 | 0.30509 | 0.30675 | 0.3052 | 0.30441 | 0.30562 | 0.30853 | 0.3109 | 0.31379 | 0.31657 | 0.31939 | 0.32205 | 0.32488 | 0.32781 | 0.33065 | 0.33356 | 0.33648 | 0.33963 | 0.3429 | 0.34627 | 0.3495 | 0.35275 | 0.35566 | 0.35858 | 0.36111 | 0.3633 | 0.36529 | 0.367 | 0.36834 | 0.36945 | 0.37005 | 0.37045 | 0.37045
F1_Commercial_Lodging_New_Food Preparation_Natural Gas_Broiler_E2 | F1 | Commercial | Lodging | New | Food Preparation | Natural Gas | Broiler | E2 | RVT - Cost of Equipment | 0.19588 | 0.19613 | 0.1972 | 0.1962 | 0.19569 | 0.19647 | 0.19834 | 0.19986 | 0.20172 | 0.20351 | 0.20532 | 0.20703 | 0.20885 | 0.21073 | 0.21256 | 0.21443 | 0.21631 | 0.21833 | 0.22044 | 0.2226 | 0.22468 | 0.22677 | 0.22864 | 0.23052 | 0.23214 | 0.23355 | 0.23483 | 0.23593 | 0.23679 | 0.2375 | 0.23789 | 0.23815 | 0.23815
F1_Commercial_Lodging_New_Food Preparation_Natural Gas_Broiler_E3 | F1 | Commercial | Lodging | New | Food Preparation | Natural Gas | Broiler | E3 | RVT - Cost of Equipment | 0 | 0 | 0 | 0 | 0 | 0 | 0 | 0 | 0 | 0 | 0 | 0 | 0 | 0 | 0 | 0 | 0 | 0 | 0 | 0 | 0 | 0 | 0 | 0 | 0 | 0 | 0 | 0 | 0 | 0 | 0 | 0 | 0
F1_Commercial_Lodging_New_Food Preparation_Natural Gas_Broiler_E4 | F1 | Commercial | Lodging | New | Food Preparation | Natural Gas | Broiler | E4 | RVT - Cost of Equipment | 0 | 0 | 0 | 0 | 0 | 0 | 0 | 0 | 0 | 0 | 0 | 0 | 0 | 0 | 0 | 0 | 0 | 0 | 0 | 0 | 0 | 0 | 0 | 0 | 0 | 0 | 0 | 0 | 0 | 0 | 0 | 0 | 0
F1_Commercial_Lodging_New_Food Preparation_Natural Gas_Broiler_E5 | F1 | Commercial | Lodging | New | Food Preparation | Natural Gas | Broiler | E5 | RVT - Cost of Equipment | 0 | 0 | 0 | 0 | 0 | 0 | 0 | 0 | 0 | 0 | 0 | 0 | 0 | 0 | 0 | 0 | 0 | 0 | 0 | 0 | 0 | 0 | 0 | 0 | 0 | 0 | 0 | 0 | 0 | 0 | 0 | 0 | 0
F1_Commercial_Lodging_New_Food Preparation_Natural Gas_Broiler_E6 | F1 | Commercial | Lodging | New | Food Preparation | Natural Gas | Broiler | E6 | RVT - Cost of Equipment | 0 | 0 | 0 | 0 | 0 | 0 | 0 | 0 | 0 | 0 | 0 | 0 | 0 | 0 | 0 | 0 | 0 | 0 | 0 | 0 | 0 | 0 | 0 | 0 | 0 | 0 | 0 | 0 | 0 | 0 | 0 | 0 | 0
F1_Commercial_Lodging_New_Food Preparation_Natural Gas_Broiler_E7 | F1 | Commercial | Lodging | New | Food Preparation | Natural Gas | Broiler | E7 | RVT - Cost of Equipment | 0 | 0 | 0 | 0 | 0 | 0 | 0 | 0 | 0 | 0 | 0 | 0 | 0 | 0 | 0 | 0 | 0 | 0 | 0 | 0 | 0 | 0 | 0 | 0 | 0 | 0 | 0 | 0 | 0 | 0 | 0 | 0 | 0
F1_Commercial_Lodging_New_Food Preparation_Natural Gas_Broiler_E8 | F1 | Commercial | Lodging | New | Food Preparation | Natural Gas | Broiler | E8 | RVT - Cost of Equipment | 0 | 0 | 0 | 0 | 0 | 0 | 0 | 0 | 0 | 0 | 0 | 0 | 0 | 0 | 0 | 0 | 0 | 0 | 0 | 0 | 0 | 0 | 0 | 0 | 0 | 0 | 0 | 0 | 0 | 0 | 0 | 0 | 0
F1_Commercial_Lodging_New_Food Preparation_Natural Gas_Broiler_E9 | F1 | Commercial | Lodging | New | Food Preparation | Natural Gas | Broiler | E9 | RVT - Cost of Equipment | 0 | 0 | 0 | 0 | 0 | 0 | 0 | 0 | 0 | 0 | 0 | 0 | 0 | 0 | 0 | 0 | 0 | 0 | 0 | 0 | 0 | 0 | 0 | 0 | 0 | 0 | 0 | 0 | 0 | 0 | 0 | 0 | 0
F1_Commercial_Lodging_New_Food Preparation_Natural Gas_Broiler_E10 | F1 | Commercial | Lodging | New | Food Preparation | Natural Gas | Broiler | E10 | RVT - Cost of Equipment | 0 | 0 | 0 | 0 | 0 | 0 | 0 | 0 | 0 | 0 | 0 | 0 | 0 | 0 | 0 | 0 | 0 | 0 | 0 | 0 | 0 | 0 | 0 | 0 | 0 | 0 | 0 | 0 | 0 | 0 | 0 | 0 | 0
F2_Commercial_Lodging_New_Food Preparation_Natural Gas_Broiler_E1 | F2 | Commercial | Lodging | New | Food Preparation | Natural Gas | Broiler | E1 | RVT - Cost of Operation | 0.36505 | 0.36551 | 0.36751 | 0.36565 | 0.3647 | 0.36615 | 0.36964 | 0.37248 | 0.37594 | 0.37928 | 0.38265 | 0.38583 | 0.38923 | 0.39274 | 0.39614 | 0.39962 | 0.40313 | 0.4069 | 0.41082 | 0.41485 | 0.41873 | 0.42262 | 0.42611 | 0.42961 | 0.43264 | 0.43525 | 0.43764 | 0.43969 | 0.4413 | 0.44262 | 0.44334 | 0.44382 | 0.44382
F2_Commercial_Lodging_New_Food Preparation_Natural Gas_Broiler_E2 | F2 | Commercial | Lodging | New | Food Preparation | Natural Gas | Broiler | E2 | RVT - Cost of Operation | 0.23467 | 0.23497 | 0.23626 | 0.23506 | 0.23445 | 0.23538 | 0.23763 | 0.23945 | 0.24168 | 0.24382 | 0.24599 | 0.24804 | 0.25022 | 0.25247 | 0.25466 | 0.2569 | 0.25915 | 0.26158 | 0.2641 | 0.26669 | 0.26918 | 0.27168 | 0.27393 | 0.27618 | 0.27812 | 0.27981 | 0.28134 | 0.28266 | 0.28369 | 0.28454 | 0.285 | 0.28531 | 0.28531
F2_Commercial_Lodging_New_Food Preparation_Natural Gas_Broiler_E3 | F2 | Commercial | Lodging | New | Food Preparation | Natural Gas | Broiler | E3 | RVT - Cost of Operation | 0 | 0 | 0 | 0 | 0 | 0 | 0 | 0 | 0 | 0 | 0 | 0 | 0 | 0 | 0 | 0 | 0 | 0 | 0 | 0 | 0 | 0 | 0 | 0 | 0 | 0 | 0 | 0 | 0 | 0 | 0 | 0 | 0
F2_Commercial_Lodging_New_Food Preparation_Natural Gas_Broiler_E4 | F2 | Commercial | Lodging | New | Food Preparation | Natural Gas | Broiler | E4 | RVT - Cost of Operation | 0 | 0 | 0 | 0 | 0 | 0 | 0 | 0 | 0 | 0 | 0 | 0 | 0 | 0 | 0 | 0 | 0 | 0 | 0 | 0 | 0 | 0 | 0 | 0 | 0 | 0 | 0 | 0 | 0 | 0 | 0 | 0 | 0
F2_Commercial_Lodging_New_Food Preparation_Natural Gas_Broiler_E5 | F2 | Commercial | Lodging | New | Food Preparation | Natural Gas | Broiler | E5 | RVT - Cost of Operation | 0 | 0 | 0 | 0 | 0 | 0 | 0 | 0 | 0 | 0 | 0 | 0 | 0 | 0 | 0 | 0 | 0 | 0 | 0 | 0 | 0 | 0 | 0 | 0 | 0 | 0 | 0 | 0 | 0 | 0 | 0 | 0 | 0
F2_Commercial_Lodging_New_Food Preparation_Natural Gas_Broiler_E6 | F2 | Commercial | Lodging | New | Food Preparation | Natural Gas | Broiler | E6 | RVT - Cost of Operation | 0 | 0 | 0 | 0 | 0 | 0 | 0 | 0 | 0 | 0 | 0 | 0 | 0 | 0 | 0 | 0 | 0 | 0 | 0 | 0 | 0 | 0 | 0 | 0 | 0 | 0 | 0 | 0 | 0 | 0 | 0 | 0 | 0
F2_Commercial_Lodging_New_Food Preparation_Natural Gas_Broiler_E7 | F2 | Commercial | Lodging | New | Food Preparation | Natural Gas | Broiler | E7 | RVT - Cost of Operation | 0 | 0 | 0 | 0 | 0 | 0 | 0 | 0 | 0 | 0 | 0 | 0 | 0 | 0 | 0 | 0 | 0 | 0 | 0 | 0 | 0 | 0 | 0 | 0 | 0 | 0 | 0 | 0 | 0 | 0 | 0 | 0 | 0
F2_Commercial_Lodging_New_Food Preparation_Natural Gas_Broiler_E8 | F2 | Commercial | Lodging | New | Food Preparation | Natural Gas | Broiler | E8 | RVT - Cost of Operation | 0 | 0 | 0 | 0 | 0 | 0 | 0 | 0 | 0 | 0 | 0 | 0 | 0 | 0 | 0 | 0 | 0 | 0 | 0 | 0 | 0 | 0 | 0 | 0 | 0 | 0 | 0 | 0 | 0 | 0 | 0 | 0 | 0
F2_Commercial_Lodging_New_Food Preparation_Natural Gas_Broiler_E9 | F2 | Commercial | Lodging | New | Food Preparation | Natural Gas | Broiler | E9 | RVT - Cost of Operation | 0 | 0 | 0 | 0 | 0 | 0 | 0 | 0 | 0 | 0 | 0 | 0 | 0 | 0 | 0 | 0 | 0 | 0 | 0 | 0 | 0 | 0 | 0 | 0 | 0 | 0 | 0 | 0 | 0 | 0 | 0 | 0 | 0
F2_Commercial_Lodging_New_Food Preparation_Natural Gas_Broiler_E10 | F2 | Commercial | Lodging | New | Food Preparation | Natural Gas | Broiler | E10 | RVT - Cost of Operation | 0 | 0 | 0 | 0 | 0 | 0 | 0 | 0 | 0 | 0 | 0 | 0 | 0 | 0 | 0 | 0 | 0 | 0 | 0 | 0 | 0 | 0 | 0 | 0 | 0 | 0 | 0 | 0 | 0 | 0 | 0 | 0 | 0
F3_Commercial_Lodging_New_Food Preparation_Natural Gas_Broiler_E1 | F3 | Commercial | Lodging | New | Food Preparation | Natural Gas | Broiler | E1 | System - kBTUs of Consumption | 0.082382 | 0.082382 | 0.082382 | 0.082382 | 0.082382 | 0.082382 | 0.082382 | 0.082382 | 0.082382 | 0.082382 | 0.082382 | 0.082382 | 0.082382 | 0.082382 | 0.082382 | 0.082382 | 0.082382 | 0.082382 | 0.082382 | 0.082382 | 0.082382 | 0.082382 | 0.082382 | 0.082382 | 0.082382 | 0.082382 | 0.082382 | 0.082382 | 0.082382 | 0.082382 | 0.082382 | 0.082382 | 0.082382
F3_Commercial_Lodging_New_Food Preparation_Natural Gas_Broiler_E2 | F3 | Commercial | Lodging | New | Food Preparation | Natural Gas | Broiler | E2 | System - kBTUs of Consumption | 0.11534 | 0.11534 | 0.11534 | 0.11534 | 0.11534 | 0.11534 | 0.11534 | 0.11534 | 0.11534 | 0.11534 | 0.11534 | 0.11534 | 0.11534 | 0.11534 | 0.11534 | 0.11534 | 0.11534 | 0.11534 | 0.11534 | 0.11534 | 0.11534 | 0.11534 | 0.11534 | 0.11534 | 0.11534 | 0.11534 | 0.11534 | 0.11534 | 0.11534 | 0.11534 | 0.11534 | 0.11534 | 0.11534
F3_Commercial_Lodging_New_Food Preparation_Natural Gas_Broiler_E3 | F3 | Commercial | Lodging | New | Food Preparation | Natural Gas | Broiler | E3 | System - kBTUs of Consumption | 0 | 0 | 0 | 0 | 0 | 0 | 0 | 0 | 0 | 0 | 0 | 0 | 0 | 0 | 0 | 0 | 0 | 0 | 0 | 0 | 0 | 0 | 0 | 0 | 0 | 0 | 0 | 0 | 0 | 0 | 0 | 0 | 0
F3_Commercial_Lodging_New_Food Preparation_Natural Gas_Broiler_E4 | F3 | Commercial | Lodging | New | Food Preparation | Natural Gas | Broiler | E4 | System - kBTUs of Consumption | 0 | 0 | 0 | 0 | 0 | 0 | 0 | 0 | 0 | 0 | 0 | 0 | 0 | 0 | 0 | 0 | 0 | 0 | 0 | 0 | 0 | 0 | 0 | 0 | 0 | 0 | 0 | 0 | 0 | 0 | 0 | 0 | 0
F3_Commercial_Lodging_New_Food Preparation_Natural Gas_Broiler_E5 | F3 | Commercial | Lodging | New | Food Preparation | Natural Gas | Broiler | E5 | System - kBTUs of Consumption | 0 | 0 | 0 | 0 | 0 | 0 | 0 | 0 | 0 | 0 | 0 | 0 | 0 | 0 | 0 | 0 | 0 | 0 | 0 | 0 | 0 | 0 | 0 | 0 | 0 | 0 | 0 | 0 | 0 | 0 | 0 | 0 | 0
F3_Commercial_Lodging_New_Food Preparation_Natural Gas_Broiler_E6 | F3 | Commercial | Lodging | New | Food Preparation | Natural Gas | Broiler | E6 | System - kBTUs of Consumption | 0 | 0 | 0 | 0 | 0 | 0 | 0 | 0 | 0 | 0 | 0 | 0 | 0 | 0 | 0 | 0 | 0 | 0 | 0 | 0 | 0 | 0 | 0 | 0 | 0 | 0 | 0 | 0 | 0 | 0 | 0 | 0 | 0
F3_Commercial_Lodging_New_Food Preparation_Natural Gas_Broiler_E7 | F3 | Commercial | Lodging | New | Food Preparation | Natural Gas | Broiler | E7 | System - kBTUs of Consumption | 0 | 0 | 0 | 0 | 0 | 0 | 0 | 0 | 0 | 0 | 0 | 0 | 0 | 0 | 0 | 0 | 0 | 0 | 0 | 0 | 0 | 0 | 0 | 0 | 0 | 0 | 0 | 0 | 0 | 0 | 0 | 0 | 0
F3_Commercial_Lodging_New_Food Preparation_Natural Gas_Broiler_E8 | F3 | Commercial | Lodging | New | Food Preparation | Natural Gas | Broiler | E8 | System - kBTUs of Consumption | 0 | 0 | 0 | 0 | 0 | 0 | 0 | 0 | 0 | 0 | 0 | 0 | 0 | 0 | 0 | 0 | 0 | 0 | 0 | 0 | 0 | 0 | 0 | 0 | 0 | 0 | 0 | 0 | 0 | 0 | 0 | 0 | 0
F3_Commercial_Lodging_New_Food Preparation_Natural Gas_Broiler_E9 | F3 | Commercial | Lodging | New | Food Preparation | Natural Gas | Broiler | E9 | System - kBTUs of Consumption | 0 | 0 | 0 | 0 | 0 | 0 | 0 | 0 | 0 | 0 | 0 | 0 | 0 | 0 | 0 | 0 | 0 | 0 | 0 | 0 | 0 | 0 | 0 | 0 | 0 | 0 | 0 | 0 | 0 | 0 | 0 | 0 | 0
F3_Commercial_Lodging_New_Food Preparation_Natural Gas_Broiler_E10 | F3 | Commercial | Lodging | New | Food Preparation | Natural Gas | Broiler | E10 | System - kBTUs of Consumption | 0 | 0 | 0 | 0 | 0 | 0 | 0 | 0 | 0 | 0 | 0 | 0 | 0 | 0 | 0 | 0 | 0 | 0 | 0 | 0 | 0 | 0 | 0 | 0 | 0 | 0 | 0 | 0 | 0 | 0 | 0 | 0 | 0
F4_Commercial_Lodging_New_Food Preparation_Natural Gas_Broiler_E1 | F4 | Commercial | Lodging | New | Food Preparation | Natural Gas | Broiler | E1 | Utility - Cost of Equipment | 0.36505 | 0.36551 | 0.36751 | 0.36565 | 0.3647 | 0.36615 | 0.36964 | 0.37248 | 0.37594 | 0.37928 | 0.38265 | 0.38583 | 0.38923 | 0.39274 | 0.39614 | 0.39962 | 0.40313 | 0.4069 | 0.41082 | 0.41485 | 0.41873 | 0.42262 | 0.42611 | 0.42961 | 0.43264 | 0.43525 | 0.43764 | 0.43969 | 0.4413 | 0.44262 | 0.44334 | 0.44382 | 0.44382
F4_Commercial_Lodging_New_Food Preparation_Natural Gas_Broiler_E2 | F4 | Commercial | Lodging | New | Food Preparation | Natural Gas | Broiler | E2 | Utility - Cost of Equipment | 0.23467 | 0.23497 | 0.23626 | 0.23506 | 0.23445 | 0.23538 | 0.23763 | 0.23945 | 0.24168 | 0.24382 | 0.24599 | 0.24804 | 0.25022 | 0.25247 | 0.25466 | 0.2569 | 0.25915 | 0.26158 | 0.2641 | 0.26669 | 0.26918 | 0.27168 | 0.27393 | 0.27618 | 0.27812 | 0.27981 | 0.28134 | 0.28266 | 0.28369 | 0.28454 | 0.285 | 0.28531 | 0.28531
F4_Commercial_Lodging_New_Food Preparation_Natural Gas_Broiler_E3 | F4 | Commercial | Lodging | New | Food Preparation | Natural Gas | Broiler | E3 | Utility - Cost of Equipment | 0 | 0 | 0 | 0 | 0 | 0 | 0 | 0 | 0 | 0 | 0 | 0 | 0 | 0 | 0 | 0 | 0 | 0 | 0 | 0 | 0 | 0 | 0 | 0 | 0 | 0 | 0 | 0 | 0 | 0 | 0 | 0 | 0
F4_Commercial_Lodging_New_Food Preparation_Natural Gas_Broiler_E4 | F4 | Commercial | Lodging | New | Food Preparation | Natural Gas | Broiler | E4 | Utility - Cost of Equipment | 0 | 0 | 0 | 0 | 0 | 0 | 0 | 0 | 0 | 0 | 0 | 0 | 0 | 0 | 0 | 0 | 0 | 0 | 0 | 0 | 0 | 0 | 0 | 0 | 0 | 0 | 0 | 0 | 0 | 0 | 0 | 0 | 0
F4_Commercial_Lodging_New_Food Preparation_Natural Gas_Broiler_E5 | F4 | Commercial | Lodging | New | Food Preparation | Natural Gas | Broiler | E5 | Utility - Cost of Equipment | 0 | 0 | 0 | 0 | 0 | 0 | 0 | 0 | 0 | 0 | 0 | 0 | 0 | 0 | 0 | 0 | 0 | 0 | 0 | 0 | 0 | 0 | 0 | 0 | 0 | 0 | 0 | 0 | 0 | 0 | 0 | 0 | 0
F4_Commercial_Lodging_New_Food Preparation_Natural Gas_Broiler_E6 | F4 | Commercial | Lodging | New | Food Preparation | Natural Gas | Broiler | E6 | Utility - Cost of Equipment | 0 | 0 | 0 | 0 | 0 | 0 | 0 | 0 | 0 | 0 | 0 | 0 | 0 | 0 | 0 | 0 | 0 | 0 | 0 | 0 | 0 | 0 | 0 | 0 | 0 | 0 | 0 | 0 | 0 | 0 | 0 | 0 | 0
F4_Commercial_Lodging_New_Food Preparation_Natural Gas_Broiler_E7 | F4 | Commercial | Lodging | New | Food Preparation | Natural Gas | Broiler | E7 | Utility - Cost of Equipment | 0 | 0 | 0 | 0 | 0 | 0 | 0 | 0 | 0 | 0 | 0 | 0 | 0 | 0 | 0 | 0 | 0 | 0 | 0 | 0 | 0 | 0 | 0 | 0 | 0 | 0 | 0 | 0 | 0 | 0 | 0 | 0 | 0
F4_Commercial_Lodging_New_Food Preparation_Natural Gas_Broiler_E8 | F4 | Commercial | Lodging | New | Food Preparation | Natural Gas | Broiler | E8 | Utility - Cost of Equipment | 0 | 0 | 0 | 0 | 0 | 0 | 0 | 0 | 0 | 0 | 0 | 0 | 0 | 0 | 0 | 0 | 0 | 0 | 0 | 0 | 0 | 0 | 0 | 0 | 0 | 0 | 0 | 0 | 0 | 0 | 0 | 0 | 0
F4_Commercial_Lodging_New_Food Preparation_Natural Gas_Broiler_E9 | F4 | Commercial | Lodging | New | Food Preparation | Natural Gas | Broiler | E9 | Utility - Cost of Equipment | 0 | 0 | 0 | 0 | 0 | 0 | 0 | 0 | 0 | 0 | 0 | 0 | 0 | 0 | 0 | 0 | 0 | 0 | 0 | 0 | 0 | 0 | 0 | 0 | 0 | 0 | 0 | 0 | 0 | 0 | 0 | 0 | 0
F4_Commercial_Lodging_New_Food Preparation_Natural Gas_Broiler_E10 | F4 | Commercial | Lodging | New | Food Preparation | Natural Gas | Broiler | E10 | Utility - Cost of Equipment | 0 | 0 | 0 | 0 | 0 | 0 | 0 | 0 | 0 | 0 | 0 | 0 | 0 | 0 | 0 | 0 | 0 | 0 | 0 | 0 | 0 | 0 | 0 | 0 | 0 | 0 | 0 | 0 | 0 | 0 | 0 | 0 | 0
F5_Commercial_Lodging_New_Food Preparation_Natural Gas_Broiler_E1 | F5 | Commercial | Lodging | New | Food Preparation | Natural Gas | Broiler | E1 | Utility - Cost of Operation | 0.082382 | 0.082382 | 0.082382 | 0.082382 | 0.082382 | 0.082382 | 0.082382 | 0.082382 | 0.082382 | 0.082382 | 0.082382 | 0.082382 | 0.082382 | 0.082382 | 0.082382 | 0.082382 | 0.082382 | 0.082382 | 0.082382 | 0.082382 | 0.082382 | 0.082382 | 0.082382 | 0.082382 | 0.082382 | 0.082382 | 0.082382 | 0.082382 | 0.082382 | 0.082382 | 0.082382 | 0.082382 | 0.082382
F5_Commercial_Lodging_New_Food Preparation_Natural Gas_Broiler_E2 | F5 | Commercial | Lodging | New | Food Preparation | Natural Gas | Broiler | E2 | Utility - Cost of Operation | 0.11534 | 0.11534 | 0.11534 | 0.11534 | 0.11534 | 0.11534 | 0.11534 | 0.11534 | 0.11534 | 0.11534 | 0.11534 | 0.11534 | 0.11534 | 0.11534 | 0.11534 | 0.11534 | 0.11534 | 0.11534 | 0.11534 | 0.11534 | 0.11534 | 0.11534 | 0.11534 | 0.11534 | 0.11534 | 0.11534 | 0.11534 | 0.11534 | 0.11534 | 0.11534 | 0.11534 | 0.11534 | 0.11534
F5_Commercial_Lodging_New_Food Preparation_Natural Gas_Broiler_E3 | F5 | Commercial | Lodging | New | Food Preparation | Natural Gas | Broiler | E3 | Utility - Cost of Operation | 0 | 0 | 0 | 0 | 0 | 0 | 0 | 0 | 0 | 0 | 0 | 0 | 0 | 0 | 0 | 0 | 0 | 0 | 0 | 0 | 0 | 0 | 0 | 0 | 0 | 0 | 0 | 0 | 0 | 0 | 0 | 0 | 0
F5_Commercial_Lodging_New_Food Preparation_Natural Gas_Broiler_E4 | F5 | Commercial | Lodging | New | Food Preparation | Natural Gas | Broiler | E4 | Utility - Cost of Operation | 0 | 0 | 0 | 0 | 0 | 0 | 0 | 0 | 0 | 0 | 0 | 0 | 0 | 0 | 0 | 0 | 0 | 0 | 0 | 0 | 0 | 0 | 0 | 0 | 0 | 0 | 0 | 0 | 0 | 0 | 0 | 0 | 0
F5_Commercial_Lodging_New_Food Preparation_Natural Gas_Broiler_E5 | F5 | Commercial | Lodging | New | Food Preparation | Natural Gas | Broiler | E5 | Utility - Cost of Operation | 0 | 0 | 0 | 0 | 0 | 0 | 0 | 0 | 0 | 0 | 0 | 0 | 0 | 0 | 0 | 0 | 0 | 0 | 0 | 0 | 0 | 0 | 0 | 0 | 0 | 0 | 0 | 0 | 0 | 0 | 0 | 0 | 0
F5_Commercial_Lodging_New_Food Preparation_Natural Gas_Broiler_E6 | F5 | Commercial | Lodging | New | Food Preparation | Natural Gas | Broiler | E6 | Utility - Cost of Operation | 0 | 0 | 0 | 0 | 0 | 0 | 0 | 0 | 0 | 0 | 0 | 0 | 0 | 0 | 0 | 0 | 0 | 0 | 0 | 0 | 0 | 0 | 0 | 0 | 0 | 0 | 0 | 0 | 0 | 0 | 0 | 0 | 0
F5_Commercial_Lodging_New_Food Preparation_Natural Gas_Broiler_E7 | F5 | Commercial | Lodging | New | Food Preparation | Natural Gas | Broiler | E7 | Utility - Cost of Operation | 0 | 0 | 0 | 0 | 0 | 0 | 0 | 0 | 0 | 0 | 0 | 0 | 0 | 0 | 0 | 0 | 0 | 0 | 0 | 0 | 0 | 0 | 0 | 0 | 0 | 0 | 0 | 0 | 0 | 0 | 0 | 0 | 0
F5_Commercial_Lodging_New_Food Preparation_Natural Gas_Broiler_E8 | F5 | Commercial | Lodging | New | Food Preparation | Natural Gas | Broiler | E8 | Utility - Cost of Operation | 0 | 0 | 0 | 0 | 0 | 0 | 0 | 0 | 0 | 0 | 0 | 0 | 0 | 0 | 0 | 0 | 0 | 0 | 0 | 0 | 0 | 0 | 0 | 0 | 0 | 0 | 0 | 0 | 0 | 0 | 0 | 0 | 0
F5_Commercial_Lodging_New_Food Preparation_Natural Gas_Broiler_E9 | F5 | Commercial | Lodging | New | Food Preparation | Natural Gas | Broiler | E9 | Utility - Cost of Operation | 0 | 0 | 0 | 0 | 0 | 0 | 0 | 0 | 0 | 0 | 0 | 0 | 0 | 0 | 0 | 0 | 0 | 0 | 0 | 0 | 0 | 0 | 0 | 0 | 0 | 0 | 0 | 0 | 0 | 0 | 0 | 0 | 0
F5_Commercial_Lodging_New_Food Preparation_Natural Gas_Broiler_E10 | F5 | Commercial | Lodging | New | Food Preparation | Natural Gas | Broiler | E10 | Utility - Cost of Operation | 0 | 0 | 0 | 0 | 0 | 0 | 0 | 0 | 0 | 0 | 0 | 0 | 0 | 0 | 0 | 0 | 0 | 0 | 0 | 0 | 0 | 0 | 0 | 0 | 0 | 0 | 0 | 0 | 0 | 0 | 0 | 0 | 0
F6_Commercial_Lodging_New_Food Preparation_Natural Gas_Broiler_E1 | F6 | Commercial | Lodging | New | Food Preparation | Natural Gas | Broiler | E1 | Utility - Value of Sales | 0.19323 | 0.19409 | 0.19548 | 0.19518 | 0.19518 | 0.19518 | 0.19518 | 0.19518 | 0.19518 | 0.19518 | 0.19518 | 0.19518 | 0.19518 | 0.19518 | 0.19518 | 0.19518 | 0.19518 | 0.19518 | 0.19518 | 0.19518 | 0.19518 | 0.19518 | 0.19518 | 0.19518 | 0.19518 | 0.19518 | 0.19518 | 0.19518 | 0.19518 | 0.19518 | 0.19518 | 0.19518 | 0.19518
F6_Commercial_Lodging_New_Food Preparation_Natural Gas_Broiler_E2 | F6 | Commercial | Lodging | New | Food Preparation | Natural Gas | Broiler | E2 | Utility - Value of Sales | 0.12422 | 0.12477 | 0.12567 | 0.12547 | 0.12547 | 0.12547 | 0.12547 | 0.12547 | 0.12547 | 0.12547 | 0.12547 | 0.12547 | 0.12547 | 0.12547 | 0.12547 | 0.12547 | 0.12547 | 0.12547 | 0.12547 | 0.12547 | 0.12547 | 0.12547 | 0.12547 | 0.12547 | 0.12547 | 0.12547 | 0.12547 | 0.12547 | 0.12547 | 0.12547 | 0.12547 | 0.12547 | 0.12547
F6_Commercial_Lodging_New_Food Preparation_Natural Gas_Broiler_E3 | F6 | Commercial | Lodging | New | Food Preparation | Natural Gas | Broiler | E3 | Utility - Value of Sales | 0 | 0 | 0 | 0 | 0 | 0 | 0 | 0 | 0 | 0 | 0 | 0 | 0 | 0 | 0 | 0 | 0 | 0 | 0 | 0 | 0 | 0 | 0 | 0 | 0 | 0 | 0 | 0 | 0 | 0 | 0 | 0 | 0
F6_Commercial_Lodging_New_Food Preparation_Natural Gas_Broiler_E4 | F6 | Commercial | Lodging | New | Food Preparation | Natural Gas | Broiler | E4 | Utility - Value of Sales | 0 | 0 | 0 | 0 | 0 | 0 | 0 | 0 | 0 | 0 | 0 | 0 | 0 | 0 | 0 | 0 | 0 | 0 | 0 | 0 | 0 | 0 | 0 | 0 | 0 | 0 | 0 | 0 | 0 | 0 | 0 | 0 | 0
F6_Commercial_Lodging_New_Food Preparation_Natural Gas_Broiler_E5 | F6 | Commercial | Lodging | New | Food Preparation | Natural Gas | Broiler | E5 | Utility - Value of Sales | 0 | 0 | 0 | 0 | 0 | 0 | 0 | 0 | 0 | 0 | 0 | 0 | 0 | 0 | 0 | 0 | 0 | 0 | 0 | 0 | 0 | 0 | 0 | 0 | 0 | 0 | 0 | 0 | 0 | 0 | 0 | 0 | 0
F6_Commercial_Lodging_New_Food Preparation_Natural Gas_Broiler_E6 | F6 | Commercial | Lodging | New | Food Preparation | Natural Gas | Broiler | E6 | Utility - Value of Sales | 0 | 0 | 0 | 0 | 0 | 0 | 0 | 0 | 0 | 0 | 0 | 0 | 0 | 0 | 0 | 0 | 0 | 0 | 0 | 0 | 0 | 0 | 0 | 0 | 0 | 0 | 0 | 0 | 0 | 0 | 0 | 0 | 0
F6_Commercial_Lodging_New_Food Preparation_Natural Gas_Broiler_E7 | F6 | Commercial | Lodging | New | Food Preparation | Natural Gas | Broiler | E7 | Utility - Value of Sales | 0 | 0 | 0 | 0 | 0 | 0 | 0 | 0 | 0 | 0 | 0 | 0 | 0 | 0 | 0 | 0 | 0 | 0 | 0 | 0 | 0 | 0 | 0 | 0 | 0 | 0 | 0 | 0 | 0 | 0 | 0 | 0 | 0
F6_Commercial_Lodging_New_Food Preparation_Natural Gas_Broiler_E8 | F6 | Commercial | Lodging | New | Food Preparation | Natural Gas | Broiler | E8 | Utility - Value of Sales | 0 | 0 | 0 | 0 | 0 | 0 | 0 | 0 | 0 | 0 | 0 | 0 | 0 | 0 | 0 | 0 | 0 | 0 | 0 | 0 | 0 | 0 | 0 | 0 | 0 | 0 | 0 | 0 | 0 | 0 | 0 | 0 | 0
F6_Commercial_Lodging_New_Food Preparation_Natural Gas_Broiler_E9 | F6 | Commercial | Lodging | New | Food Preparation | Natural Gas | Broiler | E9 | Utility - Value of Sales | 0 | 0 | 0 | 0 | 0 | 0 | 0 | 0 | 0 | 0 | 0 | 0 | 0 | 0 | 0 | 0 | 0 | 0 | 0 | 0 | 0 | 0 | 0 | 0 | 0 | 0 | 0 | 0 | 0 | 0 | 0 | 0 | 0
F6_Commercial_Lodging_New_Food Preparation_Natural Gas_Broiler_E10 | F6 | Commercial | Lodging | New | Food Preparation | Natural Gas | Broiler | E10 | Utility - Value of Sales | 0 | 0 | 0 | 0 | 0 | 0 | 0 | 0 | 0 | 0 | 0 | 0 | 0 | 0 | 0 | 0 | 0 | 0 | 0 | 0 | 0 | 0 | 0 | 0 | 0 | 0 | 0 | 0 | 0 | 0 | 0 | 0 | 0
F1_Commercial_Lodging_New_Food Preparation_Natural Gas_Griddle_E1 | F1 | Commercial | Lodging | New | Food Preparation | Natural Gas | Griddle | E1 | RVT - Cost of Equipment | 0.19103 | 0.19127 | 0.19232 | 0 | 0 | 0 | 0 | 0 | 0 | 0 | 0 | 0 | 0 | 0 | 0 | 0 | 0 | 0 | 0 | 0 | 0 | 0 | 0 | 0 | 0 | 0 | 0 | 0 | 0 | 0 | 0 | 0 | 0
F1_Commercial_Lodging_New_Food Preparation_Natural Gas_Griddle_E2 | F1 | Commercial | Lodging | New | Food Preparation | Natural Gas | Griddle | E2 | RVT - Cost of Equipment | 0.16498 | 0.1652 | 0.1661 | 0.16526 | 0.16483 | 0.16548 | 0.16706 | 0.16834 | 0.16991 | 0.17142 | 0.17294 | 0.17438 | 0.17591 | 0.1775 | 0.17904 | 0.18061 | 0.1822 | 0.1839 | 0.18567 | 0.18749 | 0.18924 | 0.191 | 0.19258 | 0.19416 | 0.19553 | 0.19671 | 0.19779 | 0.19872 | 0.19945 | 0.20004 | 0.20037 | 0.20059 | 0.20059
F1_Commercial_Lodging_New_Food Preparation_Natural Gas_Griddle_E3 | F1 | Commercial | Lodging | New | Food Preparation | Natural Gas | Griddle | E3 | RVT - Cost of Equipment | 0 | 0 | 0 | 0 | 0 | 0 | 0 | 0 | 0 | 0 | 0 | 0 | 0 | 0 | 0 | 0 | 0 | 0 | 0 | 0 | 0 | 0 | 0 | 0 | 0 | 0 | 0 | 0 | 0 | 0 | 0 | 0 | 0
F1_Commercial_Lodging_New_Food Preparation_Natural Gas_Griddle_E4 | F1 | Commercial | Lodging | New | Food Preparation | Natural Gas | Griddle | E4 | RVT - Cost of Equipment | 0 | 0 | 0 | 0 | 0 | 0 | 0 | 0 | 0 | 0 | 0 | 0 | 0 | 0 | 0 | 0 | 0 | 0 | 0 | 0 | 0 | 0 | 0 | 0 | 0 | 0 | 0 | 0 | 0 | 0 | 0 | 0 | 0
F1_Commercial_Lodging_New_Food Preparation_Natural Gas_Griddle_E5 | F1 | Commercial | Lodging | New | Food Preparation | Natural Gas | Griddle | E5 | RVT - Cost of Equipment | 0 | 0 | 0 | 0 | 0 | 0 | 0 | 0 | 0 | 0 | 0 | 0 | 0 | 0 | 0 | 0 | 0 | 0 | 0 | 0 | 0 | 0 | 0 | 0 | 0 | 0 | 0 | 0 | 0 | 0 | 0 | 0 | 0
F1_Commercial_Lodging_New_Food Preparation_Natural Gas_Griddle_E6 | F1 | Commercial | Lodging | New | Food Preparation | Natural Gas | Griddle | E6 | RVT - Cost of Equipment | 0 | 0 | 0 | 0 | 0 | 0 | 0 | 0 | 0 | 0 | 0 | 0 | 0 | 0 | 0 | 0 | 0 | 0 | 0 | 0 | 0 | 0 | 0 | 0 | 0 | 0 | 0 | 0 | 0 | 0 | 0 | 0 | 0
F1_Commercial_Lodging_New_Food Preparation_Natural Gas_Griddle_E7 | F1 | Commercial | Lodging | New | Food Preparation | Natural Gas | Griddle | E7 | RVT - Cost of Equipment | 0 | 0 | 0 | 0 | 0 | 0 | 0 | 0 | 0 | 0 | 0 | 0 | 0 | 0 | 0 | 0 | 0 | 0 | 0 | 0 | 0 | 0 | 0 | 0 | 0 | 0 | 0 | 0 | 0 | 0 | 0 | 0 | 0
F1_Commercial_Lodging_New_Food Preparation_Natural Gas_Griddle_E8 | F1 | Commercial | Lodging | New | Food Preparation | Natural Gas | Griddle | E8 | RVT - Cost of Equipment | 0 | 0 | 0 | 0 | 0 | 0 | 0 | 0 | 0 | 0 | 0 | 0 | 0 | 0 | 0 | 0 | 0 | 0 | 0 | 0 | 0 | 0 | 0 | 0 | 0 | 0 | 0 | 0 | 0 | 0 | 0 | 0 | 0
F1_Commercial_Lodging_New_Food Preparation_Natural Gas_Griddle_E9 | F1 | Commercial | Lodging | New | Food Preparation | Natural Gas | Griddle | E9 | RVT - Cost of Equipment | 0 | 0 | 0 | 0 | 0 | 0 | 0 | 0 | 0 | 0 | 0 | 0 | 0 | 0 | 0 | 0 | 0 | 0 | 0 | 0 | 0 | 0 | 0 | 0 | 0 | 0 | 0 | 0 | 0 | 0 | 0 | 0 | 0
F1_Commercial_Lodging_New_Food Preparation_Natural Gas_Griddle_E10 | F1 | Commercial | Lodging | New | Food Preparation | Natural Gas | Griddle | E10 | RVT - Cost of Equipment | 0 | 0 | 0 | 0 | 0 | 0 | 0 | 0 | 0 | 0 | 0 | 0 | 0 | 0 | 0 | 0 | 0 | 0 | 0 | 0 | 0 | 0 | 0 | 0 | 0 | 0 | 0 | 0 | 0 | 0 | 0 | 0 | 0
F2_Commercial_Lodging_New_Food Preparation_Natural Gas_Griddle_E1 | F2 | Commercial | Lodging | New | Food Preparation | Natural Gas | Griddle | E1 | RVT - Cost of Operation | 0.22886 | 0.22916 | 0.23041 | 0 | 0 | 0 | 0 | 0 | 0 | 0 | 0 | 0 | 0 | 0 | 0 | 0 | 0 | 0 | 0 | 0 | 0 | 0 | 0 | 0 | 0 | 0 | 0 | 0 | 0 | 0 | 0 | 0 | 0
F2_Commercial_Lodging_New_Food Preparation_Natural Gas_Griddle_E2 | F2 | Commercial | Lodging | New | Food Preparation | Natural Gas | Griddle | E2 | RVT - Cost of Operation | 0.19766 | 0.19792 | 0.199 | 0.19799 | 0.19748 | 0.19826 | 0.20015 | 0.20169 | 0.20356 | 0.20537 | 0.20719 | 0.20892 | 0.21075 | 0.21265 | 0.2145 | 0.21638 | 0.21828 | 0.22032 | 0.22244 | 0.22463 | 0.22673 | 0.22884 | 0.23073 | 0.23262 | 0.23426 | 0.23568 | 0.23697 | 0.23808 | 0.23895 | 0.23967 | 0.24005 | 0.24032 | 0.24032
F2_Commercial_Lodging_New_Food Preparation_Natural Gas_Griddle_E3 | F2 | Commercial | Lodging | New | Food Preparation | Natural Gas | Griddle | E3 | RVT - Cost of Operation | 0 | 0 | 0 | 0 | 0 | 0 | 0 | 0 | 0 | 0 | 0 | 0 | 0 | 0 | 0 | 0 | 0 | 0 | 0 | 0 | 0 | 0 | 0 | 0 | 0 | 0 | 0 | 0 | 0 | 0 | 0 | 0 | 0
F2_Commercial_Lodging_New_Food Preparation_Natural Gas_Griddle_E4 | F2 | Commercial | Lodging | New | Food Preparation | Natural Gas | Griddle | E4 | RVT - Cost of Operation | 0 | 0 | 0 | 0 | 0 | 0 | 0 | 0 | 0 | 0 | 0 | 0 | 0 | 0 | 0 | 0 | 0 | 0 | 0 | 0 | 0 | 0 | 0 | 0 | 0 | 0 | 0 | 0 | 0 | 0 | 0 | 0 | 0
F2_Commercial_Lodging_New_Food Preparation_Natural Gas_Griddle_E5 | F2 | Commercial | Lodging | New | Food Preparation | Natural Gas | Griddle | E5 | RVT - Cost of Operation | 0 | 0 | 0 | 0 | 0 | 0 | 0 | 0 | 0 | 0 | 0 | 0 | 0 | 0 | 0 | 0 | 0 | 0 | 0 | 0 | 0 | 0 | 0 | 0 | 0 | 0 | 0 | 0 | 0 | 0 | 0 | 0 | 0
F2_Commercial_Lodging_New_Food Preparation_Natural Gas_Griddle_E6 | F2 | Commercial | Lodging | New | Food Preparation | Natural Gas | Griddle | E6 | RVT - Cost of Operation | 0 | 0 | 0 | 0 | 0 | 0 | 0 | 0 | 0 | 0 | 0 | 0 | 0 | 0 | 0 | 0 | 0 | 0 | 0 | 0 | 0 | 0 | 0 | 0 | 0 | 0 | 0 | 0 | 0 | 0 | 0 | 0 | 0
F2_Commercial_Lodging_New_Food Preparation_Natural Gas_Griddle_E7 | F2 | Commercial | Lodging | New | Food Preparation | Natural Gas | Griddle | E7 | RVT - Cost of Operation | 0 | 0 | 0 | 0 | 0 | 0 | 0 | 0 | 0 | 0 | 0 | 0 | 0 | 0 | 0 | 0 | 0 | 0 | 0 | 0 | 0 | 0 | 0 | 0 | 0 | 0 | 0 | 0 | 0 | 0 | 0 | 0 | 0
F2_Commercial_Lodging_New_Food Preparation_Natural Gas_Griddle_E8 | F2 | Commercial | Lodging | New | Food Preparation | Natural Gas | Griddle | E8 | RVT - Cost of Operation | 0 | 0 | 0 | 0 | 0 | 0 | 0 | 0 | 0 | 0 | 0 | 0 | 0 | 0 | 0 | 0 | 0 | 0 | 0 | 0 | 0 | 0 | 0 | 0 | 0 | 0 | 0 | 0 | 0 | 0 | 0 | 0 | 0
F2_Commercial_Lodging_New_Food Preparation_Natural Gas_Griddle_E9 | F2 | Commercial | Lodging | New | Food Preparation | Natural Gas | Griddle | E9 | RVT - Cost of Operation | 0 | 0 | 0 | 0 | 0 | 0 | 0 | 0 | 0 | 0 | 0 | 0 | 0 | 0 | 0 | 0 | 0 | 0 | 0 | 0 | 0 | 0 | 0 | 0 | 0 | 0 | 0 | 0 | 0 | 0 | 0 | 0 | 0
F2_Commercial_Lodging_New_Food Preparation_Natural Gas_Griddle_E10 | F2 | Commercial | Lodging | New | Food Preparation | Natural Gas | Griddle | E10 | RVT - Cost of Operation | 0 | 0 | 0 | 0 | 0 | 0 | 0 | 0 | 0 | 0 | 0 | 0 | 0 | 0 | 0 | 0 | 0 | 0 | 0 | 0 | 0 | 0 | 0 | 0 | 0 | 0 | 0 | 0 | 0 | 0 | 0 | 0 | 0
F3_Commercial_Lodging_New_Food Preparation_Natural Gas_Griddle_E1 | F3 | Commercial | Lodging | New | Food Preparation | Natural Gas | Griddle | E1 | System - kBTUs of Consumption | 0.056004 | 0.056004 | 0.056004 | 0 | 0 | 0 | 0 | 0 | 0 | 0 | 0 | 0 | 0 | 0 | 0 | 0 | 0 | 0 | 0 | 0 | 0 | 0 | 0 | 0 | 0 | 0 | 0 | 0 | 0 | 0 | 0 | 0 | 0
F3_Commercial_Lodging_New_Food Preparation_Natural Gas_Griddle_E2 | F3 | Commercial | Lodging | New | Food Preparation | Natural Gas | Griddle | E2 | System - kBTUs of Consumption | 0.059918 | 0.059918 | 0.059918 | 0.059918 | 0.059918 | 0.059918 | 0.059918 | 0.059918 | 0.059918 | 0.059918 | 0.059918 | 0.059918 | 0.059918 | 0.059918 | 0.059918 | 0.059918 | 0.059918 | 0.059918 | 0.059918 | 0.059918 | 0.059918 | 0.059918 | 0.059918 | 0.059918 | 0.059918 | 0.059918 | 0.059918 | 0.059918 | 0.059918 | 0.059918 | 0.059918 | 0.059918 | 0.059918
F3_Commercial_Lodging_New_Food Preparation_Natural Gas_Griddle_E3 | F3 | Commercial | Lodging | New | Food Preparation | Natural Gas | Griddle | E3 | System - kBTUs of Consumption | 0 | 0 | 0 | 0 | 0 | 0 | 0 | 0 | 0 | 0 | 0 | 0 | 0 | 0 | 0 | 0 | 0 | 0 | 0 | 0 | 0 | 0 | 0 | 0 | 0 | 0 | 0 | 0 | 0 | 0 | 0 | 0 | 0
F3_Commercial_Lodging_New_Food Preparation_Natural Gas_Griddle_E4 | F3 | Commercial | Lodging | New | Food Preparation | Natural Gas | Griddle | E4 | System - kBTUs of Consumption | 0 | 0 | 0 | 0 | 0 | 0 | 0 | 0 | 0 | 0 | 0 | 0 | 0 | 0 | 0 | 0 | 0 | 0 | 0 | 0 | 0 | 0 | 0 | 0 | 0 | 0 | 0 | 0 | 0 | 0 | 0 | 0 | 0
F3_Commercial_Lodging_New_Food Preparation_Natural Gas_Griddle_E5 | F3 | Commercial | Lodging | New | Food Preparation | Natural Gas | Griddle | E5 | System - kBTUs of Consumption | 0 | 0 | 0 | 0 | 0 | 0 | 0 | 0 | 0 | 0 | 0 | 0 | 0 | 0 | 0 | 0 | 0 | 0 | 0 | 0 | 0 | 0 | 0 | 0 | 0 | 0 | 0 | 0 | 0 | 0 | 0 | 0 | 0
F3_Commercial_Lodging_New_Food Preparation_Natural Gas_Griddle_E6 | F3 | Commercial | Lodging | New | Food Preparation | Natural Gas | Griddle | E6 | System - kBTUs of Consumption | 0 | 0 | 0 | 0 | 0 | 0 | 0 | 0 | 0 | 0 | 0 | 0 | 0 | 0 | 0 | 0 | 0 | 0 | 0 | 0 | 0 | 0 | 0 | 0 | 0 | 0 | 0 | 0 | 0 | 0 | 0 | 0 | 0
F3_Commercial_Lodging_New_Food Preparation_Natural Gas_Griddle_E7 | F3 | Commercial | Lodging | New | Food Preparation | Natural Gas | Griddle | E7 | System - kBTUs of Consumption | 0 | 0 | 0 | 0 | 0 | 0 | 0 | 0 | 0 | 0 | 0 | 0 | 0 | 0 | 0 | 0 | 0 | 0 | 0 | 0 | 0 | 0 | 0 | 0 | 0 | 0 | 0 | 0 | 0 | 0 | 0 | 0 | 0
F3_Commercial_Lodging_New_Food Preparation_Natural Gas_Griddle_E8 | F3 | Commercial | Lodging | New | Food Preparation | Natural Gas | Griddle | E8 | System - kBTUs of Consumption | 0 | 0 | 0 | 0 | 0 | 0 | 0 | 0 | 0 | 0 | 0 | 0 | 0 | 0 | 0 | 0 | 0 | 0 | 0 | 0 | 0 | 0 | 0 | 0 | 0 | 0 | 0 | 0 | 0 | 0 | 0 | 0 | 0
F3_Commercial_Lodging_New_Food Preparation_Natural Gas_Griddle_E9 | F3 | Commercial | Lodging | New | Food Preparation | Natural Gas | Griddle | E9 | System - kBTUs of Consumption | 0 | 0 | 0 | 0 | 0 | 0 | 0 | 0 | 0 | 0 | 0 | 0 | 0 | 0 | 0 | 0 | 0 | 0 | 0 | 0 | 0 | 0 | 0 | 0 | 0 | 0 | 0 | 0 | 0 | 0 | 0 | 0 | 0
F3_Commercial_Lodging_New_Food Preparation_Natural Gas_Griddle_E10 | F3 | Commercial | Lodging | New | Food Preparation | Natural Gas | Griddle | E10 | System - kBTUs of Consumption | 0 | 0 | 0 | 0 | 0 | 0 | 0 | 0 | 0 | 0 | 0 | 0 | 0 | 0 | 0 | 0 | 0 | 0 | 0 | 0 | 0 | 0 | 0 | 0 | 0 | 0 | 0 | 0 | 0 | 0 | 0 | 0 | 0
F4_Commercial_Lodging_New_Food Preparation_Natural Gas_Griddle_E1 | F4 | Commercial | Lodging | New | Food Preparation | Natural Gas | Griddle | E1 | Utility - Cost of Equipment | 0.22886 | 0.22916 | 0.23041 | 0 | 0 | 0 | 0 | 0 | 0 | 0 | 0 | 0 | 0 | 0 | 0 | 0 | 0 | 0 | 0 | 0 | 0 | 0 | 0 | 0 | 0 | 0 | 0 | 0 | 0 | 0 | 0 | 0 | 0
F4_Commercial_Lodging_New_Food Preparation_Natural Gas_Griddle_E2 | F4 | Commercial | Lodging | New | Food Preparation | Natural Gas | Griddle | E2 | Utility - Cost of Equipment | 0.19766 | 0.19792 | 0.199 | 0.19799 | 0.19748 | 0.19826 | 0.20015 | 0.20169 | 0.20356 | 0.20537 | 0.20719 | 0.20892 | 0.21075 | 0.21265 | 0.2145 | 0.21638 | 0.21828 | 0.22032 | 0.22244 | 0.22463 | 0.22673 | 0.22884 | 0.23073 | 0.23262 | 0.23426 | 0.23568 | 0.23697 | 0.23808 | 0.23895 | 0.23967 | 0.24005 | 0.24032 | 0.24032
F4_Commercial_Lodging_New_Food Preparation_Natural Gas_Griddle_E3 | F4 | Commercial | Lodging | New | Food Preparation | Natural Gas | Griddle | E3 | Utility - Cost of Equipment | 0 | 0 | 0 | 0 | 0 | 0 | 0 | 0 | 0 | 0 | 0 | 0 | 0 | 0 | 0 | 0 | 0 | 0 | 0 | 0 | 0 | 0 | 0 | 0 | 0 | 0 | 0 | 0 | 0 | 0 | 0 | 0 | 0
F4_Commercial_Lodging_New_Food Preparation_Natural Gas_Griddle_E4 | F4 | Commercial | Lodging | New | Food Preparation | Natural Gas | Griddle | E4 | Utility - Cost of Equipment | 0 | 0 | 0 | 0 | 0 | 0 | 0 | 0 | 0 | 0 | 0 | 0 | 0 | 0 | 0 | 0 | 0 | 0 | 0 | 0 | 0 | 0 | 0 | 0 | 0 | 0 | 0 | 0 | 0 | 0 | 0 | 0 | 0
F4_Commercial_Lodging_New_Food Preparation_Natural Gas_Griddle_E5 | F4 | Commercial | Lodging | New | Food Preparation | Natural Gas | Griddle | E5 | Utility - Cost of Equipment | 0 | 0 | 0 | 0 | 0 | 0 | 0 | 0 | 0 | 0 | 0 | 0 | 0 | 0 | 0 | 0 | 0 | 0 | 0 | 0 | 0 | 0 | 0 | 0 | 0 | 0 | 0 | 0 | 0 | 0 | 0 | 0 | 0
F4_Commercial_Lodging_New_Food Preparation_Natural Gas_Griddle_E6 | F4 | Commercial | Lodging | New | Food Preparation | Natural Gas | Griddle | E6 | Utility - Cost of Equipment | 0 | 0 | 0 | 0 | 0 | 0 | 0 | 0 | 0 | 0 | 0 | 0 | 0 | 0 | 0 | 0 | 0 | 0 | 0 | 0 | 0 | 0 | 0 | 0 | 0 | 0 | 0 | 0 | 0 | 0 | 0 | 0 | 0
F4_Commercial_Lodging_New_Food Preparation_Natural Gas_Griddle_E7 | F4 | Commercial | Lodging | New | Food Preparation | Natural Gas | Griddle | E7 | Utility - Cost of Equipment | 0 | 0 | 0 | 0 | 0 | 0 | 0 | 0 | 0 | 0 | 0 | 0 | 0 | 0 | 0 | 0 | 0 | 0 | 0 | 0 | 0 | 0 | 0 | 0 | 0 | 0 | 0 | 0 | 0 | 0 | 0 | 0 | 0
F4_Commercial_Lodging_New_Food Preparation_Natural Gas_Griddle_E8 | F4 | Commercial | Lodging | New | Food Preparation | Natural Gas | Griddle | E8 | Utility - Cost of Equipment | 0 | 0 | 0 | 0 | 0 | 0 | 0 | 0 | 0 | 0 | 0 | 0 | 0 | 0 | 0 | 0 | 0 | 0 | 0 | 0 | 0 | 0 | 0 | 0 | 0 | 0 | 0 | 0 | 0 | 0 | 0 | 0 | 0
F4_Commercial_Lodging_New_Food Preparation_Natural Gas_Griddle_E9 | F4 | Commercial | Lodging | New | Food Preparation | Natural Gas | Griddle | E9 | Utility - Cost of Equipment | 0 | 0 | 0 | 0 | 0 | 0 | 0 | 0 | 0 | 0 | 0 | 0 | 0 | 0 | 0 | 0 | 0 | 0 | 0 | 0 | 0 | 0 | 0 | 0 | 0 | 0 | 0 | 0 | 0 | 0 | 0 | 0 | 0
F4_Commercial_Lodging_New_Food Preparation_Natural Gas_Griddle_E10 | F4 | Commercial | Lodging | New | Food Preparation | Natural Gas | Griddle | E10 | Utility - Cost of Equipment | 0 | 0 | 0 | 0 | 0 | 0 | 0 | 0 | 0 | 0 | 0 | 0 | 0 | 0 | 0 | 0 | 0 | 0 | 0 | 0 | 0 | 0 | 0 | 0 | 0 | 0 | 0 | 0 | 0 | 0 | 0 | 0 | 0
F5_Commercial_Lodging_New_Food Preparation_Natural Gas_Griddle_E1 | F5 | Commercial | Lodging | New | Food Preparation | Natural Gas | Griddle | E1 | Utility - Cost of Operation | 0.056004 | 0.056004 | 0.056004 | 0 | 0 | 0 | 0 | 0 | 0 | 0 | 0 | 0 | 0 | 0 | 0 | 0 | 0 | 0 | 0 | 0 | 0 | 0 | 0 | 0 | 0 | 0 | 0 | 0 | 0 | 0 | 0 | 0 | 0
F5_Commercial_Lodging_New_Food Preparation_Natural Gas_Griddle_E2 | F5 | Commercial | Lodging | New | Food Preparation | Natural Gas | Griddle | E2 | Utility - Cost of Operation | 0.059918 | 0.059918 | 0.059918 | 0.059918 | 0.059918 | 0.059918 | 0.059918 | 0.059918 | 0.059918 | 0.059918 | 0.059918 | 0.059918 | 0.059918 | 0.059918 | 0.059918 | 0.059918 | 0.059918 | 0.059918 | 0.059918 | 0.059918 | 0.059918 | 0.059918 | 0.059918 | 0.059918 | 0.059918 | 0.059918 | 0.059918 | 0.059918 | 0.059918 | 0.059918 | 0.059918 | 0.059918 | 0.059918
F5_Commercial_Lodging_New_Food Preparation_Natural Gas_Griddle_E3 | F5 | Commercial | Lodging | New | Food Preparation | Natural Gas | Griddle | E3 | Utility - Cost of Operation | 0 | 0 | 0 | 0 | 0 | 0 | 0 | 0 | 0 | 0 | 0 | 0 | 0 | 0 | 0 | 0 | 0 | 0 | 0 | 0 | 0 | 0 | 0 | 0 | 0 | 0 | 0 | 0 | 0 | 0 | 0 | 0 | 0
F5_Commercial_Lodging_New_Food Preparation_Natural Gas_Griddle_E4 | F5 | Commercial | Lodging | New | Food Preparation | Natural Gas | Griddle | E4 | Utility - Cost of Operation | 0 | 0 | 0 | 0 | 0 | 0 | 0 | 0 | 0 | 0 | 0 | 0 | 0 | 0 | 0 | 0 | 0 | 0 | 0 | 0 | 0 | 0 | 0 | 0 | 0 | 0 | 0 | 0 | 0 | 0 | 0 | 0 | 0
F5_Commercial_Lodging_New_Food Preparation_Natural Gas_Griddle_E5 | F5 | Commercial | Lodging | New | Food Preparation | Natural Gas | Griddle | E5 | Utility - Cost of Operation | 0 | 0 | 0 | 0 | 0 | 0 | 0 | 0 | 0 | 0 | 0 | 0 | 0 | 0 | 0 | 0 | 0 | 0 | 0 | 0 | 0 | 0 | 0 | 0 | 0 | 0 | 0 | 0 | 0 | 0 | 0 | 0 | 0
F5_Commercial_Lodging_New_Food Preparation_Natural Gas_Griddle_E6 | F5 | Commercial | Lodging | New | Food Preparation | Natural Gas | Griddle | E6 | Utility - Cost of Operation | 0 | 0 | 0 | 0 | 0 | 0 | 0 | 0 | 0 | 0 | 0 | 0 | 0 | 0 | 0 | 0 | 0 | 0 | 0 | 0 | 0 | 0 | 0 | 0 | 0 | 0 | 0 | 0 | 0 | 0 | 0 | 0 | 0
F5_Commercial_Lodging_New_Food Preparation_Natural Gas_Griddle_E7 | F5 | Commercial | Lodging | New | Food Preparation | Natural Gas | Griddle | E7 | Utility - Cost of Operation | 0 | 0 | 0 | 0 | 0 | 0 | 0 | 0 | 0 | 0 | 0 | 0 | 0 | 0 | 0 | 0 | 0 | 0 | 0 | 0 | 0 | 0 | 0 | 0 | 0 | 0 | 0 | 0 | 0 | 0 | 0 | 0 | 0
F5_Commercial_Lodging_New_Food Preparation_Natural Gas_Griddle_E8 | F5 | Commercial | Lodging | New | Food Preparation | Natural Gas | Griddle | E8 | Utility - Cost of Operation | 0 | 0 | 0 | 0 | 0 | 0 | 0 | 0 | 0 | 0 | 0 | 0 | 0 | 0 | 0 | 0 | 0 | 0 | 0 | 0 | 0 | 0 | 0 | 0 | 0 | 0 | 0 | 0 | 0 | 0 | 0 | 0 | 0
F5_Commercial_Lodging_New_Food Preparation_Natural Gas_Griddle_E9 | F5 | Commercial | Lodging | New | Food Preparation | Natural Gas | Griddle | E9 | Utility - Cost of Operation | 0 | 0 | 0 | 0 | 0 | 0 | 0 | 0 | 0 | 0 | 0 | 0 | 0 | 0 | 0 | 0 | 0 | 0 | 0 | 0 | 0 | 0 | 0 | 0 | 0 | 0 | 0 | 0 | 0 | 0 | 0 | 0 | 0
F5_Commercial_Lodging_New_Food Preparation_Natural Gas_Griddle_E10 | F5 | Commercial | Lodging | New | Food Preparation | Natural Gas | Griddle | E10 | Utility - Cost of Operation | 0 | 0 | 0 | 0 | 0 | 0 | 0 | 0 | 0 | 0 | 0 | 0 | 0 | 0 | 0 | 0 | 0 | 0 | 0 | 0 | 0 | 0 | 0 | 0 | 0 | 0 | 0 | 0 | 0 | 0 | 0 | 0 | 0
F6_Commercial_Lodging_New_Food Preparation_Natural Gas_Griddle_E1 | F6 | Commercial | Lodging | New | Food Preparation | Natural Gas | Griddle | E1 | Utility - Value of Sales | 0.12114 | 0.12169 | 0.12256 | 0 | 0 | 0 | 0 | 0 | 0 | 0 | 0 | 0 | 0 | 0 | 0 | 0 | 0 | 0 | 0 | 0 | 0 | 0 | 0 | 0 | 0 | 0 | 0 | 0 | 0 | 0 | 0 | 0 | 0
F6_Commercial_Lodging_New_Food Preparation_Natural Gas_Griddle_E2 | F6 | Commercial | Lodging | New | Food Preparation | Natural Gas | Griddle | E2 | Utility - Value of Sales | 0.10463 | 0.1051 | 0.10585 | 0.10568 | 0.10568 | 0.10568 | 0.10568 | 0.10568 | 0.10568 | 0.10568 | 0.10568 | 0.10568 | 0.10568 | 0.10568 | 0.10568 | 0.10568 | 0.10568 | 0.10568 | 0.10568 | 0.10568 | 0.10568 | 0.10568 | 0.10568 | 0.10568 | 0.10568 | 0.10568 | 0.10568 | 0.10568 | 0.10568 | 0.10568 | 0.10568 | 0.10568 | 0.10568
F6_Commercial_Lodging_New_Food Preparation_Natural Gas_Griddle_E3 | F6 | Commercial | Lodging | New | Food Preparation | Natural Gas | Griddle | E3 | Utility - Value of Sales | 0 | 0 | 0 | 0 | 0 | 0 | 0 | 0 | 0 | 0 | 0 | 0 | 0 | 0 | 0 | 0 | 0 | 0 | 0 | 0 | 0 | 0 | 0 | 0 | 0 | 0 | 0 | 0 | 0 | 0 | 0 | 0 | 0
F6_Commercial_Lodging_New_Food Preparation_Natural Gas_Griddle_E4 | F6 | Commercial | Lodging | New | Food Preparation | Natural Gas | Griddle | E4 | Utility - Value of Sales | 0 | 0 | 0 | 0 | 0 | 0 | 0 | 0 | 0 | 0 | 0 | 0 | 0 | 0 | 0 | 0 | 0 | 0 | 0 | 0 | 0 | 0 | 0 | 0 | 0 | 0 | 0 | 0 | 0 | 0 | 0 | 0 | 0
F6_Commercial_Lodging_New_Food Preparation_Natural Gas_Griddle_E5 | F6 | Commercial | Lodging | New | Food Preparation | Natural Gas | Griddle | E5 | Utility - Value of Sales | 0 | 0 | 0 | 0 | 0 | 0 | 0 | 0 | 0 | 0 | 0 | 0 | 0 | 0 | 0 | 0 | 0 | 0 | 0 | 0 | 0 | 0 | 0 | 0 | 0 | 0 | 0 | 0 | 0 | 0 | 0 | 0 | 0
F6_Commercial_Lodging_New_Food Preparation_Natural Gas_Griddle_E6 | F6 | Commercial | Lodging | New | Food Preparation | Natural Gas | Griddle | E6 | Utility - Value of Sales | 0 | 0 | 0 | 0 | 0 | 0 | 0 | 0 | 0 | 0 | 0 | 0 | 0 | 0 | 0 | 0 | 0 | 0 | 0 | 0 | 0 | 0 | 0 | 0 | 0 | 0 | 0 | 0 | 0 | 0 | 0 | 0 | 0
F6_Commercial_Lodging_New_Food Preparation_Natural Gas_Griddle_E7 | F6 | Commercial | Lodging | New | Food Preparation | Natural Gas | Griddle | E7 | Utility - Value of Sales | 0 | 0 | 0 | 0 | 0 | 0 | 0 | 0 | 0 | 0 | 0 | 0 | 0 | 0 | 0 | 0 | 0 | 0 | 0 | 0 | 0 | 0 | 0 | 0 | 0 | 0 | 0 | 0 | 0 | 0 | 0 | 0 | 0
F6_Commercial_Lodging_New_Food Preparation_Natural Gas_Griddle_E8 | F6 | Commercial | Lodging | New | Food Preparation | Natural Gas | Griddle | E8 | Utility - Value of Sales | 0 | 0 | 0 | 0 | 0 | 0 | 0 | 0 | 0 | 0 | 0 | 0 | 0 | 0 | 0 | 0 | 0 | 0 | 0 | 0 | 0 | 0 | 0 | 0 | 0 | 0 | 0 | 0 | 0 | 0 | 0 | 0 | 0
F6_Commercial_Lodging_New_Food Preparation_Natural Gas_Griddle_E9 | F6 | Commercial | Lodging | New | Food Preparation | Natural Gas | Griddle | E9 | Utility - Value of Sales | 0 | 0 | 0 | 0 | 0 | 0 | 0 | 0 | 0 | 0 | 0 | 0 | 0 | 0 | 0 | 0 | 0 | 0 | 0 | 0 | 0 | 0 | 0 | 0 | 0 | 0 | 0 | 0 | 0 | 0 | 0 | 0 | 0
F6_Commercial_Lodging_New_Food Preparation_Natural Gas_Griddle_E10 | F6 | Commercial | Lodging | New | Food Preparation | Natural Gas | Griddle | E10 | Utility - Value of Sales | 0 | 0 | 0 | 0 | 0 | 0 | 0 | 0 | 0 | 0 | 0 | 0 | 0 | 0 | 0 | 0 | 0 | 0 | 0 | 0 | 0 | 0 | 0 | 0 | 0 | 0 | 0 | 0 | 0 | 0 | 0 | 0 | 0
F1_Commercial_Lodging_New_Food Preparation_Natural Gas_Range_E1 | F1 | Commercial | Lodging | New | Food Preparation | Natural Gas | Range | E1 | RVT - Cost of Equipment | 0.22293 | 0.2229 | 0.22397 | 0.22232 | 0.22132 | 0.22205 | 0.22424 | 0.22597 | 0.22812 | 0.23015 | 0.23219 | 0.23407 | 0.23608 | 0.23818 | 0.24018 | 0.24222 | 0.2443 | 0.24655 | 0.24891 | 0.25138 | 0.25383 | 0.25638 | 0.25873 | 0.26116 | 0.26332 | 0.26518 | 0.26687 | 0.26833 | 0.26948 | 0.27042 | 0.27093 | 0.27127 | 0.27127
F1_Commercial_Lodging_New_Food Preparation_Natural Gas_Range_E2 | F1 | Commercial | Lodging | New | Food Preparation | Natural Gas | Range | E2 | RVT - Cost of Equipment | 0.1672 | 0.16717 | 0.16798 | 0.16674 | 0.16599 | 0.16654 | 0.16818 | 0.16948 | 0.17109 | 0.17262 | 0.17415 | 0.17555 | 0.17706 | 0.17863 | 0.18014 | 0.18167 | 0.18322 | 0.18491 | 0.18668 | 0.18854 | 0.19037 | 0.19228 | 0.19405 | 0.19587 | 0.19749 | 0.19888 | 0.20016 | 0.20125 | 0.20211 | 0.20281 | 0.2032 | 0.20345 | 0.20345
F1_Commercial_Lodging_New_Food Preparation_Natural Gas_Range_E3 | F1 | Commercial | Lodging | New | Food Preparation | Natural Gas | Range | E3 | RVT - Cost of Equipment | 0 | 0 | 0 | 0 | 0 | 0 | 0 | 0 | 0 | 0 | 0 | 0 | 0 | 0 | 0 | 0 | 0 | 0 | 0 | 0 | 0 | 0 | 0 | 0 | 0 | 0 | 0 | 0 | 0 | 0 | 0 | 0 | 0
F1_Commercial_Lodging_New_Food Preparation_Natural Gas_Range_E4 | F1 | Commercial | Lodging | New | Food Preparation | Natural Gas | Range | E4 | RVT - Cost of Equipment | 0 | 0 | 0 | 0 | 0 | 0 | 0 | 0 | 0 | 0 | 0 | 0 | 0 | 0 | 0 | 0 | 0 | 0 | 0 | 0 | 0 | 0 | 0 | 0 | 0 | 0 | 0 | 0 | 0 | 0 | 0 | 0 | 0
F1_Commercial_Lodging_New_Food Preparation_Natural Gas_Range_E5 | F1 | Commercial | Lodging | New | Food Preparation | Natural Gas | Range | E5 | RVT - Cost of Equipment | 0 | 0 | 0 | 0 | 0 | 0 | 0 | 0 | 0 | 0 | 0 | 0 | 0 | 0 | 0 | 0 | 0 | 0 | 0 | 0 | 0 | 0 | 0 | 0 | 0 | 0 | 0 | 0 | 0 | 0 | 0 | 0 | 0
F1_Commercial_Lodging_New_Food Preparation_Natural Gas_Range_E6 | F1 | Commercial | Lodging | New | Food Preparation | Natural Gas | Range | E6 | RVT - Cost of Equipment | 0 | 0 | 0 | 0 | 0 | 0 | 0 | 0 | 0 | 0 | 0 | 0 | 0 | 0 | 0 | 0 | 0 | 0 | 0 | 0 | 0 | 0 | 0 | 0 | 0 | 0 | 0 | 0 | 0 | 0 | 0 | 0 | 0
F1_Commercial_Lodging_New_Food Preparation_Natural Gas_Range_E7 | F1 | Commercial | Lodging | New | Food Preparation | Natural Gas | Range | E7 | RVT - Cost of Equipment | 0 | 0 | 0 | 0 | 0 | 0 | 0 | 0 | 0 | 0 | 0 | 0 | 0 | 0 | 0 | 0 | 0 | 0 | 0 | 0 | 0 | 0 | 0 | 0 | 0 | 0 | 0 | 0 | 0 | 0 | 0 | 0 | 0
F1_Commercial_Lodging_New_Food Preparation_Natural Gas_Range_E8 | F1 | Commercial | Lodging | New | Food Preparation | Natural Gas | Range | E8 | RVT - Cost of Equipment | 0 | 0 | 0 | 0 | 0 | 0 | 0 | 0 | 0 | 0 | 0 | 0 | 0 | 0 | 0 | 0 | 0 | 0 | 0 | 0 | 0 | 0 | 0 | 0 | 0 | 0 | 0 | 0 | 0 | 0 | 0 | 0 | 0
F1_Commercial_Lodging_New_Food Preparation_Natural Gas_Range_E9 | F1 | Commercial | Lodging | New | Food Preparation | Natural Gas | Range | E9 | RVT - Cost of Equipment | 0 | 0 | 0 | 0 | 0 | 0 | 0 | 0 | 0 | 0 | 0 | 0 | 0 | 0 | 0 | 0 | 0 | 0 | 0 | 0 | 0 | 0 | 0 | 0 | 0 | 0 | 0 | 0 | 0 | 0 | 0 | 0 | 0
F1_Commercial_Lodging_New_Food Preparation_Natural Gas_Range_E10 | F1 | Commercial | Lodging | New | Food Preparation | Natural Gas | Range | E10 | RVT - Cost of Equipment | 0 | 0 | 0 | 0 | 0 | 0 | 0 | 0 | 0 | 0 | 0 | 0 | 0 | 0 | 0 | 0 | 0 | 0 | 0 | 0 | 0 | 0 | 0 | 0 | 0 | 0 | 0 | 0 | 0 | 0 | 0 | 0 | 0
F2_Commercial_Lodging_New_Food Preparation_Natural Gas_Range_E1 | F2 | Commercial | Lodging | New | Food Preparation | Natural Gas | Range | E1 | RVT - Cost of Operation | 0.26709 | 0.26705 | 0.26833 | 0.26636 | 0.26515 | 0.26603 | 0.26866 | 0.27073 | 0.27331 | 0.27574 | 0.27818 | 0.28043 | 0.28283 | 0.28535 | 0.28775 | 0.2902 | 0.29269 | 0.29539 | 0.29821 | 0.30118 | 0.3041 | 0.30715 | 0.30997 | 0.31289 | 0.31547 | 0.3177 | 0.31973 | 0.32148 | 0.32285 | 0.32398 | 0.32459 | 0.325 | 0.325
F2_Commercial_Lodging_New_Food Preparation_Natural Gas_Range_E2 | F2 | Commercial | Lodging | New | Food Preparation | Natural Gas | Range | E2 | RVT - Cost of Operation | 0.20032 | 0.20028 | 0.20125 | 0.19977 | 0.19887 | 0.19952 | 0.20149 | 0.20305 | 0.20498 | 0.2068 | 0.20864 | 0.21032 | 0.21213 | 0.21401 | 0.21581 | 0.21765 | 0.21951 | 0.22154 | 0.22365 | 0.22588 | 0.22807 | 0.23037 | 0.23248 | 0.23467 | 0.2366 | 0.23828 | 0.2398 | 0.24111 | 0.24214 | 0.24298 | 0.24344 | 0.24375 | 0.24375
F2_Commercial_Lodging_New_Food Preparation_Natural Gas_Range_E3 | F2 | Commercial | Lodging | New | Food Preparation | Natural Gas | Range | E3 | RVT - Cost of Operation | 0 | 0 | 0 | 0 | 0 | 0 | 0 | 0 | 0 | 0 | 0 | 0 | 0 | 0 | 0 | 0 | 0 | 0 | 0 | 0 | 0 | 0 | 0 | 0 | 0 | 0 | 0 | 0 | 0 | 0 | 0 | 0 | 0
F2_Commercial_Lodging_New_Food Preparation_Natural Gas_Range_E4 | F2 | Commercial | Lodging | New | Food Preparation | Natural Gas | Range | E4 | RVT - Cost of Operation | 0 | 0 | 0 | 0 | 0 | 0 | 0 | 0 | 0 | 0 | 0 | 0 | 0 | 0 | 0 | 0 | 0 | 0 | 0 | 0 | 0 | 0 | 0 | 0 | 0 | 0 | 0 | 0 | 0 | 0 | 0 | 0 | 0
F2_Commercial_Lodging_New_Food Preparation_Natural Gas_Range_E5 | F2 | Commercial | Lodging | New | Food Preparation | Natural Gas | Range | E5 | RVT - Cost of Operation | 0 | 0 | 0 | 0 | 0 | 0 | 0 | 0 | 0 | 0 | 0 | 0 | 0 | 0 | 0 | 0 | 0 | 0 | 0 | 0 | 0 | 0 | 0 | 0 | 0 | 0 | 0 | 0 | 0 | 0 | 0 | 0 | 0
F2_Commercial_Lodging_New_Food Preparation_Natural Gas_Range_E6 | F2 | Commercial | Lodging | New | Food Preparation | Natural Gas | Range | E6 | RVT - Cost of Operation | 0 | 0 | 0 | 0 | 0 | 0 | 0 | 0 | 0 | 0 | 0 | 0 | 0 | 0 | 0 | 0 | 0 | 0 | 0 | 0 | 0 | 0 | 0 | 0 | 0 | 0 | 0 | 0 | 0 | 0 | 0 | 0 | 0
F2_Commercial_Lodging_New_Food Preparation_Natural Gas_Range_E7 | F2 | Commercial | Lodging | New | Food Preparation | Natural Gas | Range | E7 | RVT - Cost of Operation | 0 | 0 | 0 | 0 | 0 | 0 | 0 | 0 | 0 | 0 | 0 | 0 | 0 | 0 | 0 | 0 | 0 | 0 | 0 | 0 | 0 | 0 | 0 | 0 | 0 | 0 | 0 | 0 | 0 | 0 | 0 | 0 | 0
F2_Commercial_Lodging_New_Food Preparation_Natural Gas_Range_E8 | F2 | Commercial | Lodging | New | Food Preparation | Natural Gas | Range | E8 | RVT - Cost of Operation | 0 | 0 | 0 | 0 | 0 | 0 | 0 | 0 | 0 | 0 | 0 | 0 | 0 | 0 | 0 | 0 | 0 | 0 | 0 | 0 | 0 | 0 | 0 | 0 | 0 | 0 | 0 | 0 | 0 | 0 | 0 | 0 | 0
F2_Commercial_Lodging_New_Food Preparation_Natural Gas_Range_E9 | F2 | Commercial | Lodging | New | Food Preparation | Natural Gas | Range | E9 | RVT - Cost of Operation | 0 | 0 | 0 | 0 | 0 | 0 | 0 | 0 | 0 | 0 | 0 | 0 | 0 | 0 | 0 | 0 | 0 | 0 | 0 | 0 | 0 | 0 | 0 | 0 | 0 | 0 | 0 | 0 | 0 | 0 | 0 | 0 | 0
F2_Commercial_Lodging_New_Food Preparation_Natural Gas_Range_E10 | F2 | Commercial | Lodging | New | Food Preparation | Natural Gas | Range | E10 | RVT - Cost of Operation | 0 | 0 | 0 | 0 | 0 | 0 | 0 | 0 | 0 | 0 | 0 | 0 | 0 | 0 | 0 | 0 | 0 | 0 | 0 | 0 | 0 | 0 | 0 | 0 | 0 | 0 | 0 | 0 | 0 | 0 | 0 | 0 | 0
F3_Commercial_Lodging_New_Food Preparation_Natural Gas_Range_E1 | F3 | Commercial | Lodging | New | Food Preparation | Natural Gas | Range | E1 | System - kBTUs of Consumption | 0.10685 | 0.10685 | 0.10685 | 0.10685 | 0.10685 | 0.10685 | 0.10685 | 0.10685 | 0.10685 | 0.10685 | 0.10685 | 0.10685 | 0.10685 | 0.10685 | 0.10685 | 0.10685 | 0.10685 | 0.10685 | 0.10685 | 0.10685 | 0.10685 | 0.10685 | 0.10685 | 0.10685 | 0.10685 | 0.10685 | 0.10685 | 0.10685 | 0.10685 | 0.10685 | 0.10685 | 0.10685 | 0.10685
F3_Commercial_Lodging_New_Food Preparation_Natural Gas_Range_E2 | F3 | Commercial | Lodging | New | Food Preparation | Natural Gas | Range | E2 | System - kBTUs of Consumption | 0.10687 | 0.10687 | 0.10687 | 0.10687 | 0.10687 | 0.10687 | 0.10687 | 0.10687 | 0.10687 | 0.10687 | 0.10687 | 0.10687 | 0.10687 | 0.10687 | 0.10687 | 0.10687 | 0.10687 | 0.10687 | 0.10687 | 0.10687 | 0.10687 | 0.10687 | 0.10687 | 0.10687 | 0.10687 | 0.10687 | 0.10687 | 0.10687 | 0.10687 | 0.10687 | 0.10687 | 0.10687 | 0.10687
F3_Commercial_Lodging_New_Food Preparation_Natural Gas_Range_E3 | F3 | Commercial | Lodging | New | Food Preparation | Natural Gas | Range | E3 | System - kBTUs of Consumption | 0 | 0 | 0 | 0 | 0 | 0 | 0 | 0 | 0 | 0 | 0 | 0 | 0 | 0 | 0 | 0 | 0 | 0 | 0 | 0 | 0 | 0 | 0 | 0 | 0 | 0 | 0 | 0 | 0 | 0 | 0 | 0 | 0
F3_Commercial_Lodging_New_Food Preparation_Natural Gas_Range_E4 | F3 | Commercial | Lodging | New | Food Preparation | Natural Gas | Range | E4 | System - kBTUs of Consumption | 0 | 0 | 0 | 0 | 0 | 0 | 0 | 0 | 0 | 0 | 0 | 0 | 0 | 0 | 0 | 0 | 0 | 0 | 0 | 0 | 0 | 0 | 0 | 0 | 0 | 0 | 0 | 0 | 0 | 0 | 0 | 0 | 0
F3_Commercial_Lodging_New_Food Preparation_Natural Gas_Range_E5 | F3 | Commercial | Lodging | New | Food Preparation | Natural Gas | Range | E5 | System - kBTUs of Consumption | 0 | 0 | 0 | 0 | 0 | 0 | 0 | 0 | 0 | 0 | 0 | 0 | 0 | 0 | 0 | 0 | 0 | 0 | 0 | 0 | 0 | 0 | 0 | 0 | 0 | 0 | 0 | 0 | 0 | 0 | 0 | 0 | 0
F3_Commercial_Lodging_New_Food Preparation_Natural Gas_Range_E6 | F3 | Commercial | Lodging | New | Food Preparation | Natural Gas | Range | E6 | System - kBTUs of Consumption | 0 | 0 | 0 | 0 | 0 | 0 | 0 | 0 | 0 | 0 | 0 | 0 | 0 | 0 | 0 | 0 | 0 | 0 | 0 | 0 | 0 | 0 | 0 | 0 | 0 | 0 | 0 | 0 | 0 | 0 | 0 | 0 | 0
F3_Commercial_Lodging_New_Food Preparation_Natural Gas_Range_E7 | F3 | Commercial | Lodging | New | Food Preparation | Natural Gas | Range | E7 | System - kBTUs of Consumption | 0 | 0 | 0 | 0 | 0 | 0 | 0 | 0 | 0 | 0 | 0 | 0 | 0 | 0 | 0 | 0 | 0 | 0 | 0 | 0 | 0 | 0 | 0 | 0 | 0 | 0 | 0 | 0 | 0 | 0 | 0 | 0 | 0
F3_Commercial_Lodging_New_Food Preparation_Natural Gas_Range_E8 | F3 | Commercial | Lodging | New | Food Preparation | Natural Gas | Range | E8 | System - kBTUs of Consumption | 0 | 0 | 0 | 0 | 0 | 0 | 0 | 0 | 0 | 0 | 0 | 0 | 0 | 0 | 0 | 0 | 0 | 0 | 0 | 0 | 0 | 0 | 0 | 0 | 0 | 0 | 0 | 0 | 0 | 0 | 0 | 0 | 0
F3_Commercial_Lodging_New_Food Preparation_Natural Gas_Range_E9 | F3 | Commercial | Lodging | New | Food Preparation | Natural Gas | Range | E9 | System - kBTUs of Consumption | 0 | 0 | 0 | 0 | 0 | 0 | 0 | 0 | 0 | 0 | 0 | 0 | 0 | 0 | 0 | 0 | 0 | 0 | 0 | 0 | 0 | 0 | 0 | 0 | 0 | 0 | 0 | 0 | 0 | 0 | 0 | 0 | 0
F3_Commercial_Lodging_New_Food Preparation_Natural Gas_Range_E10 | F3 | Commercial | Lodging | New | Food Preparation | Natural Gas | Range | E10 | System - kBTUs of Consumption | 0 | 0 | 0 | 0 | 0 | 0 | 0 | 0 | 0 | 0 | 0 | 0 | 0 | 0 | 0 | 0 | 0 | 0 | 0 | 0 | 0 | 0 | 0 | 0 | 0 | 0 | 0 | 0 | 0 | 0 | 0 | 0 | 0
F4_Commercial_Lodging_New_Food Preparation_Natural Gas_Range_E1 | F4 | Commercial | Lodging | New | Food Preparation | Natural Gas | Range | E1 | Utility - Cost of Equipment | 0.26709 | 0.26705 | 0.26833 | 0.26636 | 0.26515 | 0.26603 | 0.26866 | 0.27073 | 0.27331 | 0.27574 | 0.27818 | 0.28043 | 0.28283 | 0.28535 | 0.28775 | 0.2902 | 0.29269 | 0.29539 | 0.29821 | 0.30118 | 0.3041 | 0.30715 | 0.30997 | 0.31289 | 0.31547 | 0.3177 | 0.31973 | 0.32148 | 0.32285 | 0.32398 | 0.32459 | 0.325 | 0.325
F4_Commercial_Lodging_New_Food Preparation_Natural Gas_Range_E2 | F4 | Commercial | Lodging | New | Food Preparation | Natural Gas | Range | E2 | Utility - Cost of Equipment | 0.20032 | 0.20028 | 0.20125 | 0.19977 | 0.19887 | 0.19952 | 0.20149 | 0.20305 | 0.20498 | 0.2068 | 0.20864 | 0.21032 | 0.21213 | 0.21401 | 0.21581 | 0.21765 | 0.21951 | 0.22154 | 0.22365 | 0.22588 | 0.22807 | 0.23037 | 0.23248 | 0.23467 | 0.2366 | 0.23828 | 0.2398 | 0.24111 | 0.24214 | 0.24298 | 0.24344 | 0.24375 | 0.24375
F4_Commercial_Lodging_New_Food Preparation_Natural Gas_Range_E3 | F4 | Commercial | Lodging | New | Food Preparation | Natural Gas | Range | E3 | Utility - Cost of Equipment | 0 | 0 | 0 | 0 | 0 | 0 | 0 | 0 | 0 | 0 | 0 | 0 | 0 | 0 | 0 | 0 | 0 | 0 | 0 | 0 | 0 | 0 | 0 | 0 | 0 | 0 | 0 | 0 | 0 | 0 | 0 | 0 | 0
F4_Commercial_Lodging_New_Food Preparation_Natural Gas_Range_E4 | F4 | Commercial | Lodging | New | Food Preparation | Natural Gas | Range | E4 | Utility - Cost of Equipment | 0 | 0 | 0 | 0 | 0 | 0 | 0 | 0 | 0 | 0 | 0 | 0 | 0 | 0 | 0 | 0 | 0 | 0 | 0 | 0 | 0 | 0 | 0 | 0 | 0 | 0 | 0 | 0 | 0 | 0 | 0 | 0 | 0
F4_Commercial_Lodging_New_Food Preparation_Natural Gas_Range_E5 | F4 | Commercial | Lodging | New | Food Preparation | Natural Gas | Range | E5 | Utility - Cost of Equipment | 0 | 0 | 0 | 0 | 0 | 0 | 0 | 0 | 0 | 0 | 0 | 0 | 0 | 0 | 0 | 0 | 0 | 0 | 0 | 0 | 0 | 0 | 0 | 0 | 0 | 0 | 0 | 0 | 0 | 0 | 0 | 0 | 0
F4_Commercial_Lodging_New_Food Preparation_Natural Gas_Range_E6 | F4 | Commercial | Lodging | New | Food Preparation | Natural Gas | Range | E6 | Utility - Cost of Equipment | 0 | 0 | 0 | 0 | 0 | 0 | 0 | 0 | 0 | 0 | 0 | 0 | 0 | 0 | 0 | 0 | 0 | 0 | 0 | 0 | 0 | 0 | 0 | 0 | 0 | 0 | 0 | 0 | 0 | 0 | 0 | 0 | 0
F4_Commercial_Lodging_New_Food Preparation_Natural Gas_Range_E7 | F4 | Commercial | Lodging | New | Food Preparation | Natural Gas | Range | E7 | Utility - Cost of Equipment | 0 | 0 | 0 | 0 | 0 | 0 | 0 | 0 | 0 | 0 | 0 | 0 | 0 | 0 | 0 | 0 | 0 | 0 | 0 | 0 | 0 | 0 | 0 | 0 | 0 | 0 | 0 | 0 | 0 | 0 | 0 | 0 | 0
F4_Commercial_Lodging_New_Food Preparation_Natural Gas_Range_E8 | F4 | Commercial | Lodging | New | Food Preparation | Natural Gas | Range | E8 | Utility - Cost of Equipment | 0 | 0 | 0 | 0 | 0 | 0 | 0 | 0 | 0 | 0 | 0 | 0 | 0 | 0 | 0 | 0 | 0 | 0 | 0 | 0 | 0 | 0 | 0 | 0 | 0 | 0 | 0 | 0 | 0 | 0 | 0 | 0 | 0
F4_Commercial_Lodging_New_Food Preparation_Natural Gas_Range_E9 | F4 | Commercial | Lodging | New | Food Preparation | Natural Gas | Range | E9 | Utility - Cost of Equipment | 0 | 0 | 0 | 0 | 0 | 0 | 0 | 0 | 0 | 0 | 0 | 0 | 0 | 0 | 0 | 0 | 0 | 0 | 0 | 0 | 0 | 0 | 0 | 0 | 0 | 0 | 0 | 0 | 0 | 0 | 0 | 0 | 0
F4_Commercial_Lodging_New_Food Preparation_Natural Gas_Range_E10 | F4 | Commercial | Lodging | New | Food Preparation | Natural Gas | Range | E10 | Utility - Cost of Equipment | 0 | 0 | 0 | 0 | 0 | 0 | 0 | 0 | 0 | 0 | 0 | 0 | 0 | 0 | 0 | 0 | 0 | 0 | 0 | 0 | 0 | 0 | 0 | 0 | 0 | 0 | 0 | 0 | 0 | 0 | 0 | 0 | 0
F5_Commercial_Lodging_New_Food Preparation_Natural Gas_Range_E1 | F5 | Commercial | Lodging | New | Food Preparation | Natural Gas | Range | E1 | Utility - Cost of Operation | 0.10685 | 0.10685 | 0.10685 | 0.10685 | 0.10685 | 0.10685 | 0.10685 | 0.10685 | 0.10685 | 0.10685 | 0.10685 | 0.10685 | 0.10685 | 0.10685 | 0.10685 | 0.10685 | 0.10685 | 0.10685 | 0.10685 | 0.10685 | 0.10685 | 0.10685 | 0.10685 | 0.10685 | 0.10685 | 0.10685 | 0.10685 | 0.10685 | 0.10685 | 0.10685 | 0.10685 | 0.10685 | 0.10685
F5_Commercial_Lodging_New_Food Preparation_Natural Gas_Range_E2 | F5 | Commercial | Lodging | New | Food Preparation | Natural Gas | Range | E2 | Utility - Cost of Operation | 0.10687 | 0.10687 | 0.10687 | 0.10687 | 0.10687 | 0.10687 | 0.10687 | 0.10687 | 0.10687 | 0.10687 | 0.10687 | 0.10687 | 0.10687 | 0.10687 | 0.10687 | 0.10687 | 0.10687 | 0.10687 | 0.10687 | 0.10687 | 0.10687 | 0.10687 | 0.10687 | 0.10687 | 0.10687 | 0.10687 | 0.10687 | 0.10687 | 0.10687 | 0.10687 | 0.10687 | 0.10687 | 0.10687
F5_Commercial_Lodging_New_Food Preparation_Natural Gas_Range_E3 | F5 | Commercial | Lodging | New | Food Preparation | Natural Gas | Range | E3 | Utility - Cost of Operation | 0 | 0 | 0 | 0 | 0 | 0 | 0 | 0 | 0 | 0 | 0 | 0 | 0 | 0 | 0 | 0 | 0 | 0 | 0 | 0 | 0 | 0 | 0 | 0 | 0 | 0 | 0 | 0 | 0 | 0 | 0 | 0 | 0
F5_Commercial_Lodging_New_Food Preparation_Natural Gas_Range_E4 | F5 | Commercial | Lodging | New | Food Preparation | Natural Gas | Range | E4 | Utility - Cost of Operation | 0 | 0 | 0 | 0 | 0 | 0 | 0 | 0 | 0 | 0 | 0 | 0 | 0 | 0 | 0 | 0 | 0 | 0 | 0 | 0 | 0 | 0 | 0 | 0 | 0 | 0 | 0 | 0 | 0 | 0 | 0 | 0 | 0
F5_Commercial_Lodging_New_Food Preparation_Natural Gas_Range_E5 | F5 | Commercial | Lodging | New | Food Preparation | Natural Gas | Range | E5 | Utility - Cost of Operation | 0 | 0 | 0 | 0 | 0 | 0 | 0 | 0 | 0 | 0 | 0 | 0 | 0 | 0 | 0 | 0 | 0 | 0 | 0 | 0 | 0 | 0 | 0 | 0 | 0 | 0 | 0 | 0 | 0 | 0 | 0 | 0 | 0
F5_Commercial_Lodging_New_Food Preparation_Natural Gas_Range_E6 | F5 | Commercial | Lodging | New | Food Preparation | Natural Gas | Range | E6 | Utility - Cost of Operation | 0 | 0 | 0 | 0 | 0 | 0 | 0 | 0 | 0 | 0 | 0 | 0 | 0 | 0 | 0 | 0 | 0 | 0 | 0 | 0 | 0 | 0 | 0 | 0 | 0 | 0 | 0 | 0 | 0 | 0 | 0 | 0 | 0
F5_Commercial_Lodging_New_Food Preparation_Natural Gas_Range_E7 | F5 | Commercial | Lodging | New | Food Preparation | Natural Gas | Range | E7 | Utility - Cost of Operation | 0 | 0 | 0 | 0 | 0 | 0 | 0 | 0 | 0 | 0 | 0 | 0 | 0 | 0 | 0 | 0 | 0 | 0 | 0 | 0 | 0 | 0 | 0 | 0 | 0 | 0 | 0 | 0 | 0 | 0 | 0 | 0 | 0
F5_Commercial_Lodging_New_Food Preparation_Natural Gas_Range_E8 | F5 | Commercial | Lodging | New | Food Preparation | Natural Gas | Range | E8 | Utility - Cost of Operation | 0 | 0 | 0 | 0 | 0 | 0 | 0 | 0 | 0 | 0 | 0 | 0 | 0 | 0 | 0 | 0 | 0 | 0 | 0 | 0 | 0 | 0 | 0 | 0 | 0 | 0 | 0 | 0 | 0 | 0 | 0 | 0 | 0
F5_Commercial_Lodging_New_Food Preparation_Natural Gas_Range_E9 | F5 | Commercial | Lodging | New | Food Preparation | Natural Gas | Range | E9 | Utility - Cost of Operation | 0 | 0 | 0 | 0 | 0 | 0 | 0 | 0 | 0 | 0 | 0 | 0 | 0 | 0 | 0 | 0 | 0 | 0 | 0 | 0 | 0 | 0 | 0 | 0 | 0 | 0 | 0 | 0 | 0 | 0 | 0 | 0 | 0
F5_Commercial_Lodging_New_Food Preparation_Natural Gas_Range_E10 | F5 | Commercial | Lodging | New | Food Preparation | Natural Gas | Range | E10 | Utility - Cost of Operation | 0 | 0 | 0 | 0 | 0 | 0 | 0 | 0 | 0 | 0 | 0 | 0 | 0 | 0 | 0 | 0 | 0 | 0 | 0 | 0 | 0 | 0 | 0 | 0 | 0 | 0 | 0 | 0 | 0 | 0 | 0 | 0 | 0
F6_Commercial_Lodging_New_Food Preparation_Natural Gas_Range_E1 | F6 | Commercial | Lodging | New | Food Preparation | Natural Gas | Range | E1 | Utility - Value of Sales | 0.14129 | 0.14205 | 0.14327 | 0.14301 | 0.14301 | 0.14301 | 0.14301 | 0.14301 | 0.14301 | 0.14301 | 0.14301 | 0.14301 | 0.14301 | 0.14301 | 0.14301 | 0.14301 | 0.14301 | 0.14301 | 0.14301 | 0.14301 | 0.14301 | 0.14301 | 0.14301 | 0.14301 | 0.14301 | 0.14301 | 0.14301 | 0.14301 | 0.14301 | 0.14301 | 0.14301 | 0.14301 | 0.14301
F6_Commercial_Lodging_New_Food Preparation_Natural Gas_Range_E2 | F6 | Commercial | Lodging | New | Food Preparation | Natural Gas | Range | E2 | Utility - Value of Sales | 0.10597 | 0.10654 | 0.10746 | 0.10725 | 0.10725 | 0.10725 | 0.10725 | 0.10725 | 0.10725 | 0.10725 | 0.10725 | 0.10725 | 0.10725 | 0.10725 | 0.10725 | 0.10725 | 0.10725 | 0.10725 | 0.10725 | 0.10725 | 0.10725 | 0.10725 | 0.10725 | 0.10725 | 0.10725 | 0.10725 | 0.10725 | 0.10725 | 0.10725 | 0.10725 | 0.10725 | 0.10725 | 0.10725
F6_Commercial_Lodging_New_Food Preparation_Natural Gas_Range_E3 | F6 | Commercial | Lodging | New | Food Preparation | Natural Gas | Range | E3 | Utility - Value of Sales | 0 | 0 | 0 | 0 | 0 | 0 | 0 | 0 | 0 | 0 | 0 | 0 | 0 | 0 | 0 | 0 | 0 | 0 | 0 | 0 | 0 | 0 | 0 | 0 | 0 | 0 | 0 | 0 | 0 | 0 | 0 | 0 | 0
F6_Commercial_Lodging_New_Food Preparation_Natural Gas_Range_E4 | F6 | Commercial | Lodging | New | Food Preparation | Natural Gas | Range | E4 | Utility - Value of Sales | 0 | 0 | 0 | 0 | 0 | 0 | 0 | 0 | 0 | 0 | 0 | 0 | 0 | 0 | 0 | 0 | 0 | 0 | 0 | 0 | 0 | 0 | 0 | 0 | 0 | 0 | 0 | 0 | 0 | 0 | 0 | 0 | 0
F6_Commercial_Lodging_New_Food Preparation_Natural Gas_Range_E5 | F6 | Commercial | Lodging | New | Food Preparation | Natural Gas | Range | E5 | Utility - Value of Sales | 0 | 0 | 0 | 0 | 0 | 0 | 0 | 0 | 0 | 0 | 0 | 0 | 0 | 0 | 0 | 0 | 0 | 0 | 0 | 0 | 0 | 0 | 0 | 0 | 0 | 0 | 0 | 0 | 0 | 0 | 0 | 0 | 0
F6_Commercial_Lodging_New_Food Preparation_Natural Gas_Range_E6 | F6 | Commercial | Lodging | New | Food Preparation | Natural Gas | Range | E6 | Utility - Value of Sales | 0 | 0 | 0 | 0 | 0 | 0 | 0 | 0 | 0 | 0 | 0 | 0 | 0 | 0 | 0 | 0 | 0 | 0 | 0 | 0 | 0 | 0 | 0 | 0 | 0 | 0 | 0 | 0 | 0 | 0 | 0 | 0 | 0
F6_Commercial_Lodging_New_Food Preparation_Natural Gas_Range_E7 | F6 | Commercial | Lodging | New | Food Preparation | Natural Gas | Range | E7 | Utility - Value of Sales | 0 | 0 | 0 | 0 | 0 | 0 | 0 | 0 | 0 | 0 | 0 | 0 | 0 | 0 | 0 | 0 | 0 | 0 | 0 | 0 | 0 | 0 | 0 | 0 | 0 | 0 | 0 | 0 | 0 | 0 | 0 | 0 | 0
F6_Commercial_Lodging_New_Food Preparation_Natural Gas_Range_E8 | F6 | Commercial | Lodging | New | Food Preparation | Natural Gas | Range | E8 | Utility - Value of Sales | 0 | 0 | 0 | 0 | 0 | 0 | 0 | 0 | 0 | 0 | 0 | 0 | 0 | 0 | 0 | 0 | 0 | 0 | 0 | 0 | 0 | 0 | 0 | 0 | 0 | 0 | 0 | 0 | 0 | 0 | 0 | 0 | 0
F6_Commercial_Lodging_New_Food Preparation_Natural Gas_Range_E9 | F6 | Commercial | Lodging | New | Food Preparation | Natural Gas | Range | E9 | Utility - Value of Sales | 0 | 0 | 0 | 0 | 0 | 0 | 0 | 0 | 0 | 0 | 0 | 0 | 0 | 0 | 0 | 0 | 0 | 0 | 0 | 0 | 0 | 0 | 0 | 0 | 0 | 0 | 0 | 0 | 0 | 0 | 0 | 0 | 0
F6_Commercial_Lodging_New_Food Preparation_Natural Gas_Range_E10 | F6 | Commercial | Lodging | New | Food Preparation | Natural Gas | Range | E10 | Utility - Value of Sales | 0 | 0 | 0 | 0 | 0 | 0 | 0 | 0 | 0 | 0 | 0 | 0 | 0 | 0 | 0 | 0 | 0 | 0 | 0 | 0 | 0 | 0 | 0 | 0 | 0 | 0 | 0 | 0 | 0 | 0 | 0 | 0 | 0
F1_Commercial_Lodging_New_Food Preparation_Natural Gas_Steamer_E1 | F1 | Commercial | Lodging | New | Food Preparation | Natural Gas | Steamer | E1 | RVT - Cost of Equipment | 0.52399 | 0.52461 | 0.52743 | 0 | 0 | 0 | 0 | 0 | 0 | 0 | 0 | 0 | 0 | 0 | 0 | 0 | 0 | 0 | 0 | 0 | 0 | 0 | 0 | 0 | 0 | 0 | 0 | 0 | 0 | 0 | 0 | 0 | 0
F1_Commercial_Lodging_New_Food Preparation_Natural Gas_Steamer_E2 | F1 | Commercial | Lodging | New | Food Preparation | Natural Gas | Steamer | E2 | RVT - Cost of Equipment | 0.1093 | 0.10943 | 0.11002 | 0.10945 | 0.10915 | 0.10957 | 0.11063 | 0.11149 | 0.11253 | 0.11354 | 0.11456 | 0.11551 | 0.11653 | 0.11758 | 0.1186 | 0.11964 | 0.12069 | 0.12181 | 0.12295 | 0.12412 | 0.12523 | 0.12636 | 0.12738 | 0.12842 | 0.12933 | 0.13012 | 0.13083 | 0.13145 | 0.13193 | 0.13233 | 0.13255 | 0.13269 | 0.13269
F1_Commercial_Lodging_New_Food Preparation_Natural Gas_Steamer_E3 | F1 | Commercial | Lodging | New | Food Preparation | Natural Gas | Steamer | E3 | RVT - Cost of Equipment | 0 | 0 | 0 | 0 | 0 | 0 | 0 | 0 | 0 | 0 | 0 | 0 | 0 | 0 | 0 | 0 | 0 | 0 | 0 | 0 | 0 | 0 | 0 | 0 | 0 | 0 | 0 | 0 | 0 | 0 | 0 | 0 | 0
F1_Commercial_Lodging_New_Food Preparation_Natural Gas_Steamer_E4 | F1 | Commercial | Lodging | New | Food Preparation | Natural Gas | Steamer | E4 | RVT - Cost of Equipment | 0 | 0 | 0 | 0 | 0 | 0 | 0 | 0 | 0 | 0 | 0 | 0 | 0 | 0 | 0 | 0 | 0 | 0 | 0 | 0 | 0 | 0 | 0 | 0 | 0 | 0 | 0 | 0 | 0 | 0 | 0 | 0 | 0
F1_Commercial_Lodging_New_Food Preparation_Natural Gas_Steamer_E5 | F1 | Commercial | Lodging | New | Food Preparation | Natural Gas | Steamer | E5 | RVT - Cost of Equipment | 0 | 0 | 0 | 0 | 0 | 0 | 0 | 0 | 0 | 0 | 0 | 0 | 0 | 0 | 0 | 0 | 0 | 0 | 0 | 0 | 0 | 0 | 0 | 0 | 0 | 0 | 0 | 0 | 0 | 0 | 0 | 0 | 0
F1_Commercial_Lodging_New_Food Preparation_Natural Gas_Steamer_E6 | F1 | Commercial | Lodging | New | Food Preparation | Natural Gas | Steamer | E6 | RVT - Cost of Equipment | 0 | 0 | 0 | 0 | 0 | 0 | 0 | 0 | 0 | 0 | 0 | 0 | 0 | 0 | 0 | 0 | 0 | 0 | 0 | 0 | 0 | 0 | 0 | 0 | 0 | 0 | 0 | 0 | 0 | 0 | 0 | 0 | 0
F1_Commercial_Lodging_New_Food Preparation_Natural Gas_Steamer_E7 | F1 | Commercial | Lodging | New | Food Preparation | Natural Gas | Steamer | E7 | RVT - Cost of Equipment | 0 | 0 | 0 | 0 | 0 | 0 | 0 | 0 | 0 | 0 | 0 | 0 | 0 | 0 | 0 | 0 | 0 | 0 | 0 | 0 | 0 | 0 | 0 | 0 | 0 | 0 | 0 | 0 | 0 | 0 | 0 | 0 | 0
F1_Commercial_Lodging_New_Food Preparation_Natural Gas_Steamer_E8 | F1 | Commercial | Lodging | New | Food Preparation | Natural Gas | Steamer | E8 | RVT - Cost of Equipment | 0 | 0 | 0 | 0 | 0 | 0 | 0 | 0 | 0 | 0 | 0 | 0 | 0 | 0 | 0 | 0 | 0 | 0 | 0 | 0 | 0 | 0 | 0 | 0 | 0 | 0 | 0 | 0 | 0 | 0 | 0 | 0 | 0
F1_Commercial_Lodging_New_Food Preparation_Natural Gas_Steamer_E9 | F1 | Commercial | Lodging | New | Food Preparation | Natural Gas | Steamer | E9 | RVT - Cost of Equipment | 0 | 0 | 0 | 0 | 0 | 0 | 0 | 0 | 0 | 0 | 0 | 0 | 0 | 0 | 0 | 0 | 0 | 0 | 0 | 0 | 0 | 0 | 0 | 0 | 0 | 0 | 0 | 0 | 0 | 0 | 0 | 0 | 0
F1_Commercial_Lodging_New_Food Preparation_Natural Gas_Steamer_E10 | F1 | Commercial | Lodging | New | Food Preparation | Natural Gas | Steamer | E10 | RVT - Cost of Equipment | 0 | 0 | 0 | 0 | 0 | 0 | 0 | 0 | 0 | 0 | 0 | 0 | 0 | 0 | 0 | 0 | 0 | 0 | 0 | 0 | 0 | 0 | 0 | 0 | 0 | 0 | 0 | 0 | 0 | 0 | 0 | 0 | 0
F2_Commercial_Lodging_New_Food Preparation_Natural Gas_Steamer_E1 | F2 | Commercial | Lodging | New | Food Preparation | Natural Gas | Steamer | E1 | RVT - Cost of Operation | 0.62778 | 0.62852 | 0.6319 | 0 | 0 | 0 | 0 | 0 | 0 | 0 | 0 | 0 | 0 | 0 | 0 | 0 | 0 | 0 | 0 | 0 | 0 | 0 | 0 | 0 | 0 | 0 | 0 | 0 | 0 | 0 | 0 | 0 | 0
F2_Commercial_Lodging_New_Food Preparation_Natural Gas_Steamer_E2 | F2 | Commercial | Lodging | New | Food Preparation | Natural Gas | Steamer | E2 | RVT - Cost of Operation | 0.13095 | 0.1311 | 0.13181 | 0.13112 | 0.13076 | 0.13128 | 0.13254 | 0.13357 | 0.13482 | 0.13603 | 0.13725 | 0.13839 | 0.13961 | 0.14087 | 0.14209 | 0.14334 | 0.14459 | 0.14594 | 0.14731 | 0.14871 | 0.15004 | 0.15139 | 0.15261 | 0.15385 | 0.15495 | 0.15589 | 0.15675 | 0.15749 | 0.15807 | 0.15854 | 0.1588 | 0.15897 | 0.15897
F2_Commercial_Lodging_New_Food Preparation_Natural Gas_Steamer_E3 | F2 | Commercial | Lodging | New | Food Preparation | Natural Gas | Steamer | E3 | RVT - Cost of Operation | 0 | 0 | 0 | 0 | 0 | 0 | 0 | 0 | 0 | 0 | 0 | 0 | 0 | 0 | 0 | 0 | 0 | 0 | 0 | 0 | 0 | 0 | 0 | 0 | 0 | 0 | 0 | 0 | 0 | 0 | 0 | 0 | 0
F2_Commercial_Lodging_New_Food Preparation_Natural Gas_Steamer_E4 | F2 | Commercial | Lodging | New | Food Preparation | Natural Gas | Steamer | E4 | RVT - Cost of Operation | 0 | 0 | 0 | 0 | 0 | 0 | 0 | 0 | 0 | 0 | 0 | 0 | 0 | 0 | 0 | 0 | 0 | 0 | 0 | 0 | 0 | 0 | 0 | 0 | 0 | 0 | 0 | 0 | 0 | 0 | 0 | 0 | 0
F2_Commercial_Lodging_New_Food Preparation_Natural Gas_Steamer_E5 | F2 | Commercial | Lodging | New | Food Preparation | Natural Gas | Steamer | E5 | RVT - Cost of Operation | 0 | 0 | 0 | 0 | 0 | 0 | 0 | 0 | 0 | 0 | 0 | 0 | 0 | 0 | 0 | 0 | 0 | 0 | 0 | 0 | 0 | 0 | 0 | 0 | 0 | 0 | 0 | 0 | 0 | 0 | 0 | 0 | 0
F2_Commercial_Lodging_New_Food Preparation_Natural Gas_Steamer_E6 | F2 | Commercial | Lodging | New | Food Preparation | Natural Gas | Steamer | E6 | RVT - Cost of Operation | 0 | 0 | 0 | 0 | 0 | 0 | 0 | 0 | 0 | 0 | 0 | 0 | 0 | 0 | 0 | 0 | 0 | 0 | 0 | 0 | 0 | 0 | 0 | 0 | 0 | 0 | 0 | 0 | 0 | 0 | 0 | 0 | 0
F2_Commercial_Lodging_New_Food Preparation_Natural Gas_Steamer_E7 | F2 | Commercial | Lodging | New | Food Preparation | Natural Gas | Steamer | E7 | RVT - Cost of Operation | 0 | 0 | 0 | 0 | 0 | 0 | 0 | 0 | 0 | 0 | 0 | 0 | 0 | 0 | 0 | 0 | 0 | 0 | 0 | 0 | 0 | 0 | 0 | 0 | 0 | 0 | 0 | 0 | 0 | 0 | 0 | 0 | 0
F2_Commercial_Lodging_New_Food Preparation_Natural Gas_Steamer_E8 | F2 | Commercial | Lodging | New | Food Preparation | Natural Gas | Steamer | E8 | RVT - Cost of Operation | 0 | 0 | 0 | 0 | 0 | 0 | 0 | 0 | 0 | 0 | 0 | 0 | 0 | 0 | 0 | 0 | 0 | 0 | 0 | 0 | 0 | 0 | 0 | 0 | 0 | 0 | 0 | 0 | 0 | 0 | 0 | 0 | 0
F2_Commercial_Lodging_New_Food Preparation_Natural Gas_Steamer_E9 | F2 | Commercial | Lodging | New | Food Preparation | Natural Gas | Steamer | E9 | RVT - Cost of Operation | 0 | 0 | 0 | 0 | 0 | 0 | 0 | 0 | 0 | 0 | 0 | 0 | 0 | 0 | 0 | 0 | 0 | 0 | 0 | 0 | 0 | 0 | 0 | 0 | 0 | 0 | 0 | 0 | 0 | 0 | 0 | 0 | 0
F2_Commercial_Lodging_New_Food Preparation_Natural Gas_Steamer_E10 | F2 | Commercial | Lodging | New | Food Preparation | Natural Gas | Steamer | E10 | RVT - Cost of Operation | 0 | 0 | 0 | 0 | 0 | 0 | 0 | 0 | 0 | 0 | 0 | 0 | 0 | 0 | 0 | 0 | 0 | 0 | 0 | 0 | 0 | 0 | 0 | 0 | 0 | 0 | 0 | 0 | 0 | 0 | 0 | 0 | 0
F3_Commercial_Lodging_New_Food Preparation_Natural Gas_Steamer_E1 | F3 | Commercial | Lodging | New | Food Preparation | Natural Gas | Steamer | E1 | System - kBTUs of Consumption | 0.32255 | 0.32255 | 0.32255 | 0 | 0 | 0 | 0 | 0 | 0 | 0 | 0 | 0 | 0 | 0 | 0 | 0 | 0 | 0 | 0 | 0 | 0 | 0 | 0 | 0 | 0 | 0 | 0 | 0 | 0 | 0 | 0 | 0 | 0
F3_Commercial_Lodging_New_Food Preparation_Natural Gas_Steamer_E2 | F3 | Commercial | Lodging | New | Food Preparation | Natural Gas | Steamer | E2 | System - kBTUs of Consumption | 0.3465 | 0.3465 | 0.3465 | 0.3465 | 0.3465 | 0.3465 | 0.3465 | 0.3465 | 0.3465 | 0.3465 | 0.3465 | 0.3465 | 0.3465 | 0.3465 | 0.3465 | 0.3465 | 0.3465 | 0.3465 | 0.3465 | 0.3465 | 0.3465 | 0.3465 | 0.3465 | 0.3465 | 0.3465 | 0.3465 | 0.3465 | 0.3465 | 0.3465 | 0.3465 | 0.3465 | 0.3465 | 0.3465
F3_Commercial_Lodging_New_Food Preparation_Natural Gas_Steamer_E3 | F3 | Commercial | Lodging | New | Food Preparation | Natural Gas | Steamer | E3 | System - kBTUs of Consumption | 0 | 0 | 0 | 0 | 0 | 0 | 0 | 0 | 0 | 0 | 0 | 0 | 0 | 0 | 0 | 0 | 0 | 0 | 0 | 0 | 0 | 0 | 0 | 0 | 0 | 0 | 0 | 0 | 0 | 0 | 0 | 0 | 0
F3_Commercial_Lodging_New_Food Preparation_Natural Gas_Steamer_E4 | F3 | Commercial | Lodging | New | Food Preparation | Natural Gas | Steamer | E4 | System - kBTUs of Consumption | 0 | 0 | 0 | 0 | 0 | 0 | 0 | 0 | 0 | 0 | 0 | 0 | 0 | 0 | 0 | 0 | 0 | 0 | 0 | 0 | 0 | 0 | 0 | 0 | 0 | 0 | 0 | 0 | 0 | 0 | 0 | 0 | 0
F3_Commercial_Lodging_New_Food Preparation_Natural Gas_Steamer_E5 | F3 | Commercial | Lodging | New | Food Preparation | Natural Gas | Steamer | E5 | System - kBTUs of Consumption | 0 | 0 | 0 | 0 | 0 | 0 | 0 | 0 | 0 | 0 | 0 | 0 | 0 | 0 | 0 | 0 | 0 | 0 | 0 | 0 | 0 | 0 | 0 | 0 | 0 | 0 | 0 | 0 | 0 | 0 | 0 | 0 | 0
F3_Commercial_Lodging_New_Food Preparation_Natural Gas_Steamer_E6 | F3 | Commercial | Lodging | New | Food Preparation | Natural Gas | Steamer | E6 | System - kBTUs of Consumption | 0 | 0 | 0 | 0 | 0 | 0 | 0 | 0 | 0 | 0 | 0 | 0 | 0 | 0 | 0 | 0 | 0 | 0 | 0 | 0 | 0 | 0 | 0 | 0 | 0 | 0 | 0 | 0 | 0 | 0 | 0 | 0 | 0
F3_Commercial_Lodging_New_Food Preparation_Natural Gas_Steamer_E7 | F3 | Commercial | Lodging | New | Food Preparation | Natural Gas | Steamer | E7 | System - kBTUs of Consumption | 0 | 0 | 0 | 0 | 0 | 0 | 0 | 0 | 0 | 0 | 0 | 0 | 0 | 0 | 0 | 0 | 0 | 0 | 0 | 0 | 0 | 0 | 0 | 0 | 0 | 0 | 0 | 0 | 0 | 0 | 0 | 0 | 0
F3_Commercial_Lodging_New_Food Preparation_Natural Gas_Steamer_E8 | F3 | Commercial | Lodging | New | Food Preparation | Natural Gas | Steamer | E8 | System - kBTUs of Consumption | 0 | 0 | 0 | 0 | 0 | 0 | 0 | 0 | 0 | 0 | 0 | 0 | 0 | 0 | 0 | 0 | 0 | 0 | 0 | 0 | 0 | 0 | 0 | 0 | 0 | 0 | 0 | 0 | 0 | 0 | 0 | 0 | 0
F3_Commercial_Lodging_New_Food Preparation_Natural Gas_Steamer_E9 | F3 | Commercial | Lodging | New | Food Preparation | Natural Gas | Steamer | E9 | System - kBTUs of Consumption | 0 | 0 | 0 | 0 | 0 | 0 | 0 | 0 | 0 | 0 | 0 | 0 | 0 | 0 | 0 | 0 | 0 | 0 | 0 | 0 | 0 | 0 | 0 | 0 | 0 | 0 | 0 | 0 | 0 | 0 | 0 | 0 | 0
F3_Commercial_Lodging_New_Food Preparation_Natural Gas_Steamer_E10 | F3 | Commercial | Lodging | New | Food Preparation | Natural Gas | Steamer | E10 | System - kBTUs of Consumption | 0 | 0 | 0 | 0 | 0 | 0 | 0 | 0 | 0 | 0 | 0 | 0 | 0 | 0 | 0 | 0 | 0 | 0 | 0 | 0 | 0 | 0 | 0 | 0 | 0 | 0 | 0 | 0 | 0 | 0 | 0 | 0 | 0
F4_Commercial_Lodging_New_Food Preparation_Natural Gas_Steamer_E1 | F4 | Commercial | Lodging | New | Food Preparation | Natural Gas | Steamer | E1 | Utility - Cost of Equipment | 0.62778 | 0.62852 | 0.6319 | 0 | 0 | 0 | 0 | 0 | 0 | 0 | 0 | 0 | 0 | 0 | 0 | 0 | 0 | 0 | 0 | 0 | 0 | 0 | 0 | 0 | 0 | 0 | 0 | 0 | 0 | 0 | 0 | 0 | 0
F4_Commercial_Lodging_New_Food Preparation_Natural Gas_Steamer_E2 | F4 | Commercial | Lodging | New | Food Preparation | Natural Gas | Steamer | E2 | Utility - Cost of Equipment | 0.13095 | 0.1311 | 0.13181 | 0.13112 | 0.13076 | 0.13128 | 0.13254 | 0.13357 | 0.13482 | 0.13603 | 0.13725 | 0.13839 | 0.13961 | 0.14087 | 0.14209 | 0.14334 | 0.14459 | 0.14594 | 0.14731 | 0.14871 | 0.15004 | 0.15139 | 0.15261 | 0.15385 | 0.15495 | 0.15589 | 0.15675 | 0.15749 | 0.15807 | 0.15854 | 0.1588 | 0.15897 | 0.15897
F4_Commercial_Lodging_New_Food Preparation_Natural Gas_Steamer_E3 | F4 | Commercial | Lodging | New | Food Preparation | Natural Gas | Steamer | E3 | Utility - Cost of Equipment | 0 | 0 | 0 | 0 | 0 | 0 | 0 | 0 | 0 | 0 | 0 | 0 | 0 | 0 | 0 | 0 | 0 | 0 | 0 | 0 | 0 | 0 | 0 | 0 | 0 | 0 | 0 | 0 | 0 | 0 | 0 | 0 | 0
F4_Commercial_Lodging_New_Food Preparation_Natural Gas_Steamer_E4 | F4 | Commercial | Lodging | New | Food Preparation | Natural Gas | Steamer | E4 | Utility - Cost of Equipment | 0 | 0 | 0 | 0 | 0 | 0 | 0 | 0 | 0 | 0 | 0 | 0 | 0 | 0 | 0 | 0 | 0 | 0 | 0 | 0 | 0 | 0 | 0 | 0 | 0 | 0 | 0 | 0 | 0 | 0 | 0 | 0 | 0
F4_Commercial_Lodging_New_Food Preparation_Natural Gas_Steamer_E5 | F4 | Commercial | Lodging | New | Food Preparation | Natural Gas | Steamer | E5 | Utility - Cost of Equipment | 0 | 0 | 0 | 0 | 0 | 0 | 0 | 0 | 0 | 0 | 0 | 0 | 0 | 0 | 0 | 0 | 0 | 0 | 0 | 0 | 0 | 0 | 0 | 0 | 0 | 0 | 0 | 0 | 0 | 0 | 0 | 0 | 0
F4_Commercial_Lodging_New_Food Preparation_Natural Gas_Steamer_E6 | F4 | Commercial | Lodging | New | Food Preparation | Natural Gas | Steamer | E6 | Utility - Cost of Equipment | 0 | 0 | 0 | 0 | 0 | 0 | 0 | 0 | 0 | 0 | 0 | 0 | 0 | 0 | 0 | 0 | 0 | 0 | 0 | 0 | 0 | 0 | 0 | 0 | 0 | 0 | 0 | 0 | 0 | 0 | 0 | 0 | 0
F4_Commercial_Lodging_New_Food Preparation_Natural Gas_Steamer_E7 | F4 | Commercial | Lodging | New | Food Preparation | Natural Gas | Steamer | E7 | Utility - Cost of Equipment | 0 | 0 | 0 | 0 | 0 | 0 | 0 | 0 | 0 | 0 | 0 | 0 | 0 | 0 | 0 | 0 | 0 | 0 | 0 | 0 | 0 | 0 | 0 | 0 | 0 | 0 | 0 | 0 | 0 | 0 | 0 | 0 | 0
F4_Commercial_Lodging_New_Food Preparation_Natural Gas_Steamer_E8 | F4 | Commercial | Lodging | New | Food Preparation | Natural Gas | Steamer | E8 | Utility - Cost of Equipment | 0 | 0 | 0 | 0 | 0 | 0 | 0 | 0 | 0 | 0 | 0 | 0 | 0 | 0 | 0 | 0 | 0 | 0 | 0 | 0 | 0 | 0 | 0 | 0 | 0 | 0 | 0 | 0 | 0 | 0 | 0 | 0 | 0
F4_Commercial_Lodging_New_Food Preparation_Natural Gas_Steamer_E9 | F4 | Commercial | Lodging | New | Food Preparation | Natural Gas | Steamer | E9 | Utility - Cost of Equipment | 0 | 0 | 0 | 0 | 0 | 0 | 0 | 0 | 0 | 0 | 0 | 0 | 0 | 0 | 0 | 0 | 0 | 0 | 0 | 0 | 0 | 0 | 0 | 0 | 0 | 0 | 0 | 0 | 0 | 0 | 0 | 0 | 0
F4_Commercial_Lodging_New_Food Preparation_Natural Gas_Steamer_E10 | F4 | Commercial | Lodging | New | Food Preparation | Natural Gas | Steamer | E10 | Utility - Cost of Equipment | 0 | 0 | 0 | 0 | 0 | 0 | 0 | 0 | 0 | 0 | 0 | 0 | 0 | 0 | 0 | 0 | 0 | 0 | 0 | 0 | 0 | 0 | 0 | 0 | 0 | 0 | 0 | 0 | 0 | 0 | 0 | 0 | 0
F5_Commercial_Lodging_New_Food Preparation_Natural Gas_Steamer_E1 | F5 | Commercial | Lodging | New | Food Preparation | Natural Gas | Steamer | E1 | Utility - Cost of Operation | 0.32255 | 0.32255 | 0.32255 | 0 | 0 | 0 | 0 | 0 | 0 | 0 | 0 | 0 | 0 | 0 | 0 | 0 | 0 | 0 | 0 | 0 | 0 | 0 | 0 | 0 | 0 | 0 | 0 | 0 | 0 | 0 | 0 | 0 | 0
F5_Commercial_Lodging_New_Food Preparation_Natural Gas_Steamer_E2 | F5 | Commercial | Lodging | New | Food Preparation | Natural Gas | Steamer | E2 | Utility - Cost of Operation | 0.3465 | 0.3465 | 0.3465 | 0.3465 | 0.3465 | 0.3465 | 0.3465 | 0.3465 | 0.3465 | 0.3465 | 0.3465 | 0.3465 | 0.3465 | 0.3465 | 0.3465 | 0.3465 | 0.3465 | 0.3465 | 0.3465 | 0.3465 | 0.3465 | 0.3465 | 0.3465 | 0.3465 | 0.3465 | 0.3465 | 0.3465 | 0.3465 | 0.3465 | 0.3465 | 0.3465 | 0.3465 | 0.3465
F5_Commercial_Lodging_New_Food Preparation_Natural Gas_Steamer_E3 | F5 | Commercial | Lodging | New | Food Preparation | Natural Gas | Steamer | E3 | Utility - Cost of Operation | 0 | 0 | 0 | 0 | 0 | 0 | 0 | 0 | 0 | 0 | 0 | 0 | 0 | 0 | 0 | 0 | 0 | 0 | 0 | 0 | 0 | 0 | 0 | 0 | 0 | 0 | 0 | 0 | 0 | 0 | 0 | 0 | 0
F5_Commercial_Lodging_New_Food Preparation_Natural Gas_Steamer_E4 | F5 | Commercial | Lodging | New | Food Preparation | Natural Gas | Steamer | E4 | Utility - Cost of Operation | 0 | 0 | 0 | 0 | 0 | 0 | 0 | 0 | 0 | 0 | 0 | 0 | 0 | 0 | 0 | 0 | 0 | 0 | 0 | 0 | 0 | 0 | 0 | 0 | 0 | 0 | 0 | 0 | 0 | 0 | 0 | 0 | 0
F5_Commercial_Lodging_New_Food Preparation_Natural Gas_Steamer_E5 | F5 | Commercial | Lodging | New | Food Preparation | Natural Gas | Steamer | E5 | Utility - Cost of Operation | 0 | 0 | 0 | 0 | 0 | 0 | 0 | 0 | 0 | 0 | 0 | 0 | 0 | 0 | 0 | 0 | 0 | 0 | 0 | 0 | 0 | 0 | 0 | 0 | 0 | 0 | 0 | 0 | 0 | 0 | 0 | 0 | 0
F5_Commercial_Lodging_New_Food Preparation_Natural Gas_Steamer_E6 | F5 | Commercial | Lodging | New | Food Preparation | Natural Gas | Steamer | E6 | Utility - Cost of Operation | 0 | 0 | 0 | 0 | 0 | 0 | 0 | 0 | 0 | 0 | 0 | 0 | 0 | 0 | 0 | 0 | 0 | 0 | 0 | 0 | 0 | 0 | 0 | 0 | 0 | 0 | 0 | 0 | 0 | 0 | 0 | 0 | 0
F5_Commercial_Lodging_New_Food Preparation_Natural Gas_Steamer_E7 | F5 | Commercial | Lodging | New | Food Preparation | Natural Gas | Steamer | E7 | Utility - Cost of Operation | 0 | 0 | 0 | 0 | 0 | 0 | 0 | 0 | 0 | 0 | 0 | 0 | 0 | 0 | 0 | 0 | 0 | 0 | 0 | 0 | 0 | 0 | 0 | 0 | 0 | 0 | 0 | 0 | 0 | 0 | 0 | 0 | 0
F5_Commercial_Lodging_New_Food Preparation_Natural Gas_Steamer_E8 | F5 | Commercial | Lodging | New | Food Preparation | Natural Gas | Steamer | E8 | Utility - Cost of Operation | 0 | 0 | 0 | 0 | 0 | 0 | 0 | 0 | 0 | 0 | 0 | 0 | 0 | 0 | 0 | 0 | 0 | 0 | 0 | 0 | 0 | 0 | 0 | 0 | 0 | 0 | 0 | 0 | 0 | 0 | 0 | 0 | 0
F5_Commercial_Lodging_New_Food Preparation_Natural Gas_Steamer_E9 | F5 | Commercial | Lodging | New | Food Preparation | Natural Gas | Steamer | E9 | Utility - Cost of Operation | 0 | 0 | 0 | 0 | 0 | 0 | 0 | 0 | 0 | 0 | 0 | 0 | 0 | 0 | 0 | 0 | 0 | 0 | 0 | 0 | 0 | 0 | 0 | 0 | 0 | 0 | 0 | 0 | 0 | 0 | 0 | 0 | 0
F5_Commercial_Lodging_New_Food Preparation_Natural Gas_Steamer_E10 | F5 | Commercial | Lodging | New | Food Preparation | Natural Gas | Steamer | E10 | Utility - Cost of Operation | 0 | 0 | 0 | 0 | 0 | 0 | 0 | 0 | 0 | 0 | 0 | 0 | 0 | 0 | 0 | 0 | 0 | 0 | 0 | 0 | 0 | 0 | 0 | 0 | 0 | 0 | 0 | 0 | 0 | 0 | 0 | 0 | 0
F6_Commercial_Lodging_New_Food Preparation_Natural Gas_Steamer_E1 | F6 | Commercial | Lodging | New | Food Preparation | Natural Gas | Steamer | E1 | Utility - Value of Sales | 0.33358 | 0.33507 | 0.33747 | 0 | 0 | 0 | 0 | 0 | 0 | 0 | 0 | 0 | 0 | 0 | 0 | 0 | 0 | 0 | 0 | 0 | 0 | 0 | 0 | 0 | 0 | 0 | 0 | 0 | 0 | 0 | 0 | 0 | 0
F6_Commercial_Lodging_New_Food Preparation_Natural Gas_Steamer_E2 | F6 | Commercial | Lodging | New | Food Preparation | Natural Gas | Steamer | E2 | Utility - Value of Sales | 0.069581 | 0.069893 | 0.070393 | 0.070284 | 0.070284 | 0.070284 | 0.070284 | 0.070284 | 0.070284 | 0.070284 | 0.070284 | 0.070284 | 0.070284 | 0.070284 | 0.070284 | 0.070284 | 0.070284 | 0.070284 | 0.070284 | 0.070284 | 0.070284 | 0.070284 | 0.070284 | 0.070284 | 0.070284 | 0.070284 | 0.070284 | 0.070284 | 0.070284 | 0.070284 | 0.070284 | 0.070284 | 0.070284
F6_Commercial_Lodging_New_Food Preparation_Natural Gas_Steamer_E3 | F6 | Commercial | Lodging | New | Food Preparation | Natural Gas | Steamer | E3 | Utility - Value of Sales | 0 | 0 | 0 | 0 | 0 | 0 | 0 | 0 | 0 | 0 | 0 | 0 | 0 | 0 | 0 | 0 | 0 | 0 | 0 | 0 | 0 | 0 | 0 | 0 | 0 | 0 | 0 | 0 | 0 | 0 | 0 | 0 | 0
F6_Commercial_Lodging_New_Food Preparation_Natural Gas_Steamer_E4 | F6 | Commercial | Lodging | New | Food Preparation | Natural Gas | Steamer | E4 | Utility - Value of Sales | 0 | 0 | 0 | 0 | 0 | 0 | 0 | 0 | 0 | 0 | 0 | 0 | 0 | 0 | 0 | 0 | 0 | 0 | 0 | 0 | 0 | 0 | 0 | 0 | 0 | 0 | 0 | 0 | 0 | 0 | 0 | 0 | 0
F6_Commercial_Lodging_New_Food Preparation_Natural Gas_Steamer_E5 | F6 | Commercial | Lodging | New | Food Preparation | Natural Gas | Steamer | E5 | Utility - Value of Sales | 0 | 0 | 0 | 0 | 0 | 0 | 0 | 0 | 0 | 0 | 0 | 0 | 0 | 0 | 0 | 0 | 0 | 0 | 0 | 0 | 0 | 0 | 0 | 0 | 0 | 0 | 0 | 0 | 0 | 0 | 0 | 0 | 0
F6_Commercial_Lodging_New_Food Preparation_Natural Gas_Steamer_E6 | F6 | Commercial | Lodging | New | Food Preparation | Natural Gas | Steamer | E6 | Utility - Value of Sales | 0 | 0 | 0 | 0 | 0 | 0 | 0 | 0 | 0 | 0 | 0 | 0 | 0 | 0 | 0 | 0 | 0 | 0 | 0 | 0 | 0 | 0 | 0 | 0 | 0 | 0 | 0 | 0 | 0 | 0 | 0 | 0 | 0
F6_Commercial_Lodging_New_Food Preparation_Natural Gas_Steamer_E7 | F6 | Commercial | Lodging | New | Food Preparation | Natural Gas | Steamer | E7 | Utility - Value of Sales | 0 | 0 | 0 | 0 | 0 | 0 | 0 | 0 | 0 | 0 | 0 | 0 | 0 | 0 | 0 | 0 | 0 | 0 | 0 | 0 | 0 | 0 | 0 | 0 | 0 | 0 | 0 | 0 | 0 | 0 | 0 | 0 | 0
F6_Commercial_Lodging_New_Food Preparation_Natural Gas_Steamer_E8 | F6 | Commercial | Lodging | New | Food Preparation | Natural Gas | Steamer | E8 | Utility - Value of Sales | 0 | 0 | 0 | 0 | 0 | 0 | 0 | 0 | 0 | 0 | 0 | 0 | 0 | 0 | 0 | 0 | 0 | 0 | 0 | 0 | 0 | 0 | 0 | 0 | 0 | 0 | 0 | 0 | 0 | 0 | 0 | 0 | 0
F6_Commercial_Lodging_New_Food Preparation_Natural Gas_Steamer_E9 | F6 | Commercial | Lodging | New | Food Preparation | Natural Gas | Steamer | E9 | Utility - Value of Sales | 0 | 0 | 0 | 0 | 0 | 0 | 0 | 0 | 0 | 0 | 0 | 0 | 0 | 0 | 0 | 0 | 0 | 0 | 0 | 0 | 0 | 0 | 0 | 0 | 0 | 0 | 0 | 0 | 0 | 0 | 0 | 0 | 0
F6_Commercial_Lodging_New_Food Preparation_Natural Gas_Steamer_E10 | F6 | Commercial | Lodging | New | Food Preparation | Natural Gas | Steamer | E10 | Utility - Value of Sales | 0 | 0 | 0 | 0 | 0 | 0 | 0 | 0 | 0 | 0 | 0 | 0 | 0 | 0 | 0 | 0 | 0 | 0 | 0 | 0 | 0 | 0 | 0 | 0 | 0 | 0 | 0 | 0 | 0 | 0 | 0 | 0 | 0
F1_Commercial_Lodging_New_Food Preparation_Natural Gas_Food Prep Other_E1 | F1 | Commercial | Lodging | New | Food Preparation | Natural Gas | Food Prep Other | E1 | RVT - Cost of Equipment | 0.079315 | 0.079302 | 0.079683 | 0.079097 | 0.078741 | 0.079 | 0.079781 | 0.080397 | 0.081162 | 0.081884 | 0.08261 | 0.083276 | 0.083991 | 0.084738 | 0.085451 | 0.086178 | 0.086916 | 0.087718 | 0.088555 | 0.089437 | 0.090305 | 0.091213 | 0.09205 | 0.092916 | 0.093682 | 0.094345 | 0.094948 | 0.095468 | 0.095875 | 0.096209 | 0.096391 | 0.096513 | 0.096513
F1_Commercial_Lodging_New_Food Preparation_Natural Gas_Food Prep Other_E2 | F1 | Commercial | Lodging | New | Food Preparation | Natural Gas | Food Prep Other | E2 | RVT - Cost of Equipment | 0.079314 | 0.079301 | 0.079683 | 0.079096 | 0.07874 | 0.078999 | 0.07978 | 0.080396 | 0.081161 | 0.081883 | 0.082609 | 0.083276 | 0.08399 | 0.084737 | 0.085451 | 0.086177 | 0.086915 | 0.087718 | 0.088555 | 0.089437 | 0.090305 | 0.091212 | 0.092049 | 0.092915 | 0.093682 | 0.094344 | 0.094947 | 0.095467 | 0.095875 | 0.096209 | 0.09639 | 0.096512 | 0.096512
F1_Commercial_Lodging_New_Food Preparation_Natural Gas_Food Prep Other_E3 | F1 | Commercial | Lodging | New | Food Preparation | Natural Gas | Food Prep Other | E3 | RVT - Cost of Equipment | 0 | 0 | 0 | 0 | 0 | 0 | 0 | 0 | 0 | 0 | 0 | 0 | 0 | 0 | 0 | 0 | 0 | 0 | 0 | 0 | 0 | 0 | 0 | 0 | 0 | 0 | 0 | 0 | 0 | 0 | 0 | 0 | 0
F1_Commercial_Lodging_New_Food Preparation_Natural Gas_Food Prep Other_E4 | F1 | Commercial | Lodging | New | Food Preparation | Natural Gas | Food Prep Other | E4 | RVT - Cost of Equipment | 0 | 0 | 0 | 0 | 0 | 0 | 0 | 0 | 0 | 0 | 0 | 0 | 0 | 0 | 0 | 0 | 0 | 0 | 0 | 0 | 0 | 0 | 0 | 0 | 0 | 0 | 0 | 0 | 0 | 0 | 0 | 0 | 0
F1_Commercial_Lodging_New_Food Preparation_Natural Gas_Food Prep Other_E5 | F1 | Commercial | Lodging | New | Food Preparation | Natural Gas | Food Prep Other | E5 | RVT - Cost of Equipment | 0 | 0 | 0 | 0 | 0 | 0 | 0 | 0 | 0 | 0 | 0 | 0 | 0 | 0 | 0 | 0 | 0 | 0 | 0 | 0 | 0 | 0 | 0 | 0 | 0 | 0 | 0 | 0 | 0 | 0 | 0 | 0 | 0
F1_Commercial_Lodging_New_Food Preparation_Natural Gas_Food Prep Other_E6 | F1 | Commercial | Lodging | New | Food Preparation | Natural Gas | Food Prep Other | E6 | RVT - Cost of Equipment | 0 | 0 | 0 | 0 | 0 | 0 | 0 | 0 | 0 | 0 | 0 | 0 | 0 | 0 | 0 | 0 | 0 | 0 | 0 | 0 | 0 | 0 | 0 | 0 | 0 | 0 | 0 | 0 | 0 | 0 | 0 | 0 | 0
F1_Commercial_Lodging_New_Food Preparation_Natural Gas_Food Prep Other_E7 | F1 | Commercial | Lodging | New | Food Preparation | Natural Gas | Food Prep Other | E7 | RVT - Cost of Equipment | 0 | 0 | 0 | 0 | 0 | 0 | 0 | 0 | 0 | 0 | 0 | 0 | 0 | 0 | 0 | 0 | 0 | 0 | 0 | 0 | 0 | 0 | 0 | 0 | 0 | 0 | 0 | 0 | 0 | 0 | 0 | 0 | 0
F1_Commercial_Lodging_New_Food Preparation_Natural Gas_Food Prep Other_E8 | F1 | Commercial | Lodging | New | Food Preparation | Natural Gas | Food Prep Other | E8 | RVT - Cost of Equipment | 0 | 0 | 0 | 0 | 0 | 0 | 0 | 0 | 0 | 0 | 0 | 0 | 0 | 0 | 0 | 0 | 0 | 0 | 0 | 0 | 0 | 0 | 0 | 0 | 0 | 0 | 0 | 0 | 0 | 0 | 0 | 0 | 0
F1_Commercial_Lodging_New_Food Preparation_Natural Gas_Food Prep Other_E9 | F1 | Commercial | Lodging | New | Food Preparation | Natural Gas | Food Prep Other | E9 | RVT - Cost of Equipment | 0 | 0 | 0 | 0 | 0 | 0 | 0 | 0 | 0 | 0 | 0 | 0 | 0 | 0 | 0 | 0 | 0 | 0 | 0 | 0 | 0 | 0 | 0 | 0 | 0 | 0 | 0 | 0 | 0 | 0 | 0 | 0 | 0
F1_Commercial_Lodging_New_Food Preparation_Natural Gas_Food Prep Other_E10 | F1 | Commercial | Lodging | New | Food Preparation | Natural Gas | Food Prep Other | E10 | RVT - Cost of Equipment | 0 | 0 | 0 | 0 | 0 | 0 | 0 | 0 | 0 | 0 | 0 | 0 | 0 | 0 | 0 | 0 | 0 | 0 | 0 | 0 | 0 | 0 | 0 | 0 | 0 | 0 | 0 | 0 | 0 | 0 | 0 | 0 | 0
F2_Commercial_Lodging_New_Food Preparation_Natural Gas_Food Prep Other_E1 | F2 | Commercial | Lodging | New | Food Preparation | Natural Gas | Food Prep Other | E1 | RVT - Cost of Operation | 0.095024 | 0.095009 | 0.095466 | 0.094763 | 0.094336 | 0.094647 | 0.095582 | 0.09632 | 0.097237 | 0.098102 | 0.098972 | 0.09977 | 0.10063 | 0.10152 | 0.10238 | 0.10325 | 0.10413 | 0.10509 | 0.1061 | 0.10715 | 0.10819 | 0.10928 | 0.11028 | 0.11132 | 0.11224 | 0.11303 | 0.11375 | 0.11438 | 0.11486 | 0.11526 | 0.11548 | 0.11563 | 0.11563
F2_Commercial_Lodging_New_Food Preparation_Natural Gas_Food Prep Other_E2 | F2 | Commercial | Lodging | New | Food Preparation | Natural Gas | Food Prep Other | E2 | RVT - Cost of Operation | 0.095023 | 0.095008 | 0.095465 | 0.094763 | 0.094336 | 0.094646 | 0.095582 | 0.09632 | 0.097236 | 0.098101 | 0.098971 | 0.09977 | 0.10063 | 0.10152 | 0.10238 | 0.10325 | 0.10413 | 0.10509 | 0.10609 | 0.10715 | 0.10819 | 0.10928 | 0.11028 | 0.11132 | 0.11224 | 0.11303 | 0.11375 | 0.11438 | 0.11486 | 0.11526 | 0.11548 | 0.11563 | 0.11563
F2_Commercial_Lodging_New_Food Preparation_Natural Gas_Food Prep Other_E3 | F2 | Commercial | Lodging | New | Food Preparation | Natural Gas | Food Prep Other | E3 | RVT - Cost of Operation | 0 | 0 | 0 | 0 | 0 | 0 | 0 | 0 | 0 | 0 | 0 | 0 | 0 | 0 | 0 | 0 | 0 | 0 | 0 | 0 | 0 | 0 | 0 | 0 | 0 | 0 | 0 | 0 | 0 | 0 | 0 | 0 | 0
F2_Commercial_Lodging_New_Food Preparation_Natural Gas_Food Prep Other_E4 | F2 | Commercial | Lodging | New | Food Preparation | Natural Gas | Food Prep Other | E4 | RVT - Cost of Operation | 0 | 0 | 0 | 0 | 0 | 0 | 0 | 0 | 0 | 0 | 0 | 0 | 0 | 0 | 0 | 0 | 0 | 0 | 0 | 0 | 0 | 0 | 0 | 0 | 0 | 0 | 0 | 0 | 0 | 0 | 0 | 0 | 0
F2_Commercial_Lodging_New_Food Preparation_Natural Gas_Food Prep Other_E5 | F2 | Commercial | Lodging | New | Food Preparation | Natural Gas | Food Prep Other | E5 | RVT - Cost of Operation | 0 | 0 | 0 | 0 | 0 | 0 | 0 | 0 | 0 | 0 | 0 | 0 | 0 | 0 | 0 | 0 | 0 | 0 | 0 | 0 | 0 | 0 | 0 | 0 | 0 | 0 | 0 | 0 | 0 | 0 | 0 | 0 | 0
F2_Commercial_Lodging_New_Food Preparation_Natural Gas_Food Prep Other_E6 | F2 | Commercial | Lodging | New | Food Preparation | Natural Gas | Food Prep Other | E6 | RVT - Cost of Operation | 0 | 0 | 0 | 0 | 0 | 0 | 0 | 0 | 0 | 0 | 0 | 0 | 0 | 0 | 0 | 0 | 0 | 0 | 0 | 0 | 0 | 0 | 0 | 0 | 0 | 0 | 0 | 0 | 0 | 0 | 0 | 0 | 0
F2_Commercial_Lodging_New_Food Preparation_Natural Gas_Food Prep Other_E7 | F2 | Commercial | Lodging | New | Food Preparation | Natural Gas | Food Prep Other | E7 | RVT - Cost of Operation | 0 | 0 | 0 | 0 | 0 | 0 | 0 | 0 | 0 | 0 | 0 | 0 | 0 | 0 | 0 | 0 | 0 | 0 | 0 | 0 | 0 | 0 | 0 | 0 | 0 | 0 | 0 | 0 | 0 | 0 | 0 | 0 | 0
F2_Commercial_Lodging_New_Food Preparation_Natural Gas_Food Prep Other_E8 | F2 | Commercial | Lodging | New | Food Preparation | Natural Gas | Food Prep Other | E8 | RVT - Cost of Operation | 0 | 0 | 0 | 0 | 0 | 0 | 0 | 0 | 0 | 0 | 0 | 0 | 0 | 0 | 0 | 0 | 0 | 0 | 0 | 0 | 0 | 0 | 0 | 0 | 0 | 0 | 0 | 0 | 0 | 0 | 0 | 0 | 0
F2_Commercial_Lodging_New_Food Preparation_Natural Gas_Food Prep Other_E9 | F2 | Commercial | Lodging | New | Food Preparation | Natural Gas | Food Prep Other | E9 | RVT - Cost of Operation | 0 | 0 | 0 | 0 | 0 | 0 | 0 | 0 | 0 | 0 | 0 | 0 | 0 | 0 | 0 | 0 | 0 | 0 | 0 | 0 | 0 | 0 | 0 | 0 | 0 | 0 | 0 | 0 | 0 | 0 | 0 | 0 | 0
F2_Commercial_Lodging_New_Food Preparation_Natural Gas_Food Prep Other_E10 | F2 | Commercial | Lodging | New | Food Preparation | Natural Gas | Food Prep Other | E10 | RVT - Cost of Operation | 0 | 0 | 0 | 0 | 0 | 0 | 0 | 0 | 0 | 0 | 0 | 0 | 0 | 0 | 0 | 0 | 0 | 0 | 0 | 0 | 0 | 0 | 0 | 0 | 0 | 0 | 0 | 0 | 0 | 0 | 0 | 0 | 0
F3_Commercial_Lodging_New_Food Preparation_Natural Gas_Food Prep Other_E1 | F3 | Commercial | Lodging | New | Food Preparation | Natural Gas | Food Prep Other | E1 | System - kBTUs of Consumption | 0.0047988 | 0.0047988 | 0.0047988 | 0.0047988 | 0.0047988 | 0.0047988 | 0.0047988 | 0.0047988 | 0.0047988 | 0.0047988 | 0.0047988 | 0.0047988 | 0.0047988 | 0.0047988 | 0.0047988 | 0.0047988 | 0.0047988 | 0.0047988 | 0.0047988 | 0.0047988 | 0.0047988 | 0.0047988 | 0.0047988 | 0.0047988 | 0.0047988 | 0.0047988 | 0.0047988 | 0.0047988 | 0.0047988 | 0.0047988 | 0.0047988 | 0.0047988 | 0.0047988
F3_Commercial_Lodging_New_Food Preparation_Natural Gas_Food Prep Other_E2 | F3 | Commercial | Lodging | New | Food Preparation | Natural Gas | Food Prep Other | E2 | System - kBTUs of Consumption | 0.0048036 | 0.0048036 | 0.0048036 | 0.0048036 | 0.0048036 | 0.0048036 | 0.0048036 | 0.0048036 | 0.0048036 | 0.0048036 | 0.0048036 | 0.0048036 | 0.0048036 | 0.0048036 | 0.0048036 | 0.0048036 | 0.0048036 | 0.0048036 | 0.0048036 | 0.0048036 | 0.0048036 | 0.0048036 | 0.0048036 | 0.0048036 | 0.0048036 | 0.0048036 | 0.0048036 | 0.0048036 | 0.0048036 | 0.0048036 | 0.0048036 | 0.0048036 | 0.0048036
F3_Commercial_Lodging_New_Food Preparation_Natural Gas_Food Prep Other_E3 | F3 | Commercial | Lodging | New | Food Preparation | Natural Gas | Food Prep Other | E3 | System - kBTUs of Consumption | 0 | 0 | 0 | 0 | 0 | 0 | 0 | 0 | 0 | 0 | 0 | 0 | 0 | 0 | 0 | 0 | 0 | 0 | 0 | 0 | 0 | 0 | 0 | 0 | 0 | 0 | 0 | 0 | 0 | 0 | 0 | 0 | 0
F3_Commercial_Lodging_New_Food Preparation_Natural Gas_Food Prep Other_E4 | F3 | Commercial | Lodging | New | Food Preparation | Natural Gas | Food Prep Other | E4 | System - kBTUs of Consumption | 0 | 0 | 0 | 0 | 0 | 0 | 0 | 0 | 0 | 0 | 0 | 0 | 0 | 0 | 0 | 0 | 0 | 0 | 0 | 0 | 0 | 0 | 0 | 0 | 0 | 0 | 0 | 0 | 0 | 0 | 0 | 0 | 0
F3_Commercial_Lodging_New_Food Preparation_Natural Gas_Food Prep Other_E5 | F3 | Commercial | Lodging | New | Food Preparation | Natural Gas | Food Prep Other | E5 | System - kBTUs of Consumption | 0 | 0 | 0 | 0 | 0 | 0 | 0 | 0 | 0 | 0 | 0 | 0 | 0 | 0 | 0 | 0 | 0 | 0 | 0 | 0 | 0 | 0 | 0 | 0 | 0 | 0 | 0 | 0 | 0 | 0 | 0 | 0 | 0
F3_Commercial_Lodging_New_Food Preparation_Natural Gas_Food Prep Other_E6 | F3 | Commercial | Lodging | New | Food Preparation | Natural Gas | Food Prep Other | E6 | System - kBTUs of Consumption | 0 | 0 | 0 | 0 | 0 | 0 | 0 | 0 | 0 | 0 | 0 | 0 | 0 | 0 | 0 | 0 | 0 | 0 | 0 | 0 | 0 | 0 | 0 | 0 | 0 | 0 | 0 | 0 | 0 | 0 | 0 | 0 | 0
F3_Commercial_Lodging_New_Food Preparation_Natural Gas_Food Prep Other_E7 | F3 | Commercial | Lodging | New | Food Preparation | Natural Gas | Food Prep Other | E7 | System - kBTUs of Consumption | 0 | 0 | 0 | 0 | 0 | 0 | 0 | 0 | 0 | 0 | 0 | 0 | 0 | 0 | 0 | 0 | 0 | 0 | 0 | 0 | 0 | 0 | 0 | 0 | 0 | 0 | 0 | 0 | 0 | 0 | 0 | 0 | 0
F3_Commercial_Lodging_New_Food Preparation_Natural Gas_Food Prep Other_E8 | F3 | Commercial | Lodging | New | Food Preparation | Natural Gas | Food Prep Other | E8 | System - kBTUs of Consumption | 0 | 0 | 0 | 0 | 0 | 0 | 0 | 0 | 0 | 0 | 0 | 0 | 0 | 0 | 0 | 0 | 0 | 0 | 0 | 0 | 0 | 0 | 0 | 0 | 0 | 0 | 0 | 0 | 0 | 0 | 0 | 0 | 0
F3_Commercial_Lodging_New_Food Preparation_Natural Gas_Food Prep Other_E9 | F3 | Commercial | Lodging | New | Food Preparation | Natural Gas | Food Prep Other | E9 | System - kBTUs of Consumption | 0 | 0 | 0 | 0 | 0 | 0 | 0 | 0 | 0 | 0 | 0 | 0 | 0 | 0 | 0 | 0 | 0 | 0 | 0 | 0 | 0 | 0 | 0 | 0 | 0 | 0 | 0 | 0 | 0 | 0 | 0 | 0 | 0
F3_Commercial_Lodging_New_Food Preparation_Natural Gas_Food Prep Other_E10 | F3 | Commercial | Lodging | New | Food Preparation | Natural Gas | Food Prep Other | E10 | System - kBTUs of Consumption | 0 | 0 | 0 | 0 | 0 | 0 | 0 | 0 | 0 | 0 | 0 | 0 | 0 | 0 | 0 | 0 | 0 | 0 | 0 | 0 | 0 | 0 | 0 | 0 | 0 | 0 | 0 | 0 | 0 | 0 | 0 | 0 | 0
F4_Commercial_Lodging_New_Food Preparation_Natural Gas_Food Prep Other_E1 | F4 | Commercial | Lodging | New | Food Preparation | Natural Gas | Food Prep Other | E1 | Utility - Cost of Equipment | 0.095024 | 0.095009 | 0.095466 | 0.094763 | 0.094336 | 0.094647 | 0.095582 | 0.09632 | 0.097237 | 0.098102 | 0.098972 | 0.09977 | 0.10063 | 0.10152 | 0.10238 | 0.10325 | 0.10413 | 0.10509 | 0.1061 | 0.10715 | 0.10819 | 0.10928 | 0.11028 | 0.11132 | 0.11224 | 0.11303 | 0.11375 | 0.11438 | 0.11486 | 0.11526 | 0.11548 | 0.11563 | 0.11563
F4_Commercial_Lodging_New_Food Preparation_Natural Gas_Food Prep Other_E2 | F4 | Commercial | Lodging | New | Food Preparation | Natural Gas | Food Prep Other | E2 | Utility - Cost of Equipment | 0.095023 | 0.095008 | 0.095465 | 0.094763 | 0.094336 | 0.094646 | 0.095582 | 0.09632 | 0.097236 | 0.098101 | 0.098971 | 0.09977 | 0.10063 | 0.10152 | 0.10238 | 0.10325 | 0.10413 | 0.10509 | 0.10609 | 0.10715 | 0.10819 | 0.10928 | 0.11028 | 0.11132 | 0.11224 | 0.11303 | 0.11375 | 0.11438 | 0.11486 | 0.11526 | 0.11548 | 0.11563 | 0.11563
F4_Commercial_Lodging_New_Food Preparation_Natural Gas_Food Prep Other_E3 | F4 | Commercial | Lodging | New | Food Preparation | Natural Gas | Food Prep Other | E3 | Utility - Cost of Equipment | 0 | 0 | 0 | 0 | 0 | 0 | 0 | 0 | 0 | 0 | 0 | 0 | 0 | 0 | 0 | 0 | 0 | 0 | 0 | 0 | 0 | 0 | 0 | 0 | 0 | 0 | 0 | 0 | 0 | 0 | 0 | 0 | 0
F4_Commercial_Lodging_New_Food Preparation_Natural Gas_Food Prep Other_E4 | F4 | Commercial | Lodging | New | Food Preparation | Natural Gas | Food Prep Other | E4 | Utility - Cost of Equipment | 0 | 0 | 0 | 0 | 0 | 0 | 0 | 0 | 0 | 0 | 0 | 0 | 0 | 0 | 0 | 0 | 0 | 0 | 0 | 0 | 0 | 0 | 0 | 0 | 0 | 0 | 0 | 0 | 0 | 0 | 0 | 0 | 0
F4_Commercial_Lodging_New_Food Preparation_Natural Gas_Food Prep Other_E5 | F4 | Commercial | Lodging | New | Food Preparation | Natural Gas | Food Prep Other | E5 | Utility - Cost of Equipment | 0 | 0 | 0 | 0 | 0 | 0 | 0 | 0 | 0 | 0 | 0 | 0 | 0 | 0 | 0 | 0 | 0 | 0 | 0 | 0 | 0 | 0 | 0 | 0 | 0 | 0 | 0 | 0 | 0 | 0 | 0 | 0 | 0
F4_Commercial_Lodging_New_Food Preparation_Natural Gas_Food Prep Other_E6 | F4 | Commercial | Lodging | New | Food Preparation | Natural Gas | Food Prep Other | E6 | Utility - Cost of Equipment | 0 | 0 | 0 | 0 | 0 | 0 | 0 | 0 | 0 | 0 | 0 | 0 | 0 | 0 | 0 | 0 | 0 | 0 | 0 | 0 | 0 | 0 | 0 | 0 | 0 | 0 | 0 | 0 | 0 | 0 | 0 | 0 | 0
F4_Commercial_Lodging_New_Food Preparation_Natural Gas_Food Prep Other_E7 | F4 | Commercial | Lodging | New | Food Preparation | Natural Gas | Food Prep Other | E7 | Utility - Cost of Equipment | 0 | 0 | 0 | 0 | 0 | 0 | 0 | 0 | 0 | 0 | 0 | 0 | 0 | 0 | 0 | 0 | 0 | 0 | 0 | 0 | 0 | 0 | 0 | 0 | 0 | 0 | 0 | 0 | 0 | 0 | 0 | 0 | 0
F4_Commercial_Lodging_New_Food Preparation_Natural Gas_Food Prep Other_E8 | F4 | Commercial | Lodging | New | Food Preparation | Natural Gas | Food Prep Other | E8 | Utility - Cost of Equipment | 0 | 0 | 0 | 0 | 0 | 0 | 0 | 0 | 0 | 0 | 0 | 0 | 0 | 0 | 0 | 0 | 0 | 0 | 0 | 0 | 0 | 0 | 0 | 0 | 0 | 0 | 0 | 0 | 0 | 0 | 0 | 0 | 0
F4_Commercial_Lodging_New_Food Preparation_Natural Gas_Food Prep Other_E9 | F4 | Commercial | Lodging | New | Food Preparation | Natural Gas | Food Prep Other | E9 | Utility - Cost of Equipment | 0 | 0 | 0 | 0 | 0 | 0 | 0 | 0 | 0 | 0 | 0 | 0 | 0 | 0 | 0 | 0 | 0 | 0 | 0 | 0 | 0 | 0 | 0 | 0 | 0 | 0 | 0 | 0 | 0 | 0 | 0 | 0 | 0
F4_Commercial_Lodging_New_Food Preparation_Natural Gas_Food Prep Other_E10 | F4 | Commercial | Lodging | New | Food Preparation | Natural Gas | Food Prep Other | E10 | Utility - Cost of Equipment | 0 | 0 | 0 | 0 | 0 | 0 | 0 | 0 | 0 | 0 | 0 | 0 | 0 | 0 | 0 | 0 | 0 | 0 | 0 | 0 | 0 | 0 | 0 | 0 | 0 | 0 | 0 | 0 | 0 | 0 | 0 | 0 | 0
F5_Commercial_Lodging_New_Food Preparation_Natural Gas_Food Prep Other_E1 | F5 | Commercial | Lodging | New | Food Preparation | Natural Gas | Food Prep Other | E1 | Utility - Cost of Operation | 0.0047988 | 0.0047988 | 0.0047988 | 0.0047988 | 0.0047988 | 0.0047988 | 0.0047988 | 0.0047988 | 0.0047988 | 0.0047988 | 0.0047988 | 0.0047988 | 0.0047988 | 0.0047988 | 0.0047988 | 0.0047988 | 0.0047988 | 0.0047988 | 0.0047988 | 0.0047988 | 0.0047988 | 0.0047988 | 0.0047988 | 0.0047988 | 0.0047988 | 0.0047988 | 0.0047988 | 0.0047988 | 0.0047988 | 0.0047988 | 0.0047988 | 0.0047988 | 0.0047988
F5_Commercial_Lodging_New_Food Preparation_Natural Gas_Food Prep Other_E2 | F5 | Commercial | Lodging | New | Food Preparation | Natural Gas | Food Prep Other | E2 | Utility - Cost of Operation | 0.0048036 | 0.0048036 | 0.0048036 | 0.0048036 | 0.0048036 | 0.0048036 | 0.0048036 | 0.0048036 | 0.0048036 | 0.0048036 | 0.0048036 | 0.0048036 | 0.0048036 | 0.0048036 | 0.0048036 | 0.0048036 | 0.0048036 | 0.0048036 | 0.0048036 | 0.0048036 | 0.0048036 | 0.0048036 | 0.0048036 | 0.0048036 | 0.0048036 | 0.0048036 | 0.0048036 | 0.0048036 | 0.0048036 | 0.0048036 | 0.0048036 | 0.0048036 | 0.0048036
F5_Commercial_Lodging_New_Food Preparation_Natural Gas_Food Prep Other_E3 | F5 | Commercial | Lodging | New | Food Preparation | Natural Gas | Food Prep Other | E3 | Utility - Cost of Operation | 0 | 0 | 0 | 0 | 0 | 0 | 0 | 0 | 0 | 0 | 0 | 0 | 0 | 0 | 0 | 0 | 0 | 0 | 0 | 0 | 0 | 0 | 0 | 0 | 0 | 0 | 0 | 0 | 0 | 0 | 0 | 0 | 0
F5_Commercial_Lodging_New_Food Preparation_Natural Gas_Food Prep Other_E4 | F5 | Commercial | Lodging | New | Food Preparation | Natural Gas | Food Prep Other | E4 | Utility - Cost of Operation | 0 | 0 | 0 | 0 | 0 | 0 | 0 | 0 | 0 | 0 | 0 | 0 | 0 | 0 | 0 | 0 | 0 | 0 | 0 | 0 | 0 | 0 | 0 | 0 | 0 | 0 | 0 | 0 | 0 | 0 | 0 | 0 | 0
F5_Commercial_Lodging_New_Food Preparation_Natural Gas_Food Prep Other_E5 | F5 | Commercial | Lodging | New | Food Preparation | Natural Gas | Food Prep Other | E5 | Utility - Cost of Operation | 0 | 0 | 0 | 0 | 0 | 0 | 0 | 0 | 0 | 0 | 0 | 0 | 0 | 0 | 0 | 0 | 0 | 0 | 0 | 0 | 0 | 0 | 0 | 0 | 0 | 0 | 0 | 0 | 0 | 0 | 0 | 0 | 0
F5_Commercial_Lodging_New_Food Preparation_Natural Gas_Food Prep Other_E6 | F5 | Commercial | Lodging | New | Food Preparation | Natural Gas | Food Prep Other | E6 | Utility - Cost of Operation | 0 | 0 | 0 | 0 | 0 | 0 | 0 | 0 | 0 | 0 | 0 | 0 | 0 | 0 | 0 | 0 | 0 | 0 | 0 | 0 | 0 | 0 | 0 | 0 | 0 | 0 | 0 | 0 | 0 | 0 | 0 | 0 | 0
F5_Commercial_Lodging_New_Food Preparation_Natural Gas_Food Prep Other_E7 | F5 | Commercial | Lodging | New | Food Preparation | Natural Gas | Food Prep Other | E7 | Utility - Cost of Operation | 0 | 0 | 0 | 0 | 0 | 0 | 0 | 0 | 0 | 0 | 0 | 0 | 0 | 0 | 0 | 0 | 0 | 0 | 0 | 0 | 0 | 0 | 0 | 0 | 0 | 0 | 0 | 0 | 0 | 0 | 0 | 0 | 0
F5_Commercial_Lodging_New_Food Preparation_Natural Gas_Food Prep Other_E8 | F5 | Commercial | Lodging | New | Food Preparation | Natural Gas | Food Prep Other | E8 | Utility - Cost of Operation | 0 | 0 | 0 | 0 | 0 | 0 | 0 | 0 | 0 | 0 | 0 | 0 | 0 | 0 | 0 | 0 | 0 | 0 | 0 | 0 | 0 | 0 | 0 | 0 | 0 | 0 | 0 | 0 | 0 | 0 | 0 | 0 | 0
F5_Commercial_Lodging_New_Food Preparation_Natural Gas_Food Prep Other_E9 | F5 | Commercial | Lodging | New | Food Preparation | Natural Gas | Food Prep Other | E9 | Utility - Cost of Operation | 0 | 0 | 0 | 0 | 0 | 0 | 0 | 0 | 0 | 0 | 0 | 0 | 0 | 0 | 0 | 0 | 0 | 0 | 0 | 0 | 0 | 0 | 0 | 0 | 0 | 0 | 0 | 0 | 0 | 0 | 0 | 0 | 0
F5_Commercial_Lodging_New_Food Preparation_Natural Gas_Food Prep Other_E10 | F5 | Commercial | Lodging | New | Food Preparation | Natural Gas | Food Prep Other | E10 | Utility - Cost of Operation | 0 | 0 | 0 | 0 | 0 | 0 | 0 | 0 | 0 | 0 | 0 | 0 | 0 | 0 | 0 | 0 | 0 | 0 | 0 | 0 | 0 | 0 | 0 | 0 | 0 | 0 | 0 | 0 | 0 | 0 | 0 | 0 | 0
F6_Commercial_Lodging_New_Food Preparation_Natural Gas_Food Prep Other_E1 | F6 | Commercial | Lodging | New | Food Preparation | Natural Gas | Food Prep Other | E1 | Utility - Value of Sales | 0.050268 | 0.050539 | 0.050974 | 0.050878 | 0.050878 | 0.050878 | 0.050878 | 0.050878 | 0.050878 | 0.050878 | 0.050878 | 0.050878 | 0.050878 | 0.050878 | 0.050878 | 0.050878 | 0.050878 | 0.050878 | 0.050878 | 0.050878 | 0.050878 | 0.050878 | 0.050878 | 0.050878 | 0.050878 | 0.050878 | 0.050878 | 0.050878 | 0.050878 | 0.050878 | 0.050878 | 0.050878 | 0.050878
F6_Commercial_Lodging_New_Food Preparation_Natural Gas_Food Prep Other_E2 | F6 | Commercial | Lodging | New | Food Preparation | Natural Gas | Food Prep Other | E2 | Utility - Value of Sales | 0.050268 | 0.050538 | 0.050973 | 0.050878 | 0.050878 | 0.050878 | 0.050878 | 0.050878 | 0.050878 | 0.050878 | 0.050878 | 0.050878 | 0.050878 | 0.050878 | 0.050878 | 0.050878 | 0.050878 | 0.050878 | 0.050878 | 0.050878 | 0.050878 | 0.050878 | 0.050878 | 0.050878 | 0.050878 | 0.050878 | 0.050878 | 0.050878 | 0.050878 | 0.050878 | 0.050878 | 0.050878 | 0.050878
F6_Commercial_Lodging_New_Food Preparation_Natural Gas_Food Prep Other_E3 | F6 | Commercial | Lodging | New | Food Preparation | Natural Gas | Food Prep Other | E3 | Utility - Value of Sales | 0 | 0 | 0 | 0 | 0 | 0 | 0 | 0 | 0 | 0 | 0 | 0 | 0 | 0 | 0 | 0 | 0 | 0 | 0 | 0 | 0 | 0 | 0 | 0 | 0 | 0 | 0 | 0 | 0 | 0 | 0 | 0 | 0
F6_Commercial_Lodging_New_Food Preparation_Natural Gas_Food Prep Other_E4 | F6 | Commercial | Lodging | New | Food Preparation | Natural Gas | Food Prep Other | E4 | Utility - Value of Sales | 0 | 0 | 0 | 0 | 0 | 0 | 0 | 0 | 0 | 0 | 0 | 0 | 0 | 0 | 0 | 0 | 0 | 0 | 0 | 0 | 0 | 0 | 0 | 0 | 0 | 0 | 0 | 0 | 0 | 0 | 0 | 0 | 0
F6_Commercial_Lodging_New_Food Preparation_Natural Gas_Food Prep Other_E5 | F6 | Commercial | Lodging | New | Food Preparation | Natural Gas | Food Prep Other | E5 | Utility - Value of Sales | 0 | 0 | 0 | 0 | 0 | 0 | 0 | 0 | 0 | 0 | 0 | 0 | 0 | 0 | 0 | 0 | 0 | 0 | 0 | 0 | 0 | 0 | 0 | 0 | 0 | 0 | 0 | 0 | 0 | 0 | 0 | 0 | 0
F6_Commercial_Lodging_New_Food Preparation_Natural Gas_Food Prep Other_E6 | F6 | Commercial | Lodging | New | Food Preparation | Natural Gas | Food Prep Other | E6 | Utility - Value of Sales | 0 | 0 | 0 | 0 | 0 | 0 | 0 | 0 | 0 | 0 | 0 | 0 | 0 | 0 | 0 | 0 | 0 | 0 | 0 | 0 | 0 | 0 | 0 | 0 | 0 | 0 | 0 | 0 | 0 | 0 | 0 | 0 | 0
F6_Commercial_Lodging_New_Food Preparation_Natural Gas_Food Prep Other_E7 | F6 | Commercial | Lodging | New | Food Preparation | Natural Gas | Food Prep Other | E7 | Utility - Value of Sales | 0 | 0 | 0 | 0 | 0 | 0 | 0 | 0 | 0 | 0 | 0 | 0 | 0 | 0 | 0 | 0 | 0 | 0 | 0 | 0 | 0 | 0 | 0 | 0 | 0 | 0 | 0 | 0 | 0 | 0 | 0 | 0 | 0
F6_Commercial_Lodging_New_Food Preparation_Natural Gas_Food Prep Other_E8 | F6 | Commercial | Lodging | New | Food Preparation | Natural Gas | Food Prep Other | E8 | Utility - Value of Sales | 0 | 0 | 0 | 0 | 0 | 0 | 0 | 0 | 0 | 0 | 0 | 0 | 0 | 0 | 0 | 0 | 0 | 0 | 0 | 0 | 0 | 0 | 0 | 0 | 0 | 0 | 0 | 0 | 0 | 0 | 0 | 0 | 0
F6_Commercial_Lodging_New_Food Preparation_Natural Gas_Food Prep Other_E9 | F6 | Commercial | Lodging | New | Food Preparation | Natural Gas | Food Prep Other | E9 | Utility - Value of Sales | 0 | 0 | 0 | 0 | 0 | 0 | 0 | 0 | 0 | 0 | 0 | 0 | 0 | 0 | 0 | 0 | 0 | 0 | 0 | 0 | 0 | 0 | 0 | 0 | 0 | 0 | 0 | 0 | 0 | 0 | 0 | 0 | 0
F6_Commercial_Lodging_New_Food Preparation_Natural Gas_Food Prep Other_E10 | F6 | Commercial | Lodging | New | Food Preparation | Natural Gas | Food Prep Other | E10 | Utility - Value of Sales | 0 | 0 | 0 | 0 | 0 | 0 | 0 | 0 | 0 | 0 | 0 | 0 | 0 | 0 | 0 | 0 | 0 | 0 | 0 | 0 | 0 | 0 | 0 | 0 | 0 | 0 | 0 | 0 | 0 | 0 | 0 | 0 | 0
F1_Commercial_Lodging_New_Miscellaneous_Natural Gas_Pool Heater_E1 | F1 | Commercial | Lodging | New | Miscellaneous | Natural Gas | Pool Heater | E1 | RVT - Cost of Equipment | 0 | 0 | 0 | 0 | 0 | 0 | 0 | 0 | 0 | 0 | 0 | 0 | 0 | 0 | 0 | 0 | 0 | 0 | 0 | 0 | 0 | 0 | 0 | 0 | 0 | 0 | 0 | 0 | 0 | 0 | 0 | 0 | 0
F1_Commercial_Lodging_New_Miscellaneous_Natural Gas_Pool Heater_E2 | F1 | Commercial | Lodging | New | Miscellaneous | Natural Gas | Pool Heater | E2 | RVT - Cost of Equipment | 0 | 0 | 0 | 0 | 0 | 0 | 0 | 0 | 0 | 0 | 0 | 0 | 0 | 0 | 0 | 0 | 0 | 0 | 0 | 0 | 0 | 0 | 0 | 0 | 0 | 0 | 0 | 0 | 0 | 0 | 0 | 0 | 0
F1_Commercial_Lodging_New_Miscellaneous_Natural Gas_Pool Heater_E3 | F1 | Commercial | Lodging | New | Miscellaneous | Natural Gas | Pool Heater | E3 | RVT - Cost of Equipment | 0 | 0 | 0 | 0 | 0 | 0 | 0 | 0 | 0 | 0 | 0 | 0 | 0 | 0 | 0 | 0 | 0 | 0 | 0 | 0 | 0 | 0 | 0 | 0 | 0 | 0 | 0 | 0 | 0 | 0 | 0 | 0 | 0
F1_Commercial_Lodging_New_Miscellaneous_Natural Gas_Pool Heater_E4 | F1 | Commercial | Lodging | New | Miscellaneous | Natural Gas | Pool Heater | E4 | RVT - Cost of Equipment | 0 | 0 | 0 | 0 | 0 | 0 | 0 | 0 | 0 | 0 | 0 | 0 | 0 | 0 | 0 | 0 | 0 | 0 | 0 | 0 | 0 | 0 | 0 | 0 | 0 | 0 | 0 | 0 | 0 | 0 | 0 | 0 | 0
F1_Commercial_Lodging_New_Miscellaneous_Natural Gas_Pool Heater_E5 | F1 | Commercial | Lodging | New | Miscellaneous | Natural Gas | Pool Heater | E5 | RVT - Cost of Equipment | 0 | 0 | 0 | 0 | 0 | 0 | 0 | 0 | 0 | 0 | 0 | 0 | 0 | 0 | 0 | 0 | 0 | 0 | 0 | 0 | 0 | 0 | 0 | 0 | 0 | 0 | 0 | 0 | 0 | 0 | 0 | 0 | 0
F1_Commercial_Lodging_New_Miscellaneous_Natural Gas_Pool Heater_E6 | F1 | Commercial | Lodging | New | Miscellaneous | Natural Gas | Pool Heater | E6 | RVT - Cost of Equipment | 0 | 0 | 0 | 0 | 0 | 0 | 0 | 0 | 0 | 0 | 0 | 0 | 0 | 0 | 0 | 0 | 0 | 0 | 0 | 0 | 0 | 0 | 0 | 0 | 0 | 0 | 0 | 0 | 0 | 0 | 0 | 0 | 0
F1_Commercial_Lodging_New_Miscellaneous_Natural Gas_Pool Heater_E7 | F1 | Commercial | Lodging | New | Miscellaneous | Natural Gas | Pool Heater | E7 | RVT - Cost of Equipment | 0 | 0 | 0 | 0 | 0 | 0 | 0 | 0 | 0 | 0 | 0 | 0 | 0 | 0 | 0 | 0 | 0 | 0 | 0 | 0 | 0 | 0 | 0 | 0 | 0 | 0 | 0 | 0 | 0 | 0 | 0 | 0 | 0
F1_Commercial_Lodging_New_Miscellaneous_Natural Gas_Pool Heater_E8 | F1 | Commercial | Lodging | New | Miscellaneous | Natural Gas | Pool Heater | E8 | RVT - Cost of Equipment | 0 | 0 | 0 | 0 | 0 | 0 | 0 | 0 | 0 | 0 | 0 | 0 | 0 | 0 | 0 | 0 | 0 | 0 | 0 | 0 | 0 | 0 | 0 | 0 | 0 | 0 | 0 | 0 | 0 | 0 | 0 | 0 | 0
F1_Commercial_Lodging_New_Miscellaneous_Natural Gas_Pool Heater_E9 | F1 | Commercial | Lodging | New | Miscellaneous | Natural Gas | Pool Heater | E9 | RVT - Cost of Equipment | 0 | 0 | 0 | 0 | 0 | 0 | 0 | 0 | 0 | 0 | 0 | 0 | 0 | 0 | 0 | 0 | 0 | 0 | 0 | 0 | 0 | 0 | 0 | 0 | 0 | 0 | 0 | 0 | 0 | 0 | 0 | 0 | 0
F1_Commercial_Lodging_New_Miscellaneous_Natural Gas_Pool Heater_E10 | F1 | Commercial | Lodging | New | Miscellaneous | Natural Gas | Pool Heater | E10 | RVT - Cost of Equipment | 0 | 0 | 0 | 0 | 0 | 0 | 0 | 0 | 0 | 0 | 0 | 0 | 0 | 0 | 0 | 0 | 0 | 0 | 0 | 0 | 0 | 0 | 0 | 0 | 0 | 0 | 0 | 0 | 0 | 0 | 0 | 0 | 0
F2_Commercial_Lodging_New_Miscellaneous_Natural Gas_Pool Heater_E1 | F2 | Commercial | Lodging | New | Miscellaneous | Natural Gas | Pool Heater | E1 | RVT - Cost of Operation | 0 | 0 | 0 | 0 | 0 | 0 | 0 | 0 | 0 | 0 | 0 | 0 | 0 | 0 | 0 | 0 | 0 | 0 | 0 | 0 | 0 | 0 | 0 | 0 | 0 | 0 | 0 | 0 | 0 | 0 | 0 | 0 | 0
F2_Commercial_Lodging_New_Miscellaneous_Natural Gas_Pool Heater_E2 | F2 | Commercial | Lodging | New | Miscellaneous | Natural Gas | Pool Heater | E2 | RVT - Cost of Operation | 0 | 0 | 0 | 0 | 0 | 0 | 0 | 0 | 0 | 0 | 0 | 0 | 0 | 0 | 0 | 0 | 0 | 0 | 0 | 0 | 0 | 0 | 0 | 0 | 0 | 0 | 0 | 0 | 0 | 0 | 0 | 0 | 0
F2_Commercial_Lodging_New_Miscellaneous_Natural Gas_Pool Heater_E3 | F2 | Commercial | Lodging | New | Miscellaneous | Natural Gas | Pool Heater | E3 | RVT - Cost of Operation | 0 | 0 | 0 | 0 | 0 | 0 | 0 | 0 | 0 | 0 | 0 | 0 | 0 | 0 | 0 | 0 | 0 | 0 | 0 | 0 | 0 | 0 | 0 | 0 | 0 | 0 | 0 | 0 | 0 | 0 | 0 | 0 | 0
F2_Commercial_Lodging_New_Miscellaneous_Natural Gas_Pool Heater_E4 | F2 | Commercial | Lodging | New | Miscellaneous | Natural Gas | Pool Heater | E4 | RVT - Cost of Operation | 0 | 0 | 0 | 0 | 0 | 0 | 0 | 0 | 0 | 0 | 0 | 0 | 0 | 0 | 0 | 0 | 0 | 0 | 0 | 0 | 0 | 0 | 0 | 0 | 0 | 0 | 0 | 0 | 0 | 0 | 0 | 0 | 0
F2_Commercial_Lodging_New_Miscellaneous_Natural Gas_Pool Heater_E5 | F2 | Commercial | Lodging | New | Miscellaneous | Natural Gas | Pool Heater | E5 | RVT - Cost of Operation | 0 | 0 | 0 | 0 | 0 | 0 | 0 | 0 | 0 | 0 | 0 | 0 | 0 | 0 | 0 | 0 | 0 | 0 | 0 | 0 | 0 | 0 | 0 | 0 | 0 | 0 | 0 | 0 | 0 | 0 | 0 | 0 | 0
F2_Commercial_Lodging_New_Miscellaneous_Natural Gas_Pool Heater_E6 | F2 | Commercial | Lodging | New | Miscellaneous | Natural Gas | Pool Heater | E6 | RVT - Cost of Operation | 0 | 0 | 0 | 0 | 0 | 0 | 0 | 0 | 0 | 0 | 0 | 0 | 0 | 0 | 0 | 0 | 0 | 0 | 0 | 0 | 0 | 0 | 0 | 0 | 0 | 0 | 0 | 0 | 0 | 0 | 0 | 0 | 0
F2_Commercial_Lodging_New_Miscellaneous_Natural Gas_Pool Heater_E7 | F2 | Commercial | Lodging | New | Miscellaneous | Natural Gas | Pool Heater | E7 | RVT - Cost of Operation | 0 | 0 | 0 | 0 | 0 | 0 | 0 | 0 | 0 | 0 | 0 | 0 | 0 | 0 | 0 | 0 | 0 | 0 | 0 | 0 | 0 | 0 | 0 | 0 | 0 | 0 | 0 | 0 | 0 | 0 | 0 | 0 | 0
F2_Commercial_Lodging_New_Miscellaneous_Natural Gas_Pool Heater_E8 | F2 | Commercial | Lodging | New | Miscellaneous | Natural Gas | Pool Heater | E8 | RVT - Cost of Operation | 0 | 0 | 0 | 0 | 0 | 0 | 0 | 0 | 0 | 0 | 0 | 0 | 0 | 0 | 0 | 0 | 0 | 0 | 0 | 0 | 0 | 0 | 0 | 0 | 0 | 0 | 0 | 0 | 0 | 0 | 0 | 0 | 0
F2_Commercial_Lodging_New_Miscellaneous_Natural Gas_Pool Heater_E9 | F2 | Commercial | Lodging | New | Miscellaneous | Natural Gas | Pool Heater | E9 | RVT - Cost of Operation | 0 | 0 | 0 | 0 | 0 | 0 | 0 | 0 | 0 | 0 | 0 | 0 | 0 | 0 | 0 | 0 | 0 | 0 | 0 | 0 | 0 | 0 | 0 | 0 | 0 | 0 | 0 | 0 | 0 | 0 | 0 | 0 | 0
F2_Commercial_Lodging_New_Miscellaneous_Natural Gas_Pool Heater_E10 | F2 | Commercial | Lodging | New | Miscellaneous | Natural Gas | Pool Heater | E10 | RVT - Cost of Operation | 0 | 0 | 0 | 0 | 0 | 0 | 0 | 0 | 0 | 0 | 0 | 0 | 0 | 0 | 0 | 0 | 0 | 0 | 0 | 0 | 0 | 0 | 0 | 0 | 0 | 0 | 0 | 0 | 0 | 0 | 0 | 0 | 0
F3_Commercial_Lodging_New_Miscellaneous_Natural Gas_Pool Heater_E1 | F3 | Commercial | Lodging | New | Miscellaneous | Natural Gas | Pool Heater | E1 | System - kBTUs of Consumption | 0.0022714 | 0.0022714 | 0.0022714 | 0.0022714 | 0.0022714 | 0.0022714 | 0.0022714 | 0.0022714 | 0.0022714 | 0.0022714 | 0.0022714 | 0.0022714 | 0.0022714 | 0.0022714 | 0.0022714 | 0.0022714 | 0.0022714 | 0.0022714 | 0.0022714 | 0.0022714 | 0.0022714 | 0.0022714 | 0.0022714 | 0.0022714 | 0.0022714 | 0.0022714 | 0.0022714 | 0.0022714 | 0.0022714 | 0.0022714 | 0.0022714 | 0.0022714 | 0.0022714
F3_Commercial_Lodging_New_Miscellaneous_Natural Gas_Pool Heater_E2 | F3 | Commercial | Lodging | New | Miscellaneous | Natural Gas | Pool Heater | E2 | System - kBTUs of Consumption | 0.0037191 | 0.0037191 | 0.0037191 | 0.0037191 | 0.0037191 | 0.0037191 | 0.0037191 | 0.0037191 | 0.0037191 | 0.0037191 | 0.0037191 | 0.0037191 | 0.0037191 | 0.0037191 | 0.0037191 | 0.0037191 | 0.0037191 | 0.0037191 | 0.0037191 | 0.0037191 | 0.0037191 | 0.0037191 | 0.0037191 | 0.0037191 | 0.0037191 | 0.0037191 | 0.0037191 | 0.0037191 | 0.0037191 | 0.0037191 | 0.0037191 | 0.0037191 | 0.0037191
F3_Commercial_Lodging_New_Miscellaneous_Natural Gas_Pool Heater_E3 | F3 | Commercial | Lodging | New | Miscellaneous | Natural Gas | Pool Heater | E3 | System - kBTUs of Consumption | 0 | 0 | 0 | 0 | 0 | 0 | 0 | 0 | 0 | 0 | 0 | 0 | 0 | 0 | 0 | 0 | 0 | 0 | 0 | 0 | 0 | 0 | 0 | 0 | 0 | 0 | 0 | 0 | 0 | 0 | 0 | 0 | 0
F3_Commercial_Lodging_New_Miscellaneous_Natural Gas_Pool Heater_E4 | F3 | Commercial | Lodging | New | Miscellaneous | Natural Gas | Pool Heater | E4 | System - kBTUs of Consumption | 0 | 0 | 0 | 0 | 0 | 0 | 0 | 0 | 0 | 0 | 0 | 0 | 0 | 0 | 0 | 0 | 0 | 0 | 0 | 0 | 0 | 0 | 0 | 0 | 0 | 0 | 0 | 0 | 0 | 0 | 0 | 0 | 0
F3_Commercial_Lodging_New_Miscellaneous_Natural Gas_Pool Heater_E5 | F3 | Commercial | Lodging | New | Miscellaneous | Natural Gas | Pool Heater | E5 | System - kBTUs of Consumption | 0 | 0 | 0 | 0 | 0 | 0 | 0 | 0 | 0 | 0 | 0 | 0 | 0 | 0 | 0 | 0 | 0 | 0 | 0 | 0 | 0 | 0 | 0 | 0 | 0 | 0 | 0 | 0 | 0 | 0 | 0 | 0 | 0
F3_Commercial_Lodging_New_Miscellaneous_Natural Gas_Pool Heater_E6 | F3 | Commercial | Lodging | New | Miscellaneous | Natural Gas | Pool Heater | E6 | System - kBTUs of Consumption | 0 | 0 | 0 | 0 | 0 | 0 | 0 | 0 | 0 | 0 | 0 | 0 | 0 | 0 | 0 | 0 | 0 | 0 | 0 | 0 | 0 | 0 | 0 | 0 | 0 | 0 | 0 | 0 | 0 | 0 | 0 | 0 | 0
F3_Commercial_Lodging_New_Miscellaneous_Natural Gas_Pool Heater_E7 | F3 | Commercial | Lodging | New | Miscellaneous | Natural Gas | Pool Heater | E7 | System - kBTUs of Consumption | 0 | 0 | 0 | 0 | 0 | 0 | 0 | 0 | 0 | 0 | 0 | 0 | 0 | 0 | 0 | 0 | 0 | 0 | 0 | 0 | 0 | 0 | 0 | 0 | 0 | 0 | 0 | 0 | 0 | 0 | 0 | 0 | 0
F3_Commercial_Lodging_New_Miscellaneous_Natural Gas_Pool Heater_E8 | F3 | Commercial | Lodging | New | Miscellaneous | Natural Gas | Pool Heater | E8 | System - kBTUs of Consumption | 0 | 0 | 0 | 0 | 0 | 0 | 0 | 0 | 0 | 0 | 0 | 0 | 0 | 0 | 0 | 0 | 0 | 0 | 0 | 0 | 0 | 0 | 0 | 0 | 0 | 0 | 0 | 0 | 0 | 0 | 0 | 0 | 0
F3_Commercial_Lodging_New_Miscellaneous_Natural Gas_Pool Heater_E9 | F3 | Commercial | Lodging | New | Miscellaneous | Natural Gas | Pool Heater | E9 | System - kBTUs of Consumption | 0 | 0 | 0 | 0 | 0 | 0 | 0 | 0 | 0 | 0 | 0 | 0 | 0 | 0 | 0 | 0 | 0 | 0 | 0 | 0 | 0 | 0 | 0 | 0 | 0 | 0 | 0 | 0 | 0 | 0 | 0 | 0 | 0
F3_Commercial_Lodging_New_Miscellaneous_Natural Gas_Pool Heater_E10 | F3 | Commercial | Lodging | New | Miscellaneous | Natural Gas | Pool Heater | E10 | System - kBTUs of Consumption | 0 | 0 | 0 | 0 | 0 | 0 | 0 | 0 | 0 | 0 | 0 | 0 | 0 | 0 | 0 | 0 | 0 | 0 | 0 | 0 | 0 | 0 | 0 | 0 | 0 | 0 | 0 | 0 | 0 | 0 | 0 | 0 | 0
F4_Commercial_Lodging_New_Miscellaneous_Natural Gas_Pool Heater_E1 | F4 | Commercial | Lodging | New | Miscellaneous | Natural Gas | Pool Heater | E1 | Utility - Cost of Equipment | 0 | 0 | 0 | 0 | 0 | 0 | 0 | 0 | 0 | 0 | 0 | 0 | 0 | 0 | 0 | 0 | 0 | 0 | 0 | 0 | 0 | 0 | 0 | 0 | 0 | 0 | 0 | 0 | 0 | 0 | 0 | 0 | 0
F4_Commercial_Lodging_New_Miscellaneous_Natural Gas_Pool Heater_E2 | F4 | Commercial | Lodging | New | Miscellaneous | Natural Gas | Pool Heater | E2 | Utility - Cost of Equipment | 0 | 0 | 0 | 0 | 0 | 0 | 0 | 0 | 0 | 0 | 0 | 0 | 0 | 0 | 0 | 0 | 0 | 0 | 0 | 0 | 0 | 0 | 0 | 0 | 0 | 0 | 0 | 0 | 0 | 0 | 0 | 0 | 0
F4_Commercial_Lodging_New_Miscellaneous_Natural Gas_Pool Heater_E3 | F4 | Commercial | Lodging | New | Miscellaneous | Natural Gas | Pool Heater | E3 | Utility - Cost of Equipment | 0 | 0 | 0 | 0 | 0 | 0 | 0 | 0 | 0 | 0 | 0 | 0 | 0 | 0 | 0 | 0 | 0 | 0 | 0 | 0 | 0 | 0 | 0 | 0 | 0 | 0 | 0 | 0 | 0 | 0 | 0 | 0 | 0
F4_Commercial_Lodging_New_Miscellaneous_Natural Gas_Pool Heater_E4 | F4 | Commercial | Lodging | New | Miscellaneous | Natural Gas | Pool Heater | E4 | Utility - Cost of Equipment | 0 | 0 | 0 | 0 | 0 | 0 | 0 | 0 | 0 | 0 | 0 | 0 | 0 | 0 | 0 | 0 | 0 | 0 | 0 | 0 | 0 | 0 | 0 | 0 | 0 | 0 | 0 | 0 | 0 | 0 | 0 | 0 | 0
F4_Commercial_Lodging_New_Miscellaneous_Natural Gas_Pool Heater_E5 | F4 | Commercial | Lodging | New | Miscellaneous | Natural Gas | Pool Heater | E5 | Utility - Cost of Equipment | 0 | 0 | 0 | 0 | 0 | 0 | 0 | 0 | 0 | 0 | 0 | 0 | 0 | 0 | 0 | 0 | 0 | 0 | 0 | 0 | 0 | 0 | 0 | 0 | 0 | 0 | 0 | 0 | 0 | 0 | 0 | 0 | 0
F4_Commercial_Lodging_New_Miscellaneous_Natural Gas_Pool Heater_E6 | F4 | Commercial | Lodging | New | Miscellaneous | Natural Gas | Pool Heater | E6 | Utility - Cost of Equipment | 0 | 0 | 0 | 0 | 0 | 0 | 0 | 0 | 0 | 0 | 0 | 0 | 0 | 0 | 0 | 0 | 0 | 0 | 0 | 0 | 0 | 0 | 0 | 0 | 0 | 0 | 0 | 0 | 0 | 0 | 0 | 0 | 0
F4_Commercial_Lodging_New_Miscellaneous_Natural Gas_Pool Heater_E7 | F4 | Commercial | Lodging | New | Miscellaneous | Natural Gas | Pool Heater | E7 | Utility - Cost of Equipment | 0 | 0 | 0 | 0 | 0 | 0 | 0 | 0 | 0 | 0 | 0 | 0 | 0 | 0 | 0 | 0 | 0 | 0 | 0 | 0 | 0 | 0 | 0 | 0 | 0 | 0 | 0 | 0 | 0 | 0 | 0 | 0 | 0
F4_Commercial_Lodging_New_Miscellaneous_Natural Gas_Pool Heater_E8 | F4 | Commercial | Lodging | New | Miscellaneous | Natural Gas | Pool Heater | E8 | Utility - Cost of Equipment | 0 | 0 | 0 | 0 | 0 | 0 | 0 | 0 | 0 | 0 | 0 | 0 | 0 | 0 | 0 | 0 | 0 | 0 | 0 | 0 | 0 | 0 | 0 | 0 | 0 | 0 | 0 | 0 | 0 | 0 | 0 | 0 | 0
F4_Commercial_Lodging_New_Miscellaneous_Natural Gas_Pool Heater_E9 | F4 | Commercial | Lodging | New | Miscellaneous | Natural Gas | Pool Heater | E9 | Utility - Cost of Equipment | 0 | 0 | 0 | 0 | 0 | 0 | 0 | 0 | 0 | 0 | 0 | 0 | 0 | 0 | 0 | 0 | 0 | 0 | 0 | 0 | 0 | 0 | 0 | 0 | 0 | 0 | 0 | 0 | 0 | 0 | 0 | 0 | 0
F4_Commercial_Lodging_New_Miscellaneous_Natural Gas_Pool Heater_E10 | F4 | Commercial | Lodging | New | Miscellaneous | Natural Gas | Pool Heater | E10 | Utility - Cost of Equipment | 0 | 0 | 0 | 0 | 0 | 0 | 0 | 0 | 0 | 0 | 0 | 0 | 0 | 0 | 0 | 0 | 0 | 0 | 0 | 0 | 0 | 0 | 0 | 0 | 0 | 0 | 0 | 0 | 0 | 0 | 0 | 0 | 0
F5_Commercial_Lodging_New_Miscellaneous_Natural Gas_Pool Heater_E1 | F5 | Commercial | Lodging | New | Miscellaneous | Natural Gas | Pool Heater | E1 | Utility - Cost of Operation | 0.0022714 | 0.0022714 | 0.0022714 | 0.0022714 | 0.0022714 | 0.0022714 | 0.0022714 | 0.0022714 | 0.0022714 | 0.0022714 | 0.0022714 | 0.0022714 | 0.0022714 | 0.0022714 | 0.0022714 | 0.0022714 | 0.0022714 | 0.0022714 | 0.0022714 | 0.0022714 | 0.0022714 | 0.0022714 | 0.0022714 | 0.0022714 | 0.0022714 | 0.0022714 | 0.0022714 | 0.0022714 | 0.0022714 | 0.0022714 | 0.0022714 | 0.0022714 | 0.0022714
F5_Commercial_Lodging_New_Miscellaneous_Natural Gas_Pool Heater_E2 | F5 | Commercial | Lodging | New | Miscellaneous | Natural Gas | Pool Heater | E2 | Utility - Cost of Operation | 0.0037191 | 0.0037191 | 0.0037191 | 0.0037191 | 0.0037191 | 0.0037191 | 0.0037191 | 0.0037191 | 0.0037191 | 0.0037191 | 0.0037191 | 0.0037191 | 0.0037191 | 0.0037191 | 0.0037191 | 0.0037191 | 0.0037191 | 0.0037191 | 0.0037191 | 0.0037191 | 0.0037191 | 0.0037191 | 0.0037191 | 0.0037191 | 0.0037191 | 0.0037191 | 0.0037191 | 0.0037191 | 0.0037191 | 0.0037191 | 0.0037191 | 0.0037191 | 0.0037191
F5_Commercial_Lodging_New_Miscellaneous_Natural Gas_Pool Heater_E3 | F5 | Commercial | Lodging | New | Miscellaneous | Natural Gas | Pool Heater | E3 | Utility - Cost of Operation | 0 | 0 | 0 | 0 | 0 | 0 | 0 | 0 | 0 | 0 | 0 | 0 | 0 | 0 | 0 | 0 | 0 | 0 | 0 | 0 | 0 | 0 | 0 | 0 | 0 | 0 | 0 | 0 | 0 | 0 | 0 | 0 | 0
F5_Commercial_Lodging_New_Miscellaneous_Natural Gas_Pool Heater_E4 | F5 | Commercial | Lodging | New | Miscellaneous | Natural Gas | Pool Heater | E4 | Utility - Cost of Operation | 0 | 0 | 0 | 0 | 0 | 0 | 0 | 0 | 0 | 0 | 0 | 0 | 0 | 0 | 0 | 0 | 0 | 0 | 0 | 0 | 0 | 0 | 0 | 0 | 0 | 0 | 0 | 0 | 0 | 0 | 0 | 0 | 0
F5_Commercial_Lodging_New_Miscellaneous_Natural Gas_Pool Heater_E5 | F5 | Commercial | Lodging | New | Miscellaneous | Natural Gas | Pool Heater | E5 | Utility - Cost of Operation | 0 | 0 | 0 | 0 | 0 | 0 | 0 | 0 | 0 | 0 | 0 | 0 | 0 | 0 | 0 | 0 | 0 | 0 | 0 | 0 | 0 | 0 | 0 | 0 | 0 | 0 | 0 | 0 | 0 | 0 | 0 | 0 | 0
F5_Commercial_Lodging_New_Miscellaneous_Natural Gas_Pool Heater_E6 | F5 | Commercial | Lodging | New | Miscellaneous | Natural Gas | Pool Heater | E6 | Utility - Cost of Operation | 0 | 0 | 0 | 0 | 0 | 0 | 0 | 0 | 0 | 0 | 0 | 0 | 0 | 0 | 0 | 0 | 0 | 0 | 0 | 0 | 0 | 0 | 0 | 0 | 0 | 0 | 0 | 0 | 0 | 0 | 0 | 0 | 0
F5_Commercial_Lodging_New_Miscellaneous_Natural Gas_Pool Heater_E7 | F5 | Commercial | Lodging | New | Miscellaneous | Natural Gas | Pool Heater | E7 | Utility - Cost of Operation | 0 | 0 | 0 | 0 | 0 | 0 | 0 | 0 | 0 | 0 | 0 | 0 | 0 | 0 | 0 | 0 | 0 | 0 | 0 | 0 | 0 | 0 | 0 | 0 | 0 | 0 | 0 | 0 | 0 | 0 | 0 | 0 | 0
F5_Commercial_Lodging_New_Miscellaneous_Natural Gas_Pool Heater_E8 | F5 | Commercial | Lodging | New | Miscellaneous | Natural Gas | Pool Heater | E8 | Utility - Cost of Operation | 0 | 0 | 0 | 0 | 0 | 0 | 0 | 0 | 0 | 0 | 0 | 0 | 0 | 0 | 0 | 0 | 0 | 0 | 0 | 0 | 0 | 0 | 0 | 0 | 0 | 0 | 0 | 0 | 0 | 0 | 0 | 0 | 0
F5_Commercial_Lodging_New_Miscellaneous_Natural Gas_Pool Heater_E9 | F5 | Commercial | Lodging | New | Miscellaneous | Natural Gas | Pool Heater | E9 | Utility - Cost of Operation | 0 | 0 | 0 | 0 | 0 | 0 | 0 | 0 | 0 | 0 | 0 | 0 | 0 | 0 | 0 | 0 | 0 | 0 | 0 | 0 | 0 | 0 | 0 | 0 | 0 | 0 | 0 | 0 | 0 | 0 | 0 | 0 | 0
F5_Commercial_Lodging_New_Miscellaneous_Natural Gas_Pool Heater_E10 | F5 | Commercial | Lodging | New | Miscellaneous | Natural Gas | Pool Heater | E10 | Utility - Cost of Operation | 0 | 0 | 0 | 0 | 0 | 0 | 0 | 0 | 0 | 0 | 0 | 0 | 0 | 0 | 0 | 0 | 0 | 0 | 0 | 0 | 0 | 0 | 0 | 0 | 0 | 0 | 0 | 0 | 0 | 0 | 0 | 0 | 0
F6_Commercial_Lodging_New_Miscellaneous_Natural Gas_Pool Heater_E1 | F6 | Commercial | Lodging | New | Miscellaneous | Natural Gas | Pool Heater | E1 | Utility - Value of Sales | 0.0094413 | 0.0095267 | 0.0096639 | 0.0096338 | 0.0096338 | 0.0096338 | 0.0096338 | 0.0096338 | 0.0096338 | 0.0096338 | 0.0096338 | 0.0096338 | 0.0096338 | 0.0096338 | 0.0096338 | 0.0096338 | 0.0096338 | 0.0096338 | 0.0096338 | 0.0096338 | 0.0096338 | 0.0096338 | 0.0096338 | 0.0096338 | 0.0096338 | 0.0096338 | 0.0096338 | 0.0096338 | 0.0096338 | 0.0096338 | 0.0096338 | 0.0096338 | 0.0096338
F6_Commercial_Lodging_New_Miscellaneous_Natural Gas_Pool Heater_E2 | F6 | Commercial | Lodging | New | Miscellaneous | Natural Gas | Pool Heater | E2 | Utility - Value of Sales | 0.0080251 | 0.0080977 | 0.0082143 | 0.0081887 | 0.0081887 | 0.0081887 | 0.0081887 | 0.0081887 | 0.0081887 | 0.0081887 | 0.0081887 | 0.0081887 | 0.0081887 | 0.0081887 | 0.0081887 | 0.0081887 | 0.0081887 | 0.0081887 | 0.0081887 | 0.0081887 | 0.0081887 | 0.0081887 | 0.0081887 | 0.0081887 | 0.0081887 | 0.0081887 | 0.0081887 | 0.0081887 | 0.0081887 | 0.0081887 | 0.0081887 | 0.0081887 | 0.0081887
F6_Commercial_Lodging_New_Miscellaneous_Natural Gas_Pool Heater_E3 | F6 | Commercial | Lodging | New | Miscellaneous | Natural Gas | Pool Heater | E3 | Utility - Value of Sales | 0 | 0 | 0 | 0 | 0 | 0 | 0 | 0 | 0 | 0 | 0 | 0 | 0 | 0 | 0 | 0 | 0 | 0 | 0 | 0 | 0 | 0 | 0 | 0 | 0 | 0 | 0 | 0 | 0 | 0 | 0 | 0 | 0
F6_Commercial_Lodging_New_Miscellaneous_Natural Gas_Pool Heater_E4 | F6 | Commercial | Lodging | New | Miscellaneous | Natural Gas | Pool Heater | E4 | Utility - Value of Sales | 0 | 0 | 0 | 0 | 0 | 0 | 0 | 0 | 0 | 0 | 0 | 0 | 0 | 0 | 0 | 0 | 0 | 0 | 0 | 0 | 0 | 0 | 0 | 0 | 0 | 0 | 0 | 0 | 0 | 0 | 0 | 0 | 0
F6_Commercial_Lodging_New_Miscellaneous_Natural Gas_Pool Heater_E5 | F6 | Commercial | Lodging | New | Miscellaneous | Natural Gas | Pool Heater | E5 | Utility - Value of Sales | 0 | 0 | 0 | 0 | 0 | 0 | 0 | 0 | 0 | 0 | 0 | 0 | 0 | 0 | 0 | 0 | 0 | 0 | 0 | 0 | 0 | 0 | 0 | 0 | 0 | 0 | 0 | 0 | 0 | 0 | 0 | 0 | 0
F6_Commercial_Lodging_New_Miscellaneous_Natural Gas_Pool Heater_E6 | F6 | Commercial | Lodging | New | Miscellaneous | Natural Gas | Pool Heater | E6 | Utility - Value of Sales | 0 | 0 | 0 | 0 | 0 | 0 | 0 | 0 | 0 | 0 | 0 | 0 | 0 | 0 | 0 | 0 | 0 | 0 | 0 | 0 | 0 | 0 | 0 | 0 | 0 | 0 | 0 | 0 | 0 | 0 | 0 | 0 | 0
F6_Commercial_Lodging_New_Miscellaneous_Natural Gas_Pool Heater_E7 | F6 | Commercial | Lodging | New | Miscellaneous | Natural Gas | Pool Heater | E7 | Utility - Value of Sales | 0 | 0 | 0 | 0 | 0 | 0 | 0 | 0 | 0 | 0 | 0 | 0 | 0 | 0 | 0 | 0 | 0 | 0 | 0 | 0 | 0 | 0 | 0 | 0 | 0 | 0 | 0 | 0 | 0 | 0 | 0 | 0 | 0
F6_Commercial_Lodging_New_Miscellaneous_Natural Gas_Pool Heater_E8 | F6 | Commercial | Lodging | New | Miscellaneous | Natural Gas | Pool Heater | E8 | Utility - Value of Sales | 0 | 0 | 0 | 0 | 0 | 0 | 0 | 0 | 0 | 0 | 0 | 0 | 0 | 0 | 0 | 0 | 0 | 0 | 0 | 0 | 0 | 0 | 0 | 0 | 0 | 0 | 0 | 0 | 0 | 0 | 0 | 0 | 0
F6_Commercial_Lodging_New_Miscellaneous_Natural Gas_Pool Heater_E9 | F6 | Commercial | Lodging | New | Miscellaneous | Natural Gas | Pool Heater | E9 | Utility - Value of Sales | 0 | 0 | 0 | 0 | 0 | 0 | 0 | 0 | 0 | 0 | 0 | 0 | 0 | 0 | 0 | 0 | 0 | 0 | 0 | 0 | 0 | 0 | 0 | 0 | 0 | 0 | 0 | 0 | 0 | 0 | 0 | 0 | 0
F6_Commercial_Lodging_New_Miscellaneous_Natural Gas_Pool Heater_E10 | F6 | Commercial | Lodging | New | Miscellaneous | Natural Gas | Pool Heater | E10 | Utility - Value of Sales | 0 | 0 | 0 | 0 | 0 | 0 | 0 | 0 | 0 | 0 | 0 | 0 | 0 | 0 | 0 | 0 | 0 | 0 | 0 | 0 | 0 | 0 | 0 | 0 | 0 | 0 | 0 | 0 | 0 | 0 | 0 | 0 | 0
F1_Commercial_Lodging_New_Miscellaneous_Natural Gas_Miscellaneous_E1 | F1 | Commercial | Lodging | New | Miscellaneous | Natural Gas | Miscellaneous | E1 | RVT - Cost of Equipment | 0 | 0 | 0 | 0 | 0 | 0 | 0 | 0 | 0 | 0 | 0 | 0 | 0 | 0 | 0 | 0 | 0 | 0 | 0 | 0 | 0 | 0 | 0 | 0 | 0 | 0 | 0 | 0 | 0 | 0 | 0 | 0 | 0
F1_Commercial_Lodging_New_Miscellaneous_Natural Gas_Miscellaneous_E2 | F1 | Commercial | Lodging | New | Miscellaneous | Natural Gas | Miscellaneous | E2 | RVT - Cost of Equipment | 0 | 0 | 0 | 0 | 0 | 0 | 0 | 0 | 0 | 0 | 0 | 0 | 0 | 0 | 0 | 0 | 0 | 0 | 0 | 0 | 0 | 0 | 0 | 0 | 0 | 0 | 0 | 0 | 0 | 0 | 0 | 0 | 0
F1_Commercial_Lodging_New_Miscellaneous_Natural Gas_Miscellaneous_E3 | F1 | Commercial | Lodging | New | Miscellaneous | Natural Gas | Miscellaneous | E3 | RVT - Cost of Equipment | 0 | 0 | 0 | 0 | 0 | 0 | 0 | 0 | 0 | 0 | 0 | 0 | 0 | 0 | 0 | 0 | 0 | 0 | 0 | 0 | 0 | 0 | 0 | 0 | 0 | 0 | 0 | 0 | 0 | 0 | 0 | 0 | 0
F1_Commercial_Lodging_New_Miscellaneous_Natural Gas_Miscellaneous_E4 | F1 | Commercial | Lodging | New | Miscellaneous | Natural Gas | Miscellaneous | E4 | RVT - Cost of Equipment | 0 | 0 | 0 | 0 | 0 | 0 | 0 | 0 | 0 | 0 | 0 | 0 | 0 | 0 | 0 | 0 | 0 | 0 | 0 | 0 | 0 | 0 | 0 | 0 | 0 | 0 | 0 | 0 | 0 | 0 | 0 | 0 | 0
F1_Commercial_Lodging_New_Miscellaneous_Natural Gas_Miscellaneous_E5 | F1 | Commercial | Lodging | New | Miscellaneous | Natural Gas | Miscellaneous | E5 | RVT - Cost of Equipment | 0 | 0 | 0 | 0 | 0 | 0 | 0 | 0 | 0 | 0 | 0 | 0 | 0 | 0 | 0 | 0 | 0 | 0 | 0 | 0 | 0 | 0 | 0 | 0 | 0 | 0 | 0 | 0 | 0 | 0 | 0 | 0 | 0
F1_Commercial_Lodging_New_Miscellaneous_Natural Gas_Miscellaneous_E6 | F1 | Commercial | Lodging | New | Miscellaneous | Natural Gas | Miscellaneous | E6 | RVT - Cost of Equipment | 0 | 0 | 0 | 0 | 0 | 0 | 0 | 0 | 0 | 0 | 0 | 0 | 0 | 0 | 0 | 0 | 0 | 0 | 0 | 0 | 0 | 0 | 0 | 0 | 0 | 0 | 0 | 0 | 0 | 0 | 0 | 0 | 0
F1_Commercial_Lodging_New_Miscellaneous_Natural Gas_Miscellaneous_E7 | F1 | Commercial | Lodging | New | Miscellaneous | Natural Gas | Miscellaneous | E7 | RVT - Cost of Equipment | 0 | 0 | 0 | 0 | 0 | 0 | 0 | 0 | 0 | 0 | 0 | 0 | 0 | 0 | 0 | 0 | 0 | 0 | 0 | 0 | 0 | 0 | 0 | 0 | 0 | 0 | 0 | 0 | 0 | 0 | 0 | 0 | 0
F1_Commercial_Lodging_New_Miscellaneous_Natural Gas_Miscellaneous_E8 | F1 | Commercial | Lodging | New | Miscellaneous | Natural Gas | Miscellaneous | E8 | RVT - Cost of Equipment | 0 | 0 | 0 | 0 | 0 | 0 | 0 | 0 | 0 | 0 | 0 | 0 | 0 | 0 | 0 | 0 | 0 | 0 | 0 | 0 | 0 | 0 | 0 | 0 | 0 | 0 | 0 | 0 | 0 | 0 | 0 | 0 | 0
F1_Commercial_Lodging_New_Miscellaneous_Natural Gas_Miscellaneous_E9 | F1 | Commercial | Lodging | New | Miscellaneous | Natural Gas | Miscellaneous | E9 | RVT - Cost of Equipment | 0 | 0 | 0 | 0 | 0 | 0 | 0 | 0 | 0 | 0 | 0 | 0 | 0 | 0 | 0 | 0 | 0 | 0 | 0 | 0 | 0 | 0 | 0 | 0 | 0 | 0 | 0 | 0 | 0 | 0 | 0 | 0 | 0
F1_Commercial_Lodging_New_Miscellaneous_Natural Gas_Miscellaneous_E10 | F1 | Commercial | Lodging | New | Miscellaneous | Natural Gas | Miscellaneous | E10 | RVT - Cost of Equipment | 0 | 0 | 0 | 0 | 0 | 0 | 0 | 0 | 0 | 0 | 0 | 0 | 0 | 0 | 0 | 0 | 0 | 0 | 0 | 0 | 0 | 0 | 0 | 0 | 0 | 0 | 0 | 0 | 0 | 0 | 0 | 0 | 0
F2_Commercial_Lodging_New_Miscellaneous_Natural Gas_Miscellaneous_E1 | F2 | Commercial | Lodging | New | Miscellaneous | Natural Gas | Miscellaneous | E1 | RVT - Cost of Operation | 0 | 0 | 0 | 0 | 0 | 0 | 0 | 0 | 0 | 0 | 0 | 0 | 0 | 0 | 0 | 0 | 0 | 0 | 0 | 0 | 0 | 0 | 0 | 0 | 0 | 0 | 0 | 0 | 0 | 0 | 0 | 0 | 0
F2_Commercial_Lodging_New_Miscellaneous_Natural Gas_Miscellaneous_E2 | F2 | Commercial | Lodging | New | Miscellaneous | Natural Gas | Miscellaneous | E2 | RVT - Cost of Operation | 0 | 0 | 0 | 0 | 0 | 0 | 0 | 0 | 0 | 0 | 0 | 0 | 0 | 0 | 0 | 0 | 0 | 0 | 0 | 0 | 0 | 0 | 0 | 0 | 0 | 0 | 0 | 0 | 0 | 0 | 0 | 0 | 0
F2_Commercial_Lodging_New_Miscellaneous_Natural Gas_Miscellaneous_E3 | F2 | Commercial | Lodging | New | Miscellaneous | Natural Gas | Miscellaneous | E3 | RVT - Cost of Operation | 0 | 0 | 0 | 0 | 0 | 0 | 0 | 0 | 0 | 0 | 0 | 0 | 0 | 0 | 0 | 0 | 0 | 0 | 0 | 0 | 0 | 0 | 0 | 0 | 0 | 0 | 0 | 0 | 0 | 0 | 0 | 0 | 0
F2_Commercial_Lodging_New_Miscellaneous_Natural Gas_Miscellaneous_E4 | F2 | Commercial | Lodging | New | Miscellaneous | Natural Gas | Miscellaneous | E4 | RVT - Cost of Operation | 0 | 0 | 0 | 0 | 0 | 0 | 0 | 0 | 0 | 0 | 0 | 0 | 0 | 0 | 0 | 0 | 0 | 0 | 0 | 0 | 0 | 0 | 0 | 0 | 0 | 0 | 0 | 0 | 0 | 0 | 0 | 0 | 0
F2_Commercial_Lodging_New_Miscellaneous_Natural Gas_Miscellaneous_E5 | F2 | Commercial | Lodging | New | Miscellaneous | Natural Gas | Miscellaneous | E5 | RVT - Cost of Operation | 0 | 0 | 0 | 0 | 0 | 0 | 0 | 0 | 0 | 0 | 0 | 0 | 0 | 0 | 0 | 0 | 0 | 0 | 0 | 0 | 0 | 0 | 0 | 0 | 0 | 0 | 0 | 0 | 0 | 0 | 0 | 0 | 0
F2_Commercial_Lodging_New_Miscellaneous_Natural Gas_Miscellaneous_E6 | F2 | Commercial | Lodging | New | Miscellaneous | Natural Gas | Miscellaneous | E6 | RVT - Cost of Operation | 0 | 0 | 0 | 0 | 0 | 0 | 0 | 0 | 0 | 0 | 0 | 0 | 0 | 0 | 0 | 0 | 0 | 0 | 0 | 0 | 0 | 0 | 0 | 0 | 0 | 0 | 0 | 0 | 0 | 0 | 0 | 0 | 0
F2_Commercial_Lodging_New_Miscellaneous_Natural Gas_Miscellaneous_E7 | F2 | Commercial | Lodging | New | Miscellaneous | Natural Gas | Miscellaneous | E7 | RVT - Cost of Operation | 0 | 0 | 0 | 0 | 0 | 0 | 0 | 0 | 0 | 0 | 0 | 0 | 0 | 0 | 0 | 0 | 0 | 0 | 0 | 0 | 0 | 0 | 0 | 0 | 0 | 0 | 0 | 0 | 0 | 0 | 0 | 0 | 0
F2_Commercial_Lodging_New_Miscellaneous_Natural Gas_Miscellaneous_E8 | F2 | Commercial | Lodging | New | Miscellaneous | Natural Gas | Miscellaneous | E8 | RVT - Cost of Operation | 0 | 0 | 0 | 0 | 0 | 0 | 0 | 0 | 0 | 0 | 0 | 0 | 0 | 0 | 0 | 0 | 0 | 0 | 0 | 0 | 0 | 0 | 0 | 0 | 0 | 0 | 0 | 0 | 0 | 0 | 0 | 0 | 0
F2_Commercial_Lodging_New_Miscellaneous_Natural Gas_Miscellaneous_E9 | F2 | Commercial | Lodging | New | Miscellaneous | Natural Gas | Miscellaneous | E9 | RVT - Cost of Operation | 0 | 0 | 0 | 0 | 0 | 0 | 0 | 0 | 0 | 0 | 0 | 0 | 0 | 0 | 0 | 0 | 0 | 0 | 0 | 0 | 0 | 0 | 0 | 0 | 0 | 0 | 0 | 0 | 0 | 0 | 0 | 0 | 0
F2_Commercial_Lodging_New_Miscellaneous_Natural Gas_Miscellaneous_E10 | F2 | Commercial | Lodging | New | Miscellaneous | Natural Gas | Miscellaneous | E10 | RVT - Cost of Operation | 0 | 0 | 0 | 0 | 0 | 0 | 0 | 0 | 0 | 0 | 0 | 0 | 0 | 0 | 0 | 0 | 0 | 0 | 0 | 0 | 0 | 0 | 0 | 0 | 0 | 0 | 0 | 0 | 0 | 0 | 0 | 0 | 0
F3_Commercial_Lodging_New_Miscellaneous_Natural Gas_Miscellaneous_E1 | F3 | Commercial | Lodging | New | Miscellaneous | Natural Gas | Miscellaneous | E1 | System - kBTUs of Consumption | 0.23718 | 0.23718 | 0.23718 | 0.23718 | 0.23718 | 0.23718 | 0.23718 | 0.23718 | 0.23718 | 0.23718 | 0.23718 | 0.23718 | 0.23718 | 0.23718 | 0.23718 | 0.23718 | 0.23718 | 0.23718 | 0.23718 | 0.23718 | 0.23718 | 0.23718 | 0.23718 | 0.23718 | 0.23718 | 0.23718 | 0.23718 | 0.23718 | 0.23718 | 0.23718 | 0.23718 | 0.23718 | 0.23718
F3_Commercial_Lodging_New_Miscellaneous_Natural Gas_Miscellaneous_E2 | F3 | Commercial | Lodging | New | Miscellaneous | Natural Gas | Miscellaneous | E2 | System - kBTUs of Consumption | 0 | 0 | 0 | 0 | 0 | 0 | 0 | 0 | 0 | 0 | 0 | 0 | 0 | 0 | 0 | 0 | 0 | 0 | 0 | 0 | 0 | 0 | 0 | 0 | 0 | 0 | 0 | 0 | 0 | 0 | 0 | 0 | 0
F3_Commercial_Lodging_New_Miscellaneous_Natural Gas_Miscellaneous_E3 | F3 | Commercial | Lodging | New | Miscellaneous | Natural Gas | Miscellaneous | E3 | System - kBTUs of Consumption | 0 | 0 | 0 | 0 | 0 | 0 | 0 | 0 | 0 | 0 | 0 | 0 | 0 | 0 | 0 | 0 | 0 | 0 | 0 | 0 | 0 | 0 | 0 | 0 | 0 | 0 | 0 | 0 | 0 | 0 | 0 | 0 | 0
F3_Commercial_Lodging_New_Miscellaneous_Natural Gas_Miscellaneous_E4 | F3 | Commercial | Lodging | New | Miscellaneous | Natural Gas | Miscellaneous | E4 | System - kBTUs of Consumption | 0 | 0 | 0 | 0 | 0 | 0 | 0 | 0 | 0 | 0 | 0 | 0 | 0 | 0 | 0 | 0 | 0 | 0 | 0 | 0 | 0 | 0 | 0 | 0 | 0 | 0 | 0 | 0 | 0 | 0 | 0 | 0 | 0
F3_Commercial_Lodging_New_Miscellaneous_Natural Gas_Miscellaneous_E5 | F3 | Commercial | Lodging | New | Miscellaneous | Natural Gas | Miscellaneous | E5 | System - kBTUs of Consumption | 0 | 0 | 0 | 0 | 0 | 0 | 0 | 0 | 0 | 0 | 0 | 0 | 0 | 0 | 0 | 0 | 0 | 0 | 0 | 0 | 0 | 0 | 0 | 0 | 0 | 0 | 0 | 0 | 0 | 0 | 0 | 0 | 0
F3_Commercial_Lodging_New_Miscellaneous_Natural Gas_Miscellaneous_E6 | F3 | Commercial | Lodging | New | Miscellaneous | Natural Gas | Miscellaneous | E6 | System - kBTUs of Consumption | 0 | 0 | 0 | 0 | 0 | 0 | 0 | 0 | 0 | 0 | 0 | 0 | 0 | 0 | 0 | 0 | 0 | 0 | 0 | 0 | 0 | 0 | 0 | 0 | 0 | 0 | 0 | 0 | 0 | 0 | 0 | 0 | 0
F3_Commercial_Lodging_New_Miscellaneous_Natural Gas_Miscellaneous_E7 | F3 | Commercial | Lodging | New | Miscellaneous | Natural Gas | Miscellaneous | E7 | System - kBTUs of Consumption | 0 | 0 | 0 | 0 | 0 | 0 | 0 | 0 | 0 | 0 | 0 | 0 | 0 | 0 | 0 | 0 | 0 | 0 | 0 | 0 | 0 | 0 | 0 | 0 | 0 | 0 | 0 | 0 | 0 | 0 | 0 | 0 | 0
F3_Commercial_Lodging_New_Miscellaneous_Natural Gas_Miscellaneous_E8 | F3 | Commercial | Lodging | New | Miscellaneous | Natural Gas | Miscellaneous | E8 | System - kBTUs of Consumption | 0 | 0 | 0 | 0 | 0 | 0 | 0 | 0 | 0 | 0 | 0 | 0 | 0 | 0 | 0 | 0 | 0 | 0 | 0 | 0 | 0 | 0 | 0 | 0 | 0 | 0 | 0 | 0 | 0 | 0 | 0 | 0 | 0
F3_Commercial_Lodging_New_Miscellaneous_Natural Gas_Miscellaneous_E9 | F3 | Commercial | Lodging | New | Miscellaneous | Natural Gas | Miscellaneous | E9 | System - kBTUs of Consumption | 0 | 0 | 0 | 0 | 0 | 0 | 0 | 0 | 0 | 0 | 0 | 0 | 0 | 0 | 0 | 0 | 0 | 0 | 0 | 0 | 0 | 0 | 0 | 0 | 0 | 0 | 0 | 0 | 0 | 0 | 0 | 0 | 0
F3_Commercial_Lodging_New_Miscellaneous_Natural Gas_Miscellaneous_E10 | F3 | Commercial | Lodging | New | Miscellaneous | Natural Gas | Miscellaneous | E10 | System - kBTUs of Consumption | 0 | 0 | 0 | 0 | 0 | 0 | 0 | 0 | 0 | 0 | 0 | 0 | 0 | 0 | 0 | 0 | 0 | 0 | 0 | 0 | 0 | 0 | 0 | 0 | 0 | 0 | 0 | 0 | 0 | 0 | 0 | 0 | 0
F4_Commercial_Lodging_New_Miscellaneous_Natural Gas_Miscellaneous_E1 | F4 | Commercial | Lodging | New | Miscellaneous | Natural Gas | Miscellaneous | E1 | Utility - Cost of Equipment | 0 | 0 | 0 | 0 | 0 | 0 | 0 | 0 | 0 | 0 | 0 | 0 | 0 | 0 | 0 | 0 | 0 | 0 | 0 | 0 | 0 | 0 | 0 | 0 | 0 | 0 | 0 | 0 | 0 | 0 | 0 | 0 | 0
F4_Commercial_Lodging_New_Miscellaneous_Natural Gas_Miscellaneous_E2 | F4 | Commercial | Lodging | New | Miscellaneous | Natural Gas | Miscellaneous | E2 | Utility - Cost of Equipment | 0 | 0 | 0 | 0 | 0 | 0 | 0 | 0 | 0 | 0 | 0 | 0 | 0 | 0 | 0 | 0 | 0 | 0 | 0 | 0 | 0 | 0 | 0 | 0 | 0 | 0 | 0 | 0 | 0 | 0 | 0 | 0 | 0
F4_Commercial_Lodging_New_Miscellaneous_Natural Gas_Miscellaneous_E3 | F4 | Commercial | Lodging | New | Miscellaneous | Natural Gas | Miscellaneous | E3 | Utility - Cost of Equipment | 0 | 0 | 0 | 0 | 0 | 0 | 0 | 0 | 0 | 0 | 0 | 0 | 0 | 0 | 0 | 0 | 0 | 0 | 0 | 0 | 0 | 0 | 0 | 0 | 0 | 0 | 0 | 0 | 0 | 0 | 0 | 0 | 0
F4_Commercial_Lodging_New_Miscellaneous_Natural Gas_Miscellaneous_E4 | F4 | Commercial | Lodging | New | Miscellaneous | Natural Gas | Miscellaneous | E4 | Utility - Cost of Equipment | 0 | 0 | 0 | 0 | 0 | 0 | 0 | 0 | 0 | 0 | 0 | 0 | 0 | 0 | 0 | 0 | 0 | 0 | 0 | 0 | 0 | 0 | 0 | 0 | 0 | 0 | 0 | 0 | 0 | 0 | 0 | 0 | 0
F4_Commercial_Lodging_New_Miscellaneous_Natural Gas_Miscellaneous_E5 | F4 | Commercial | Lodging | New | Miscellaneous | Natural Gas | Miscellaneous | E5 | Utility - Cost of Equipment | 0 | 0 | 0 | 0 | 0 | 0 | 0 | 0 | 0 | 0 | 0 | 0 | 0 | 0 | 0 | 0 | 0 | 0 | 0 | 0 | 0 | 0 | 0 | 0 | 0 | 0 | 0 | 0 | 0 | 0 | 0 | 0 | 0
F4_Commercial_Lodging_New_Miscellaneous_Natural Gas_Miscellaneous_E6 | F4 | Commercial | Lodging | New | Miscellaneous | Natural Gas | Miscellaneous | E6 | Utility - Cost of Equipment | 0 | 0 | 0 | 0 | 0 | 0 | 0 | 0 | 0 | 0 | 0 | 0 | 0 | 0 | 0 | 0 | 0 | 0 | 0 | 0 | 0 | 0 | 0 | 0 | 0 | 0 | 0 | 0 | 0 | 0 | 0 | 0 | 0
F4_Commercial_Lodging_New_Miscellaneous_Natural Gas_Miscellaneous_E7 | F4 | Commercial | Lodging | New | Miscellaneous | Natural Gas | Miscellaneous | E7 | Utility - Cost of Equipment | 0 | 0 | 0 | 0 | 0 | 0 | 0 | 0 | 0 | 0 | 0 | 0 | 0 | 0 | 0 | 0 | 0 | 0 | 0 | 0 | 0 | 0 | 0 | 0 | 0 | 0 | 0 | 0 | 0 | 0 | 0 | 0 | 0
F4_Commercial_Lodging_New_Miscellaneous_Natural Gas_Miscellaneous_E8 | F4 | Commercial | Lodging | New | Miscellaneous | Natural Gas | Miscellaneous | E8 | Utility - Cost of Equipment | 0 | 0 | 0 | 0 | 0 | 0 | 0 | 0 | 0 | 0 | 0 | 0 | 0 | 0 | 0 | 0 | 0 | 0 | 0 | 0 | 0 | 0 | 0 | 0 | 0 | 0 | 0 | 0 | 0 | 0 | 0 | 0 | 0
F4_Commercial_Lodging_New_Miscellaneous_Natural Gas_Miscellaneous_E9 | F4 | Commercial | Lodging | New | Miscellaneous | Natural Gas | Miscellaneous | E9 | Utility - Cost of Equipment | 0 | 0 | 0 | 0 | 0 | 0 | 0 | 0 | 0 | 0 | 0 | 0 | 0 | 0 | 0 | 0 | 0 | 0 | 0 | 0 | 0 | 0 | 0 | 0 | 0 | 0 | 0 | 0 | 0 | 0 | 0 | 0 | 0
F4_Commercial_Lodging_New_Miscellaneous_Natural Gas_Miscellaneous_E10 | F4 | Commercial | Lodging | New | Miscellaneous | Natural Gas | Miscellaneous | E10 | Utility - Cost of Equipment | 0 | 0 | 0 | 0 | 0 | 0 | 0 | 0 | 0 | 0 | 0 | 0 | 0 | 0 | 0 | 0 | 0 | 0 | 0 | 0 | 0 | 0 | 0 | 0 | 0 | 0 | 0 | 0 | 0 | 0 | 0 | 0 | 0
F5_Commercial_Lodging_New_Miscellaneous_Natural Gas_Miscellaneous_E1 | F5 | Commercial | Lodging | New | Miscellaneous | Natural Gas | Miscellaneous | E1 | Utility - Cost of Operation | 0.23718 | 0.23718 | 0.23718 | 0.23718 | 0.23718 | 0.23718 | 0.23718 | 0.23718 | 0.23718 | 0.23718 | 0.23718 | 0.23718 | 0.23718 | 0.23718 | 0.23718 | 0.23718 | 0.23718 | 0.23718 | 0.23718 | 0.23718 | 0.23718 | 0.23718 | 0.23718 | 0.23718 | 0.23718 | 0.23718 | 0.23718 | 0.23718 | 0.23718 | 0.23718 | 0.23718 | 0.23718 | 0.23718
F5_Commercial_Lodging_New_Miscellaneous_Natural Gas_Miscellaneous_E2 | F5 | Commercial | Lodging | New | Miscellaneous | Natural Gas | Miscellaneous | E2 | Utility - Cost of Operation | 0 | 0 | 0 | 0 | 0 | 0 | 0 | 0 | 0 | 0 | 0 | 0 | 0 | 0 | 0 | 0 | 0 | 0 | 0 | 0 | 0 | 0 | 0 | 0 | 0 | 0 | 0 | 0 | 0 | 0 | 0 | 0 | 0
F5_Commercial_Lodging_New_Miscellaneous_Natural Gas_Miscellaneous_E3 | F5 | Commercial | Lodging | New | Miscellaneous | Natural Gas | Miscellaneous | E3 | Utility - Cost of Operation | 0 | 0 | 0 | 0 | 0 | 0 | 0 | 0 | 0 | 0 | 0 | 0 | 0 | 0 | 0 | 0 | 0 | 0 | 0 | 0 | 0 | 0 | 0 | 0 | 0 | 0 | 0 | 0 | 0 | 0 | 0 | 0 | 0
F5_Commercial_Lodging_New_Miscellaneous_Natural Gas_Miscellaneous_E4 | F5 | Commercial | Lodging | New | Miscellaneous | Natural Gas | Miscellaneous | E4 | Utility - Cost of Operation | 0 | 0 | 0 | 0 | 0 | 0 | 0 | 0 | 0 | 0 | 0 | 0 | 0 | 0 | 0 | 0 | 0 | 0 | 0 | 0 | 0 | 0 | 0 | 0 | 0 | 0 | 0 | 0 | 0 | 0 | 0 | 0 | 0
F5_Commercial_Lodging_New_Miscellaneous_Natural Gas_Miscellaneous_E5 | F5 | Commercial | Lodging | New | Miscellaneous | Natural Gas | Miscellaneous | E5 | Utility - Cost of Operation | 0 | 0 | 0 | 0 | 0 | 0 | 0 | 0 | 0 | 0 | 0 | 0 | 0 | 0 | 0 | 0 | 0 | 0 | 0 | 0 | 0 | 0 | 0 | 0 | 0 | 0 | 0 | 0 | 0 | 0 | 0 | 0 | 0
F5_Commercial_Lodging_New_Miscellaneous_Natural Gas_Miscellaneous_E6 | F5 | Commercial | Lodging | New | Miscellaneous | Natural Gas | Miscellaneous | E6 | Utility - Cost of Operation | 0 | 0 | 0 | 0 | 0 | 0 | 0 | 0 | 0 | 0 | 0 | 0 | 0 | 0 | 0 | 0 | 0 | 0 | 0 | 0 | 0 | 0 | 0 | 0 | 0 | 0 | 0 | 0 | 0 | 0 | 0 | 0 | 0
F5_Commercial_Lodging_New_Miscellaneous_Natural Gas_Miscellaneous_E7 | F5 | Commercial | Lodging | New | Miscellaneous | Natural Gas | Miscellaneous | E7 | Utility - Cost of Operation | 0 | 0 | 0 | 0 | 0 | 0 | 0 | 0 | 0 | 0 | 0 | 0 | 0 | 0 | 0 | 0 | 0 | 0 | 0 | 0 | 0 | 0 | 0 | 0 | 0 | 0 | 0 | 0 | 0 | 0 | 0 | 0 | 0
F5_Commercial_Lodging_New_Miscellaneous_Natural Gas_Miscellaneous_E8 | F5 | Commercial | Lodging | New | Miscellaneous | Natural Gas | Miscellaneous | E8 | Utility - Cost of Operation | 0 | 0 | 0 | 0 | 0 | 0 | 0 | 0 | 0 | 0 | 0 | 0 | 0 | 0 | 0 | 0 | 0 | 0 | 0 | 0 | 0 | 0 | 0 | 0 | 0 | 0 | 0 | 0 | 0 | 0 | 0 | 0 | 0
F5_Commercial_Lodging_New_Miscellaneous_Natural Gas_Miscellaneous_E9 | F5 | Commercial | Lodging | New | Miscellaneous | Natural Gas | Miscellaneous | E9 | Utility - Cost of Operation | 0 | 0 | 0 | 0 | 0 | 0 | 0 | 0 | 0 | 0 | 0 | 0 | 0 | 0 | 0 | 0 | 0 | 0 | 0 | 0 | 0 | 0 | 0 | 0 | 0 | 0 | 0 | 0 | 0 | 0 | 0 | 0 | 0
F5_Commercial_Lodging_New_Miscellaneous_Natural Gas_Miscellaneous_E10 | F5 | Commercial | Lodging | New | Miscellaneous | Natural Gas | Miscellaneous | E10 | Utility - Cost of Operation | 0 | 0 | 0 | 0 | 0 | 0 | 0 | 0 | 0 | 0 | 0 | 0 | 0 | 0 | 0 | 0 | 0 | 0 | 0 | 0 | 0 | 0 | 0 | 0 | 0 | 0 | 0 | 0 | 0 | 0 | 0 | 0 | 0
F6_Commercial_Lodging_New_Miscellaneous_Natural Gas_Miscellaneous_E1 | F6 | Commercial | Lodging | New | Miscellaneous | Natural Gas | Miscellaneous | E1 | Utility - Value of Sales | 0.035712 | 0.036121 | 0.036747 | 0.03661 | 0.03661 | 0.03661 | 0.03661 | 0.03661 | 0.03661 | 0.03661 | 0.03661 | 0.03661 | 0.03661 | 0.03661 | 0.03661 | 0.03661 | 0.03661 | 0.03661 | 0.03661 | 0.03661 | 0.03661 | 0.03661 | 0.03661 | 0.03661 | 0.03661 | 0.03661 | 0.03661 | 0.03661 | 0.03661 | 0.03661 | 0.03661 | 0.03661 | 0.03661
F6_Commercial_Lodging_New_Miscellaneous_Natural Gas_Miscellaneous_E2 | F6 | Commercial | Lodging | New | Miscellaneous | Natural Gas | Miscellaneous | E2 | Utility - Value of Sales | 0 | 0 | 0 | 0 | 0 | 0 | 0 | 0 | 0 | 0 | 0 | 0 | 0 | 0 | 0 | 0 | 0 | 0 | 0 | 0 | 0 | 0 | 0 | 0 | 0 | 0 | 0 | 0 | 0 | 0 | 0 | 0 | 0
F6_Commercial_Lodging_New_Miscellaneous_Natural Gas_Miscellaneous_E3 | F6 | Commercial | Lodging | New | Miscellaneous | Natural Gas | Miscellaneous | E3 | Utility - Value of Sales | 0 | 0 | 0 | 0 | 0 | 0 | 0 | 0 | 0 | 0 | 0 | 0 | 0 | 0 | 0 | 0 | 0 | 0 | 0 | 0 | 0 | 0 | 0 | 0 | 0 | 0 | 0 | 0 | 0 | 0 | 0 | 0 | 0
F6_Commercial_Lodging_New_Miscellaneous_Natural Gas_Miscellaneous_E4 | F6 | Commercial | Lodging | New | Miscellaneous | Natural Gas | Miscellaneous | E4 | Utility - Value of Sales | 0 | 0 | 0 | 0 | 0 | 0 | 0 | 0 | 0 | 0 | 0 | 0 | 0 | 0 | 0 | 0 | 0 | 0 | 0 | 0 | 0 | 0 | 0 | 0 | 0 | 0 | 0 | 0 | 0 | 0 | 0 | 0 | 0
F6_Commercial_Lodging_New_Miscellaneous_Natural Gas_Miscellaneous_E5 | F6 | Commercial | Lodging | New | Miscellaneous | Natural Gas | Miscellaneous | E5 | Utility - Value of Sales | 0 | 0 | 0 | 0 | 0 | 0 | 0 | 0 | 0 | 0 | 0 | 0 | 0 | 0 | 0 | 0 | 0 | 0 | 0 | 0 | 0 | 0 | 0 | 0 | 0 | 0 | 0 | 0 | 0 | 0 | 0 | 0 | 0
F6_Commercial_Lodging_New_Miscellaneous_Natural Gas_Miscellaneous_E6 | F6 | Commercial | Lodging | New | Miscellaneous | Natural Gas | Miscellaneous | E6 | Utility - Value of Sales | 0 | 0 | 0 | 0 | 0 | 0 | 0 | 0 | 0 | 0 | 0 | 0 | 0 | 0 | 0 | 0 | 0 | 0 | 0 | 0 | 0 | 0 | 0 | 0 | 0 | 0 | 0 | 0 | 0 | 0 | 0 | 0 | 0
F6_Commercial_Lodging_New_Miscellaneous_Natural Gas_Miscellaneous_E7 | F6 | Commercial | Lodging | New | Miscellaneous | Natural Gas | Miscellaneous | E7 | Utility - Value of Sales | 0 | 0 | 0 | 0 | 0 | 0 | 0 | 0 | 0 | 0 | 0 | 0 | 0 | 0 | 0 | 0 | 0 | 0 | 0 | 0 | 0 | 0 | 0 | 0 | 0 | 0 | 0 | 0 | 0 | 0 | 0 | 0 | 0
F6_Commercial_Lodging_New_Miscellaneous_Natural Gas_Miscellaneous_E8 | F6 | Commercial | Lodging | New | Miscellaneous | Natural Gas | Miscellaneous | E8 | Utility - Value of Sales | 0 | 0 | 0 | 0 | 0 | 0 | 0 | 0 | 0 | 0 | 0 | 0 | 0 | 0 | 0 | 0 | 0 | 0 | 0 | 0 | 0 | 0 | 0 | 0 | 0 | 0 | 0 | 0 | 0 | 0 | 0 | 0 | 0
F6_Commercial_Lodging_New_Miscellaneous_Natural Gas_Miscellaneous_E9 | F6 | Commercial | Lodging | New | Miscellaneous | Natural Gas | Miscellaneous | E9 | Utility - Value of Sales | 0 | 0 | 0 | 0 | 0 | 0 | 0 | 0 | 0 | 0 | 0 | 0 | 0 | 0 | 0 | 0 | 0 | 0 | 0 | 0 | 0 | 0 | 0 | 0 | 0 | 0 | 0 | 0 | 0 | 0 | 0 | 0 | 0
F6_Commercial_Lodging_New_Miscellaneous_Natural Gas_Miscellaneous_E10 | F6 | Commercial | Lodging | New | Miscellaneous | Natural Gas | Miscellaneous | E10 | Utility - Value of Sales | 0 | 0 | 0 | 0 | 0 | 0 | 0 | 0 | 0 | 0 | 0 | 0 | 0 | 0 | 0 | 0 | 0 | 0 | 0 | 0 | 0 | 0 | 0 | 0 | 0 | 0 | 0 | 0 | 0 | 0 | 0 | 0 | 0
F1_Commercial_Warehouse_Existing_Space Heating_Natural Gas_Furnace_E1 | F1 | Commercial | Warehouse | Existing | Space Heating | Natural Gas | Furnace | E1 | RVT - Cost of Equipment | 0.58586 | 0.58564 | 0.5867 | 0.58391 | 0.582 | 0 | 0 | 0 | 0 | 0 | 0 | 0 | 0 | 0 | 0 | 0 | 0 | 0 | 0 | 0 | 0 | 0 | 0 | 0 | 0 | 0 | 0 | 0 | 0 | 0 | 0 | 0 | 0
F1_Commercial_Warehouse_Existing_Space Heating_Natural Gas_Furnace_E2 | F1 | Commercial | Warehouse | Existing | Space Heating | Natural Gas | Furnace | E2 | RVT - Cost of Equipment | 0.53374 | 0.53354 | 0.5345 | 0.53197 | 0.53023 | 0 | 0 | 0 | 0 | 0 | 0 | 0 | 0 | 0 | 0 | 0 | 0 | 0 | 0 | 0 | 0 | 0 | 0 | 0 | 0 | 0 | 0 | 0 | 0 | 0 | 0 | 0 | 0
F1_Commercial_Warehouse_Existing_Space Heating_Natural Gas_Furnace_E3 | F1 | Commercial | Warehouse | Existing | Space Heating | Natural Gas | Furnace | E3 | RVT - Cost of Equipment | 0.52662 | 0.52641 | 0.52737 | 0.52486 | 0.52315 | 0.5226 | 0.52313 | 0.5234 | 0.52401 | 0.52451 | 0.52494 | 0.52527 | 0.52569 | 0.52617 | 0.52653 | 0.52691 | 0.52729 | 0.52777 | 0.52823 | 0.52882 | 0.52933 | 0.52988 | 0.53033 | 0.53086 | 0.53128 | 0.53166 | 0.53202 | 0.53241 | 0.53266 | 0.53294 | 0.5331 | 0.53332 | 0.53332
F1_Commercial_Warehouse_Existing_Space Heating_Natural Gas_Furnace_E4 | F1 | Commercial | Warehouse | Existing | Space Heating | Natural Gas | Furnace | E4 | RVT - Cost of Equipment | 0.48822 | 0.48803 | 0.48892 | 0.48659 | 0.485 | 0.4845 | 0.48498 | 0.48523 | 0.4858 | 0.48627 | 0.48667 | 0.48697 | 0.48736 | 0.4878 | 0.48813 | 0.48849 | 0.48884 | 0.48929 | 0.48972 | 0.49026 | 0.49073 | 0.49124 | 0.49166 | 0.49216 | 0.49254 | 0.49289 | 0.49322 | 0.49358 | 0.49382 | 0.49408 | 0.49423 | 0.49443 | 0.49443
F1_Commercial_Warehouse_Existing_Space Heating_Natural Gas_Furnace_E5 | F1 | Commercial | Warehouse | Existing | Space Heating | Natural Gas | Furnace | E5 | RVT - Cost of Equipment | 0 | 0 | 0 | 0 | 0 | 0 | 0 | 0.35833 | 0.35875 | 0.35909 | 0.35939 | 0.35961 | 0.3599 | 0.36022 | 0.36047 | 0.36073 | 0.36099 | 0.36132 | 0.36164 | 0.36204 | 0.36239 | 0.36276 | 0.36307 | 0.36344 | 0.36372 | 0.36398 | 0.36423 | 0.36449 | 0.36467 | 0.36486 | 0.36497 | 0.36512 | 0.36512
F1_Commercial_Warehouse_Existing_Space Heating_Natural Gas_Furnace_E6 | F1 | Commercial | Warehouse | Existing | Space Heating | Natural Gas | Furnace | E6 | RVT - Cost of Equipment | 0 | 0 | 0 | 0 | 0 | 0 | 0 | 0 | 0 | 0 | 0 | 0 | 0 | 0 | 0 | 0 | 0 | 0 | 0 | 0 | 0 | 0 | 0 | 0 | 0 | 0 | 0 | 0 | 0 | 0 | 0 | 0 | 0
F1_Commercial_Warehouse_Existing_Space Heating_Natural Gas_Furnace_E7 | F1 | Commercial | Warehouse | Existing | Space Heating | Natural Gas | Furnace | E7 | RVT - Cost of Equipment | 0 | 0 | 0 | 0 | 0 | 0 | 0 | 0 | 0 | 0 | 0 | 0 | 0 | 0 | 0 | 0 | 0 | 0 | 0 | 0 | 0 | 0 | 0 | 0 | 0 | 0 | 0 | 0 | 0 | 0 | 0 | 0 | 0
F1_Commercial_Warehouse_Existing_Space Heating_Natural Gas_Furnace_E8 | F1 | Commercial | Warehouse | Existing | Space Heating | Natural Gas | Furnace | E8 | RVT - Cost of Equipment | 0 | 0 | 0 | 0 | 0 | 0 | 0 | 0 | 0 | 0 | 0 | 0 | 0 | 0 | 0 | 0 | 0 | 0 | 0 | 0 | 0 | 0 | 0 | 0 | 0 | 0 | 0 | 0 | 0 | 0 | 0 | 0 | 0
F1_Commercial_Warehouse_Existing_Space Heating_Natural Gas_Furnace_E9 | F1 | Commercial | Warehouse | Existing | Space Heating | Natural Gas | Furnace | E9 | RVT - Cost of Equipment | 0 | 0 | 0 | 0 | 0 | 0 | 0 | 0 | 0 | 0 | 0 | 0 | 0 | 0 | 0 | 0 | 0 | 0 | 0 | 0 | 0 | 0 | 0 | 0 | 0 | 0 | 0 | 0 | 0 | 0 | 0 | 0 | 0
F1_Commercial_Warehouse_Existing_Space Heating_Natural Gas_Furnace_E10 | F1 | Commercial | Warehouse | Existing | Space Heating | Natural Gas | Furnace | E10 | RVT - Cost of Equipment | 0 | 0 | 0 | 0 | 0 | 0 | 0 | 0 | 0 | 0 | 0 | 0 | 0 | 0 | 0 | 0 | 0 | 0 | 0 | 0 | 0 | 0 | 0 | 0 | 0 | 0 | 0 | 0 | 0 | 0 | 0 | 0 | 0
F2_Commercial_Warehouse_Existing_Space Heating_Natural Gas_Furnace_E1 | F2 | Commercial | Warehouse | Existing | Space Heating | Natural Gas | Furnace | E1 | RVT - Cost of Operation | 0.7019 | 0.70163 | 0.7029 | 0.69956 | 0.69728 | 0 | 0 | 0 | 0 | 0 | 0 | 0 | 0 | 0 | 0 | 0 | 0 | 0 | 0 | 0 | 0 | 0 | 0 | 0 | 0 | 0 | 0 | 0 | 0 | 0 | 0 | 0 | 0
F2_Commercial_Warehouse_Existing_Space Heating_Natural Gas_Furnace_E2 | F2 | Commercial | Warehouse | Existing | Space Heating | Natural Gas | Furnace | E2 | RVT - Cost of Operation | 0.63946 | 0.63921 | 0.64037 | 0.63733 | 0.63525 | 0 | 0 | 0 | 0 | 0 | 0 | 0 | 0 | 0 | 0 | 0 | 0 | 0 | 0 | 0 | 0 | 0 | 0 | 0 | 0 | 0 | 0 | 0 | 0 | 0 | 0 | 0 | 0
F2_Commercial_Warehouse_Existing_Space Heating_Natural Gas_Furnace_E3 | F2 | Commercial | Warehouse | Existing | Space Heating | Natural Gas | Furnace | E3 | RVT - Cost of Operation | 0.63092 | 0.63068 | 0.63182 | 0.62882 | 0.62677 | 0.62611 | 0.62674 | 0.62707 | 0.6278 | 0.6284 | 0.62892 | 0.62931 | 0.62982 | 0.63038 | 0.63081 | 0.63127 | 0.63172 | 0.63231 | 0.63286 | 0.63356 | 0.63417 | 0.63483 | 0.63537 | 0.63601 | 0.6365 | 0.63696 | 0.63739 | 0.63786 | 0.63816 | 0.6385 | 0.63869 | 0.63895 | 0.63895
F2_Commercial_Warehouse_Existing_Space Heating_Natural Gas_Furnace_E4 | F2 | Commercial | Warehouse | Existing | Space Heating | Natural Gas | Furnace | E4 | RVT - Cost of Operation | 0.58492 | 0.58469 | 0.58575 | 0.58297 | 0.58107 | 0.58046 | 0.58104 | 0.58134 | 0.58202 | 0.58258 | 0.58306 | 0.58342 | 0.58389 | 0.58442 | 0.58482 | 0.58524 | 0.58566 | 0.5862 | 0.58671 | 0.58736 | 0.58793 | 0.58854 | 0.58904 | 0.58963 | 0.59009 | 0.59052 | 0.59091 | 0.59135 | 0.59163 | 0.59194 | 0.59212 | 0.59236 | 0.59236
F2_Commercial_Warehouse_Existing_Space Heating_Natural Gas_Furnace_E5 | F2 | Commercial | Warehouse | Existing | Space Heating | Natural Gas | Furnace | E5 | RVT - Cost of Operation | 0 | 0 | 0 | 0 | 0 | 0 | 0 | 0.4293 | 0.4298 | 0.43021 | 0.43057 | 0.43083 | 0.43118 | 0.43157 | 0.43186 | 0.43218 | 0.43249 | 0.43289 | 0.43326 | 0.43375 | 0.43416 | 0.43461 | 0.43498 | 0.43542 | 0.43576 | 0.43607 | 0.43637 | 0.43669 | 0.4369 | 0.43713 | 0.43726 | 0.43743 | 0.43743
F2_Commercial_Warehouse_Existing_Space Heating_Natural Gas_Furnace_E6 | F2 | Commercial | Warehouse | Existing | Space Heating | Natural Gas | Furnace | E6 | RVT - Cost of Operation | 0 | 0 | 0 | 0 | 0 | 0 | 0 | 0 | 0 | 0 | 0 | 0 | 0 | 0 | 0 | 0 | 0 | 0 | 0 | 0 | 0 | 0 | 0 | 0 | 0 | 0 | 0 | 0 | 0 | 0 | 0 | 0 | 0
F2_Commercial_Warehouse_Existing_Space Heating_Natural Gas_Furnace_E7 | F2 | Commercial | Warehouse | Existing | Space Heating | Natural Gas | Furnace | E7 | RVT - Cost of Operation | 0 | 0 | 0 | 0 | 0 | 0 | 0 | 0 | 0 | 0 | 0 | 0 | 0 | 0 | 0 | 0 | 0 | 0 | 0 | 0 | 0 | 0 | 0 | 0 | 0 | 0 | 0 | 0 | 0 | 0 | 0 | 0 | 0
F2_Commercial_Warehouse_Existing_Space Heating_Natural Gas_Furnace_E8 | F2 | Commercial | Warehouse | Existing | Space Heating | Natural Gas | Furnace | E8 | RVT - Cost of Operation | 0 | 0 | 0 | 0 | 0 | 0 | 0 | 0 | 0 | 0 | 0 | 0 | 0 | 0 | 0 | 0 | 0 | 0 | 0 | 0 | 0 | 0 | 0 | 0 | 0 | 0 | 0 | 0 | 0 | 0 | 0 | 0 | 0
F2_Commercial_Warehouse_Existing_Space Heating_Natural Gas_Furnace_E9 | F2 | Commercial | Warehouse | Existing | Space Heating | Natural Gas | Furnace | E9 | RVT - Cost of Operation | 0 | 0 | 0 | 0 | 0 | 0 | 0 | 0 | 0 | 0 | 0 | 0 | 0 | 0 | 0 | 0 | 0 | 0 | 0 | 0 | 0 | 0 | 0 | 0 | 0 | 0 | 0 | 0 | 0 | 0 | 0 | 0 | 0
F2_Commercial_Warehouse_Existing_Space Heating_Natural Gas_Furnace_E10 | F2 | Commercial | Warehouse | Existing | Space Heating | Natural Gas | Furnace | E10 | RVT - Cost of Operation | 0 | 0 | 0 | 0 | 0 | 0 | 0 | 0 | 0 | 0 | 0 | 0 | 0 | 0 | 0 | 0 | 0 | 0 | 0 | 0 | 0 | 0 | 0 | 0 | 0 | 0 | 0 | 0 | 0 | 0 | 0 | 0 | 0
F3_Commercial_Warehouse_Existing_Space Heating_Natural Gas_Furnace_E1 | F3 | Commercial | Warehouse | Existing | Space Heating | Natural Gas | Furnace | E1 | System - kBTUs of Consumption | 0.032687 | 0.032687 | 0.032687 | 0.032687 | 0.032687 | 0 | 0 | 0 | 0 | 0 | 0 | 0 | 0 | 0 | 0 | 0 | 0 | 0 | 0 | 0 | 0 | 0 | 0 | 0 | 0 | 0 | 0 | 0 | 0 | 0 | 0 | 0 | 0
F3_Commercial_Warehouse_Existing_Space Heating_Natural Gas_Furnace_E2 | F3 | Commercial | Warehouse | Existing | Space Heating | Natural Gas | Furnace | E2 | System - kBTUs of Consumption | 0.032968 | 0.032968 | 0.032968 | 0.032968 | 0.032968 | 0 | 0 | 0 | 0 | 0 | 0 | 0 | 0 | 0 | 0 | 0 | 0 | 0 | 0 | 0 | 0 | 0 | 0 | 0 | 0 | 0 | 0 | 0 | 0 | 0 | 0 | 0 | 0
F3_Commercial_Warehouse_Existing_Space Heating_Natural Gas_Furnace_E3 | F3 | Commercial | Warehouse | Existing | Space Heating | Natural Gas | Furnace | E3 | System - kBTUs of Consumption | 0.03815 | 0.03815 | 0.03815 | 0.03815 | 0.03815 | 0.03815 | 0.03815 | 0.03815 | 0.03815 | 0.03815 | 0.03815 | 0.03815 | 0.03815 | 0.03815 | 0.03815 | 0.03815 | 0.03815 | 0.03815 | 0.03815 | 0.03815 | 0.03815 | 0.03815 | 0.03815 | 0.03815 | 0.03815 | 0.03815 | 0.03815 | 0.03815 | 0.03815 | 0.03815 | 0.03815 | 0.03815 | 0.03815
F3_Commercial_Warehouse_Existing_Space Heating_Natural Gas_Furnace_E4 | F3 | Commercial | Warehouse | Existing | Space Heating | Natural Gas | Furnace | E4 | System - kBTUs of Consumption | 0.046882 | 0.046882 | 0.046882 | 0.046882 | 0.046882 | 0.046882 | 0.046882 | 0.046882 | 0.046882 | 0.046882 | 0.046882 | 0.046882 | 0.046882 | 0.046882 | 0.046882 | 0.046882 | 0.046882 | 0.046882 | 0.046882 | 0.046882 | 0.046882 | 0.046882 | 0.046882 | 0.046882 | 0.046882 | 0.046882 | 0.046882 | 0.046882 | 0.046882 | 0.046882 | 0.046882 | 0.046882 | 0.046882
F3_Commercial_Warehouse_Existing_Space Heating_Natural Gas_Furnace_E5 | F3 | Commercial | Warehouse | Existing | Space Heating | Natural Gas | Furnace | E5 | System - kBTUs of Consumption | 0 | 0 | 0 | 0 | 0 | 0 | 0 | 0.37377 | 0.37377 | 0.37377 | 0.37377 | 0.37377 | 0.37377 | 0.37377 | 0.37377 | 0.37377 | 0.37377 | 0.37377 | 0.37377 | 0.37377 | 0.37377 | 0.37377 | 0.37377 | 0.37377 | 0.37377 | 0.37377 | 0.37377 | 0.37377 | 0.37377 | 0.37377 | 0.37377 | 0.37377 | 0.37377
F3_Commercial_Warehouse_Existing_Space Heating_Natural Gas_Furnace_E6 | F3 | Commercial | Warehouse | Existing | Space Heating | Natural Gas | Furnace | E6 | System - kBTUs of Consumption | 0 | 0 | 0 | 0 | 0 | 0 | 0 | 0 | 0 | 0 | 0 | 0 | 0 | 0 | 0 | 0 | 0 | 0 | 0 | 0 | 0 | 0 | 0 | 0 | 0 | 0 | 0 | 0 | 0 | 0 | 0 | 0 | 0
F3_Commercial_Warehouse_Existing_Space Heating_Natural Gas_Furnace_E7 | F3 | Commercial | Warehouse | Existing | Space Heating | Natural Gas | Furnace | E7 | System - kBTUs of Consumption | 0 | 0 | 0 | 0 | 0 | 0 | 0 | 0 | 0 | 0 | 0 | 0 | 0 | 0 | 0 | 0 | 0 | 0 | 0 | 0 | 0 | 0 | 0 | 0 | 0 | 0 | 0 | 0 | 0 | 0 | 0 | 0 | 0
F3_Commercial_Warehouse_Existing_Space Heating_Natural Gas_Furnace_E8 | F3 | Commercial | Warehouse | Existing | Space Heating | Natural Gas | Furnace | E8 | System - kBTUs of Consumption | 0 | 0 | 0 | 0 | 0 | 0 | 0 | 0 | 0 | 0 | 0 | 0 | 0 | 0 | 0 | 0 | 0 | 0 | 0 | 0 | 0 | 0 | 0 | 0 | 0 | 0 | 0 | 0 | 0 | 0 | 0 | 0 | 0
F3_Commercial_Warehouse_Existing_Space Heating_Natural Gas_Furnace_E9 | F3 | Commercial | Warehouse | Existing | Space Heating | Natural Gas | Furnace | E9 | System - kBTUs of Consumption | 0 | 0 | 0 | 0 | 0 | 0 | 0 | 0 | 0 | 0 | 0 | 0 | 0 | 0 | 0 | 0 | 0 | 0 | 0 | 0 | 0 | 0 | 0 | 0 | 0 | 0 | 0 | 0 | 0 | 0 | 0 | 0 | 0
F3_Commercial_Warehouse_Existing_Space Heating_Natural Gas_Furnace_E10 | F3 | Commercial | Warehouse | Existing | Space Heating | Natural Gas | Furnace | E10 | System - kBTUs of Consumption | 0 | 0 | 0 | 0 | 0 | 0 | 0 | 0 | 0 | 0 | 0 | 0 | 0 | 0 | 0 | 0 | 0 | 0 | 0 | 0 | 0 | 0 | 0 | 0 | 0 | 0 | 0 | 0 | 0 | 0 | 0 | 0 | 0
F4_Commercial_Warehouse_Existing_Space Heating_Natural Gas_Furnace_E1 | F4 | Commercial | Warehouse | Existing | Space Heating | Natural Gas | Furnace | E1 | Utility - Cost of Equipment | 0.7019 | 0.70163 | 0.7029 | 0.69956 | 0.69728 | 0 | 0 | 0 | 0 | 0 | 0 | 0 | 0 | 0 | 0 | 0 | 0 | 0 | 0 | 0 | 0 | 0 | 0 | 0 | 0 | 0 | 0 | 0 | 0 | 0 | 0 | 0 | 0
F4_Commercial_Warehouse_Existing_Space Heating_Natural Gas_Furnace_E2 | F4 | Commercial | Warehouse | Existing | Space Heating | Natural Gas | Furnace | E2 | Utility - Cost of Equipment | 0.63946 | 0.63921 | 0.64037 | 0.63733 | 0.63525 | 0 | 0 | 0 | 0 | 0 | 0 | 0 | 0 | 0 | 0 | 0 | 0 | 0 | 0 | 0 | 0 | 0 | 0 | 0 | 0 | 0 | 0 | 0 | 0 | 0 | 0 | 0 | 0
F4_Commercial_Warehouse_Existing_Space Heating_Natural Gas_Furnace_E3 | F4 | Commercial | Warehouse | Existing | Space Heating | Natural Gas | Furnace | E3 | Utility - Cost of Equipment | 0.63092 | 0.63068 | 0.63182 | 0.62882 | 0.62677 | 0.62611 | 0.62674 | 0.62707 | 0.6278 | 0.6284 | 0.62892 | 0.62931 | 0.62982 | 0.63038 | 0.63081 | 0.63127 | 0.63172 | 0.63231 | 0.63286 | 0.63356 | 0.63417 | 0.63483 | 0.63537 | 0.63601 | 0.6365 | 0.63696 | 0.63739 | 0.63786 | 0.63816 | 0.6385 | 0.63869 | 0.63895 | 0.63895
F4_Commercial_Warehouse_Existing_Space Heating_Natural Gas_Furnace_E4 | F4 | Commercial | Warehouse | Existing | Space Heating | Natural Gas | Furnace | E4 | Utility - Cost of Equipment | 0.58492 | 0.58469 | 0.58575 | 0.58297 | 0.58107 | 0.58046 | 0.58104 | 0.58134 | 0.58202 | 0.58258 | 0.58306 | 0.58342 | 0.58389 | 0.58442 | 0.58482 | 0.58524 | 0.58566 | 0.5862 | 0.58671 | 0.58736 | 0.58793 | 0.58854 | 0.58904 | 0.58963 | 0.59009 | 0.59052 | 0.59091 | 0.59135 | 0.59163 | 0.59194 | 0.59212 | 0.59236 | 0.59236
F4_Commercial_Warehouse_Existing_Space Heating_Natural Gas_Furnace_E5 | F4 | Commercial | Warehouse | Existing | Space Heating | Natural Gas | Furnace | E5 | Utility - Cost of Equipment | 0 | 0 | 0 | 0 | 0 | 0 | 0 | 0.4293 | 0.4298 | 0.43021 | 0.43057 | 0.43083 | 0.43118 | 0.43157 | 0.43186 | 0.43218 | 0.43249 | 0.43289 | 0.43326 | 0.43375 | 0.43416 | 0.43461 | 0.43498 | 0.43542 | 0.43576 | 0.43607 | 0.43637 | 0.43669 | 0.4369 | 0.43713 | 0.43726 | 0.43743 | 0.43743
F4_Commercial_Warehouse_Existing_Space Heating_Natural Gas_Furnace_E6 | F4 | Commercial | Warehouse | Existing | Space Heating | Natural Gas | Furnace | E6 | Utility - Cost of Equipment | 0 | 0 | 0 | 0 | 0 | 0 | 0 | 0 | 0 | 0 | 0 | 0 | 0 | 0 | 0 | 0 | 0 | 0 | 0 | 0 | 0 | 0 | 0 | 0 | 0 | 0 | 0 | 0 | 0 | 0 | 0 | 0 | 0
F4_Commercial_Warehouse_Existing_Space Heating_Natural Gas_Furnace_E7 | F4 | Commercial | Warehouse | Existing | Space Heating | Natural Gas | Furnace | E7 | Utility - Cost of Equipment | 0 | 0 | 0 | 0 | 0 | 0 | 0 | 0 | 0 | 0 | 0 | 0 | 0 | 0 | 0 | 0 | 0 | 0 | 0 | 0 | 0 | 0 | 0 | 0 | 0 | 0 | 0 | 0 | 0 | 0 | 0 | 0 | 0
F4_Commercial_Warehouse_Existing_Space Heating_Natural Gas_Furnace_E8 | F4 | Commercial | Warehouse | Existing | Space Heating | Natural Gas | Furnace | E8 | Utility - Cost of Equipment | 0 | 0 | 0 | 0 | 0 | 0 | 0 | 0 | 0 | 0 | 0 | 0 | 0 | 0 | 0 | 0 | 0 | 0 | 0 | 0 | 0 | 0 | 0 | 0 | 0 | 0 | 0 | 0 | 0 | 0 | 0 | 0 | 0
F4_Commercial_Warehouse_Existing_Space Heating_Natural Gas_Furnace_E9 | F4 | Commercial | Warehouse | Existing | Space Heating | Natural Gas | Furnace | E9 | Utility - Cost of Equipment | 0 | 0 | 0 | 0 | 0 | 0 | 0 | 0 | 0 | 0 | 0 | 0 | 0 | 0 | 0 | 0 | 0 | 0 | 0 | 0 | 0 | 0 | 0 | 0 | 0 | 0 | 0 | 0 | 0 | 0 | 0 | 0 | 0
F4_Commercial_Warehouse_Existing_Space Heating_Natural Gas_Furnace_E10 | F4 | Commercial | Warehouse | Existing | Space Heating | Natural Gas | Furnace | E10 | Utility - Cost of Equipment | 0 | 0 | 0 | 0 | 0 | 0 | 0 | 0 | 0 | 0 | 0 | 0 | 0 | 0 | 0 | 0 | 0 | 0 | 0 | 0 | 0 | 0 | 0 | 0 | 0 | 0 | 0 | 0 | 0 | 0 | 0 | 0 | 0
F5_Commercial_Warehouse_Existing_Space Heating_Natural Gas_Furnace_E1 | F5 | Commercial | Warehouse | Existing | Space Heating | Natural Gas | Furnace | E1 | Utility - Cost of Operation | 0.032687 | 0.032687 | 0.032687 | 0.032687 | 0.032687 | 0 | 0 | 0 | 0 | 0 | 0 | 0 | 0 | 0 | 0 | 0 | 0 | 0 | 0 | 0 | 0 | 0 | 0 | 0 | 0 | 0 | 0 | 0 | 0 | 0 | 0 | 0 | 0
F5_Commercial_Warehouse_Existing_Space Heating_Natural Gas_Furnace_E2 | F5 | Commercial | Warehouse | Existing | Space Heating | Natural Gas | Furnace | E2 | Utility - Cost of Operation | 0.032968 | 0.032968 | 0.032968 | 0.032968 | 0.032968 | 0 | 0 | 0 | 0 | 0 | 0 | 0 | 0 | 0 | 0 | 0 | 0 | 0 | 0 | 0 | 0 | 0 | 0 | 0 | 0 | 0 | 0 | 0 | 0 | 0 | 0 | 0 | 0
F5_Commercial_Warehouse_Existing_Space Heating_Natural Gas_Furnace_E3 | F5 | Commercial | Warehouse | Existing | Space Heating | Natural Gas | Furnace | E3 | Utility - Cost of Operation | 0.03815 | 0.03815 | 0.03815 | 0.03815 | 0.03815 | 0.03815 | 0.03815 | 0.03815 | 0.03815 | 0.03815 | 0.03815 | 0.03815 | 0.03815 | 0.03815 | 0.03815 | 0.03815 | 0.03815 | 0.03815 | 0.03815 | 0.03815 | 0.03815 | 0.03815 | 0.03815 | 0.03815 | 0.03815 | 0.03815 | 0.03815 | 0.03815 | 0.03815 | 0.03815 | 0.03815 | 0.03815 | 0.03815
F5_Commercial_Warehouse_Existing_Space Heating_Natural Gas_Furnace_E4 | F5 | Commercial | Warehouse | Existing | Space Heating | Natural Gas | Furnace | E4 | Utility - Cost of Operation | 0.046882 | 0.046882 | 0.046882 | 0.046882 | 0.046882 | 0.046882 | 0.046882 | 0.046882 | 0.046882 | 0.046882 | 0.046882 | 0.046882 | 0.046882 | 0.046882 | 0.046882 | 0.046882 | 0.046882 | 0.046882 | 0.046882 | 0.046882 | 0.046882 | 0.046882 | 0.046882 | 0.046882 | 0.046882 | 0.046882 | 0.046882 | 0.046882 | 0.046882 | 0.046882 | 0.046882 | 0.046882 | 0.046882
F5_Commercial_Warehouse_Existing_Space Heating_Natural Gas_Furnace_E5 | F5 | Commercial | Warehouse | Existing | Space Heating | Natural Gas | Furnace | E5 | Utility - Cost of Operation | 0 | 0 | 0 | 0 | 0 | 0 | 0 | 0.37377 | 0.37377 | 0.37377 | 0.37377 | 0.37377 | 0.37377 | 0.37377 | 0.37377 | 0.37377 | 0.37377 | 0.37377 | 0.37377 | 0.37377 | 0.37377 | 0.37377 | 0.37377 | 0.37377 | 0.37377 | 0.37377 | 0.37377 | 0.37377 | 0.37377 | 0.37377 | 0.37377 | 0.37377 | 0.37377
F5_Commercial_Warehouse_Existing_Space Heating_Natural Gas_Furnace_E6 | F5 | Commercial | Warehouse | Existing | Space Heating | Natural Gas | Furnace | E6 | Utility - Cost of Operation | 0 | 0 | 0 | 0 | 0 | 0 | 0 | 0 | 0 | 0 | 0 | 0 | 0 | 0 | 0 | 0 | 0 | 0 | 0 | 0 | 0 | 0 | 0 | 0 | 0 | 0 | 0 | 0 | 0 | 0 | 0 | 0 | 0
F5_Commercial_Warehouse_Existing_Space Heating_Natural Gas_Furnace_E7 | F5 | Commercial | Warehouse | Existing | Space Heating | Natural Gas | Furnace | E7 | Utility - Cost of Operation | 0 | 0 | 0 | 0 | 0 | 0 | 0 | 0 | 0 | 0 | 0 | 0 | 0 | 0 | 0 | 0 | 0 | 0 | 0 | 0 | 0 | 0 | 0 | 0 | 0 | 0 | 0 | 0 | 0 | 0 | 0 | 0 | 0
F5_Commercial_Warehouse_Existing_Space Heating_Natural Gas_Furnace_E8 | F5 | Commercial | Warehouse | Existing | Space Heating | Natural Gas | Furnace | E8 | Utility - Cost of Operation | 0 | 0 | 0 | 0 | 0 | 0 | 0 | 0 | 0 | 0 | 0 | 0 | 0 | 0 | 0 | 0 | 0 | 0 | 0 | 0 | 0 | 0 | 0 | 0 | 0 | 0 | 0 | 0 | 0 | 0 | 0 | 0 | 0
F5_Commercial_Warehouse_Existing_Space Heating_Natural Gas_Furnace_E9 | F5 | Commercial | Warehouse | Existing | Space Heating | Natural Gas | Furnace | E9 | Utility - Cost of Operation | 0 | 0 | 0 | 0 | 0 | 0 | 0 | 0 | 0 | 0 | 0 | 0 | 0 | 0 | 0 | 0 | 0 | 0 | 0 | 0 | 0 | 0 | 0 | 0 | 0 | 0 | 0 | 0 | 0 | 0 | 0 | 0 | 0
F5_Commercial_Warehouse_Existing_Space Heating_Natural Gas_Furnace_E10 | F5 | Commercial | Warehouse | Existing | Space Heating | Natural Gas | Furnace | E10 | Utility - Cost of Operation | 0 | 0 | 0 | 0 | 0 | 0 | 0 | 0 | 0 | 0 | 0 | 0 | 0 | 0 | 0 | 0 | 0 | 0 | 0 | 0 | 0 | 0 | 0 | 0 | 0 | 0 | 0 | 0 | 0 | 0 | 0 | 0 | 0
F6_Commercial_Warehouse_Existing_Space Heating_Natural Gas_Furnace_E1 | F6 | Commercial | Warehouse | Existing | Space Heating | Natural Gas | Furnace | E1 | Utility - Value of Sales | 0.2672 | 0.26642 | 0.26597 | 0.26423 | 0.26274 | 0 | 0 | 0 | 0 | 0 | 0 | 0 | 0 | 0 | 0 | 0 | 0 | 0 | 0 | 0 | 0 | 0 | 0 | 0 | 0 | 0 | 0 | 0 | 0 | 0 | 0 | 0 | 0
F6_Commercial_Warehouse_Existing_Space Heating_Natural Gas_Furnace_E2 | F6 | Commercial | Warehouse | Existing | Space Heating | Natural Gas | Furnace | E2 | Utility - Value of Sales | 0.24343 | 0.24271 | 0.24231 | 0.24073 | 0.23936 | 0 | 0 | 0 | 0 | 0 | 0 | 0 | 0 | 0 | 0 | 0 | 0 | 0 | 0 | 0 | 0 | 0 | 0 | 0 | 0 | 0 | 0 | 0 | 0 | 0 | 0 | 0 | 0
F6_Commercial_Warehouse_Existing_Space Heating_Natural Gas_Furnace_E3 | F6 | Commercial | Warehouse | Existing | Space Heating | Natural Gas | Furnace | E3 | Utility - Value of Sales | 0.24018 | 0.23948 | 0.23907 | 0.23751 | 0.23617 | 0.23483 | 0.2335 | 0.2322 | 0.23091 | 0.22966 | 0.22843 | 0.22724 | 0.22609 | 0.22499 | 0.22394 | 0.22294 | 0.222 | 0.22112 | 0.22029 | 0.21953 | 0.21883 | 0.21818 | 0.21759 | 0.21706 | 0.21659 | 0.21618 | 0.21583 | 0.21554 | 0.2153 | 0.21512 | 0.21501 | 0.21495 | 0.21495
F6_Commercial_Warehouse_Existing_Space Heating_Natural Gas_Furnace_E4 | F6 | Commercial | Warehouse | Existing | Space Heating | Natural Gas | Furnace | E4 | Utility - Value of Sales | 0.22266 | 0.22201 | 0.22164 | 0.22019 | 0.21895 | 0.21771 | 0.21648 | 0.21527 | 0.21408 | 0.21291 | 0.21177 | 0.21067 | 0.20961 | 0.20859 | 0.20761 | 0.20668 | 0.20581 | 0.20499 | 0.20423 | 0.20352 | 0.20287 | 0.20227 | 0.20173 | 0.20124 | 0.2008 | 0.20042 | 0.20009 | 0.19982 | 0.1996 | 0.19944 | 0.19933 | 0.19927 | 0.19927
F6_Commercial_Warehouse_Existing_Space Heating_Natural Gas_Furnace_E5 | F6 | Commercial | Warehouse | Existing | Space Heating | Natural Gas | Furnace | E5 | Utility - Value of Sales | 0 | 0 | 0 | 0 | 0 | 0 | 0 | 0.15897 | 0.15809 | 0.15723 | 0.15639 | 0.15557 | 0.15479 | 0.15403 | 0.15331 | 0.15263 | 0.15198 | 0.15138 | 0.15082 | 0.15029 | 0.14981 | 0.14937 | 0.14897 | 0.1486 | 0.14828 | 0.148 | 0.14776 | 0.14756 | 0.1474 | 0.14728 | 0.1472 | 0.14716 | 0.14716
F6_Commercial_Warehouse_Existing_Space Heating_Natural Gas_Furnace_E6 | F6 | Commercial | Warehouse | Existing | Space Heating | Natural Gas | Furnace | E6 | Utility - Value of Sales | 0 | 0 | 0 | 0 | 0 | 0 | 0 | 0 | 0 | 0 | 0 | 0 | 0 | 0 | 0 | 0 | 0 | 0 | 0 | 0 | 0 | 0 | 0 | 0 | 0 | 0 | 0 | 0 | 0 | 0 | 0 | 0 | 0
F6_Commercial_Warehouse_Existing_Space Heating_Natural Gas_Furnace_E7 | F6 | Commercial | Warehouse | Existing | Space Heating | Natural Gas | Furnace | E7 | Utility - Value of Sales | 0 | 0 | 0 | 0 | 0 | 0 | 0 | 0 | 0 | 0 | 0 | 0 | 0 | 0 | 0 | 0 | 0 | 0 | 0 | 0 | 0 | 0 | 0 | 0 | 0 | 0 | 0 | 0 | 0 | 0 | 0 | 0 | 0
F6_Commercial_Warehouse_Existing_Space Heating_Natural Gas_Furnace_E8 | F6 | Commercial | Warehouse | Existing | Space Heating | Natural Gas | Furnace | E8 | Utility - Value of Sales | 0 | 0 | 0 | 0 | 0 | 0 | 0 | 0 | 0 | 0 | 0 | 0 | 0 | 0 | 0 | 0 | 0 | 0 | 0 | 0 | 0 | 0 | 0 | 0 | 0 | 0 | 0 | 0 | 0 | 0 | 0 | 0 | 0
F6_Commercial_Warehouse_Existing_Space Heating_Natural Gas_Furnace_E9 | F6 | Commercial | Warehouse | Existing | Space Heating | Natural Gas | Furnace | E9 | Utility - Value of Sales | 0 | 0 | 0 | 0 | 0 | 0 | 0 | 0 | 0 | 0 | 0 | 0 | 0 | 0 | 0 | 0 | 0 | 0 | 0 | 0 | 0 | 0 | 0 | 0 | 0 | 0 | 0 | 0 | 0 | 0 | 0 | 0 | 0
F6_Commercial_Warehouse_Existing_Space Heating_Natural Gas_Furnace_E10 | F6 | Commercial | Warehouse | Existing | Space Heating | Natural Gas | Furnace | E10 | Utility - Value of Sales | 0 | 0 | 0 | 0 | 0 | 0 | 0 | 0 | 0 | 0 | 0 | 0 | 0 | 0 | 0 | 0 | 0 | 0 | 0 | 0 | 0 | 0 | 0 | 0 | 0 | 0 | 0 | 0 | 0 | 0 | 0 | 0 | 0
F1_Commercial_Warehouse_Existing_Space Heating_Natural Gas_Boiler_E1 | F1 | Commercial | Warehouse | Existing | Space Heating | Natural Gas | Boiler | E1 | RVT - Cost of Equipment | 2.8035 | 2.8027 | 2.8077 | 2.7953 | 2.7869 | 0 | 0 | 0 | 0 | 0 | 0 | 0 | 0 | 0 | 0 | 0 | 0 | 0 | 0 | 0 | 0 | 0 | 0 | 0 | 0 | 0 | 0 | 0 | 0 | 0 | 0 | 0 | 0
F1_Commercial_Warehouse_Existing_Space Heating_Natural Gas_Boiler_E2 | F1 | Commercial | Warehouse | Existing | Space Heating | Natural Gas | Boiler | E2 | RVT - Cost of Equipment | 2.67 | 2.6692 | 2.674 | 2.6622 | 2.6542 | 0 | 0 | 0 | 0 | 0 | 0 | 0 | 0 | 0 | 0 | 0 | 0 | 0 | 0 | 0 | 0 | 0 | 0 | 0 | 0 | 0 | 0 | 0 | 0 | 0 | 0 | 0 | 0
F1_Commercial_Warehouse_Existing_Space Heating_Natural Gas_Boiler_E3 | F1 | Commercial | Warehouse | Existing | Space Heating | Natural Gas | Boiler | E3 | RVT - Cost of Equipment | 2.386 | 2.3853 | 2.3896 | 2.379 | 2.3718 | 2.3697 | 2.3721 | 2.3734 | 2.3762 | 2.3785 | 2.3804 | 2.3819 | 2.3838 | 2.3859 | 2.3875 | 2.3892 | 2.3908 | 2.3929 | 2.3948 | 2.3974 | 2.3995 | 2.4019 | 2.4038 | 2.4061 | 2.4079 | 2.4095 | 2.411 | 2.4127 | 2.4138 | 2.415 | 2.4157 | 2.4166 | 2.4166
F1_Commercial_Warehouse_Existing_Space Heating_Natural Gas_Boiler_E4 | F1 | Commercial | Warehouse | Existing | Space Heating | Natural Gas | Boiler | E4 | RVT - Cost of Equipment | 2.2886 | 2.2879 | 2.292 | 2.2819 | 2.275 | 2.273 | 2.2753 | 2.2765 | 2.2792 | 2.2814 | 2.2833 | 2.2847 | 2.2865 | 2.2885 | 2.2901 | 2.2916 | 2.2932 | 2.2952 | 2.2971 | 2.2995 | 2.3016 | 2.3038 | 2.3057 | 2.3079 | 2.3096 | 2.3112 | 2.3126 | 2.3142 | 2.3153 | 2.3165 | 2.3171 | 2.318 | 2.318
F1_Commercial_Warehouse_Existing_Space Heating_Natural Gas_Boiler_E5 | F1 | Commercial | Warehouse | Existing | Space Heating | Natural Gas | Boiler | E5 | RVT - Cost of Equipment | 1.7252 | 1.7247 | 1.7278 | 1.7202 | 1.715 | 1.7135 | 1.7152 | 1.7162 | 1.7182 | 1.7198 | 1.7212 | 1.7223 | 1.7237 | 1.7252 | 1.7264 | 1.7275 | 1.7287 | 1.7302 | 1.7316 | 1.7335 | 1.735 | 1.7367 | 1.7381 | 1.7398 | 1.7411 | 1.7423 | 1.7434 | 1.7446 | 1.7454 | 1.7462 | 1.7467 | 1.7474 | 1.7474
F1_Commercial_Warehouse_Existing_Space Heating_Natural Gas_Boiler_E6 | F1 | Commercial | Warehouse | Existing | Space Heating | Natural Gas | Boiler | E6 | RVT - Cost of Equipment | 0 | 0 | 0 | 0 | 0 | 0 | 0 | 0 | 0 | 0 | 0 | 0 | 0 | 0 | 0 | 0 | 0 | 0 | 0 | 0 | 0 | 0 | 0 | 0 | 0 | 0 | 0 | 0 | 0 | 0 | 0 | 0 | 0
F1_Commercial_Warehouse_Existing_Space Heating_Natural Gas_Boiler_E7 | F1 | Commercial | Warehouse | Existing | Space Heating | Natural Gas | Boiler | E7 | RVT - Cost of Equipment | 0 | 0 | 0 | 0 | 0 | 0 | 0 | 0 | 0 | 0 | 0 | 0 | 0 | 0 | 0 | 0 | 0 | 0 | 0 | 0 | 0 | 0 | 0 | 0 | 0 | 0 | 0 | 0 | 0 | 0 | 0 | 0 | 0
F1_Commercial_Warehouse_Existing_Space Heating_Natural Gas_Boiler_E8 | F1 | Commercial | Warehouse | Existing | Space Heating | Natural Gas | Boiler | E8 | RVT - Cost of Equipment | 0 | 0 | 0 | 0 | 0 | 0 | 0 | 0 | 0 | 0 | 0 | 0 | 0 | 0 | 0 | 0 | 0 | 0 | 0 | 0 | 0 | 0 | 0 | 0 | 0 | 0 | 0 | 0 | 0 | 0 | 0 | 0 | 0
F1_Commercial_Warehouse_Existing_Space Heating_Natural Gas_Boiler_E9 | F1 | Commercial | Warehouse | Existing | Space Heating | Natural Gas | Boiler | E9 | RVT - Cost of Equipment | 0 | 0 | 0 | 0 | 0 | 0 | 0 | 0 | 0 | 0 | 0 | 0 | 0 | 0 | 0 | 0 | 0 | 0 | 0 | 0 | 0 | 0 | 0 | 0 | 0 | 0 | 0 | 0 | 0 | 0 | 0 | 0 | 0
F1_Commercial_Warehouse_Existing_Space Heating_Natural Gas_Boiler_E10 | F1 | Commercial | Warehouse | Existing | Space Heating | Natural Gas | Boiler | E10 | RVT - Cost of Equipment | 0 | 0 | 0 | 0 | 0 | 0 | 0 | 0 | 0 | 0 | 0 | 0 | 0 | 0 | 0 | 0 | 0 | 0 | 0 | 0 | 0 | 0 | 0 | 0 | 0 | 0 | 0 | 0 | 0 | 0 | 0 | 0 | 0
F2_Commercial_Warehouse_Existing_Space Heating_Natural Gas_Boiler_E1 | F2 | Commercial | Warehouse | Existing | Space Heating | Natural Gas | Boiler | E1 | RVT - Cost of Operation | 3.3588 | 3.3578 | 3.3639 | 3.349 | 3.3389 | 0 | 0 | 0 | 0 | 0 | 0 | 0 | 0 | 0 | 0 | 0 | 0 | 0 | 0 | 0 | 0 | 0 | 0 | 0 | 0 | 0 | 0 | 0 | 0 | 0 | 0 | 0 | 0
F2_Commercial_Warehouse_Existing_Space Heating_Natural Gas_Boiler_E2 | F2 | Commercial | Warehouse | Existing | Space Heating | Natural Gas | Boiler | E2 | RVT - Cost of Operation | 3.1988 | 3.1979 | 3.2037 | 3.1895 | 3.1799 | 0 | 0 | 0 | 0 | 0 | 0 | 0 | 0 | 0 | 0 | 0 | 0 | 0 | 0 | 0 | 0 | 0 | 0 | 0 | 0 | 0 | 0 | 0 | 0 | 0 | 0 | 0 | 0
F2_Commercial_Warehouse_Existing_Space Heating_Natural Gas_Boiler_E3 | F2 | Commercial | Warehouse | Existing | Space Heating | Natural Gas | Boiler | E3 | RVT - Cost of Operation | 2.8585 | 2.8577 | 2.8629 | 2.8502 | 2.8416 | 2.839 | 2.8419 | 2.8435 | 2.8468 | 2.8496 | 2.8519 | 2.8537 | 2.856 | 2.8585 | 2.8604 | 2.8624 | 2.8643 | 2.8668 | 2.8692 | 2.8722 | 2.8748 | 2.8776 | 2.8799 | 2.8827 | 2.8848 | 2.8868 | 2.8886 | 2.8906 | 2.8919 | 2.8934 | 2.8942 | 2.8953 | 2.8953
F2_Commercial_Warehouse_Existing_Space Heating_Natural Gas_Boiler_E4 | F2 | Commercial | Warehouse | Existing | Space Heating | Natural Gas | Boiler | E4 | RVT - Cost of Operation | 2.7419 | 2.7411 | 2.746 | 2.7339 | 2.7256 | 2.7232 | 2.7259 | 2.7275 | 2.7306 | 2.7333 | 2.7355 | 2.7372 | 2.7394 | 2.7418 | 2.7436 | 2.7455 | 2.7474 | 2.7498 | 2.7521 | 2.755 | 2.7575 | 2.7602 | 2.7624 | 2.765 | 2.7671 | 2.7689 | 2.7707 | 2.7726 | 2.7739 | 2.7753 | 2.7761 | 2.7771 | 2.7771
F2_Commercial_Warehouse_Existing_Space Heating_Natural Gas_Boiler_E5 | F2 | Commercial | Warehouse | Existing | Space Heating | Natural Gas | Boiler | E5 | RVT - Cost of Operation | 2.0669 | 2.0663 | 2.0701 | 2.0609 | 2.0547 | 2.0528 | 2.0549 | 2.0561 | 2.0585 | 2.0605 | 2.0622 | 2.0635 | 2.0651 | 2.0669 | 2.0683 | 2.0697 | 2.0711 | 2.0729 | 2.0746 | 2.0768 | 2.0787 | 2.0807 | 2.0824 | 2.0844 | 2.0859 | 2.0873 | 2.0887 | 2.0901 | 2.0911 | 2.0921 | 2.0927 | 2.0935 | 2.0935
F2_Commercial_Warehouse_Existing_Space Heating_Natural Gas_Boiler_E6 | F2 | Commercial | Warehouse | Existing | Space Heating | Natural Gas | Boiler | E6 | RVT - Cost of Operation | 0 | 0 | 0 | 0 | 0 | 0 | 0 | 0 | 0 | 0 | 0 | 0 | 0 | 0 | 0 | 0 | 0 | 0 | 0 | 0 | 0 | 0 | 0 | 0 | 0 | 0 | 0 | 0 | 0 | 0 | 0 | 0 | 0
F2_Commercial_Warehouse_Existing_Space Heating_Natural Gas_Boiler_E7 | F2 | Commercial | Warehouse | Existing | Space Heating | Natural Gas | Boiler | E7 | RVT - Cost of Operation | 0 | 0 | 0 | 0 | 0 | 0 | 0 | 0 | 0 | 0 | 0 | 0 | 0 | 0 | 0 | 0 | 0 | 0 | 0 | 0 | 0 | 0 | 0 | 0 | 0 | 0 | 0 | 0 | 0 | 0 | 0 | 0 | 0
F2_Commercial_Warehouse_Existing_Space Heating_Natural Gas_Boiler_E8 | F2 | Commercial | Warehouse | Existing | Space Heating | Natural Gas | Boiler | E8 | RVT - Cost of Operation | 0 | 0 | 0 | 0 | 0 | 0 | 0 | 0 | 0 | 0 | 0 | 0 | 0 | 0 | 0 | 0 | 0 | 0 | 0 | 0 | 0 | 0 | 0 | 0 | 0 | 0 | 0 | 0 | 0 | 0 | 0 | 0 | 0
F2_Commercial_Warehouse_Existing_Space Heating_Natural Gas_Boiler_E9 | F2 | Commercial | Warehouse | Existing | Space Heating | Natural Gas | Boiler | E9 | RVT - Cost of Operation | 0 | 0 | 0 | 0 | 0 | 0 | 0 | 0 | 0 | 0 | 0 | 0 | 0 | 0 | 0 | 0 | 0 | 0 | 0 | 0 | 0 | 0 | 0 | 0 | 0 | 0 | 0 | 0 | 0 | 0 | 0 | 0 | 0
F2_Commercial_Warehouse_Existing_Space Heating_Natural Gas_Boiler_E10 | F2 | Commercial | Warehouse | Existing | Space Heating | Natural Gas | Boiler | E10 | RVT - Cost of Operation | 0 | 0 | 0 | 0 | 0 | 0 | 0 | 0 | 0 | 0 | 0 | 0 | 0 | 0 | 0 | 0 | 0 | 0 | 0 | 0 | 0 | 0 | 0 | 0 | 0 | 0 | 0 | 0 | 0 | 0 | 0 | 0 | 0
F3_Commercial_Warehouse_Existing_Space Heating_Natural Gas_Boiler_E1 | F3 | Commercial | Warehouse | Existing | Space Heating | Natural Gas | Boiler | E1 | System - kBTUs of Consumption | 0.06892 | 0.06892 | 0.06892 | 0.06892 | 0.06892 | 0 | 0 | 0 | 0 | 0 | 0 | 0 | 0 | 0 | 0 | 0 | 0 | 0 | 0 | 0 | 0 | 0 | 0 | 0 | 0 | 0 | 0 | 0 | 0 | 0 | 0 | 0 | 0
F3_Commercial_Warehouse_Existing_Space Heating_Natural Gas_Boiler_E2 | F3 | Commercial | Warehouse | Existing | Space Heating | Natural Gas | Boiler | E2 | System - kBTUs of Consumption | 0.071244 | 0.071244 | 0.071244 | 0.071244 | 0.071244 | 0 | 0 | 0 | 0 | 0 | 0 | 0 | 0 | 0 | 0 | 0 | 0 | 0 | 0 | 0 | 0 | 0 | 0 | 0 | 0 | 0 | 0 | 0 | 0 | 0 | 0 | 0 | 0
F3_Commercial_Warehouse_Existing_Space Heating_Natural Gas_Boiler_E3 | F3 | Commercial | Warehouse | Existing | Space Heating | Natural Gas | Boiler | E3 | System - kBTUs of Consumption | 0.11198 | 0.11198 | 0.11198 | 0.11198 | 0.11198 | 0.11198 | 0.11198 | 0.11198 | 0.11198 | 0.11198 | 0.11198 | 0.11198 | 0.11198 | 0.11198 | 0.11198 | 0.11198 | 0.11198 | 0.11198 | 0.11198 | 0.11198 | 0.11198 | 0.11198 | 0.11198 | 0.11198 | 0.11198 | 0.11198 | 0.11198 | 0.11198 | 0.11198 | 0.11198 | 0.11198 | 0.11198 | 0.11198
F3_Commercial_Warehouse_Existing_Space Heating_Natural Gas_Boiler_E4 | F3 | Commercial | Warehouse | Existing | Space Heating | Natural Gas | Boiler | E4 | System - kBTUs of Consumption | 0.12247 | 0.12247 | 0.12247 | 0.12247 | 0.12247 | 0.12247 | 0.12247 | 0.12247 | 0.12247 | 0.12247 | 0.12247 | 0.12247 | 0.12247 | 0.12247 | 0.12247 | 0.12247 | 0.12247 | 0.12247 | 0.12247 | 0.12247 | 0.12247 | 0.12247 | 0.12247 | 0.12247 | 0.12247 | 0.12247 | 0.12247 | 0.12247 | 0.12247 | 0.12247 | 0.12247 | 0.12247 | 0.12247
F3_Commercial_Warehouse_Existing_Space Heating_Natural Gas_Boiler_E5 | F3 | Commercial | Warehouse | Existing | Space Heating | Natural Gas | Boiler | E5 | System - kBTUs of Consumption | 0.41434 | 0.41434 | 0.41434 | 0.41434 | 0.41434 | 0.41434 | 0.41434 | 0.41434 | 0.41434 | 0.41434 | 0.41434 | 0.41434 | 0.41434 | 0.41434 | 0.41434 | 0.41434 | 0.41434 | 0.41434 | 0.41434 | 0.41434 | 0.41434 | 0.41434 | 0.41434 | 0.41434 | 0.41434 | 0.41434 | 0.41434 | 0.41434 | 0.41434 | 0.41434 | 0.41434 | 0.41434 | 0.41434
F3_Commercial_Warehouse_Existing_Space Heating_Natural Gas_Boiler_E6 | F3 | Commercial | Warehouse | Existing | Space Heating | Natural Gas | Boiler | E6 | System - kBTUs of Consumption | 0 | 0 | 0 | 0 | 0 | 0 | 0 | 0 | 0 | 0 | 0 | 0 | 0 | 0 | 0 | 0 | 0 | 0 | 0 | 0 | 0 | 0 | 0 | 0 | 0 | 0 | 0 | 0 | 0 | 0 | 0 | 0 | 0
F3_Commercial_Warehouse_Existing_Space Heating_Natural Gas_Boiler_E7 | F3 | Commercial | Warehouse | Existing | Space Heating | Natural Gas | Boiler | E7 | System - kBTUs of Consumption | 0 | 0 | 0 | 0 | 0 | 0 | 0 | 0 | 0 | 0 | 0 | 0 | 0 | 0 | 0 | 0 | 0 | 0 | 0 | 0 | 0 | 0 | 0 | 0 | 0 | 0 | 0 | 0 | 0 | 0 | 0 | 0 | 0
F3_Commercial_Warehouse_Existing_Space Heating_Natural Gas_Boiler_E8 | F3 | Commercial | Warehouse | Existing | Space Heating | Natural Gas | Boiler | E8 | System - kBTUs of Consumption | 0 | 0 | 0 | 0 | 0 | 0 | 0 | 0 | 0 | 0 | 0 | 0 | 0 | 0 | 0 | 0 | 0 | 0 | 0 | 0 | 0 | 0 | 0 | 0 | 0 | 0 | 0 | 0 | 0 | 0 | 0 | 0 | 0
F3_Commercial_Warehouse_Existing_Space Heating_Natural Gas_Boiler_E9 | F3 | Commercial | Warehouse | Existing | Space Heating | Natural Gas | Boiler | E9 | System - kBTUs of Consumption | 0 | 0 | 0 | 0 | 0 | 0 | 0 | 0 | 0 | 0 | 0 | 0 | 0 | 0 | 0 | 0 | 0 | 0 | 0 | 0 | 0 | 0 | 0 | 0 | 0 | 0 | 0 | 0 | 0 | 0 | 0 | 0 | 0
F3_Commercial_Warehouse_Existing_Space Heating_Natural Gas_Boiler_E10 | F3 | Commercial | Warehouse | Existing | Space Heating | Natural Gas | Boiler | E10 | System - kBTUs of Consumption | 0 | 0 | 0 | 0 | 0 | 0 | 0 | 0 | 0 | 0 | 0 | 0 | 0 | 0 | 0 | 0 | 0 | 0 | 0 | 0 | 0 | 0 | 0 | 0 | 0 | 0 | 0 | 0 | 0 | 0 | 0 | 0 | 0
F4_Commercial_Warehouse_Existing_Space Heating_Natural Gas_Boiler_E1 | F4 | Commercial | Warehouse | Existing | Space Heating | Natural Gas | Boiler | E1 | Utility - Cost of Equipment | 3.3588 | 3.3578 | 3.3639 | 3.349 | 3.3389 | 0 | 0 | 0 | 0 | 0 | 0 | 0 | 0 | 0 | 0 | 0 | 0 | 0 | 0 | 0 | 0 | 0 | 0 | 0 | 0 | 0 | 0 | 0 | 0 | 0 | 0 | 0 | 0
F4_Commercial_Warehouse_Existing_Space Heating_Natural Gas_Boiler_E2 | F4 | Commercial | Warehouse | Existing | Space Heating | Natural Gas | Boiler | E2 | Utility - Cost of Equipment | 3.1988 | 3.1979 | 3.2037 | 3.1895 | 3.1799 | 0 | 0 | 0 | 0 | 0 | 0 | 0 | 0 | 0 | 0 | 0 | 0 | 0 | 0 | 0 | 0 | 0 | 0 | 0 | 0 | 0 | 0 | 0 | 0 | 0 | 0 | 0 | 0
F4_Commercial_Warehouse_Existing_Space Heating_Natural Gas_Boiler_E3 | F4 | Commercial | Warehouse | Existing | Space Heating | Natural Gas | Boiler | E3 | Utility - Cost of Equipment | 2.8585 | 2.8577 | 2.8629 | 2.8502 | 2.8416 | 2.839 | 2.8419 | 2.8435 | 2.8468 | 2.8496 | 2.8519 | 2.8537 | 2.856 | 2.8585 | 2.8604 | 2.8624 | 2.8643 | 2.8668 | 2.8692 | 2.8722 | 2.8748 | 2.8776 | 2.8799 | 2.8827 | 2.8848 | 2.8868 | 2.8886 | 2.8906 | 2.8919 | 2.8934 | 2.8942 | 2.8953 | 2.8953
F4_Commercial_Warehouse_Existing_Space Heating_Natural Gas_Boiler_E4 | F4 | Commercial | Warehouse | Existing | Space Heating | Natural Gas | Boiler | E4 | Utility - Cost of Equipment | 2.7419 | 2.7411 | 2.746 | 2.7339 | 2.7256 | 2.7232 | 2.7259 | 2.7275 | 2.7306 | 2.7333 | 2.7355 | 2.7372 | 2.7394 | 2.7418 | 2.7436 | 2.7455 | 2.7474 | 2.7498 | 2.7521 | 2.755 | 2.7575 | 2.7602 | 2.7624 | 2.765 | 2.7671 | 2.7689 | 2.7707 | 2.7726 | 2.7739 | 2.7753 | 2.7761 | 2.7771 | 2.7771
F4_Commercial_Warehouse_Existing_Space Heating_Natural Gas_Boiler_E5 | F4 | Commercial | Warehouse | Existing | Space Heating | Natural Gas | Boiler | E5 | Utility - Cost of Equipment | 2.0669 | 2.0663 | 2.0701 | 2.0609 | 2.0547 | 2.0528 | 2.0549 | 2.0561 | 2.0585 | 2.0605 | 2.0622 | 2.0635 | 2.0651 | 2.0669 | 2.0683 | 2.0697 | 2.0711 | 2.0729 | 2.0746 | 2.0768 | 2.0787 | 2.0807 | 2.0824 | 2.0844 | 2.0859 | 2.0873 | 2.0887 | 2.0901 | 2.0911 | 2.0921 | 2.0927 | 2.0935 | 2.0935
F4_Commercial_Warehouse_Existing_Space Heating_Natural Gas_Boiler_E6 | F4 | Commercial | Warehouse | Existing | Space Heating | Natural Gas | Boiler | E6 | Utility - Cost of Equipment | 0 | 0 | 0 | 0 | 0 | 0 | 0 | 0 | 0 | 0 | 0 | 0 | 0 | 0 | 0 | 0 | 0 | 0 | 0 | 0 | 0 | 0 | 0 | 0 | 0 | 0 | 0 | 0 | 0 | 0 | 0 | 0 | 0
F4_Commercial_Warehouse_Existing_Space Heating_Natural Gas_Boiler_E7 | F4 | Commercial | Warehouse | Existing | Space Heating | Natural Gas | Boiler | E7 | Utility - Cost of Equipment | 0 | 0 | 0 | 0 | 0 | 0 | 0 | 0 | 0 | 0 | 0 | 0 | 0 | 0 | 0 | 0 | 0 | 0 | 0 | 0 | 0 | 0 | 0 | 0 | 0 | 0 | 0 | 0 | 0 | 0 | 0 | 0 | 0
F4_Commercial_Warehouse_Existing_Space Heating_Natural Gas_Boiler_E8 | F4 | Commercial | Warehouse | Existing | Space Heating | Natural Gas | Boiler | E8 | Utility - Cost of Equipment | 0 | 0 | 0 | 0 | 0 | 0 | 0 | 0 | 0 | 0 | 0 | 0 | 0 | 0 | 0 | 0 | 0 | 0 | 0 | 0 | 0 | 0 | 0 | 0 | 0 | 0 | 0 | 0 | 0 | 0 | 0 | 0 | 0
F4_Commercial_Warehouse_Existing_Space Heating_Natural Gas_Boiler_E9 | F4 | Commercial | Warehouse | Existing | Space Heating | Natural Gas | Boiler | E9 | Utility - Cost of Equipment | 0 | 0 | 0 | 0 | 0 | 0 | 0 | 0 | 0 | 0 | 0 | 0 | 0 | 0 | 0 | 0 | 0 | 0 | 0 | 0 | 0 | 0 | 0 | 0 | 0 | 0 | 0 | 0 | 0 | 0 | 0 | 0 | 0
F4_Commercial_Warehouse_Existing_Space Heating_Natural Gas_Boiler_E10 | F4 | Commercial | Warehouse | Existing | Space Heating | Natural Gas | Boiler | E10 | Utility - Cost of Equipment | 0 | 0 | 0 | 0 | 0 | 0 | 0 | 0 | 0 | 0 | 0 | 0 | 0 | 0 | 0 | 0 | 0 | 0 | 0 | 0 | 0 | 0 | 0 | 0 | 0 | 0 | 0 | 0 | 0 | 0 | 0 | 0 | 0
F5_Commercial_Warehouse_Existing_Space Heating_Natural Gas_Boiler_E1 | F5 | Commercial | Warehouse | Existing | Space Heating | Natural Gas | Boiler | E1 | Utility - Cost of Operation | 0.06892 | 0.06892 | 0.06892 | 0.06892 | 0.06892 | 0 | 0 | 0 | 0 | 0 | 0 | 0 | 0 | 0 | 0 | 0 | 0 | 0 | 0 | 0 | 0 | 0 | 0 | 0 | 0 | 0 | 0 | 0 | 0 | 0 | 0 | 0 | 0
F5_Commercial_Warehouse_Existing_Space Heating_Natural Gas_Boiler_E2 | F5 | Commercial | Warehouse | Existing | Space Heating | Natural Gas | Boiler | E2 | Utility - Cost of Operation | 0.071244 | 0.071244 | 0.071244 | 0.071244 | 0.071244 | 0 | 0 | 0 | 0 | 0 | 0 | 0 | 0 | 0 | 0 | 0 | 0 | 0 | 0 | 0 | 0 | 0 | 0 | 0 | 0 | 0 | 0 | 0 | 0 | 0 | 0 | 0 | 0
F5_Commercial_Warehouse_Existing_Space Heating_Natural Gas_Boiler_E3 | F5 | Commercial | Warehouse | Existing | Space Heating | Natural Gas | Boiler | E3 | Utility - Cost of Operation | 0.11198 | 0.11198 | 0.11198 | 0.11198 | 0.11198 | 0.11198 | 0.11198 | 0.11198 | 0.11198 | 0.11198 | 0.11198 | 0.11198 | 0.11198 | 0.11198 | 0.11198 | 0.11198 | 0.11198 | 0.11198 | 0.11198 | 0.11198 | 0.11198 | 0.11198 | 0.11198 | 0.11198 | 0.11198 | 0.11198 | 0.11198 | 0.11198 | 0.11198 | 0.11198 | 0.11198 | 0.11198 | 0.11198
F5_Commercial_Warehouse_Existing_Space Heating_Natural Gas_Boiler_E4 | F5 | Commercial | Warehouse | Existing | Space Heating | Natural Gas | Boiler | E4 | Utility - Cost of Operation | 0.12247 | 0.12247 | 0.12247 | 0.12247 | 0.12247 | 0.12247 | 0.12247 | 0.12247 | 0.12247 | 0.12247 | 0.12247 | 0.12247 | 0.12247 | 0.12247 | 0.12247 | 0.12247 | 0.12247 | 0.12247 | 0.12247 | 0.12247 | 0.12247 | 0.12247 | 0.12247 | 0.12247 | 0.12247 | 0.12247 | 0.12247 | 0.12247 | 0.12247 | 0.12247 | 0.12247 | 0.12247 | 0.12247
F5_Commercial_Warehouse_Existing_Space Heating_Natural Gas_Boiler_E5 | F5 | Commercial | Warehouse | Existing | Space Heating | Natural Gas | Boiler | E5 | Utility - Cost of Operation | 0.41434 | 0.41434 | 0.41434 | 0.41434 | 0.41434 | 0.41434 | 0.41434 | 0.41434 | 0.41434 | 0.41434 | 0.41434 | 0.41434 | 0.41434 | 0.41434 | 0.41434 | 0.41434 | 0.41434 | 0.41434 | 0.41434 | 0.41434 | 0.41434 | 0.41434 | 0.41434 | 0.41434 | 0.41434 | 0.41434 | 0.41434 | 0.41434 | 0.41434 | 0.41434 | 0.41434 | 0.41434 | 0.41434
F5_Commercial_Warehouse_Existing_Space Heating_Natural Gas_Boiler_E6 | F5 | Commercial | Warehouse | Existing | Space Heating | Natural Gas | Boiler | E6 | Utility - Cost of Operation | 0 | 0 | 0 | 0 | 0 | 0 | 0 | 0 | 0 | 0 | 0 | 0 | 0 | 0 | 0 | 0 | 0 | 0 | 0 | 0 | 0 | 0 | 0 | 0 | 0 | 0 | 0 | 0 | 0 | 0 | 0 | 0 | 0
F5_Commercial_Warehouse_Existing_Space Heating_Natural Gas_Boiler_E7 | F5 | Commercial | Warehouse | Existing | Space Heating | Natural Gas | Boiler | E7 | Utility - Cost of Operation | 0 | 0 | 0 | 0 | 0 | 0 | 0 | 0 | 0 | 0 | 0 | 0 | 0 | 0 | 0 | 0 | 0 | 0 | 0 | 0 | 0 | 0 | 0 | 0 | 0 | 0 | 0 | 0 | 0 | 0 | 0 | 0 | 0
F5_Commercial_Warehouse_Existing_Space Heating_Natural Gas_Boiler_E8 | F5 | Commercial | Warehouse | Existing | Space Heating | Natural Gas | Boiler | E8 | Utility - Cost of Operation | 0 | 0 | 0 | 0 | 0 | 0 | 0 | 0 | 0 | 0 | 0 | 0 | 0 | 0 | 0 | 0 | 0 | 0 | 0 | 0 | 0 | 0 | 0 | 0 | 0 | 0 | 0 | 0 | 0 | 0 | 0 | 0 | 0
F5_Commercial_Warehouse_Existing_Space Heating_Natural Gas_Boiler_E9 | F5 | Commercial | Warehouse | Existing | Space Heating | Natural Gas | Boiler | E9 | Utility - Cost of Operation | 0 | 0 | 0 | 0 | 0 | 0 | 0 | 0 | 0 | 0 | 0 | 0 | 0 | 0 | 0 | 0 | 0 | 0 | 0 | 0 | 0 | 0 | 0 | 0 | 0 | 0 | 0 | 0 | 0 | 0 | 0 | 0 | 0
F5_Commercial_Warehouse_Existing_Space Heating_Natural Gas_Boiler_E10 | F5 | Commercial | Warehouse | Existing | Space Heating | Natural Gas | Boiler | E10 | Utility - Cost of Operation | 0 | 0 | 0 | 0 | 0 | 0 | 0 | 0 | 0 | 0 | 0 | 0 | 0 | 0 | 0 | 0 | 0 | 0 | 0 | 0 | 0 | 0 | 0 | 0 | 0 | 0 | 0 | 0 | 0 | 0 | 0 | 0 | 0
F6_Commercial_Warehouse_Existing_Space Heating_Natural Gas_Boiler_E1 | F6 | Commercial | Warehouse | Existing | Space Heating | Natural Gas | Boiler | E1 | Utility - Value of Sales | 1.2714 | 1.2673 | 1.2648 | 1.2567 | 1.2496 | 0 | 0 | 0 | 0 | 0 | 0 | 0 | 0 | 0 | 0 | 0 | 0 | 0 | 0 | 0 | 0 | 0 | 0 | 0 | 0 | 0 | 0 | 0 | 0 | 0 | 0 | 0 | 0
F6_Commercial_Warehouse_Existing_Space Heating_Natural Gas_Boiler_E2 | F6 | Commercial | Warehouse | Existing | Space Heating | Natural Gas | Boiler | E2 | Utility - Value of Sales | 1.2108 | 1.207 | 1.2046 | 1.1968 | 1.1901 | 0 | 0 | 0 | 0 | 0 | 0 | 0 | 0 | 0 | 0 | 0 | 0 | 0 | 0 | 0 | 0 | 0 | 0 | 0 | 0 | 0 | 0 | 0 | 0 | 0 | 0 | 0 | 0
F6_Commercial_Warehouse_Existing_Space Heating_Natural Gas_Boiler_E3 | F6 | Commercial | Warehouse | Existing | Space Heating | Natural Gas | Boiler | E3 | Utility - Value of Sales | 1.082 | 1.0786 | 1.0764 | 1.0695 | 1.0635 | 1.0576 | 1.0517 | 1.046 | 1.0404 | 1.035 | 1.0297 | 1.0246 | 1.0197 | 1.0151 | 1.0107 | 1.0065 | 1.0026 | 0.99894 | 0.99552 | 0.99233 | 0.9894 | 0.9867 | 0.98426 | 0.98205 | 0.9801 | 0.97838 | 0.97692 | 0.97569 | 0.97471 | 0.97398 | 0.97349 | 0.97324 | 0.97324
F6_Commercial_Warehouse_Existing_Space Heating_Natural Gas_Boiler_E4 | F6 | Commercial | Warehouse | Existing | Space Heating | Natural Gas | Boiler | E4 | Utility - Value of Sales | 1.0378 | 1.0346 | 1.0325 | 1.0259 | 1.0201 | 1.0144 | 1.0088 | 1.0033 | 0.99796 | 0.99274 | 0.98768 | 0.9828 | 0.97813 | 0.97366 | 0.96944 | 0.96545 | 0.96169 | 0.95817 | 0.95488 | 0.95183 | 0.94901 | 0.94643 | 0.94408 | 0.94197 | 0.94009 | 0.93845 | 0.93704 | 0.93587 | 0.93493 | 0.93422 | 0.93375 | 0.93352 | 0.93352
F6_Commercial_Warehouse_Existing_Space Heating_Natural Gas_Boiler_E5 | F6 | Commercial | Warehouse | Existing | Space Heating | Natural Gas | Boiler | E5 | Utility - Value of Sales | 0.78238 | 0.77991 | 0.77835 | 0.77334 | 0.769 | 0.76471 | 0.76049 | 0.75635 | 0.75231 | 0.74837 | 0.74456 | 0.74088 | 0.73736 | 0.73399 | 0.73081 | 0.7278 | 0.72497 | 0.72231 | 0.71983 | 0.71753 | 0.71541 | 0.71346 | 0.71169 | 0.7101 | 0.70869 | 0.70745 | 0.70638 | 0.7055 | 0.70479 | 0.70426 | 0.70391 | 0.70373 | 0.70373
F6_Commercial_Warehouse_Existing_Space Heating_Natural Gas_Boiler_E6 | F6 | Commercial | Warehouse | Existing | Space Heating | Natural Gas | Boiler | E6 | Utility - Value of Sales | 0 | 0 | 0 | 0 | 0 | 0 | 0 | 0 | 0 | 0 | 0 | 0 | 0 | 0 | 0 | 0 | 0 | 0 | 0 | 0 | 0 | 0 | 0 | 0 | 0 | 0 | 0 | 0 | 0 | 0 | 0 | 0 | 0
F6_Commercial_Warehouse_Existing_Space Heating_Natural Gas_Boiler_E7 | F6 | Commercial | Warehouse | Existing | Space Heating | Natural Gas | Boiler | E7 | Utility - Value of Sales | 0 | 0 | 0 | 0 | 0 | 0 | 0 | 0 | 0 | 0 | 0 | 0 | 0 | 0 | 0 | 0 | 0 | 0 | 0 | 0 | 0 | 0 | 0 | 0 | 0 | 0 | 0 | 0 | 0 | 0 | 0 | 0 | 0
F6_Commercial_Warehouse_Existing_Space Heating_Natural Gas_Boiler_E8 | F6 | Commercial | Warehouse | Existing | Space Heating | Natural Gas | Boiler | E8 | Utility - Value of Sales | 0 | 0 | 0 | 0 | 0 | 0 | 0 | 0 | 0 | 0 | 0 | 0 | 0 | 0 | 0 | 0 | 0 | 0 | 0 | 0 | 0 | 0 | 0 | 0 | 0 | 0 | 0 | 0 | 0 | 0 | 0 | 0 | 0
F6_Commercial_Warehouse_Existing_Space Heating_Natural Gas_Boiler_E9 | F6 | Commercial | Warehouse | Existing | Space Heating | Natural Gas | Boiler | E9 | Utility - Value of Sales | 0 | 0 | 0 | 0 | 0 | 0 | 0 | 0 | 0 | 0 | 0 | 0 | 0 | 0 | 0 | 0 | 0 | 0 | 0 | 0 | 0 | 0 | 0 | 0 | 0 | 0 | 0 | 0 | 0 | 0 | 0 | 0 | 0
F6_Commercial_Warehouse_Existing_Space Heating_Natural Gas_Boiler_E10 | F6 | Commercial | Warehouse | Existing | Space Heating | Natural Gas | Boiler | E10 | Utility - Value of Sales | 0 | 0 | 0 | 0 | 0 | 0 | 0 | 0 | 0 | 0 | 0 | 0 | 0 | 0 | 0 | 0 | 0 | 0 | 0 | 0 | 0 | 0 | 0 | 0 | 0 | 0 | 0 | 0 | 0 | 0 | 0 | 0 | 0
F1_Commercial_Warehouse_Existing_Space Heating_Natural Gas_Unit Heater_E1 | F1 | Commercial | Warehouse | Existing | Space Heating | Natural Gas | Unit Heater | E1 | RVT - Cost of Equipment | 0.30208 | 0.30181 | 0.30261 | 0.30018 | 0.29846 | 0 | 0 | 0 | 0 | 0 | 0 | 0 | 0 | 0 | 0 | 0 | 0 | 0 | 0 | 0 | 0 | 0 | 0 | 0 | 0 | 0 | 0 | 0 | 0 | 0 | 0 | 0 | 0
F1_Commercial_Warehouse_Existing_Space Heating_Natural Gas_Unit Heater_E2 | F1 | Commercial | Warehouse | Existing | Space Heating | Natural Gas | Unit Heater | E2 | RVT - Cost of Equipment | 0.27183 | 0.2716 | 0.27232 | 0.27013 | 0.26858 | 0.26799 | 0.26825 | 0.26829 | 0.26858 | 0.26877 | 0.2689 | 0.26895 | 0.26908 | 0.26926 | 0.26935 | 0.26949 | 0.26964 | 0.26991 | 0.27018 | 0.2706 | 0.27096 | 0.27139 | 0.27174 | 0.27219 | 0.27254 | 0.27285 | 0.27315 | 0.27348 | 0.27369 | 0.27392 | 0.27406 | 0.27423 | 0.27423
F1_Commercial_Warehouse_Existing_Space Heating_Natural Gas_Unit Heater_E3 | F1 | Commercial | Warehouse | Existing | Space Heating | Natural Gas | Unit Heater | E3 | RVT - Cost of Equipment | 0.23477 | 0.23456 | 0.23519 | 0.2333 | 0.23196 | 0.23144 | 0.23168 | 0.23171 | 0.23196 | 0.23213 | 0.23224 | 0.23228 | 0.23239 | 0.23254 | 0.23263 | 0.23274 | 0.23287 | 0.2331 | 0.23334 | 0.2337 | 0.23402 | 0.23438 | 0.23469 | 0.23508 | 0.23537 | 0.23565 | 0.23591 | 0.23619 | 0.23637 | 0.23657 | 0.23669 | 0.23684 | 0.23684
F1_Commercial_Warehouse_Existing_Space Heating_Natural Gas_Unit Heater_E4 | F1 | Commercial | Warehouse | Existing | Space Heating | Natural Gas | Unit Heater | E4 | RVT - Cost of Equipment | 0 | 0 | 0 | 0 | 0 | 0 | 0 | 0 | 0 | 0 | 0 | 0 | 0 | 0 | 0 | 0 | 0 | 0 | 0 | 0 | 0 | 0 | 0 | 0 | 0 | 0 | 0 | 0 | 0 | 0 | 0 | 0 | 0
F1_Commercial_Warehouse_Existing_Space Heating_Natural Gas_Unit Heater_E5 | F1 | Commercial | Warehouse | Existing | Space Heating | Natural Gas | Unit Heater | E5 | RVT - Cost of Equipment | 0 | 0 | 0 | 0 | 0 | 0 | 0 | 0 | 0 | 0 | 0 | 0 | 0 | 0 | 0 | 0 | 0 | 0 | 0 | 0 | 0 | 0 | 0 | 0 | 0 | 0 | 0 | 0 | 0 | 0 | 0 | 0 | 0
F1_Commercial_Warehouse_Existing_Space Heating_Natural Gas_Unit Heater_E6 | F1 | Commercial | Warehouse | Existing | Space Heating | Natural Gas | Unit Heater | E6 | RVT - Cost of Equipment | 0 | 0 | 0 | 0 | 0 | 0 | 0 | 0 | 0 | 0 | 0 | 0 | 0 | 0 | 0 | 0 | 0 | 0 | 0 | 0 | 0 | 0 | 0 | 0 | 0 | 0 | 0 | 0 | 0 | 0 | 0 | 0 | 0
F1_Commercial_Warehouse_Existing_Space Heating_Natural Gas_Unit Heater_E7 | F1 | Commercial | Warehouse | Existing | Space Heating | Natural Gas | Unit Heater | E7 | RVT - Cost of Equipment | 0 | 0 | 0 | 0 | 0 | 0 | 0 | 0 | 0 | 0 | 0 | 0 | 0 | 0 | 0 | 0 | 0 | 0 | 0 | 0 | 0 | 0 | 0 | 0 | 0 | 0 | 0 | 0 | 0 | 0 | 0 | 0 | 0
F1_Commercial_Warehouse_Existing_Space Heating_Natural Gas_Unit Heater_E8 | F1 | Commercial | Warehouse | Existing | Space Heating | Natural Gas | Unit Heater | E8 | RVT - Cost of Equipment | 0 | 0 | 0 | 0 | 0 | 0 | 0 | 0 | 0 | 0 | 0 | 0 | 0 | 0 | 0 | 0 | 0 | 0 | 0 | 0 | 0 | 0 | 0 | 0 | 0 | 0 | 0 | 0 | 0 | 0 | 0 | 0 | 0
F1_Commercial_Warehouse_Existing_Space Heating_Natural Gas_Unit Heater_E9 | F1 | Commercial | Warehouse | Existing | Space Heating | Natural Gas | Unit Heater | E9 | RVT - Cost of Equipment | 0 | 0 | 0 | 0 | 0 | 0 | 0 | 0 | 0 | 0 | 0 | 0 | 0 | 0 | 0 | 0 | 0 | 0 | 0 | 0 | 0 | 0 | 0 | 0 | 0 | 0 | 0 | 0 | 0 | 0 | 0 | 0 | 0
F1_Commercial_Warehouse_Existing_Space Heating_Natural Gas_Unit Heater_E10 | F1 | Commercial | Warehouse | Existing | Space Heating | Natural Gas | Unit Heater | E10 | RVT - Cost of Equipment | 0 | 0 | 0 | 0 | 0 | 0 | 0 | 0 | 0 | 0 | 0 | 0 | 0 | 0 | 0 | 0 | 0 | 0 | 0 | 0 | 0 | 0 | 0 | 0 | 0 | 0 | 0 | 0 | 0 | 0 | 0 | 0 | 0
F2_Commercial_Warehouse_Existing_Space Heating_Natural Gas_Unit Heater_E1 | F2 | Commercial | Warehouse | Existing | Space Heating | Natural Gas | Unit Heater | E1 | RVT - Cost of Operation | 0.36191 | 0.36159 | 0.36255 | 0.35964 | 0.35757 | 0 | 0 | 0 | 0 | 0 | 0 | 0 | 0 | 0 | 0 | 0 | 0 | 0 | 0 | 0 | 0 | 0 | 0 | 0 | 0 | 0 | 0 | 0 | 0 | 0 | 0 | 0 | 0
F2_Commercial_Warehouse_Existing_Space Heating_Natural Gas_Unit Heater_E2 | F2 | Commercial | Warehouse | Existing | Space Heating | Natural Gas | Unit Heater | E2 | RVT - Cost of Operation | 0.32568 | 0.32539 | 0.32626 | 0.32364 | 0.32178 | 0.32106 | 0.32138 | 0.32143 | 0.32178 | 0.32201 | 0.32216 | 0.32222 | 0.32237 | 0.32259 | 0.3227 | 0.32287 | 0.32304 | 0.32337 | 0.3237 | 0.32419 | 0.32463 | 0.32514 | 0.32557 | 0.3261 | 0.32652 | 0.3269 | 0.32725 | 0.32764 | 0.3279 | 0.32818 | 0.32834 | 0.32855 | 0.32855
F2_Commercial_Warehouse_Existing_Space Heating_Natural Gas_Unit Heater_E3 | F2 | Commercial | Warehouse | Existing | Space Heating | Natural Gas | Unit Heater | E3 | RVT - Cost of Operation | 0.28127 | 0.28102 | 0.28177 | 0.27951 | 0.2779 | 0.27729 | 0.27756 | 0.2776 | 0.2779 | 0.2781 | 0.27824 | 0.27828 | 0.27841 | 0.2786 | 0.2787 | 0.27884 | 0.279 | 0.27927 | 0.27956 | 0.27999 | 0.28037 | 0.28081 | 0.28118 | 0.28164 | 0.28199 | 0.28232 | 0.28263 | 0.28297 | 0.28319 | 0.28343 | 0.28357 | 0.28375 | 0.28375
F2_Commercial_Warehouse_Existing_Space Heating_Natural Gas_Unit Heater_E4 | F2 | Commercial | Warehouse | Existing | Space Heating | Natural Gas | Unit Heater | E4 | RVT - Cost of Operation | 0 | 0 | 0 | 0 | 0 | 0 | 0 | 0 | 0 | 0 | 0 | 0 | 0 | 0 | 0 | 0 | 0 | 0 | 0 | 0 | 0 | 0 | 0 | 0 | 0 | 0 | 0 | 0 | 0 | 0 | 0 | 0 | 0
F2_Commercial_Warehouse_Existing_Space Heating_Natural Gas_Unit Heater_E5 | F2 | Commercial | Warehouse | Existing | Space Heating | Natural Gas | Unit Heater | E5 | RVT - Cost of Operation | 0 | 0 | 0 | 0 | 0 | 0 | 0 | 0 | 0 | 0 | 0 | 0 | 0 | 0 | 0 | 0 | 0 | 0 | 0 | 0 | 0 | 0 | 0 | 0 | 0 | 0 | 0 | 0 | 0 | 0 | 0 | 0 | 0
F2_Commercial_Warehouse_Existing_Space Heating_Natural Gas_Unit Heater_E6 | F2 | Commercial | Warehouse | Existing | Space Heating | Natural Gas | Unit Heater | E6 | RVT - Cost of Operation | 0 | 0 | 0 | 0 | 0 | 0 | 0 | 0 | 0 | 0 | 0 | 0 | 0 | 0 | 0 | 0 | 0 | 0 | 0 | 0 | 0 | 0 | 0 | 0 | 0 | 0 | 0 | 0 | 0 | 0 | 0 | 0 | 0
F2_Commercial_Warehouse_Existing_Space Heating_Natural Gas_Unit Heater_E7 | F2 | Commercial | Warehouse | Existing | Space Heating | Natural Gas | Unit Heater | E7 | RVT - Cost of Operation | 0 | 0 | 0 | 0 | 0 | 0 | 0 | 0 | 0 | 0 | 0 | 0 | 0 | 0 | 0 | 0 | 0 | 0 | 0 | 0 | 0 | 0 | 0 | 0 | 0 | 0 | 0 | 0 | 0 | 0 | 0 | 0 | 0
F2_Commercial_Warehouse_Existing_Space Heating_Natural Gas_Unit Heater_E8 | F2 | Commercial | Warehouse | Existing | Space Heating | Natural Gas | Unit Heater | E8 | RVT - Cost of Operation | 0 | 0 | 0 | 0 | 0 | 0 | 0 | 0 | 0 | 0 | 0 | 0 | 0 | 0 | 0 | 0 | 0 | 0 | 0 | 0 | 0 | 0 | 0 | 0 | 0 | 0 | 0 | 0 | 0 | 0 | 0 | 0 | 0
F2_Commercial_Warehouse_Existing_Space Heating_Natural Gas_Unit Heater_E9 | F2 | Commercial | Warehouse | Existing | Space Heating | Natural Gas | Unit Heater | E9 | RVT - Cost of Operation | 0 | 0 | 0 | 0 | 0 | 0 | 0 | 0 | 0 | 0 | 0 | 0 | 0 | 0 | 0 | 0 | 0 | 0 | 0 | 0 | 0 | 0 | 0 | 0 | 0 | 0 | 0 | 0 | 0 | 0 | 0 | 0 | 0
F2_Commercial_Warehouse_Existing_Space Heating_Natural Gas_Unit Heater_E10 | F2 | Commercial | Warehouse | Existing | Space Heating | Natural Gas | Unit Heater | E10 | RVT - Cost of Operation | 0 | 0 | 0 | 0 | 0 | 0 | 0 | 0 | 0 | 0 | 0 | 0 | 0 | 0 | 0 | 0 | 0 | 0 | 0 | 0 | 0 | 0 | 0 | 0 | 0 | 0 | 0 | 0 | 0 | 0 | 0 | 0 | 0
F3_Commercial_Warehouse_Existing_Space Heating_Natural Gas_Unit Heater_E1 | F3 | Commercial | Warehouse | Existing | Space Heating | Natural Gas | Unit Heater | E1 | System - kBTUs of Consumption | 0.011809 | 0.011809 | 0.011809 | 0.011809 | 0.011809 | 0 | 0 | 0 | 0 | 0 | 0 | 0 | 0 | 0 | 0 | 0 | 0 | 0 | 0 | 0 | 0 | 0 | 0 | 0 | 0 | 0 | 0 | 0 | 0 | 0 | 0 | 0 | 0
F3_Commercial_Warehouse_Existing_Space Heating_Natural Gas_Unit Heater_E2 | F3 | Commercial | Warehouse | Existing | Space Heating | Natural Gas | Unit Heater | E2 | System - kBTUs of Consumption | 0.037762 | 0.037762 | 0.037762 | 0.037762 | 0.037762 | 0.037762 | 0.037762 | 0.037762 | 0.037762 | 0.037762 | 0.037762 | 0.037762 | 0.037762 | 0.037762 | 0.037762 | 0.037762 | 0.037762 | 0.037762 | 0.037762 | 0.037762 | 0.037762 | 0.037762 | 0.037762 | 0.037762 | 0.037762 | 0.037762 | 0.037762 | 0.037762 | 0.037762 | 0.037762 | 0.037762 | 0.037762 | 0.037762
F3_Commercial_Warehouse_Existing_Space Heating_Natural Gas_Unit Heater_E3 | F3 | Commercial | Warehouse | Existing | Space Heating | Natural Gas | Unit Heater | E3 | System - kBTUs of Consumption | 0.016313 | 0.016313 | 0.016313 | 0.016313 | 0.016313 | 0.016313 | 0.016313 | 0.016313 | 0.016313 | 0.016313 | 0.016313 | 0.016313 | 0.016313 | 0.016313 | 0.016313 | 0.016313 | 0.016313 | 0.016313 | 0.016313 | 0.016313 | 0.016313 | 0.016313 | 0.016313 | 0.016313 | 0.016313 | 0.016313 | 0.016313 | 0.016313 | 0.016313 | 0.016313 | 0.016313 | 0.016313 | 0.016313
F3_Commercial_Warehouse_Existing_Space Heating_Natural Gas_Unit Heater_E4 | F3 | Commercial | Warehouse | Existing | Space Heating | Natural Gas | Unit Heater | E4 | System - kBTUs of Consumption | 0 | 0 | 0 | 0 | 0 | 0 | 0 | 0 | 0 | 0 | 0 | 0 | 0 | 0 | 0 | 0 | 0 | 0 | 0 | 0 | 0 | 0 | 0 | 0 | 0 | 0 | 0 | 0 | 0 | 0 | 0 | 0 | 0
F3_Commercial_Warehouse_Existing_Space Heating_Natural Gas_Unit Heater_E5 | F3 | Commercial | Warehouse | Existing | Space Heating | Natural Gas | Unit Heater | E5 | System - kBTUs of Consumption | 0 | 0 | 0 | 0 | 0 | 0 | 0 | 0 | 0 | 0 | 0 | 0 | 0 | 0 | 0 | 0 | 0 | 0 | 0 | 0 | 0 | 0 | 0 | 0 | 0 | 0 | 0 | 0 | 0 | 0 | 0 | 0 | 0
F3_Commercial_Warehouse_Existing_Space Heating_Natural Gas_Unit Heater_E6 | F3 | Commercial | Warehouse | Existing | Space Heating | Natural Gas | Unit Heater | E6 | System - kBTUs of Consumption | 0 | 0 | 0 | 0 | 0 | 0 | 0 | 0 | 0 | 0 | 0 | 0 | 0 | 0 | 0 | 0 | 0 | 0 | 0 | 0 | 0 | 0 | 0 | 0 | 0 | 0 | 0 | 0 | 0 | 0 | 0 | 0 | 0
F3_Commercial_Warehouse_Existing_Space Heating_Natural Gas_Unit Heater_E7 | F3 | Commercial | Warehouse | Existing | Space Heating | Natural Gas | Unit Heater | E7 | System - kBTUs of Consumption | 0 | 0 | 0 | 0 | 0 | 0 | 0 | 0 | 0 | 0 | 0 | 0 | 0 | 0 | 0 | 0 | 0 | 0 | 0 | 0 | 0 | 0 | 0 | 0 | 0 | 0 | 0 | 0 | 0 | 0 | 0 | 0 | 0
F3_Commercial_Warehouse_Existing_Space Heating_Natural Gas_Unit Heater_E8 | F3 | Commercial | Warehouse | Existing | Space Heating | Natural Gas | Unit Heater | E8 | System - kBTUs of Consumption | 0 | 0 | 0 | 0 | 0 | 0 | 0 | 0 | 0 | 0 | 0 | 0 | 0 | 0 | 0 | 0 | 0 | 0 | 0 | 0 | 0 | 0 | 0 | 0 | 0 | 0 | 0 | 0 | 0 | 0 | 0 | 0 | 0
F3_Commercial_Warehouse_Existing_Space Heating_Natural Gas_Unit Heater_E9 | F3 | Commercial | Warehouse | Existing | Space Heating | Natural Gas | Unit Heater | E9 | System - kBTUs of Consumption | 0 | 0 | 0 | 0 | 0 | 0 | 0 | 0 | 0 | 0 | 0 | 0 | 0 | 0 | 0 | 0 | 0 | 0 | 0 | 0 | 0 | 0 | 0 | 0 | 0 | 0 | 0 | 0 | 0 | 0 | 0 | 0 | 0
F3_Commercial_Warehouse_Existing_Space Heating_Natural Gas_Unit Heater_E10 | F3 | Commercial | Warehouse | Existing | Space Heating | Natural Gas | Unit Heater | E10 | System - kBTUs of Consumption | 0 | 0 | 0 | 0 | 0 | 0 | 0 | 0 | 0 | 0 | 0 | 0 | 0 | 0 | 0 | 0 | 0 | 0 | 0 | 0 | 0 | 0 | 0 | 0 | 0 | 0 | 0 | 0 | 0 | 0 | 0 | 0 | 0
F4_Commercial_Warehouse_Existing_Space Heating_Natural Gas_Unit Heater_E1 | F4 | Commercial | Warehouse | Existing | Space Heating | Natural Gas | Unit Heater | E1 | Utility - Cost of Equipment | 0.36191 | 0.36159 | 0.36255 | 0.35964 | 0.35757 | 0 | 0 | 0 | 0 | 0 | 0 | 0 | 0 | 0 | 0 | 0 | 0 | 0 | 0 | 0 | 0 | 0 | 0 | 0 | 0 | 0 | 0 | 0 | 0 | 0 | 0 | 0 | 0
F4_Commercial_Warehouse_Existing_Space Heating_Natural Gas_Unit Heater_E2 | F4 | Commercial | Warehouse | Existing | Space Heating | Natural Gas | Unit Heater | E2 | Utility - Cost of Equipment | 0.32568 | 0.32539 | 0.32626 | 0.32364 | 0.32178 | 0.32106 | 0.32138 | 0.32143 | 0.32178 | 0.32201 | 0.32216 | 0.32222 | 0.32237 | 0.32259 | 0.3227 | 0.32287 | 0.32304 | 0.32337 | 0.3237 | 0.32419 | 0.32463 | 0.32514 | 0.32557 | 0.3261 | 0.32652 | 0.3269 | 0.32725 | 0.32764 | 0.3279 | 0.32818 | 0.32834 | 0.32855 | 0.32855
F4_Commercial_Warehouse_Existing_Space Heating_Natural Gas_Unit Heater_E3 | F4 | Commercial | Warehouse | Existing | Space Heating | Natural Gas | Unit Heater | E3 | Utility - Cost of Equipment | 0.28127 | 0.28102 | 0.28177 | 0.27951 | 0.2779 | 0.27729 | 0.27756 | 0.2776 | 0.2779 | 0.2781 | 0.27824 | 0.27828 | 0.27841 | 0.2786 | 0.2787 | 0.27884 | 0.279 | 0.27927 | 0.27956 | 0.27999 | 0.28037 | 0.28081 | 0.28118 | 0.28164 | 0.28199 | 0.28232 | 0.28263 | 0.28297 | 0.28319 | 0.28343 | 0.28357 | 0.28375 | 0.28375
F4_Commercial_Warehouse_Existing_Space Heating_Natural Gas_Unit Heater_E4 | F4 | Commercial | Warehouse | Existing | Space Heating | Natural Gas | Unit Heater | E4 | Utility - Cost of Equipment | 0 | 0 | 0 | 0 | 0 | 0 | 0 | 0 | 0 | 0 | 0 | 0 | 0 | 0 | 0 | 0 | 0 | 0 | 0 | 0 | 0 | 0 | 0 | 0 | 0 | 0 | 0 | 0 | 0 | 0 | 0 | 0 | 0
F4_Commercial_Warehouse_Existing_Space Heating_Natural Gas_Unit Heater_E5 | F4 | Commercial | Warehouse | Existing | Space Heating | Natural Gas | Unit Heater | E5 | Utility - Cost of Equipment | 0 | 0 | 0 | 0 | 0 | 0 | 0 | 0 | 0 | 0 | 0 | 0 | 0 | 0 | 0 | 0 | 0 | 0 | 0 | 0 | 0 | 0 | 0 | 0 | 0 | 0 | 0 | 0 | 0 | 0 | 0 | 0 | 0
F4_Commercial_Warehouse_Existing_Space Heating_Natural Gas_Unit Heater_E6 | F4 | Commercial | Warehouse | Existing | Space Heating | Natural Gas | Unit Heater | E6 | Utility - Cost of Equipment | 0 | 0 | 0 | 0 | 0 | 0 | 0 | 0 | 0 | 0 | 0 | 0 | 0 | 0 | 0 | 0 | 0 | 0 | 0 | 0 | 0 | 0 | 0 | 0 | 0 | 0 | 0 | 0 | 0 | 0 | 0 | 0 | 0
F4_Commercial_Warehouse_Existing_Space Heating_Natural Gas_Unit Heater_E7 | F4 | Commercial | Warehouse | Existing | Space Heating | Natural Gas | Unit Heater | E7 | Utility - Cost of Equipment | 0 | 0 | 0 | 0 | 0 | 0 | 0 | 0 | 0 | 0 | 0 | 0 | 0 | 0 | 0 | 0 | 0 | 0 | 0 | 0 | 0 | 0 | 0 | 0 | 0 | 0 | 0 | 0 | 0 | 0 | 0 | 0 | 0
F4_Commercial_Warehouse_Existing_Space Heating_Natural Gas_Unit Heater_E8 | F4 | Commercial | Warehouse | Existing | Space Heating | Natural Gas | Unit Heater | E8 | Utility - Cost of Equipment | 0 | 0 | 0 | 0 | 0 | 0 | 0 | 0 | 0 | 0 | 0 | 0 | 0 | 0 | 0 | 0 | 0 | 0 | 0 | 0 | 0 | 0 | 0 | 0 | 0 | 0 | 0 | 0 | 0 | 0 | 0 | 0 | 0
F4_Commercial_Warehouse_Existing_Space Heating_Natural Gas_Unit Heater_E9 | F4 | Commercial | Warehouse | Existing | Space Heating | Natural Gas | Unit Heater | E9 | Utility - Cost of Equipment | 0 | 0 | 0 | 0 | 0 | 0 | 0 | 0 | 0 | 0 | 0 | 0 | 0 | 0 | 0 | 0 | 0 | 0 | 0 | 0 | 0 | 0 | 0 | 0 | 0 | 0 | 0 | 0 | 0 | 0 | 0 | 0 | 0
F4_Commercial_Warehouse_Existing_Space Heating_Natural Gas_Unit Heater_E10 | F4 | Commercial | Warehouse | Existing | Space Heating | Natural Gas | Unit Heater | E10 | Utility - Cost of Equipment | 0 | 0 | 0 | 0 | 0 | 0 | 0 | 0 | 0 | 0 | 0 | 0 | 0 | 0 | 0 | 0 | 0 | 0 | 0 | 0 | 0 | 0 | 0 | 0 | 0 | 0 | 0 | 0 | 0 | 0 | 0 | 0 | 0
F5_Commercial_Warehouse_Existing_Space Heating_Natural Gas_Unit Heater_E1 | F5 | Commercial | Warehouse | Existing | Space Heating | Natural Gas | Unit Heater | E1 | Utility - Cost of Operation | 0.011809 | 0.011809 | 0.011809 | 0.011809 | 0.011809 | 0 | 0 | 0 | 0 | 0 | 0 | 0 | 0 | 0 | 0 | 0 | 0 | 0 | 0 | 0 | 0 | 0 | 0 | 0 | 0 | 0 | 0 | 0 | 0 | 0 | 0 | 0 | 0
F5_Commercial_Warehouse_Existing_Space Heating_Natural Gas_Unit Heater_E2 | F5 | Commercial | Warehouse | Existing | Space Heating | Natural Gas | Unit Heater | E2 | Utility - Cost of Operation | 0.037762 | 0.037762 | 0.037762 | 0.037762 | 0.037762 | 0.037762 | 0.037762 | 0.037762 | 0.037762 | 0.037762 | 0.037762 | 0.037762 | 0.037762 | 0.037762 | 0.037762 | 0.037762 | 0.037762 | 0.037762 | 0.037762 | 0.037762 | 0.037762 | 0.037762 | 0.037762 | 0.037762 | 0.037762 | 0.037762 | 0.037762 | 0.037762 | 0.037762 | 0.037762 | 0.037762 | 0.037762 | 0.037762
F5_Commercial_Warehouse_Existing_Space Heating_Natural Gas_Unit Heater_E3 | F5 | Commercial | Warehouse | Existing | Space Heating | Natural Gas | Unit Heater | E3 | Utility - Cost of Operation | 0.016313 | 0.016313 | 0.016313 | 0.016313 | 0.016313 | 0.016313 | 0.016313 | 0.016313 | 0.016313 | 0.016313 | 0.016313 | 0.016313 | 0.016313 | 0.016313 | 0.016313 | 0.016313 | 0.016313 | 0.016313 | 0.016313 | 0.016313 | 0.016313 | 0.016313 | 0.016313 | 0.016313 | 0.016313 | 0.016313 | 0.016313 | 0.016313 | 0.016313 | 0.016313 | 0.016313 | 0.016313 | 0.016313
F5_Commercial_Warehouse_Existing_Space Heating_Natural Gas_Unit Heater_E4 | F5 | Commercial | Warehouse | Existing | Space Heating | Natural Gas | Unit Heater | E4 | Utility - Cost of Operation | 0 | 0 | 0 | 0 | 0 | 0 | 0 | 0 | 0 | 0 | 0 | 0 | 0 | 0 | 0 | 0 | 0 | 0 | 0 | 0 | 0 | 0 | 0 | 0 | 0 | 0 | 0 | 0 | 0 | 0 | 0 | 0 | 0
F5_Commercial_Warehouse_Existing_Space Heating_Natural Gas_Unit Heater_E5 | F5 | Commercial | Warehouse | Existing | Space Heating | Natural Gas | Unit Heater | E5 | Utility - Cost of Operation | 0 | 0 | 0 | 0 | 0 | 0 | 0 | 0 | 0 | 0 | 0 | 0 | 0 | 0 | 0 | 0 | 0 | 0 | 0 | 0 | 0 | 0 | 0 | 0 | 0 | 0 | 0 | 0 | 0 | 0 | 0 | 0 | 0
F5_Commercial_Warehouse_Existing_Space Heating_Natural Gas_Unit Heater_E6 | F5 | Commercial | Warehouse | Existing | Space Heating | Natural Gas | Unit Heater | E6 | Utility - Cost of Operation | 0 | 0 | 0 | 0 | 0 | 0 | 0 | 0 | 0 | 0 | 0 | 0 | 0 | 0 | 0 | 0 | 0 | 0 | 0 | 0 | 0 | 0 | 0 | 0 | 0 | 0 | 0 | 0 | 0 | 0 | 0 | 0 | 0
F5_Commercial_Warehouse_Existing_Space Heating_Natural Gas_Unit Heater_E7 | F5 | Commercial | Warehouse | Existing | Space Heating | Natural Gas | Unit Heater | E7 | Utility - Cost of Operation | 0 | 0 | 0 | 0 | 0 | 0 | 0 | 0 | 0 | 0 | 0 | 0 | 0 | 0 | 0 | 0 | 0 | 0 | 0 | 0 | 0 | 0 | 0 | 0 | 0 | 0 | 0 | 0 | 0 | 0 | 0 | 0 | 0
F5_Commercial_Warehouse_Existing_Space Heating_Natural Gas_Unit Heater_E8 | F5 | Commercial | Warehouse | Existing | Space Heating | Natural Gas | Unit Heater | E8 | Utility - Cost of Operation | 0 | 0 | 0 | 0 | 0 | 0 | 0 | 0 | 0 | 0 | 0 | 0 | 0 | 0 | 0 | 0 | 0 | 0 | 0 | 0 | 0 | 0 | 0 | 0 | 0 | 0 | 0 | 0 | 0 | 0 | 0 | 0 | 0
F5_Commercial_Warehouse_Existing_Space Heating_Natural Gas_Unit Heater_E9 | F5 | Commercial | Warehouse | Existing | Space Heating | Natural Gas | Unit Heater | E9 | Utility - Cost of Operation | 0 | 0 | 0 | 0 | 0 | 0 | 0 | 0 | 0 | 0 | 0 | 0 | 0 | 0 | 0 | 0 | 0 | 0 | 0 | 0 | 0 | 0 | 0 | 0 | 0 | 0 | 0 | 0 | 0 | 0 | 0 | 0 | 0
F5_Commercial_Warehouse_Existing_Space Heating_Natural Gas_Unit Heater_E10 | F5 | Commercial | Warehouse | Existing | Space Heating | Natural Gas | Unit Heater | E10 | Utility - Cost of Operation | 0 | 0 | 0 | 0 | 0 | 0 | 0 | 0 | 0 | 0 | 0 | 0 | 0 | 0 | 0 | 0 | 0 | 0 | 0 | 0 | 0 | 0 | 0 | 0 | 0 | 0 | 0 | 0 | 0 | 0 | 0 | 0 | 0
F6_Commercial_Warehouse_Existing_Space Heating_Natural Gas_Unit Heater_E1 | F6 | Commercial | Warehouse | Existing | Space Heating | Natural Gas | Unit Heater | E1 | Utility - Value of Sales | 0.14055 | 0.14049 | 0.14075 | 0.13976 | 0.13899 | 0 | 0 | 0 | 0 | 0 | 0 | 0 | 0 | 0 | 0 | 0 | 0 | 0 | 0 | 0 | 0 | 0 | 0 | 0 | 0 | 0 | 0 | 0 | 0 | 0 | 0 | 0 | 0
F6_Commercial_Warehouse_Existing_Space Heating_Natural Gas_Unit Heater_E2 | F6 | Commercial | Warehouse | Existing | Space Heating | Natural Gas | Unit Heater | E2 | Utility - Value of Sales | 0.12648 | 0.12642 | 0.12666 | 0.12577 | 0.12507 | 0.12438 | 0.12368 | 0.12299 | 0.1223 | 0.1216 | 0.12091 | 0.12022 | 0.11952 | 0.11883 | 0.11814 | 0.11744 | 0.11675 | 0.11606 | 0.11537 | 0.1147 | 0.11406 | 0.11345 | 0.11288 | 0.11236 | 0.1119 | 0.11149 | 0.11115 | 0.11086 | 0.11063 | 0.11045 | 0.11034 | 0.11028 | 0.11028
F6_Commercial_Warehouse_Existing_Space Heating_Natural Gas_Unit Heater_E3 | F6 | Commercial | Warehouse | Existing | Space Heating | Natural Gas | Unit Heater | E3 | Utility - Value of Sales | 0.10923 | 0.10919 | 0.10939 | 0.10862 | 0.10802 | 0.10742 | 0.10682 | 0.10622 | 0.10562 | 0.10502 | 0.10442 | 0.10382 | 0.10323 | 0.10263 | 0.10203 | 0.10143 | 0.10083 | 0.10023 | 0.09964 | 0.099063 | 0.098507 | 0.097979 | 0.097487 | 0.097038 | 0.096639 | 0.09629 | 0.09599 | 0.095741 | 0.095541 | 0.095392 | 0.095292 | 0.095242 | 0.095242
F6_Commercial_Warehouse_Existing_Space Heating_Natural Gas_Unit Heater_E4 | F6 | Commercial | Warehouse | Existing | Space Heating | Natural Gas | Unit Heater | E4 | Utility - Value of Sales | 0 | 0 | 0 | 0 | 0 | 0 | 0 | 0 | 0 | 0 | 0 | 0 | 0 | 0 | 0 | 0 | 0 | 0 | 0 | 0 | 0 | 0 | 0 | 0 | 0 | 0 | 0 | 0 | 0 | 0 | 0 | 0 | 0
F6_Commercial_Warehouse_Existing_Space Heating_Natural Gas_Unit Heater_E5 | F6 | Commercial | Warehouse | Existing | Space Heating | Natural Gas | Unit Heater | E5 | Utility - Value of Sales | 0 | 0 | 0 | 0 | 0 | 0 | 0 | 0 | 0 | 0 | 0 | 0 | 0 | 0 | 0 | 0 | 0 | 0 | 0 | 0 | 0 | 0 | 0 | 0 | 0 | 0 | 0 | 0 | 0 | 0 | 0 | 0 | 0
F6_Commercial_Warehouse_Existing_Space Heating_Natural Gas_Unit Heater_E6 | F6 | Commercial | Warehouse | Existing | Space Heating | Natural Gas | Unit Heater | E6 | Utility - Value of Sales | 0 | 0 | 0 | 0 | 0 | 0 | 0 | 0 | 0 | 0 | 0 | 0 | 0 | 0 | 0 | 0 | 0 | 0 | 0 | 0 | 0 | 0 | 0 | 0 | 0 | 0 | 0 | 0 | 0 | 0 | 0 | 0 | 0
F6_Commercial_Warehouse_Existing_Space Heating_Natural Gas_Unit Heater_E7 | F6 | Commercial | Warehouse | Existing | Space Heating | Natural Gas | Unit Heater | E7 | Utility - Value of Sales | 0 | 0 | 0 | 0 | 0 | 0 | 0 | 0 | 0 | 0 | 0 | 0 | 0 | 0 | 0 | 0 | 0 | 0 | 0 | 0 | 0 | 0 | 0 | 0 | 0 | 0 | 0 | 0 | 0 | 0 | 0 | 0 | 0
F6_Commercial_Warehouse_Existing_Space Heating_Natural Gas_Unit Heater_E8 | F6 | Commercial | Warehouse | Existing | Space Heating | Natural Gas | Unit Heater | E8 | Utility - Value of Sales | 0 | 0 | 0 | 0 | 0 | 0 | 0 | 0 | 0 | 0 | 0 | 0 | 0 | 0 | 0 | 0 | 0 | 0 | 0 | 0 | 0 | 0 | 0 | 0 | 0 | 0 | 0 | 0 | 0 | 0 | 0 | 0 | 0
F6_Commercial_Warehouse_Existing_Space Heating_Natural Gas_Unit Heater_E9 | F6 | Commercial | Warehouse | Existing | Space Heating | Natural Gas | Unit Heater | E9 | Utility - Value of Sales | 0 | 0 | 0 | 0 | 0 | 0 | 0 | 0 | 0 | 0 | 0 | 0 | 0 | 0 | 0 | 0 | 0 | 0 | 0 | 0 | 0 | 0 | 0 | 0 | 0 | 0 | 0 | 0 | 0 | 0 | 0 | 0 | 0
F6_Commercial_Warehouse_Existing_Space Heating_Natural Gas_Unit Heater_E10 | F6 | Commercial | Warehouse | Existing | Space Heating | Natural Gas | Unit Heater | E10 | Utility - Value of Sales | 0 | 0 | 0 | 0 | 0 | 0 | 0 | 0 | 0 | 0 | 0 | 0 | 0 | 0 | 0 | 0 | 0 | 0 | 0 | 0 | 0 | 0 | 0 | 0 | 0 | 0 | 0 | 0 | 0 | 0 | 0 | 0 | 0
F1_Commercial_Warehouse_Existing_Water Heating_Natural Gas_Water Heater_E1 | F1 | Commercial | Warehouse | Existing | Water Heating | Natural Gas | Water Heater | E1 | RVT - Cost of Equipment | 0.080828 | 0.080707 | 0.081006 | 0.080323 | 0.07989 | 0.080223 | 0.08123 | 0.082027 | 0.083015 | 0.083949 | 0.084883 | 0.08574 | 0.086662 | 0.087624 | 0.088545 | 0.089483 | 0.090436 | 0.091474 | 0.092553 | 0.093694 | 0.094819 | 0.095991 | 0.097079 | 0.098203 | 0.099198 | 0.10006 | 0.10085 | 0.10153 | 0.10206 | 0.1025 | 0.10274 | 0.10291 | 0.10291
F1_Commercial_Warehouse_Existing_Water Heating_Natural Gas_Water Heater_E2 | F1 | Commercial | Warehouse | Existing | Water Heating | Natural Gas | Water Heater | E2 | RVT - Cost of Equipment | 0.07983 | 0.07971 | 0.080006 | 0.079331 | 0.078904 | 0.079233 | 0.080227 | 0.081014 | 0.08199 | 0.082912 | 0.083835 | 0.084681 | 0.085592 | 0.086542 | 0.087452 | 0.088379 | 0.089319 | 0.090345 | 0.091411 | 0.092537 | 0.093648 | 0.094806 | 0.095881 | 0.096991 | 0.097974 | 0.098828 | 0.099603 | 0.10028 | 0.1008 | 0.10123 | 0.10147 | 0.10164 | 0.10164
F1_Commercial_Warehouse_Existing_Water Heating_Natural Gas_Water Heater_E3 | F1 | Commercial | Warehouse | Existing | Water Heating | Natural Gas | Water Heater | E3 | RVT - Cost of Equipment | 0.07348 | 0.07337 | 0.073642 | 0.073021 | 0.072627 | 0.07293 | 0.073846 | 0.07457 | 0.075468 | 0.076317 | 0.077166 | 0.077945 | 0.078784 | 0.079658 | 0.080496 | 0.081348 | 0.082214 | 0.083159 | 0.08414 | 0.085176 | 0.086199 | 0.087264 | 0.088254 | 0.089276 | 0.09018 | 0.090967 | 0.09168 | 0.092299 | 0.092782 | 0.09318 | 0.093402 | 0.093551 | 0.093551
F1_Commercial_Warehouse_Existing_Water Heating_Natural Gas_Water Heater_E4 | F1 | Commercial | Warehouse | Existing | Water Heating | Natural Gas | Water Heater | E4 | RVT - Cost of Equipment | 0.06879 | 0.068687 | 0.068941 | 0.06836 | 0.067992 | 0.068275 | 0.069132 | 0.06981 | 0.070651 | 0.071446 | 0.07224 | 0.07297 | 0.073755 | 0.074574 | 0.075358 | 0.076156 | 0.076967 | 0.077851 | 0.078769 | 0.079739 | 0.080697 | 0.081694 | 0.082621 | 0.083577 | 0.084424 | 0.08516 | 0.085828 | 0.086407 | 0.086859 | 0.087232 | 0.08744 | 0.08758 | 0.08758
F1_Commercial_Warehouse_Existing_Water Heating_Natural Gas_Water Heater_E5 | F1 | Commercial | Warehouse | Existing | Water Heating | Natural Gas | Water Heater | E5 | RVT - Cost of Equipment | 0.067357 | 0.067256 | 0.067505 | 0.066936 | 0.066575 | 0.066853 | 0.067692 | 0.068356 | 0.069179 | 0.069957 | 0.070735 | 0.07145 | 0.072218 | 0.07302 | 0.073788 | 0.074569 | 0.075363 | 0.076229 | 0.077128 | 0.078078 | 0.079016 | 0.079992 | 0.0809 | 0.081836 | 0.082665 | 0.083386 | 0.08404 | 0.084607 | 0.08505 | 0.085415 | 0.085619 | 0.085755 | 0.085755
F1_Commercial_Warehouse_Existing_Water Heating_Natural Gas_Water Heater_E6 | F1 | Commercial | Warehouse | Existing | Water Heating | Natural Gas | Water Heater | E6 | RVT - Cost of Equipment | 0.065982 | 0.065883 | 0.066127 | 0.06557 | 0.065216 | 0.065488 | 0.06631 | 0.066961 | 0.067767 | 0.068529 | 0.069292 | 0.069992 | 0.070745 | 0.07153 | 0.072282 | 0.073048 | 0.073825 | 0.074673 | 0.075554 | 0.076485 | 0.077403 | 0.07836 | 0.079249 | 0.080166 | 0.080978 | 0.081684 | 0.082325 | 0.082881 | 0.083314 | 0.083672 | 0.083871 | 0.084005 | 0.084005
F1_Commercial_Warehouse_Existing_Water Heating_Natural Gas_Water Heater_E7 | F1 | Commercial | Warehouse | Existing | Water Heating | Natural Gas | Water Heater | E7 | RVT - Cost of Equipment | 0.043178 | 0.043229 | 0.043452 | 0.043248 | 0.043153 | 0.043383 | 0.043903 | 0.044335 | 0.044853 | 0.045359 | 0.045869 | 0.046352 | 0.046866 | 0.047397 | 0.047914 | 0.048443 | 0.048975 | 0.04954 | 0.050114 | 0.050697 | 0.051251 | 0.051802 | 0.052297 | 0.05279 | 0.053218 | 0.05359 | 0.053927 | 0.05422 | 0.054448 | 0.054637 | 0.054742 | 0.054812 | 0.054812
F1_Commercial_Warehouse_Existing_Water Heating_Natural Gas_Water Heater_E8 | F1 | Commercial | Warehouse | Existing | Water Heating | Natural Gas | Water Heater | E8 | RVT - Cost of Equipment | 0 | 0 | 0 | 0 | 0 | 0 | 0 | 0 | 0 | 0 | 0 | 0 | 0 | 0 | 0 | 0 | 0 | 0 | 0 | 0 | 0 | 0 | 0 | 0 | 0 | 0 | 0 | 0 | 0 | 0 | 0 | 0 | 0
F1_Commercial_Warehouse_Existing_Water Heating_Natural Gas_Water Heater_E9 | F1 | Commercial | Warehouse | Existing | Water Heating | Natural Gas | Water Heater | E9 | RVT - Cost of Equipment | 0 | 0 | 0 | 0 | 0 | 0 | 0 | 0 | 0 | 0 | 0 | 0 | 0 | 0 | 0 | 0 | 0 | 0 | 0 | 0 | 0 | 0 | 0 | 0 | 0 | 0 | 0 | 0 | 0 | 0 | 0 | 0 | 0
F1_Commercial_Warehouse_Existing_Water Heating_Natural Gas_Water Heater_E10 | F1 | Commercial | Warehouse | Existing | Water Heating | Natural Gas | Water Heater | E10 | RVT - Cost of Equipment | 0 | 0 | 0 | 0 | 0 | 0 | 0 | 0 | 0 | 0 | 0 | 0 | 0 | 0 | 0 | 0 | 0 | 0 | 0 | 0 | 0 | 0 | 0 | 0 | 0 | 0 | 0 | 0 | 0 | 0 | 0 | 0 | 0
F2_Commercial_Warehouse_Existing_Water Heating_Natural Gas_Water Heater_E1 | F2 | Commercial | Warehouse | Existing | Water Heating | Natural Gas | Water Heater | E1 | RVT - Cost of Operation | 0.096837 | 0.096692 | 0.09705 | 0.096232 | 0.095713 | 0.096112 | 0.097319 | 0.098273 | 0.099457 | 0.10058 | 0.10169 | 0.10272 | 0.10383 | 0.10498 | 0.10608 | 0.10721 | 0.10835 | 0.10959 | 0.11089 | 0.11225 | 0.1136 | 0.115 | 0.11631 | 0.11765 | 0.11885 | 0.11988 | 0.12082 | 0.12164 | 0.12227 | 0.1228 | 0.12309 | 0.12329 | 0.12329
F2_Commercial_Warehouse_Existing_Water Heating_Natural Gas_Water Heater_E2 | F2 | Commercial | Warehouse | Existing | Water Heating | Natural Gas | Water Heater | E2 | RVT - Cost of Operation | 0.095642 | 0.095498 | 0.095852 | 0.095044 | 0.094532 | 0.094926 | 0.096117 | 0.09706 | 0.09823 | 0.099334 | 0.10044 | 0.10145 | 0.10254 | 0.10368 | 0.10477 | 0.10588 | 0.10701 | 0.10824 | 0.10952 | 0.11087 | 0.1122 | 0.11358 | 0.11487 | 0.1162 | 0.11738 | 0.1184 | 0.11933 | 0.12014 | 0.12076 | 0.12128 | 0.12157 | 0.12177 | 0.12177
F2_Commercial_Warehouse_Existing_Water Heating_Natural Gas_Water Heater_E3 | F2 | Commercial | Warehouse | Existing | Water Heating | Natural Gas | Water Heater | E3 | RVT - Cost of Operation | 0.088034 | 0.087902 | 0.088227 | 0.087484 | 0.087012 | 0.087375 | 0.088472 | 0.089339 | 0.090416 | 0.091433 | 0.09245 | 0.093384 | 0.094388 | 0.095436 | 0.096439 | 0.097461 | 0.098498 | 0.099629 | 0.1008 | 0.10205 | 0.10327 | 0.10455 | 0.10573 | 0.10696 | 0.10804 | 0.10898 | 0.10984 | 0.11058 | 0.11116 | 0.11164 | 0.1119 | 0.11208 | 0.11208
F2_Commercial_Warehouse_Existing_Water Heating_Natural Gas_Water Heater_E4 | F2 | Commercial | Warehouse | Existing | Water Heating | Natural Gas | Water Heater | E4 | RVT - Cost of Operation | 0.082415 | 0.082291 | 0.082596 | 0.0819 | 0.081458 | 0.081798 | 0.082825 | 0.083637 | 0.084645 | 0.085596 | 0.086549 | 0.087423 | 0.088363 | 0.089344 | 0.090283 | 0.09124 | 0.092211 | 0.09327 | 0.09437 | 0.095533 | 0.09668 | 0.097875 | 0.098985 | 0.10013 | 0.10115 | 0.10203 | 0.10283 | 0.10352 | 0.10406 | 0.10451 | 0.10476 | 0.10493 | 0.10493
F2_Commercial_Warehouse_Existing_Water Heating_Natural Gas_Water Heater_E5 | F2 | Commercial | Warehouse | Existing | Water Heating | Natural Gas | Water Heater | E5 | RVT - Cost of Operation | 0.080698 | 0.080577 | 0.080875 | 0.080194 | 0.079761 | 0.080094 | 0.081099 | 0.081894 | 0.082881 | 0.083813 | 0.084746 | 0.085602 | 0.086522 | 0.087483 | 0.088402 | 0.089339 | 0.09029 | 0.091327 | 0.092404 | 0.093543 | 0.094666 | 0.095836 | 0.096923 | 0.098045 | 0.099038 | 0.099902 | 0.10069 | 0.10136 | 0.1019 | 0.10233 | 0.10258 | 0.10274 | 0.10274
F2_Commercial_Warehouse_Existing_Water Heating_Natural Gas_Water Heater_E6 | F2 | Commercial | Warehouse | Existing | Water Heating | Natural Gas | Water Heater | E6 | RVT - Cost of Operation | 0.079051 | 0.078932 | 0.079225 | 0.078557 | 0.078133 | 0.078459 | 0.079444 | 0.080223 | 0.08119 | 0.082103 | 0.083016 | 0.083855 | 0.084757 | 0.085697 | 0.086598 | 0.087516 | 0.088447 | 0.089463 | 0.090518 | 0.091634 | 0.092734 | 0.09388 | 0.094945 | 0.096044 | 0.097017 | 0.097863 | 0.098631 | 0.099296 | 0.099816 | 0.10024 | 0.10048 | 0.10064 | 0.10064
F2_Commercial_Warehouse_Existing_Water Heating_Natural Gas_Water Heater_E7 | F2 | Commercial | Warehouse | Existing | Water Heating | Natural Gas | Water Heater | E7 | RVT - Cost of Operation | 0.05173 | 0.051791 | 0.052059 | 0.051814 | 0.0517 | 0.051976 | 0.052599 | 0.053116 | 0.053737 | 0.054344 | 0.054955 | 0.055533 | 0.056149 | 0.056785 | 0.057404 | 0.058038 | 0.058675 | 0.059353 | 0.060039 | 0.060738 | 0.061402 | 0.062062 | 0.062655 | 0.063246 | 0.063759 | 0.064204 | 0.064609 | 0.064959 | 0.065233 | 0.065459 | 0.065584 | 0.065669 | 0.065669
F2_Commercial_Warehouse_Existing_Water Heating_Natural Gas_Water Heater_E8 | F2 | Commercial | Warehouse | Existing | Water Heating | Natural Gas | Water Heater | E8 | RVT - Cost of Operation | 0 | 0 | 0 | 0 | 0 | 0 | 0 | 0 | 0 | 0 | 0 | 0 | 0 | 0 | 0 | 0 | 0 | 0 | 0 | 0 | 0 | 0 | 0 | 0 | 0 | 0 | 0 | 0 | 0 | 0 | 0 | 0 | 0
F2_Commercial_Warehouse_Existing_Water Heating_Natural Gas_Water Heater_E9 | F2 | Commercial | Warehouse | Existing | Water Heating | Natural Gas | Water Heater | E9 | RVT - Cost of Operation | 0 | 0 | 0 | 0 | 0 | 0 | 0 | 0 | 0 | 0 | 0 | 0 | 0 | 0 | 0 | 0 | 0 | 0 | 0 | 0 | 0 | 0 | 0 | 0 | 0 | 0 | 0 | 0 | 0 | 0 | 0 | 0 | 0
F2_Commercial_Warehouse_Existing_Water Heating_Natural Gas_Water Heater_E10 | F2 | Commercial | Warehouse | Existing | Water Heating | Natural Gas | Water Heater | E10 | RVT - Cost of Operation | 0 | 0 | 0 | 0 | 0 | 0 | 0 | 0 | 0 | 0 | 0 | 0 | 0 | 0 | 0 | 0 | 0 | 0 | 0 | 0 | 0 | 0 | 0 | 0 | 0 | 0 | 0 | 0 | 0 | 0 | 0 | 0 | 0
F3_Commercial_Warehouse_Existing_Water Heating_Natural Gas_Water Heater_E1 | F3 | Commercial | Warehouse | Existing | Water Heating | Natural Gas | Water Heater | E1 | System - kBTUs of Consumption | 0.0084916 | 0.0084916 | 0.0084916 | 0.0084916 | 0.0084916 | 0.0084916 | 0.0084916 | 0.0084916 | 0.0084916 | 0.0084916 | 0.0084916 | 0.0084916 | 0.0084916 | 0.0084916 | 0.0084916 | 0.0084916 | 0.0084916 | 0.0084916 | 0.0084916 | 0.0084916 | 0.0084916 | 0.0084916 | 0.0084916 | 0.0084916 | 0.0084916 | 0.0084916 | 0.0084916 | 0.0084916 | 0.0084916 | 0.0084916 | 0.0084916 | 0.0084916 | 0.0084916
F3_Commercial_Warehouse_Existing_Water Heating_Natural Gas_Water Heater_E2 | F3 | Commercial | Warehouse | Existing | Water Heating | Natural Gas | Water Heater | E2 | System - kBTUs of Consumption | 0.0084895 | 0.0084895 | 0.0084895 | 0.0084895 | 0.0084895 | 0.0084895 | 0.0084895 | 0.0084895 | 0.0084895 | 0.0084895 | 0.0084895 | 0.0084895 | 0.0084895 | 0.0084895 | 0.0084895 | 0.0084895 | 0.0084895 | 0.0084895 | 0.0084895 | 0.0084895 | 0.0084895 | 0.0084895 | 0.0084895 | 0.0084895 | 0.0084895 | 0.0084895 | 0.0084895 | 0.0084895 | 0.0084895 | 0.0084895 | 0.0084895 | 0.0084895 | 0.0084895
F3_Commercial_Warehouse_Existing_Water Heating_Natural Gas_Water Heater_E3 | F3 | Commercial | Warehouse | Existing | Water Heating | Natural Gas | Water Heater | E3 | System - kBTUs of Consumption | 0.0086132 | 0.0086132 | 0.0086132 | 0.0086132 | 0.0086132 | 0.0086132 | 0.0086132 | 0.0086132 | 0.0086132 | 0.0086132 | 0.0086132 | 0.0086132 | 0.0086132 | 0.0086132 | 0.0086132 | 0.0086132 | 0.0086132 | 0.0086132 | 0.0086132 | 0.0086132 | 0.0086132 | 0.0086132 | 0.0086132 | 0.0086132 | 0.0086132 | 0.0086132 | 0.0086132 | 0.0086132 | 0.0086132 | 0.0086132 | 0.0086132 | 0.0086132 | 0.0086132
F3_Commercial_Warehouse_Existing_Water Heating_Natural Gas_Water Heater_E4 | F3 | Commercial | Warehouse | Existing | Water Heating | Natural Gas | Water Heater | E4 | System - kBTUs of Consumption | 0.0087368 | 0.0087368 | 0.0087368 | 0.0087368 | 0.0087368 | 0.0087368 | 0.0087368 | 0.0087368 | 0.0087368 | 0.0087368 | 0.0087368 | 0.0087368 | 0.0087368 | 0.0087368 | 0.0087368 | 0.0087368 | 0.0087368 | 0.0087368 | 0.0087368 | 0.0087368 | 0.0087368 | 0.0087368 | 0.0087368 | 0.0087368 | 0.0087368 | 0.0087368 | 0.0087368 | 0.0087368 | 0.0087368 | 0.0087368 | 0.0087368 | 0.0087368 | 0.0087368
F3_Commercial_Warehouse_Existing_Water Heating_Natural Gas_Water Heater_E5 | F3 | Commercial | Warehouse | Existing | Water Heating | Natural Gas | Water Heater | E5 | System - kBTUs of Consumption | 0.0089227 | 0.0089227 | 0.0089227 | 0.0089227 | 0.0089227 | 0.0089227 | 0.0089227 | 0.0089227 | 0.0089227 | 0.0089227 | 0.0089227 | 0.0089227 | 0.0089227 | 0.0089227 | 0.0089227 | 0.0089227 | 0.0089227 | 0.0089227 | 0.0089227 | 0.0089227 | 0.0089227 | 0.0089227 | 0.0089227 | 0.0089227 | 0.0089227 | 0.0089227 | 0.0089227 | 0.0089227 | 0.0089227 | 0.0089227 | 0.0089227 | 0.0089227 | 0.0089227
F3_Commercial_Warehouse_Existing_Water Heating_Natural Gas_Water Heater_E6 | F3 | Commercial | Warehouse | Existing | Water Heating | Natural Gas | Water Heater | E6 | System - kBTUs of Consumption | 0.0074277 | 0.0074277 | 0.0074277 | 0.0074277 | 0.0074277 | 0.0074277 | 0.0074277 | 0.0074277 | 0.0074277 | 0.0074277 | 0.0074277 | 0.0074277 | 0.0074277 | 0.0074277 | 0.0074277 | 0.0074277 | 0.0074277 | 0.0074277 | 0.0074277 | 0.0074277 | 0.0074277 | 0.0074277 | 0.0074277 | 0.0074277 | 0.0074277 | 0.0074277 | 0.0074277 | 0.0074277 | 0.0074277 | 0.0074277 | 0.0074277 | 0.0074277 | 0.0074277
F3_Commercial_Warehouse_Existing_Water Heating_Natural Gas_Water Heater_E7 | F3 | Commercial | Warehouse | Existing | Water Heating | Natural Gas | Water Heater | E7 | System - kBTUs of Consumption | 0.00647 | 0.00647 | 0.00647 | 0.00647 | 0.00647 | 0.00647 | 0.00647 | 0.00647 | 0.00647 | 0.00647 | 0.00647 | 0.00647 | 0.00647 | 0.00647 | 0.00647 | 0.00647 | 0.00647 | 0.00647 | 0.00647 | 0.00647 | 0.00647 | 0.00647 | 0.00647 | 0.00647 | 0.00647 | 0.00647 | 0.00647 | 0.00647 | 0.00647 | 0.00647 | 0.00647 | 0.00647 | 0.00647
F3_Commercial_Warehouse_Existing_Water Heating_Natural Gas_Water Heater_E8 | F3 | Commercial | Warehouse | Existing | Water Heating | Natural Gas | Water Heater | E8 | System - kBTUs of Consumption | 0 | 0 | 0 | 0 | 0 | 0 | 0 | 0 | 0 | 0 | 0 | 0 | 0 | 0 | 0 | 0 | 0 | 0 | 0 | 0 | 0 | 0 | 0 | 0 | 0 | 0 | 0 | 0 | 0 | 0 | 0 | 0 | 0
F3_Commercial_Warehouse_Existing_Water Heating_Natural Gas_Water Heater_E9 | F3 | Commercial | Warehouse | Existing | Water Heating | Natural Gas | Water Heater | E9 | System - kBTUs of Consumption | 0 | 0 | 0 | 0 | 0 | 0 | 0 | 0 | 0 | 0 | 0 | 0 | 0 | 0 | 0 | 0 | 0 | 0 | 0 | 0 | 0 | 0 | 0 | 0 | 0 | 0 | 0 | 0 | 0 | 0 | 0 | 0 | 0
F3_Commercial_Warehouse_Existing_Water Heating_Natural Gas_Water Heater_E10 | F3 | Commercial | Warehouse | Existing | Water Heating | Natural Gas | Water Heater | E10 | System - kBTUs of Consumption | 0 | 0 | 0 | 0 | 0 | 0 | 0 | 0 | 0 | 0 | 0 | 0 | 0 | 0 | 0 | 0 | 0 | 0 | 0 | 0 | 0 | 0 | 0 | 0 | 0 | 0 | 0 | 0 | 0 | 0 | 0 | 0 | 0
F4_Commercial_Warehouse_Existing_Water Heating_Natural Gas_Water Heater_E1 | F4 | Commercial | Warehouse | Existing | Water Heating | Natural Gas | Water Heater | E1 | Utility - Cost of Equipment | 0.096837 | 0.096692 | 0.09705 | 0.096232 | 0.095713 | 0.096112 | 0.097319 | 0.098273 | 0.099457 | 0.10058 | 0.10169 | 0.10272 | 0.10383 | 0.10498 | 0.10608 | 0.10721 | 0.10835 | 0.10959 | 0.11089 | 0.11225 | 0.1136 | 0.115 | 0.11631 | 0.11765 | 0.11885 | 0.11988 | 0.12082 | 0.12164 | 0.12227 | 0.1228 | 0.12309 | 0.12329 | 0.12329
F4_Commercial_Warehouse_Existing_Water Heating_Natural Gas_Water Heater_E2 | F4 | Commercial | Warehouse | Existing | Water Heating | Natural Gas | Water Heater | E2 | Utility - Cost of Equipment | 0.095642 | 0.095498 | 0.095852 | 0.095044 | 0.094532 | 0.094926 | 0.096117 | 0.09706 | 0.09823 | 0.099334 | 0.10044 | 0.10145 | 0.10254 | 0.10368 | 0.10477 | 0.10588 | 0.10701 | 0.10824 | 0.10952 | 0.11087 | 0.1122 | 0.11358 | 0.11487 | 0.1162 | 0.11738 | 0.1184 | 0.11933 | 0.12014 | 0.12076 | 0.12128 | 0.12157 | 0.12177 | 0.12177
F4_Commercial_Warehouse_Existing_Water Heating_Natural Gas_Water Heater_E3 | F4 | Commercial | Warehouse | Existing | Water Heating | Natural Gas | Water Heater | E3 | Utility - Cost of Equipment | 0.088034 | 0.087902 | 0.088227 | 0.087484 | 0.087012 | 0.087375 | 0.088472 | 0.089339 | 0.090416 | 0.091433 | 0.09245 | 0.093384 | 0.094388 | 0.095436 | 0.096439 | 0.097461 | 0.098498 | 0.099629 | 0.1008 | 0.10205 | 0.10327 | 0.10455 | 0.10573 | 0.10696 | 0.10804 | 0.10898 | 0.10984 | 0.11058 | 0.11116 | 0.11164 | 0.1119 | 0.11208 | 0.11208
F4_Commercial_Warehouse_Existing_Water Heating_Natural Gas_Water Heater_E4 | F4 | Commercial | Warehouse | Existing | Water Heating | Natural Gas | Water Heater | E4 | Utility - Cost of Equipment | 0.082415 | 0.082291 | 0.082596 | 0.0819 | 0.081458 | 0.081798 | 0.082825 | 0.083637 | 0.084645 | 0.085596 | 0.086549 | 0.087423 | 0.088363 | 0.089344 | 0.090283 | 0.09124 | 0.092211 | 0.09327 | 0.09437 | 0.095533 | 0.09668 | 0.097875 | 0.098985 | 0.10013 | 0.10115 | 0.10203 | 0.10283 | 0.10352 | 0.10406 | 0.10451 | 0.10476 | 0.10493 | 0.10493
F4_Commercial_Warehouse_Existing_Water Heating_Natural Gas_Water Heater_E5 | F4 | Commercial | Warehouse | Existing | Water Heating | Natural Gas | Water Heater | E5 | Utility - Cost of Equipment | 0.080698 | 0.080577 | 0.080875 | 0.080194 | 0.079761 | 0.080094 | 0.081099 | 0.081894 | 0.082881 | 0.083813 | 0.084746 | 0.085602 | 0.086522 | 0.087483 | 0.088402 | 0.089339 | 0.09029 | 0.091327 | 0.092404 | 0.093543 | 0.094666 | 0.095836 | 0.096923 | 0.098045 | 0.099038 | 0.099902 | 0.10069 | 0.10136 | 0.1019 | 0.10233 | 0.10258 | 0.10274 | 0.10274
F4_Commercial_Warehouse_Existing_Water Heating_Natural Gas_Water Heater_E6 | F4 | Commercial | Warehouse | Existing | Water Heating | Natural Gas | Water Heater | E6 | Utility - Cost of Equipment | 0.079051 | 0.078932 | 0.079225 | 0.078557 | 0.078133 | 0.078459 | 0.079444 | 0.080223 | 0.08119 | 0.082103 | 0.083016 | 0.083855 | 0.084757 | 0.085697 | 0.086598 | 0.087516 | 0.088447 | 0.089463 | 0.090518 | 0.091634 | 0.092734 | 0.09388 | 0.094945 | 0.096044 | 0.097017 | 0.097863 | 0.098631 | 0.099296 | 0.099816 | 0.10024 | 0.10048 | 0.10064 | 0.10064
F4_Commercial_Warehouse_Existing_Water Heating_Natural Gas_Water Heater_E7 | F4 | Commercial | Warehouse | Existing | Water Heating | Natural Gas | Water Heater | E7 | Utility - Cost of Equipment | 0.05173 | 0.051791 | 0.052059 | 0.051814 | 0.0517 | 0.051976 | 0.052599 | 0.053116 | 0.053737 | 0.054344 | 0.054955 | 0.055533 | 0.056149 | 0.056785 | 0.057404 | 0.058038 | 0.058675 | 0.059353 | 0.060039 | 0.060738 | 0.061402 | 0.062062 | 0.062655 | 0.063246 | 0.063759 | 0.064204 | 0.064609 | 0.064959 | 0.065233 | 0.065459 | 0.065584 | 0.065669 | 0.065669
F4_Commercial_Warehouse_Existing_Water Heating_Natural Gas_Water Heater_E8 | F4 | Commercial | Warehouse | Existing | Water Heating | Natural Gas | Water Heater | E8 | Utility - Cost of Equipment | 0 | 0 | 0 | 0 | 0 | 0 | 0 | 0 | 0 | 0 | 0 | 0 | 0 | 0 | 0 | 0 | 0 | 0 | 0 | 0 | 0 | 0 | 0 | 0 | 0 | 0 | 0 | 0 | 0 | 0 | 0 | 0 | 0
F4_Commercial_Warehouse_Existing_Water Heating_Natural Gas_Water Heater_E9 | F4 | Commercial | Warehouse | Existing | Water Heating | Natural Gas | Water Heater | E9 | Utility - Cost of Equipment | 0 | 0 | 0 | 0 | 0 | 0 | 0 | 0 | 0 | 0 | 0 | 0 | 0 | 0 | 0 | 0 | 0 | 0 | 0 | 0 | 0 | 0 | 0 | 0 | 0 | 0 | 0 | 0 | 0 | 0 | 0 | 0 | 0
F4_Commercial_Warehouse_Existing_Water Heating_Natural Gas_Water Heater_E10 | F4 | Commercial | Warehouse | Existing | Water Heating | Natural Gas | Water Heater | E10 | Utility - Cost of Equipment | 0 | 0 | 0 | 0 | 0 | 0 | 0 | 0 | 0 | 0 | 0 | 0 | 0 | 0 | 0 | 0 | 0 | 0 | 0 | 0 | 0 | 0 | 0 | 0 | 0 | 0 | 0 | 0 | 0 | 0 | 0 | 0 | 0
F5_Commercial_Warehouse_Existing_Water Heating_Natural Gas_Water Heater_E1 | F5 | Commercial | Warehouse | Existing | Water Heating | Natural Gas | Water Heater | E1 | Utility - Cost of Operation | 0.0084916 | 0.0084916 | 0.0084916 | 0.0084916 | 0.0084916 | 0.0084916 | 0.0084916 | 0.0084916 | 0.0084916 | 0.0084916 | 0.0084916 | 0.0084916 | 0.0084916 | 0.0084916 | 0.0084916 | 0.0084916 | 0.0084916 | 0.0084916 | 0.0084916 | 0.0084916 | 0.0084916 | 0.0084916 | 0.0084916 | 0.0084916 | 0.0084916 | 0.0084916 | 0.0084916 | 0.0084916 | 0.0084916 | 0.0084916 | 0.0084916 | 0.0084916 | 0.0084916
F5_Commercial_Warehouse_Existing_Water Heating_Natural Gas_Water Heater_E2 | F5 | Commercial | Warehouse | Existing | Water Heating | Natural Gas | Water Heater | E2 | Utility - Cost of Operation | 0.0084895 | 0.0084895 | 0.0084895 | 0.0084895 | 0.0084895 | 0.0084895 | 0.0084895 | 0.0084895 | 0.0084895 | 0.0084895 | 0.0084895 | 0.0084895 | 0.0084895 | 0.0084895 | 0.0084895 | 0.0084895 | 0.0084895 | 0.0084895 | 0.0084895 | 0.0084895 | 0.0084895 | 0.0084895 | 0.0084895 | 0.0084895 | 0.0084895 | 0.0084895 | 0.0084895 | 0.0084895 | 0.0084895 | 0.0084895 | 0.0084895 | 0.0084895 | 0.0084895
F5_Commercial_Warehouse_Existing_Water Heating_Natural Gas_Water Heater_E3 | F5 | Commercial | Warehouse | Existing | Water Heating | Natural Gas | Water Heater | E3 | Utility - Cost of Operation | 0.0086132 | 0.0086132 | 0.0086132 | 0.0086132 | 0.0086132 | 0.0086132 | 0.0086132 | 0.0086132 | 0.0086132 | 0.0086132 | 0.0086132 | 0.0086132 | 0.0086132 | 0.0086132 | 0.0086132 | 0.0086132 | 0.0086132 | 0.0086132 | 0.0086132 | 0.0086132 | 0.0086132 | 0.0086132 | 0.0086132 | 0.0086132 | 0.0086132 | 0.0086132 | 0.0086132 | 0.0086132 | 0.0086132 | 0.0086132 | 0.0086132 | 0.0086132 | 0.0086132
F5_Commercial_Warehouse_Existing_Water Heating_Natural Gas_Water Heater_E4 | F5 | Commercial | Warehouse | Existing | Water Heating | Natural Gas | Water Heater | E4 | Utility - Cost of Operation | 0.0087368 | 0.0087368 | 0.0087368 | 0.0087368 | 0.0087368 | 0.0087368 | 0.0087368 | 0.0087368 | 0.0087368 | 0.0087368 | 0.0087368 | 0.0087368 | 0.0087368 | 0.0087368 | 0.0087368 | 0.0087368 | 0.0087368 | 0.0087368 | 0.0087368 | 0.0087368 | 0.0087368 | 0.0087368 | 0.0087368 | 0.0087368 | 0.0087368 | 0.0087368 | 0.0087368 | 0.0087368 | 0.0087368 | 0.0087368 | 0.0087368 | 0.0087368 | 0.0087368
F5_Commercial_Warehouse_Existing_Water Heating_Natural Gas_Water Heater_E5 | F5 | Commercial | Warehouse | Existing | Water Heating | Natural Gas | Water Heater | E5 | Utility - Cost of Operation | 0.0089227 | 0.0089227 | 0.0089227 | 0.0089227 | 0.0089227 | 0.0089227 | 0.0089227 | 0.0089227 | 0.0089227 | 0.0089227 | 0.0089227 | 0.0089227 | 0.0089227 | 0.0089227 | 0.0089227 | 0.0089227 | 0.0089227 | 0.0089227 | 0.0089227 | 0.0089227 | 0.0089227 | 0.0089227 | 0.0089227 | 0.0089227 | 0.0089227 | 0.0089227 | 0.0089227 | 0.0089227 | 0.0089227 | 0.0089227 | 0.0089227 | 0.0089227 | 0.0089227
F5_Commercial_Warehouse_Existing_Water Heating_Natural Gas_Water Heater_E6 | F5 | Commercial | Warehouse | Existing | Water Heating | Natural Gas | Water Heater | E6 | Utility - Cost of Operation | 0.0074277 | 0.0074277 | 0.0074277 | 0.0074277 | 0.0074277 | 0.0074277 | 0.0074277 | 0.0074277 | 0.0074277 | 0.0074277 | 0.0074277 | 0.0074277 | 0.0074277 | 0.0074277 | 0.0074277 | 0.0074277 | 0.0074277 | 0.0074277 | 0.0074277 | 0.0074277 | 0.0074277 | 0.0074277 | 0.0074277 | 0.0074277 | 0.0074277 | 0.0074277 | 0.0074277 | 0.0074277 | 0.0074277 | 0.0074277 | 0.0074277 | 0.0074277 | 0.0074277
F5_Commercial_Warehouse_Existing_Water Heating_Natural Gas_Water Heater_E7 | F5 | Commercial | Warehouse | Existing | Water Heating | Natural Gas | Water Heater | E7 | Utility - Cost of Operation | 0.00647 | 0.00647 | 0.00647 | 0.00647 | 0.00647 | 0.00647 | 0.00647 | 0.00647 | 0.00647 | 0.00647 | 0.00647 | 0.00647 | 0.00647 | 0.00647 | 0.00647 | 0.00647 | 0.00647 | 0.00647 | 0.00647 | 0.00647 | 0.00647 | 0.00647 | 0.00647 | 0.00647 | 0.00647 | 0.00647 | 0.00647 | 0.00647 | 0.00647 | 0.00647 | 0.00647 | 0.00647 | 0.00647
F5_Commercial_Warehouse_Existing_Water Heating_Natural Gas_Water Heater_E8 | F5 | Commercial | Warehouse | Existing | Water Heating | Natural Gas | Water Heater | E8 | Utility - Cost of Operation | 0 | 0 | 0 | 0 | 0 | 0 | 0 | 0 | 0 | 0 | 0 | 0 | 0 | 0 | 0 | 0 | 0 | 0 | 0 | 0 | 0 | 0 | 0 | 0 | 0 | 0 | 0 | 0 | 0 | 0 | 0 | 0 | 0
F5_Commercial_Warehouse_Existing_Water Heating_Natural Gas_Water Heater_E9 | F5 | Commercial | Warehouse | Existing | Water Heating | Natural Gas | Water Heater | E9 | Utility - Cost of Operation | 0 | 0 | 0 | 0 | 0 | 0 | 0 | 0 | 0 | 0 | 0 | 0 | 0 | 0 | 0 | 0 | 0 | 0 | 0 | 0 | 0 | 0 | 0 | 0 | 0 | 0 | 0 | 0 | 0 | 0 | 0 | 0 | 0
F5_Commercial_Warehouse_Existing_Water Heating_Natural Gas_Water Heater_E10 | F5 | Commercial | Warehouse | Existing | Water Heating | Natural Gas | Water Heater | E10 | Utility - Cost of Operation | 0 | 0 | 0 | 0 | 0 | 0 | 0 | 0 | 0 | 0 | 0 | 0 | 0 | 0 | 0 | 0 | 0 | 0 | 0 | 0 | 0 | 0 | 0 | 0 | 0 | 0 | 0 | 0 | 0 | 0 | 0 | 0 | 0
F6_Commercial_Warehouse_Existing_Water Heating_Natural Gas_Water Heater_E1 | F6 | Commercial | Warehouse | Existing | Water Heating | Natural Gas | Water Heater | E1 | Utility - Value of Sales | 0.065121 | 0.065471 | 0.066035 | 0.065911 | 0.065911 | 0.065911 | 0.065911 | 0.065911 | 0.065911 | 0.065911 | 0.065911 | 0.065911 | 0.065911 | 0.065911 | 0.065911 | 0.065911 | 0.065911 | 0.065911 | 0.065911 | 0.065911 | 0.065911 | 0.065911 | 0.065911 | 0.065911 | 0.065911 | 0.065911 | 0.065911 | 0.065911 | 0.065911 | 0.065911 | 0.065911 | 0.065911 | 0.065911
F6_Commercial_Warehouse_Existing_Water Heating_Natural Gas_Water Heater_E2 | F6 | Commercial | Warehouse | Existing | Water Heating | Natural Gas | Water Heater | E2 | Utility - Value of Sales | 0.064317 | 0.064663 | 0.06522 | 0.065098 | 0.065098 | 0.065098 | 0.065098 | 0.065098 | 0.065098 | 0.065098 | 0.065098 | 0.065098 | 0.065098 | 0.065098 | 0.065098 | 0.065098 | 0.065098 | 0.065098 | 0.065098 | 0.065098 | 0.065098 | 0.065098 | 0.065098 | 0.065098 | 0.065098 | 0.065098 | 0.065098 | 0.065098 | 0.065098 | 0.065098 | 0.065098 | 0.065098 | 0.065098
F6_Commercial_Warehouse_Existing_Water Heating_Natural Gas_Water Heater_E3 | F6 | Commercial | Warehouse | Existing | Water Heating | Natural Gas | Water Heater | E3 | Utility - Value of Sales | 0.059201 | 0.059519 | 0.060032 | 0.059919 | 0.059919 | 0.059919 | 0.059919 | 0.059919 | 0.059919 | 0.059919 | 0.059919 | 0.059919 | 0.059919 | 0.059919 | 0.059919 | 0.059919 | 0.059919 | 0.059919 | 0.059919 | 0.059919 | 0.059919 | 0.059919 | 0.059919 | 0.059919 | 0.059919 | 0.059919 | 0.059919 | 0.059919 | 0.059919 | 0.059919 | 0.059919 | 0.059919 | 0.059919
F6_Commercial_Warehouse_Existing_Water Heating_Natural Gas_Water Heater_E4 | F6 | Commercial | Warehouse | Existing | Water Heating | Natural Gas | Water Heater | E4 | Utility - Value of Sales | 0.055422 | 0.05572 | 0.0562 | 0.056095 | 0.056095 | 0.056095 | 0.056095 | 0.056095 | 0.056095 | 0.056095 | 0.056095 | 0.056095 | 0.056095 | 0.056095 | 0.056095 | 0.056095 | 0.056095 | 0.056095 | 0.056095 | 0.056095 | 0.056095 | 0.056095 | 0.056095 | 0.056095 | 0.056095 | 0.056095 | 0.056095 | 0.056095 | 0.056095 | 0.056095 | 0.056095 | 0.056095 | 0.056095
F6_Commercial_Warehouse_Existing_Water Heating_Natural Gas_Water Heater_E5 | F6 | Commercial | Warehouse | Existing | Water Heating | Natural Gas | Water Heater | E5 | Utility - Value of Sales | 0.054267 | 0.054559 | 0.055029 | 0.054926 | 0.054926 | 0.054926 | 0.054926 | 0.054926 | 0.054926 | 0.054926 | 0.054926 | 0.054926 | 0.054926 | 0.054926 | 0.054926 | 0.054926 | 0.054926 | 0.054926 | 0.054926 | 0.054926 | 0.054926 | 0.054926 | 0.054926 | 0.054926 | 0.054926 | 0.054926 | 0.054926 | 0.054926 | 0.054926 | 0.054926 | 0.054926 | 0.054926 | 0.054926
F6_Commercial_Warehouse_Existing_Water Heating_Natural Gas_Water Heater_E6 | F6 | Commercial | Warehouse | Existing | Water Heating | Natural Gas | Water Heater | E6 | Utility - Value of Sales | 0.05316 | 0.053446 | 0.053906 | 0.053805 | 0.053805 | 0.053805 | 0.053805 | 0.053805 | 0.053805 | 0.053805 | 0.053805 | 0.053805 | 0.053805 | 0.053805 | 0.053805 | 0.053805 | 0.053805 | 0.053805 | 0.053805 | 0.053805 | 0.053805 | 0.053805 | 0.053805 | 0.053805 | 0.053805 | 0.053805 | 0.053805 | 0.053805 | 0.053805 | 0.053805 | 0.053805 | 0.053805 | 0.053805
F6_Commercial_Warehouse_Existing_Water Heating_Natural Gas_Water Heater_E7 | F6 | Commercial | Warehouse | Existing | Water Heating | Natural Gas | Water Heater | E7 | Utility - Value of Sales | 0.034828 | 0.034972 | 0.035203 | 0.035153 | 0.035153 | 0.035153 | 0.035153 | 0.035153 | 0.035153 | 0.035153 | 0.035153 | 0.035153 | 0.035153 | 0.035153 | 0.035153 | 0.035153 | 0.035153 | 0.035153 | 0.035153 | 0.035153 | 0.035153 | 0.035153 | 0.035153 | 0.035153 | 0.035153 | 0.035153 | 0.035153 | 0.035153 | 0.035153 | 0.035153 | 0.035153 | 0.035153 | 0.035153
F6_Commercial_Warehouse_Existing_Water Heating_Natural Gas_Water Heater_E8 | F6 | Commercial | Warehouse | Existing | Water Heating | Natural Gas | Water Heater | E8 | Utility - Value of Sales | 0 | 0 | 0 | 0 | 0 | 0 | 0 | 0 | 0 | 0 | 0 | 0 | 0 | 0 | 0 | 0 | 0 | 0 | 0 | 0 | 0 | 0 | 0 | 0 | 0 | 0 | 0 | 0 | 0 | 0 | 0 | 0 | 0
F6_Commercial_Warehouse_Existing_Water Heating_Natural Gas_Water Heater_E9 | F6 | Commercial | Warehouse | Existing | Water Heating | Natural Gas | Water Heater | E9 | Utility - Value of Sales | 0 | 0 | 0 | 0 | 0 | 0 | 0 | 0 | 0 | 0 | 0 | 0 | 0 | 0 | 0 | 0 | 0 | 0 | 0 | 0 | 0 | 0 | 0 | 0 | 0 | 0 | 0 | 0 | 0 | 0 | 0 | 0 | 0
F6_Commercial_Warehouse_Existing_Water Heating_Natural Gas_Water Heater_E10 | F6 | Commercial | Warehouse | Existing | Water Heating | Natural Gas | Water Heater | E10 | Utility - Value of Sales | 0 | 0 | 0 | 0 | 0 | 0 | 0 | 0 | 0 | 0 | 0 | 0 | 0 | 0 | 0 | 0 | 0 | 0 | 0 | 0 | 0 | 0 | 0 | 0 | 0 | 0 | 0 | 0 | 0 | 0 | 0 | 0 | 0
F1_Commercial_Warehouse_Existing_Food Preparation_Natural Gas_Oven_E1 | F1 | Commercial | Warehouse | Existing | Food Preparation | Natural Gas | Oven | E1 | RVT - Cost of Equipment | 0.013885 | 0.013888 | 0.013958 | 0.013864 | 0.013809 | 0.013857 | 0.013992 | 0.0141 | 0.014233 | 0.01436 | 0.014487 | 0.014605 | 0.014732 | 0.014863 | 0.014989 | 0.015118 | 0.015248 | 0.01539 | 0.015537 | 0.015692 | 0.015842 | 0.015997 | 0.016139 | 0.016286 | 0.016414 | 0.016526 | 0.016627 | 0.016715 | 0.016783 | 0.016839 | 0.01687 | 0.01689 | 0.01689
F1_Commercial_Warehouse_Existing_Food Preparation_Natural Gas_Oven_E2 | F1 | Commercial | Warehouse | Existing | Food Preparation | Natural Gas | Oven | E2 | RVT - Cost of Equipment | 0.0079508 | 0.0079527 | 0.0079925 | 0.0079391 | 0.0079073 | 0.0079347 | 0.0080121 | 0.0080741 | 0.0081503 | 0.0082232 | 0.0082958 | 0.0083634 | 0.0084359 | 0.0085112 | 0.0085834 | 0.0086571 | 0.0087316 | 0.0088128 | 0.0088969 | 0.0089855 | 0.0090716 | 0.0091605 | 0.0092419 | 0.0093256 | 0.0093994 | 0.0094632 | 0.0095212 | 0.0095713 | 0.0096105 | 0.0096427 | 0.0096602 | 0.009672 | 0.009672
F1_Commercial_Warehouse_Existing_Food Preparation_Natural Gas_Oven_E3 | F1 | Commercial | Warehouse | Existing | Food Preparation | Natural Gas | Oven | E3 | RVT - Cost of Equipment | 0 | 0 | 0 | 0 | 0 | 0 | 0 | 0 | 0 | 0 | 0 | 0 | 0 | 0 | 0 | 0 | 0 | 0 | 0 | 0 | 0 | 0 | 0 | 0 | 0 | 0 | 0 | 0 | 0 | 0 | 0 | 0 | 0
F1_Commercial_Warehouse_Existing_Food Preparation_Natural Gas_Oven_E4 | F1 | Commercial | Warehouse | Existing | Food Preparation | Natural Gas | Oven | E4 | RVT - Cost of Equipment | 0 | 0 | 0 | 0 | 0 | 0 | 0 | 0 | 0 | 0 | 0 | 0 | 0 | 0 | 0 | 0 | 0 | 0 | 0 | 0 | 0 | 0 | 0 | 0 | 0 | 0 | 0 | 0 | 0 | 0 | 0 | 0 | 0
F1_Commercial_Warehouse_Existing_Food Preparation_Natural Gas_Oven_E5 | F1 | Commercial | Warehouse | Existing | Food Preparation | Natural Gas | Oven | E5 | RVT - Cost of Equipment | 0 | 0 | 0 | 0 | 0 | 0 | 0 | 0 | 0 | 0 | 0 | 0 | 0 | 0 | 0 | 0 | 0 | 0 | 0 | 0 | 0 | 0 | 0 | 0 | 0 | 0 | 0 | 0 | 0 | 0 | 0 | 0 | 0
F1_Commercial_Warehouse_Existing_Food Preparation_Natural Gas_Oven_E6 | F1 | Commercial | Warehouse | Existing | Food Preparation | Natural Gas | Oven | E6 | RVT - Cost of Equipment | 0 | 0 | 0 | 0 | 0 | 0 | 0 | 0 | 0 | 0 | 0 | 0 | 0 | 0 | 0 | 0 | 0 | 0 | 0 | 0 | 0 | 0 | 0 | 0 | 0 | 0 | 0 | 0 | 0 | 0 | 0 | 0 | 0
F1_Commercial_Warehouse_Existing_Food Preparation_Natural Gas_Oven_E7 | F1 | Commercial | Warehouse | Existing | Food Preparation | Natural Gas | Oven | E7 | RVT - Cost of Equipment | 0 | 0 | 0 | 0 | 0 | 0 | 0 | 0 | 0 | 0 | 0 | 0 | 0 | 0 | 0 | 0 | 0 | 0 | 0 | 0 | 0 | 0 | 0 | 0 | 0 | 0 | 0 | 0 | 0 | 0 | 0 | 0 | 0
F1_Commercial_Warehouse_Existing_Food Preparation_Natural Gas_Oven_E8 | F1 | Commercial | Warehouse | Existing | Food Preparation | Natural Gas | Oven | E8 | RVT - Cost of Equipment | 0 | 0 | 0 | 0 | 0 | 0 | 0 | 0 | 0 | 0 | 0 | 0 | 0 | 0 | 0 | 0 | 0 | 0 | 0 | 0 | 0 | 0 | 0 | 0 | 0 | 0 | 0 | 0 | 0 | 0 | 0 | 0 | 0
F1_Commercial_Warehouse_Existing_Food Preparation_Natural Gas_Oven_E9 | F1 | Commercial | Warehouse | Existing | Food Preparation | Natural Gas | Oven | E9 | RVT - Cost of Equipment | 0 | 0 | 0 | 0 | 0 | 0 | 0 | 0 | 0 | 0 | 0 | 0 | 0 | 0 | 0 | 0 | 0 | 0 | 0 | 0 | 0 | 0 | 0 | 0 | 0 | 0 | 0 | 0 | 0 | 0 | 0 | 0 | 0
F1_Commercial_Warehouse_Existing_Food Preparation_Natural Gas_Oven_E10 | F1 | Commercial | Warehouse | Existing | Food Preparation | Natural Gas | Oven | E10 | RVT - Cost of Equipment | 0 | 0 | 0 | 0 | 0 | 0 | 0 | 0 | 0 | 0 | 0 | 0 | 0 | 0 | 0 | 0 | 0 | 0 | 0 | 0 | 0 | 0 | 0 | 0 | 0 | 0 | 0 | 0 | 0 | 0 | 0 | 0 | 0
F2_Commercial_Warehouse_Existing_Food Preparation_Natural Gas_Oven_E1 | F2 | Commercial | Warehouse | Existing | Food Preparation | Natural Gas | Oven | E1 | RVT - Cost of Operation | 0.016635 | 0.016639 | 0.016722 | 0.01661 | 0.016544 | 0.016601 | 0.016763 | 0.016893 | 0.017052 | 0.017205 | 0.017357 | 0.017498 | 0.01765 | 0.017807 | 0.017958 | 0.018112 | 0.018268 | 0.018438 | 0.018614 | 0.0188 | 0.01898 | 0.019166 | 0.019336 | 0.019511 | 0.019666 | 0.019799 | 0.019921 | 0.020025 | 0.020107 | 0.020175 | 0.020211 | 0.020236 | 0.020236
F2_Commercial_Warehouse_Existing_Food Preparation_Natural Gas_Oven_E2 | F2 | Commercial | Warehouse | Existing | Food Preparation | Natural Gas | Oven | E2 | RVT - Cost of Operation | 0.0095255 | 0.0095279 | 0.0095755 | 0.0095115 | 0.0094735 | 0.0095063 | 0.009599 | 0.0096733 | 0.0097646 | 0.009852 | 0.009939 | 0.01002 | 0.010107 | 0.010197 | 0.010283 | 0.010372 | 0.010461 | 0.010558 | 0.010659 | 0.010765 | 0.010868 | 0.010975 | 0.011072 | 0.011173 | 0.011261 | 0.011337 | 0.011407 | 0.011467 | 0.011514 | 0.011553 | 0.011574 | 0.011588 | 0.011588
F2_Commercial_Warehouse_Existing_Food Preparation_Natural Gas_Oven_E3 | F2 | Commercial | Warehouse | Existing | Food Preparation | Natural Gas | Oven | E3 | RVT - Cost of Operation | 0 | 0 | 0 | 0 | 0 | 0 | 0 | 0 | 0 | 0 | 0 | 0 | 0 | 0 | 0 | 0 | 0 | 0 | 0 | 0 | 0 | 0 | 0 | 0 | 0 | 0 | 0 | 0 | 0 | 0 | 0 | 0 | 0
F2_Commercial_Warehouse_Existing_Food Preparation_Natural Gas_Oven_E4 | F2 | Commercial | Warehouse | Existing | Food Preparation | Natural Gas | Oven | E4 | RVT - Cost of Operation | 0 | 0 | 0 | 0 | 0 | 0 | 0 | 0 | 0 | 0 | 0 | 0 | 0 | 0 | 0 | 0 | 0 | 0 | 0 | 0 | 0 | 0 | 0 | 0 | 0 | 0 | 0 | 0 | 0 | 0 | 0 | 0 | 0
F2_Commercial_Warehouse_Existing_Food Preparation_Natural Gas_Oven_E5 | F2 | Commercial | Warehouse | Existing | Food Preparation | Natural Gas | Oven | E5 | RVT - Cost of Operation | 0 | 0 | 0 | 0 | 0 | 0 | 0 | 0 | 0 | 0 | 0 | 0 | 0 | 0 | 0 | 0 | 0 | 0 | 0 | 0 | 0 | 0 | 0 | 0 | 0 | 0 | 0 | 0 | 0 | 0 | 0 | 0 | 0
F2_Commercial_Warehouse_Existing_Food Preparation_Natural Gas_Oven_E6 | F2 | Commercial | Warehouse | Existing | Food Preparation | Natural Gas | Oven | E6 | RVT - Cost of Operation | 0 | 0 | 0 | 0 | 0 | 0 | 0 | 0 | 0 | 0 | 0 | 0 | 0 | 0 | 0 | 0 | 0 | 0 | 0 | 0 | 0 | 0 | 0 | 0 | 0 | 0 | 0 | 0 | 0 | 0 | 0 | 0 | 0
F2_Commercial_Warehouse_Existing_Food Preparation_Natural Gas_Oven_E7 | F2 | Commercial | Warehouse | Existing | Food Preparation | Natural Gas | Oven | E7 | RVT - Cost of Operation | 0 | 0 | 0 | 0 | 0 | 0 | 0 | 0 | 0 | 0 | 0 | 0 | 0 | 0 | 0 | 0 | 0 | 0 | 0 | 0 | 0 | 0 | 0 | 0 | 0 | 0 | 0 | 0 | 0 | 0 | 0 | 0 | 0
F2_Commercial_Warehouse_Existing_Food Preparation_Natural Gas_Oven_E8 | F2 | Commercial | Warehouse | Existing | Food Preparation | Natural Gas | Oven | E8 | RVT - Cost of Operation | 0 | 0 | 0 | 0 | 0 | 0 | 0 | 0 | 0 | 0 | 0 | 0 | 0 | 0 | 0 | 0 | 0 | 0 | 0 | 0 | 0 | 0 | 0 | 0 | 0 | 0 | 0 | 0 | 0 | 0 | 0 | 0 | 0
F2_Commercial_Warehouse_Existing_Food Preparation_Natural Gas_Oven_E9 | F2 | Commercial | Warehouse | Existing | Food Preparation | Natural Gas | Oven | E9 | RVT - Cost of Operation | 0 | 0 | 0 | 0 | 0 | 0 | 0 | 0 | 0 | 0 | 0 | 0 | 0 | 0 | 0 | 0 | 0 | 0 | 0 | 0 | 0 | 0 | 0 | 0 | 0 | 0 | 0 | 0 | 0 | 0 | 0 | 0 | 0
F2_Commercial_Warehouse_Existing_Food Preparation_Natural Gas_Oven_E10 | F2 | Commercial | Warehouse | Existing | Food Preparation | Natural Gas | Oven | E10 | RVT - Cost of Operation | 0 | 0 | 0 | 0 | 0 | 0 | 0 | 0 | 0 | 0 | 0 | 0 | 0 | 0 | 0 | 0 | 0 | 0 | 0 | 0 | 0 | 0 | 0 | 0 | 0 | 0 | 0 | 0 | 0 | 0 | 0 | 0 | 0
F3_Commercial_Warehouse_Existing_Food Preparation_Natural Gas_Oven_E1 | F3 | Commercial | Warehouse | Existing | Food Preparation | Natural Gas | Oven | E1 | System - kBTUs of Consumption | 0.023288 | 0.023288 | 0.023288 | 0.023288 | 0.023288 | 0.023288 | 0.023288 | 0.023288 | 0.023288 | 0.023288 | 0.023288 | 0.023288 | 0.023288 | 0.023288 | 0.023288 | 0.023288 | 0.023288 | 0.023288 | 0.023288 | 0.023288 | 0.023288 | 0.023288 | 0.023288 | 0.023288 | 0.023288 | 0.023288 | 0.023288 | 0.023288 | 0.023288 | 0.023288 | 0.023288 | 0.023288 | 0.023288
F3_Commercial_Warehouse_Existing_Food Preparation_Natural Gas_Oven_E2 | F3 | Commercial | Warehouse | Existing | Food Preparation | Natural Gas | Oven | E2 | System - kBTUs of Consumption | 0.024267 | 0.024267 | 0.024267 | 0.024267 | 0.024267 | 0.024267 | 0.024267 | 0.024267 | 0.024267 | 0.024267 | 0.024267 | 0.024267 | 0.024267 | 0.024267 | 0.024267 | 0.024267 | 0.024267 | 0.024267 | 0.024267 | 0.024267 | 0.024267 | 0.024267 | 0.024267 | 0.024267 | 0.024267 | 0.024267 | 0.024267 | 0.024267 | 0.024267 | 0.024267 | 0.024267 | 0.024267 | 0.024267
F3_Commercial_Warehouse_Existing_Food Preparation_Natural Gas_Oven_E3 | F3 | Commercial | Warehouse | Existing | Food Preparation | Natural Gas | Oven | E3 | System - kBTUs of Consumption | 0 | 0 | 0 | 0 | 0 | 0 | 0 | 0 | 0 | 0 | 0 | 0 | 0 | 0 | 0 | 0 | 0 | 0 | 0 | 0 | 0 | 0 | 0 | 0 | 0 | 0 | 0 | 0 | 0 | 0 | 0 | 0 | 0
F3_Commercial_Warehouse_Existing_Food Preparation_Natural Gas_Oven_E4 | F3 | Commercial | Warehouse | Existing | Food Preparation | Natural Gas | Oven | E4 | System - kBTUs of Consumption | 0 | 0 | 0 | 0 | 0 | 0 | 0 | 0 | 0 | 0 | 0 | 0 | 0 | 0 | 0 | 0 | 0 | 0 | 0 | 0 | 0 | 0 | 0 | 0 | 0 | 0 | 0 | 0 | 0 | 0 | 0 | 0 | 0
F3_Commercial_Warehouse_Existing_Food Preparation_Natural Gas_Oven_E5 | F3 | Commercial | Warehouse | Existing | Food Preparation | Natural Gas | Oven | E5 | System - kBTUs of Consumption | 0 | 0 | 0 | 0 | 0 | 0 | 0 | 0 | 0 | 0 | 0 | 0 | 0 | 0 | 0 | 0 | 0 | 0 | 0 | 0 | 0 | 0 | 0 | 0 | 0 | 0 | 0 | 0 | 0 | 0 | 0 | 0 | 0
F3_Commercial_Warehouse_Existing_Food Preparation_Natural Gas_Oven_E6 | F3 | Commercial | Warehouse | Existing | Food Preparation | Natural Gas | Oven | E6 | System - kBTUs of Consumption | 0 | 0 | 0 | 0 | 0 | 0 | 0 | 0 | 0 | 0 | 0 | 0 | 0 | 0 | 0 | 0 | 0 | 0 | 0 | 0 | 0 | 0 | 0 | 0 | 0 | 0 | 0 | 0 | 0 | 0 | 0 | 0 | 0
F3_Commercial_Warehouse_Existing_Food Preparation_Natural Gas_Oven_E7 | F3 | Commercial | Warehouse | Existing | Food Preparation | Natural Gas | Oven | E7 | System - kBTUs of Consumption | 0 | 0 | 0 | 0 | 0 | 0 | 0 | 0 | 0 | 0 | 0 | 0 | 0 | 0 | 0 | 0 | 0 | 0 | 0 | 0 | 0 | 0 | 0 | 0 | 0 | 0 | 0 | 0 | 0 | 0 | 0 | 0 | 0
F3_Commercial_Warehouse_Existing_Food Preparation_Natural Gas_Oven_E8 | F3 | Commercial | Warehouse | Existing | Food Preparation | Natural Gas | Oven | E8 | System - kBTUs of Consumption | 0 | 0 | 0 | 0 | 0 | 0 | 0 | 0 | 0 | 0 | 0 | 0 | 0 | 0 | 0 | 0 | 0 | 0 | 0 | 0 | 0 | 0 | 0 | 0 | 0 | 0 | 0 | 0 | 0 | 0 | 0 | 0 | 0
F3_Commercial_Warehouse_Existing_Food Preparation_Natural Gas_Oven_E9 | F3 | Commercial | Warehouse | Existing | Food Preparation | Natural Gas | Oven | E9 | System - kBTUs of Consumption | 0 | 0 | 0 | 0 | 0 | 0 | 0 | 0 | 0 | 0 | 0 | 0 | 0 | 0 | 0 | 0 | 0 | 0 | 0 | 0 | 0 | 0 | 0 | 0 | 0 | 0 | 0 | 0 | 0 | 0 | 0 | 0 | 0
F3_Commercial_Warehouse_Existing_Food Preparation_Natural Gas_Oven_E10 | F3 | Commercial | Warehouse | Existing | Food Preparation | Natural Gas | Oven | E10 | System - kBTUs of Consumption | 0 | 0 | 0 | 0 | 0 | 0 | 0 | 0 | 0 | 0 | 0 | 0 | 0 | 0 | 0 | 0 | 0 | 0 | 0 | 0 | 0 | 0 | 0 | 0 | 0 | 0 | 0 | 0 | 0 | 0 | 0 | 0 | 0
F4_Commercial_Warehouse_Existing_Food Preparation_Natural Gas_Oven_E1 | F4 | Commercial | Warehouse | Existing | Food Preparation | Natural Gas | Oven | E1 | Utility - Cost of Equipment | 0.016635 | 0.016639 | 0.016722 | 0.01661 | 0.016544 | 0.016601 | 0.016763 | 0.016893 | 0.017052 | 0.017205 | 0.017357 | 0.017498 | 0.01765 | 0.017807 | 0.017958 | 0.018112 | 0.018268 | 0.018438 | 0.018614 | 0.0188 | 0.01898 | 0.019166 | 0.019336 | 0.019511 | 0.019666 | 0.019799 | 0.019921 | 0.020025 | 0.020107 | 0.020175 | 0.020211 | 0.020236 | 0.020236
F4_Commercial_Warehouse_Existing_Food Preparation_Natural Gas_Oven_E2 | F4 | Commercial | Warehouse | Existing | Food Preparation | Natural Gas | Oven | E2 | Utility - Cost of Equipment | 0.0095255 | 0.0095279 | 0.0095755 | 0.0095115 | 0.0094735 | 0.0095063 | 0.009599 | 0.0096733 | 0.0097646 | 0.009852 | 0.009939 | 0.01002 | 0.010107 | 0.010197 | 0.010283 | 0.010372 | 0.010461 | 0.010558 | 0.010659 | 0.010765 | 0.010868 | 0.010975 | 0.011072 | 0.011173 | 0.011261 | 0.011337 | 0.011407 | 0.011467 | 0.011514 | 0.011553 | 0.011574 | 0.011588 | 0.011588
F4_Commercial_Warehouse_Existing_Food Preparation_Natural Gas_Oven_E3 | F4 | Commercial | Warehouse | Existing | Food Preparation | Natural Gas | Oven | E3 | Utility - Cost of Equipment | 0 | 0 | 0 | 0 | 0 | 0 | 0 | 0 | 0 | 0 | 0 | 0 | 0 | 0 | 0 | 0 | 0 | 0 | 0 | 0 | 0 | 0 | 0 | 0 | 0 | 0 | 0 | 0 | 0 | 0 | 0 | 0 | 0
F4_Commercial_Warehouse_Existing_Food Preparation_Natural Gas_Oven_E4 | F4 | Commercial | Warehouse | Existing | Food Preparation | Natural Gas | Oven | E4 | Utility - Cost of Equipment | 0 | 0 | 0 | 0 | 0 | 0 | 0 | 0 | 0 | 0 | 0 | 0 | 0 | 0 | 0 | 0 | 0 | 0 | 0 | 0 | 0 | 0 | 0 | 0 | 0 | 0 | 0 | 0 | 0 | 0 | 0 | 0 | 0
F4_Commercial_Warehouse_Existing_Food Preparation_Natural Gas_Oven_E5 | F4 | Commercial | Warehouse | Existing | Food Preparation | Natural Gas | Oven | E5 | Utility - Cost of Equipment | 0 | 0 | 0 | 0 | 0 | 0 | 0 | 0 | 0 | 0 | 0 | 0 | 0 | 0 | 0 | 0 | 0 | 0 | 0 | 0 | 0 | 0 | 0 | 0 | 0 | 0 | 0 | 0 | 0 | 0 | 0 | 0 | 0
F4_Commercial_Warehouse_Existing_Food Preparation_Natural Gas_Oven_E6 | F4 | Commercial | Warehouse | Existing | Food Preparation | Natural Gas | Oven | E6 | Utility - Cost of Equipment | 0 | 0 | 0 | 0 | 0 | 0 | 0 | 0 | 0 | 0 | 0 | 0 | 0 | 0 | 0 | 0 | 0 | 0 | 0 | 0 | 0 | 0 | 0 | 0 | 0 | 0 | 0 | 0 | 0 | 0 | 0 | 0 | 0
F4_Commercial_Warehouse_Existing_Food Preparation_Natural Gas_Oven_E7 | F4 | Commercial | Warehouse | Existing | Food Preparation | Natural Gas | Oven | E7 | Utility - Cost of Equipment | 0 | 0 | 0 | 0 | 0 | 0 | 0 | 0 | 0 | 0 | 0 | 0 | 0 | 0 | 0 | 0 | 0 | 0 | 0 | 0 | 0 | 0 | 0 | 0 | 0 | 0 | 0 | 0 | 0 | 0 | 0 | 0 | 0
F4_Commercial_Warehouse_Existing_Food Preparation_Natural Gas_Oven_E8 | F4 | Commercial | Warehouse | Existing | Food Preparation | Natural Gas | Oven | E8 | Utility - Cost of Equipment | 0 | 0 | 0 | 0 | 0 | 0 | 0 | 0 | 0 | 0 | 0 | 0 | 0 | 0 | 0 | 0 | 0 | 0 | 0 | 0 | 0 | 0 | 0 | 0 | 0 | 0 | 0 | 0 | 0 | 0 | 0 | 0 | 0
F4_Commercial_Warehouse_Existing_Food Preparation_Natural Gas_Oven_E9 | F4 | Commercial | Warehouse | Existing | Food Preparation | Natural Gas | Oven | E9 | Utility - Cost of Equipment | 0 | 0 | 0 | 0 | 0 | 0 | 0 | 0 | 0 | 0 | 0 | 0 | 0 | 0 | 0 | 0 | 0 | 0 | 0 | 0 | 0 | 0 | 0 | 0 | 0 | 0 | 0 | 0 | 0 | 0 | 0 | 0 | 0
F4_Commercial_Warehouse_Existing_Food Preparation_Natural Gas_Oven_E10 | F4 | Commercial | Warehouse | Existing | Food Preparation | Natural Gas | Oven | E10 | Utility - Cost of Equipment | 0 | 0 | 0 | 0 | 0 | 0 | 0 | 0 | 0 | 0 | 0 | 0 | 0 | 0 | 0 | 0 | 0 | 0 | 0 | 0 | 0 | 0 | 0 | 0 | 0 | 0 | 0 | 0 | 0 | 0 | 0 | 0 | 0
F5_Commercial_Warehouse_Existing_Food Preparation_Natural Gas_Oven_E1 | F5 | Commercial | Warehouse | Existing | Food Preparation | Natural Gas | Oven | E1 | Utility - Cost of Operation | 0.023288 | 0.023288 | 0.023288 | 0.023288 | 0.023288 | 0.023288 | 0.023288 | 0.023288 | 0.023288 | 0.023288 | 0.023288 | 0.023288 | 0.023288 | 0.023288 | 0.023288 | 0.023288 | 0.023288 | 0.023288 | 0.023288 | 0.023288 | 0.023288 | 0.023288 | 0.023288 | 0.023288 | 0.023288 | 0.023288 | 0.023288 | 0.023288 | 0.023288 | 0.023288 | 0.023288 | 0.023288 | 0.023288
F5_Commercial_Warehouse_Existing_Food Preparation_Natural Gas_Oven_E2 | F5 | Commercial | Warehouse | Existing | Food Preparation | Natural Gas | Oven | E2 | Utility - Cost of Operation | 0.024267 | 0.024267 | 0.024267 | 0.024267 | 0.024267 | 0.024267 | 0.024267 | 0.024267 | 0.024267 | 0.024267 | 0.024267 | 0.024267 | 0.024267 | 0.024267 | 0.024267 | 0.024267 | 0.024267 | 0.024267 | 0.024267 | 0.024267 | 0.024267 | 0.024267 | 0.024267 | 0.024267 | 0.024267 | 0.024267 | 0.024267 | 0.024267 | 0.024267 | 0.024267 | 0.024267 | 0.024267 | 0.024267
F5_Commercial_Warehouse_Existing_Food Preparation_Natural Gas_Oven_E3 | F5 | Commercial | Warehouse | Existing | Food Preparation | Natural Gas | Oven | E3 | Utility - Cost of Operation | 0 | 0 | 0 | 0 | 0 | 0 | 0 | 0 | 0 | 0 | 0 | 0 | 0 | 0 | 0 | 0 | 0 | 0 | 0 | 0 | 0 | 0 | 0 | 0 | 0 | 0 | 0 | 0 | 0 | 0 | 0 | 0 | 0
F5_Commercial_Warehouse_Existing_Food Preparation_Natural Gas_Oven_E4 | F5 | Commercial | Warehouse | Existing | Food Preparation | Natural Gas | Oven | E4 | Utility - Cost of Operation | 0 | 0 | 0 | 0 | 0 | 0 | 0 | 0 | 0 | 0 | 0 | 0 | 0 | 0 | 0 | 0 | 0 | 0 | 0 | 0 | 0 | 0 | 0 | 0 | 0 | 0 | 0 | 0 | 0 | 0 | 0 | 0 | 0
F5_Commercial_Warehouse_Existing_Food Preparation_Natural Gas_Oven_E5 | F5 | Commercial | Warehouse | Existing | Food Preparation | Natural Gas | Oven | E5 | Utility - Cost of Operation | 0 | 0 | 0 | 0 | 0 | 0 | 0 | 0 | 0 | 0 | 0 | 0 | 0 | 0 | 0 | 0 | 0 | 0 | 0 | 0 | 0 | 0 | 0 | 0 | 0 | 0 | 0 | 0 | 0 | 0 | 0 | 0 | 0
F5_Commercial_Warehouse_Existing_Food Preparation_Natural Gas_Oven_E6 | F5 | Commercial | Warehouse | Existing | Food Preparation | Natural Gas | Oven | E6 | Utility - Cost of Operation | 0 | 0 | 0 | 0 | 0 | 0 | 0 | 0 | 0 | 0 | 0 | 0 | 0 | 0 | 0 | 0 | 0 | 0 | 0 | 0 | 0 | 0 | 0 | 0 | 0 | 0 | 0 | 0 | 0 | 0 | 0 | 0 | 0
F5_Commercial_Warehouse_Existing_Food Preparation_Natural Gas_Oven_E7 | F5 | Commercial | Warehouse | Existing | Food Preparation | Natural Gas | Oven | E7 | Utility - Cost of Operation | 0 | 0 | 0 | 0 | 0 | 0 | 0 | 0 | 0 | 0 | 0 | 0 | 0 | 0 | 0 | 0 | 0 | 0 | 0 | 0 | 0 | 0 | 0 | 0 | 0 | 0 | 0 | 0 | 0 | 0 | 0 | 0 | 0
F5_Commercial_Warehouse_Existing_Food Preparation_Natural Gas_Oven_E8 | F5 | Commercial | Warehouse | Existing | Food Preparation | Natural Gas | Oven | E8 | Utility - Cost of Operation | 0 | 0 | 0 | 0 | 0 | 0 | 0 | 0 | 0 | 0 | 0 | 0 | 0 | 0 | 0 | 0 | 0 | 0 | 0 | 0 | 0 | 0 | 0 | 0 | 0 | 0 | 0 | 0 | 0 | 0 | 0 | 0 | 0
F5_Commercial_Warehouse_Existing_Food Preparation_Natural Gas_Oven_E9 | F5 | Commercial | Warehouse | Existing | Food Preparation | Natural Gas | Oven | E9 | Utility - Cost of Operation | 0 | 0 | 0 | 0 | 0 | 0 | 0 | 0 | 0 | 0 | 0 | 0 | 0 | 0 | 0 | 0 | 0 | 0 | 0 | 0 | 0 | 0 | 0 | 0 | 0 | 0 | 0 | 0 | 0 | 0 | 0 | 0 | 0
F5_Commercial_Warehouse_Existing_Food Preparation_Natural Gas_Oven_E10 | F5 | Commercial | Warehouse | Existing | Food Preparation | Natural Gas | Oven | E10 | Utility - Cost of Operation | 0 | 0 | 0 | 0 | 0 | 0 | 0 | 0 | 0 | 0 | 0 | 0 | 0 | 0 | 0 | 0 | 0 | 0 | 0 | 0 | 0 | 0 | 0 | 0 | 0 | 0 | 0 | 0 | 0 | 0 | 0 | 0 | 0
F6_Commercial_Warehouse_Existing_Food Preparation_Natural Gas_Oven_E1 | F6 | Commercial | Warehouse | Existing | Food Preparation | Natural Gas | Oven | E1 | Utility - Value of Sales | 0.0088117 | 0.0088569 | 0.0089294 | 0.0089135 | 0.0089135 | 0.0089135 | 0.0089135 | 0.0089135 | 0.0089135 | 0.0089135 | 0.0089135 | 0.0089135 | 0.0089135 | 0.0089135 | 0.0089135 | 0.0089135 | 0.0089135 | 0.0089135 | 0.0089135 | 0.0089135 | 0.0089135 | 0.0089135 | 0.0089135 | 0.0089135 | 0.0089135 | 0.0089135 | 0.0089135 | 0.0089135 | 0.0089135 | 0.0089135 | 0.0089135 | 0.0089135 | 0.0089135
F6_Commercial_Warehouse_Existing_Food Preparation_Natural Gas_Oven_E2 | F6 | Commercial | Warehouse | Existing | Food Preparation | Natural Gas | Oven | E2 | Utility - Value of Sales | 0.0050458 | 0.0050717 | 0.0051132 | 0.0051041 | 0.0051041 | 0.0051041 | 0.0051041 | 0.0051041 | 0.0051041 | 0.0051041 | 0.0051041 | 0.0051041 | 0.0051041 | 0.0051041 | 0.0051041 | 0.0051041 | 0.0051041 | 0.0051041 | 0.0051041 | 0.0051041 | 0.0051041 | 0.0051041 | 0.0051041 | 0.0051041 | 0.0051041 | 0.0051041 | 0.0051041 | 0.0051041 | 0.0051041 | 0.0051041 | 0.0051041 | 0.0051041 | 0.0051041
F6_Commercial_Warehouse_Existing_Food Preparation_Natural Gas_Oven_E3 | F6 | Commercial | Warehouse | Existing | Food Preparation | Natural Gas | Oven | E3 | Utility - Value of Sales | 0 | 0 | 0 | 0 | 0 | 0 | 0 | 0 | 0 | 0 | 0 | 0 | 0 | 0 | 0 | 0 | 0 | 0 | 0 | 0 | 0 | 0 | 0 | 0 | 0 | 0 | 0 | 0 | 0 | 0 | 0 | 0 | 0
F6_Commercial_Warehouse_Existing_Food Preparation_Natural Gas_Oven_E4 | F6 | Commercial | Warehouse | Existing | Food Preparation | Natural Gas | Oven | E4 | Utility - Value of Sales | 0 | 0 | 0 | 0 | 0 | 0 | 0 | 0 | 0 | 0 | 0 | 0 | 0 | 0 | 0 | 0 | 0 | 0 | 0 | 0 | 0 | 0 | 0 | 0 | 0 | 0 | 0 | 0 | 0 | 0 | 0 | 0 | 0
F6_Commercial_Warehouse_Existing_Food Preparation_Natural Gas_Oven_E5 | F6 | Commercial | Warehouse | Existing | Food Preparation | Natural Gas | Oven | E5 | Utility - Value of Sales | 0 | 0 | 0 | 0 | 0 | 0 | 0 | 0 | 0 | 0 | 0 | 0 | 0 | 0 | 0 | 0 | 0 | 0 | 0 | 0 | 0 | 0 | 0 | 0 | 0 | 0 | 0 | 0 | 0 | 0 | 0 | 0 | 0
F6_Commercial_Warehouse_Existing_Food Preparation_Natural Gas_Oven_E6 | F6 | Commercial | Warehouse | Existing | Food Preparation | Natural Gas | Oven | E6 | Utility - Value of Sales | 0 | 0 | 0 | 0 | 0 | 0 | 0 | 0 | 0 | 0 | 0 | 0 | 0 | 0 | 0 | 0 | 0 | 0 | 0 | 0 | 0 | 0 | 0 | 0 | 0 | 0 | 0 | 0 | 0 | 0 | 0 | 0 | 0
F6_Commercial_Warehouse_Existing_Food Preparation_Natural Gas_Oven_E7 | F6 | Commercial | Warehouse | Existing | Food Preparation | Natural Gas | Oven | E7 | Utility - Value of Sales | 0 | 0 | 0 | 0 | 0 | 0 | 0 | 0 | 0 | 0 | 0 | 0 | 0 | 0 | 0 | 0 | 0 | 0 | 0 | 0 | 0 | 0 | 0 | 0 | 0 | 0 | 0 | 0 | 0 | 0 | 0 | 0 | 0
F6_Commercial_Warehouse_Existing_Food Preparation_Natural Gas_Oven_E8 | F6 | Commercial | Warehouse | Existing | Food Preparation | Natural Gas | Oven | E8 | Utility - Value of Sales | 0 | 0 | 0 | 0 | 0 | 0 | 0 | 0 | 0 | 0 | 0 | 0 | 0 | 0 | 0 | 0 | 0 | 0 | 0 | 0 | 0 | 0 | 0 | 0 | 0 | 0 | 0 | 0 | 0 | 0 | 0 | 0 | 0
F6_Commercial_Warehouse_Existing_Food Preparation_Natural Gas_Oven_E9 | F6 | Commercial | Warehouse | Existing | Food Preparation | Natural Gas | Oven | E9 | Utility - Value of Sales | 0 | 0 | 0 | 0 | 0 | 0 | 0 | 0 | 0 | 0 | 0 | 0 | 0 | 0 | 0 | 0 | 0 | 0 | 0 | 0 | 0 | 0 | 0 | 0 | 0 | 0 | 0 | 0 | 0 | 0 | 0 | 0 | 0
F6_Commercial_Warehouse_Existing_Food Preparation_Natural Gas_Oven_E10 | F6 | Commercial | Warehouse | Existing | Food Preparation | Natural Gas | Oven | E10 | Utility - Value of Sales | 0 | 0 | 0 | 0 | 0 | 0 | 0 | 0 | 0 | 0 | 0 | 0 | 0 | 0 | 0 | 0 | 0 | 0 | 0 | 0 | 0 | 0 | 0 | 0 | 0 | 0 | 0 | 0 | 0 | 0 | 0 | 0 | 0
F1_Commercial_Warehouse_Existing_Food Preparation_Natural Gas_Conveyor Oven_E1 | F1 | Commercial | Warehouse | Existing | Food Preparation | Natural Gas | Conveyor Oven | E1 | RVT - Cost of Equipment | 0.020943 | 0.021006 | 0.021133 | 0.021094 | 0.021094 | 0.021201 | 0.021399 | 0.021573 | 0.021775 | 0.021974 | 0.022176 | 0.02237 | 0.022574 | 0.022784 | 0.022988 | 0.023191 | 0.023388 | 0.023588 | 0.023782 | 0.023972 | 0.024147 | 0.024319 | 0.02447 | 0.024621 | 0.024753 | 0.024866 | 0.024969 | 0.025058 | 0.025128 | 0.025185 | 0.025216 | 0.025237 | 0.025237
F1_Commercial_Warehouse_Existing_Food Preparation_Natural Gas_Conveyor Oven_E2 | F1 | Commercial | Warehouse | Existing | Food Preparation | Natural Gas | Conveyor Oven | E2 | RVT - Cost of Equipment | 0.01592 | 0.015968 | 0.016064 | 0.016035 | 0.016035 | 0.016116 | 0.016267 | 0.016399 | 0.016552 | 0.016704 | 0.016857 | 0.017005 | 0.01716 | 0.01732 | 0.017474 | 0.017629 | 0.017778 | 0.01793 | 0.018078 | 0.018223 | 0.018356 | 0.018486 | 0.018601 | 0.018716 | 0.018816 | 0.018902 | 0.01898 | 0.019048 | 0.019101 | 0.019145 | 0.019168 | 0.019184 | 0.019184
F1_Commercial_Warehouse_Existing_Food Preparation_Natural Gas_Conveyor Oven_E3 | F1 | Commercial | Warehouse | Existing | Food Preparation | Natural Gas | Conveyor Oven | E3 | RVT - Cost of Equipment | 0 | 0 | 0 | 0 | 0 | 0 | 0 | 0 | 0 | 0 | 0 | 0 | 0 | 0 | 0 | 0 | 0 | 0 | 0 | 0 | 0 | 0 | 0 | 0 | 0 | 0 | 0 | 0 | 0 | 0 | 0 | 0 | 0
F1_Commercial_Warehouse_Existing_Food Preparation_Natural Gas_Conveyor Oven_E4 | F1 | Commercial | Warehouse | Existing | Food Preparation | Natural Gas | Conveyor Oven | E4 | RVT - Cost of Equipment | 0 | 0 | 0 | 0 | 0 | 0 | 0 | 0 | 0 | 0 | 0 | 0 | 0 | 0 | 0 | 0 | 0 | 0 | 0 | 0 | 0 | 0 | 0 | 0 | 0 | 0 | 0 | 0 | 0 | 0 | 0 | 0 | 0
F1_Commercial_Warehouse_Existing_Food Preparation_Natural Gas_Conveyor Oven_E5 | F1 | Commercial | Warehouse | Existing | Food Preparation | Natural Gas | Conveyor Oven | E5 | RVT - Cost of Equipment | 0 | 0 | 0 | 0 | 0 | 0 | 0 | 0 | 0 | 0 | 0 | 0 | 0 | 0 | 0 | 0 | 0 | 0 | 0 | 0 | 0 | 0 | 0 | 0 | 0 | 0 | 0 | 0 | 0 | 0 | 0 | 0 | 0
F1_Commercial_Warehouse_Existing_Food Preparation_Natural Gas_Conveyor Oven_E6 | F1 | Commercial | Warehouse | Existing | Food Preparation | Natural Gas | Conveyor Oven | E6 | RVT - Cost of Equipment | 0 | 0 | 0 | 0 | 0 | 0 | 0 | 0 | 0 | 0 | 0 | 0 | 0 | 0 | 0 | 0 | 0 | 0 | 0 | 0 | 0 | 0 | 0 | 0 | 0 | 0 | 0 | 0 | 0 | 0 | 0 | 0 | 0
F1_Commercial_Warehouse_Existing_Food Preparation_Natural Gas_Conveyor Oven_E7 | F1 | Commercial | Warehouse | Existing | Food Preparation | Natural Gas | Conveyor Oven | E7 | RVT - Cost of Equipment | 0 | 0 | 0 | 0 | 0 | 0 | 0 | 0 | 0 | 0 | 0 | 0 | 0 | 0 | 0 | 0 | 0 | 0 | 0 | 0 | 0 | 0 | 0 | 0 | 0 | 0 | 0 | 0 | 0 | 0 | 0 | 0 | 0
F1_Commercial_Warehouse_Existing_Food Preparation_Natural Gas_Conveyor Oven_E8 | F1 | Commercial | Warehouse | Existing | Food Preparation | Natural Gas | Conveyor Oven | E8 | RVT - Cost of Equipment | 0 | 0 | 0 | 0 | 0 | 0 | 0 | 0 | 0 | 0 | 0 | 0 | 0 | 0 | 0 | 0 | 0 | 0 | 0 | 0 | 0 | 0 | 0 | 0 | 0 | 0 | 0 | 0 | 0 | 0 | 0 | 0 | 0
F1_Commercial_Warehouse_Existing_Food Preparation_Natural Gas_Conveyor Oven_E9 | F1 | Commercial | Warehouse | Existing | Food Preparation | Natural Gas | Conveyor Oven | E9 | RVT - Cost of Equipment | 0 | 0 | 0 | 0 | 0 | 0 | 0 | 0 | 0 | 0 | 0 | 0 | 0 | 0 | 0 | 0 | 0 | 0 | 0 | 0 | 0 | 0 | 0 | 0 | 0 | 0 | 0 | 0 | 0 | 0 | 0 | 0 | 0
F1_Commercial_Warehouse_Existing_Food Preparation_Natural Gas_Conveyor Oven_E10 | F1 | Commercial | Warehouse | Existing | Food Preparation | Natural Gas | Conveyor Oven | E10 | RVT - Cost of Equipment | 0 | 0 | 0 | 0 | 0 | 0 | 0 | 0 | 0 | 0 | 0 | 0 | 0 | 0 | 0 | 0 | 0 | 0 | 0 | 0 | 0 | 0 | 0 | 0 | 0 | 0 | 0 | 0 | 0 | 0 | 0 | 0 | 0
F2_Commercial_Warehouse_Existing_Food Preparation_Natural Gas_Conveyor Oven_E1 | F2 | Commercial | Warehouse | Existing | Food Preparation | Natural Gas | Conveyor Oven | E1 | RVT - Cost of Operation | 0.025091 | 0.025166 | 0.025319 | 0.025272 | 0.025272 | 0.025401 | 0.025638 | 0.025846 | 0.026087 | 0.026326 | 0.026568 | 0.026801 | 0.027045 | 0.027297 | 0.027541 | 0.027784 | 0.02802 | 0.02826 | 0.028493 | 0.02872 | 0.02893 | 0.029136 | 0.029317 | 0.029498 | 0.029655 | 0.029791 | 0.029915 | 0.030021 | 0.030105 | 0.030173 | 0.030211 | 0.030236 | 0.030236
F2_Commercial_Warehouse_Existing_Food Preparation_Natural Gas_Conveyor Oven_E2 | F2 | Commercial | Warehouse | Existing | Food Preparation | Natural Gas | Conveyor Oven | E2 | RVT - Cost of Operation | 0.019073 | 0.01913 | 0.019246 | 0.019211 | 0.019211 | 0.019309 | 0.019489 | 0.019647 | 0.019831 | 0.020012 | 0.020196 | 0.020373 | 0.020558 | 0.02075 | 0.020935 | 0.02112 | 0.0213 | 0.021482 | 0.021659 | 0.021832 | 0.021991 | 0.022148 | 0.022285 | 0.022423 | 0.022543 | 0.022646 | 0.02274 | 0.022821 | 0.022884 | 0.022936 | 0.022965 | 0.022984 | 0.022984
F2_Commercial_Warehouse_Existing_Food Preparation_Natural Gas_Conveyor Oven_E3 | F2 | Commercial | Warehouse | Existing | Food Preparation | Natural Gas | Conveyor Oven | E3 | RVT - Cost of Operation | 0 | 0 | 0 | 0 | 0 | 0 | 0 | 0 | 0 | 0 | 0 | 0 | 0 | 0 | 0 | 0 | 0 | 0 | 0 | 0 | 0 | 0 | 0 | 0 | 0 | 0 | 0 | 0 | 0 | 0 | 0 | 0 | 0
F2_Commercial_Warehouse_Existing_Food Preparation_Natural Gas_Conveyor Oven_E4 | F2 | Commercial | Warehouse | Existing | Food Preparation | Natural Gas | Conveyor Oven | E4 | RVT - Cost of Operation | 0 | 0 | 0 | 0 | 0 | 0 | 0 | 0 | 0 | 0 | 0 | 0 | 0 | 0 | 0 | 0 | 0 | 0 | 0 | 0 | 0 | 0 | 0 | 0 | 0 | 0 | 0 | 0 | 0 | 0 | 0 | 0 | 0
F2_Commercial_Warehouse_Existing_Food Preparation_Natural Gas_Conveyor Oven_E5 | F2 | Commercial | Warehouse | Existing | Food Preparation | Natural Gas | Conveyor Oven | E5 | RVT - Cost of Operation | 0 | 0 | 0 | 0 | 0 | 0 | 0 | 0 | 0 | 0 | 0 | 0 | 0 | 0 | 0 | 0 | 0 | 0 | 0 | 0 | 0 | 0 | 0 | 0 | 0 | 0 | 0 | 0 | 0 | 0 | 0 | 0 | 0
F2_Commercial_Warehouse_Existing_Food Preparation_Natural Gas_Conveyor Oven_E6 | F2 | Commercial | Warehouse | Existing | Food Preparation | Natural Gas | Conveyor Oven | E6 | RVT - Cost of Operation | 0 | 0 | 0 | 0 | 0 | 0 | 0 | 0 | 0 | 0 | 0 | 0 | 0 | 0 | 0 | 0 | 0 | 0 | 0 | 0 | 0 | 0 | 0 | 0 | 0 | 0 | 0 | 0 | 0 | 0 | 0 | 0 | 0
F2_Commercial_Warehouse_Existing_Food Preparation_Natural Gas_Conveyor Oven_E7 | F2 | Commercial | Warehouse | Existing | Food Preparation | Natural Gas | Conveyor Oven | E7 | RVT - Cost of Operation | 0 | 0 | 0 | 0 | 0 | 0 | 0 | 0 | 0 | 0 | 0 | 0 | 0 | 0 | 0 | 0 | 0 | 0 | 0 | 0 | 0 | 0 | 0 | 0 | 0 | 0 | 0 | 0 | 0 | 0 | 0 | 0 | 0
F2_Commercial_Warehouse_Existing_Food Preparation_Natural Gas_Conveyor Oven_E8 | F2 | Commercial | Warehouse | Existing | Food Preparation | Natural Gas | Conveyor Oven | E8 | RVT - Cost of Operation | 0 | 0 | 0 | 0 | 0 | 0 | 0 | 0 | 0 | 0 | 0 | 0 | 0 | 0 | 0 | 0 | 0 | 0 | 0 | 0 | 0 | 0 | 0 | 0 | 0 | 0 | 0 | 0 | 0 | 0 | 0 | 0 | 0
F2_Commercial_Warehouse_Existing_Food Preparation_Natural Gas_Conveyor Oven_E9 | F2 | Commercial | Warehouse | Existing | Food Preparation | Natural Gas | Conveyor Oven | E9 | RVT - Cost of Operation | 0 | 0 | 0 | 0 | 0 | 0 | 0 | 0 | 0 | 0 | 0 | 0 | 0 | 0 | 0 | 0 | 0 | 0 | 0 | 0 | 0 | 0 | 0 | 0 | 0 | 0 | 0 | 0 | 0 | 0 | 0 | 0 | 0
F2_Commercial_Warehouse_Existing_Food Preparation_Natural Gas_Conveyor Oven_E10 | F2 | Commercial | Warehouse | Existing | Food Preparation | Natural Gas | Conveyor Oven | E10 | RVT - Cost of Operation | 0 | 0 | 0 | 0 | 0 | 0 | 0 | 0 | 0 | 0 | 0 | 0 | 0 | 0 | 0 | 0 | 0 | 0 | 0 | 0 | 0 | 0 | 0 | 0 | 0 | 0 | 0 | 0 | 0 | 0 | 0 | 0 | 0
F3_Commercial_Warehouse_Existing_Food Preparation_Natural Gas_Conveyor Oven_E1 | F3 | Commercial | Warehouse | Existing | Food Preparation | Natural Gas | Conveyor Oven | E1 | System - kBTUs of Consumption | 0.0037798 | 0.0037798 | 0.0037798 | 0.0037798 | 0.0037798 | 0.0037798 | 0.0037798 | 0.0037798 | 0.0037798 | 0.0037798 | 0.0037798 | 0.0037798 | 0.0037798 | 0.0037798 | 0.0037798 | 0.0037798 | 0.0037798 | 0.0037798 | 0.0037798 | 0.0037798 | 0.0037798 | 0.0037798 | 0.0037798 | 0.0037798 | 0.0037798 | 0.0037798 | 0.0037798 | 0.0037798 | 0.0037798 | 0.0037798 | 0.0037798 | 0.0037798 | 0.0037798
F3_Commercial_Warehouse_Existing_Food Preparation_Natural Gas_Conveyor Oven_E2 | F3 | Commercial | Warehouse | Existing | Food Preparation | Natural Gas | Conveyor Oven | E2 | System - kBTUs of Consumption | 0.0046081 | 0.0046081 | 0.0046081 | 0.0046081 | 0.0046081 | 0.0046081 | 0.0046081 | 0.0046081 | 0.0046081 | 0.0046081 | 0.0046081 | 0.0046081 | 0.0046081 | 0.0046081 | 0.0046081 | 0.0046081 | 0.0046081 | 0.0046081 | 0.0046081 | 0.0046081 | 0.0046081 | 0.0046081 | 0.0046081 | 0.0046081 | 0.0046081 | 0.0046081 | 0.0046081 | 0.0046081 | 0.0046081 | 0.0046081 | 0.0046081 | 0.0046081 | 0.0046081
F3_Commercial_Warehouse_Existing_Food Preparation_Natural Gas_Conveyor Oven_E3 | F3 | Commercial | Warehouse | Existing | Food Preparation | Natural Gas | Conveyor Oven | E3 | System - kBTUs of Consumption | 0 | 0 | 0 | 0 | 0 | 0 | 0 | 0 | 0 | 0 | 0 | 0 | 0 | 0 | 0 | 0 | 0 | 0 | 0 | 0 | 0 | 0 | 0 | 0 | 0 | 0 | 0 | 0 | 0 | 0 | 0 | 0 | 0
F3_Commercial_Warehouse_Existing_Food Preparation_Natural Gas_Conveyor Oven_E4 | F3 | Commercial | Warehouse | Existing | Food Preparation | Natural Gas | Conveyor Oven | E4 | System - kBTUs of Consumption | 0 | 0 | 0 | 0 | 0 | 0 | 0 | 0 | 0 | 0 | 0 | 0 | 0 | 0 | 0 | 0 | 0 | 0 | 0 | 0 | 0 | 0 | 0 | 0 | 0 | 0 | 0 | 0 | 0 | 0 | 0 | 0 | 0
F3_Commercial_Warehouse_Existing_Food Preparation_Natural Gas_Conveyor Oven_E5 | F3 | Commercial | Warehouse | Existing | Food Preparation | Natural Gas | Conveyor Oven | E5 | System - kBTUs of Consumption | 0 | 0 | 0 | 0 | 0 | 0 | 0 | 0 | 0 | 0 | 0 | 0 | 0 | 0 | 0 | 0 | 0 | 0 | 0 | 0 | 0 | 0 | 0 | 0 | 0 | 0 | 0 | 0 | 0 | 0 | 0 | 0 | 0
F3_Commercial_Warehouse_Existing_Food Preparation_Natural Gas_Conveyor Oven_E6 | F3 | Commercial | Warehouse | Existing | Food Preparation | Natural Gas | Conveyor Oven | E6 | System - kBTUs of Consumption | 0 | 0 | 0 | 0 | 0 | 0 | 0 | 0 | 0 | 0 | 0 | 0 | 0 | 0 | 0 | 0 | 0 | 0 | 0 | 0 | 0 | 0 | 0 | 0 | 0 | 0 | 0 | 0 | 0 | 0 | 0 | 0 | 0
F3_Commercial_Warehouse_Existing_Food Preparation_Natural Gas_Conveyor Oven_E7 | F3 | Commercial | Warehouse | Existing | Food Preparation | Natural Gas | Conveyor Oven | E7 | System - kBTUs of Consumption | 0 | 0 | 0 | 0 | 0 | 0 | 0 | 0 | 0 | 0 | 0 | 0 | 0 | 0 | 0 | 0 | 0 | 0 | 0 | 0 | 0 | 0 | 0 | 0 | 0 | 0 | 0 | 0 | 0 | 0 | 0 | 0 | 0
F3_Commercial_Warehouse_Existing_Food Preparation_Natural Gas_Conveyor Oven_E8 | F3 | Commercial | Warehouse | Existing | Food Preparation | Natural Gas | Conveyor Oven | E8 | System - kBTUs of Consumption | 0 | 0 | 0 | 0 | 0 | 0 | 0 | 0 | 0 | 0 | 0 | 0 | 0 | 0 | 0 | 0 | 0 | 0 | 0 | 0 | 0 | 0 | 0 | 0 | 0 | 0 | 0 | 0 | 0 | 0 | 0 | 0 | 0
F3_Commercial_Warehouse_Existing_Food Preparation_Natural Gas_Conveyor Oven_E9 | F3 | Commercial | Warehouse | Existing | Food Preparation | Natural Gas | Conveyor Oven | E9 | System - kBTUs of Consumption | 0 | 0 | 0 | 0 | 0 | 0 | 0 | 0 | 0 | 0 | 0 | 0 | 0 | 0 | 0 | 0 | 0 | 0 | 0 | 0 | 0 | 0 | 0 | 0 | 0 | 0 | 0 | 0 | 0 | 0 | 0 | 0 | 0
F3_Commercial_Warehouse_Existing_Food Preparation_Natural Gas_Conveyor Oven_E10 | F3 | Commercial | Warehouse | Existing | Food Preparation | Natural Gas | Conveyor Oven | E10 | System - kBTUs of Consumption | 0 | 0 | 0 | 0 | 0 | 0 | 0 | 0 | 0 | 0 | 0 | 0 | 0 | 0 | 0 | 0 | 0 | 0 | 0 | 0 | 0 | 0 | 0 | 0 | 0 | 0 | 0 | 0 | 0 | 0 | 0 | 0 | 0
F4_Commercial_Warehouse_Existing_Food Preparation_Natural Gas_Conveyor Oven_E1 | F4 | Commercial | Warehouse | Existing | Food Preparation | Natural Gas | Conveyor Oven | E1 | Utility - Cost of Equipment | 0.025091 | 0.025166 | 0.025319 | 0.025272 | 0.025272 | 0.025401 | 0.025638 | 0.025846 | 0.026087 | 0.026326 | 0.026568 | 0.026801 | 0.027045 | 0.027297 | 0.027541 | 0.027784 | 0.02802 | 0.02826 | 0.028493 | 0.02872 | 0.02893 | 0.029136 | 0.029317 | 0.029498 | 0.029655 | 0.029791 | 0.029915 | 0.030021 | 0.030105 | 0.030173 | 0.030211 | 0.030236 | 0.030236
F4_Commercial_Warehouse_Existing_Food Preparation_Natural Gas_Conveyor Oven_E2 | F4 | Commercial | Warehouse | Existing | Food Preparation | Natural Gas | Conveyor Oven | E2 | Utility - Cost of Equipment | 0.019073 | 0.01913 | 0.019246 | 0.019211 | 0.019211 | 0.019309 | 0.019489 | 0.019647 | 0.019831 | 0.020012 | 0.020196 | 0.020373 | 0.020558 | 0.02075 | 0.020935 | 0.02112 | 0.0213 | 0.021482 | 0.021659 | 0.021832 | 0.021991 | 0.022148 | 0.022285 | 0.022423 | 0.022543 | 0.022646 | 0.02274 | 0.022821 | 0.022884 | 0.022936 | 0.022965 | 0.022984 | 0.022984
F4_Commercial_Warehouse_Existing_Food Preparation_Natural Gas_Conveyor Oven_E3 | F4 | Commercial | Warehouse | Existing | Food Preparation | Natural Gas | Conveyor Oven | E3 | Utility - Cost of Equipment | 0 | 0 | 0 | 0 | 0 | 0 | 0 | 0 | 0 | 0 | 0 | 0 | 0 | 0 | 0 | 0 | 0 | 0 | 0 | 0 | 0 | 0 | 0 | 0 | 0 | 0 | 0 | 0 | 0 | 0 | 0 | 0 | 0
F4_Commercial_Warehouse_Existing_Food Preparation_Natural Gas_Conveyor Oven_E4 | F4 | Commercial | Warehouse | Existing | Food Preparation | Natural Gas | Conveyor Oven | E4 | Utility - Cost of Equipment | 0 | 0 | 0 | 0 | 0 | 0 | 0 | 0 | 0 | 0 | 0 | 0 | 0 | 0 | 0 | 0 | 0 | 0 | 0 | 0 | 0 | 0 | 0 | 0 | 0 | 0 | 0 | 0 | 0 | 0 | 0 | 0 | 0
F4_Commercial_Warehouse_Existing_Food Preparation_Natural Gas_Conveyor Oven_E5 | F4 | Commercial | Warehouse | Existing | Food Preparation | Natural Gas | Conveyor Oven | E5 | Utility - Cost of Equipment | 0 | 0 | 0 | 0 | 0 | 0 | 0 | 0 | 0 | 0 | 0 | 0 | 0 | 0 | 0 | 0 | 0 | 0 | 0 | 0 | 0 | 0 | 0 | 0 | 0 | 0 | 0 | 0 | 0 | 0 | 0 | 0 | 0
F4_Commercial_Warehouse_Existing_Food Preparation_Natural Gas_Conveyor Oven_E6 | F4 | Commercial | Warehouse | Existing | Food Preparation | Natural Gas | Conveyor Oven | E6 | Utility - Cost of Equipment | 0 | 0 | 0 | 0 | 0 | 0 | 0 | 0 | 0 | 0 | 0 | 0 | 0 | 0 | 0 | 0 | 0 | 0 | 0 | 0 | 0 | 0 | 0 | 0 | 0 | 0 | 0 | 0 | 0 | 0 | 0 | 0 | 0
F4_Commercial_Warehouse_Existing_Food Preparation_Natural Gas_Conveyor Oven_E7 | F4 | Commercial | Warehouse | Existing | Food Preparation | Natural Gas | Conveyor Oven | E7 | Utility - Cost of Equipment | 0 | 0 | 0 | 0 | 0 | 0 | 0 | 0 | 0 | 0 | 0 | 0 | 0 | 0 | 0 | 0 | 0 | 0 | 0 | 0 | 0 | 0 | 0 | 0 | 0 | 0 | 0 | 0 | 0 | 0 | 0 | 0 | 0
F4_Commercial_Warehouse_Existing_Food Preparation_Natural Gas_Conveyor Oven_E8 | F4 | Commercial | Warehouse | Existing | Food Preparation | Natural Gas | Conveyor Oven | E8 | Utility - Cost of Equipment | 0 | 0 | 0 | 0 | 0 | 0 | 0 | 0 | 0 | 0 | 0 | 0 | 0 | 0 | 0 | 0 | 0 | 0 | 0 | 0 | 0 | 0 | 0 | 0 | 0 | 0 | 0 | 0 | 0 | 0 | 0 | 0 | 0
F4_Commercial_Warehouse_Existing_Food Preparation_Natural Gas_Conveyor Oven_E9 | F4 | Commercial | Warehouse | Existing | Food Preparation | Natural Gas | Conveyor Oven | E9 | Utility - Cost of Equipment | 0 | 0 | 0 | 0 | 0 | 0 | 0 | 0 | 0 | 0 | 0 | 0 | 0 | 0 | 0 | 0 | 0 | 0 | 0 | 0 | 0 | 0 | 0 | 0 | 0 | 0 | 0 | 0 | 0 | 0 | 0 | 0 | 0
F4_Commercial_Warehouse_Existing_Food Preparation_Natural Gas_Conveyor Oven_E10 | F4 | Commercial | Warehouse | Existing | Food Preparation | Natural Gas | Conveyor Oven | E10 | Utility - Cost of Equipment | 0 | 0 | 0 | 0 | 0 | 0 | 0 | 0 | 0 | 0 | 0 | 0 | 0 | 0 | 0 | 0 | 0 | 0 | 0 | 0 | 0 | 0 | 0 | 0 | 0 | 0 | 0 | 0 | 0 | 0 | 0 | 0 | 0
F5_Commercial_Warehouse_Existing_Food Preparation_Natural Gas_Conveyor Oven_E1 | F5 | Commercial | Warehouse | Existing | Food Preparation | Natural Gas | Conveyor Oven | E1 | Utility - Cost of Operation | 0.0037798 | 0.0037798 | 0.0037798 | 0.0037798 | 0.0037798 | 0.0037798 | 0.0037798 | 0.0037798 | 0.0037798 | 0.0037798 | 0.0037798 | 0.0037798 | 0.0037798 | 0.0037798 | 0.0037798 | 0.0037798 | 0.0037798 | 0.0037798 | 0.0037798 | 0.0037798 | 0.0037798 | 0.0037798 | 0.0037798 | 0.0037798 | 0.0037798 | 0.0037798 | 0.0037798 | 0.0037798 | 0.0037798 | 0.0037798 | 0.0037798 | 0.0037798 | 0.0037798
F5_Commercial_Warehouse_Existing_Food Preparation_Natural Gas_Conveyor Oven_E2 | F5 | Commercial | Warehouse | Existing | Food Preparation | Natural Gas | Conveyor Oven | E2 | Utility - Cost of Operation | 0.0046081 | 0.0046081 | 0.0046081 | 0.0046081 | 0.0046081 | 0.0046081 | 0.0046081 | 0.0046081 | 0.0046081 | 0.0046081 | 0.0046081 | 0.0046081 | 0.0046081 | 0.0046081 | 0.0046081 | 0.0046081 | 0.0046081 | 0.0046081 | 0.0046081 | 0.0046081 | 0.0046081 | 0.0046081 | 0.0046081 | 0.0046081 | 0.0046081 | 0.0046081 | 0.0046081 | 0.0046081 | 0.0046081 | 0.0046081 | 0.0046081 | 0.0046081 | 0.0046081
F5_Commercial_Warehouse_Existing_Food Preparation_Natural Gas_Conveyor Oven_E3 | F5 | Commercial | Warehouse | Existing | Food Preparation | Natural Gas | Conveyor Oven | E3 | Utility - Cost of Operation | 0 | 0 | 0 | 0 | 0 | 0 | 0 | 0 | 0 | 0 | 0 | 0 | 0 | 0 | 0 | 0 | 0 | 0 | 0 | 0 | 0 | 0 | 0 | 0 | 0 | 0 | 0 | 0 | 0 | 0 | 0 | 0 | 0
F5_Commercial_Warehouse_Existing_Food Preparation_Natural Gas_Conveyor Oven_E4 | F5 | Commercial | Warehouse | Existing | Food Preparation | Natural Gas | Conveyor Oven | E4 | Utility - Cost of Operation | 0 | 0 | 0 | 0 | 0 | 0 | 0 | 0 | 0 | 0 | 0 | 0 | 0 | 0 | 0 | 0 | 0 | 0 | 0 | 0 | 0 | 0 | 0 | 0 | 0 | 0 | 0 | 0 | 0 | 0 | 0 | 0 | 0
F5_Commercial_Warehouse_Existing_Food Preparation_Natural Gas_Conveyor Oven_E5 | F5 | Commercial | Warehouse | Existing | Food Preparation | Natural Gas | Conveyor Oven | E5 | Utility - Cost of Operation | 0 | 0 | 0 | 0 | 0 | 0 | 0 | 0 | 0 | 0 | 0 | 0 | 0 | 0 | 0 | 0 | 0 | 0 | 0 | 0 | 0 | 0 | 0 | 0 | 0 | 0 | 0 | 0 | 0 | 0 | 0 | 0 | 0
F5_Commercial_Warehouse_Existing_Food Preparation_Natural Gas_Conveyor Oven_E6 | F5 | Commercial | Warehouse | Existing | Food Preparation | Natural Gas | Conveyor Oven | E6 | Utility - Cost of Operation | 0 | 0 | 0 | 0 | 0 | 0 | 0 | 0 | 0 | 0 | 0 | 0 | 0 | 0 | 0 | 0 | 0 | 0 | 0 | 0 | 0 | 0 | 0 | 0 | 0 | 0 | 0 | 0 | 0 | 0 | 0 | 0 | 0
F5_Commercial_Warehouse_Existing_Food Preparation_Natural Gas_Conveyor Oven_E7 | F5 | Commercial | Warehouse | Existing | Food Preparation | Natural Gas | Conveyor Oven | E7 | Utility - Cost of Operation | 0 | 0 | 0 | 0 | 0 | 0 | 0 | 0 | 0 | 0 | 0 | 0 | 0 | 0 | 0 | 0 | 0 | 0 | 0 | 0 | 0 | 0 | 0 | 0 | 0 | 0 | 0 | 0 | 0 | 0 | 0 | 0 | 0
F5_Commercial_Warehouse_Existing_Food Preparation_Natural Gas_Conveyor Oven_E8 | F5 | Commercial | Warehouse | Existing | Food Preparation | Natural Gas | Conveyor Oven | E8 | Utility - Cost of Operation | 0 | 0 | 0 | 0 | 0 | 0 | 0 | 0 | 0 | 0 | 0 | 0 | 0 | 0 | 0 | 0 | 0 | 0 | 0 | 0 | 0 | 0 | 0 | 0 | 0 | 0 | 0 | 0 | 0 | 0 | 0 | 0 | 0
F5_Commercial_Warehouse_Existing_Food Preparation_Natural Gas_Conveyor Oven_E9 | F5 | Commercial | Warehouse | Existing | Food Preparation | Natural Gas | Conveyor Oven | E9 | Utility - Cost of Operation | 0 | 0 | 0 | 0 | 0 | 0 | 0 | 0 | 0 | 0 | 0 | 0 | 0 | 0 | 0 | 0 | 0 | 0 | 0 | 0 | 0 | 0 | 0 | 0 | 0 | 0 | 0 | 0 | 0 | 0 | 0 | 0 | 0
F5_Commercial_Warehouse_Existing_Food Preparation_Natural Gas_Conveyor Oven_E10 | F5 | Commercial | Warehouse | Existing | Food Preparation | Natural Gas | Conveyor Oven | E10 | Utility - Cost of Operation | 0 | 0 | 0 | 0 | 0 | 0 | 0 | 0 | 0 | 0 | 0 | 0 | 0 | 0 | 0 | 0 | 0 | 0 | 0 | 0 | 0 | 0 | 0 | 0 | 0 | 0 | 0 | 0 | 0 | 0 | 0 | 0 | 0
F6_Commercial_Warehouse_Existing_Food Preparation_Natural Gas_Conveyor Oven_E1 | F6 | Commercial | Warehouse | Existing | Food Preparation | Natural Gas | Conveyor Oven | E1 | Utility - Value of Sales | 0.013192 | 0.013234 | 0.013301 | 0.013286 | 0.013286 | 0.013286 | 0.013286 | 0.013286 | 0.013286 | 0.013286 | 0.013286 | 0.013286 | 0.013286 | 0.013286 | 0.013286 | 0.013286 | 0.013286 | 0.013286 | 0.013286 | 0.013286 | 0.013286 | 0.013286 | 0.013286 | 0.013286 | 0.013286 | 0.013286 | 0.013286 | 0.013286 | 0.013286 | 0.013286 | 0.013286 | 0.013286 | 0.013286
F6_Commercial_Warehouse_Existing_Food Preparation_Natural Gas_Conveyor Oven_E2 | F6 | Commercial | Warehouse | Existing | Food Preparation | Natural Gas | Conveyor Oven | E2 | Utility - Value of Sales | 0.010028 | 0.01006 | 0.010111 | 0.010099 | 0.010099 | 0.010099 | 0.010099 | 0.010099 | 0.010099 | 0.010099 | 0.010099 | 0.010099 | 0.010099 | 0.010099 | 0.010099 | 0.010099 | 0.010099 | 0.010099 | 0.010099 | 0.010099 | 0.010099 | 0.010099 | 0.010099 | 0.010099 | 0.010099 | 0.010099 | 0.010099 | 0.010099 | 0.010099 | 0.010099 | 0.010099 | 0.010099 | 0.010099
F6_Commercial_Warehouse_Existing_Food Preparation_Natural Gas_Conveyor Oven_E3 | F6 | Commercial | Warehouse | Existing | Food Preparation | Natural Gas | Conveyor Oven | E3 | Utility - Value of Sales | 0 | 0 | 0 | 0 | 0 | 0 | 0 | 0 | 0 | 0 | 0 | 0 | 0 | 0 | 0 | 0 | 0 | 0 | 0 | 0 | 0 | 0 | 0 | 0 | 0 | 0 | 0 | 0 | 0 | 0 | 0 | 0 | 0
F6_Commercial_Warehouse_Existing_Food Preparation_Natural Gas_Conveyor Oven_E4 | F6 | Commercial | Warehouse | Existing | Food Preparation | Natural Gas | Conveyor Oven | E4 | Utility - Value of Sales | 0 | 0 | 0 | 0 | 0 | 0 | 0 | 0 | 0 | 0 | 0 | 0 | 0 | 0 | 0 | 0 | 0 | 0 | 0 | 0 | 0 | 0 | 0 | 0 | 0 | 0 | 0 | 0 | 0 | 0 | 0 | 0 | 0
F6_Commercial_Warehouse_Existing_Food Preparation_Natural Gas_Conveyor Oven_E5 | F6 | Commercial | Warehouse | Existing | Food Preparation | Natural Gas | Conveyor Oven | E5 | Utility - Value of Sales | 0 | 0 | 0 | 0 | 0 | 0 | 0 | 0 | 0 | 0 | 0 | 0 | 0 | 0 | 0 | 0 | 0 | 0 | 0 | 0 | 0 | 0 | 0 | 0 | 0 | 0 | 0 | 0 | 0 | 0 | 0 | 0 | 0
F6_Commercial_Warehouse_Existing_Food Preparation_Natural Gas_Conveyor Oven_E6 | F6 | Commercial | Warehouse | Existing | Food Preparation | Natural Gas | Conveyor Oven | E6 | Utility - Value of Sales | 0 | 0 | 0 | 0 | 0 | 0 | 0 | 0 | 0 | 0 | 0 | 0 | 0 | 0 | 0 | 0 | 0 | 0 | 0 | 0 | 0 | 0 | 0 | 0 | 0 | 0 | 0 | 0 | 0 | 0 | 0 | 0 | 0
F6_Commercial_Warehouse_Existing_Food Preparation_Natural Gas_Conveyor Oven_E7 | F6 | Commercial | Warehouse | Existing | Food Preparation | Natural Gas | Conveyor Oven | E7 | Utility - Value of Sales | 0 | 0 | 0 | 0 | 0 | 0 | 0 | 0 | 0 | 0 | 0 | 0 | 0 | 0 | 0 | 0 | 0 | 0 | 0 | 0 | 0 | 0 | 0 | 0 | 0 | 0 | 0 | 0 | 0 | 0 | 0 | 0 | 0
F6_Commercial_Warehouse_Existing_Food Preparation_Natural Gas_Conveyor Oven_E8 | F6 | Commercial | Warehouse | Existing | Food Preparation | Natural Gas | Conveyor Oven | E8 | Utility - Value of Sales | 0 | 0 | 0 | 0 | 0 | 0 | 0 | 0 | 0 | 0 | 0 | 0 | 0 | 0 | 0 | 0 | 0 | 0 | 0 | 0 | 0 | 0 | 0 | 0 | 0 | 0 | 0 | 0 | 0 | 0 | 0 | 0 | 0
F6_Commercial_Warehouse_Existing_Food Preparation_Natural Gas_Conveyor Oven_E9 | F6 | Commercial | Warehouse | Existing | Food Preparation | Natural Gas | Conveyor Oven | E9 | Utility - Value of Sales | 0 | 0 | 0 | 0 | 0 | 0 | 0 | 0 | 0 | 0 | 0 | 0 | 0 | 0 | 0 | 0 | 0 | 0 | 0 | 0 | 0 | 0 | 0 | 0 | 0 | 0 | 0 | 0 | 0 | 0 | 0 | 0 | 0
F6_Commercial_Warehouse_Existing_Food Preparation_Natural Gas_Conveyor Oven_E10 | F6 | Commercial | Warehouse | Existing | Food Preparation | Natural Gas | Conveyor Oven | E10 | Utility - Value of Sales | 0 | 0 | 0 | 0 | 0 | 0 | 0 | 0 | 0 | 0 | 0 | 0 | 0 | 0 | 0 | 0 | 0 | 0 | 0 | 0 | 0 | 0 | 0 | 0 | 0 | 0 | 0 | 0 | 0 | 0 | 0 | 0 | 0
F1_Commercial_Warehouse_Existing_Food Preparation_Natural Gas_Double Rack Oven_E1 | F1 | Commercial | Warehouse | Existing | Food Preparation | Natural Gas | Double Rack Oven | E1 | RVT - Cost of Equipment | 0.036963 | 0.037011 | 0.037213 | 0.037024 | 0.036928 | 0.037075 | 0.037429 | 0.037716 | 0.038067 | 0.038404 | 0.038746 | 0.039068 | 0.039412 | 0.039767 | 0.040112 | 0.040464 | 0.04082 | 0.041201 | 0.041598 | 0.042007 | 0.042399 | 0.042793 | 0.043146 | 0.0435 | 0.043807 | 0.044072 | 0.044314 | 0.044522 | 0.044685 | 0.044818 | 0.044891 | 0.04494 | 0.04494
F1_Commercial_Warehouse_Existing_Food Preparation_Natural Gas_Double Rack Oven_E2 | F1 | Commercial | Warehouse | Existing | Food Preparation | Natural Gas | Double Rack Oven | E2 | RVT - Cost of Equipment | 0.020162 | 0.020188 | 0.020298 | 0.020195 | 0.020143 | 0.020223 | 0.020416 | 0.020572 | 0.020764 | 0.020948 | 0.021134 | 0.02131 | 0.021497 | 0.021691 | 0.021879 | 0.022071 | 0.022265 | 0.022473 | 0.02269 | 0.022913 | 0.023127 | 0.023342 | 0.023534 | 0.023728 | 0.023895 | 0.024039 | 0.024171 | 0.024285 | 0.024373 | 0.024446 | 0.024486 | 0.024513 | 0.024513
F1_Commercial_Warehouse_Existing_Food Preparation_Natural Gas_Double Rack Oven_E3 | F1 | Commercial | Warehouse | Existing | Food Preparation | Natural Gas | Double Rack Oven | E3 | RVT - Cost of Equipment | 0 | 0 | 0 | 0 | 0 | 0 | 0 | 0 | 0 | 0 | 0 | 0 | 0 | 0 | 0 | 0 | 0 | 0 | 0 | 0 | 0 | 0 | 0 | 0 | 0 | 0 | 0 | 0 | 0 | 0 | 0 | 0 | 0
F1_Commercial_Warehouse_Existing_Food Preparation_Natural Gas_Double Rack Oven_E4 | F1 | Commercial | Warehouse | Existing | Food Preparation | Natural Gas | Double Rack Oven | E4 | RVT - Cost of Equipment | 0 | 0 | 0 | 0 | 0 | 0 | 0 | 0 | 0 | 0 | 0 | 0 | 0 | 0 | 0 | 0 | 0 | 0 | 0 | 0 | 0 | 0 | 0 | 0 | 0 | 0 | 0 | 0 | 0 | 0 | 0 | 0 | 0
F1_Commercial_Warehouse_Existing_Food Preparation_Natural Gas_Double Rack Oven_E5 | F1 | Commercial | Warehouse | Existing | Food Preparation | Natural Gas | Double Rack Oven | E5 | RVT - Cost of Equipment | 0 | 0 | 0 | 0 | 0 | 0 | 0 | 0 | 0 | 0 | 0 | 0 | 0 | 0 | 0 | 0 | 0 | 0 | 0 | 0 | 0 | 0 | 0 | 0 | 0 | 0 | 0 | 0 | 0 | 0 | 0 | 0 | 0
F1_Commercial_Warehouse_Existing_Food Preparation_Natural Gas_Double Rack Oven_E6 | F1 | Commercial | Warehouse | Existing | Food Preparation | Natural Gas | Double Rack Oven | E6 | RVT - Cost of Equipment | 0 | 0 | 0 | 0 | 0 | 0 | 0 | 0 | 0 | 0 | 0 | 0 | 0 | 0 | 0 | 0 | 0 | 0 | 0 | 0 | 0 | 0 | 0 | 0 | 0 | 0 | 0 | 0 | 0 | 0 | 0 | 0 | 0
F1_Commercial_Warehouse_Existing_Food Preparation_Natural Gas_Double Rack Oven_E7 | F1 | Commercial | Warehouse | Existing | Food Preparation | Natural Gas | Double Rack Oven | E7 | RVT - Cost of Equipment | 0 | 0 | 0 | 0 | 0 | 0 | 0 | 0 | 0 | 0 | 0 | 0 | 0 | 0 | 0 | 0 | 0 | 0 | 0 | 0 | 0 | 0 | 0 | 0 | 0 | 0 | 0 | 0 | 0 | 0 | 0 | 0 | 0
F1_Commercial_Warehouse_Existing_Food Preparation_Natural Gas_Double Rack Oven_E8 | F1 | Commercial | Warehouse | Existing | Food Preparation | Natural Gas | Double Rack Oven | E8 | RVT - Cost of Equipment | 0 | 0 | 0 | 0 | 0 | 0 | 0 | 0 | 0 | 0 | 0 | 0 | 0 | 0 | 0 | 0 | 0 | 0 | 0 | 0 | 0 | 0 | 0 | 0 | 0 | 0 | 0 | 0 | 0 | 0 | 0 | 0 | 0
F1_Commercial_Warehouse_Existing_Food Preparation_Natural Gas_Double Rack Oven_E9 | F1 | Commercial | Warehouse | Existing | Food Preparation | Natural Gas | Double Rack Oven | E9 | RVT - Cost of Equipment | 0 | 0 | 0 | 0 | 0 | 0 | 0 | 0 | 0 | 0 | 0 | 0 | 0 | 0 | 0 | 0 | 0 | 0 | 0 | 0 | 0 | 0 | 0 | 0 | 0 | 0 | 0 | 0 | 0 | 0 | 0 | 0 | 0
F1_Commercial_Warehouse_Existing_Food Preparation_Natural Gas_Double Rack Oven_E10 | F1 | Commercial | Warehouse | Existing | Food Preparation | Natural Gas | Double Rack Oven | E10 | RVT - Cost of Equipment | 0 | 0 | 0 | 0 | 0 | 0 | 0 | 0 | 0 | 0 | 0 | 0 | 0 | 0 | 0 | 0 | 0 | 0 | 0 | 0 | 0 | 0 | 0 | 0 | 0 | 0 | 0 | 0 | 0 | 0 | 0 | 0 | 0
F2_Commercial_Warehouse_Existing_Food Preparation_Natural Gas_Double Rack Oven_E1 | F2 | Commercial | Warehouse | Existing | Food Preparation | Natural Gas | Double Rack Oven | E1 | RVT - Cost of Operation | 0.044285 | 0.044341 | 0.044583 | 0.044358 | 0.044243 | 0.044419 | 0.044842 | 0.045186 | 0.045606 | 0.046011 | 0.04642 | 0.046806 | 0.047218 | 0.047644 | 0.048057 | 0.048479 | 0.048904 | 0.049362 | 0.049837 | 0.050327 | 0.050797 | 0.051269 | 0.051692 | 0.052116 | 0.052484 | 0.052801 | 0.053091 | 0.05334 | 0.053535 | 0.053695 | 0.053782 | 0.053841 | 0.053841
F2_Commercial_Warehouse_Existing_Food Preparation_Natural Gas_Double Rack Oven_E2 | F2 | Commercial | Warehouse | Existing | Food Preparation | Natural Gas | Double Rack Oven | E2 | RVT - Cost of Operation | 0.024155 | 0.024186 | 0.024318 | 0.024195 | 0.024132 | 0.024228 | 0.024459 | 0.024647 | 0.024876 | 0.025097 | 0.02532 | 0.025531 | 0.025755 | 0.025987 | 0.026213 | 0.026443 | 0.026675 | 0.026925 | 0.027184 | 0.027451 | 0.027707 | 0.027965 | 0.028196 | 0.028427 | 0.028628 | 0.028801 | 0.028958 | 0.029094 | 0.029201 | 0.029288 | 0.029336 | 0.029368 | 0.029368
F2_Commercial_Warehouse_Existing_Food Preparation_Natural Gas_Double Rack Oven_E3 | F2 | Commercial | Warehouse | Existing | Food Preparation | Natural Gas | Double Rack Oven | E3 | RVT - Cost of Operation | 0 | 0 | 0 | 0 | 0 | 0 | 0 | 0 | 0 | 0 | 0 | 0 | 0 | 0 | 0 | 0 | 0 | 0 | 0 | 0 | 0 | 0 | 0 | 0 | 0 | 0 | 0 | 0 | 0 | 0 | 0 | 0 | 0
F2_Commercial_Warehouse_Existing_Food Preparation_Natural Gas_Double Rack Oven_E4 | F2 | Commercial | Warehouse | Existing | Food Preparation | Natural Gas | Double Rack Oven | E4 | RVT - Cost of Operation | 0 | 0 | 0 | 0 | 0 | 0 | 0 | 0 | 0 | 0 | 0 | 0 | 0 | 0 | 0 | 0 | 0 | 0 | 0 | 0 | 0 | 0 | 0 | 0 | 0 | 0 | 0 | 0 | 0 | 0 | 0 | 0 | 0
F2_Commercial_Warehouse_Existing_Food Preparation_Natural Gas_Double Rack Oven_E5 | F2 | Commercial | Warehouse | Existing | Food Preparation | Natural Gas | Double Rack Oven | E5 | RVT - Cost of Operation | 0 | 0 | 0 | 0 | 0 | 0 | 0 | 0 | 0 | 0 | 0 | 0 | 0 | 0 | 0 | 0 | 0 | 0 | 0 | 0 | 0 | 0 | 0 | 0 | 0 | 0 | 0 | 0 | 0 | 0 | 0 | 0 | 0
F2_Commercial_Warehouse_Existing_Food Preparation_Natural Gas_Double Rack Oven_E6 | F2 | Commercial | Warehouse | Existing | Food Preparation | Natural Gas | Double Rack Oven | E6 | RVT - Cost of Operation | 0 | 0 | 0 | 0 | 0 | 0 | 0 | 0 | 0 | 0 | 0 | 0 | 0 | 0 | 0 | 0 | 0 | 0 | 0 | 0 | 0 | 0 | 0 | 0 | 0 | 0 | 0 | 0 | 0 | 0 | 0 | 0 | 0
F2_Commercial_Warehouse_Existing_Food Preparation_Natural Gas_Double Rack Oven_E7 | F2 | Commercial | Warehouse | Existing | Food Preparation | Natural Gas | Double Rack Oven | E7 | RVT - Cost of Operation | 0 | 0 | 0 | 0 | 0 | 0 | 0 | 0 | 0 | 0 | 0 | 0 | 0 | 0 | 0 | 0 | 0 | 0 | 0 | 0 | 0 | 0 | 0 | 0 | 0 | 0 | 0 | 0 | 0 | 0 | 0 | 0 | 0
F2_Commercial_Warehouse_Existing_Food Preparation_Natural Gas_Double Rack Oven_E8 | F2 | Commercial | Warehouse | Existing | Food Preparation | Natural Gas | Double Rack Oven | E8 | RVT - Cost of Operation | 0 | 0 | 0 | 0 | 0 | 0 | 0 | 0 | 0 | 0 | 0 | 0 | 0 | 0 | 0 | 0 | 0 | 0 | 0 | 0 | 0 | 0 | 0 | 0 | 0 | 0 | 0 | 0 | 0 | 0 | 0 | 0 | 0
F2_Commercial_Warehouse_Existing_Food Preparation_Natural Gas_Double Rack Oven_E9 | F2 | Commercial | Warehouse | Existing | Food Preparation | Natural Gas | Double Rack Oven | E9 | RVT - Cost of Operation | 0 | 0 | 0 | 0 | 0 | 0 | 0 | 0 | 0 | 0 | 0 | 0 | 0 | 0 | 0 | 0 | 0 | 0 | 0 | 0 | 0 | 0 | 0 | 0 | 0 | 0 | 0 | 0 | 0 | 0 | 0 | 0 | 0
F2_Commercial_Warehouse_Existing_Food Preparation_Natural Gas_Double Rack Oven_E10 | F2 | Commercial | Warehouse | Existing | Food Preparation | Natural Gas | Double Rack Oven | E10 | RVT - Cost of Operation | 0 | 0 | 0 | 0 | 0 | 0 | 0 | 0 | 0 | 0 | 0 | 0 | 0 | 0 | 0 | 0 | 0 | 0 | 0 | 0 | 0 | 0 | 0 | 0 | 0 | 0 | 0 | 0 | 0 | 0 | 0 | 0 | 0
F3_Commercial_Warehouse_Existing_Food Preparation_Natural Gas_Double Rack Oven_E1 | F3 | Commercial | Warehouse | Existing | Food Preparation | Natural Gas | Double Rack Oven | E1 | System - kBTUs of Consumption | 0.0072949 | 0.0072949 | 0.0072949 | 0.0072949 | 0.0072949 | 0.0072949 | 0.0072949 | 0.0072949 | 0.0072949 | 0.0072949 | 0.0072949 | 0.0072949 | 0.0072949 | 0.0072949 | 0.0072949 | 0.0072949 | 0.0072949 | 0.0072949 | 0.0072949 | 0.0072949 | 0.0072949 | 0.0072949 | 0.0072949 | 0.0072949 | 0.0072949 | 0.0072949 | 0.0072949 | 0.0072949 | 0.0072949 | 0.0072949 | 0.0072949 | 0.0072949 | 0.0072949
F3_Commercial_Warehouse_Existing_Food Preparation_Natural Gas_Double Rack Oven_E2 | F3 | Commercial | Warehouse | Existing | Food Preparation | Natural Gas | Double Rack Oven | E2 | System - kBTUs of Consumption | 0.0097015 | 0.0097015 | 0.0097015 | 0.0097015 | 0.0097015 | 0.0097015 | 0.0097015 | 0.0097015 | 0.0097015 | 0.0097015 | 0.0097015 | 0.0097015 | 0.0097015 | 0.0097015 | 0.0097015 | 0.0097015 | 0.0097015 | 0.0097015 | 0.0097015 | 0.0097015 | 0.0097015 | 0.0097015 | 0.0097015 | 0.0097015 | 0.0097015 | 0.0097015 | 0.0097015 | 0.0097015 | 0.0097015 | 0.0097015 | 0.0097015 | 0.0097015 | 0.0097015
F3_Commercial_Warehouse_Existing_Food Preparation_Natural Gas_Double Rack Oven_E3 | F3 | Commercial | Warehouse | Existing | Food Preparation | Natural Gas | Double Rack Oven | E3 | System - kBTUs of Consumption | 0 | 0 | 0 | 0 | 0 | 0 | 0 | 0 | 0 | 0 | 0 | 0 | 0 | 0 | 0 | 0 | 0 | 0 | 0 | 0 | 0 | 0 | 0 | 0 | 0 | 0 | 0 | 0 | 0 | 0 | 0 | 0 | 0
F3_Commercial_Warehouse_Existing_Food Preparation_Natural Gas_Double Rack Oven_E4 | F3 | Commercial | Warehouse | Existing | Food Preparation | Natural Gas | Double Rack Oven | E4 | System - kBTUs of Consumption | 0 | 0 | 0 | 0 | 0 | 0 | 0 | 0 | 0 | 0 | 0 | 0 | 0 | 0 | 0 | 0 | 0 | 0 | 0 | 0 | 0 | 0 | 0 | 0 | 0 | 0 | 0 | 0 | 0 | 0 | 0 | 0 | 0
F3_Commercial_Warehouse_Existing_Food Preparation_Natural Gas_Double Rack Oven_E5 | F3 | Commercial | Warehouse | Existing | Food Preparation | Natural Gas | Double Rack Oven | E5 | System - kBTUs of Consumption | 0 | 0 | 0 | 0 | 0 | 0 | 0 | 0 | 0 | 0 | 0 | 0 | 0 | 0 | 0 | 0 | 0 | 0 | 0 | 0 | 0 | 0 | 0 | 0 | 0 | 0 | 0 | 0 | 0 | 0 | 0 | 0 | 0
F3_Commercial_Warehouse_Existing_Food Preparation_Natural Gas_Double Rack Oven_E6 | F3 | Commercial | Warehouse | Existing | Food Preparation | Natural Gas | Double Rack Oven | E6 | System - kBTUs of Consumption | 0 | 0 | 0 | 0 | 0 | 0 | 0 | 0 | 0 | 0 | 0 | 0 | 0 | 0 | 0 | 0 | 0 | 0 | 0 | 0 | 0 | 0 | 0 | 0 | 0 | 0 | 0 | 0 | 0 | 0 | 0 | 0 | 0
F3_Commercial_Warehouse_Existing_Food Preparation_Natural Gas_Double Rack Oven_E7 | F3 | Commercial | Warehouse | Existing | Food Preparation | Natural Gas | Double Rack Oven | E7 | System - kBTUs of Consumption | 0 | 0 | 0 | 0 | 0 | 0 | 0 | 0 | 0 | 0 | 0 | 0 | 0 | 0 | 0 | 0 | 0 | 0 | 0 | 0 | 0 | 0 | 0 | 0 | 0 | 0 | 0 | 0 | 0 | 0 | 0 | 0 | 0
F3_Commercial_Warehouse_Existing_Food Preparation_Natural Gas_Double Rack Oven_E8 | F3 | Commercial | Warehouse | Existing | Food Preparation | Natural Gas | Double Rack Oven | E8 | System - kBTUs of Consumption | 0 | 0 | 0 | 0 | 0 | 0 | 0 | 0 | 0 | 0 | 0 | 0 | 0 | 0 | 0 | 0 | 0 | 0 | 0 | 0 | 0 | 0 | 0 | 0 | 0 | 0 | 0 | 0 | 0 | 0 | 0 | 0 | 0
F3_Commercial_Warehouse_Existing_Food Preparation_Natural Gas_Double Rack Oven_E9 | F3 | Commercial | Warehouse | Existing | Food Preparation | Natural Gas | Double Rack Oven | E9 | System - kBTUs of Consumption | 0 | 0 | 0 | 0 | 0 | 0 | 0 | 0 | 0 | 0 | 0 | 0 | 0 | 0 | 0 | 0 | 0 | 0 | 0 | 0 | 0 | 0 | 0 | 0 | 0 | 0 | 0 | 0 | 0 | 0 | 0 | 0 | 0
F3_Commercial_Warehouse_Existing_Food Preparation_Natural Gas_Double Rack Oven_E10 | F3 | Commercial | Warehouse | Existing | Food Preparation | Natural Gas | Double Rack Oven | E10 | System - kBTUs of Consumption | 0 | 0 | 0 | 0 | 0 | 0 | 0 | 0 | 0 | 0 | 0 | 0 | 0 | 0 | 0 | 0 | 0 | 0 | 0 | 0 | 0 | 0 | 0 | 0 | 0 | 0 | 0 | 0 | 0 | 0 | 0 | 0 | 0
F4_Commercial_Warehouse_Existing_Food Preparation_Natural Gas_Double Rack Oven_E1 | F4 | Commercial | Warehouse | Existing | Food Preparation | Natural Gas | Double Rack Oven | E1 | Utility - Cost of Equipment | 0.044285 | 0.044341 | 0.044583 | 0.044358 | 0.044243 | 0.044419 | 0.044842 | 0.045186 | 0.045606 | 0.046011 | 0.04642 | 0.046806 | 0.047218 | 0.047644 | 0.048057 | 0.048479 | 0.048904 | 0.049362 | 0.049837 | 0.050327 | 0.050797 | 0.051269 | 0.051692 | 0.052116 | 0.052484 | 0.052801 | 0.053091 | 0.05334 | 0.053535 | 0.053695 | 0.053782 | 0.053841 | 0.053841
F4_Commercial_Warehouse_Existing_Food Preparation_Natural Gas_Double Rack Oven_E2 | F4 | Commercial | Warehouse | Existing | Food Preparation | Natural Gas | Double Rack Oven | E2 | Utility - Cost of Equipment | 0.024155 | 0.024186 | 0.024318 | 0.024195 | 0.024132 | 0.024228 | 0.024459 | 0.024647 | 0.024876 | 0.025097 | 0.02532 | 0.025531 | 0.025755 | 0.025987 | 0.026213 | 0.026443 | 0.026675 | 0.026925 | 0.027184 | 0.027451 | 0.027707 | 0.027965 | 0.028196 | 0.028427 | 0.028628 | 0.028801 | 0.028958 | 0.029094 | 0.029201 | 0.029288 | 0.029336 | 0.029368 | 0.029368
F4_Commercial_Warehouse_Existing_Food Preparation_Natural Gas_Double Rack Oven_E3 | F4 | Commercial | Warehouse | Existing | Food Preparation | Natural Gas | Double Rack Oven | E3 | Utility - Cost of Equipment | 0 | 0 | 0 | 0 | 0 | 0 | 0 | 0 | 0 | 0 | 0 | 0 | 0 | 0 | 0 | 0 | 0 | 0 | 0 | 0 | 0 | 0 | 0 | 0 | 0 | 0 | 0 | 0 | 0 | 0 | 0 | 0 | 0
F4_Commercial_Warehouse_Existing_Food Preparation_Natural Gas_Double Rack Oven_E4 | F4 | Commercial | Warehouse | Existing | Food Preparation | Natural Gas | Double Rack Oven | E4 | Utility - Cost of Equipment | 0 | 0 | 0 | 0 | 0 | 0 | 0 | 0 | 0 | 0 | 0 | 0 | 0 | 0 | 0 | 0 | 0 | 0 | 0 | 0 | 0 | 0 | 0 | 0 | 0 | 0 | 0 | 0 | 0 | 0 | 0 | 0 | 0
F4_Commercial_Warehouse_Existing_Food Preparation_Natural Gas_Double Rack Oven_E5 | F4 | Commercial | Warehouse | Existing | Food Preparation | Natural Gas | Double Rack Oven | E5 | Utility - Cost of Equipment | 0 | 0 | 0 | 0 | 0 | 0 | 0 | 0 | 0 | 0 | 0 | 0 | 0 | 0 | 0 | 0 | 0 | 0 | 0 | 0 | 0 | 0 | 0 | 0 | 0 | 0 | 0 | 0 | 0 | 0 | 0 | 0 | 0
F4_Commercial_Warehouse_Existing_Food Preparation_Natural Gas_Double Rack Oven_E6 | F4 | Commercial | Warehouse | Existing | Food Preparation | Natural Gas | Double Rack Oven | E6 | Utility - Cost of Equipment | 0 | 0 | 0 | 0 | 0 | 0 | 0 | 0 | 0 | 0 | 0 | 0 | 0 | 0 | 0 | 0 | 0 | 0 | 0 | 0 | 0 | 0 | 0 | 0 | 0 | 0 | 0 | 0 | 0 | 0 | 0 | 0 | 0
F4_Commercial_Warehouse_Existing_Food Preparation_Natural Gas_Double Rack Oven_E7 | F4 | Commercial | Warehouse | Existing | Food Preparation | Natural Gas | Double Rack Oven | E7 | Utility - Cost of Equipment | 0 | 0 | 0 | 0 | 0 | 0 | 0 | 0 | 0 | 0 | 0 | 0 | 0 | 0 | 0 | 0 | 0 | 0 | 0 | 0 | 0 | 0 | 0 | 0 | 0 | 0 | 0 | 0 | 0 | 0 | 0 | 0 | 0
F4_Commercial_Warehouse_Existing_Food Preparation_Natural Gas_Double Rack Oven_E8 | F4 | Commercial | Warehouse | Existing | Food Preparation | Natural Gas | Double Rack Oven | E8 | Utility - Cost of Equipment | 0 | 0 | 0 | 0 | 0 | 0 | 0 | 0 | 0 | 0 | 0 | 0 | 0 | 0 | 0 | 0 | 0 | 0 | 0 | 0 | 0 | 0 | 0 | 0 | 0 | 0 | 0 | 0 | 0 | 0 | 0 | 0 | 0
F4_Commercial_Warehouse_Existing_Food Preparation_Natural Gas_Double Rack Oven_E9 | F4 | Commercial | Warehouse | Existing | Food Preparation | Natural Gas | Double Rack Oven | E9 | Utility - Cost of Equipment | 0 | 0 | 0 | 0 | 0 | 0 | 0 | 0 | 0 | 0 | 0 | 0 | 0 | 0 | 0 | 0 | 0 | 0 | 0 | 0 | 0 | 0 | 0 | 0 | 0 | 0 | 0 | 0 | 0 | 0 | 0 | 0 | 0
F4_Commercial_Warehouse_Existing_Food Preparation_Natural Gas_Double Rack Oven_E10 | F4 | Commercial | Warehouse | Existing | Food Preparation | Natural Gas | Double Rack Oven | E10 | Utility - Cost of Equipment | 0 | 0 | 0 | 0 | 0 | 0 | 0 | 0 | 0 | 0 | 0 | 0 | 0 | 0 | 0 | 0 | 0 | 0 | 0 | 0 | 0 | 0 | 0 | 0 | 0 | 0 | 0 | 0 | 0 | 0 | 0 | 0 | 0
F5_Commercial_Warehouse_Existing_Food Preparation_Natural Gas_Double Rack Oven_E1 | F5 | Commercial | Warehouse | Existing | Food Preparation | Natural Gas | Double Rack Oven | E1 | Utility - Cost of Operation | 0.0072949 | 0.0072949 | 0.0072949 | 0.0072949 | 0.0072949 | 0.0072949 | 0.0072949 | 0.0072949 | 0.0072949 | 0.0072949 | 0.0072949 | 0.0072949 | 0.0072949 | 0.0072949 | 0.0072949 | 0.0072949 | 0.0072949 | 0.0072949 | 0.0072949 | 0.0072949 | 0.0072949 | 0.0072949 | 0.0072949 | 0.0072949 | 0.0072949 | 0.0072949 | 0.0072949 | 0.0072949 | 0.0072949 | 0.0072949 | 0.0072949 | 0.0072949 | 0.0072949
F5_Commercial_Warehouse_Existing_Food Preparation_Natural Gas_Double Rack Oven_E2 | F5 | Commercial | Warehouse | Existing | Food Preparation | Natural Gas | Double Rack Oven | E2 | Utility - Cost of Operation | 0.0097015 | 0.0097015 | 0.0097015 | 0.0097015 | 0.0097015 | 0.0097015 | 0.0097015 | 0.0097015 | 0.0097015 | 0.0097015 | 0.0097015 | 0.0097015 | 0.0097015 | 0.0097015 | 0.0097015 | 0.0097015 | 0.0097015 | 0.0097015 | 0.0097015 | 0.0097015 | 0.0097015 | 0.0097015 | 0.0097015 | 0.0097015 | 0.0097015 | 0.0097015 | 0.0097015 | 0.0097015 | 0.0097015 | 0.0097015 | 0.0097015 | 0.0097015 | 0.0097015
F5_Commercial_Warehouse_Existing_Food Preparation_Natural Gas_Double Rack Oven_E3 | F5 | Commercial | Warehouse | Existing | Food Preparation | Natural Gas | Double Rack Oven | E3 | Utility - Cost of Operation | 0 | 0 | 0 | 0 | 0 | 0 | 0 | 0 | 0 | 0 | 0 | 0 | 0 | 0 | 0 | 0 | 0 | 0 | 0 | 0 | 0 | 0 | 0 | 0 | 0 | 0 | 0 | 0 | 0 | 0 | 0 | 0 | 0
F5_Commercial_Warehouse_Existing_Food Preparation_Natural Gas_Double Rack Oven_E4 | F5 | Commercial | Warehouse | Existing | Food Preparation | Natural Gas | Double Rack Oven | E4 | Utility - Cost of Operation | 0 | 0 | 0 | 0 | 0 | 0 | 0 | 0 | 0 | 0 | 0 | 0 | 0 | 0 | 0 | 0 | 0 | 0 | 0 | 0 | 0 | 0 | 0 | 0 | 0 | 0 | 0 | 0 | 0 | 0 | 0 | 0 | 0
F5_Commercial_Warehouse_Existing_Food Preparation_Natural Gas_Double Rack Oven_E5 | F5 | Commercial | Warehouse | Existing | Food Preparation | Natural Gas | Double Rack Oven | E5 | Utility - Cost of Operation | 0 | 0 | 0 | 0 | 0 | 0 | 0 | 0 | 0 | 0 | 0 | 0 | 0 | 0 | 0 | 0 | 0 | 0 | 0 | 0 | 0 | 0 | 0 | 0 | 0 | 0 | 0 | 0 | 0 | 0 | 0 | 0 | 0
F5_Commercial_Warehouse_Existing_Food Preparation_Natural Gas_Double Rack Oven_E6 | F5 | Commercial | Warehouse | Existing | Food Preparation | Natural Gas | Double Rack Oven | E6 | Utility - Cost of Operation | 0 | 0 | 0 | 0 | 0 | 0 | 0 | 0 | 0 | 0 | 0 | 0 | 0 | 0 | 0 | 0 | 0 | 0 | 0 | 0 | 0 | 0 | 0 | 0 | 0 | 0 | 0 | 0 | 0 | 0 | 0 | 0 | 0
F5_Commercial_Warehouse_Existing_Food Preparation_Natural Gas_Double Rack Oven_E7 | F5 | Commercial | Warehouse | Existing | Food Preparation | Natural Gas | Double Rack Oven | E7 | Utility - Cost of Operation | 0 | 0 | 0 | 0 | 0 | 0 | 0 | 0 | 0 | 0 | 0 | 0 | 0 | 0 | 0 | 0 | 0 | 0 | 0 | 0 | 0 | 0 | 0 | 0 | 0 | 0 | 0 | 0 | 0 | 0 | 0 | 0 | 0
F5_Commercial_Warehouse_Existing_Food Preparation_Natural Gas_Double Rack Oven_E8 | F5 | Commercial | Warehouse | Existing | Food Preparation | Natural Gas | Double Rack Oven | E8 | Utility - Cost of Operation | 0 | 0 | 0 | 0 | 0 | 0 | 0 | 0 | 0 | 0 | 0 | 0 | 0 | 0 | 0 | 0 | 0 | 0 | 0 | 0 | 0 | 0 | 0 | 0 | 0 | 0 | 0 | 0 | 0 | 0 | 0 | 0 | 0
F5_Commercial_Warehouse_Existing_Food Preparation_Natural Gas_Double Rack Oven_E9 | F5 | Commercial | Warehouse | Existing | Food Preparation | Natural Gas | Double Rack Oven | E9 | Utility - Cost of Operation | 0 | 0 | 0 | 0 | 0 | 0 | 0 | 0 | 0 | 0 | 0 | 0 | 0 | 0 | 0 | 0 | 0 | 0 | 0 | 0 | 0 | 0 | 0 | 0 | 0 | 0 | 0 | 0 | 0 | 0 | 0 | 0 | 0
F5_Commercial_Warehouse_Existing_Food Preparation_Natural Gas_Double Rack Oven_E10 | F5 | Commercial | Warehouse | Existing | Food Preparation | Natural Gas | Double Rack Oven | E10 | Utility - Cost of Operation | 0 | 0 | 0 | 0 | 0 | 0 | 0 | 0 | 0 | 0 | 0 | 0 | 0 | 0 | 0 | 0 | 0 | 0 | 0 | 0 | 0 | 0 | 0 | 0 | 0 | 0 | 0 | 0 | 0 | 0 | 0 | 0 | 0
F6_Commercial_Warehouse_Existing_Food Preparation_Natural Gas_Double Rack Oven_E1 | F6 | Commercial | Warehouse | Existing | Food Preparation | Natural Gas | Double Rack Oven | E1 | Utility - Value of Sales | 0.023441 | 0.023546 | 0.023715 | 0.023678 | 0.023678 | 0.023678 | 0.023678 | 0.023678 | 0.023678 | 0.023678 | 0.023678 | 0.023678 | 0.023678 | 0.023678 | 0.023678 | 0.023678 | 0.023678 | 0.023678 | 0.023678 | 0.023678 | 0.023678 | 0.023678 | 0.023678 | 0.023678 | 0.023678 | 0.023678 | 0.023678 | 0.023678 | 0.023678 | 0.023678 | 0.023678 | 0.023678 | 0.023678
F6_Commercial_Warehouse_Existing_Food Preparation_Natural Gas_Double Rack Oven_E2 | F6 | Commercial | Warehouse | Existing | Food Preparation | Natural Gas | Double Rack Oven | E2 | Utility - Value of Sales | 0.012786 | 0.012843 | 0.012935 | 0.012915 | 0.012915 | 0.012915 | 0.012915 | 0.012915 | 0.012915 | 0.012915 | 0.012915 | 0.012915 | 0.012915 | 0.012915 | 0.012915 | 0.012915 | 0.012915 | 0.012915 | 0.012915 | 0.012915 | 0.012915 | 0.012915 | 0.012915 | 0.012915 | 0.012915 | 0.012915 | 0.012915 | 0.012915 | 0.012915 | 0.012915 | 0.012915 | 0.012915 | 0.012915
F6_Commercial_Warehouse_Existing_Food Preparation_Natural Gas_Double Rack Oven_E3 | F6 | Commercial | Warehouse | Existing | Food Preparation | Natural Gas | Double Rack Oven | E3 | Utility - Value of Sales | 0 | 0 | 0 | 0 | 0 | 0 | 0 | 0 | 0 | 0 | 0 | 0 | 0 | 0 | 0 | 0 | 0 | 0 | 0 | 0 | 0 | 0 | 0 | 0 | 0 | 0 | 0 | 0 | 0 | 0 | 0 | 0 | 0
F6_Commercial_Warehouse_Existing_Food Preparation_Natural Gas_Double Rack Oven_E4 | F6 | Commercial | Warehouse | Existing | Food Preparation | Natural Gas | Double Rack Oven | E4 | Utility - Value of Sales | 0 | 0 | 0 | 0 | 0 | 0 | 0 | 0 | 0 | 0 | 0 | 0 | 0 | 0 | 0 | 0 | 0 | 0 | 0 | 0 | 0 | 0 | 0 | 0 | 0 | 0 | 0 | 0 | 0 | 0 | 0 | 0 | 0
F6_Commercial_Warehouse_Existing_Food Preparation_Natural Gas_Double Rack Oven_E5 | F6 | Commercial | Warehouse | Existing | Food Preparation | Natural Gas | Double Rack Oven | E5 | Utility - Value of Sales | 0 | 0 | 0 | 0 | 0 | 0 | 0 | 0 | 0 | 0 | 0 | 0 | 0 | 0 | 0 | 0 | 0 | 0 | 0 | 0 | 0 | 0 | 0 | 0 | 0 | 0 | 0 | 0 | 0 | 0 | 0 | 0 | 0
F6_Commercial_Warehouse_Existing_Food Preparation_Natural Gas_Double Rack Oven_E6 | F6 | Commercial | Warehouse | Existing | Food Preparation | Natural Gas | Double Rack Oven | E6 | Utility - Value of Sales | 0 | 0 | 0 | 0 | 0 | 0 | 0 | 0 | 0 | 0 | 0 | 0 | 0 | 0 | 0 | 0 | 0 | 0 | 0 | 0 | 0 | 0 | 0 | 0 | 0 | 0 | 0 | 0 | 0 | 0 | 0 | 0 | 0
F6_Commercial_Warehouse_Existing_Food Preparation_Natural Gas_Double Rack Oven_E7 | F6 | Commercial | Warehouse | Existing | Food Preparation | Natural Gas | Double Rack Oven | E7 | Utility - Value of Sales | 0 | 0 | 0 | 0 | 0 | 0 | 0 | 0 | 0 | 0 | 0 | 0 | 0 | 0 | 0 | 0 | 0 | 0 | 0 | 0 | 0 | 0 | 0 | 0 | 0 | 0 | 0 | 0 | 0 | 0 | 0 | 0 | 0
F6_Commercial_Warehouse_Existing_Food Preparation_Natural Gas_Double Rack Oven_E8 | F6 | Commercial | Warehouse | Existing | Food Preparation | Natural Gas | Double Rack Oven | E8 | Utility - Value of Sales | 0 | 0 | 0 | 0 | 0 | 0 | 0 | 0 | 0 | 0 | 0 | 0 | 0 | 0 | 0 | 0 | 0 | 0 | 0 | 0 | 0 | 0 | 0 | 0 | 0 | 0 | 0 | 0 | 0 | 0 | 0 | 0 | 0
F6_Commercial_Warehouse_Existing_Food Preparation_Natural Gas_Double Rack Oven_E9 | F6 | Commercial | Warehouse | Existing | Food Preparation | Natural Gas | Double Rack Oven | E9 | Utility - Value of Sales | 0 | 0 | 0 | 0 | 0 | 0 | 0 | 0 | 0 | 0 | 0 | 0 | 0 | 0 | 0 | 0 | 0 | 0 | 0 | 0 | 0 | 0 | 0 | 0 | 0 | 0 | 0 | 0 | 0 | 0 | 0 | 0 | 0
F6_Commercial_Warehouse_Existing_Food Preparation_Natural Gas_Double Rack Oven_E10 | F6 | Commercial | Warehouse | Existing | Food Preparation | Natural Gas | Double Rack Oven | E10 | Utility - Value of Sales | 0 | 0 | 0 | 0 | 0 | 0 | 0 | 0 | 0 | 0 | 0 | 0 | 0 | 0 | 0 | 0 | 0 | 0 | 0 | 0 | 0 | 0 | 0 | 0 | 0 | 0 | 0 | 0 | 0 | 0 | 0 | 0 | 0
F1_Commercial_Warehouse_Existing_Food Preparation_Natural Gas_Fryer_E1 | F1 | Commercial | Warehouse | Existing | Food Preparation | Natural Gas | Fryer | E1 | RVT - Cost of Equipment | 0.018385 | 0.018365 | 0.018444 | 0 | 0 | 0 | 0 | 0 | 0 | 0 | 0 | 0 | 0 | 0 | 0 | 0 | 0 | 0 | 0 | 0 | 0 | 0 | 0 | 0 | 0 | 0 | 0 | 0 | 0 | 0 | 0 | 0 | 0
F1_Commercial_Warehouse_Existing_Food Preparation_Natural Gas_Fryer_E2 | F1 | Commercial | Warehouse | Existing | Food Preparation | Natural Gas | Fryer | E2 | RVT - Cost of Equipment | 0.012355 | 0.012341 | 0.012394 | 0.012283 | 0.012211 | 0.012245 | 0.012368 | 0.012464 | 0.012585 | 0.012699 | 0.012811 | 0.012914 | 0.013023 | 0.013138 | 0.013246 | 0.013358 | 0.013469 | 0.013593 | 0.013722 | 0.013858 | 0.013992 | 0.014136 | 0.014269 | 0.014412 | 0.014539 | 0.014652 | 0.014755 | 0.014843 | 0.014913 | 0.014969 | 0.015 | 0.015021 | 0.015021
F1_Commercial_Warehouse_Existing_Food Preparation_Natural Gas_Fryer_E3 | F1 | Commercial | Warehouse | Existing | Food Preparation | Natural Gas | Fryer | E3 | RVT - Cost of Equipment | 0 | 0 | 0 | 0 | 0 | 0 | 0 | 0 | 0 | 0 | 0 | 0 | 0 | 0 | 0 | 0 | 0 | 0 | 0 | 0 | 0 | 0 | 0 | 0 | 0 | 0 | 0 | 0 | 0 | 0 | 0 | 0 | 0
F1_Commercial_Warehouse_Existing_Food Preparation_Natural Gas_Fryer_E4 | F1 | Commercial | Warehouse | Existing | Food Preparation | Natural Gas | Fryer | E4 | RVT - Cost of Equipment | 0 | 0 | 0 | 0 | 0 | 0 | 0 | 0 | 0 | 0 | 0 | 0 | 0 | 0 | 0 | 0 | 0 | 0 | 0 | 0 | 0 | 0 | 0 | 0 | 0 | 0 | 0 | 0 | 0 | 0 | 0 | 0 | 0
F1_Commercial_Warehouse_Existing_Food Preparation_Natural Gas_Fryer_E5 | F1 | Commercial | Warehouse | Existing | Food Preparation | Natural Gas | Fryer | E5 | RVT - Cost of Equipment | 0 | 0 | 0 | 0 | 0 | 0 | 0 | 0 | 0 | 0 | 0 | 0 | 0 | 0 | 0 | 0 | 0 | 0 | 0 | 0 | 0 | 0 | 0 | 0 | 0 | 0 | 0 | 0 | 0 | 0 | 0 | 0 | 0
F1_Commercial_Warehouse_Existing_Food Preparation_Natural Gas_Fryer_E6 | F1 | Commercial | Warehouse | Existing | Food Preparation | Natural Gas | Fryer | E6 | RVT - Cost of Equipment | 0 | 0 | 0 | 0 | 0 | 0 | 0 | 0 | 0 | 0 | 0 | 0 | 0 | 0 | 0 | 0 | 0 | 0 | 0 | 0 | 0 | 0 | 0 | 0 | 0 | 0 | 0 | 0 | 0 | 0 | 0 | 0 | 0
F1_Commercial_Warehouse_Existing_Food Preparation_Natural Gas_Fryer_E7 | F1 | Commercial | Warehouse | Existing | Food Preparation | Natural Gas | Fryer | E7 | RVT - Cost of Equipment | 0 | 0 | 0 | 0 | 0 | 0 | 0 | 0 | 0 | 0 | 0 | 0 | 0 | 0 | 0 | 0 | 0 | 0 | 0 | 0 | 0 | 0 | 0 | 0 | 0 | 0 | 0 | 0 | 0 | 0 | 0 | 0 | 0
F1_Commercial_Warehouse_Existing_Food Preparation_Natural Gas_Fryer_E8 | F1 | Commercial | Warehouse | Existing | Food Preparation | Natural Gas | Fryer | E8 | RVT - Cost of Equipment | 0 | 0 | 0 | 0 | 0 | 0 | 0 | 0 | 0 | 0 | 0 | 0 | 0 | 0 | 0 | 0 | 0 | 0 | 0 | 0 | 0 | 0 | 0 | 0 | 0 | 0 | 0 | 0 | 0 | 0 | 0 | 0 | 0
F1_Commercial_Warehouse_Existing_Food Preparation_Natural Gas_Fryer_E9 | F1 | Commercial | Warehouse | Existing | Food Preparation | Natural Gas | Fryer | E9 | RVT - Cost of Equipment | 0 | 0 | 0 | 0 | 0 | 0 | 0 | 0 | 0 | 0 | 0 | 0 | 0 | 0 | 0 | 0 | 0 | 0 | 0 | 0 | 0 | 0 | 0 | 0 | 0 | 0 | 0 | 0 | 0 | 0 | 0 | 0 | 0
F1_Commercial_Warehouse_Existing_Food Preparation_Natural Gas_Fryer_E10 | F1 | Commercial | Warehouse | Existing | Food Preparation | Natural Gas | Fryer | E10 | RVT - Cost of Equipment | 0 | 0 | 0 | 0 | 0 | 0 | 0 | 0 | 0 | 0 | 0 | 0 | 0 | 0 | 0 | 0 | 0 | 0 | 0 | 0 | 0 | 0 | 0 | 0 | 0 | 0 | 0 | 0 | 0 | 0 | 0 | 0 | 0
F2_Commercial_Warehouse_Existing_Food Preparation_Natural Gas_Fryer_E1 | F2 | Commercial | Warehouse | Existing | Food Preparation | Natural Gas | Fryer | E1 | RVT - Cost of Operation | 0.022026 | 0.022002 | 0.022097 | 0 | 0 | 0 | 0 | 0 | 0 | 0 | 0 | 0 | 0 | 0 | 0 | 0 | 0 | 0 | 0 | 0 | 0 | 0 | 0 | 0 | 0 | 0 | 0 | 0 | 0 | 0 | 0 | 0 | 0
F2_Commercial_Warehouse_Existing_Food Preparation_Natural Gas_Fryer_E2 | F2 | Commercial | Warehouse | Existing | Food Preparation | Natural Gas | Fryer | E2 | RVT - Cost of Operation | 0.014802 | 0.014785 | 0.014849 | 0.014715 | 0.01463 | 0.014671 | 0.014817 | 0.014933 | 0.015077 | 0.015214 | 0.015349 | 0.015472 | 0.015603 | 0.01574 | 0.01587 | 0.016004 | 0.016137 | 0.016285 | 0.01644 | 0.016603 | 0.016764 | 0.016936 | 0.017096 | 0.017266 | 0.017419 | 0.017554 | 0.017677 | 0.017783 | 0.017866 | 0.017934 | 0.017971 | 0.017996 | 0.017996
F2_Commercial_Warehouse_Existing_Food Preparation_Natural Gas_Fryer_E3 | F2 | Commercial | Warehouse | Existing | Food Preparation | Natural Gas | Fryer | E3 | RVT - Cost of Operation | 0 | 0 | 0 | 0 | 0 | 0 | 0 | 0 | 0 | 0 | 0 | 0 | 0 | 0 | 0 | 0 | 0 | 0 | 0 | 0 | 0 | 0 | 0 | 0 | 0 | 0 | 0 | 0 | 0 | 0 | 0 | 0 | 0
F2_Commercial_Warehouse_Existing_Food Preparation_Natural Gas_Fryer_E4 | F2 | Commercial | Warehouse | Existing | Food Preparation | Natural Gas | Fryer | E4 | RVT - Cost of Operation | 0 | 0 | 0 | 0 | 0 | 0 | 0 | 0 | 0 | 0 | 0 | 0 | 0 | 0 | 0 | 0 | 0 | 0 | 0 | 0 | 0 | 0 | 0 | 0 | 0 | 0 | 0 | 0 | 0 | 0 | 0 | 0 | 0
F2_Commercial_Warehouse_Existing_Food Preparation_Natural Gas_Fryer_E5 | F2 | Commercial | Warehouse | Existing | Food Preparation | Natural Gas | Fryer | E5 | RVT - Cost of Operation | 0 | 0 | 0 | 0 | 0 | 0 | 0 | 0 | 0 | 0 | 0 | 0 | 0 | 0 | 0 | 0 | 0 | 0 | 0 | 0 | 0 | 0 | 0 | 0 | 0 | 0 | 0 | 0 | 0 | 0 | 0 | 0 | 0
F2_Commercial_Warehouse_Existing_Food Preparation_Natural Gas_Fryer_E6 | F2 | Commercial | Warehouse | Existing | Food Preparation | Natural Gas | Fryer | E6 | RVT - Cost of Operation | 0 | 0 | 0 | 0 | 0 | 0 | 0 | 0 | 0 | 0 | 0 | 0 | 0 | 0 | 0 | 0 | 0 | 0 | 0 | 0 | 0 | 0 | 0 | 0 | 0 | 0 | 0 | 0 | 0 | 0 | 0 | 0 | 0
F2_Commercial_Warehouse_Existing_Food Preparation_Natural Gas_Fryer_E7 | F2 | Commercial | Warehouse | Existing | Food Preparation | Natural Gas | Fryer | E7 | RVT - Cost of Operation | 0 | 0 | 0 | 0 | 0 | 0 | 0 | 0 | 0 | 0 | 0 | 0 | 0 | 0 | 0 | 0 | 0 | 0 | 0 | 0 | 0 | 0 | 0 | 0 | 0 | 0 | 0 | 0 | 0 | 0 | 0 | 0 | 0
F2_Commercial_Warehouse_Existing_Food Preparation_Natural Gas_Fryer_E8 | F2 | Commercial | Warehouse | Existing | Food Preparation | Natural Gas | Fryer | E8 | RVT - Cost of Operation | 0 | 0 | 0 | 0 | 0 | 0 | 0 | 0 | 0 | 0 | 0 | 0 | 0 | 0 | 0 | 0 | 0 | 0 | 0 | 0 | 0 | 0 | 0 | 0 | 0 | 0 | 0 | 0 | 0 | 0 | 0 | 0 | 0
F2_Commercial_Warehouse_Existing_Food Preparation_Natural Gas_Fryer_E9 | F2 | Commercial | Warehouse | Existing | Food Preparation | Natural Gas | Fryer | E9 | RVT - Cost of Operation | 0 | 0 | 0 | 0 | 0 | 0 | 0 | 0 | 0 | 0 | 0 | 0 | 0 | 0 | 0 | 0 | 0 | 0 | 0 | 0 | 0 | 0 | 0 | 0 | 0 | 0 | 0 | 0 | 0 | 0 | 0 | 0 | 0
F2_Commercial_Warehouse_Existing_Food Preparation_Natural Gas_Fryer_E10 | F2 | Commercial | Warehouse | Existing | Food Preparation | Natural Gas | Fryer | E10 | RVT - Cost of Operation | 0 | 0 | 0 | 0 | 0 | 0 | 0 | 0 | 0 | 0 | 0 | 0 | 0 | 0 | 0 | 0 | 0 | 0 | 0 | 0 | 0 | 0 | 0 | 0 | 0 | 0 | 0 | 0 | 0 | 0 | 0 | 0 | 0
F3_Commercial_Warehouse_Existing_Food Preparation_Natural Gas_Fryer_E1 | F3 | Commercial | Warehouse | Existing | Food Preparation | Natural Gas | Fryer | E1 | System - kBTUs of Consumption | 0.0058672 | 0.0058672 | 0.0058672 | 0 | 0 | 0 | 0 | 0 | 0 | 0 | 0 | 0 | 0 | 0 | 0 | 0 | 0 | 0 | 0 | 0 | 0 | 0 | 0 | 0 | 0 | 0 | 0 | 0 | 0 | 0 | 0 | 0 | 0
F3_Commercial_Warehouse_Existing_Food Preparation_Natural Gas_Fryer_E2 | F3 | Commercial | Warehouse | Existing | Food Preparation | Natural Gas | Fryer | E2 | System - kBTUs of Consumption | 0.0069974 | 0.0069974 | 0.0069974 | 0.0069974 | 0.0069974 | 0.0069974 | 0.0069974 | 0.0069974 | 0.0069974 | 0.0069974 | 0.0069974 | 0.0069974 | 0.0069974 | 0.0069974 | 0.0069974 | 0.0069974 | 0.0069974 | 0.0069974 | 0.0069974 | 0.0069974 | 0.0069974 | 0.0069974 | 0.0069974 | 0.0069974 | 0.0069974 | 0.0069974 | 0.0069974 | 0.0069974 | 0.0069974 | 0.0069974 | 0.0069974 | 0.0069974 | 0.0069974
F3_Commercial_Warehouse_Existing_Food Preparation_Natural Gas_Fryer_E3 | F3 | Commercial | Warehouse | Existing | Food Preparation | Natural Gas | Fryer | E3 | System - kBTUs of Consumption | 0 | 0 | 0 | 0 | 0 | 0 | 0 | 0 | 0 | 0 | 0 | 0 | 0 | 0 | 0 | 0 | 0 | 0 | 0 | 0 | 0 | 0 | 0 | 0 | 0 | 0 | 0 | 0 | 0 | 0 | 0 | 0 | 0
F3_Commercial_Warehouse_Existing_Food Preparation_Natural Gas_Fryer_E4 | F3 | Commercial | Warehouse | Existing | Food Preparation | Natural Gas | Fryer | E4 | System - kBTUs of Consumption | 0 | 0 | 0 | 0 | 0 | 0 | 0 | 0 | 0 | 0 | 0 | 0 | 0 | 0 | 0 | 0 | 0 | 0 | 0 | 0 | 0 | 0 | 0 | 0 | 0 | 0 | 0 | 0 | 0 | 0 | 0 | 0 | 0
F3_Commercial_Warehouse_Existing_Food Preparation_Natural Gas_Fryer_E5 | F3 | Commercial | Warehouse | Existing | Food Preparation | Natural Gas | Fryer | E5 | System - kBTUs of Consumption | 0 | 0 | 0 | 0 | 0 | 0 | 0 | 0 | 0 | 0 | 0 | 0 | 0 | 0 | 0 | 0 | 0 | 0 | 0 | 0 | 0 | 0 | 0 | 0 | 0 | 0 | 0 | 0 | 0 | 0 | 0 | 0 | 0
F3_Commercial_Warehouse_Existing_Food Preparation_Natural Gas_Fryer_E6 | F3 | Commercial | Warehouse | Existing | Food Preparation | Natural Gas | Fryer | E6 | System - kBTUs of Consumption | 0 | 0 | 0 | 0 | 0 | 0 | 0 | 0 | 0 | 0 | 0 | 0 | 0 | 0 | 0 | 0 | 0 | 0 | 0 | 0 | 0 | 0 | 0 | 0 | 0 | 0 | 0 | 0 | 0 | 0 | 0 | 0 | 0
F3_Commercial_Warehouse_Existing_Food Preparation_Natural Gas_Fryer_E7 | F3 | Commercial | Warehouse | Existing | Food Preparation | Natural Gas | Fryer | E7 | System - kBTUs of Consumption | 0 | 0 | 0 | 0 | 0 | 0 | 0 | 0 | 0 | 0 | 0 | 0 | 0 | 0 | 0 | 0 | 0 | 0 | 0 | 0 | 0 | 0 | 0 | 0 | 0 | 0 | 0 | 0 | 0 | 0 | 0 | 0 | 0
F3_Commercial_Warehouse_Existing_Food Preparation_Natural Gas_Fryer_E8 | F3 | Commercial | Warehouse | Existing | Food Preparation | Natural Gas | Fryer | E8 | System - kBTUs of Consumption | 0 | 0 | 0 | 0 | 0 | 0 | 0 | 0 | 0 | 0 | 0 | 0 | 0 | 0 | 0 | 0 | 0 | 0 | 0 | 0 | 0 | 0 | 0 | 0 | 0 | 0 | 0 | 0 | 0 | 0 | 0 | 0 | 0
F3_Commercial_Warehouse_Existing_Food Preparation_Natural Gas_Fryer_E9 | F3 | Commercial | Warehouse | Existing | Food Preparation | Natural Gas | Fryer | E9 | System - kBTUs of Consumption | 0 | 0 | 0 | 0 | 0 | 0 | 0 | 0 | 0 | 0 | 0 | 0 | 0 | 0 | 0 | 0 | 0 | 0 | 0 | 0 | 0 | 0 | 0 | 0 | 0 | 0 | 0 | 0 | 0 | 0 | 0 | 0 | 0
F3_Commercial_Warehouse_Existing_Food Preparation_Natural Gas_Fryer_E10 | F3 | Commercial | Warehouse | Existing | Food Preparation | Natural Gas | Fryer | E10 | System - kBTUs of Consumption | 0 | 0 | 0 | 0 | 0 | 0 | 0 | 0 | 0 | 0 | 0 | 0 | 0 | 0 | 0 | 0 | 0 | 0 | 0 | 0 | 0 | 0 | 0 | 0 | 0 | 0 | 0 | 0 | 0 | 0 | 0 | 0 | 0
F4_Commercial_Warehouse_Existing_Food Preparation_Natural Gas_Fryer_E1 | F4 | Commercial | Warehouse | Existing | Food Preparation | Natural Gas | Fryer | E1 | Utility - Cost of Equipment | 0.022026 | 0.022002 | 0.022097 | 0 | 0 | 0 | 0 | 0 | 0 | 0 | 0 | 0 | 0 | 0 | 0 | 0 | 0 | 0 | 0 | 0 | 0 | 0 | 0 | 0 | 0 | 0 | 0 | 0 | 0 | 0 | 0 | 0 | 0
F4_Commercial_Warehouse_Existing_Food Preparation_Natural Gas_Fryer_E2 | F4 | Commercial | Warehouse | Existing | Food Preparation | Natural Gas | Fryer | E2 | Utility - Cost of Equipment | 0.014802 | 0.014785 | 0.014849 | 0.014715 | 0.01463 | 0.014671 | 0.014817 | 0.014933 | 0.015077 | 0.015214 | 0.015349 | 0.015472 | 0.015603 | 0.01574 | 0.01587 | 0.016004 | 0.016137 | 0.016285 | 0.01644 | 0.016603 | 0.016764 | 0.016936 | 0.017096 | 0.017266 | 0.017419 | 0.017554 | 0.017677 | 0.017783 | 0.017866 | 0.017934 | 0.017971 | 0.017996 | 0.017996
F4_Commercial_Warehouse_Existing_Food Preparation_Natural Gas_Fryer_E3 | F4 | Commercial | Warehouse | Existing | Food Preparation | Natural Gas | Fryer | E3 | Utility - Cost of Equipment | 0 | 0 | 0 | 0 | 0 | 0 | 0 | 0 | 0 | 0 | 0 | 0 | 0 | 0 | 0 | 0 | 0 | 0 | 0 | 0 | 0 | 0 | 0 | 0 | 0 | 0 | 0 | 0 | 0 | 0 | 0 | 0 | 0
F4_Commercial_Warehouse_Existing_Food Preparation_Natural Gas_Fryer_E4 | F4 | Commercial | Warehouse | Existing | Food Preparation | Natural Gas | Fryer | E4 | Utility - Cost of Equipment | 0 | 0 | 0 | 0 | 0 | 0 | 0 | 0 | 0 | 0 | 0 | 0 | 0 | 0 | 0 | 0 | 0 | 0 | 0 | 0 | 0 | 0 | 0 | 0 | 0 | 0 | 0 | 0 | 0 | 0 | 0 | 0 | 0
F4_Commercial_Warehouse_Existing_Food Preparation_Natural Gas_Fryer_E5 | F4 | Commercial | Warehouse | Existing | Food Preparation | Natural Gas | Fryer | E5 | Utility - Cost of Equipment | 0 | 0 | 0 | 0 | 0 | 0 | 0 | 0 | 0 | 0 | 0 | 0 | 0 | 0 | 0 | 0 | 0 | 0 | 0 | 0 | 0 | 0 | 0 | 0 | 0 | 0 | 0 | 0 | 0 | 0 | 0 | 0 | 0
F4_Commercial_Warehouse_Existing_Food Preparation_Natural Gas_Fryer_E6 | F4 | Commercial | Warehouse | Existing | Food Preparation | Natural Gas | Fryer | E6 | Utility - Cost of Equipment | 0 | 0 | 0 | 0 | 0 | 0 | 0 | 0 | 0 | 0 | 0 | 0 | 0 | 0 | 0 | 0 | 0 | 0 | 0 | 0 | 0 | 0 | 0 | 0 | 0 | 0 | 0 | 0 | 0 | 0 | 0 | 0 | 0
F4_Commercial_Warehouse_Existing_Food Preparation_Natural Gas_Fryer_E7 | F4 | Commercial | Warehouse | Existing | Food Preparation | Natural Gas | Fryer | E7 | Utility - Cost of Equipment | 0 | 0 | 0 | 0 | 0 | 0 | 0 | 0 | 0 | 0 | 0 | 0 | 0 | 0 | 0 | 0 | 0 | 0 | 0 | 0 | 0 | 0 | 0 | 0 | 0 | 0 | 0 | 0 | 0 | 0 | 0 | 0 | 0
F4_Commercial_Warehouse_Existing_Food Preparation_Natural Gas_Fryer_E8 | F4 | Commercial | Warehouse | Existing | Food Preparation | Natural Gas | Fryer | E8 | Utility - Cost of Equipment | 0 | 0 | 0 | 0 | 0 | 0 | 0 | 0 | 0 | 0 | 0 | 0 | 0 | 0 | 0 | 0 | 0 | 0 | 0 | 0 | 0 | 0 | 0 | 0 | 0 | 0 | 0 | 0 | 0 | 0 | 0 | 0 | 0
F4_Commercial_Warehouse_Existing_Food Preparation_Natural Gas_Fryer_E9 | F4 | Commercial | Warehouse | Existing | Food Preparation | Natural Gas | Fryer | E9 | Utility - Cost of Equipment | 0 | 0 | 0 | 0 | 0 | 0 | 0 | 0 | 0 | 0 | 0 | 0 | 0 | 0 | 0 | 0 | 0 | 0 | 0 | 0 | 0 | 0 | 0 | 0 | 0 | 0 | 0 | 0 | 0 | 0 | 0 | 0 | 0
F4_Commercial_Warehouse_Existing_Food Preparation_Natural Gas_Fryer_E10 | F4 | Commercial | Warehouse | Existing | Food Preparation | Natural Gas | Fryer | E10 | Utility - Cost of Equipment | 0 | 0 | 0 | 0 | 0 | 0 | 0 | 0 | 0 | 0 | 0 | 0 | 0 | 0 | 0 | 0 | 0 | 0 | 0 | 0 | 0 | 0 | 0 | 0 | 0 | 0 | 0 | 0 | 0 | 0 | 0 | 0 | 0
F5_Commercial_Warehouse_Existing_Food Preparation_Natural Gas_Fryer_E1 | F5 | Commercial | Warehouse | Existing | Food Preparation | Natural Gas | Fryer | E1 | Utility - Cost of Operation | 0.0058672 | 0.0058672 | 0.0058672 | 0 | 0 | 0 | 0 | 0 | 0 | 0 | 0 | 0 | 0 | 0 | 0 | 0 | 0 | 0 | 0 | 0 | 0 | 0 | 0 | 0 | 0 | 0 | 0 | 0 | 0 | 0 | 0 | 0 | 0
F5_Commercial_Warehouse_Existing_Food Preparation_Natural Gas_Fryer_E2 | F5 | Commercial | Warehouse | Existing | Food Preparation | Natural Gas | Fryer | E2 | Utility - Cost of Operation | 0.0069974 | 0.0069974 | 0.0069974 | 0.0069974 | 0.0069974 | 0.0069974 | 0.0069974 | 0.0069974 | 0.0069974 | 0.0069974 | 0.0069974 | 0.0069974 | 0.0069974 | 0.0069974 | 0.0069974 | 0.0069974 | 0.0069974 | 0.0069974 | 0.0069974 | 0.0069974 | 0.0069974 | 0.0069974 | 0.0069974 | 0.0069974 | 0.0069974 | 0.0069974 | 0.0069974 | 0.0069974 | 0.0069974 | 0.0069974 | 0.0069974 | 0.0069974 | 0.0069974
F5_Commercial_Warehouse_Existing_Food Preparation_Natural Gas_Fryer_E3 | F5 | Commercial | Warehouse | Existing | Food Preparation | Natural Gas | Fryer | E3 | Utility - Cost of Operation | 0 | 0 | 0 | 0 | 0 | 0 | 0 | 0 | 0 | 0 | 0 | 0 | 0 | 0 | 0 | 0 | 0 | 0 | 0 | 0 | 0 | 0 | 0 | 0 | 0 | 0 | 0 | 0 | 0 | 0 | 0 | 0 | 0
F5_Commercial_Warehouse_Existing_Food Preparation_Natural Gas_Fryer_E4 | F5 | Commercial | Warehouse | Existing | Food Preparation | Natural Gas | Fryer | E4 | Utility - Cost of Operation | 0 | 0 | 0 | 0 | 0 | 0 | 0 | 0 | 0 | 0 | 0 | 0 | 0 | 0 | 0 | 0 | 0 | 0 | 0 | 0 | 0 | 0 | 0 | 0 | 0 | 0 | 0 | 0 | 0 | 0 | 0 | 0 | 0
F5_Commercial_Warehouse_Existing_Food Preparation_Natural Gas_Fryer_E5 | F5 | Commercial | Warehouse | Existing | Food Preparation | Natural Gas | Fryer | E5 | Utility - Cost of Operation | 0 | 0 | 0 | 0 | 0 | 0 | 0 | 0 | 0 | 0 | 0 | 0 | 0 | 0 | 0 | 0 | 0 | 0 | 0 | 0 | 0 | 0 | 0 | 0 | 0 | 0 | 0 | 0 | 0 | 0 | 0 | 0 | 0
F5_Commercial_Warehouse_Existing_Food Preparation_Natural Gas_Fryer_E6 | F5 | Commercial | Warehouse | Existing | Food Preparation | Natural Gas | Fryer | E6 | Utility - Cost of Operation | 0 | 0 | 0 | 0 | 0 | 0 | 0 | 0 | 0 | 0 | 0 | 0 | 0 | 0 | 0 | 0 | 0 | 0 | 0 | 0 | 0 | 0 | 0 | 0 | 0 | 0 | 0 | 0 | 0 | 0 | 0 | 0 | 0
F5_Commercial_Warehouse_Existing_Food Preparation_Natural Gas_Fryer_E7 | F5 | Commercial | Warehouse | Existing | Food Preparation | Natural Gas | Fryer | E7 | Utility - Cost of Operation | 0 | 0 | 0 | 0 | 0 | 0 | 0 | 0 | 0 | 0 | 0 | 0 | 0 | 0 | 0 | 0 | 0 | 0 | 0 | 0 | 0 | 0 | 0 | 0 | 0 | 0 | 0 | 0 | 0 | 0 | 0 | 0 | 0
F5_Commercial_Warehouse_Existing_Food Preparation_Natural Gas_Fryer_E8 | F5 | Commercial | Warehouse | Existing | Food Preparation | Natural Gas | Fryer | E8 | Utility - Cost of Operation | 0 | 0 | 0 | 0 | 0 | 0 | 0 | 0 | 0 | 0 | 0 | 0 | 0 | 0 | 0 | 0 | 0 | 0 | 0 | 0 | 0 | 0 | 0 | 0 | 0 | 0 | 0 | 0 | 0 | 0 | 0 | 0 | 0
F5_Commercial_Warehouse_Existing_Food Preparation_Natural Gas_Fryer_E9 | F5 | Commercial | Warehouse | Existing | Food Preparation | Natural Gas | Fryer | E9 | Utility - Cost of Operation | 0 | 0 | 0 | 0 | 0 | 0 | 0 | 0 | 0 | 0 | 0 | 0 | 0 | 0 | 0 | 0 | 0 | 0 | 0 | 0 | 0 | 0 | 0 | 0 | 0 | 0 | 0 | 0 | 0 | 0 | 0 | 0 | 0
F5_Commercial_Warehouse_Existing_Food Preparation_Natural Gas_Fryer_E10 | F5 | Commercial | Warehouse | Existing | Food Preparation | Natural Gas | Fryer | E10 | Utility - Cost of Operation | 0 | 0 | 0 | 0 | 0 | 0 | 0 | 0 | 0 | 0 | 0 | 0 | 0 | 0 | 0 | 0 | 0 | 0 | 0 | 0 | 0 | 0 | 0 | 0 | 0 | 0 | 0 | 0 | 0 | 0 | 0 | 0 | 0
F6_Commercial_Warehouse_Existing_Food Preparation_Natural Gas_Fryer_E1 | F6 | Commercial | Warehouse | Existing | Food Preparation | Natural Gas | Fryer | E1 | Utility - Value of Sales | 0.011631 | 0.011701 | 0.011813 | 0 | 0 | 0 | 0 | 0 | 0 | 0 | 0 | 0 | 0 | 0 | 0 | 0 | 0 | 0 | 0 | 0 | 0 | 0 | 0 | 0 | 0 | 0 | 0 | 0 | 0 | 0 | 0 | 0 | 0
F6_Commercial_Warehouse_Existing_Food Preparation_Natural Gas_Fryer_E2 | F6 | Commercial | Warehouse | Existing | Food Preparation | Natural Gas | Fryer | E2 | Utility - Value of Sales | 0.007816 | 0.0078628 | 0.007938 | 0.0079215 | 0.0079215 | 0.0079215 | 0.0079215 | 0.0079215 | 0.0079215 | 0.0079215 | 0.0079215 | 0.0079215 | 0.0079215 | 0.0079215 | 0.0079215 | 0.0079215 | 0.0079215 | 0.0079215 | 0.0079215 | 0.0079215 | 0.0079215 | 0.0079215 | 0.0079215 | 0.0079215 | 0.0079215 | 0.0079215 | 0.0079215 | 0.0079215 | 0.0079215 | 0.0079215 | 0.0079215 | 0.0079215 | 0.0079215
F6_Commercial_Warehouse_Existing_Food Preparation_Natural Gas_Fryer_E3 | F6 | Commercial | Warehouse | Existing | Food Preparation | Natural Gas | Fryer | E3 | Utility - Value of Sales | 0 | 0 | 0 | 0 | 0 | 0 | 0 | 0 | 0 | 0 | 0 | 0 | 0 | 0 | 0 | 0 | 0 | 0 | 0 | 0 | 0 | 0 | 0 | 0 | 0 | 0 | 0 | 0 | 0 | 0 | 0 | 0 | 0
F6_Commercial_Warehouse_Existing_Food Preparation_Natural Gas_Fryer_E4 | F6 | Commercial | Warehouse | Existing | Food Preparation | Natural Gas | Fryer | E4 | Utility - Value of Sales | 0 | 0 | 0 | 0 | 0 | 0 | 0 | 0 | 0 | 0 | 0 | 0 | 0 | 0 | 0 | 0 | 0 | 0 | 0 | 0 | 0 | 0 | 0 | 0 | 0 | 0 | 0 | 0 | 0 | 0 | 0 | 0 | 0
F6_Commercial_Warehouse_Existing_Food Preparation_Natural Gas_Fryer_E5 | F6 | Commercial | Warehouse | Existing | Food Preparation | Natural Gas | Fryer | E5 | Utility - Value of Sales | 0 | 0 | 0 | 0 | 0 | 0 | 0 | 0 | 0 | 0 | 0 | 0 | 0 | 0 | 0 | 0 | 0 | 0 | 0 | 0 | 0 | 0 | 0 | 0 | 0 | 0 | 0 | 0 | 0 | 0 | 0 | 0 | 0
F6_Commercial_Warehouse_Existing_Food Preparation_Natural Gas_Fryer_E6 | F6 | Commercial | Warehouse | Existing | Food Preparation | Natural Gas | Fryer | E6 | Utility - Value of Sales | 0 | 0 | 0 | 0 | 0 | 0 | 0 | 0 | 0 | 0 | 0 | 0 | 0 | 0 | 0 | 0 | 0 | 0 | 0 | 0 | 0 | 0 | 0 | 0 | 0 | 0 | 0 | 0 | 0 | 0 | 0 | 0 | 0
F6_Commercial_Warehouse_Existing_Food Preparation_Natural Gas_Fryer_E7 | F6 | Commercial | Warehouse | Existing | Food Preparation | Natural Gas | Fryer | E7 | Utility - Value of Sales | 0 | 0 | 0 | 0 | 0 | 0 | 0 | 0 | 0 | 0 | 0 | 0 | 0 | 0 | 0 | 0 | 0 | 0 | 0 | 0 | 0 | 0 | 0 | 0 | 0 | 0 | 0 | 0 | 0 | 0 | 0 | 0 | 0
F6_Commercial_Warehouse_Existing_Food Preparation_Natural Gas_Fryer_E8 | F6 | Commercial | Warehouse | Existing | Food Preparation | Natural Gas | Fryer | E8 | Utility - Value of Sales | 0 | 0 | 0 | 0 | 0 | 0 | 0 | 0 | 0 | 0 | 0 | 0 | 0 | 0 | 0 | 0 | 0 | 0 | 0 | 0 | 0 | 0 | 0 | 0 | 0 | 0 | 0 | 0 | 0 | 0 | 0 | 0 | 0
F6_Commercial_Warehouse_Existing_Food Preparation_Natural Gas_Fryer_E9 | F6 | Commercial | Warehouse | Existing | Food Preparation | Natural Gas | Fryer | E9 | Utility - Value of Sales | 0 | 0 | 0 | 0 | 0 | 0 | 0 | 0 | 0 | 0 | 0 | 0 | 0 | 0 | 0 | 0 | 0 | 0 | 0 | 0 | 0 | 0 | 0 | 0 | 0 | 0 | 0 | 0 | 0 | 0 | 0 | 0 | 0
F6_Commercial_Warehouse_Existing_Food Preparation_Natural Gas_Fryer_E10 | F6 | Commercial | Warehouse | Existing | Food Preparation | Natural Gas | Fryer | E10 | Utility - Value of Sales | 0 | 0 | 0 | 0 | 0 | 0 | 0 | 0 | 0 | 0 | 0 | 0 | 0 | 0 | 0 | 0 | 0 | 0 | 0 | 0 | 0 | 0 | 0 | 0 | 0 | 0 | 0 | 0 | 0 | 0 | 0 | 0 | 0
F1_Commercial_Warehouse_Existing_Food Preparation_Natural Gas_Broiler_E1 | F1 | Commercial | Warehouse | Existing | Food Preparation | Natural Gas | Broiler | E1 | RVT - Cost of Equipment | 0.02041 | 0.020436 | 0.020547 | 0.020443 | 0.02039 | 0.020471 | 0.020666 | 0.020825 | 0.021019 | 0.021205 | 0.021394 | 0.021572 | 0.021761 | 0.021958 | 0.022148 | 0.022343 | 0.022539 | 0.022749 | 0.022968 | 0.023194 | 0.023411 | 0.023628 | 0.023823 | 0.024019 | 0.024188 | 0.024335 | 0.024468 | 0.024583 | 0.024673 | 0.024747 | 0.024787 | 0.024814 | 0.024814
F1_Commercial_Warehouse_Existing_Food Preparation_Natural Gas_Broiler_E2 | F1 | Commercial | Warehouse | Existing | Food Preparation | Natural Gas | Broiler | E2 | RVT - Cost of Equipment | 0.01312 | 0.013137 | 0.013209 | 0.013142 | 0.013108 | 0.01316 | 0.013286 | 0.013388 | 0.013512 | 0.013632 | 0.013753 | 0.013868 | 0.013989 | 0.014116 | 0.014238 | 0.014363 | 0.014489 | 0.014625 | 0.014765 | 0.014911 | 0.01505 | 0.01519 | 0.015315 | 0.015441 | 0.01555 | 0.015644 | 0.015729 | 0.015803 | 0.015861 | 0.015909 | 0.015934 | 0.015952 | 0.015952
F1_Commercial_Warehouse_Existing_Food Preparation_Natural Gas_Broiler_E3 | F1 | Commercial | Warehouse | Existing | Food Preparation | Natural Gas | Broiler | E3 | RVT - Cost of Equipment | 0 | 0 | 0 | 0 | 0 | 0 | 0 | 0 | 0 | 0 | 0 | 0 | 0 | 0 | 0 | 0 | 0 | 0 | 0 | 0 | 0 | 0 | 0 | 0 | 0 | 0 | 0 | 0 | 0 | 0 | 0 | 0 | 0
F1_Commercial_Warehouse_Existing_Food Preparation_Natural Gas_Broiler_E4 | F1 | Commercial | Warehouse | Existing | Food Preparation | Natural Gas | Broiler | E4 | RVT - Cost of Equipment | 0 | 0 | 0 | 0 | 0 | 0 | 0 | 0 | 0 | 0 | 0 | 0 | 0 | 0 | 0 | 0 | 0 | 0 | 0 | 0 | 0 | 0 | 0 | 0 | 0 | 0 | 0 | 0 | 0 | 0 | 0 | 0 | 0
F1_Commercial_Warehouse_Existing_Food Preparation_Natural Gas_Broiler_E5 | F1 | Commercial | Warehouse | Existing | Food Preparation | Natural Gas | Broiler | E5 | RVT - Cost of Equipment | 0 | 0 | 0 | 0 | 0 | 0 | 0 | 0 | 0 | 0 | 0 | 0 | 0 | 0 | 0 | 0 | 0 | 0 | 0 | 0 | 0 | 0 | 0 | 0 | 0 | 0 | 0 | 0 | 0 | 0 | 0 | 0 | 0
F1_Commercial_Warehouse_Existing_Food Preparation_Natural Gas_Broiler_E6 | F1 | Commercial | Warehouse | Existing | Food Preparation | Natural Gas | Broiler | E6 | RVT - Cost of Equipment | 0 | 0 | 0 | 0 | 0 | 0 | 0 | 0 | 0 | 0 | 0 | 0 | 0 | 0 | 0 | 0 | 0 | 0 | 0 | 0 | 0 | 0 | 0 | 0 | 0 | 0 | 0 | 0 | 0 | 0 | 0 | 0 | 0
F1_Commercial_Warehouse_Existing_Food Preparation_Natural Gas_Broiler_E7 | F1 | Commercial | Warehouse | Existing | Food Preparation | Natural Gas | Broiler | E7 | RVT - Cost of Equipment | 0 | 0 | 0 | 0 | 0 | 0 | 0 | 0 | 0 | 0 | 0 | 0 | 0 | 0 | 0 | 0 | 0 | 0 | 0 | 0 | 0 | 0 | 0 | 0 | 0 | 0 | 0 | 0 | 0 | 0 | 0 | 0 | 0
F1_Commercial_Warehouse_Existing_Food Preparation_Natural Gas_Broiler_E8 | F1 | Commercial | Warehouse | Existing | Food Preparation | Natural Gas | Broiler | E8 | RVT - Cost of Equipment | 0 | 0 | 0 | 0 | 0 | 0 | 0 | 0 | 0 | 0 | 0 | 0 | 0 | 0 | 0 | 0 | 0 | 0 | 0 | 0 | 0 | 0 | 0 | 0 | 0 | 0 | 0 | 0 | 0 | 0 | 0 | 0 | 0
F1_Commercial_Warehouse_Existing_Food Preparation_Natural Gas_Broiler_E9 | F1 | Commercial | Warehouse | Existing | Food Preparation | Natural Gas | Broiler | E9 | RVT - Cost of Equipment | 0 | 0 | 0 | 0 | 0 | 0 | 0 | 0 | 0 | 0 | 0 | 0 | 0 | 0 | 0 | 0 | 0 | 0 | 0 | 0 | 0 | 0 | 0 | 0 | 0 | 0 | 0 | 0 | 0 | 0 | 0 | 0 | 0
F1_Commercial_Warehouse_Existing_Food Preparation_Natural Gas_Broiler_E10 | F1 | Commercial | Warehouse | Existing | Food Preparation | Natural Gas | Broiler | E10 | RVT - Cost of Equipment | 0 | 0 | 0 | 0 | 0 | 0 | 0 | 0 | 0 | 0 | 0 | 0 | 0 | 0 | 0 | 0 | 0 | 0 | 0 | 0 | 0 | 0 | 0 | 0 | 0 | 0 | 0 | 0 | 0 | 0 | 0 | 0 | 0
F2_Commercial_Warehouse_Existing_Food Preparation_Natural Gas_Broiler_E1 | F2 | Commercial | Warehouse | Existing | Food Preparation | Natural Gas | Broiler | E1 | RVT - Cost of Operation | 0.024452 | 0.024483 | 0.024617 | 0.024492 | 0.024429 | 0.024526 | 0.02476 | 0.02495 | 0.025182 | 0.025405 | 0.025631 | 0.025844 | 0.026072 | 0.026307 | 0.026535 | 0.026768 | 0.027003 | 0.027255 | 0.027518 | 0.027788 | 0.028048 | 0.028308 | 0.028542 | 0.028776 | 0.028979 | 0.029155 | 0.029314 | 0.029452 | 0.02956 | 0.029648 | 0.029696 | 0.029729 | 0.029729
F2_Commercial_Warehouse_Existing_Food Preparation_Natural Gas_Broiler_E2 | F2 | Commercial | Warehouse | Existing | Food Preparation | Natural Gas | Broiler | E2 | RVT - Cost of Operation | 0.015719 | 0.015739 | 0.015825 | 0.015745 | 0.015704 | 0.015767 | 0.015917 | 0.016039 | 0.016188 | 0.016332 | 0.016477 | 0.016614 | 0.01676 | 0.016911 | 0.017058 | 0.017208 | 0.017359 | 0.017521 | 0.01769 | 0.017864 | 0.018031 | 0.018198 | 0.018348 | 0.018499 | 0.018629 | 0.018742 | 0.018845 | 0.018933 | 0.019003 | 0.019059 | 0.01909 | 0.019111 | 0.019111
F2_Commercial_Warehouse_Existing_Food Preparation_Natural Gas_Broiler_E3 | F2 | Commercial | Warehouse | Existing | Food Preparation | Natural Gas | Broiler | E3 | RVT - Cost of Operation | 0 | 0 | 0 | 0 | 0 | 0 | 0 | 0 | 0 | 0 | 0 | 0 | 0 | 0 | 0 | 0 | 0 | 0 | 0 | 0 | 0 | 0 | 0 | 0 | 0 | 0 | 0 | 0 | 0 | 0 | 0 | 0 | 0
F2_Commercial_Warehouse_Existing_Food Preparation_Natural Gas_Broiler_E4 | F2 | Commercial | Warehouse | Existing | Food Preparation | Natural Gas | Broiler | E4 | RVT - Cost of Operation | 0 | 0 | 0 | 0 | 0 | 0 | 0 | 0 | 0 | 0 | 0 | 0 | 0 | 0 | 0 | 0 | 0 | 0 | 0 | 0 | 0 | 0 | 0 | 0 | 0 | 0 | 0 | 0 | 0 | 0 | 0 | 0 | 0
F2_Commercial_Warehouse_Existing_Food Preparation_Natural Gas_Broiler_E5 | F2 | Commercial | Warehouse | Existing | Food Preparation | Natural Gas | Broiler | E5 | RVT - Cost of Operation | 0 | 0 | 0 | 0 | 0 | 0 | 0 | 0 | 0 | 0 | 0 | 0 | 0 | 0 | 0 | 0 | 0 | 0 | 0 | 0 | 0 | 0 | 0 | 0 | 0 | 0 | 0 | 0 | 0 | 0 | 0 | 0 | 0
F2_Commercial_Warehouse_Existing_Food Preparation_Natural Gas_Broiler_E6 | F2 | Commercial | Warehouse | Existing | Food Preparation | Natural Gas | Broiler | E6 | RVT - Cost of Operation | 0 | 0 | 0 | 0 | 0 | 0 | 0 | 0 | 0 | 0 | 0 | 0 | 0 | 0 | 0 | 0 | 0 | 0 | 0 | 0 | 0 | 0 | 0 | 0 | 0 | 0 | 0 | 0 | 0 | 0 | 0 | 0 | 0
F2_Commercial_Warehouse_Existing_Food Preparation_Natural Gas_Broiler_E7 | F2 | Commercial | Warehouse | Existing | Food Preparation | Natural Gas | Broiler | E7 | RVT - Cost of Operation | 0 | 0 | 0 | 0 | 0 | 0 | 0 | 0 | 0 | 0 | 0 | 0 | 0 | 0 | 0 | 0 | 0 | 0 | 0 | 0 | 0 | 0 | 0 | 0 | 0 | 0 | 0 | 0 | 0 | 0 | 0 | 0 | 0
F2_Commercial_Warehouse_Existing_Food Preparation_Natural Gas_Broiler_E8 | F2 | Commercial | Warehouse | Existing | Food Preparation | Natural Gas | Broiler | E8 | RVT - Cost of Operation | 0 | 0 | 0 | 0 | 0 | 0 | 0 | 0 | 0 | 0 | 0 | 0 | 0 | 0 | 0 | 0 | 0 | 0 | 0 | 0 | 0 | 0 | 0 | 0 | 0 | 0 | 0 | 0 | 0 | 0 | 0 | 0 | 0
F2_Commercial_Warehouse_Existing_Food Preparation_Natural Gas_Broiler_E9 | F2 | Commercial | Warehouse | Existing | Food Preparation | Natural Gas | Broiler | E9 | RVT - Cost of Operation | 0 | 0 | 0 | 0 | 0 | 0 | 0 | 0 | 0 | 0 | 0 | 0 | 0 | 0 | 0 | 0 | 0 | 0 | 0 | 0 | 0 | 0 | 0 | 0 | 0 | 0 | 0 | 0 | 0 | 0 | 0 | 0 | 0
F2_Commercial_Warehouse_Existing_Food Preparation_Natural Gas_Broiler_E10 | F2 | Commercial | Warehouse | Existing | Food Preparation | Natural Gas | Broiler | E10 | RVT - Cost of Operation | 0 | 0 | 0 | 0 | 0 | 0 | 0 | 0 | 0 | 0 | 0 | 0 | 0 | 0 | 0 | 0 | 0 | 0 | 0 | 0 | 0 | 0 | 0 | 0 | 0 | 0 | 0 | 0 | 0 | 0 | 0 | 0 | 0
F3_Commercial_Warehouse_Existing_Food Preparation_Natural Gas_Broiler_E1 | F3 | Commercial | Warehouse | Existing | Food Preparation | Natural Gas | Broiler | E1 | System - kBTUs of Consumption | 0.0055182 | 0.0055182 | 0.0055182 | 0.0055182 | 0.0055182 | 0.0055182 | 0.0055182 | 0.0055182 | 0.0055182 | 0.0055182 | 0.0055182 | 0.0055182 | 0.0055182 | 0.0055182 | 0.0055182 | 0.0055182 | 0.0055182 | 0.0055182 | 0.0055182 | 0.0055182 | 0.0055182 | 0.0055182 | 0.0055182 | 0.0055182 | 0.0055182 | 0.0055182 | 0.0055182 | 0.0055182 | 0.0055182 | 0.0055182 | 0.0055182 | 0.0055182 | 0.0055182
F3_Commercial_Warehouse_Existing_Food Preparation_Natural Gas_Broiler_E2 | F3 | Commercial | Warehouse | Existing | Food Preparation | Natural Gas | Broiler | E2 | System - kBTUs of Consumption | 0.0077255 | 0.0077255 | 0.0077255 | 0.0077255 | 0.0077255 | 0.0077255 | 0.0077255 | 0.0077255 | 0.0077255 | 0.0077255 | 0.0077255 | 0.0077255 | 0.0077255 | 0.0077255 | 0.0077255 | 0.0077255 | 0.0077255 | 0.0077255 | 0.0077255 | 0.0077255 | 0.0077255 | 0.0077255 | 0.0077255 | 0.0077255 | 0.0077255 | 0.0077255 | 0.0077255 | 0.0077255 | 0.0077255 | 0.0077255 | 0.0077255 | 0.0077255 | 0.0077255
F3_Commercial_Warehouse_Existing_Food Preparation_Natural Gas_Broiler_E3 | F3 | Commercial | Warehouse | Existing | Food Preparation | Natural Gas | Broiler | E3 | System - kBTUs of Consumption | 0 | 0 | 0 | 0 | 0 | 0 | 0 | 0 | 0 | 0 | 0 | 0 | 0 | 0 | 0 | 0 | 0 | 0 | 0 | 0 | 0 | 0 | 0 | 0 | 0 | 0 | 0 | 0 | 0 | 0 | 0 | 0 | 0
F3_Commercial_Warehouse_Existing_Food Preparation_Natural Gas_Broiler_E4 | F3 | Commercial | Warehouse | Existing | Food Preparation | Natural Gas | Broiler | E4 | System - kBTUs of Consumption | 0 | 0 | 0 | 0 | 0 | 0 | 0 | 0 | 0 | 0 | 0 | 0 | 0 | 0 | 0 | 0 | 0 | 0 | 0 | 0 | 0 | 0 | 0 | 0 | 0 | 0 | 0 | 0 | 0 | 0 | 0 | 0 | 0
F3_Commercial_Warehouse_Existing_Food Preparation_Natural Gas_Broiler_E5 | F3 | Commercial | Warehouse | Existing | Food Preparation | Natural Gas | Broiler | E5 | System - kBTUs of Consumption | 0 | 0 | 0 | 0 | 0 | 0 | 0 | 0 | 0 | 0 | 0 | 0 | 0 | 0 | 0 | 0 | 0 | 0 | 0 | 0 | 0 | 0 | 0 | 0 | 0 | 0 | 0 | 0 | 0 | 0 | 0 | 0 | 0
F3_Commercial_Warehouse_Existing_Food Preparation_Natural Gas_Broiler_E6 | F3 | Commercial | Warehouse | Existing | Food Preparation | Natural Gas | Broiler | E6 | System - kBTUs of Consumption | 0 | 0 | 0 | 0 | 0 | 0 | 0 | 0 | 0 | 0 | 0 | 0 | 0 | 0 | 0 | 0 | 0 | 0 | 0 | 0 | 0 | 0 | 0 | 0 | 0 | 0 | 0 | 0 | 0 | 0 | 0 | 0 | 0
F3_Commercial_Warehouse_Existing_Food Preparation_Natural Gas_Broiler_E7 | F3 | Commercial | Warehouse | Existing | Food Preparation | Natural Gas | Broiler | E7 | System - kBTUs of Consumption | 0 | 0 | 0 | 0 | 0 | 0 | 0 | 0 | 0 | 0 | 0 | 0 | 0 | 0 | 0 | 0 | 0 | 0 | 0 | 0 | 0 | 0 | 0 | 0 | 0 | 0 | 0 | 0 | 0 | 0 | 0 | 0 | 0
F3_Commercial_Warehouse_Existing_Food Preparation_Natural Gas_Broiler_E8 | F3 | Commercial | Warehouse | Existing | Food Preparation | Natural Gas | Broiler | E8 | System - kBTUs of Consumption | 0 | 0 | 0 | 0 | 0 | 0 | 0 | 0 | 0 | 0 | 0 | 0 | 0 | 0 | 0 | 0 | 0 | 0 | 0 | 0 | 0 | 0 | 0 | 0 | 0 | 0 | 0 | 0 | 0 | 0 | 0 | 0 | 0
F3_Commercial_Warehouse_Existing_Food Preparation_Natural Gas_Broiler_E9 | F3 | Commercial | Warehouse | Existing | Food Preparation | Natural Gas | Broiler | E9 | System - kBTUs of Consumption | 0 | 0 | 0 | 0 | 0 | 0 | 0 | 0 | 0 | 0 | 0 | 0 | 0 | 0 | 0 | 0 | 0 | 0 | 0 | 0 | 0 | 0 | 0 | 0 | 0 | 0 | 0 | 0 | 0 | 0 | 0 | 0 | 0
F3_Commercial_Warehouse_Existing_Food Preparation_Natural Gas_Broiler_E10 | F3 | Commercial | Warehouse | Existing | Food Preparation | Natural Gas | Broiler | E10 | System - kBTUs of Consumption | 0 | 0 | 0 | 0 | 0 | 0 | 0 | 0 | 0 | 0 | 0 | 0 | 0 | 0 | 0 | 0 | 0 | 0 | 0 | 0 | 0 | 0 | 0 | 0 | 0 | 0 | 0 | 0 | 0 | 0 | 0 | 0 | 0
F4_Commercial_Warehouse_Existing_Food Preparation_Natural Gas_Broiler_E1 | F4 | Commercial | Warehouse | Existing | Food Preparation | Natural Gas | Broiler | E1 | Utility - Cost of Equipment | 0.024452 | 0.024483 | 0.024617 | 0.024492 | 0.024429 | 0.024526 | 0.02476 | 0.02495 | 0.025182 | 0.025405 | 0.025631 | 0.025844 | 0.026072 | 0.026307 | 0.026535 | 0.026768 | 0.027003 | 0.027255 | 0.027518 | 0.027788 | 0.028048 | 0.028308 | 0.028542 | 0.028776 | 0.028979 | 0.029155 | 0.029314 | 0.029452 | 0.02956 | 0.029648 | 0.029696 | 0.029729 | 0.029729
F4_Commercial_Warehouse_Existing_Food Preparation_Natural Gas_Broiler_E2 | F4 | Commercial | Warehouse | Existing | Food Preparation | Natural Gas | Broiler | E2 | Utility - Cost of Equipment | 0.015719 | 0.015739 | 0.015825 | 0.015745 | 0.015704 | 0.015767 | 0.015917 | 0.016039 | 0.016188 | 0.016332 | 0.016477 | 0.016614 | 0.01676 | 0.016911 | 0.017058 | 0.017208 | 0.017359 | 0.017521 | 0.01769 | 0.017864 | 0.018031 | 0.018198 | 0.018348 | 0.018499 | 0.018629 | 0.018742 | 0.018845 | 0.018933 | 0.019003 | 0.019059 | 0.01909 | 0.019111 | 0.019111
F4_Commercial_Warehouse_Existing_Food Preparation_Natural Gas_Broiler_E3 | F4 | Commercial | Warehouse | Existing | Food Preparation | Natural Gas | Broiler | E3 | Utility - Cost of Equipment | 0 | 0 | 0 | 0 | 0 | 0 | 0 | 0 | 0 | 0 | 0 | 0 | 0 | 0 | 0 | 0 | 0 | 0 | 0 | 0 | 0 | 0 | 0 | 0 | 0 | 0 | 0 | 0 | 0 | 0 | 0 | 0 | 0
F4_Commercial_Warehouse_Existing_Food Preparation_Natural Gas_Broiler_E4 | F4 | Commercial | Warehouse | Existing | Food Preparation | Natural Gas | Broiler | E4 | Utility - Cost of Equipment | 0 | 0 | 0 | 0 | 0 | 0 | 0 | 0 | 0 | 0 | 0 | 0 | 0 | 0 | 0 | 0 | 0 | 0 | 0 | 0 | 0 | 0 | 0 | 0 | 0 | 0 | 0 | 0 | 0 | 0 | 0 | 0 | 0
F4_Commercial_Warehouse_Existing_Food Preparation_Natural Gas_Broiler_E5 | F4 | Commercial | Warehouse | Existing | Food Preparation | Natural Gas | Broiler | E5 | Utility - Cost of Equipment | 0 | 0 | 0 | 0 | 0 | 0 | 0 | 0 | 0 | 0 | 0 | 0 | 0 | 0 | 0 | 0 | 0 | 0 | 0 | 0 | 0 | 0 | 0 | 0 | 0 | 0 | 0 | 0 | 0 | 0 | 0 | 0 | 0
F4_Commercial_Warehouse_Existing_Food Preparation_Natural Gas_Broiler_E6 | F4 | Commercial | Warehouse | Existing | Food Preparation | Natural Gas | Broiler | E6 | Utility - Cost of Equipment | 0 | 0 | 0 | 0 | 0 | 0 | 0 | 0 | 0 | 0 | 0 | 0 | 0 | 0 | 0 | 0 | 0 | 0 | 0 | 0 | 0 | 0 | 0 | 0 | 0 | 0 | 0 | 0 | 0 | 0 | 0 | 0 | 0
F4_Commercial_Warehouse_Existing_Food Preparation_Natural Gas_Broiler_E7 | F4 | Commercial | Warehouse | Existing | Food Preparation | Natural Gas | Broiler | E7 | Utility - Cost of Equipment | 0 | 0 | 0 | 0 | 0 | 0 | 0 | 0 | 0 | 0 | 0 | 0 | 0 | 0 | 0 | 0 | 0 | 0 | 0 | 0 | 0 | 0 | 0 | 0 | 0 | 0 | 0 | 0 | 0 | 0 | 0 | 0 | 0
F4_Commercial_Warehouse_Existing_Food Preparation_Natural Gas_Broiler_E8 | F4 | Commercial | Warehouse | Existing | Food Preparation | Natural Gas | Broiler | E8 | Utility - Cost of Equipment | 0 | 0 | 0 | 0 | 0 | 0 | 0 | 0 | 0 | 0 | 0 | 0 | 0 | 0 | 0 | 0 | 0 | 0 | 0 | 0 | 0 | 0 | 0 | 0 | 0 | 0 | 0 | 0 | 0 | 0 | 0 | 0 | 0
F4_Commercial_Warehouse_Existing_Food Preparation_Natural Gas_Broiler_E9 | F4 | Commercial | Warehouse | Existing | Food Preparation | Natural Gas | Broiler | E9 | Utility - Cost of Equipment | 0 | 0 | 0 | 0 | 0 | 0 | 0 | 0 | 0 | 0 | 0 | 0 | 0 | 0 | 0 | 0 | 0 | 0 | 0 | 0 | 0 | 0 | 0 | 0 | 0 | 0 | 0 | 0 | 0 | 0 | 0 | 0 | 0
F4_Commercial_Warehouse_Existing_Food Preparation_Natural Gas_Broiler_E10 | F4 | Commercial | Warehouse | Existing | Food Preparation | Natural Gas | Broiler | E10 | Utility - Cost of Equipment | 0 | 0 | 0 | 0 | 0 | 0 | 0 | 0 | 0 | 0 | 0 | 0 | 0 | 0 | 0 | 0 | 0 | 0 | 0 | 0 | 0 | 0 | 0 | 0 | 0 | 0 | 0 | 0 | 0 | 0 | 0 | 0 | 0
F5_Commercial_Warehouse_Existing_Food Preparation_Natural Gas_Broiler_E1 | F5 | Commercial | Warehouse | Existing | Food Preparation | Natural Gas | Broiler | E1 | Utility - Cost of Operation | 0.0055182 | 0.0055182 | 0.0055182 | 0.0055182 | 0.0055182 | 0.0055182 | 0.0055182 | 0.0055182 | 0.0055182 | 0.0055182 | 0.0055182 | 0.0055182 | 0.0055182 | 0.0055182 | 0.0055182 | 0.0055182 | 0.0055182 | 0.0055182 | 0.0055182 | 0.0055182 | 0.0055182 | 0.0055182 | 0.0055182 | 0.0055182 | 0.0055182 | 0.0055182 | 0.0055182 | 0.0055182 | 0.0055182 | 0.0055182 | 0.0055182 | 0.0055182 | 0.0055182
F5_Commercial_Warehouse_Existing_Food Preparation_Natural Gas_Broiler_E2 | F5 | Commercial | Warehouse | Existing | Food Preparation | Natural Gas | Broiler | E2 | Utility - Cost of Operation | 0.0077255 | 0.0077255 | 0.0077255 | 0.0077255 | 0.0077255 | 0.0077255 | 0.0077255 | 0.0077255 | 0.0077255 | 0.0077255 | 0.0077255 | 0.0077255 | 0.0077255 | 0.0077255 | 0.0077255 | 0.0077255 | 0.0077255 | 0.0077255 | 0.0077255 | 0.0077255 | 0.0077255 | 0.0077255 | 0.0077255 | 0.0077255 | 0.0077255 | 0.0077255 | 0.0077255 | 0.0077255 | 0.0077255 | 0.0077255 | 0.0077255 | 0.0077255 | 0.0077255
F5_Commercial_Warehouse_Existing_Food Preparation_Natural Gas_Broiler_E3 | F5 | Commercial | Warehouse | Existing | Food Preparation | Natural Gas | Broiler | E3 | Utility - Cost of Operation | 0 | 0 | 0 | 0 | 0 | 0 | 0 | 0 | 0 | 0 | 0 | 0 | 0 | 0 | 0 | 0 | 0 | 0 | 0 | 0 | 0 | 0 | 0 | 0 | 0 | 0 | 0 | 0 | 0 | 0 | 0 | 0 | 0
F5_Commercial_Warehouse_Existing_Food Preparation_Natural Gas_Broiler_E4 | F5 | Commercial | Warehouse | Existing | Food Preparation | Natural Gas | Broiler | E4 | Utility - Cost of Operation | 0 | 0 | 0 | 0 | 0 | 0 | 0 | 0 | 0 | 0 | 0 | 0 | 0 | 0 | 0 | 0 | 0 | 0 | 0 | 0 | 0 | 0 | 0 | 0 | 0 | 0 | 0 | 0 | 0 | 0 | 0 | 0 | 0
F5_Commercial_Warehouse_Existing_Food Preparation_Natural Gas_Broiler_E5 | F5 | Commercial | Warehouse | Existing | Food Preparation | Natural Gas | Broiler | E5 | Utility - Cost of Operation | 0 | 0 | 0 | 0 | 0 | 0 | 0 | 0 | 0 | 0 | 0 | 0 | 0 | 0 | 0 | 0 | 0 | 0 | 0 | 0 | 0 | 0 | 0 | 0 | 0 | 0 | 0 | 0 | 0 | 0 | 0 | 0 | 0
F5_Commercial_Warehouse_Existing_Food Preparation_Natural Gas_Broiler_E6 | F5 | Commercial | Warehouse | Existing | Food Preparation | Natural Gas | Broiler | E6 | Utility - Cost of Operation | 0 | 0 | 0 | 0 | 0 | 0 | 0 | 0 | 0 | 0 | 0 | 0 | 0 | 0 | 0 | 0 | 0 | 0 | 0 | 0 | 0 | 0 | 0 | 0 | 0 | 0 | 0 | 0 | 0 | 0 | 0 | 0 | 0
F5_Commercial_Warehouse_Existing_Food Preparation_Natural Gas_Broiler_E7 | F5 | Commercial | Warehouse | Existing | Food Preparation | Natural Gas | Broiler | E7 | Utility - Cost of Operation | 0 | 0 | 0 | 0 | 0 | 0 | 0 | 0 | 0 | 0 | 0 | 0 | 0 | 0 | 0 | 0 | 0 | 0 | 0 | 0 | 0 | 0 | 0 | 0 | 0 | 0 | 0 | 0 | 0 | 0 | 0 | 0 | 0
F5_Commercial_Warehouse_Existing_Food Preparation_Natural Gas_Broiler_E8 | F5 | Commercial | Warehouse | Existing | Food Preparation | Natural Gas | Broiler | E8 | Utility - Cost of Operation | 0 | 0 | 0 | 0 | 0 | 0 | 0 | 0 | 0 | 0 | 0 | 0 | 0 | 0 | 0 | 0 | 0 | 0 | 0 | 0 | 0 | 0 | 0 | 0 | 0 | 0 | 0 | 0 | 0 | 0 | 0 | 0 | 0
F5_Commercial_Warehouse_Existing_Food Preparation_Natural Gas_Broiler_E9 | F5 | Commercial | Warehouse | Existing | Food Preparation | Natural Gas | Broiler | E9 | Utility - Cost of Operation | 0 | 0 | 0 | 0 | 0 | 0 | 0 | 0 | 0 | 0 | 0 | 0 | 0 | 0 | 0 | 0 | 0 | 0 | 0 | 0 | 0 | 0 | 0 | 0 | 0 | 0 | 0 | 0 | 0 | 0 | 0 | 0 | 0
F5_Commercial_Warehouse_Existing_Food Preparation_Natural Gas_Broiler_E10 | F5 | Commercial | Warehouse | Existing | Food Preparation | Natural Gas | Broiler | E10 | Utility - Cost of Operation | 0 | 0 | 0 | 0 | 0 | 0 | 0 | 0 | 0 | 0 | 0 | 0 | 0 | 0 | 0 | 0 | 0 | 0 | 0 | 0 | 0 | 0 | 0 | 0 | 0 | 0 | 0 | 0 | 0 | 0 | 0 | 0 | 0
F6_Commercial_Warehouse_Existing_Food Preparation_Natural Gas_Broiler_E1 | F6 | Commercial | Warehouse | Existing | Food Preparation | Natural Gas | Broiler | E1 | Utility - Value of Sales | 0.012943 | 0.013001 | 0.013094 | 0.013074 | 0.013074 | 0.013074 | 0.013074 | 0.013074 | 0.013074 | 0.013074 | 0.013074 | 0.013074 | 0.013074 | 0.013074 | 0.013074 | 0.013074 | 0.013074 | 0.013074 | 0.013074 | 0.013074 | 0.013074 | 0.013074 | 0.013074 | 0.013074 | 0.013074 | 0.013074 | 0.013074 | 0.013074 | 0.013074 | 0.013074 | 0.013074 | 0.013074 | 0.013074
F6_Commercial_Warehouse_Existing_Food Preparation_Natural Gas_Broiler_E2 | F6 | Commercial | Warehouse | Existing | Food Preparation | Natural Gas | Broiler | E2 | Utility - Value of Sales | 0.0083205 | 0.0083578 | 0.0084177 | 0.0084045 | 0.0084045 | 0.0084045 | 0.0084045 | 0.0084045 | 0.0084045 | 0.0084045 | 0.0084045 | 0.0084045 | 0.0084045 | 0.0084045 | 0.0084045 | 0.0084045 | 0.0084045 | 0.0084045 | 0.0084045 | 0.0084045 | 0.0084045 | 0.0084045 | 0.0084045 | 0.0084045 | 0.0084045 | 0.0084045 | 0.0084045 | 0.0084045 | 0.0084045 | 0.0084045 | 0.0084045 | 0.0084045 | 0.0084045
F6_Commercial_Warehouse_Existing_Food Preparation_Natural Gas_Broiler_E3 | F6 | Commercial | Warehouse | Existing | Food Preparation | Natural Gas | Broiler | E3 | Utility - Value of Sales | 0 | 0 | 0 | 0 | 0 | 0 | 0 | 0 | 0 | 0 | 0 | 0 | 0 | 0 | 0 | 0 | 0 | 0 | 0 | 0 | 0 | 0 | 0 | 0 | 0 | 0 | 0 | 0 | 0 | 0 | 0 | 0 | 0
F6_Commercial_Warehouse_Existing_Food Preparation_Natural Gas_Broiler_E4 | F6 | Commercial | Warehouse | Existing | Food Preparation | Natural Gas | Broiler | E4 | Utility - Value of Sales | 0 | 0 | 0 | 0 | 0 | 0 | 0 | 0 | 0 | 0 | 0 | 0 | 0 | 0 | 0 | 0 | 0 | 0 | 0 | 0 | 0 | 0 | 0 | 0 | 0 | 0 | 0 | 0 | 0 | 0 | 0 | 0 | 0
F6_Commercial_Warehouse_Existing_Food Preparation_Natural Gas_Broiler_E5 | F6 | Commercial | Warehouse | Existing | Food Preparation | Natural Gas | Broiler | E5 | Utility - Value of Sales | 0 | 0 | 0 | 0 | 0 | 0 | 0 | 0 | 0 | 0 | 0 | 0 | 0 | 0 | 0 | 0 | 0 | 0 | 0 | 0 | 0 | 0 | 0 | 0 | 0 | 0 | 0 | 0 | 0 | 0 | 0 | 0 | 0
F6_Commercial_Warehouse_Existing_Food Preparation_Natural Gas_Broiler_E6 | F6 | Commercial | Warehouse | Existing | Food Preparation | Natural Gas | Broiler | E6 | Utility - Value of Sales | 0 | 0 | 0 | 0 | 0 | 0 | 0 | 0 | 0 | 0 | 0 | 0 | 0 | 0 | 0 | 0 | 0 | 0 | 0 | 0 | 0 | 0 | 0 | 0 | 0 | 0 | 0 | 0 | 0 | 0 | 0 | 0 | 0
F6_Commercial_Warehouse_Existing_Food Preparation_Natural Gas_Broiler_E7 | F6 | Commercial | Warehouse | Existing | Food Preparation | Natural Gas | Broiler | E7 | Utility - Value of Sales | 0 | 0 | 0 | 0 | 0 | 0 | 0 | 0 | 0 | 0 | 0 | 0 | 0 | 0 | 0 | 0 | 0 | 0 | 0 | 0 | 0 | 0 | 0 | 0 | 0 | 0 | 0 | 0 | 0 | 0 | 0 | 0 | 0
F6_Commercial_Warehouse_Existing_Food Preparation_Natural Gas_Broiler_E8 | F6 | Commercial | Warehouse | Existing | Food Preparation | Natural Gas | Broiler | E8 | Utility - Value of Sales | 0 | 0 | 0 | 0 | 0 | 0 | 0 | 0 | 0 | 0 | 0 | 0 | 0 | 0 | 0 | 0 | 0 | 0 | 0 | 0 | 0 | 0 | 0 | 0 | 0 | 0 | 0 | 0 | 0 | 0 | 0 | 0 | 0
F6_Commercial_Warehouse_Existing_Food Preparation_Natural Gas_Broiler_E9 | F6 | Commercial | Warehouse | Existing | Food Preparation | Natural Gas | Broiler | E9 | Utility - Value of Sales | 0 | 0 | 0 | 0 | 0 | 0 | 0 | 0 | 0 | 0 | 0 | 0 | 0 | 0 | 0 | 0 | 0 | 0 | 0 | 0 | 0 | 0 | 0 | 0 | 0 | 0 | 0 | 0 | 0 | 0 | 0 | 0 | 0
F6_Commercial_Warehouse_Existing_Food Preparation_Natural Gas_Broiler_E10 | F6 | Commercial | Warehouse | Existing | Food Preparation | Natural Gas | Broiler | E10 | Utility - Value of Sales | 0 | 0 | 0 | 0 | 0 | 0 | 0 | 0 | 0 | 0 | 0 | 0 | 0 | 0 | 0 | 0 | 0 | 0 | 0 | 0 | 0 | 0 | 0 | 0 | 0 | 0 | 0 | 0 | 0 | 0 | 0 | 0 | 0
F1_Commercial_Warehouse_Existing_Food Preparation_Natural Gas_Griddle_E1 | F1 | Commercial | Warehouse | Existing | Food Preparation | Natural Gas | Griddle | E1 | RVT - Cost of Equipment | 0.012796 | 0.012812 | 0.012882 | 0 | 0 | 0 | 0 | 0 | 0 | 0 | 0 | 0 | 0 | 0 | 0 | 0 | 0 | 0 | 0 | 0 | 0 | 0 | 0 | 0 | 0 | 0 | 0 | 0 | 0 | 0 | 0 | 0 | 0
F1_Commercial_Warehouse_Existing_Food Preparation_Natural Gas_Griddle_E2 | F1 | Commercial | Warehouse | Existing | Food Preparation | Natural Gas | Griddle | E2 | RVT - Cost of Equipment | 0.011051 | 0.011065 | 0.011126 | 0.011069 | 0.011041 | 0.011085 | 0.01119 | 0.011276 | 0.011381 | 0.011482 | 0.011584 | 0.01168 | 0.011783 | 0.011889 | 0.011992 | 0.012098 | 0.012204 | 0.012318 | 0.012437 | 0.012559 | 0.012676 | 0.012794 | 0.0129 | 0.013006 | 0.013097 | 0.013176 | 0.013249 | 0.013311 | 0.01336 | 0.0134 | 0.013421 | 0.013436 | 0.013436
F1_Commercial_Warehouse_Existing_Food Preparation_Natural Gas_Griddle_E3 | F1 | Commercial | Warehouse | Existing | Food Preparation | Natural Gas | Griddle | E3 | RVT - Cost of Equipment | 0 | 0 | 0 | 0 | 0 | 0 | 0 | 0 | 0 | 0 | 0 | 0 | 0 | 0 | 0 | 0 | 0 | 0 | 0 | 0 | 0 | 0 | 0 | 0 | 0 | 0 | 0 | 0 | 0 | 0 | 0 | 0 | 0
F1_Commercial_Warehouse_Existing_Food Preparation_Natural Gas_Griddle_E4 | F1 | Commercial | Warehouse | Existing | Food Preparation | Natural Gas | Griddle | E4 | RVT - Cost of Equipment | 0 | 0 | 0 | 0 | 0 | 0 | 0 | 0 | 0 | 0 | 0 | 0 | 0 | 0 | 0 | 0 | 0 | 0 | 0 | 0 | 0 | 0 | 0 | 0 | 0 | 0 | 0 | 0 | 0 | 0 | 0 | 0 | 0
F1_Commercial_Warehouse_Existing_Food Preparation_Natural Gas_Griddle_E5 | F1 | Commercial | Warehouse | Existing | Food Preparation | Natural Gas | Griddle | E5 | RVT - Cost of Equipment | 0 | 0 | 0 | 0 | 0 | 0 | 0 | 0 | 0 | 0 | 0 | 0 | 0 | 0 | 0 | 0 | 0 | 0 | 0 | 0 | 0 | 0 | 0 | 0 | 0 | 0 | 0 | 0 | 0 | 0 | 0 | 0 | 0
F1_Commercial_Warehouse_Existing_Food Preparation_Natural Gas_Griddle_E6 | F1 | Commercial | Warehouse | Existing | Food Preparation | Natural Gas | Griddle | E6 | RVT - Cost of Equipment | 0 | 0 | 0 | 0 | 0 | 0 | 0 | 0 | 0 | 0 | 0 | 0 | 0 | 0 | 0 | 0 | 0 | 0 | 0 | 0 | 0 | 0 | 0 | 0 | 0 | 0 | 0 | 0 | 0 | 0 | 0 | 0 | 0
F1_Commercial_Warehouse_Existing_Food Preparation_Natural Gas_Griddle_E7 | F1 | Commercial | Warehouse | Existing | Food Preparation | Natural Gas | Griddle | E7 | RVT - Cost of Equipment | 0 | 0 | 0 | 0 | 0 | 0 | 0 | 0 | 0 | 0 | 0 | 0 | 0 | 0 | 0 | 0 | 0 | 0 | 0 | 0 | 0 | 0 | 0 | 0 | 0 | 0 | 0 | 0 | 0 | 0 | 0 | 0 | 0
F1_Commercial_Warehouse_Existing_Food Preparation_Natural Gas_Griddle_E8 | F1 | Commercial | Warehouse | Existing | Food Preparation | Natural Gas | Griddle | E8 | RVT - Cost of Equipment | 0 | 0 | 0 | 0 | 0 | 0 | 0 | 0 | 0 | 0 | 0 | 0 | 0 | 0 | 0 | 0 | 0 | 0 | 0 | 0 | 0 | 0 | 0 | 0 | 0 | 0 | 0 | 0 | 0 | 0 | 0 | 0 | 0
F1_Commercial_Warehouse_Existing_Food Preparation_Natural Gas_Griddle_E9 | F1 | Commercial | Warehouse | Existing | Food Preparation | Natural Gas | Griddle | E9 | RVT - Cost of Equipment | 0 | 0 | 0 | 0 | 0 | 0 | 0 | 0 | 0 | 0 | 0 | 0 | 0 | 0 | 0 | 0 | 0 | 0 | 0 | 0 | 0 | 0 | 0 | 0 | 0 | 0 | 0 | 0 | 0 | 0 | 0 | 0 | 0
F1_Commercial_Warehouse_Existing_Food Preparation_Natural Gas_Griddle_E10 | F1 | Commercial | Warehouse | Existing | Food Preparation | Natural Gas | Griddle | E10 | RVT - Cost of Equipment | 0 | 0 | 0 | 0 | 0 | 0 | 0 | 0 | 0 | 0 | 0 | 0 | 0 | 0 | 0 | 0 | 0 | 0 | 0 | 0 | 0 | 0 | 0 | 0 | 0 | 0 | 0 | 0 | 0 | 0 | 0 | 0 | 0
F2_Commercial_Warehouse_Existing_Food Preparation_Natural Gas_Griddle_E1 | F2 | Commercial | Warehouse | Existing | Food Preparation | Natural Gas | Griddle | E1 | RVT - Cost of Operation | 0.01533 | 0.01535 | 0.015433 | 0 | 0 | 0 | 0 | 0 | 0 | 0 | 0 | 0 | 0 | 0 | 0 | 0 | 0 | 0 | 0 | 0 | 0 | 0 | 0 | 0 | 0 | 0 | 0 | 0 | 0 | 0 | 0 | 0 | 0
F2_Commercial_Warehouse_Existing_Food Preparation_Natural Gas_Griddle_E2 | F2 | Commercial | Warehouse | Existing | Food Preparation | Natural Gas | Griddle | E2 | RVT - Cost of Operation | 0.01324 | 0.013257 | 0.013329 | 0.013262 | 0.013227 | 0.01328 | 0.013407 | 0.01351 | 0.013635 | 0.013756 | 0.013878 | 0.013994 | 0.014117 | 0.014244 | 0.014368 | 0.014494 | 0.014621 | 0.014758 | 0.0149 | 0.015046 | 0.015187 | 0.015328 | 0.015455 | 0.015581 | 0.015691 | 0.015786 | 0.015873 | 0.015947 | 0.016006 | 0.016054 | 0.01608 | 0.016097 | 0.016097
F2_Commercial_Warehouse_Existing_Food Preparation_Natural Gas_Griddle_E3 | F2 | Commercial | Warehouse | Existing | Food Preparation | Natural Gas | Griddle | E3 | RVT - Cost of Operation | 0 | 0 | 0 | 0 | 0 | 0 | 0 | 0 | 0 | 0 | 0 | 0 | 0 | 0 | 0 | 0 | 0 | 0 | 0 | 0 | 0 | 0 | 0 | 0 | 0 | 0 | 0 | 0 | 0 | 0 | 0 | 0 | 0
F2_Commercial_Warehouse_Existing_Food Preparation_Natural Gas_Griddle_E4 | F2 | Commercial | Warehouse | Existing | Food Preparation | Natural Gas | Griddle | E4 | RVT - Cost of Operation | 0 | 0 | 0 | 0 | 0 | 0 | 0 | 0 | 0 | 0 | 0 | 0 | 0 | 0 | 0 | 0 | 0 | 0 | 0 | 0 | 0 | 0 | 0 | 0 | 0 | 0 | 0 | 0 | 0 | 0 | 0 | 0 | 0
F2_Commercial_Warehouse_Existing_Food Preparation_Natural Gas_Griddle_E5 | F2 | Commercial | Warehouse | Existing | Food Preparation | Natural Gas | Griddle | E5 | RVT - Cost of Operation | 0 | 0 | 0 | 0 | 0 | 0 | 0 | 0 | 0 | 0 | 0 | 0 | 0 | 0 | 0 | 0 | 0 | 0 | 0 | 0 | 0 | 0 | 0 | 0 | 0 | 0 | 0 | 0 | 0 | 0 | 0 | 0 | 0
F2_Commercial_Warehouse_Existing_Food Preparation_Natural Gas_Griddle_E6 | F2 | Commercial | Warehouse | Existing | Food Preparation | Natural Gas | Griddle | E6 | RVT - Cost of Operation | 0 | 0 | 0 | 0 | 0 | 0 | 0 | 0 | 0 | 0 | 0 | 0 | 0 | 0 | 0 | 0 | 0 | 0 | 0 | 0 | 0 | 0 | 0 | 0 | 0 | 0 | 0 | 0 | 0 | 0 | 0 | 0 | 0
F2_Commercial_Warehouse_Existing_Food Preparation_Natural Gas_Griddle_E7 | F2 | Commercial | Warehouse | Existing | Food Preparation | Natural Gas | Griddle | E7 | RVT - Cost of Operation | 0 | 0 | 0 | 0 | 0 | 0 | 0 | 0 | 0 | 0 | 0 | 0 | 0 | 0 | 0 | 0 | 0 | 0 | 0 | 0 | 0 | 0 | 0 | 0 | 0 | 0 | 0 | 0 | 0 | 0 | 0 | 0 | 0
F2_Commercial_Warehouse_Existing_Food Preparation_Natural Gas_Griddle_E8 | F2 | Commercial | Warehouse | Existing | Food Preparation | Natural Gas | Griddle | E8 | RVT - Cost of Operation | 0 | 0 | 0 | 0 | 0 | 0 | 0 | 0 | 0 | 0 | 0 | 0 | 0 | 0 | 0 | 0 | 0 | 0 | 0 | 0 | 0 | 0 | 0 | 0 | 0 | 0 | 0 | 0 | 0 | 0 | 0 | 0 | 0
F2_Commercial_Warehouse_Existing_Food Preparation_Natural Gas_Griddle_E9 | F2 | Commercial | Warehouse | Existing | Food Preparation | Natural Gas | Griddle | E9 | RVT - Cost of Operation | 0 | 0 | 0 | 0 | 0 | 0 | 0 | 0 | 0 | 0 | 0 | 0 | 0 | 0 | 0 | 0 | 0 | 0 | 0 | 0 | 0 | 0 | 0 | 0 | 0 | 0 | 0 | 0 | 0 | 0 | 0 | 0 | 0
F2_Commercial_Warehouse_Existing_Food Preparation_Natural Gas_Griddle_E10 | F2 | Commercial | Warehouse | Existing | Food Preparation | Natural Gas | Griddle | E10 | RVT - Cost of Operation | 0 | 0 | 0 | 0 | 0 | 0 | 0 | 0 | 0 | 0 | 0 | 0 | 0 | 0 | 0 | 0 | 0 | 0 | 0 | 0 | 0 | 0 | 0 | 0 | 0 | 0 | 0 | 0 | 0 | 0 | 0 | 0 | 0
F3_Commercial_Warehouse_Existing_Food Preparation_Natural Gas_Griddle_E1 | F3 | Commercial | Warehouse | Existing | Food Preparation | Natural Gas | Griddle | E1 | System - kBTUs of Consumption | 0.0037513 | 0.0037513 | 0.0037513 | 0 | 0 | 0 | 0 | 0 | 0 | 0 | 0 | 0 | 0 | 0 | 0 | 0 | 0 | 0 | 0 | 0 | 0 | 0 | 0 | 0 | 0 | 0 | 0 | 0 | 0 | 0 | 0 | 0 | 0
F3_Commercial_Warehouse_Existing_Food Preparation_Natural Gas_Griddle_E2 | F3 | Commercial | Warehouse | Existing | Food Preparation | Natural Gas | Griddle | E2 | System - kBTUs of Consumption | 0.0040135 | 0.0040135 | 0.0040135 | 0.0040135 | 0.0040135 | 0.0040135 | 0.0040135 | 0.0040135 | 0.0040135 | 0.0040135 | 0.0040135 | 0.0040135 | 0.0040135 | 0.0040135 | 0.0040135 | 0.0040135 | 0.0040135 | 0.0040135 | 0.0040135 | 0.0040135 | 0.0040135 | 0.0040135 | 0.0040135 | 0.0040135 | 0.0040135 | 0.0040135 | 0.0040135 | 0.0040135 | 0.0040135 | 0.0040135 | 0.0040135 | 0.0040135 | 0.0040135
F3_Commercial_Warehouse_Existing_Food Preparation_Natural Gas_Griddle_E3 | F3 | Commercial | Warehouse | Existing | Food Preparation | Natural Gas | Griddle | E3 | System - kBTUs of Consumption | 0 | 0 | 0 | 0 | 0 | 0 | 0 | 0 | 0 | 0 | 0 | 0 | 0 | 0 | 0 | 0 | 0 | 0 | 0 | 0 | 0 | 0 | 0 | 0 | 0 | 0 | 0 | 0 | 0 | 0 | 0 | 0 | 0
F3_Commercial_Warehouse_Existing_Food Preparation_Natural Gas_Griddle_E4 | F3 | Commercial | Warehouse | Existing | Food Preparation | Natural Gas | Griddle | E4 | System - kBTUs of Consumption | 0 | 0 | 0 | 0 | 0 | 0 | 0 | 0 | 0 | 0 | 0 | 0 | 0 | 0 | 0 | 0 | 0 | 0 | 0 | 0 | 0 | 0 | 0 | 0 | 0 | 0 | 0 | 0 | 0 | 0 | 0 | 0 | 0
F3_Commercial_Warehouse_Existing_Food Preparation_Natural Gas_Griddle_E5 | F3 | Commercial | Warehouse | Existing | Food Preparation | Natural Gas | Griddle | E5 | System - kBTUs of Consumption | 0 | 0 | 0 | 0 | 0 | 0 | 0 | 0 | 0 | 0 | 0 | 0 | 0 | 0 | 0 | 0 | 0 | 0 | 0 | 0 | 0 | 0 | 0 | 0 | 0 | 0 | 0 | 0 | 0 | 0 | 0 | 0 | 0
F3_Commercial_Warehouse_Existing_Food Preparation_Natural Gas_Griddle_E6 | F3 | Commercial | Warehouse | Existing | Food Preparation | Natural Gas | Griddle | E6 | System - kBTUs of Consumption | 0 | 0 | 0 | 0 | 0 | 0 | 0 | 0 | 0 | 0 | 0 | 0 | 0 | 0 | 0 | 0 | 0 | 0 | 0 | 0 | 0 | 0 | 0 | 0 | 0 | 0 | 0 | 0 | 0 | 0 | 0 | 0 | 0
F3_Commercial_Warehouse_Existing_Food Preparation_Natural Gas_Griddle_E7 | F3 | Commercial | Warehouse | Existing | Food Preparation | Natural Gas | Griddle | E7 | System - kBTUs of Consumption | 0 | 0 | 0 | 0 | 0 | 0 | 0 | 0 | 0 | 0 | 0 | 0 | 0 | 0 | 0 | 0 | 0 | 0 | 0 | 0 | 0 | 0 | 0 | 0 | 0 | 0 | 0 | 0 | 0 | 0 | 0 | 0 | 0
F3_Commercial_Warehouse_Existing_Food Preparation_Natural Gas_Griddle_E8 | F3 | Commercial | Warehouse | Existing | Food Preparation | Natural Gas | Griddle | E8 | System - kBTUs of Consumption | 0 | 0 | 0 | 0 | 0 | 0 | 0 | 0 | 0 | 0 | 0 | 0 | 0 | 0 | 0 | 0 | 0 | 0 | 0 | 0 | 0 | 0 | 0 | 0 | 0 | 0 | 0 | 0 | 0 | 0 | 0 | 0 | 0
F3_Commercial_Warehouse_Existing_Food Preparation_Natural Gas_Griddle_E9 | F3 | Commercial | Warehouse | Existing | Food Preparation | Natural Gas | Griddle | E9 | System - kBTUs of Consumption | 0 | 0 | 0 | 0 | 0 | 0 | 0 | 0 | 0 | 0 | 0 | 0 | 0 | 0 | 0 | 0 | 0 | 0 | 0 | 0 | 0 | 0 | 0 | 0 | 0 | 0 | 0 | 0 | 0 | 0 | 0 | 0 | 0
F3_Commercial_Warehouse_Existing_Food Preparation_Natural Gas_Griddle_E10 | F3 | Commercial | Warehouse | Existing | Food Preparation | Natural Gas | Griddle | E10 | System - kBTUs of Consumption | 0 | 0 | 0 | 0 | 0 | 0 | 0 | 0 | 0 | 0 | 0 | 0 | 0 | 0 | 0 | 0 | 0 | 0 | 0 | 0 | 0 | 0 | 0 | 0 | 0 | 0 | 0 | 0 | 0 | 0 | 0 | 0 | 0
F4_Commercial_Warehouse_Existing_Food Preparation_Natural Gas_Griddle_E1 | F4 | Commercial | Warehouse | Existing | Food Preparation | Natural Gas | Griddle | E1 | Utility - Cost of Equipment | 0.01533 | 0.01535 | 0.015433 | 0 | 0 | 0 | 0 | 0 | 0 | 0 | 0 | 0 | 0 | 0 | 0 | 0 | 0 | 0 | 0 | 0 | 0 | 0 | 0 | 0 | 0 | 0 | 0 | 0 | 0 | 0 | 0 | 0 | 0
F4_Commercial_Warehouse_Existing_Food Preparation_Natural Gas_Griddle_E2 | F4 | Commercial | Warehouse | Existing | Food Preparation | Natural Gas | Griddle | E2 | Utility - Cost of Equipment | 0.01324 | 0.013257 | 0.013329 | 0.013262 | 0.013227 | 0.01328 | 0.013407 | 0.01351 | 0.013635 | 0.013756 | 0.013878 | 0.013994 | 0.014117 | 0.014244 | 0.014368 | 0.014494 | 0.014621 | 0.014758 | 0.0149 | 0.015046 | 0.015187 | 0.015328 | 0.015455 | 0.015581 | 0.015691 | 0.015786 | 0.015873 | 0.015947 | 0.016006 | 0.016054 | 0.01608 | 0.016097 | 0.016097
F4_Commercial_Warehouse_Existing_Food Preparation_Natural Gas_Griddle_E3 | F4 | Commercial | Warehouse | Existing | Food Preparation | Natural Gas | Griddle | E3 | Utility - Cost of Equipment | 0 | 0 | 0 | 0 | 0 | 0 | 0 | 0 | 0 | 0 | 0 | 0 | 0 | 0 | 0 | 0 | 0 | 0 | 0 | 0 | 0 | 0 | 0 | 0 | 0 | 0 | 0 | 0 | 0 | 0 | 0 | 0 | 0
F4_Commercial_Warehouse_Existing_Food Preparation_Natural Gas_Griddle_E4 | F4 | Commercial | Warehouse | Existing | Food Preparation | Natural Gas | Griddle | E4 | Utility - Cost of Equipment | 0 | 0 | 0 | 0 | 0 | 0 | 0 | 0 | 0 | 0 | 0 | 0 | 0 | 0 | 0 | 0 | 0 | 0 | 0 | 0 | 0 | 0 | 0 | 0 | 0 | 0 | 0 | 0 | 0 | 0 | 0 | 0 | 0
F4_Commercial_Warehouse_Existing_Food Preparation_Natural Gas_Griddle_E5 | F4 | Commercial | Warehouse | Existing | Food Preparation | Natural Gas | Griddle | E5 | Utility - Cost of Equipment | 0 | 0 | 0 | 0 | 0 | 0 | 0 | 0 | 0 | 0 | 0 | 0 | 0 | 0 | 0 | 0 | 0 | 0 | 0 | 0 | 0 | 0 | 0 | 0 | 0 | 0 | 0 | 0 | 0 | 0 | 0 | 0 | 0
F4_Commercial_Warehouse_Existing_Food Preparation_Natural Gas_Griddle_E6 | F4 | Commercial | Warehouse | Existing | Food Preparation | Natural Gas | Griddle | E6 | Utility - Cost of Equipment | 0 | 0 | 0 | 0 | 0 | 0 | 0 | 0 | 0 | 0 | 0 | 0 | 0 | 0 | 0 | 0 | 0 | 0 | 0 | 0 | 0 | 0 | 0 | 0 | 0 | 0 | 0 | 0 | 0 | 0 | 0 | 0 | 0
F4_Commercial_Warehouse_Existing_Food Preparation_Natural Gas_Griddle_E7 | F4 | Commercial | Warehouse | Existing | Food Preparation | Natural Gas | Griddle | E7 | Utility - Cost of Equipment | 0 | 0 | 0 | 0 | 0 | 0 | 0 | 0 | 0 | 0 | 0 | 0 | 0 | 0 | 0 | 0 | 0 | 0 | 0 | 0 | 0 | 0 | 0 | 0 | 0 | 0 | 0 | 0 | 0 | 0 | 0 | 0 | 0
F4_Commercial_Warehouse_Existing_Food Preparation_Natural Gas_Griddle_E8 | F4 | Commercial | Warehouse | Existing | Food Preparation | Natural Gas | Griddle | E8 | Utility - Cost of Equipment | 0 | 0 | 0 | 0 | 0 | 0 | 0 | 0 | 0 | 0 | 0 | 0 | 0 | 0 | 0 | 0 | 0 | 0 | 0 | 0 | 0 | 0 | 0 | 0 | 0 | 0 | 0 | 0 | 0 | 0 | 0 | 0 | 0
F4_Commercial_Warehouse_Existing_Food Preparation_Natural Gas_Griddle_E9 | F4 | Commercial | Warehouse | Existing | Food Preparation | Natural Gas | Griddle | E9 | Utility - Cost of Equipment | 0 | 0 | 0 | 0 | 0 | 0 | 0 | 0 | 0 | 0 | 0 | 0 | 0 | 0 | 0 | 0 | 0 | 0 | 0 | 0 | 0 | 0 | 0 | 0 | 0 | 0 | 0 | 0 | 0 | 0 | 0 | 0 | 0
F4_Commercial_Warehouse_Existing_Food Preparation_Natural Gas_Griddle_E10 | F4 | Commercial | Warehouse | Existing | Food Preparation | Natural Gas | Griddle | E10 | Utility - Cost of Equipment | 0 | 0 | 0 | 0 | 0 | 0 | 0 | 0 | 0 | 0 | 0 | 0 | 0 | 0 | 0 | 0 | 0 | 0 | 0 | 0 | 0 | 0 | 0 | 0 | 0 | 0 | 0 | 0 | 0 | 0 | 0 | 0 | 0
F5_Commercial_Warehouse_Existing_Food Preparation_Natural Gas_Griddle_E1 | F5 | Commercial | Warehouse | Existing | Food Preparation | Natural Gas | Griddle | E1 | Utility - Cost of Operation | 0.0037513 | 0.0037513 | 0.0037513 | 0 | 0 | 0 | 0 | 0 | 0 | 0 | 0 | 0 | 0 | 0 | 0 | 0 | 0 | 0 | 0 | 0 | 0 | 0 | 0 | 0 | 0 | 0 | 0 | 0 | 0 | 0 | 0 | 0 | 0
F5_Commercial_Warehouse_Existing_Food Preparation_Natural Gas_Griddle_E2 | F5 | Commercial | Warehouse | Existing | Food Preparation | Natural Gas | Griddle | E2 | Utility - Cost of Operation | 0.0040135 | 0.0040135 | 0.0040135 | 0.0040135 | 0.0040135 | 0.0040135 | 0.0040135 | 0.0040135 | 0.0040135 | 0.0040135 | 0.0040135 | 0.0040135 | 0.0040135 | 0.0040135 | 0.0040135 | 0.0040135 | 0.0040135 | 0.0040135 | 0.0040135 | 0.0040135 | 0.0040135 | 0.0040135 | 0.0040135 | 0.0040135 | 0.0040135 | 0.0040135 | 0.0040135 | 0.0040135 | 0.0040135 | 0.0040135 | 0.0040135 | 0.0040135 | 0.0040135
F5_Commercial_Warehouse_Existing_Food Preparation_Natural Gas_Griddle_E3 | F5 | Commercial | Warehouse | Existing | Food Preparation | Natural Gas | Griddle | E3 | Utility - Cost of Operation | 0 | 0 | 0 | 0 | 0 | 0 | 0 | 0 | 0 | 0 | 0 | 0 | 0 | 0 | 0 | 0 | 0 | 0 | 0 | 0 | 0 | 0 | 0 | 0 | 0 | 0 | 0 | 0 | 0 | 0 | 0 | 0 | 0
F5_Commercial_Warehouse_Existing_Food Preparation_Natural Gas_Griddle_E4 | F5 | Commercial | Warehouse | Existing | Food Preparation | Natural Gas | Griddle | E4 | Utility - Cost of Operation | 0 | 0 | 0 | 0 | 0 | 0 | 0 | 0 | 0 | 0 | 0 | 0 | 0 | 0 | 0 | 0 | 0 | 0 | 0 | 0 | 0 | 0 | 0 | 0 | 0 | 0 | 0 | 0 | 0 | 0 | 0 | 0 | 0
F5_Commercial_Warehouse_Existing_Food Preparation_Natural Gas_Griddle_E5 | F5 | Commercial | Warehouse | Existing | Food Preparation | Natural Gas | Griddle | E5 | Utility - Cost of Operation | 0 | 0 | 0 | 0 | 0 | 0 | 0 | 0 | 0 | 0 | 0 | 0 | 0 | 0 | 0 | 0 | 0 | 0 | 0 | 0 | 0 | 0 | 0 | 0 | 0 | 0 | 0 | 0 | 0 | 0 | 0 | 0 | 0
F5_Commercial_Warehouse_Existing_Food Preparation_Natural Gas_Griddle_E6 | F5 | Commercial | Warehouse | Existing | Food Preparation | Natural Gas | Griddle | E6 | Utility - Cost of Operation | 0 | 0 | 0 | 0 | 0 | 0 | 0 | 0 | 0 | 0 | 0 | 0 | 0 | 0 | 0 | 0 | 0 | 0 | 0 | 0 | 0 | 0 | 0 | 0 | 0 | 0 | 0 | 0 | 0 | 0 | 0 | 0 | 0
F5_Commercial_Warehouse_Existing_Food Preparation_Natural Gas_Griddle_E7 | F5 | Commercial | Warehouse | Existing | Food Preparation | Natural Gas | Griddle | E7 | Utility - Cost of Operation | 0 | 0 | 0 | 0 | 0 | 0 | 0 | 0 | 0 | 0 | 0 | 0 | 0 | 0 | 0 | 0 | 0 | 0 | 0 | 0 | 0 | 0 | 0 | 0 | 0 | 0 | 0 | 0 | 0 | 0 | 0 | 0 | 0
F5_Commercial_Warehouse_Existing_Food Preparation_Natural Gas_Griddle_E8 | F5 | Commercial | Warehouse | Existing | Food Preparation | Natural Gas | Griddle | E8 | Utility - Cost of Operation | 0 | 0 | 0 | 0 | 0 | 0 | 0 | 0 | 0 | 0 | 0 | 0 | 0 | 0 | 0 | 0 | 0 | 0 | 0 | 0 | 0 | 0 | 0 | 0 | 0 | 0 | 0 | 0 | 0 | 0 | 0 | 0 | 0
F5_Commercial_Warehouse_Existing_Food Preparation_Natural Gas_Griddle_E9 | F5 | Commercial | Warehouse | Existing | Food Preparation | Natural Gas | Griddle | E9 | Utility - Cost of Operation | 0 | 0 | 0 | 0 | 0 | 0 | 0 | 0 | 0 | 0 | 0 | 0 | 0 | 0 | 0 | 0 | 0 | 0 | 0 | 0 | 0 | 0 | 0 | 0 | 0 | 0 | 0 | 0 | 0 | 0 | 0 | 0 | 0
F5_Commercial_Warehouse_Existing_Food Preparation_Natural Gas_Griddle_E10 | F5 | Commercial | Warehouse | Existing | Food Preparation | Natural Gas | Griddle | E10 | Utility - Cost of Operation | 0 | 0 | 0 | 0 | 0 | 0 | 0 | 0 | 0 | 0 | 0 | 0 | 0 | 0 | 0 | 0 | 0 | 0 | 0 | 0 | 0 | 0 | 0 | 0 | 0 | 0 | 0 | 0 | 0 | 0 | 0 | 0 | 0
F6_Commercial_Warehouse_Existing_Food Preparation_Natural Gas_Griddle_E1 | F6 | Commercial | Warehouse | Existing | Food Preparation | Natural Gas | Griddle | E1 | Utility - Value of Sales | 0.0081146 | 0.0081509 | 0.0082093 | 0 | 0 | 0 | 0 | 0 | 0 | 0 | 0 | 0 | 0 | 0 | 0 | 0 | 0 | 0 | 0 | 0 | 0 | 0 | 0 | 0 | 0 | 0 | 0 | 0 | 0 | 0 | 0 | 0 | 0
F6_Commercial_Warehouse_Existing_Food Preparation_Natural Gas_Griddle_E2 | F6 | Commercial | Warehouse | Existing | Food Preparation | Natural Gas | Griddle | E2 | Utility - Value of Sales | 0.0070083 | 0.0070397 | 0.0070901 | 0.007079 | 0.007079 | 0.007079 | 0.007079 | 0.007079 | 0.007079 | 0.007079 | 0.007079 | 0.007079 | 0.007079 | 0.007079 | 0.007079 | 0.007079 | 0.007079 | 0.007079 | 0.007079 | 0.007079 | 0.007079 | 0.007079 | 0.007079 | 0.007079 | 0.007079 | 0.007079 | 0.007079 | 0.007079 | 0.007079 | 0.007079 | 0.007079 | 0.007079 | 0.007079
F6_Commercial_Warehouse_Existing_Food Preparation_Natural Gas_Griddle_E3 | F6 | Commercial | Warehouse | Existing | Food Preparation | Natural Gas | Griddle | E3 | Utility - Value of Sales | 0 | 0 | 0 | 0 | 0 | 0 | 0 | 0 | 0 | 0 | 0 | 0 | 0 | 0 | 0 | 0 | 0 | 0 | 0 | 0 | 0 | 0 | 0 | 0 | 0 | 0 | 0 | 0 | 0 | 0 | 0 | 0 | 0
F6_Commercial_Warehouse_Existing_Food Preparation_Natural Gas_Griddle_E4 | F6 | Commercial | Warehouse | Existing | Food Preparation | Natural Gas | Griddle | E4 | Utility - Value of Sales | 0 | 0 | 0 | 0 | 0 | 0 | 0 | 0 | 0 | 0 | 0 | 0 | 0 | 0 | 0 | 0 | 0 | 0 | 0 | 0 | 0 | 0 | 0 | 0 | 0 | 0 | 0 | 0 | 0 | 0 | 0 | 0 | 0
F6_Commercial_Warehouse_Existing_Food Preparation_Natural Gas_Griddle_E5 | F6 | Commercial | Warehouse | Existing | Food Preparation | Natural Gas | Griddle | E5 | Utility - Value of Sales | 0 | 0 | 0 | 0 | 0 | 0 | 0 | 0 | 0 | 0 | 0 | 0 | 0 | 0 | 0 | 0 | 0 | 0 | 0 | 0 | 0 | 0 | 0 | 0 | 0 | 0 | 0 | 0 | 0 | 0 | 0 | 0 | 0
F6_Commercial_Warehouse_Existing_Food Preparation_Natural Gas_Griddle_E6 | F6 | Commercial | Warehouse | Existing | Food Preparation | Natural Gas | Griddle | E6 | Utility - Value of Sales | 0 | 0 | 0 | 0 | 0 | 0 | 0 | 0 | 0 | 0 | 0 | 0 | 0 | 0 | 0 | 0 | 0 | 0 | 0 | 0 | 0 | 0 | 0 | 0 | 0 | 0 | 0 | 0 | 0 | 0 | 0 | 0 | 0
F6_Commercial_Warehouse_Existing_Food Preparation_Natural Gas_Griddle_E7 | F6 | Commercial | Warehouse | Existing | Food Preparation | Natural Gas | Griddle | E7 | Utility - Value of Sales | 0 | 0 | 0 | 0 | 0 | 0 | 0 | 0 | 0 | 0 | 0 | 0 | 0 | 0 | 0 | 0 | 0 | 0 | 0 | 0 | 0 | 0 | 0 | 0 | 0 | 0 | 0 | 0 | 0 | 0 | 0 | 0 | 0
F6_Commercial_Warehouse_Existing_Food Preparation_Natural Gas_Griddle_E8 | F6 | Commercial | Warehouse | Existing | Food Preparation | Natural Gas | Griddle | E8 | Utility - Value of Sales | 0 | 0 | 0 | 0 | 0 | 0 | 0 | 0 | 0 | 0 | 0 | 0 | 0 | 0 | 0 | 0 | 0 | 0 | 0 | 0 | 0 | 0 | 0 | 0 | 0 | 0 | 0 | 0 | 0 | 0 | 0 | 0 | 0
F6_Commercial_Warehouse_Existing_Food Preparation_Natural Gas_Griddle_E9 | F6 | Commercial | Warehouse | Existing | Food Preparation | Natural Gas | Griddle | E9 | Utility - Value of Sales | 0 | 0 | 0 | 0 | 0 | 0 | 0 | 0 | 0 | 0 | 0 | 0 | 0 | 0 | 0 | 0 | 0 | 0 | 0 | 0 | 0 | 0 | 0 | 0 | 0 | 0 | 0 | 0 | 0 | 0 | 0 | 0 | 0
F6_Commercial_Warehouse_Existing_Food Preparation_Natural Gas_Griddle_E10 | F6 | Commercial | Warehouse | Existing | Food Preparation | Natural Gas | Griddle | E10 | Utility - Value of Sales | 0 | 0 | 0 | 0 | 0 | 0 | 0 | 0 | 0 | 0 | 0 | 0 | 0 | 0 | 0 | 0 | 0 | 0 | 0 | 0 | 0 | 0 | 0 | 0 | 0 | 0 | 0 | 0 | 0 | 0 | 0 | 0 | 0
F1_Commercial_Warehouse_Existing_Food Preparation_Natural Gas_Range_E1 | F1 | Commercial | Warehouse | Existing | Food Preparation | Natural Gas | Range | E1 | RVT - Cost of Equipment | 0.014933 | 0.01493 | 0.015002 | 0.014892 | 0.014825 | 0.014873 | 0.01502 | 0.015136 | 0.01528 | 0.015416 | 0.015553 | 0.015679 | 0.015813 | 0.015954 | 0.016088 | 0.016225 | 0.016364 | 0.016515 | 0.016672 | 0.016838 | 0.017002 | 0.017173 | 0.01733 | 0.017493 | 0.017638 | 0.017762 | 0.017876 | 0.017974 | 0.018051 | 0.018113 | 0.018148 | 0.018171 | 0.018171
F1_Commercial_Warehouse_Existing_Food Preparation_Natural Gas_Range_E2 | F1 | Commercial | Warehouse | Existing | Food Preparation | Natural Gas | Range | E2 | RVT - Cost of Equipment | 0.0112 | 0.011198 | 0.011252 | 0.011169 | 0.011118 | 0.011155 | 0.011265 | 0.011352 | 0.01146 | 0.011562 | 0.011665 | 0.011759 | 0.01186 | 0.011965 | 0.012066 | 0.012169 | 0.012273 | 0.012386 | 0.012504 | 0.012629 | 0.012751 | 0.01288 | 0.012998 | 0.01312 | 0.013228 | 0.013322 | 0.013407 | 0.01348 | 0.013538 | 0.013585 | 0.013611 | 0.013628 | 0.013628
F1_Commercial_Warehouse_Existing_Food Preparation_Natural Gas_Range_E3 | F1 | Commercial | Warehouse | Existing | Food Preparation | Natural Gas | Range | E3 | RVT - Cost of Equipment | 0 | 0 | 0 | 0 | 0 | 0 | 0 | 0 | 0 | 0 | 0 | 0 | 0 | 0 | 0 | 0 | 0 | 0 | 0 | 0 | 0 | 0 | 0 | 0 | 0 | 0 | 0 | 0 | 0 | 0 | 0 | 0 | 0
F1_Commercial_Warehouse_Existing_Food Preparation_Natural Gas_Range_E4 | F1 | Commercial | Warehouse | Existing | Food Preparation | Natural Gas | Range | E4 | RVT - Cost of Equipment | 0 | 0 | 0 | 0 | 0 | 0 | 0 | 0 | 0 | 0 | 0 | 0 | 0 | 0 | 0 | 0 | 0 | 0 | 0 | 0 | 0 | 0 | 0 | 0 | 0 | 0 | 0 | 0 | 0 | 0 | 0 | 0 | 0
F1_Commercial_Warehouse_Existing_Food Preparation_Natural Gas_Range_E5 | F1 | Commercial | Warehouse | Existing | Food Preparation | Natural Gas | Range | E5 | RVT - Cost of Equipment | 0 | 0 | 0 | 0 | 0 | 0 | 0 | 0 | 0 | 0 | 0 | 0 | 0 | 0 | 0 | 0 | 0 | 0 | 0 | 0 | 0 | 0 | 0 | 0 | 0 | 0 | 0 | 0 | 0 | 0 | 0 | 0 | 0
F1_Commercial_Warehouse_Existing_Food Preparation_Natural Gas_Range_E6 | F1 | Commercial | Warehouse | Existing | Food Preparation | Natural Gas | Range | E6 | RVT - Cost of Equipment | 0 | 0 | 0 | 0 | 0 | 0 | 0 | 0 | 0 | 0 | 0 | 0 | 0 | 0 | 0 | 0 | 0 | 0 | 0 | 0 | 0 | 0 | 0 | 0 | 0 | 0 | 0 | 0 | 0 | 0 | 0 | 0 | 0
F1_Commercial_Warehouse_Existing_Food Preparation_Natural Gas_Range_E7 | F1 | Commercial | Warehouse | Existing | Food Preparation | Natural Gas | Range | E7 | RVT - Cost of Equipment | 0 | 0 | 0 | 0 | 0 | 0 | 0 | 0 | 0 | 0 | 0 | 0 | 0 | 0 | 0 | 0 | 0 | 0 | 0 | 0 | 0 | 0 | 0 | 0 | 0 | 0 | 0 | 0 | 0 | 0 | 0 | 0 | 0
F1_Commercial_Warehouse_Existing_Food Preparation_Natural Gas_Range_E8 | F1 | Commercial | Warehouse | Existing | Food Preparation | Natural Gas | Range | E8 | RVT - Cost of Equipment | 0 | 0 | 0 | 0 | 0 | 0 | 0 | 0 | 0 | 0 | 0 | 0 | 0 | 0 | 0 | 0 | 0 | 0 | 0 | 0 | 0 | 0 | 0 | 0 | 0 | 0 | 0 | 0 | 0 | 0 | 0 | 0 | 0
F1_Commercial_Warehouse_Existing_Food Preparation_Natural Gas_Range_E9 | F1 | Commercial | Warehouse | Existing | Food Preparation | Natural Gas | Range | E9 | RVT - Cost of Equipment | 0 | 0 | 0 | 0 | 0 | 0 | 0 | 0 | 0 | 0 | 0 | 0 | 0 | 0 | 0 | 0 | 0 | 0 | 0 | 0 | 0 | 0 | 0 | 0 | 0 | 0 | 0 | 0 | 0 | 0 | 0 | 0 | 0
F1_Commercial_Warehouse_Existing_Food Preparation_Natural Gas_Range_E10 | F1 | Commercial | Warehouse | Existing | Food Preparation | Natural Gas | Range | E10 | RVT - Cost of Equipment | 0 | 0 | 0 | 0 | 0 | 0 | 0 | 0 | 0 | 0 | 0 | 0 | 0 | 0 | 0 | 0 | 0 | 0 | 0 | 0 | 0 | 0 | 0 | 0 | 0 | 0 | 0 | 0 | 0 | 0 | 0 | 0 | 0
F2_Commercial_Warehouse_Existing_Food Preparation_Natural Gas_Range_E1 | F2 | Commercial | Warehouse | Existing | Food Preparation | Natural Gas | Range | E1 | RVT - Cost of Operation | 0.01789 | 0.017888 | 0.017974 | 0.017841 | 0.017761 | 0.017819 | 0.017995 | 0.018134 | 0.018307 | 0.01847 | 0.018634 | 0.018784 | 0.018945 | 0.019114 | 0.019275 | 0.019438 | 0.019605 | 0.019786 | 0.019975 | 0.020174 | 0.020369 | 0.020574 | 0.020763 | 0.020958 | 0.021131 | 0.021281 | 0.021417 | 0.021534 | 0.021626 | 0.021701 | 0.021742 | 0.02177 | 0.02177
F2_Commercial_Warehouse_Existing_Food Preparation_Natural Gas_Range_E2 | F2 | Commercial | Warehouse | Existing | Food Preparation | Natural Gas | Range | E2 | RVT - Cost of Operation | 0.013418 | 0.013416 | 0.01348 | 0.013381 | 0.013321 | 0.013365 | 0.013497 | 0.013601 | 0.01373 | 0.013852 | 0.013975 | 0.014088 | 0.014209 | 0.014335 | 0.014456 | 0.014579 | 0.014704 | 0.014839 | 0.014981 | 0.01513 | 0.015277 | 0.015431 | 0.015572 | 0.015719 | 0.015848 | 0.01596 | 0.016062 | 0.01615 | 0.016219 | 0.016276 | 0.016307 | 0.016327 | 0.016327
F2_Commercial_Warehouse_Existing_Food Preparation_Natural Gas_Range_E3 | F2 | Commercial | Warehouse | Existing | Food Preparation | Natural Gas | Range | E3 | RVT - Cost of Operation | 0 | 0 | 0 | 0 | 0 | 0 | 0 | 0 | 0 | 0 | 0 | 0 | 0 | 0 | 0 | 0 | 0 | 0 | 0 | 0 | 0 | 0 | 0 | 0 | 0 | 0 | 0 | 0 | 0 | 0 | 0 | 0 | 0
F2_Commercial_Warehouse_Existing_Food Preparation_Natural Gas_Range_E4 | F2 | Commercial | Warehouse | Existing | Food Preparation | Natural Gas | Range | E4 | RVT - Cost of Operation | 0 | 0 | 0 | 0 | 0 | 0 | 0 | 0 | 0 | 0 | 0 | 0 | 0 | 0 | 0 | 0 | 0 | 0 | 0 | 0 | 0 | 0 | 0 | 0 | 0 | 0 | 0 | 0 | 0 | 0 | 0 | 0 | 0
F2_Commercial_Warehouse_Existing_Food Preparation_Natural Gas_Range_E5 | F2 | Commercial | Warehouse | Existing | Food Preparation | Natural Gas | Range | E5 | RVT - Cost of Operation | 0 | 0 | 0 | 0 | 0 | 0 | 0 | 0 | 0 | 0 | 0 | 0 | 0 | 0 | 0 | 0 | 0 | 0 | 0 | 0 | 0 | 0 | 0 | 0 | 0 | 0 | 0 | 0 | 0 | 0 | 0 | 0 | 0
F2_Commercial_Warehouse_Existing_Food Preparation_Natural Gas_Range_E6 | F2 | Commercial | Warehouse | Existing | Food Preparation | Natural Gas | Range | E6 | RVT - Cost of Operation | 0 | 0 | 0 | 0 | 0 | 0 | 0 | 0 | 0 | 0 | 0 | 0 | 0 | 0 | 0 | 0 | 0 | 0 | 0 | 0 | 0 | 0 | 0 | 0 | 0 | 0 | 0 | 0 | 0 | 0 | 0 | 0 | 0
F2_Commercial_Warehouse_Existing_Food Preparation_Natural Gas_Range_E7 | F2 | Commercial | Warehouse | Existing | Food Preparation | Natural Gas | Range | E7 | RVT - Cost of Operation | 0 | 0 | 0 | 0 | 0 | 0 | 0 | 0 | 0 | 0 | 0 | 0 | 0 | 0 | 0 | 0 | 0 | 0 | 0 | 0 | 0 | 0 | 0 | 0 | 0 | 0 | 0 | 0 | 0 | 0 | 0 | 0 | 0
F2_Commercial_Warehouse_Existing_Food Preparation_Natural Gas_Range_E8 | F2 | Commercial | Warehouse | Existing | Food Preparation | Natural Gas | Range | E8 | RVT - Cost of Operation | 0 | 0 | 0 | 0 | 0 | 0 | 0 | 0 | 0 | 0 | 0 | 0 | 0 | 0 | 0 | 0 | 0 | 0 | 0 | 0 | 0 | 0 | 0 | 0 | 0 | 0 | 0 | 0 | 0 | 0 | 0 | 0 | 0
F2_Commercial_Warehouse_Existing_Food Preparation_Natural Gas_Range_E9 | F2 | Commercial | Warehouse | Existing | Food Preparation | Natural Gas | Range | E9 | RVT - Cost of Operation | 0 | 0 | 0 | 0 | 0 | 0 | 0 | 0 | 0 | 0 | 0 | 0 | 0 | 0 | 0 | 0 | 0 | 0 | 0 | 0 | 0 | 0 | 0 | 0 | 0 | 0 | 0 | 0 | 0 | 0 | 0 | 0 | 0
F2_Commercial_Warehouse_Existing_Food Preparation_Natural Gas_Range_E10 | F2 | Commercial | Warehouse | Existing | Food Preparation | Natural Gas | Range | E10 | RVT - Cost of Operation | 0 | 0 | 0 | 0 | 0 | 0 | 0 | 0 | 0 | 0 | 0 | 0 | 0 | 0 | 0 | 0 | 0 | 0 | 0 | 0 | 0 | 0 | 0 | 0 | 0 | 0 | 0 | 0 | 0 | 0 | 0 | 0 | 0
F3_Commercial_Warehouse_Existing_Food Preparation_Natural Gas_Range_E1 | F3 | Commercial | Warehouse | Existing | Food Preparation | Natural Gas | Range | E1 | System - kBTUs of Consumption | 0.0071574 | 0.0071574 | 0.0071574 | 0.0071574 | 0.0071574 | 0.0071574 | 0.0071574 | 0.0071574 | 0.0071574 | 0.0071574 | 0.0071574 | 0.0071574 | 0.0071574 | 0.0071574 | 0.0071574 | 0.0071574 | 0.0071574 | 0.0071574 | 0.0071574 | 0.0071574 | 0.0071574 | 0.0071574 | 0.0071574 | 0.0071574 | 0.0071574 | 0.0071574 | 0.0071574 | 0.0071574 | 0.0071574 | 0.0071574 | 0.0071574 | 0.0071574 | 0.0071574
F3_Commercial_Warehouse_Existing_Food Preparation_Natural Gas_Range_E2 | F3 | Commercial | Warehouse | Existing | Food Preparation | Natural Gas | Range | E2 | System - kBTUs of Consumption | 0.0071583 | 0.0071583 | 0.0071583 | 0.0071583 | 0.0071583 | 0.0071583 | 0.0071583 | 0.0071583 | 0.0071583 | 0.0071583 | 0.0071583 | 0.0071583 | 0.0071583 | 0.0071583 | 0.0071583 | 0.0071583 | 0.0071583 | 0.0071583 | 0.0071583 | 0.0071583 | 0.0071583 | 0.0071583 | 0.0071583 | 0.0071583 | 0.0071583 | 0.0071583 | 0.0071583 | 0.0071583 | 0.0071583 | 0.0071583 | 0.0071583 | 0.0071583 | 0.0071583
F3_Commercial_Warehouse_Existing_Food Preparation_Natural Gas_Range_E3 | F3 | Commercial | Warehouse | Existing | Food Preparation | Natural Gas | Range | E3 | System - kBTUs of Consumption | 0 | 0 | 0 | 0 | 0 | 0 | 0 | 0 | 0 | 0 | 0 | 0 | 0 | 0 | 0 | 0 | 0 | 0 | 0 | 0 | 0 | 0 | 0 | 0 | 0 | 0 | 0 | 0 | 0 | 0 | 0 | 0 | 0
F3_Commercial_Warehouse_Existing_Food Preparation_Natural Gas_Range_E4 | F3 | Commercial | Warehouse | Existing | Food Preparation | Natural Gas | Range | E4 | System - kBTUs of Consumption | 0 | 0 | 0 | 0 | 0 | 0 | 0 | 0 | 0 | 0 | 0 | 0 | 0 | 0 | 0 | 0 | 0 | 0 | 0 | 0 | 0 | 0 | 0 | 0 | 0 | 0 | 0 | 0 | 0 | 0 | 0 | 0 | 0
F3_Commercial_Warehouse_Existing_Food Preparation_Natural Gas_Range_E5 | F3 | Commercial | Warehouse | Existing | Food Preparation | Natural Gas | Range | E5 | System - kBTUs of Consumption | 0 | 0 | 0 | 0 | 0 | 0 | 0 | 0 | 0 | 0 | 0 | 0 | 0 | 0 | 0 | 0 | 0 | 0 | 0 | 0 | 0 | 0 | 0 | 0 | 0 | 0 | 0 | 0 | 0 | 0 | 0 | 0 | 0
F3_Commercial_Warehouse_Existing_Food Preparation_Natural Gas_Range_E6 | F3 | Commercial | Warehouse | Existing | Food Preparation | Natural Gas | Range | E6 | System - kBTUs of Consumption | 0 | 0 | 0 | 0 | 0 | 0 | 0 | 0 | 0 | 0 | 0 | 0 | 0 | 0 | 0 | 0 | 0 | 0 | 0 | 0 | 0 | 0 | 0 | 0 | 0 | 0 | 0 | 0 | 0 | 0 | 0 | 0 | 0
F3_Commercial_Warehouse_Existing_Food Preparation_Natural Gas_Range_E7 | F3 | Commercial | Warehouse | Existing | Food Preparation | Natural Gas | Range | E7 | System - kBTUs of Consumption | 0 | 0 | 0 | 0 | 0 | 0 | 0 | 0 | 0 | 0 | 0 | 0 | 0 | 0 | 0 | 0 | 0 | 0 | 0 | 0 | 0 | 0 | 0 | 0 | 0 | 0 | 0 | 0 | 0 | 0 | 0 | 0 | 0
F3_Commercial_Warehouse_Existing_Food Preparation_Natural Gas_Range_E8 | F3 | Commercial | Warehouse | Existing | Food Preparation | Natural Gas | Range | E8 | System - kBTUs of Consumption | 0 | 0 | 0 | 0 | 0 | 0 | 0 | 0 | 0 | 0 | 0 | 0 | 0 | 0 | 0 | 0 | 0 | 0 | 0 | 0 | 0 | 0 | 0 | 0 | 0 | 0 | 0 | 0 | 0 | 0 | 0 | 0 | 0
F3_Commercial_Warehouse_Existing_Food Preparation_Natural Gas_Range_E9 | F3 | Commercial | Warehouse | Existing | Food Preparation | Natural Gas | Range | E9 | System - kBTUs of Consumption | 0 | 0 | 0 | 0 | 0 | 0 | 0 | 0 | 0 | 0 | 0 | 0 | 0 | 0 | 0 | 0 | 0 | 0 | 0 | 0 | 0 | 0 | 0 | 0 | 0 | 0 | 0 | 0 | 0 | 0 | 0 | 0 | 0
F3_Commercial_Warehouse_Existing_Food Preparation_Natural Gas_Range_E10 | F3 | Commercial | Warehouse | Existing | Food Preparation | Natural Gas | Range | E10 | System - kBTUs of Consumption | 0 | 0 | 0 | 0 | 0 | 0 | 0 | 0 | 0 | 0 | 0 | 0 | 0 | 0 | 0 | 0 | 0 | 0 | 0 | 0 | 0 | 0 | 0 | 0 | 0 | 0 | 0 | 0 | 0 | 0 | 0 | 0 | 0
F4_Commercial_Warehouse_Existing_Food Preparation_Natural Gas_Range_E1 | F4 | Commercial | Warehouse | Existing | Food Preparation | Natural Gas | Range | E1 | Utility - Cost of Equipment | 0.01789 | 0.017888 | 0.017974 | 0.017841 | 0.017761 | 0.017819 | 0.017995 | 0.018134 | 0.018307 | 0.01847 | 0.018634 | 0.018784 | 0.018945 | 0.019114 | 0.019275 | 0.019438 | 0.019605 | 0.019786 | 0.019975 | 0.020174 | 0.020369 | 0.020574 | 0.020763 | 0.020958 | 0.021131 | 0.021281 | 0.021417 | 0.021534 | 0.021626 | 0.021701 | 0.021742 | 0.02177 | 0.02177
F4_Commercial_Warehouse_Existing_Food Preparation_Natural Gas_Range_E2 | F4 | Commercial | Warehouse | Existing | Food Preparation | Natural Gas | Range | E2 | Utility - Cost of Equipment | 0.013418 | 0.013416 | 0.01348 | 0.013381 | 0.013321 | 0.013365 | 0.013497 | 0.013601 | 0.01373 | 0.013852 | 0.013975 | 0.014088 | 0.014209 | 0.014335 | 0.014456 | 0.014579 | 0.014704 | 0.014839 | 0.014981 | 0.01513 | 0.015277 | 0.015431 | 0.015572 | 0.015719 | 0.015848 | 0.01596 | 0.016062 | 0.01615 | 0.016219 | 0.016276 | 0.016307 | 0.016327 | 0.016327
F4_Commercial_Warehouse_Existing_Food Preparation_Natural Gas_Range_E3 | F4 | Commercial | Warehouse | Existing | Food Preparation | Natural Gas | Range | E3 | Utility - Cost of Equipment | 0 | 0 | 0 | 0 | 0 | 0 | 0 | 0 | 0 | 0 | 0 | 0 | 0 | 0 | 0 | 0 | 0 | 0 | 0 | 0 | 0 | 0 | 0 | 0 | 0 | 0 | 0 | 0 | 0 | 0 | 0 | 0 | 0
F4_Commercial_Warehouse_Existing_Food Preparation_Natural Gas_Range_E4 | F4 | Commercial | Warehouse | Existing | Food Preparation | Natural Gas | Range | E4 | Utility - Cost of Equipment | 0 | 0 | 0 | 0 | 0 | 0 | 0 | 0 | 0 | 0 | 0 | 0 | 0 | 0 | 0 | 0 | 0 | 0 | 0 | 0 | 0 | 0 | 0 | 0 | 0 | 0 | 0 | 0 | 0 | 0 | 0 | 0 | 0
F4_Commercial_Warehouse_Existing_Food Preparation_Natural Gas_Range_E5 | F4 | Commercial | Warehouse | Existing | Food Preparation | Natural Gas | Range | E5 | Utility - Cost of Equipment | 0 | 0 | 0 | 0 | 0 | 0 | 0 | 0 | 0 | 0 | 0 | 0 | 0 | 0 | 0 | 0 | 0 | 0 | 0 | 0 | 0 | 0 | 0 | 0 | 0 | 0 | 0 | 0 | 0 | 0 | 0 | 0 | 0
F4_Commercial_Warehouse_Existing_Food Preparation_Natural Gas_Range_E6 | F4 | Commercial | Warehouse | Existing | Food Preparation | Natural Gas | Range | E6 | Utility - Cost of Equipment | 0 | 0 | 0 | 0 | 0 | 0 | 0 | 0 | 0 | 0 | 0 | 0 | 0 | 0 | 0 | 0 | 0 | 0 | 0 | 0 | 0 | 0 | 0 | 0 | 0 | 0 | 0 | 0 | 0 | 0 | 0 | 0 | 0
F4_Commercial_Warehouse_Existing_Food Preparation_Natural Gas_Range_E7 | F4 | Commercial | Warehouse | Existing | Food Preparation | Natural Gas | Range | E7 | Utility - Cost of Equipment | 0 | 0 | 0 | 0 | 0 | 0 | 0 | 0 | 0 | 0 | 0 | 0 | 0 | 0 | 0 | 0 | 0 | 0 | 0 | 0 | 0 | 0 | 0 | 0 | 0 | 0 | 0 | 0 | 0 | 0 | 0 | 0 | 0
F4_Commercial_Warehouse_Existing_Food Preparation_Natural Gas_Range_E8 | F4 | Commercial | Warehouse | Existing | Food Preparation | Natural Gas | Range | E8 | Utility - Cost of Equipment | 0 | 0 | 0 | 0 | 0 | 0 | 0 | 0 | 0 | 0 | 0 | 0 | 0 | 0 | 0 | 0 | 0 | 0 | 0 | 0 | 0 | 0 | 0 | 0 | 0 | 0 | 0 | 0 | 0 | 0 | 0 | 0 | 0
F4_Commercial_Warehouse_Existing_Food Preparation_Natural Gas_Range_E9 | F4 | Commercial | Warehouse | Existing | Food Preparation | Natural Gas | Range | E9 | Utility - Cost of Equipment | 0 | 0 | 0 | 0 | 0 | 0 | 0 | 0 | 0 | 0 | 0 | 0 | 0 | 0 | 0 | 0 | 0 | 0 | 0 | 0 | 0 | 0 | 0 | 0 | 0 | 0 | 0 | 0 | 0 | 0 | 0 | 0 | 0
F4_Commercial_Warehouse_Existing_Food Preparation_Natural Gas_Range_E10 | F4 | Commercial | Warehouse | Existing | Food Preparation | Natural Gas | Range | E10 | Utility - Cost of Equipment | 0 | 0 | 0 | 0 | 0 | 0 | 0 | 0 | 0 | 0 | 0 | 0 | 0 | 0 | 0 | 0 | 0 | 0 | 0 | 0 | 0 | 0 | 0 | 0 | 0 | 0 | 0 | 0 | 0 | 0 | 0 | 0 | 0
F5_Commercial_Warehouse_Existing_Food Preparation_Natural Gas_Range_E1 | F5 | Commercial | Warehouse | Existing | Food Preparation | Natural Gas | Range | E1 | Utility - Cost of Operation | 0.0071574 | 0.0071574 | 0.0071574 | 0.0071574 | 0.0071574 | 0.0071574 | 0.0071574 | 0.0071574 | 0.0071574 | 0.0071574 | 0.0071574 | 0.0071574 | 0.0071574 | 0.0071574 | 0.0071574 | 0.0071574 | 0.0071574 | 0.0071574 | 0.0071574 | 0.0071574 | 0.0071574 | 0.0071574 | 0.0071574 | 0.0071574 | 0.0071574 | 0.0071574 | 0.0071574 | 0.0071574 | 0.0071574 | 0.0071574 | 0.0071574 | 0.0071574 | 0.0071574
F5_Commercial_Warehouse_Existing_Food Preparation_Natural Gas_Range_E2 | F5 | Commercial | Warehouse | Existing | Food Preparation | Natural Gas | Range | E2 | Utility - Cost of Operation | 0.0071583 | 0.0071583 | 0.0071583 | 0.0071583 | 0.0071583 | 0.0071583 | 0.0071583 | 0.0071583 | 0.0071583 | 0.0071583 | 0.0071583 | 0.0071583 | 0.0071583 | 0.0071583 | 0.0071583 | 0.0071583 | 0.0071583 | 0.0071583 | 0.0071583 | 0.0071583 | 0.0071583 | 0.0071583 | 0.0071583 | 0.0071583 | 0.0071583 | 0.0071583 | 0.0071583 | 0.0071583 | 0.0071583 | 0.0071583 | 0.0071583 | 0.0071583 | 0.0071583
F5_Commercial_Warehouse_Existing_Food Preparation_Natural Gas_Range_E3 | F5 | Commercial | Warehouse | Existing | Food Preparation | Natural Gas | Range | E3 | Utility - Cost of Operation | 0 | 0 | 0 | 0 | 0 | 0 | 0 | 0 | 0 | 0 | 0 | 0 | 0 | 0 | 0 | 0 | 0 | 0 | 0 | 0 | 0 | 0 | 0 | 0 | 0 | 0 | 0 | 0 | 0 | 0 | 0 | 0 | 0
F5_Commercial_Warehouse_Existing_Food Preparation_Natural Gas_Range_E4 | F5 | Commercial | Warehouse | Existing | Food Preparation | Natural Gas | Range | E4 | Utility - Cost of Operation | 0 | 0 | 0 | 0 | 0 | 0 | 0 | 0 | 0 | 0 | 0 | 0 | 0 | 0 | 0 | 0 | 0 | 0 | 0 | 0 | 0 | 0 | 0 | 0 | 0 | 0 | 0 | 0 | 0 | 0 | 0 | 0 | 0
F5_Commercial_Warehouse_Existing_Food Preparation_Natural Gas_Range_E5 | F5 | Commercial | Warehouse | Existing | Food Preparation | Natural Gas | Range | E5 | Utility - Cost of Operation | 0 | 0 | 0 | 0 | 0 | 0 | 0 | 0 | 0 | 0 | 0 | 0 | 0 | 0 | 0 | 0 | 0 | 0 | 0 | 0 | 0 | 0 | 0 | 0 | 0 | 0 | 0 | 0 | 0 | 0 | 0 | 0 | 0
F5_Commercial_Warehouse_Existing_Food Preparation_Natural Gas_Range_E6 | F5 | Commercial | Warehouse | Existing | Food Preparation | Natural Gas | Range | E6 | Utility - Cost of Operation | 0 | 0 | 0 | 0 | 0 | 0 | 0 | 0 | 0 | 0 | 0 | 0 | 0 | 0 | 0 | 0 | 0 | 0 | 0 | 0 | 0 | 0 | 0 | 0 | 0 | 0 | 0 | 0 | 0 | 0 | 0 | 0 | 0
F5_Commercial_Warehouse_Existing_Food Preparation_Natural Gas_Range_E7 | F5 | Commercial | Warehouse | Existing | Food Preparation | Natural Gas | Range | E7 | Utility - Cost of Operation | 0 | 0 | 0 | 0 | 0 | 0 | 0 | 0 | 0 | 0 | 0 | 0 | 0 | 0 | 0 | 0 | 0 | 0 | 0 | 0 | 0 | 0 | 0 | 0 | 0 | 0 | 0 | 0 | 0 | 0 | 0 | 0 | 0
F5_Commercial_Warehouse_Existing_Food Preparation_Natural Gas_Range_E8 | F5 | Commercial | Warehouse | Existing | Food Preparation | Natural Gas | Range | E8 | Utility - Cost of Operation | 0 | 0 | 0 | 0 | 0 | 0 | 0 | 0 | 0 | 0 | 0 | 0 | 0 | 0 | 0 | 0 | 0 | 0 | 0 | 0 | 0 | 0 | 0 | 0 | 0 | 0 | 0 | 0 | 0 | 0 | 0 | 0 | 0
F5_Commercial_Warehouse_Existing_Food Preparation_Natural Gas_Range_E9 | F5 | Commercial | Warehouse | Existing | Food Preparation | Natural Gas | Range | E9 | Utility - Cost of Operation | 0 | 0 | 0 | 0 | 0 | 0 | 0 | 0 | 0 | 0 | 0 | 0 | 0 | 0 | 0 | 0 | 0 | 0 | 0 | 0 | 0 | 0 | 0 | 0 | 0 | 0 | 0 | 0 | 0 | 0 | 0 | 0 | 0
F5_Commercial_Warehouse_Existing_Food Preparation_Natural Gas_Range_E10 | F5 | Commercial | Warehouse | Existing | Food Preparation | Natural Gas | Range | E10 | Utility - Cost of Operation | 0 | 0 | 0 | 0 | 0 | 0 | 0 | 0 | 0 | 0 | 0 | 0 | 0 | 0 | 0 | 0 | 0 | 0 | 0 | 0 | 0 | 0 | 0 | 0 | 0 | 0 | 0 | 0 | 0 | 0 | 0 | 0 | 0
F6_Commercial_Warehouse_Existing_Food Preparation_Natural Gas_Range_E1 | F6 | Commercial | Warehouse | Existing | Food Preparation | Natural Gas | Range | E1 | Utility - Value of Sales | 0.0094641 | 0.009515 | 0.0095969 | 0.0095789 | 0.0095789 | 0.0095789 | 0.0095789 | 0.0095789 | 0.0095789 | 0.0095789 | 0.0095789 | 0.0095789 | 0.0095789 | 0.0095789 | 0.0095789 | 0.0095789 | 0.0095789 | 0.0095789 | 0.0095789 | 0.0095789 | 0.0095789 | 0.0095789 | 0.0095789 | 0.0095789 | 0.0095789 | 0.0095789 | 0.0095789 | 0.0095789 | 0.0095789 | 0.0095789 | 0.0095789 | 0.0095789 | 0.0095789
F6_Commercial_Warehouse_Existing_Food Preparation_Natural Gas_Range_E2 | F6 | Commercial | Warehouse | Existing | Food Preparation | Natural Gas | Range | E2 | Utility - Value of Sales | 0.007098 | 0.0071362 | 0.0071977 | 0.0071842 | 0.0071842 | 0.0071842 | 0.0071842 | 0.0071842 | 0.0071842 | 0.0071842 | 0.0071842 | 0.0071842 | 0.0071842 | 0.0071842 | 0.0071842 | 0.0071842 | 0.0071842 | 0.0071842 | 0.0071842 | 0.0071842 | 0.0071842 | 0.0071842 | 0.0071842 | 0.0071842 | 0.0071842 | 0.0071842 | 0.0071842 | 0.0071842 | 0.0071842 | 0.0071842 | 0.0071842 | 0.0071842 | 0.0071842
F6_Commercial_Warehouse_Existing_Food Preparation_Natural Gas_Range_E3 | F6 | Commercial | Warehouse | Existing | Food Preparation | Natural Gas | Range | E3 | Utility - Value of Sales | 0 | 0 | 0 | 0 | 0 | 0 | 0 | 0 | 0 | 0 | 0 | 0 | 0 | 0 | 0 | 0 | 0 | 0 | 0 | 0 | 0 | 0 | 0 | 0 | 0 | 0 | 0 | 0 | 0 | 0 | 0 | 0 | 0
F6_Commercial_Warehouse_Existing_Food Preparation_Natural Gas_Range_E4 | F6 | Commercial | Warehouse | Existing | Food Preparation | Natural Gas | Range | E4 | Utility - Value of Sales | 0 | 0 | 0 | 0 | 0 | 0 | 0 | 0 | 0 | 0 | 0 | 0 | 0 | 0 | 0 | 0 | 0 | 0 | 0 | 0 | 0 | 0 | 0 | 0 | 0 | 0 | 0 | 0 | 0 | 0 | 0 | 0 | 0
F6_Commercial_Warehouse_Existing_Food Preparation_Natural Gas_Range_E5 | F6 | Commercial | Warehouse | Existing | Food Preparation | Natural Gas | Range | E5 | Utility - Value of Sales | 0 | 0 | 0 | 0 | 0 | 0 | 0 | 0 | 0 | 0 | 0 | 0 | 0 | 0 | 0 | 0 | 0 | 0 | 0 | 0 | 0 | 0 | 0 | 0 | 0 | 0 | 0 | 0 | 0 | 0 | 0 | 0 | 0
F6_Commercial_Warehouse_Existing_Food Preparation_Natural Gas_Range_E6 | F6 | Commercial | Warehouse | Existing | Food Preparation | Natural Gas | Range | E6 | Utility - Value of Sales | 0 | 0 | 0 | 0 | 0 | 0 | 0 | 0 | 0 | 0 | 0 | 0 | 0 | 0 | 0 | 0 | 0 | 0 | 0 | 0 | 0 | 0 | 0 | 0 | 0 | 0 | 0 | 0 | 0 | 0 | 0 | 0 | 0
F6_Commercial_Warehouse_Existing_Food Preparation_Natural Gas_Range_E7 | F6 | Commercial | Warehouse | Existing | Food Preparation | Natural Gas | Range | E7 | Utility - Value of Sales | 0 | 0 | 0 | 0 | 0 | 0 | 0 | 0 | 0 | 0 | 0 | 0 | 0 | 0 | 0 | 0 | 0 | 0 | 0 | 0 | 0 | 0 | 0 | 0 | 0 | 0 | 0 | 0 | 0 | 0 | 0 | 0 | 0
F6_Commercial_Warehouse_Existing_Food Preparation_Natural Gas_Range_E8 | F6 | Commercial | Warehouse | Existing | Food Preparation | Natural Gas | Range | E8 | Utility - Value of Sales | 0 | 0 | 0 | 0 | 0 | 0 | 0 | 0 | 0 | 0 | 0 | 0 | 0 | 0 | 0 | 0 | 0 | 0 | 0 | 0 | 0 | 0 | 0 | 0 | 0 | 0 | 0 | 0 | 0 | 0 | 0 | 0 | 0
F6_Commercial_Warehouse_Existing_Food Preparation_Natural Gas_Range_E9 | F6 | Commercial | Warehouse | Existing | Food Preparation | Natural Gas | Range | E9 | Utility - Value of Sales | 0 | 0 | 0 | 0 | 0 | 0 | 0 | 0 | 0 | 0 | 0 | 0 | 0 | 0 | 0 | 0 | 0 | 0 | 0 | 0 | 0 | 0 | 0 | 0 | 0 | 0 | 0 | 0 | 0 | 0 | 0 | 0 | 0
F6_Commercial_Warehouse_Existing_Food Preparation_Natural Gas_Range_E10 | F6 | Commercial | Warehouse | Existing | Food Preparation | Natural Gas | Range | E10 | Utility - Value of Sales | 0 | 0 | 0 | 0 | 0 | 0 | 0 | 0 | 0 | 0 | 0 | 0 | 0 | 0 | 0 | 0 | 0 | 0 | 0 | 0 | 0 | 0 | 0 | 0 | 0 | 0 | 0 | 0 | 0 | 0 | 0 | 0 | 0
F1_Commercial_Warehouse_Existing_Food Preparation_Natural Gas_Steamer_E1 | F1 | Commercial | Warehouse | Existing | Food Preparation | Natural Gas | Steamer | E1 | RVT - Cost of Equipment | 0.035099 | 0.03514 | 0.035329 | 0 | 0 | 0 | 0 | 0 | 0 | 0 | 0 | 0 | 0 | 0 | 0 | 0 | 0 | 0 | 0 | 0 | 0 | 0 | 0 | 0 | 0 | 0 | 0 | 0 | 0 | 0 | 0 | 0 | 0
F1_Commercial_Warehouse_Existing_Food Preparation_Natural Gas_Steamer_E2 | F1 | Commercial | Warehouse | Existing | Food Preparation | Natural Gas | Steamer | E2 | RVT - Cost of Equipment | 0.0073213 | 0.0073299 | 0.0073693 | 0.0073311 | 0.0073109 | 0.0073396 | 0.00741 | 0.0074678 | 0.0075378 | 0.0076054 | 0.0076734 | 0.0077374 | 0.0078055 | 0.0078761 | 0.0079443 | 0.0080139 | 0.0080842 | 0.0081593 | 0.0082357 | 0.008314 | 0.0083886 | 0.0084641 | 0.0085323 | 0.0086019 | 0.0086629 | 0.0087156 | 0.0087636 | 0.0088049 | 0.0088374 | 0.0088639 | 0.0088784 | 0.0088881 | 0.0088881
F1_Commercial_Warehouse_Existing_Food Preparation_Natural Gas_Steamer_E3 | F1 | Commercial | Warehouse | Existing | Food Preparation | Natural Gas | Steamer | E3 | RVT - Cost of Equipment | 0 | 0 | 0 | 0 | 0 | 0 | 0 | 0 | 0 | 0 | 0 | 0 | 0 | 0 | 0 | 0 | 0 | 0 | 0 | 0 | 0 | 0 | 0 | 0 | 0 | 0 | 0 | 0 | 0 | 0 | 0 | 0 | 0
F1_Commercial_Warehouse_Existing_Food Preparation_Natural Gas_Steamer_E4 | F1 | Commercial | Warehouse | Existing | Food Preparation | Natural Gas | Steamer | E4 | RVT - Cost of Equipment | 0 | 0 | 0 | 0 | 0 | 0 | 0 | 0 | 0 | 0 | 0 | 0 | 0 | 0 | 0 | 0 | 0 | 0 | 0 | 0 | 0 | 0 | 0 | 0 | 0 | 0 | 0 | 0 | 0 | 0 | 0 | 0 | 0
F1_Commercial_Warehouse_Existing_Food Preparation_Natural Gas_Steamer_E5 | F1 | Commercial | Warehouse | Existing | Food Preparation | Natural Gas | Steamer | E5 | RVT - Cost of Equipment | 0 | 0 | 0 | 0 | 0 | 0 | 0 | 0 | 0 | 0 | 0 | 0 | 0 | 0 | 0 | 0 | 0 | 0 | 0 | 0 | 0 | 0 | 0 | 0 | 0 | 0 | 0 | 0 | 0 | 0 | 0 | 0 | 0
F1_Commercial_Warehouse_Existing_Food Preparation_Natural Gas_Steamer_E6 | F1 | Commercial | Warehouse | Existing | Food Preparation | Natural Gas | Steamer | E6 | RVT - Cost of Equipment | 0 | 0 | 0 | 0 | 0 | 0 | 0 | 0 | 0 | 0 | 0 | 0 | 0 | 0 | 0 | 0 | 0 | 0 | 0 | 0 | 0 | 0 | 0 | 0 | 0 | 0 | 0 | 0 | 0 | 0 | 0 | 0 | 0
F1_Commercial_Warehouse_Existing_Food Preparation_Natural Gas_Steamer_E7 | F1 | Commercial | Warehouse | Existing | Food Preparation | Natural Gas | Steamer | E7 | RVT - Cost of Equipment | 0 | 0 | 0 | 0 | 0 | 0 | 0 | 0 | 0 | 0 | 0 | 0 | 0 | 0 | 0 | 0 | 0 | 0 | 0 | 0 | 0 | 0 | 0 | 0 | 0 | 0 | 0 | 0 | 0 | 0 | 0 | 0 | 0
F1_Commercial_Warehouse_Existing_Food Preparation_Natural Gas_Steamer_E8 | F1 | Commercial | Warehouse | Existing | Food Preparation | Natural Gas | Steamer | E8 | RVT - Cost of Equipment | 0 | 0 | 0 | 0 | 0 | 0 | 0 | 0 | 0 | 0 | 0 | 0 | 0 | 0 | 0 | 0 | 0 | 0 | 0 | 0 | 0 | 0 | 0 | 0 | 0 | 0 | 0 | 0 | 0 | 0 | 0 | 0 | 0
F1_Commercial_Warehouse_Existing_Food Preparation_Natural Gas_Steamer_E9 | F1 | Commercial | Warehouse | Existing | Food Preparation | Natural Gas | Steamer | E9 | RVT - Cost of Equipment | 0 | 0 | 0 | 0 | 0 | 0 | 0 | 0 | 0 | 0 | 0 | 0 | 0 | 0 | 0 | 0 | 0 | 0 | 0 | 0 | 0 | 0 | 0 | 0 | 0 | 0 | 0 | 0 | 0 | 0 | 0 | 0 | 0
F1_Commercial_Warehouse_Existing_Food Preparation_Natural Gas_Steamer_E10 | F1 | Commercial | Warehouse | Existing | Food Preparation | Natural Gas | Steamer | E10 | RVT - Cost of Equipment | 0 | 0 | 0 | 0 | 0 | 0 | 0 | 0 | 0 | 0 | 0 | 0 | 0 | 0 | 0 | 0 | 0 | 0 | 0 | 0 | 0 | 0 | 0 | 0 | 0 | 0 | 0 | 0 | 0 | 0 | 0 | 0 | 0
F2_Commercial_Warehouse_Existing_Food Preparation_Natural Gas_Steamer_E1 | F2 | Commercial | Warehouse | Existing | Food Preparation | Natural Gas | Steamer | E1 | RVT - Cost of Operation | 0.04205 | 0.0421 | 0.042326 | 0 | 0 | 0 | 0 | 0 | 0 | 0 | 0 | 0 | 0 | 0 | 0 | 0 | 0 | 0 | 0 | 0 | 0 | 0 | 0 | 0 | 0 | 0 | 0 | 0 | 0 | 0 | 0 | 0 | 0
F2_Commercial_Warehouse_Existing_Food Preparation_Natural Gas_Steamer_E2 | F2 | Commercial | Warehouse | Existing | Food Preparation | Natural Gas | Steamer | E2 | RVT - Cost of Operation | 0.0087714 | 0.0087817 | 0.0088289 | 0.0087831 | 0.008759 | 0.0087933 | 0.0088777 | 0.0089469 | 0.0090307 | 0.0091117 | 0.0091932 | 0.0092699 | 0.0093515 | 0.0094361 | 0.0095178 | 0.0096012 | 0.0096854 | 0.0097753 | 0.0098669 | 0.0099607 | 0.01005 | 0.010141 | 0.010222 | 0.010306 | 0.010379 | 0.010442 | 0.010499 | 0.010549 | 0.010588 | 0.01062 | 0.010637 | 0.010649 | 0.010649
F2_Commercial_Warehouse_Existing_Food Preparation_Natural Gas_Steamer_E3 | F2 | Commercial | Warehouse | Existing | Food Preparation | Natural Gas | Steamer | E3 | RVT - Cost of Operation | 0 | 0 | 0 | 0 | 0 | 0 | 0 | 0 | 0 | 0 | 0 | 0 | 0 | 0 | 0 | 0 | 0 | 0 | 0 | 0 | 0 | 0 | 0 | 0 | 0 | 0 | 0 | 0 | 0 | 0 | 0 | 0 | 0
F2_Commercial_Warehouse_Existing_Food Preparation_Natural Gas_Steamer_E4 | F2 | Commercial | Warehouse | Existing | Food Preparation | Natural Gas | Steamer | E4 | RVT - Cost of Operation | 0 | 0 | 0 | 0 | 0 | 0 | 0 | 0 | 0 | 0 | 0 | 0 | 0 | 0 | 0 | 0 | 0 | 0 | 0 | 0 | 0 | 0 | 0 | 0 | 0 | 0 | 0 | 0 | 0 | 0 | 0 | 0 | 0
F2_Commercial_Warehouse_Existing_Food Preparation_Natural Gas_Steamer_E5 | F2 | Commercial | Warehouse | Existing | Food Preparation | Natural Gas | Steamer | E5 | RVT - Cost of Operation | 0 | 0 | 0 | 0 | 0 | 0 | 0 | 0 | 0 | 0 | 0 | 0 | 0 | 0 | 0 | 0 | 0 | 0 | 0 | 0 | 0 | 0 | 0 | 0 | 0 | 0 | 0 | 0 | 0 | 0 | 0 | 0 | 0
F2_Commercial_Warehouse_Existing_Food Preparation_Natural Gas_Steamer_E6 | F2 | Commercial | Warehouse | Existing | Food Preparation | Natural Gas | Steamer | E6 | RVT - Cost of Operation | 0 | 0 | 0 | 0 | 0 | 0 | 0 | 0 | 0 | 0 | 0 | 0 | 0 | 0 | 0 | 0 | 0 | 0 | 0 | 0 | 0 | 0 | 0 | 0 | 0 | 0 | 0 | 0 | 0 | 0 | 0 | 0 | 0
F2_Commercial_Warehouse_Existing_Food Preparation_Natural Gas_Steamer_E7 | F2 | Commercial | Warehouse | Existing | Food Preparation | Natural Gas | Steamer | E7 | RVT - Cost of Operation | 0 | 0 | 0 | 0 | 0 | 0 | 0 | 0 | 0 | 0 | 0 | 0 | 0 | 0 | 0 | 0 | 0 | 0 | 0 | 0 | 0 | 0 | 0 | 0 | 0 | 0 | 0 | 0 | 0 | 0 | 0 | 0 | 0
F2_Commercial_Warehouse_Existing_Food Preparation_Natural Gas_Steamer_E8 | F2 | Commercial | Warehouse | Existing | Food Preparation | Natural Gas | Steamer | E8 | RVT - Cost of Operation | 0 | 0 | 0 | 0 | 0 | 0 | 0 | 0 | 0 | 0 | 0 | 0 | 0 | 0 | 0 | 0 | 0 | 0 | 0 | 0 | 0 | 0 | 0 | 0 | 0 | 0 | 0 | 0 | 0 | 0 | 0 | 0 | 0
F2_Commercial_Warehouse_Existing_Food Preparation_Natural Gas_Steamer_E9 | F2 | Commercial | Warehouse | Existing | Food Preparation | Natural Gas | Steamer | E9 | RVT - Cost of Operation | 0 | 0 | 0 | 0 | 0 | 0 | 0 | 0 | 0 | 0 | 0 | 0 | 0 | 0 | 0 | 0 | 0 | 0 | 0 | 0 | 0 | 0 | 0 | 0 | 0 | 0 | 0 | 0 | 0 | 0 | 0 | 0 | 0
F2_Commercial_Warehouse_Existing_Food Preparation_Natural Gas_Steamer_E10 | F2 | Commercial | Warehouse | Existing | Food Preparation | Natural Gas | Steamer | E10 | RVT - Cost of Operation | 0 | 0 | 0 | 0 | 0 | 0 | 0 | 0 | 0 | 0 | 0 | 0 | 0 | 0 | 0 | 0 | 0 | 0 | 0 | 0 | 0 | 0 | 0 | 0 | 0 | 0 | 0 | 0 | 0 | 0 | 0 | 0 | 0
F3_Commercial_Warehouse_Existing_Food Preparation_Natural Gas_Steamer_E1 | F3 | Commercial | Warehouse | Existing | Food Preparation | Natural Gas | Steamer | E1 | System - kBTUs of Consumption | 0.021606 | 0.021606 | 0.021606 | 0 | 0 | 0 | 0 | 0 | 0 | 0 | 0 | 0 | 0 | 0 | 0 | 0 | 0 | 0 | 0 | 0 | 0 | 0 | 0 | 0 | 0 | 0 | 0 | 0 | 0 | 0 | 0 | 0 | 0
F3_Commercial_Warehouse_Existing_Food Preparation_Natural Gas_Steamer_E2 | F3 | Commercial | Warehouse | Existing | Food Preparation | Natural Gas | Steamer | E2 | System - kBTUs of Consumption | 0.02321 | 0.02321 | 0.02321 | 0.02321 | 0.02321 | 0.02321 | 0.02321 | 0.02321 | 0.02321 | 0.02321 | 0.02321 | 0.02321 | 0.02321 | 0.02321 | 0.02321 | 0.02321 | 0.02321 | 0.02321 | 0.02321 | 0.02321 | 0.02321 | 0.02321 | 0.02321 | 0.02321 | 0.02321 | 0.02321 | 0.02321 | 0.02321 | 0.02321 | 0.02321 | 0.02321 | 0.02321 | 0.02321
F3_Commercial_Warehouse_Existing_Food Preparation_Natural Gas_Steamer_E3 | F3 | Commercial | Warehouse | Existing | Food Preparation | Natural Gas | Steamer | E3 | System - kBTUs of Consumption | 0 | 0 | 0 | 0 | 0 | 0 | 0 | 0 | 0 | 0 | 0 | 0 | 0 | 0 | 0 | 0 | 0 | 0 | 0 | 0 | 0 | 0 | 0 | 0 | 0 | 0 | 0 | 0 | 0 | 0 | 0 | 0 | 0
F3_Commercial_Warehouse_Existing_Food Preparation_Natural Gas_Steamer_E4 | F3 | Commercial | Warehouse | Existing | Food Preparation | Natural Gas | Steamer | E4 | System - kBTUs of Consumption | 0 | 0 | 0 | 0 | 0 | 0 | 0 | 0 | 0 | 0 | 0 | 0 | 0 | 0 | 0 | 0 | 0 | 0 | 0 | 0 | 0 | 0 | 0 | 0 | 0 | 0 | 0 | 0 | 0 | 0 | 0 | 0 | 0
F3_Commercial_Warehouse_Existing_Food Preparation_Natural Gas_Steamer_E5 | F3 | Commercial | Warehouse | Existing | Food Preparation | Natural Gas | Steamer | E5 | System - kBTUs of Consumption | 0 | 0 | 0 | 0 | 0 | 0 | 0 | 0 | 0 | 0 | 0 | 0 | 0 | 0 | 0 | 0 | 0 | 0 | 0 | 0 | 0 | 0 | 0 | 0 | 0 | 0 | 0 | 0 | 0 | 0 | 0 | 0 | 0
F3_Commercial_Warehouse_Existing_Food Preparation_Natural Gas_Steamer_E6 | F3 | Commercial | Warehouse | Existing | Food Preparation | Natural Gas | Steamer | E6 | System - kBTUs of Consumption | 0 | 0 | 0 | 0 | 0 | 0 | 0 | 0 | 0 | 0 | 0 | 0 | 0 | 0 | 0 | 0 | 0 | 0 | 0 | 0 | 0 | 0 | 0 | 0 | 0 | 0 | 0 | 0 | 0 | 0 | 0 | 0 | 0
F3_Commercial_Warehouse_Existing_Food Preparation_Natural Gas_Steamer_E7 | F3 | Commercial | Warehouse | Existing | Food Preparation | Natural Gas | Steamer | E7 | System - kBTUs of Consumption | 0 | 0 | 0 | 0 | 0 | 0 | 0 | 0 | 0 | 0 | 0 | 0 | 0 | 0 | 0 | 0 | 0 | 0 | 0 | 0 | 0 | 0 | 0 | 0 | 0 | 0 | 0 | 0 | 0 | 0 | 0 | 0 | 0
F3_Commercial_Warehouse_Existing_Food Preparation_Natural Gas_Steamer_E8 | F3 | Commercial | Warehouse | Existing | Food Preparation | Natural Gas | Steamer | E8 | System - kBTUs of Consumption | 0 | 0 | 0 | 0 | 0 | 0 | 0 | 0 | 0 | 0 | 0 | 0 | 0 | 0 | 0 | 0 | 0 | 0 | 0 | 0 | 0 | 0 | 0 | 0 | 0 | 0 | 0 | 0 | 0 | 0 | 0 | 0 | 0
F3_Commercial_Warehouse_Existing_Food Preparation_Natural Gas_Steamer_E9 | F3 | Commercial | Warehouse | Existing | Food Preparation | Natural Gas | Steamer | E9 | System - kBTUs of Consumption | 0 | 0 | 0 | 0 | 0 | 0 | 0 | 0 | 0 | 0 | 0 | 0 | 0 | 0 | 0 | 0 | 0 | 0 | 0 | 0 | 0 | 0 | 0 | 0 | 0 | 0 | 0 | 0 | 0 | 0 | 0 | 0 | 0
F3_Commercial_Warehouse_Existing_Food Preparation_Natural Gas_Steamer_E10 | F3 | Commercial | Warehouse | Existing | Food Preparation | Natural Gas | Steamer | E10 | System - kBTUs of Consumption | 0 | 0 | 0 | 0 | 0 | 0 | 0 | 0 | 0 | 0 | 0 | 0 | 0 | 0 | 0 | 0 | 0 | 0 | 0 | 0 | 0 | 0 | 0 | 0 | 0 | 0 | 0 | 0 | 0 | 0 | 0 | 0 | 0
F4_Commercial_Warehouse_Existing_Food Preparation_Natural Gas_Steamer_E1 | F4 | Commercial | Warehouse | Existing | Food Preparation | Natural Gas | Steamer | E1 | Utility - Cost of Equipment | 0.04205 | 0.0421 | 0.042326 | 0 | 0 | 0 | 0 | 0 | 0 | 0 | 0 | 0 | 0 | 0 | 0 | 0 | 0 | 0 | 0 | 0 | 0 | 0 | 0 | 0 | 0 | 0 | 0 | 0 | 0 | 0 | 0 | 0 | 0
F4_Commercial_Warehouse_Existing_Food Preparation_Natural Gas_Steamer_E2 | F4 | Commercial | Warehouse | Existing | Food Preparation | Natural Gas | Steamer | E2 | Utility - Cost of Equipment | 0.0087714 | 0.0087817 | 0.0088289 | 0.0087831 | 0.008759 | 0.0087933 | 0.0088777 | 0.0089469 | 0.0090307 | 0.0091117 | 0.0091932 | 0.0092699 | 0.0093515 | 0.0094361 | 0.0095178 | 0.0096012 | 0.0096854 | 0.0097753 | 0.0098669 | 0.0099607 | 0.01005 | 0.010141 | 0.010222 | 0.010306 | 0.010379 | 0.010442 | 0.010499 | 0.010549 | 0.010588 | 0.01062 | 0.010637 | 0.010649 | 0.010649
F4_Commercial_Warehouse_Existing_Food Preparation_Natural Gas_Steamer_E3 | F4 | Commercial | Warehouse | Existing | Food Preparation | Natural Gas | Steamer | E3 | Utility - Cost of Equipment | 0 | 0 | 0 | 0 | 0 | 0 | 0 | 0 | 0 | 0 | 0 | 0 | 0 | 0 | 0 | 0 | 0 | 0 | 0 | 0 | 0 | 0 | 0 | 0 | 0 | 0 | 0 | 0 | 0 | 0 | 0 | 0 | 0
F4_Commercial_Warehouse_Existing_Food Preparation_Natural Gas_Steamer_E4 | F4 | Commercial | Warehouse | Existing | Food Preparation | Natural Gas | Steamer | E4 | Utility - Cost of Equipment | 0 | 0 | 0 | 0 | 0 | 0 | 0 | 0 | 0 | 0 | 0 | 0 | 0 | 0 | 0 | 0 | 0 | 0 | 0 | 0 | 0 | 0 | 0 | 0 | 0 | 0 | 0 | 0 | 0 | 0 | 0 | 0 | 0
F4_Commercial_Warehouse_Existing_Food Preparation_Natural Gas_Steamer_E5 | F4 | Commercial | Warehouse | Existing | Food Preparation | Natural Gas | Steamer | E5 | Utility - Cost of Equipment | 0 | 0 | 0 | 0 | 0 | 0 | 0 | 0 | 0 | 0 | 0 | 0 | 0 | 0 | 0 | 0 | 0 | 0 | 0 | 0 | 0 | 0 | 0 | 0 | 0 | 0 | 0 | 0 | 0 | 0 | 0 | 0 | 0
F4_Commercial_Warehouse_Existing_Food Preparation_Natural Gas_Steamer_E6 | F4 | Commercial | Warehouse | Existing | Food Preparation | Natural Gas | Steamer | E6 | Utility - Cost of Equipment | 0 | 0 | 0 | 0 | 0 | 0 | 0 | 0 | 0 | 0 | 0 | 0 | 0 | 0 | 0 | 0 | 0 | 0 | 0 | 0 | 0 | 0 | 0 | 0 | 0 | 0 | 0 | 0 | 0 | 0 | 0 | 0 | 0
F4_Commercial_Warehouse_Existing_Food Preparation_Natural Gas_Steamer_E7 | F4 | Commercial | Warehouse | Existing | Food Preparation | Natural Gas | Steamer | E7 | Utility - Cost of Equipment | 0 | 0 | 0 | 0 | 0 | 0 | 0 | 0 | 0 | 0 | 0 | 0 | 0 | 0 | 0 | 0 | 0 | 0 | 0 | 0 | 0 | 0 | 0 | 0 | 0 | 0 | 0 | 0 | 0 | 0 | 0 | 0 | 0
F4_Commercial_Warehouse_Existing_Food Preparation_Natural Gas_Steamer_E8 | F4 | Commercial | Warehouse | Existing | Food Preparation | Natural Gas | Steamer | E8 | Utility - Cost of Equipment | 0 | 0 | 0 | 0 | 0 | 0 | 0 | 0 | 0 | 0 | 0 | 0 | 0 | 0 | 0 | 0 | 0 | 0 | 0 | 0 | 0 | 0 | 0 | 0 | 0 | 0 | 0 | 0 | 0 | 0 | 0 | 0 | 0
F4_Commercial_Warehouse_Existing_Food Preparation_Natural Gas_Steamer_E9 | F4 | Commercial | Warehouse | Existing | Food Preparation | Natural Gas | Steamer | E9 | Utility - Cost of Equipment | 0 | 0 | 0 | 0 | 0 | 0 | 0 | 0 | 0 | 0 | 0 | 0 | 0 | 0 | 0 | 0 | 0 | 0 | 0 | 0 | 0 | 0 | 0 | 0 | 0 | 0 | 0 | 0 | 0 | 0 | 0 | 0 | 0
F4_Commercial_Warehouse_Existing_Food Preparation_Natural Gas_Steamer_E10 | F4 | Commercial | Warehouse | Existing | Food Preparation | Natural Gas | Steamer | E10 | Utility - Cost of Equipment | 0 | 0 | 0 | 0 | 0 | 0 | 0 | 0 | 0 | 0 | 0 | 0 | 0 | 0 | 0 | 0 | 0 | 0 | 0 | 0 | 0 | 0 | 0 | 0 | 0 | 0 | 0 | 0 | 0 | 0 | 0 | 0 | 0
F5_Commercial_Warehouse_Existing_Food Preparation_Natural Gas_Steamer_E1 | F5 | Commercial | Warehouse | Existing | Food Preparation | Natural Gas | Steamer | E1 | Utility - Cost of Operation | 0.021606 | 0.021606 | 0.021606 | 0 | 0 | 0 | 0 | 0 | 0 | 0 | 0 | 0 | 0 | 0 | 0 | 0 | 0 | 0 | 0 | 0 | 0 | 0 | 0 | 0 | 0 | 0 | 0 | 0 | 0 | 0 | 0 | 0 | 0
F5_Commercial_Warehouse_Existing_Food Preparation_Natural Gas_Steamer_E2 | F5 | Commercial | Warehouse | Existing | Food Preparation | Natural Gas | Steamer | E2 | Utility - Cost of Operation | 0.02321 | 0.02321 | 0.02321 | 0.02321 | 0.02321 | 0.02321 | 0.02321 | 0.02321 | 0.02321 | 0.02321 | 0.02321 | 0.02321 | 0.02321 | 0.02321 | 0.02321 | 0.02321 | 0.02321 | 0.02321 | 0.02321 | 0.02321 | 0.02321 | 0.02321 | 0.02321 | 0.02321 | 0.02321 | 0.02321 | 0.02321 | 0.02321 | 0.02321 | 0.02321 | 0.02321 | 0.02321 | 0.02321
F5_Commercial_Warehouse_Existing_Food Preparation_Natural Gas_Steamer_E3 | F5 | Commercial | Warehouse | Existing | Food Preparation | Natural Gas | Steamer | E3 | Utility - Cost of Operation | 0 | 0 | 0 | 0 | 0 | 0 | 0 | 0 | 0 | 0 | 0 | 0 | 0 | 0 | 0 | 0 | 0 | 0 | 0 | 0 | 0 | 0 | 0 | 0 | 0 | 0 | 0 | 0 | 0 | 0 | 0 | 0 | 0
F5_Commercial_Warehouse_Existing_Food Preparation_Natural Gas_Steamer_E4 | F5 | Commercial | Warehouse | Existing | Food Preparation | Natural Gas | Steamer | E4 | Utility - Cost of Operation | 0 | 0 | 0 | 0 | 0 | 0 | 0 | 0 | 0 | 0 | 0 | 0 | 0 | 0 | 0 | 0 | 0 | 0 | 0 | 0 | 0 | 0 | 0 | 0 | 0 | 0 | 0 | 0 | 0 | 0 | 0 | 0 | 0
F5_Commercial_Warehouse_Existing_Food Preparation_Natural Gas_Steamer_E5 | F5 | Commercial | Warehouse | Existing | Food Preparation | Natural Gas | Steamer | E5 | Utility - Cost of Operation | 0 | 0 | 0 | 0 | 0 | 0 | 0 | 0 | 0 | 0 | 0 | 0 | 0 | 0 | 0 | 0 | 0 | 0 | 0 | 0 | 0 | 0 | 0 | 0 | 0 | 0 | 0 | 0 | 0 | 0 | 0 | 0 | 0
F5_Commercial_Warehouse_Existing_Food Preparation_Natural Gas_Steamer_E6 | F5 | Commercial | Warehouse | Existing | Food Preparation | Natural Gas | Steamer | E6 | Utility - Cost of Operation | 0 | 0 | 0 | 0 | 0 | 0 | 0 | 0 | 0 | 0 | 0 | 0 | 0 | 0 | 0 | 0 | 0 | 0 | 0 | 0 | 0 | 0 | 0 | 0 | 0 | 0 | 0 | 0 | 0 | 0 | 0 | 0 | 0
F5_Commercial_Warehouse_Existing_Food Preparation_Natural Gas_Steamer_E7 | F5 | Commercial | Warehouse | Existing | Food Preparation | Natural Gas | Steamer | E7 | Utility - Cost of Operation | 0 | 0 | 0 | 0 | 0 | 0 | 0 | 0 | 0 | 0 | 0 | 0 | 0 | 0 | 0 | 0 | 0 | 0 | 0 | 0 | 0 | 0 | 0 | 0 | 0 | 0 | 0 | 0 | 0 | 0 | 0 | 0 | 0
F5_Commercial_Warehouse_Existing_Food Preparation_Natural Gas_Steamer_E8 | F5 | Commercial | Warehouse | Existing | Food Preparation | Natural Gas | Steamer | E8 | Utility - Cost of Operation | 0 | 0 | 0 | 0 | 0 | 0 | 0 | 0 | 0 | 0 | 0 | 0 | 0 | 0 | 0 | 0 | 0 | 0 | 0 | 0 | 0 | 0 | 0 | 0 | 0 | 0 | 0 | 0 | 0 | 0 | 0 | 0 | 0
F5_Commercial_Warehouse_Existing_Food Preparation_Natural Gas_Steamer_E9 | F5 | Commercial | Warehouse | Existing | Food Preparation | Natural Gas | Steamer | E9 | Utility - Cost of Operation | 0 | 0 | 0 | 0 | 0 | 0 | 0 | 0 | 0 | 0 | 0 | 0 | 0 | 0 | 0 | 0 | 0 | 0 | 0 | 0 | 0 | 0 | 0 | 0 | 0 | 0 | 0 | 0 | 0 | 0 | 0 | 0 | 0
F5_Commercial_Warehouse_Existing_Food Preparation_Natural Gas_Steamer_E10 | F5 | Commercial | Warehouse | Existing | Food Preparation | Natural Gas | Steamer | E10 | Utility - Cost of Operation | 0 | 0 | 0 | 0 | 0 | 0 | 0 | 0 | 0 | 0 | 0 | 0 | 0 | 0 | 0 | 0 | 0 | 0 | 0 | 0 | 0 | 0 | 0 | 0 | 0 | 0 | 0 | 0 | 0 | 0 | 0 | 0 | 0
F6_Commercial_Warehouse_Existing_Food Preparation_Natural Gas_Steamer_E1 | F6 | Commercial | Warehouse | Existing | Food Preparation | Natural Gas | Steamer | E1 | Utility - Value of Sales | 0.022344 | 0.022444 | 0.022605 | 0 | 0 | 0 | 0 | 0 | 0 | 0 | 0 | 0 | 0 | 0 | 0 | 0 | 0 | 0 | 0 | 0 | 0 | 0 | 0 | 0 | 0 | 0 | 0 | 0 | 0 | 0 | 0 | 0 | 0
F6_Commercial_Warehouse_Existing_Food Preparation_Natural Gas_Steamer_E2 | F6 | Commercial | Warehouse | Existing | Food Preparation | Natural Gas | Steamer | E2 | Utility - Value of Sales | 0.0046608 | 0.0046816 | 0.0047152 | 0.0047078 | 0.0047078 | 0.0047078 | 0.0047078 | 0.0047078 | 0.0047078 | 0.0047078 | 0.0047078 | 0.0047078 | 0.0047078 | 0.0047078 | 0.0047078 | 0.0047078 | 0.0047078 | 0.0047078 | 0.0047078 | 0.0047078 | 0.0047078 | 0.0047078 | 0.0047078 | 0.0047078 | 0.0047078 | 0.0047078 | 0.0047078 | 0.0047078 | 0.0047078 | 0.0047078 | 0.0047078 | 0.0047078 | 0.0047078
F6_Commercial_Warehouse_Existing_Food Preparation_Natural Gas_Steamer_E3 | F6 | Commercial | Warehouse | Existing | Food Preparation | Natural Gas | Steamer | E3 | Utility - Value of Sales | 0 | 0 | 0 | 0 | 0 | 0 | 0 | 0 | 0 | 0 | 0 | 0 | 0 | 0 | 0 | 0 | 0 | 0 | 0 | 0 | 0 | 0 | 0 | 0 | 0 | 0 | 0 | 0 | 0 | 0 | 0 | 0 | 0
F6_Commercial_Warehouse_Existing_Food Preparation_Natural Gas_Steamer_E4 | F6 | Commercial | Warehouse | Existing | Food Preparation | Natural Gas | Steamer | E4 | Utility - Value of Sales | 0 | 0 | 0 | 0 | 0 | 0 | 0 | 0 | 0 | 0 | 0 | 0 | 0 | 0 | 0 | 0 | 0 | 0 | 0 | 0 | 0 | 0 | 0 | 0 | 0 | 0 | 0 | 0 | 0 | 0 | 0 | 0 | 0
F6_Commercial_Warehouse_Existing_Food Preparation_Natural Gas_Steamer_E5 | F6 | Commercial | Warehouse | Existing | Food Preparation | Natural Gas | Steamer | E5 | Utility - Value of Sales | 0 | 0 | 0 | 0 | 0 | 0 | 0 | 0 | 0 | 0 | 0 | 0 | 0 | 0 | 0 | 0 | 0 | 0 | 0 | 0 | 0 | 0 | 0 | 0 | 0 | 0 | 0 | 0 | 0 | 0 | 0 | 0 | 0
F6_Commercial_Warehouse_Existing_Food Preparation_Natural Gas_Steamer_E6 | F6 | Commercial | Warehouse | Existing | Food Preparation | Natural Gas | Steamer | E6 | Utility - Value of Sales | 0 | 0 | 0 | 0 | 0 | 0 | 0 | 0 | 0 | 0 | 0 | 0 | 0 | 0 | 0 | 0 | 0 | 0 | 0 | 0 | 0 | 0 | 0 | 0 | 0 | 0 | 0 | 0 | 0 | 0 | 0 | 0 | 0
F6_Commercial_Warehouse_Existing_Food Preparation_Natural Gas_Steamer_E7 | F6 | Commercial | Warehouse | Existing | Food Preparation | Natural Gas | Steamer | E7 | Utility - Value of Sales | 0 | 0 | 0 | 0 | 0 | 0 | 0 | 0 | 0 | 0 | 0 | 0 | 0 | 0 | 0 | 0 | 0 | 0 | 0 | 0 | 0 | 0 | 0 | 0 | 0 | 0 | 0 | 0 | 0 | 0 | 0 | 0 | 0
F6_Commercial_Warehouse_Existing_Food Preparation_Natural Gas_Steamer_E8 | F6 | Commercial | Warehouse | Existing | Food Preparation | Natural Gas | Steamer | E8 | Utility - Value of Sales | 0 | 0 | 0 | 0 | 0 | 0 | 0 | 0 | 0 | 0 | 0 | 0 | 0 | 0 | 0 | 0 | 0 | 0 | 0 | 0 | 0 | 0 | 0 | 0 | 0 | 0 | 0 | 0 | 0 | 0 | 0 | 0 | 0
F6_Commercial_Warehouse_Existing_Food Preparation_Natural Gas_Steamer_E9 | F6 | Commercial | Warehouse | Existing | Food Preparation | Natural Gas | Steamer | E9 | Utility - Value of Sales | 0 | 0 | 0 | 0 | 0 | 0 | 0 | 0 | 0 | 0 | 0 | 0 | 0 | 0 | 0 | 0 | 0 | 0 | 0 | 0 | 0 | 0 | 0 | 0 | 0 | 0 | 0 | 0 | 0 | 0 | 0 | 0 | 0
F6_Commercial_Warehouse_Existing_Food Preparation_Natural Gas_Steamer_E10 | F6 | Commercial | Warehouse | Existing | Food Preparation | Natural Gas | Steamer | E10 | Utility - Value of Sales | 0 | 0 | 0 | 0 | 0 | 0 | 0 | 0 | 0 | 0 | 0 | 0 | 0 | 0 | 0 | 0 | 0 | 0 | 0 | 0 | 0 | 0 | 0 | 0 | 0 | 0 | 0 | 0 | 0 | 0 | 0 | 0 | 0
F1_Commercial_Warehouse_Existing_Food Preparation_Natural Gas_Food Prep Other_E1 | F1 | Commercial | Warehouse | Existing | Food Preparation | Natural Gas | Food Prep Other | E1 | RVT - Cost of Equipment | 0.0053127 | 0.0053119 | 0.0053374 | 0.0052982 | 0.0052743 | 0.0052917 | 0.0053439 | 0.0053852 | 0.0054365 | 0.0054848 | 0.0055334 | 0.0055781 | 0.005626 | 0.005676 | 0.0057238 | 0.0057724 | 0.0058219 | 0.0058756 | 0.0059317 | 0.0059908 | 0.0060489 | 0.0061097 | 0.0061658 | 0.0062238 | 0.0062751 | 0.0063195 | 0.0063599 | 0.0063947 | 0.006422 | 0.0064444 | 0.0064566 | 0.0064647 | 0.0064647
F1_Commercial_Warehouse_Existing_Food Preparation_Natural Gas_Food Prep Other_E2 | F1 | Commercial | Warehouse | Existing | Food Preparation | Natural Gas | Food Prep Other | E2 | RVT - Cost of Equipment | 0.0053127 | 0.0053118 | 0.0053374 | 0.0052981 | 0.0052742 | 0.0052916 | 0.0053439 | 0.0053852 | 0.0054364 | 0.0054848 | 0.0055334 | 0.0055781 | 0.0056259 | 0.005676 | 0.0057238 | 0.0057724 | 0.0058219 | 0.0058756 | 0.0059317 | 0.0059907 | 0.0060489 | 0.0061097 | 0.0061657 | 0.0062237 | 0.0062751 | 0.0063194 | 0.0063598 | 0.0063947 | 0.006422 | 0.0064443 | 0.0064565 | 0.0064647 | 0.0064647
F1_Commercial_Warehouse_Existing_Food Preparation_Natural Gas_Food Prep Other_E3 | F1 | Commercial | Warehouse | Existing | Food Preparation | Natural Gas | Food Prep Other | E3 | RVT - Cost of Equipment | 0 | 0 | 0 | 0 | 0 | 0 | 0 | 0 | 0 | 0 | 0 | 0 | 0 | 0 | 0 | 0 | 0 | 0 | 0 | 0 | 0 | 0 | 0 | 0 | 0 | 0 | 0 | 0 | 0 | 0 | 0 | 0 | 0
F1_Commercial_Warehouse_Existing_Food Preparation_Natural Gas_Food Prep Other_E4 | F1 | Commercial | Warehouse | Existing | Food Preparation | Natural Gas | Food Prep Other | E4 | RVT - Cost of Equipment | 0 | 0 | 0 | 0 | 0 | 0 | 0 | 0 | 0 | 0 | 0 | 0 | 0 | 0 | 0 | 0 | 0 | 0 | 0 | 0 | 0 | 0 | 0 | 0 | 0 | 0 | 0 | 0 | 0 | 0 | 0 | 0 | 0
F1_Commercial_Warehouse_Existing_Food Preparation_Natural Gas_Food Prep Other_E5 | F1 | Commercial | Warehouse | Existing | Food Preparation | Natural Gas | Food Prep Other | E5 | RVT - Cost of Equipment | 0 | 0 | 0 | 0 | 0 | 0 | 0 | 0 | 0 | 0 | 0 | 0 | 0 | 0 | 0 | 0 | 0 | 0 | 0 | 0 | 0 | 0 | 0 | 0 | 0 | 0 | 0 | 0 | 0 | 0 | 0 | 0 | 0
F1_Commercial_Warehouse_Existing_Food Preparation_Natural Gas_Food Prep Other_E6 | F1 | Commercial | Warehouse | Existing | Food Preparation | Natural Gas | Food Prep Other | E6 | RVT - Cost of Equipment | 0 | 0 | 0 | 0 | 0 | 0 | 0 | 0 | 0 | 0 | 0 | 0 | 0 | 0 | 0 | 0 | 0 | 0 | 0 | 0 | 0 | 0 | 0 | 0 | 0 | 0 | 0 | 0 | 0 | 0 | 0 | 0 | 0
F1_Commercial_Warehouse_Existing_Food Preparation_Natural Gas_Food Prep Other_E7 | F1 | Commercial | Warehouse | Existing | Food Preparation | Natural Gas | Food Prep Other | E7 | RVT - Cost of Equipment | 0 | 0 | 0 | 0 | 0 | 0 | 0 | 0 | 0 | 0 | 0 | 0 | 0 | 0 | 0 | 0 | 0 | 0 | 0 | 0 | 0 | 0 | 0 | 0 | 0 | 0 | 0 | 0 | 0 | 0 | 0 | 0 | 0
F1_Commercial_Warehouse_Existing_Food Preparation_Natural Gas_Food Prep Other_E8 | F1 | Commercial | Warehouse | Existing | Food Preparation | Natural Gas | Food Prep Other | E8 | RVT - Cost of Equipment | 0 | 0 | 0 | 0 | 0 | 0 | 0 | 0 | 0 | 0 | 0 | 0 | 0 | 0 | 0 | 0 | 0 | 0 | 0 | 0 | 0 | 0 | 0 | 0 | 0 | 0 | 0 | 0 | 0 | 0 | 0 | 0 | 0
F1_Commercial_Warehouse_Existing_Food Preparation_Natural Gas_Food Prep Other_E9 | F1 | Commercial | Warehouse | Existing | Food Preparation | Natural Gas | Food Prep Other | E9 | RVT - Cost of Equipment | 0 | 0 | 0 | 0 | 0 | 0 | 0 | 0 | 0 | 0 | 0 | 0 | 0 | 0 | 0 | 0 | 0 | 0 | 0 | 0 | 0 | 0 | 0 | 0 | 0 | 0 | 0 | 0 | 0 | 0 | 0 | 0 | 0
F1_Commercial_Warehouse_Existing_Food Preparation_Natural Gas_Food Prep Other_E10 | F1 | Commercial | Warehouse | Existing | Food Preparation | Natural Gas | Food Prep Other | E10 | RVT - Cost of Equipment | 0 | 0 | 0 | 0 | 0 | 0 | 0 | 0 | 0 | 0 | 0 | 0 | 0 | 0 | 0 | 0 | 0 | 0 | 0 | 0 | 0 | 0 | 0 | 0 | 0 | 0 | 0 | 0 | 0 | 0 | 0 | 0 | 0
F2_Commercial_Warehouse_Existing_Food Preparation_Natural Gas_Food Prep Other_E1 | F2 | Commercial | Warehouse | Existing | Food Preparation | Natural Gas | Food Prep Other | E1 | RVT - Cost of Operation | 0.006365 | 0.006364 | 0.0063946 | 0.0063475 | 0.0063189 | 0.0063397 | 0.0064024 | 0.0064518 | 0.0065132 | 0.0065712 | 0.0066294 | 0.0066829 | 0.0067403 | 0.0068002 | 0.0068575 | 0.0069158 | 0.006975 | 0.0070394 | 0.0071066 | 0.0071773 | 0.007247 | 0.0073198 | 0.007387 | 0.0074565 | 0.007518 | 0.0075712 | 0.0076196 | 0.0076613 | 0.007694 | 0.0077208 | 0.0077354 | 0.0077452 | 0.0077452
F2_Commercial_Warehouse_Existing_Food Preparation_Natural Gas_Food Prep Other_E2 | F2 | Commercial | Warehouse | Existing | Food Preparation | Natural Gas | Food Prep Other | E2 | RVT - Cost of Operation | 0.0063649 | 0.0063639 | 0.0063945 | 0.0063475 | 0.0063189 | 0.0063397 | 0.0064023 | 0.0064518 | 0.0065132 | 0.0065711 | 0.0066294 | 0.0066829 | 0.0067402 | 0.0068002 | 0.0068574 | 0.0069157 | 0.006975 | 0.0070393 | 0.0071065 | 0.0071773 | 0.007247 | 0.0073198 | 0.0073869 | 0.0074564 | 0.007518 | 0.0075711 | 0.0076195 | 0.0076612 | 0.0076939 | 0.0077207 | 0.0077353 | 0.0077451 | 0.0077451
F2_Commercial_Warehouse_Existing_Food Preparation_Natural Gas_Food Prep Other_E3 | F2 | Commercial | Warehouse | Existing | Food Preparation | Natural Gas | Food Prep Other | E3 | RVT - Cost of Operation | 0 | 0 | 0 | 0 | 0 | 0 | 0 | 0 | 0 | 0 | 0 | 0 | 0 | 0 | 0 | 0 | 0 | 0 | 0 | 0 | 0 | 0 | 0 | 0 | 0 | 0 | 0 | 0 | 0 | 0 | 0 | 0 | 0
F2_Commercial_Warehouse_Existing_Food Preparation_Natural Gas_Food Prep Other_E4 | F2 | Commercial | Warehouse | Existing | Food Preparation | Natural Gas | Food Prep Other | E4 | RVT - Cost of Operation | 0 | 0 | 0 | 0 | 0 | 0 | 0 | 0 | 0 | 0 | 0 | 0 | 0 | 0 | 0 | 0 | 0 | 0 | 0 | 0 | 0 | 0 | 0 | 0 | 0 | 0 | 0 | 0 | 0 | 0 | 0 | 0 | 0
F2_Commercial_Warehouse_Existing_Food Preparation_Natural Gas_Food Prep Other_E5 | F2 | Commercial | Warehouse | Existing | Food Preparation | Natural Gas | Food Prep Other | E5 | RVT - Cost of Operation | 0 | 0 | 0 | 0 | 0 | 0 | 0 | 0 | 0 | 0 | 0 | 0 | 0 | 0 | 0 | 0 | 0 | 0 | 0 | 0 | 0 | 0 | 0 | 0 | 0 | 0 | 0 | 0 | 0 | 0 | 0 | 0 | 0
F2_Commercial_Warehouse_Existing_Food Preparation_Natural Gas_Food Prep Other_E6 | F2 | Commercial | Warehouse | Existing | Food Preparation | Natural Gas | Food Prep Other | E6 | RVT - Cost of Operation | 0 | 0 | 0 | 0 | 0 | 0 | 0 | 0 | 0 | 0 | 0 | 0 | 0 | 0 | 0 | 0 | 0 | 0 | 0 | 0 | 0 | 0 | 0 | 0 | 0 | 0 | 0 | 0 | 0 | 0 | 0 | 0 | 0
F2_Commercial_Warehouse_Existing_Food Preparation_Natural Gas_Food Prep Other_E7 | F2 | Commercial | Warehouse | Existing | Food Preparation | Natural Gas | Food Prep Other | E7 | RVT - Cost of Operation | 0 | 0 | 0 | 0 | 0 | 0 | 0 | 0 | 0 | 0 | 0 | 0 | 0 | 0 | 0 | 0 | 0 | 0 | 0 | 0 | 0 | 0 | 0 | 0 | 0 | 0 | 0 | 0 | 0 | 0 | 0 | 0 | 0
F2_Commercial_Warehouse_Existing_Food Preparation_Natural Gas_Food Prep Other_E8 | F2 | Commercial | Warehouse | Existing | Food Preparation | Natural Gas | Food Prep Other | E8 | RVT - Cost of Operation | 0 | 0 | 0 | 0 | 0 | 0 | 0 | 0 | 0 | 0 | 0 | 0 | 0 | 0 | 0 | 0 | 0 | 0 | 0 | 0 | 0 | 0 | 0 | 0 | 0 | 0 | 0 | 0 | 0 | 0 | 0 | 0 | 0
F2_Commercial_Warehouse_Existing_Food Preparation_Natural Gas_Food Prep Other_E9 | F2 | Commercial | Warehouse | Existing | Food Preparation | Natural Gas | Food Prep Other | E9 | RVT - Cost of Operation | 0 | 0 | 0 | 0 | 0 | 0 | 0 | 0 | 0 | 0 | 0 | 0 | 0 | 0 | 0 | 0 | 0 | 0 | 0 | 0 | 0 | 0 | 0 | 0 | 0 | 0 | 0 | 0 | 0 | 0 | 0 | 0 | 0
F2_Commercial_Warehouse_Existing_Food Preparation_Natural Gas_Food Prep Other_E10 | F2 | Commercial | Warehouse | Existing | Food Preparation | Natural Gas | Food Prep Other | E10 | RVT - Cost of Operation | 0 | 0 | 0 | 0 | 0 | 0 | 0 | 0 | 0 | 0 | 0 | 0 | 0 | 0 | 0 | 0 | 0 | 0 | 0 | 0 | 0 | 0 | 0 | 0 | 0 | 0 | 0 | 0 | 0 | 0 | 0 | 0 | 0
F3_Commercial_Warehouse_Existing_Food Preparation_Natural Gas_Food Prep Other_E1 | F3 | Commercial | Warehouse | Existing | Food Preparation | Natural Gas | Food Prep Other | E1 | System - kBTUs of Consumption | 0.00032144 | 0.00032144 | 0.00032144 | 0.00032144 | 0.00032144 | 0.00032144 | 0.00032144 | 0.00032144 | 0.00032144 | 0.00032144 | 0.00032144 | 0.00032144 | 0.00032144 | 0.00032144 | 0.00032144 | 0.00032144 | 0.00032144 | 0.00032144 | 0.00032144 | 0.00032144 | 0.00032144 | 0.00032144 | 0.00032144 | 0.00032144 | 0.00032144 | 0.00032144 | 0.00032144 | 0.00032144 | 0.00032144 | 0.00032144 | 0.00032144 | 0.00032144 | 0.00032144
F3_Commercial_Warehouse_Existing_Food Preparation_Natural Gas_Food Prep Other_E2 | F3 | Commercial | Warehouse | Existing | Food Preparation | Natural Gas | Food Prep Other | E2 | System - kBTUs of Consumption | 0.00032176 | 0.00032176 | 0.00032176 | 0.00032176 | 0.00032176 | 0.00032176 | 0.00032176 | 0.00032176 | 0.00032176 | 0.00032176 | 0.00032176 | 0.00032176 | 0.00032176 | 0.00032176 | 0.00032176 | 0.00032176 | 0.00032176 | 0.00032176 | 0.00032176 | 0.00032176 | 0.00032176 | 0.00032176 | 0.00032176 | 0.00032176 | 0.00032176 | 0.00032176 | 0.00032176 | 0.00032176 | 0.00032176 | 0.00032176 | 0.00032176 | 0.00032176 | 0.00032176
F3_Commercial_Warehouse_Existing_Food Preparation_Natural Gas_Food Prep Other_E3 | F3 | Commercial | Warehouse | Existing | Food Preparation | Natural Gas | Food Prep Other | E3 | System - kBTUs of Consumption | 0 | 0 | 0 | 0 | 0 | 0 | 0 | 0 | 0 | 0 | 0 | 0 | 0 | 0 | 0 | 0 | 0 | 0 | 0 | 0 | 0 | 0 | 0 | 0 | 0 | 0 | 0 | 0 | 0 | 0 | 0 | 0 | 0
F3_Commercial_Warehouse_Existing_Food Preparation_Natural Gas_Food Prep Other_E4 | F3 | Commercial | Warehouse | Existing | Food Preparation | Natural Gas | Food Prep Other | E4 | System - kBTUs of Consumption | 0 | 0 | 0 | 0 | 0 | 0 | 0 | 0 | 0 | 0 | 0 | 0 | 0 | 0 | 0 | 0 | 0 | 0 | 0 | 0 | 0 | 0 | 0 | 0 | 0 | 0 | 0 | 0 | 0 | 0 | 0 | 0 | 0
F3_Commercial_Warehouse_Existing_Food Preparation_Natural Gas_Food Prep Other_E5 | F3 | Commercial | Warehouse | Existing | Food Preparation | Natural Gas | Food Prep Other | E5 | System - kBTUs of Consumption | 0 | 0 | 0 | 0 | 0 | 0 | 0 | 0 | 0 | 0 | 0 | 0 | 0 | 0 | 0 | 0 | 0 | 0 | 0 | 0 | 0 | 0 | 0 | 0 | 0 | 0 | 0 | 0 | 0 | 0 | 0 | 0 | 0
F3_Commercial_Warehouse_Existing_Food Preparation_Natural Gas_Food Prep Other_E6 | F3 | Commercial | Warehouse | Existing | Food Preparation | Natural Gas | Food Prep Other | E6 | System - kBTUs of Consumption | 0 | 0 | 0 | 0 | 0 | 0 | 0 | 0 | 0 | 0 | 0 | 0 | 0 | 0 | 0 | 0 | 0 | 0 | 0 | 0 | 0 | 0 | 0 | 0 | 0 | 0 | 0 | 0 | 0 | 0 | 0 | 0 | 0
F3_Commercial_Warehouse_Existing_Food Preparation_Natural Gas_Food Prep Other_E7 | F3 | Commercial | Warehouse | Existing | Food Preparation | Natural Gas | Food Prep Other | E7 | System - kBTUs of Consumption | 0 | 0 | 0 | 0 | 0 | 0 | 0 | 0 | 0 | 0 | 0 | 0 | 0 | 0 | 0 | 0 | 0 | 0 | 0 | 0 | 0 | 0 | 0 | 0 | 0 | 0 | 0 | 0 | 0 | 0 | 0 | 0 | 0
F3_Commercial_Warehouse_Existing_Food Preparation_Natural Gas_Food Prep Other_E8 | F3 | Commercial | Warehouse | Existing | Food Preparation | Natural Gas | Food Prep Other | E8 | System - kBTUs of Consumption | 0 | 0 | 0 | 0 | 0 | 0 | 0 | 0 | 0 | 0 | 0 | 0 | 0 | 0 | 0 | 0 | 0 | 0 | 0 | 0 | 0 | 0 | 0 | 0 | 0 | 0 | 0 | 0 | 0 | 0 | 0 | 0 | 0
F3_Commercial_Warehouse_Existing_Food Preparation_Natural Gas_Food Prep Other_E9 | F3 | Commercial | Warehouse | Existing | Food Preparation | Natural Gas | Food Prep Other | E9 | System - kBTUs of Consumption | 0 | 0 | 0 | 0 | 0 | 0 | 0 | 0 | 0 | 0 | 0 | 0 | 0 | 0 | 0 | 0 | 0 | 0 | 0 | 0 | 0 | 0 | 0 | 0 | 0 | 0 | 0 | 0 | 0 | 0 | 0 | 0 | 0
F3_Commercial_Warehouse_Existing_Food Preparation_Natural Gas_Food Prep Other_E10 | F3 | Commercial | Warehouse | Existing | Food Preparation | Natural Gas | Food Prep Other | E10 | System - kBTUs of Consumption | 0 | 0 | 0 | 0 | 0 | 0 | 0 | 0 | 0 | 0 | 0 | 0 | 0 | 0 | 0 | 0 | 0 | 0 | 0 | 0 | 0 | 0 | 0 | 0 | 0 | 0 | 0 | 0 | 0 | 0 | 0 | 0 | 0
F4_Commercial_Warehouse_Existing_Food Preparation_Natural Gas_Food Prep Other_E1 | F4 | Commercial | Warehouse | Existing | Food Preparation | Natural Gas | Food Prep Other | E1 | Utility - Cost of Equipment | 0.006365 | 0.006364 | 0.0063946 | 0.0063475 | 0.0063189 | 0.0063397 | 0.0064024 | 0.0064518 | 0.0065132 | 0.0065712 | 0.0066294 | 0.0066829 | 0.0067403 | 0.0068002 | 0.0068575 | 0.0069158 | 0.006975 | 0.0070394 | 0.0071066 | 0.0071773 | 0.007247 | 0.0073198 | 0.007387 | 0.0074565 | 0.007518 | 0.0075712 | 0.0076196 | 0.0076613 | 0.007694 | 0.0077208 | 0.0077354 | 0.0077452 | 0.0077452
F4_Commercial_Warehouse_Existing_Food Preparation_Natural Gas_Food Prep Other_E2 | F4 | Commercial | Warehouse | Existing | Food Preparation | Natural Gas | Food Prep Other | E2 | Utility - Cost of Equipment | 0.0063649 | 0.0063639 | 0.0063945 | 0.0063475 | 0.0063189 | 0.0063397 | 0.0064023 | 0.0064518 | 0.0065132 | 0.0065711 | 0.0066294 | 0.0066829 | 0.0067402 | 0.0068002 | 0.0068574 | 0.0069157 | 0.006975 | 0.0070393 | 0.0071065 | 0.0071773 | 0.007247 | 0.0073198 | 0.0073869 | 0.0074564 | 0.007518 | 0.0075711 | 0.0076195 | 0.0076612 | 0.0076939 | 0.0077207 | 0.0077353 | 0.0077451 | 0.0077451
F4_Commercial_Warehouse_Existing_Food Preparation_Natural Gas_Food Prep Other_E3 | F4 | Commercial | Warehouse | Existing | Food Preparation | Natural Gas | Food Prep Other | E3 | Utility - Cost of Equipment | 0 | 0 | 0 | 0 | 0 | 0 | 0 | 0 | 0 | 0 | 0 | 0 | 0 | 0 | 0 | 0 | 0 | 0 | 0 | 0 | 0 | 0 | 0 | 0 | 0 | 0 | 0 | 0 | 0 | 0 | 0 | 0 | 0
F4_Commercial_Warehouse_Existing_Food Preparation_Natural Gas_Food Prep Other_E4 | F4 | Commercial | Warehouse | Existing | Food Preparation | Natural Gas | Food Prep Other | E4 | Utility - Cost of Equipment | 0 | 0 | 0 | 0 | 0 | 0 | 0 | 0 | 0 | 0 | 0 | 0 | 0 | 0 | 0 | 0 | 0 | 0 | 0 | 0 | 0 | 0 | 0 | 0 | 0 | 0 | 0 | 0 | 0 | 0 | 0 | 0 | 0
F4_Commercial_Warehouse_Existing_Food Preparation_Natural Gas_Food Prep Other_E5 | F4 | Commercial | Warehouse | Existing | Food Preparation | Natural Gas | Food Prep Other | E5 | Utility - Cost of Equipment | 0 | 0 | 0 | 0 | 0 | 0 | 0 | 0 | 0 | 0 | 0 | 0 | 0 | 0 | 0 | 0 | 0 | 0 | 0 | 0 | 0 | 0 | 0 | 0 | 0 | 0 | 0 | 0 | 0 | 0 | 0 | 0 | 0
F4_Commercial_Warehouse_Existing_Food Preparation_Natural Gas_Food Prep Other_E6 | F4 | Commercial | Warehouse | Existing | Food Preparation | Natural Gas | Food Prep Other | E6 | Utility - Cost of Equipment | 0 | 0 | 0 | 0 | 0 | 0 | 0 | 0 | 0 | 0 | 0 | 0 | 0 | 0 | 0 | 0 | 0 | 0 | 0 | 0 | 0 | 0 | 0 | 0 | 0 | 0 | 0 | 0 | 0 | 0 | 0 | 0 | 0
F4_Commercial_Warehouse_Existing_Food Preparation_Natural Gas_Food Prep Other_E7 | F4 | Commercial | Warehouse | Existing | Food Preparation | Natural Gas | Food Prep Other | E7 | Utility - Cost of Equipment | 0 | 0 | 0 | 0 | 0 | 0 | 0 | 0 | 0 | 0 | 0 | 0 | 0 | 0 | 0 | 0 | 0 | 0 | 0 | 0 | 0 | 0 | 0 | 0 | 0 | 0 | 0 | 0 | 0 | 0 | 0 | 0 | 0
F4_Commercial_Warehouse_Existing_Food Preparation_Natural Gas_Food Prep Other_E8 | F4 | Commercial | Warehouse | Existing | Food Preparation | Natural Gas | Food Prep Other | E8 | Utility - Cost of Equipment | 0 | 0 | 0 | 0 | 0 | 0 | 0 | 0 | 0 | 0 | 0 | 0 | 0 | 0 | 0 | 0 | 0 | 0 | 0 | 0 | 0 | 0 | 0 | 0 | 0 | 0 | 0 | 0 | 0 | 0 | 0 | 0 | 0
F4_Commercial_Warehouse_Existing_Food Preparation_Natural Gas_Food Prep Other_E9 | F4 | Commercial | Warehouse | Existing | Food Preparation | Natural Gas | Food Prep Other | E9 | Utility - Cost of Equipment | 0 | 0 | 0 | 0 | 0 | 0 | 0 | 0 | 0 | 0 | 0 | 0 | 0 | 0 | 0 | 0 | 0 | 0 | 0 | 0 | 0 | 0 | 0 | 0 | 0 | 0 | 0 | 0 | 0 | 0 | 0 | 0 | 0
F4_Commercial_Warehouse_Existing_Food Preparation_Natural Gas_Food Prep Other_E10 | F4 | Commercial | Warehouse | Existing | Food Preparation | Natural Gas | Food Prep Other | E10 | Utility - Cost of Equipment | 0 | 0 | 0 | 0 | 0 | 0 | 0 | 0 | 0 | 0 | 0 | 0 | 0 | 0 | 0 | 0 | 0 | 0 | 0 | 0 | 0 | 0 | 0 | 0 | 0 | 0 | 0 | 0 | 0 | 0 | 0 | 0 | 0
F5_Commercial_Warehouse_Existing_Food Preparation_Natural Gas_Food Prep Other_E1 | F5 | Commercial | Warehouse | Existing | Food Preparation | Natural Gas | Food Prep Other | E1 | Utility - Cost of Operation | 0.00032144 | 0.00032144 | 0.00032144 | 0.00032144 | 0.00032144 | 0.00032144 | 0.00032144 | 0.00032144 | 0.00032144 | 0.00032144 | 0.00032144 | 0.00032144 | 0.00032144 | 0.00032144 | 0.00032144 | 0.00032144 | 0.00032144 | 0.00032144 | 0.00032144 | 0.00032144 | 0.00032144 | 0.00032144 | 0.00032144 | 0.00032144 | 0.00032144 | 0.00032144 | 0.00032144 | 0.00032144 | 0.00032144 | 0.00032144 | 0.00032144 | 0.00032144 | 0.00032144
F5_Commercial_Warehouse_Existing_Food Preparation_Natural Gas_Food Prep Other_E2 | F5 | Commercial | Warehouse | Existing | Food Preparation | Natural Gas | Food Prep Other | E2 | Utility - Cost of Operation | 0.00032176 | 0.00032176 | 0.00032176 | 0.00032176 | 0.00032176 | 0.00032176 | 0.00032176 | 0.00032176 | 0.00032176 | 0.00032176 | 0.00032176 | 0.00032176 | 0.00032176 | 0.00032176 | 0.00032176 | 0.00032176 | 0.00032176 | 0.00032176 | 0.00032176 | 0.00032176 | 0.00032176 | 0.00032176 | 0.00032176 | 0.00032176 | 0.00032176 | 0.00032176 | 0.00032176 | 0.00032176 | 0.00032176 | 0.00032176 | 0.00032176 | 0.00032176 | 0.00032176
F5_Commercial_Warehouse_Existing_Food Preparation_Natural Gas_Food Prep Other_E3 | F5 | Commercial | Warehouse | Existing | Food Preparation | Natural Gas | Food Prep Other | E3 | Utility - Cost of Operation | 0 | 0 | 0 | 0 | 0 | 0 | 0 | 0 | 0 | 0 | 0 | 0 | 0 | 0 | 0 | 0 | 0 | 0 | 0 | 0 | 0 | 0 | 0 | 0 | 0 | 0 | 0 | 0 | 0 | 0 | 0 | 0 | 0
F5_Commercial_Warehouse_Existing_Food Preparation_Natural Gas_Food Prep Other_E4 | F5 | Commercial | Warehouse | Existing | Food Preparation | Natural Gas | Food Prep Other | E4 | Utility - Cost of Operation | 0 | 0 | 0 | 0 | 0 | 0 | 0 | 0 | 0 | 0 | 0 | 0 | 0 | 0 | 0 | 0 | 0 | 0 | 0 | 0 | 0 | 0 | 0 | 0 | 0 | 0 | 0 | 0 | 0 | 0 | 0 | 0 | 0
F5_Commercial_Warehouse_Existing_Food Preparation_Natural Gas_Food Prep Other_E5 | F5 | Commercial | Warehouse | Existing | Food Preparation | Natural Gas | Food Prep Other | E5 | Utility - Cost of Operation | 0 | 0 | 0 | 0 | 0 | 0 | 0 | 0 | 0 | 0 | 0 | 0 | 0 | 0 | 0 | 0 | 0 | 0 | 0 | 0 | 0 | 0 | 0 | 0 | 0 | 0 | 0 | 0 | 0 | 0 | 0 | 0 | 0
F5_Commercial_Warehouse_Existing_Food Preparation_Natural Gas_Food Prep Other_E6 | F5 | Commercial | Warehouse | Existing | Food Preparation | Natural Gas | Food Prep Other | E6 | Utility - Cost of Operation | 0 | 0 | 0 | 0 | 0 | 0 | 0 | 0 | 0 | 0 | 0 | 0 | 0 | 0 | 0 | 0 | 0 | 0 | 0 | 0 | 0 | 0 | 0 | 0 | 0 | 0 | 0 | 0 | 0 | 0 | 0 | 0 | 0
F5_Commercial_Warehouse_Existing_Food Preparation_Natural Gas_Food Prep Other_E7 | F5 | Commercial | Warehouse | Existing | Food Preparation | Natural Gas | Food Prep Other | E7 | Utility - Cost of Operation | 0 | 0 | 0 | 0 | 0 | 0 | 0 | 0 | 0 | 0 | 0 | 0 | 0 | 0 | 0 | 0 | 0 | 0 | 0 | 0 | 0 | 0 | 0 | 0 | 0 | 0 | 0 | 0 | 0 | 0 | 0 | 0 | 0
F5_Commercial_Warehouse_Existing_Food Preparation_Natural Gas_Food Prep Other_E8 | F5 | Commercial | Warehouse | Existing | Food Preparation | Natural Gas | Food Prep Other | E8 | Utility - Cost of Operation | 0 | 0 | 0 | 0 | 0 | 0 | 0 | 0 | 0 | 0 | 0 | 0 | 0 | 0 | 0 | 0 | 0 | 0 | 0 | 0 | 0 | 0 | 0 | 0 | 0 | 0 | 0 | 0 | 0 | 0 | 0 | 0 | 0
F5_Commercial_Warehouse_Existing_Food Preparation_Natural Gas_Food Prep Other_E9 | F5 | Commercial | Warehouse | Existing | Food Preparation | Natural Gas | Food Prep Other | E9 | Utility - Cost of Operation | 0 | 0 | 0 | 0 | 0 | 0 | 0 | 0 | 0 | 0 | 0 | 0 | 0 | 0 | 0 | 0 | 0 | 0 | 0 | 0 | 0 | 0 | 0 | 0 | 0 | 0 | 0 | 0 | 0 | 0 | 0 | 0 | 0
F5_Commercial_Warehouse_Existing_Food Preparation_Natural Gas_Food Prep Other_E10 | F5 | Commercial | Warehouse | Existing | Food Preparation | Natural Gas | Food Prep Other | E10 | Utility - Cost of Operation | 0 | 0 | 0 | 0 | 0 | 0 | 0 | 0 | 0 | 0 | 0 | 0 | 0 | 0 | 0 | 0 | 0 | 0 | 0 | 0 | 0 | 0 | 0 | 0 | 0 | 0 | 0 | 0 | 0 | 0 | 0 | 0 | 0
F6_Commercial_Warehouse_Existing_Food Preparation_Natural Gas_Food Prep Other_E1 | F6 | Commercial | Warehouse | Existing | Food Preparation | Natural Gas | Food Prep Other | E1 | Utility - Value of Sales | 0.0033671 | 0.0033852 | 0.0034144 | 0.003408 | 0.003408 | 0.003408 | 0.003408 | 0.003408 | 0.003408 | 0.003408 | 0.003408 | 0.003408 | 0.003408 | 0.003408 | 0.003408 | 0.003408 | 0.003408 | 0.003408 | 0.003408 | 0.003408 | 0.003408 | 0.003408 | 0.003408 | 0.003408 | 0.003408 | 0.003408 | 0.003408 | 0.003408 | 0.003408 | 0.003408 | 0.003408 | 0.003408 | 0.003408
F6_Commercial_Warehouse_Existing_Food Preparation_Natural Gas_Food Prep Other_E2 | F6 | Commercial | Warehouse | Existing | Food Preparation | Natural Gas | Food Prep Other | E2 | Utility - Value of Sales | 0.0033671 | 0.0033852 | 0.0034143 | 0.003408 | 0.003408 | 0.003408 | 0.003408 | 0.003408 | 0.003408 | 0.003408 | 0.003408 | 0.003408 | 0.003408 | 0.003408 | 0.003408 | 0.003408 | 0.003408 | 0.003408 | 0.003408 | 0.003408 | 0.003408 | 0.003408 | 0.003408 | 0.003408 | 0.003408 | 0.003408 | 0.003408 | 0.003408 | 0.003408 | 0.003408 | 0.003408 | 0.003408 | 0.003408
F6_Commercial_Warehouse_Existing_Food Preparation_Natural Gas_Food Prep Other_E3 | F6 | Commercial | Warehouse | Existing | Food Preparation | Natural Gas | Food Prep Other | E3 | Utility - Value of Sales | 0 | 0 | 0 | 0 | 0 | 0 | 0 | 0 | 0 | 0 | 0 | 0 | 0 | 0 | 0 | 0 | 0 | 0 | 0 | 0 | 0 | 0 | 0 | 0 | 0 | 0 | 0 | 0 | 0 | 0 | 0 | 0 | 0
F6_Commercial_Warehouse_Existing_Food Preparation_Natural Gas_Food Prep Other_E4 | F6 | Commercial | Warehouse | Existing | Food Preparation | Natural Gas | Food Prep Other | E4 | Utility - Value of Sales | 0 | 0 | 0 | 0 | 0 | 0 | 0 | 0 | 0 | 0 | 0 | 0 | 0 | 0 | 0 | 0 | 0 | 0 | 0 | 0 | 0 | 0 | 0 | 0 | 0 | 0 | 0 | 0 | 0 | 0 | 0 | 0 | 0
F6_Commercial_Warehouse_Existing_Food Preparation_Natural Gas_Food Prep Other_E5 | F6 | Commercial | Warehouse | Existing | Food Preparation | Natural Gas | Food Prep Other | E5 | Utility - Value of Sales | 0 | 0 | 0 | 0 | 0 | 0 | 0 | 0 | 0 | 0 | 0 | 0 | 0 | 0 | 0 | 0 | 0 | 0 | 0 | 0 | 0 | 0 | 0 | 0 | 0 | 0 | 0 | 0 | 0 | 0 | 0 | 0 | 0
F6_Commercial_Warehouse_Existing_Food Preparation_Natural Gas_Food Prep Other_E6 | F6 | Commercial | Warehouse | Existing | Food Preparation | Natural Gas | Food Prep Other | E6 | Utility - Value of Sales | 0 | 0 | 0 | 0 | 0 | 0 | 0 | 0 | 0 | 0 | 0 | 0 | 0 | 0 | 0 | 0 | 0 | 0 | 0 | 0 | 0 | 0 | 0 | 0 | 0 | 0 | 0 | 0 | 0 | 0 | 0 | 0 | 0
F6_Commercial_Warehouse_Existing_Food Preparation_Natural Gas_Food Prep Other_E7 | F6 | Commercial | Warehouse | Existing | Food Preparation | Natural Gas | Food Prep Other | E7 | Utility - Value of Sales | 0 | 0 | 0 | 0 | 0 | 0 | 0 | 0 | 0 | 0 | 0 | 0 | 0 | 0 | 0 | 0 | 0 | 0 | 0 | 0 | 0 | 0 | 0 | 0 | 0 | 0 | 0 | 0 | 0 | 0 | 0 | 0 | 0
F6_Commercial_Warehouse_Existing_Food Preparation_Natural Gas_Food Prep Other_E8 | F6 | Commercial | Warehouse | Existing | Food Preparation | Natural Gas | Food Prep Other | E8 | Utility - Value of Sales | 0 | 0 | 0 | 0 | 0 | 0 | 0 | 0 | 0 | 0 | 0 | 0 | 0 | 0 | 0 | 0 | 0 | 0 | 0 | 0 | 0 | 0 | 0 | 0 | 0 | 0 | 0 | 0 | 0 | 0 | 0 | 0 | 0
F6_Commercial_Warehouse_Existing_Food Preparation_Natural Gas_Food Prep Other_E9 | F6 | Commercial | Warehouse | Existing | Food Preparation | Natural Gas | Food Prep Other | E9 | Utility - Value of Sales | 0 | 0 | 0 | 0 | 0 | 0 | 0 | 0 | 0 | 0 | 0 | 0 | 0 | 0 | 0 | 0 | 0 | 0 | 0 | 0 | 0 | 0 | 0 | 0 | 0 | 0 | 0 | 0 | 0 | 0 | 0 | 0 | 0
F6_Commercial_Warehouse_Existing_Food Preparation_Natural Gas_Food Prep Other_E10 | F6 | Commercial | Warehouse | Existing | Food Preparation | Natural Gas | Food Prep Other | E10 | Utility - Value of Sales | 0 | 0 | 0 | 0 | 0 | 0 | 0 | 0 | 0 | 0 | 0 | 0 | 0 | 0 | 0 | 0 | 0 | 0 | 0 | 0 | 0 | 0 | 0 | 0 | 0 | 0 | 0 | 0 | 0 | 0 | 0 | 0 | 0
F1_Commercial_Warehouse_Existing_Miscellaneous_Natural Gas_Pool Heater_E1 | F1 | Commercial | Warehouse | Existing | Miscellaneous | Natural Gas | Pool Heater | E1 | RVT - Cost of Equipment | 0 | 0 | 0 | 0 | 0 | 0 | 0 | 0 | 0 | 0 | 0 | 0 | 0 | 0 | 0 | 0 | 0 | 0 | 0 | 0 | 0 | 0 | 0 | 0 | 0 | 0 | 0 | 0 | 0 | 0 | 0 | 0 | 0
F1_Commercial_Warehouse_Existing_Miscellaneous_Natural Gas_Pool Heater_E2 | F1 | Commercial | Warehouse | Existing | Miscellaneous | Natural Gas | Pool Heater | E2 | RVT - Cost of Equipment | 0 | 0 | 0 | 0 | 0 | 0 | 0 | 0 | 0 | 0 | 0 | 0 | 0 | 0 | 0 | 0 | 0 | 0 | 0 | 0 | 0 | 0 | 0 | 0 | 0 | 0 | 0 | 0 | 0 | 0 | 0 | 0 | 0
F1_Commercial_Warehouse_Existing_Miscellaneous_Natural Gas_Pool Heater_E3 | F1 | Commercial | Warehouse | Existing | Miscellaneous | Natural Gas | Pool Heater | E3 | RVT - Cost of Equipment | 0 | 0 | 0 | 0 | 0 | 0 | 0 | 0 | 0 | 0 | 0 | 0 | 0 | 0 | 0 | 0 | 0 | 0 | 0 | 0 | 0 | 0 | 0 | 0 | 0 | 0 | 0 | 0 | 0 | 0 | 0 | 0 | 0
F1_Commercial_Warehouse_Existing_Miscellaneous_Natural Gas_Pool Heater_E4 | F1 | Commercial | Warehouse | Existing | Miscellaneous | Natural Gas | Pool Heater | E4 | RVT - Cost of Equipment | 0 | 0 | 0 | 0 | 0 | 0 | 0 | 0 | 0 | 0 | 0 | 0 | 0 | 0 | 0 | 0 | 0 | 0 | 0 | 0 | 0 | 0 | 0 | 0 | 0 | 0 | 0 | 0 | 0 | 0 | 0 | 0 | 0
F1_Commercial_Warehouse_Existing_Miscellaneous_Natural Gas_Pool Heater_E5 | F1 | Commercial | Warehouse | Existing | Miscellaneous | Natural Gas | Pool Heater | E5 | RVT - Cost of Equipment | 0 | 0 | 0 | 0 | 0 | 0 | 0 | 0 | 0 | 0 | 0 | 0 | 0 | 0 | 0 | 0 | 0 | 0 | 0 | 0 | 0 | 0 | 0 | 0 | 0 | 0 | 0 | 0 | 0 | 0 | 0 | 0 | 0
F1_Commercial_Warehouse_Existing_Miscellaneous_Natural Gas_Pool Heater_E6 | F1 | Commercial | Warehouse | Existing | Miscellaneous | Natural Gas | Pool Heater | E6 | RVT - Cost of Equipment | 0 | 0 | 0 | 0 | 0 | 0 | 0 | 0 | 0 | 0 | 0 | 0 | 0 | 0 | 0 | 0 | 0 | 0 | 0 | 0 | 0 | 0 | 0 | 0 | 0 | 0 | 0 | 0 | 0 | 0 | 0 | 0 | 0
F1_Commercial_Warehouse_Existing_Miscellaneous_Natural Gas_Pool Heater_E7 | F1 | Commercial | Warehouse | Existing | Miscellaneous | Natural Gas | Pool Heater | E7 | RVT - Cost of Equipment | 0 | 0 | 0 | 0 | 0 | 0 | 0 | 0 | 0 | 0 | 0 | 0 | 0 | 0 | 0 | 0 | 0 | 0 | 0 | 0 | 0 | 0 | 0 | 0 | 0 | 0 | 0 | 0 | 0 | 0 | 0 | 0 | 0
F1_Commercial_Warehouse_Existing_Miscellaneous_Natural Gas_Pool Heater_E8 | F1 | Commercial | Warehouse | Existing | Miscellaneous | Natural Gas | Pool Heater | E8 | RVT - Cost of Equipment | 0 | 0 | 0 | 0 | 0 | 0 | 0 | 0 | 0 | 0 | 0 | 0 | 0 | 0 | 0 | 0 | 0 | 0 | 0 | 0 | 0 | 0 | 0 | 0 | 0 | 0 | 0 | 0 | 0 | 0 | 0 | 0 | 0
F1_Commercial_Warehouse_Existing_Miscellaneous_Natural Gas_Pool Heater_E9 | F1 | Commercial | Warehouse | Existing | Miscellaneous | Natural Gas | Pool Heater | E9 | RVT - Cost of Equipment | 0 | 0 | 0 | 0 | 0 | 0 | 0 | 0 | 0 | 0 | 0 | 0 | 0 | 0 | 0 | 0 | 0 | 0 | 0 | 0 | 0 | 0 | 0 | 0 | 0 | 0 | 0 | 0 | 0 | 0 | 0 | 0 | 0
F1_Commercial_Warehouse_Existing_Miscellaneous_Natural Gas_Pool Heater_E10 | F1 | Commercial | Warehouse | Existing | Miscellaneous | Natural Gas | Pool Heater | E10 | RVT - Cost of Equipment | 0 | 0 | 0 | 0 | 0 | 0 | 0 | 0 | 0 | 0 | 0 | 0 | 0 | 0 | 0 | 0 | 0 | 0 | 0 | 0 | 0 | 0 | 0 | 0 | 0 | 0 | 0 | 0 | 0 | 0 | 0 | 0 | 0
F2_Commercial_Warehouse_Existing_Miscellaneous_Natural Gas_Pool Heater_E1 | F2 | Commercial | Warehouse | Existing | Miscellaneous | Natural Gas | Pool Heater | E1 | RVT - Cost of Operation | 0 | 0 | 0 | 0 | 0 | 0 | 0 | 0 | 0 | 0 | 0 | 0 | 0 | 0 | 0 | 0 | 0 | 0 | 0 | 0 | 0 | 0 | 0 | 0 | 0 | 0 | 0 | 0 | 0 | 0 | 0 | 0 | 0
F2_Commercial_Warehouse_Existing_Miscellaneous_Natural Gas_Pool Heater_E2 | F2 | Commercial | Warehouse | Existing | Miscellaneous | Natural Gas | Pool Heater | E2 | RVT - Cost of Operation | 0 | 0 | 0 | 0 | 0 | 0 | 0 | 0 | 0 | 0 | 0 | 0 | 0 | 0 | 0 | 0 | 0 | 0 | 0 | 0 | 0 | 0 | 0 | 0 | 0 | 0 | 0 | 0 | 0 | 0 | 0 | 0 | 0
F2_Commercial_Warehouse_Existing_Miscellaneous_Natural Gas_Pool Heater_E3 | F2 | Commercial | Warehouse | Existing | Miscellaneous | Natural Gas | Pool Heater | E3 | RVT - Cost of Operation | 0 | 0 | 0 | 0 | 0 | 0 | 0 | 0 | 0 | 0 | 0 | 0 | 0 | 0 | 0 | 0 | 0 | 0 | 0 | 0 | 0 | 0 | 0 | 0 | 0 | 0 | 0 | 0 | 0 | 0 | 0 | 0 | 0
F2_Commercial_Warehouse_Existing_Miscellaneous_Natural Gas_Pool Heater_E4 | F2 | Commercial | Warehouse | Existing | Miscellaneous | Natural Gas | Pool Heater | E4 | RVT - Cost of Operation | 0 | 0 | 0 | 0 | 0 | 0 | 0 | 0 | 0 | 0 | 0 | 0 | 0 | 0 | 0 | 0 | 0 | 0 | 0 | 0 | 0 | 0 | 0 | 0 | 0 | 0 | 0 | 0 | 0 | 0 | 0 | 0 | 0
F2_Commercial_Warehouse_Existing_Miscellaneous_Natural Gas_Pool Heater_E5 | F2 | Commercial | Warehouse | Existing | Miscellaneous | Natural Gas | Pool Heater | E5 | RVT - Cost of Operation | 0 | 0 | 0 | 0 | 0 | 0 | 0 | 0 | 0 | 0 | 0 | 0 | 0 | 0 | 0 | 0 | 0 | 0 | 0 | 0 | 0 | 0 | 0 | 0 | 0 | 0 | 0 | 0 | 0 | 0 | 0 | 0 | 0
F2_Commercial_Warehouse_Existing_Miscellaneous_Natural Gas_Pool Heater_E6 | F2 | Commercial | Warehouse | Existing | Miscellaneous | Natural Gas | Pool Heater | E6 | RVT - Cost of Operation | 0 | 0 | 0 | 0 | 0 | 0 | 0 | 0 | 0 | 0 | 0 | 0 | 0 | 0 | 0 | 0 | 0 | 0 | 0 | 0 | 0 | 0 | 0 | 0 | 0 | 0 | 0 | 0 | 0 | 0 | 0 | 0 | 0
F2_Commercial_Warehouse_Existing_Miscellaneous_Natural Gas_Pool Heater_E7 | F2 | Commercial | Warehouse | Existing | Miscellaneous | Natural Gas | Pool Heater | E7 | RVT - Cost of Operation | 0 | 0 | 0 | 0 | 0 | 0 | 0 | 0 | 0 | 0 | 0 | 0 | 0 | 0 | 0 | 0 | 0 | 0 | 0 | 0 | 0 | 0 | 0 | 0 | 0 | 0 | 0 | 0 | 0 | 0 | 0 | 0 | 0
F2_Commercial_Warehouse_Existing_Miscellaneous_Natural Gas_Pool Heater_E8 | F2 | Commercial | Warehouse | Existing | Miscellaneous | Natural Gas | Pool Heater | E8 | RVT - Cost of Operation | 0 | 0 | 0 | 0 | 0 | 0 | 0 | 0 | 0 | 0 | 0 | 0 | 0 | 0 | 0 | 0 | 0 | 0 | 0 | 0 | 0 | 0 | 0 | 0 | 0 | 0 | 0 | 0 | 0 | 0 | 0 | 0 | 0
F2_Commercial_Warehouse_Existing_Miscellaneous_Natural Gas_Pool Heater_E9 | F2 | Commercial | Warehouse | Existing | Miscellaneous | Natural Gas | Pool Heater | E9 | RVT - Cost of Operation | 0 | 0 | 0 | 0 | 0 | 0 | 0 | 0 | 0 | 0 | 0 | 0 | 0 | 0 | 0 | 0 | 0 | 0 | 0 | 0 | 0 | 0 | 0 | 0 | 0 | 0 | 0 | 0 | 0 | 0 | 0 | 0 | 0
F2_Commercial_Warehouse_Existing_Miscellaneous_Natural Gas_Pool Heater_E10 | F2 | Commercial | Warehouse | Existing | Miscellaneous | Natural Gas | Pool Heater | E10 | RVT - Cost of Operation | 0 | 0 | 0 | 0 | 0 | 0 | 0 | 0 | 0 | 0 | 0 | 0 | 0 | 0 | 0 | 0 | 0 | 0 | 0 | 0 | 0 | 0 | 0 | 0 | 0 | 0 | 0 | 0 | 0 | 0 | 0 | 0 | 0
F3_Commercial_Warehouse_Existing_Miscellaneous_Natural Gas_Pool Heater_E1 | F3 | Commercial | Warehouse | Existing | Miscellaneous | Natural Gas | Pool Heater | E1 | System - kBTUs of Consumption | 0.002528 | 0.002528 | 0.002528 | 0.002528 | 0.002528 | 0.002528 | 0.002528 | 0.002528 | 0.002528 | 0.002528 | 0.002528 | 0.002528 | 0.002528 | 0.002528 | 0.002528 | 0.002528 | 0.002528 | 0.002528 | 0.002528 | 0.002528 | 0.002528 | 0.002528 | 0.002528 | 0.002528 | 0.002528 | 0.002528 | 0.002528 | 0.002528 | 0.002528 | 0.002528 | 0.002528 | 0.002528 | 0.002528
F3_Commercial_Warehouse_Existing_Miscellaneous_Natural Gas_Pool Heater_E2 | F3 | Commercial | Warehouse | Existing | Miscellaneous | Natural Gas | Pool Heater | E2 | System - kBTUs of Consumption | 0.0041394 | 0.0041394 | 0.0041394 | 0.0041394 | 0.0041394 | 0.0041394 | 0.0041394 | 0.0041394 | 0.0041394 | 0.0041394 | 0.0041394 | 0.0041394 | 0.0041394 | 0.0041394 | 0.0041394 | 0.0041394 | 0.0041394 | 0.0041394 | 0.0041394 | 0.0041394 | 0.0041394 | 0.0041394 | 0.0041394 | 0.0041394 | 0.0041394 | 0.0041394 | 0.0041394 | 0.0041394 | 0.0041394 | 0.0041394 | 0.0041394 | 0.0041394 | 0.0041394
F3_Commercial_Warehouse_Existing_Miscellaneous_Natural Gas_Pool Heater_E3 | F3 | Commercial | Warehouse | Existing | Miscellaneous | Natural Gas | Pool Heater | E3 | System - kBTUs of Consumption | 0 | 0 | 0 | 0 | 0 | 0 | 0 | 0 | 0 | 0 | 0 | 0 | 0 | 0 | 0 | 0 | 0 | 0 | 0 | 0 | 0 | 0 | 0 | 0 | 0 | 0 | 0 | 0 | 0 | 0 | 0 | 0 | 0
F3_Commercial_Warehouse_Existing_Miscellaneous_Natural Gas_Pool Heater_E4 | F3 | Commercial | Warehouse | Existing | Miscellaneous | Natural Gas | Pool Heater | E4 | System - kBTUs of Consumption | 0 | 0 | 0 | 0 | 0 | 0 | 0 | 0 | 0 | 0 | 0 | 0 | 0 | 0 | 0 | 0 | 0 | 0 | 0 | 0 | 0 | 0 | 0 | 0 | 0 | 0 | 0 | 0 | 0 | 0 | 0 | 0 | 0
F3_Commercial_Warehouse_Existing_Miscellaneous_Natural Gas_Pool Heater_E5 | F3 | Commercial | Warehouse | Existing | Miscellaneous | Natural Gas | Pool Heater | E5 | System - kBTUs of Consumption | 0 | 0 | 0 | 0 | 0 | 0 | 0 | 0 | 0 | 0 | 0 | 0 | 0 | 0 | 0 | 0 | 0 | 0 | 0 | 0 | 0 | 0 | 0 | 0 | 0 | 0 | 0 | 0 | 0 | 0 | 0 | 0 | 0
F3_Commercial_Warehouse_Existing_Miscellaneous_Natural Gas_Pool Heater_E6 | F3 | Commercial | Warehouse | Existing | Miscellaneous | Natural Gas | Pool Heater | E6 | System - kBTUs of Consumption | 0 | 0 | 0 | 0 | 0 | 0 | 0 | 0 | 0 | 0 | 0 | 0 | 0 | 0 | 0 | 0 | 0 | 0 | 0 | 0 | 0 | 0 | 0 | 0 | 0 | 0 | 0 | 0 | 0 | 0 | 0 | 0 | 0
F3_Commercial_Warehouse_Existing_Miscellaneous_Natural Gas_Pool Heater_E7 | F3 | Commercial | Warehouse | Existing | Miscellaneous | Natural Gas | Pool Heater | E7 | System - kBTUs of Consumption | 0 | 0 | 0 | 0 | 0 | 0 | 0 | 0 | 0 | 0 | 0 | 0 | 0 | 0 | 0 | 0 | 0 | 0 | 0 | 0 | 0 | 0 | 0 | 0 | 0 | 0 | 0 | 0 | 0 | 0 | 0 | 0 | 0
F3_Commercial_Warehouse_Existing_Miscellaneous_Natural Gas_Pool Heater_E8 | F3 | Commercial | Warehouse | Existing | Miscellaneous | Natural Gas | Pool Heater | E8 | System - kBTUs of Consumption | 0 | 0 | 0 | 0 | 0 | 0 | 0 | 0 | 0 | 0 | 0 | 0 | 0 | 0 | 0 | 0 | 0 | 0 | 0 | 0 | 0 | 0 | 0 | 0 | 0 | 0 | 0 | 0 | 0 | 0 | 0 | 0 | 0
F3_Commercial_Warehouse_Existing_Miscellaneous_Natural Gas_Pool Heater_E9 | F3 | Commercial | Warehouse | Existing | Miscellaneous | Natural Gas | Pool Heater | E9 | System - kBTUs of Consumption | 0 | 0 | 0 | 0 | 0 | 0 | 0 | 0 | 0 | 0 | 0 | 0 | 0 | 0 | 0 | 0 | 0 | 0 | 0 | 0 | 0 | 0 | 0 | 0 | 0 | 0 | 0 | 0 | 0 | 0 | 0 | 0 | 0
F3_Commercial_Warehouse_Existing_Miscellaneous_Natural Gas_Pool Heater_E10 | F3 | Commercial | Warehouse | Existing | Miscellaneous | Natural Gas | Pool Heater | E10 | System - kBTUs of Consumption | 0 | 0 | 0 | 0 | 0 | 0 | 0 | 0 | 0 | 0 | 0 | 0 | 0 | 0 | 0 | 0 | 0 | 0 | 0 | 0 | 0 | 0 | 0 | 0 | 0 | 0 | 0 | 0 | 0 | 0 | 0 | 0 | 0
F4_Commercial_Warehouse_Existing_Miscellaneous_Natural Gas_Pool Heater_E1 | F4 | Commercial | Warehouse | Existing | Miscellaneous | Natural Gas | Pool Heater | E1 | Utility - Cost of Equipment | 0 | 0 | 0 | 0 | 0 | 0 | 0 | 0 | 0 | 0 | 0 | 0 | 0 | 0 | 0 | 0 | 0 | 0 | 0 | 0 | 0 | 0 | 0 | 0 | 0 | 0 | 0 | 0 | 0 | 0 | 0 | 0 | 0
F4_Commercial_Warehouse_Existing_Miscellaneous_Natural Gas_Pool Heater_E2 | F4 | Commercial | Warehouse | Existing | Miscellaneous | Natural Gas | Pool Heater | E2 | Utility - Cost of Equipment | 0 | 0 | 0 | 0 | 0 | 0 | 0 | 0 | 0 | 0 | 0 | 0 | 0 | 0 | 0 | 0 | 0 | 0 | 0 | 0 | 0 | 0 | 0 | 0 | 0 | 0 | 0 | 0 | 0 | 0 | 0 | 0 | 0
F4_Commercial_Warehouse_Existing_Miscellaneous_Natural Gas_Pool Heater_E3 | F4 | Commercial | Warehouse | Existing | Miscellaneous | Natural Gas | Pool Heater | E3 | Utility - Cost of Equipment | 0 | 0 | 0 | 0 | 0 | 0 | 0 | 0 | 0 | 0 | 0 | 0 | 0 | 0 | 0 | 0 | 0 | 0 | 0 | 0 | 0 | 0 | 0 | 0 | 0 | 0 | 0 | 0 | 0 | 0 | 0 | 0 | 0
F4_Commercial_Warehouse_Existing_Miscellaneous_Natural Gas_Pool Heater_E4 | F4 | Commercial | Warehouse | Existing | Miscellaneous | Natural Gas | Pool Heater | E4 | Utility - Cost of Equipment | 0 | 0 | 0 | 0 | 0 | 0 | 0 | 0 | 0 | 0 | 0 | 0 | 0 | 0 | 0 | 0 | 0 | 0 | 0 | 0 | 0 | 0 | 0 | 0 | 0 | 0 | 0 | 0 | 0 | 0 | 0 | 0 | 0
F4_Commercial_Warehouse_Existing_Miscellaneous_Natural Gas_Pool Heater_E5 | F4 | Commercial | Warehouse | Existing | Miscellaneous | Natural Gas | Pool Heater | E5 | Utility - Cost of Equipment | 0 | 0 | 0 | 0 | 0 | 0 | 0 | 0 | 0 | 0 | 0 | 0 | 0 | 0 | 0 | 0 | 0 | 0 | 0 | 0 | 0 | 0 | 0 | 0 | 0 | 0 | 0 | 0 | 0 | 0 | 0 | 0 | 0
F4_Commercial_Warehouse_Existing_Miscellaneous_Natural Gas_Pool Heater_E6 | F4 | Commercial | Warehouse | Existing | Miscellaneous | Natural Gas | Pool Heater | E6 | Utility - Cost of Equipment | 0 | 0 | 0 | 0 | 0 | 0 | 0 | 0 | 0 | 0 | 0 | 0 | 0 | 0 | 0 | 0 | 0 | 0 | 0 | 0 | 0 | 0 | 0 | 0 | 0 | 0 | 0 | 0 | 0 | 0 | 0 | 0 | 0
F4_Commercial_Warehouse_Existing_Miscellaneous_Natural Gas_Pool Heater_E7 | F4 | Commercial | Warehouse | Existing | Miscellaneous | Natural Gas | Pool Heater | E7 | Utility - Cost of Equipment | 0 | 0 | 0 | 0 | 0 | 0 | 0 | 0 | 0 | 0 | 0 | 0 | 0 | 0 | 0 | 0 | 0 | 0 | 0 | 0 | 0 | 0 | 0 | 0 | 0 | 0 | 0 | 0 | 0 | 0 | 0 | 0 | 0
F4_Commercial_Warehouse_Existing_Miscellaneous_Natural Gas_Pool Heater_E8 | F4 | Commercial | Warehouse | Existing | Miscellaneous | Natural Gas | Pool Heater | E8 | Utility - Cost of Equipment | 0 | 0 | 0 | 0 | 0 | 0 | 0 | 0 | 0 | 0 | 0 | 0 | 0 | 0 | 0 | 0 | 0 | 0 | 0 | 0 | 0 | 0 | 0 | 0 | 0 | 0 | 0 | 0 | 0 | 0 | 0 | 0 | 0
F4_Commercial_Warehouse_Existing_Miscellaneous_Natural Gas_Pool Heater_E9 | F4 | Commercial | Warehouse | Existing | Miscellaneous | Natural Gas | Pool Heater | E9 | Utility - Cost of Equipment | 0 | 0 | 0 | 0 | 0 | 0 | 0 | 0 | 0 | 0 | 0 | 0 | 0 | 0 | 0 | 0 | 0 | 0 | 0 | 0 | 0 | 0 | 0 | 0 | 0 | 0 | 0 | 0 | 0 | 0 | 0 | 0 | 0
F4_Commercial_Warehouse_Existing_Miscellaneous_Natural Gas_Pool Heater_E10 | F4 | Commercial | Warehouse | Existing | Miscellaneous | Natural Gas | Pool Heater | E10 | Utility - Cost of Equipment | 0 | 0 | 0 | 0 | 0 | 0 | 0 | 0 | 0 | 0 | 0 | 0 | 0 | 0 | 0 | 0 | 0 | 0 | 0 | 0 | 0 | 0 | 0 | 0 | 0 | 0 | 0 | 0 | 0 | 0 | 0 | 0 | 0
F5_Commercial_Warehouse_Existing_Miscellaneous_Natural Gas_Pool Heater_E1 | F5 | Commercial | Warehouse | Existing | Miscellaneous | Natural Gas | Pool Heater | E1 | Utility - Cost of Operation | 0.002528 | 0.002528 | 0.002528 | 0.002528 | 0.002528 | 0.002528 | 0.002528 | 0.002528 | 0.002528 | 0.002528 | 0.002528 | 0.002528 | 0.002528 | 0.002528 | 0.002528 | 0.002528 | 0.002528 | 0.002528 | 0.002528 | 0.002528 | 0.002528 | 0.002528 | 0.002528 | 0.002528 | 0.002528 | 0.002528 | 0.002528 | 0.002528 | 0.002528 | 0.002528 | 0.002528 | 0.002528 | 0.002528
F5_Commercial_Warehouse_Existing_Miscellaneous_Natural Gas_Pool Heater_E2 | F5 | Commercial | Warehouse | Existing | Miscellaneous | Natural Gas | Pool Heater | E2 | Utility - Cost of Operation | 0.0041394 | 0.0041394 | 0.0041394 | 0.0041394 | 0.0041394 | 0.0041394 | 0.0041394 | 0.0041394 | 0.0041394 | 0.0041394 | 0.0041394 | 0.0041394 | 0.0041394 | 0.0041394 | 0.0041394 | 0.0041394 | 0.0041394 | 0.0041394 | 0.0041394 | 0.0041394 | 0.0041394 | 0.0041394 | 0.0041394 | 0.0041394 | 0.0041394 | 0.0041394 | 0.0041394 | 0.0041394 | 0.0041394 | 0.0041394 | 0.0041394 | 0.0041394 | 0.0041394
F5_Commercial_Warehouse_Existing_Miscellaneous_Natural Gas_Pool Heater_E3 | F5 | Commercial | Warehouse | Existing | Miscellaneous | Natural Gas | Pool Heater | E3 | Utility - Cost of Operation | 0 | 0 | 0 | 0 | 0 | 0 | 0 | 0 | 0 | 0 | 0 | 0 | 0 | 0 | 0 | 0 | 0 | 0 | 0 | 0 | 0 | 0 | 0 | 0 | 0 | 0 | 0 | 0 | 0 | 0 | 0 | 0 | 0
F5_Commercial_Warehouse_Existing_Miscellaneous_Natural Gas_Pool Heater_E4 | F5 | Commercial | Warehouse | Existing | Miscellaneous | Natural Gas | Pool Heater | E4 | Utility - Cost of Operation | 0 | 0 | 0 | 0 | 0 | 0 | 0 | 0 | 0 | 0 | 0 | 0 | 0 | 0 | 0 | 0 | 0 | 0 | 0 | 0 | 0 | 0 | 0 | 0 | 0 | 0 | 0 | 0 | 0 | 0 | 0 | 0 | 0
F5_Commercial_Warehouse_Existing_Miscellaneous_Natural Gas_Pool Heater_E5 | F5 | Commercial | Warehouse | Existing | Miscellaneous | Natural Gas | Pool Heater | E5 | Utility - Cost of Operation | 0 | 0 | 0 | 0 | 0 | 0 | 0 | 0 | 0 | 0 | 0 | 0 | 0 | 0 | 0 | 0 | 0 | 0 | 0 | 0 | 0 | 0 | 0 | 0 | 0 | 0 | 0 | 0 | 0 | 0 | 0 | 0 | 0
F5_Commercial_Warehouse_Existing_Miscellaneous_Natural Gas_Pool Heater_E6 | F5 | Commercial | Warehouse | Existing | Miscellaneous | Natural Gas | Pool Heater | E6 | Utility - Cost of Operation | 0 | 0 | 0 | 0 | 0 | 0 | 0 | 0 | 0 | 0 | 0 | 0 | 0 | 0 | 0 | 0 | 0 | 0 | 0 | 0 | 0 | 0 | 0 | 0 | 0 | 0 | 0 | 0 | 0 | 0 | 0 | 0 | 0
F5_Commercial_Warehouse_Existing_Miscellaneous_Natural Gas_Pool Heater_E7 | F5 | Commercial | Warehouse | Existing | Miscellaneous | Natural Gas | Pool Heater | E7 | Utility - Cost of Operation | 0 | 0 | 0 | 0 | 0 | 0 | 0 | 0 | 0 | 0 | 0 | 0 | 0 | 0 | 0 | 0 | 0 | 0 | 0 | 0 | 0 | 0 | 0 | 0 | 0 | 0 | 0 | 0 | 0 | 0 | 0 | 0 | 0
F5_Commercial_Warehouse_Existing_Miscellaneous_Natural Gas_Pool Heater_E8 | F5 | Commercial | Warehouse | Existing | Miscellaneous | Natural Gas | Pool Heater | E8 | Utility - Cost of Operation | 0 | 0 | 0 | 0 | 0 | 0 | 0 | 0 | 0 | 0 | 0 | 0 | 0 | 0 | 0 | 0 | 0 | 0 | 0 | 0 | 0 | 0 | 0 | 0 | 0 | 0 | 0 | 0 | 0 | 0 | 0 | 0 | 0
F5_Commercial_Warehouse_Existing_Miscellaneous_Natural Gas_Pool Heater_E9 | F5 | Commercial | Warehouse | Existing | Miscellaneous | Natural Gas | Pool Heater | E9 | Utility - Cost of Operation | 0 | 0 | 0 | 0 | 0 | 0 | 0 | 0 | 0 | 0 | 0 | 0 | 0 | 0 | 0 | 0 | 0 | 0 | 0 | 0 | 0 | 0 | 0 | 0 | 0 | 0 | 0 | 0 | 0 | 0 | 0 | 0 | 0
F5_Commercial_Warehouse_Existing_Miscellaneous_Natural Gas_Pool Heater_E10 | F5 | Commercial | Warehouse | Existing | Miscellaneous | Natural Gas | Pool Heater | E10 | Utility - Cost of Operation | 0 | 0 | 0 | 0 | 0 | 0 | 0 | 0 | 0 | 0 | 0 | 0 | 0 | 0 | 0 | 0 | 0 | 0 | 0 | 0 | 0 | 0 | 0 | 0 | 0 | 0 | 0 | 0 | 0 | 0 | 0 | 0 | 0
F6_Commercial_Warehouse_Existing_Miscellaneous_Natural Gas_Pool Heater_E1 | F6 | Commercial | Warehouse | Existing | Miscellaneous | Natural Gas | Pool Heater | E1 | Utility - Value of Sales | 0.010508 | 0.010603 | 0.010756 | 0.010722 | 0.010722 | 0.010722 | 0.010722 | 0.010722 | 0.010722 | 0.010722 | 0.010722 | 0.010722 | 0.010722 | 0.010722 | 0.010722 | 0.010722 | 0.010722 | 0.010722 | 0.010722 | 0.010722 | 0.010722 | 0.010722 | 0.010722 | 0.010722 | 0.010722 | 0.010722 | 0.010722 | 0.010722 | 0.010722 | 0.010722 | 0.010722 | 0.010722 | 0.010722
F6_Commercial_Warehouse_Existing_Miscellaneous_Natural Gas_Pool Heater_E2 | F6 | Commercial | Warehouse | Existing | Miscellaneous | Natural Gas | Pool Heater | E2 | Utility - Value of Sales | 0.0089319 | 0.0090127 | 0.0091425 | 0.0091141 | 0.0091141 | 0.0091141 | 0.0091141 | 0.0091141 | 0.0091141 | 0.0091141 | 0.0091141 | 0.0091141 | 0.0091141 | 0.0091141 | 0.0091141 | 0.0091141 | 0.0091141 | 0.0091141 | 0.0091141 | 0.0091141 | 0.0091141 | 0.0091141 | 0.0091141 | 0.0091141 | 0.0091141 | 0.0091141 | 0.0091141 | 0.0091141 | 0.0091141 | 0.0091141 | 0.0091141 | 0.0091141 | 0.0091141
F6_Commercial_Warehouse_Existing_Miscellaneous_Natural Gas_Pool Heater_E3 | F6 | Commercial | Warehouse | Existing | Miscellaneous | Natural Gas | Pool Heater | E3 | Utility - Value of Sales | 0 | 0 | 0 | 0 | 0 | 0 | 0 | 0 | 0 | 0 | 0 | 0 | 0 | 0 | 0 | 0 | 0 | 0 | 0 | 0 | 0 | 0 | 0 | 0 | 0 | 0 | 0 | 0 | 0 | 0 | 0 | 0 | 0
F6_Commercial_Warehouse_Existing_Miscellaneous_Natural Gas_Pool Heater_E4 | F6 | Commercial | Warehouse | Existing | Miscellaneous | Natural Gas | Pool Heater | E4 | Utility - Value of Sales | 0 | 0 | 0 | 0 | 0 | 0 | 0 | 0 | 0 | 0 | 0 | 0 | 0 | 0 | 0 | 0 | 0 | 0 | 0 | 0 | 0 | 0 | 0 | 0 | 0 | 0 | 0 | 0 | 0 | 0 | 0 | 0 | 0
F6_Commercial_Warehouse_Existing_Miscellaneous_Natural Gas_Pool Heater_E5 | F6 | Commercial | Warehouse | Existing | Miscellaneous | Natural Gas | Pool Heater | E5 | Utility - Value of Sales | 0 | 0 | 0 | 0 | 0 | 0 | 0 | 0 | 0 | 0 | 0 | 0 | 0 | 0 | 0 | 0 | 0 | 0 | 0 | 0 | 0 | 0 | 0 | 0 | 0 | 0 | 0 | 0 | 0 | 0 | 0 | 0 | 0
F6_Commercial_Warehouse_Existing_Miscellaneous_Natural Gas_Pool Heater_E6 | F6 | Commercial | Warehouse | Existing | Miscellaneous | Natural Gas | Pool Heater | E6 | Utility - Value of Sales | 0 | 0 | 0 | 0 | 0 | 0 | 0 | 0 | 0 | 0 | 0 | 0 | 0 | 0 | 0 | 0 | 0 | 0 | 0 | 0 | 0 | 0 | 0 | 0 | 0 | 0 | 0 | 0 | 0 | 0 | 0 | 0 | 0
F6_Commercial_Warehouse_Existing_Miscellaneous_Natural Gas_Pool Heater_E7 | F6 | Commercial | Warehouse | Existing | Miscellaneous | Natural Gas | Pool Heater | E7 | Utility - Value of Sales | 0 | 0 | 0 | 0 | 0 | 0 | 0 | 0 | 0 | 0 | 0 | 0 | 0 | 0 | 0 | 0 | 0 | 0 | 0 | 0 | 0 | 0 | 0 | 0 | 0 | 0 | 0 | 0 | 0 | 0 | 0 | 0 | 0
F6_Commercial_Warehouse_Existing_Miscellaneous_Natural Gas_Pool Heater_E8 | F6 | Commercial | Warehouse | Existing | Miscellaneous | Natural Gas | Pool Heater | E8 | Utility - Value of Sales | 0 | 0 | 0 | 0 | 0 | 0 | 0 | 0 | 0 | 0 | 0 | 0 | 0 | 0 | 0 | 0 | 0 | 0 | 0 | 0 | 0 | 0 | 0 | 0 | 0 | 0 | 0 | 0 | 0 | 0 | 0 | 0 | 0
F6_Commercial_Warehouse_Existing_Miscellaneous_Natural Gas_Pool Heater_E9 | F6 | Commercial | Warehouse | Existing | Miscellaneous | Natural Gas | Pool Heater | E9 | Utility - Value of Sales | 0 | 0 | 0 | 0 | 0 | 0 | 0 | 0 | 0 | 0 | 0 | 0 | 0 | 0 | 0 | 0 | 0 | 0 | 0 | 0 | 0 | 0 | 0 | 0 | 0 | 0 | 0 | 0 | 0 | 0 | 0 | 0 | 0
F6_Commercial_Warehouse_Existing_Miscellaneous_Natural Gas_Pool Heater_E10 | F6 | Commercial | Warehouse | Existing | Miscellaneous | Natural Gas | Pool Heater | E10 | Utility - Value of Sales | 0 | 0 | 0 | 0 | 0 | 0 | 0 | 0 | 0 | 0 | 0 | 0 | 0 | 0 | 0 | 0 | 0 | 0 | 0 | 0 | 0 | 0 | 0 | 0 | 0 | 0 | 0 | 0 | 0 | 0 | 0 | 0 | 0
F1_Commercial_Warehouse_Existing_Miscellaneous_Natural Gas_Miscellaneous_E1 | F1 | Commercial | Warehouse | Existing | Miscellaneous | Natural Gas | Miscellaneous | E1 | RVT - Cost of Equipment | 0 | 0 | 0 | 0 | 0 | 0 | 0 | 0 | 0 | 0 | 0 | 0 | 0 | 0 | 0 | 0 | 0 | 0 | 0 | 0 | 0 | 0 | 0 | 0 | 0 | 0 | 0 | 0 | 0 | 0 | 0 | 0 | 0
F1_Commercial_Warehouse_Existing_Miscellaneous_Natural Gas_Miscellaneous_E2 | F1 | Commercial | Warehouse | Existing | Miscellaneous | Natural Gas | Miscellaneous | E2 | RVT - Cost of Equipment | 0 | 0 | 0 | 0 | 0 | 0 | 0 | 0 | 0 | 0 | 0 | 0 | 0 | 0 | 0 | 0 | 0 | 0 | 0 | 0 | 0 | 0 | 0 | 0 | 0 | 0 | 0 | 0 | 0 | 0 | 0 | 0 | 0
F1_Commercial_Warehouse_Existing_Miscellaneous_Natural Gas_Miscellaneous_E3 | F1 | Commercial | Warehouse | Existing | Miscellaneous | Natural Gas | Miscellaneous | E3 | RVT - Cost of Equipment | 0 | 0 | 0 | 0 | 0 | 0 | 0 | 0 | 0 | 0 | 0 | 0 | 0 | 0 | 0 | 0 | 0 | 0 | 0 | 0 | 0 | 0 | 0 | 0 | 0 | 0 | 0 | 0 | 0 | 0 | 0 | 0 | 0
F1_Commercial_Warehouse_Existing_Miscellaneous_Natural Gas_Miscellaneous_E4 | F1 | Commercial | Warehouse | Existing | Miscellaneous | Natural Gas | Miscellaneous | E4 | RVT - Cost of Equipment | 0 | 0 | 0 | 0 | 0 | 0 | 0 | 0 | 0 | 0 | 0 | 0 | 0 | 0 | 0 | 0 | 0 | 0 | 0 | 0 | 0 | 0 | 0 | 0 | 0 | 0 | 0 | 0 | 0 | 0 | 0 | 0 | 0
F1_Commercial_Warehouse_Existing_Miscellaneous_Natural Gas_Miscellaneous_E5 | F1 | Commercial | Warehouse | Existing | Miscellaneous | Natural Gas | Miscellaneous | E5 | RVT - Cost of Equipment | 0 | 0 | 0 | 0 | 0 | 0 | 0 | 0 | 0 | 0 | 0 | 0 | 0 | 0 | 0 | 0 | 0 | 0 | 0 | 0 | 0 | 0 | 0 | 0 | 0 | 0 | 0 | 0 | 0 | 0 | 0 | 0 | 0
F1_Commercial_Warehouse_Existing_Miscellaneous_Natural Gas_Miscellaneous_E6 | F1 | Commercial | Warehouse | Existing | Miscellaneous | Natural Gas | Miscellaneous | E6 | RVT - Cost of Equipment | 0 | 0 | 0 | 0 | 0 | 0 | 0 | 0 | 0 | 0 | 0 | 0 | 0 | 0 | 0 | 0 | 0 | 0 | 0 | 0 | 0 | 0 | 0 | 0 | 0 | 0 | 0 | 0 | 0 | 0 | 0 | 0 | 0
F1_Commercial_Warehouse_Existing_Miscellaneous_Natural Gas_Miscellaneous_E7 | F1 | Commercial | Warehouse | Existing | Miscellaneous | Natural Gas | Miscellaneous | E7 | RVT - Cost of Equipment | 0 | 0 | 0 | 0 | 0 | 0 | 0 | 0 | 0 | 0 | 0 | 0 | 0 | 0 | 0 | 0 | 0 | 0 | 0 | 0 | 0 | 0 | 0 | 0 | 0 | 0 | 0 | 0 | 0 | 0 | 0 | 0 | 0
F1_Commercial_Warehouse_Existing_Miscellaneous_Natural Gas_Miscellaneous_E8 | F1 | Commercial | Warehouse | Existing | Miscellaneous | Natural Gas | Miscellaneous | E8 | RVT - Cost of Equipment | 0 | 0 | 0 | 0 | 0 | 0 | 0 | 0 | 0 | 0 | 0 | 0 | 0 | 0 | 0 | 0 | 0 | 0 | 0 | 0 | 0 | 0 | 0 | 0 | 0 | 0 | 0 | 0 | 0 | 0 | 0 | 0 | 0
F1_Commercial_Warehouse_Existing_Miscellaneous_Natural Gas_Miscellaneous_E9 | F1 | Commercial | Warehouse | Existing | Miscellaneous | Natural Gas | Miscellaneous | E9 | RVT - Cost of Equipment | 0 | 0 | 0 | 0 | 0 | 0 | 0 | 0 | 0 | 0 | 0 | 0 | 0 | 0 | 0 | 0 | 0 | 0 | 0 | 0 | 0 | 0 | 0 | 0 | 0 | 0 | 0 | 0 | 0 | 0 | 0 | 0 | 0
F1_Commercial_Warehouse_Existing_Miscellaneous_Natural Gas_Miscellaneous_E10 | F1 | Commercial | Warehouse | Existing | Miscellaneous | Natural Gas | Miscellaneous | E10 | RVT - Cost of Equipment | 0 | 0 | 0 | 0 | 0 | 0 | 0 | 0 | 0 | 0 | 0 | 0 | 0 | 0 | 0 | 0 | 0 | 0 | 0 | 0 | 0 | 0 | 0 | 0 | 0 | 0 | 0 | 0 | 0 | 0 | 0 | 0 | 0
F2_Commercial_Warehouse_Existing_Miscellaneous_Natural Gas_Miscellaneous_E1 | F2 | Commercial | Warehouse | Existing | Miscellaneous | Natural Gas | Miscellaneous | E1 | RVT - Cost of Operation | 0 | 0 | 0 | 0 | 0 | 0 | 0 | 0 | 0 | 0 | 0 | 0 | 0 | 0 | 0 | 0 | 0 | 0 | 0 | 0 | 0 | 0 | 0 | 0 | 0 | 0 | 0 | 0 | 0 | 0 | 0 | 0 | 0
F2_Commercial_Warehouse_Existing_Miscellaneous_Natural Gas_Miscellaneous_E2 | F2 | Commercial | Warehouse | Existing | Miscellaneous | Natural Gas | Miscellaneous | E2 | RVT - Cost of Operation | 0 | 0 | 0 | 0 | 0 | 0 | 0 | 0 | 0 | 0 | 0 | 0 | 0 | 0 | 0 | 0 | 0 | 0 | 0 | 0 | 0 | 0 | 0 | 0 | 0 | 0 | 0 | 0 | 0 | 0 | 0 | 0 | 0
F2_Commercial_Warehouse_Existing_Miscellaneous_Natural Gas_Miscellaneous_E3 | F2 | Commercial | Warehouse | Existing | Miscellaneous | Natural Gas | Miscellaneous | E3 | RVT - Cost of Operation | 0 | 0 | 0 | 0 | 0 | 0 | 0 | 0 | 0 | 0 | 0 | 0 | 0 | 0 | 0 | 0 | 0 | 0 | 0 | 0 | 0 | 0 | 0 | 0 | 0 | 0 | 0 | 0 | 0 | 0 | 0 | 0 | 0
F2_Commercial_Warehouse_Existing_Miscellaneous_Natural Gas_Miscellaneous_E4 | F2 | Commercial | Warehouse | Existing | Miscellaneous | Natural Gas | Miscellaneous | E4 | RVT - Cost of Operation | 0 | 0 | 0 | 0 | 0 | 0 | 0 | 0 | 0 | 0 | 0 | 0 | 0 | 0 | 0 | 0 | 0 | 0 | 0 | 0 | 0 | 0 | 0 | 0 | 0 | 0 | 0 | 0 | 0 | 0 | 0 | 0 | 0
F2_Commercial_Warehouse_Existing_Miscellaneous_Natural Gas_Miscellaneous_E5 | F2 | Commercial | Warehouse | Existing | Miscellaneous | Natural Gas | Miscellaneous | E5 | RVT - Cost of Operation | 0 | 0 | 0 | 0 | 0 | 0 | 0 | 0 | 0 | 0 | 0 | 0 | 0 | 0 | 0 | 0 | 0 | 0 | 0 | 0 | 0 | 0 | 0 | 0 | 0 | 0 | 0 | 0 | 0 | 0 | 0 | 0 | 0
F2_Commercial_Warehouse_Existing_Miscellaneous_Natural Gas_Miscellaneous_E6 | F2 | Commercial | Warehouse | Existing | Miscellaneous | Natural Gas | Miscellaneous | E6 | RVT - Cost of Operation | 0 | 0 | 0 | 0 | 0 | 0 | 0 | 0 | 0 | 0 | 0 | 0 | 0 | 0 | 0 | 0 | 0 | 0 | 0 | 0 | 0 | 0 | 0 | 0 | 0 | 0 | 0 | 0 | 0 | 0 | 0 | 0 | 0
F2_Commercial_Warehouse_Existing_Miscellaneous_Natural Gas_Miscellaneous_E7 | F2 | Commercial | Warehouse | Existing | Miscellaneous | Natural Gas | Miscellaneous | E7 | RVT - Cost of Operation | 0 | 0 | 0 | 0 | 0 | 0 | 0 | 0 | 0 | 0 | 0 | 0 | 0 | 0 | 0 | 0 | 0 | 0 | 0 | 0 | 0 | 0 | 0 | 0 | 0 | 0 | 0 | 0 | 0 | 0 | 0 | 0 | 0
F2_Commercial_Warehouse_Existing_Miscellaneous_Natural Gas_Miscellaneous_E8 | F2 | Commercial | Warehouse | Existing | Miscellaneous | Natural Gas | Miscellaneous | E8 | RVT - Cost of Operation | 0 | 0 | 0 | 0 | 0 | 0 | 0 | 0 | 0 | 0 | 0 | 0 | 0 | 0 | 0 | 0 | 0 | 0 | 0 | 0 | 0 | 0 | 0 | 0 | 0 | 0 | 0 | 0 | 0 | 0 | 0 | 0 | 0
F2_Commercial_Warehouse_Existing_Miscellaneous_Natural Gas_Miscellaneous_E9 | F2 | Commercial | Warehouse | Existing | Miscellaneous | Natural Gas | Miscellaneous | E9 | RVT - Cost of Operation | 0 | 0 | 0 | 0 | 0 | 0 | 0 | 0 | 0 | 0 | 0 | 0 | 0 | 0 | 0 | 0 | 0 | 0 | 0 | 0 | 0 | 0 | 0 | 0 | 0 | 0 | 0 | 0 | 0 | 0 | 0 | 0 | 0
F2_Commercial_Warehouse_Existing_Miscellaneous_Natural Gas_Miscellaneous_E10 | F2 | Commercial | Warehouse | Existing | Miscellaneous | Natural Gas | Miscellaneous | E10 | RVT - Cost of Operation | 0 | 0 | 0 | 0 | 0 | 0 | 0 | 0 | 0 | 0 | 0 | 0 | 0 | 0 | 0 | 0 | 0 | 0 | 0 | 0 | 0 | 0 | 0 | 0 | 0 | 0 | 0 | 0 | 0 | 0 | 0 | 0 | 0
F3_Commercial_Warehouse_Existing_Miscellaneous_Natural Gas_Miscellaneous_E1 | F3 | Commercial | Warehouse | Existing | Miscellaneous | Natural Gas | Miscellaneous | E1 | System - kBTUs of Consumption | 0.00029527 | 0.00029527 | 0.00029527 | 0.00029527 | 0.00029527 | 0.00029527 | 0.00029527 | 0.00029527 | 0.00029527 | 0.00029527 | 0.00029527 | 0.00029527 | 0.00029527 | 0.00029527 | 0.00029527 | 0.00029527 | 0.00029527 | 0.00029527 | 0.00029527 | 0.00029527 | 0.00029527 | 0.00029527 | 0.00029527 | 0.00029527 | 0.00029527 | 0.00029527 | 0.00029527 | 0.00029527 | 0.00029527 | 0.00029527 | 0.00029527 | 0.00029527 | 0.00029527
F3_Commercial_Warehouse_Existing_Miscellaneous_Natural Gas_Miscellaneous_E2 | F3 | Commercial | Warehouse | Existing | Miscellaneous | Natural Gas | Miscellaneous | E2 | System - kBTUs of Consumption | 0 | 0 | 0 | 0 | 0 | 0 | 0 | 0 | 0 | 0 | 0 | 0 | 0 | 0 | 0 | 0 | 0 | 0 | 0 | 0 | 0 | 0 | 0 | 0 | 0 | 0 | 0 | 0 | 0 | 0 | 0 | 0 | 0
F3_Commercial_Warehouse_Existing_Miscellaneous_Natural Gas_Miscellaneous_E3 | F3 | Commercial | Warehouse | Existing | Miscellaneous | Natural Gas | Miscellaneous | E3 | System - kBTUs of Consumption | 0 | 0 | 0 | 0 | 0 | 0 | 0 | 0 | 0 | 0 | 0 | 0 | 0 | 0 | 0 | 0 | 0 | 0 | 0 | 0 | 0 | 0 | 0 | 0 | 0 | 0 | 0 | 0 | 0 | 0 | 0 | 0 | 0
F3_Commercial_Warehouse_Existing_Miscellaneous_Natural Gas_Miscellaneous_E4 | F3 | Commercial | Warehouse | Existing | Miscellaneous | Natural Gas | Miscellaneous | E4 | System - kBTUs of Consumption | 0 | 0 | 0 | 0 | 0 | 0 | 0 | 0 | 0 | 0 | 0 | 0 | 0 | 0 | 0 | 0 | 0 | 0 | 0 | 0 | 0 | 0 | 0 | 0 | 0 | 0 | 0 | 0 | 0 | 0 | 0 | 0 | 0
F3_Commercial_Warehouse_Existing_Miscellaneous_Natural Gas_Miscellaneous_E5 | F3 | Commercial | Warehouse | Existing | Miscellaneous | Natural Gas | Miscellaneous | E5 | System - kBTUs of Consumption | 0 | 0 | 0 | 0 | 0 | 0 | 0 | 0 | 0 | 0 | 0 | 0 | 0 | 0 | 0 | 0 | 0 | 0 | 0 | 0 | 0 | 0 | 0 | 0 | 0 | 0 | 0 | 0 | 0 | 0 | 0 | 0 | 0
F3_Commercial_Warehouse_Existing_Miscellaneous_Natural Gas_Miscellaneous_E6 | F3 | Commercial | Warehouse | Existing | Miscellaneous | Natural Gas | Miscellaneous | E6 | System - kBTUs of Consumption | 0 | 0 | 0 | 0 | 0 | 0 | 0 | 0 | 0 | 0 | 0 | 0 | 0 | 0 | 0 | 0 | 0 | 0 | 0 | 0 | 0 | 0 | 0 | 0 | 0 | 0 | 0 | 0 | 0 | 0 | 0 | 0 | 0
F3_Commercial_Warehouse_Existing_Miscellaneous_Natural Gas_Miscellaneous_E7 | F3 | Commercial | Warehouse | Existing | Miscellaneous | Natural Gas | Miscellaneous | E7 | System - kBTUs of Consumption | 0 | 0 | 0 | 0 | 0 | 0 | 0 | 0 | 0 | 0 | 0 | 0 | 0 | 0 | 0 | 0 | 0 | 0 | 0 | 0 | 0 | 0 | 0 | 0 | 0 | 0 | 0 | 0 | 0 | 0 | 0 | 0 | 0
F3_Commercial_Warehouse_Existing_Miscellaneous_Natural Gas_Miscellaneous_E8 | F3 | Commercial | Warehouse | Existing | Miscellaneous | Natural Gas | Miscellaneous | E8 | System - kBTUs of Consumption | 0 | 0 | 0 | 0 | 0 | 0 | 0 | 0 | 0 | 0 | 0 | 0 | 0 | 0 | 0 | 0 | 0 | 0 | 0 | 0 | 0 | 0 | 0 | 0 | 0 | 0 | 0 | 0 | 0 | 0 | 0 | 0 | 0
F3_Commercial_Warehouse_Existing_Miscellaneous_Natural Gas_Miscellaneous_E9 | F3 | Commercial | Warehouse | Existing | Miscellaneous | Natural Gas | Miscellaneous | E9 | System - kBTUs of Consumption | 0 | 0 | 0 | 0 | 0 | 0 | 0 | 0 | 0 | 0 | 0 | 0 | 0 | 0 | 0 | 0 | 0 | 0 | 0 | 0 | 0 | 0 | 0 | 0 | 0 | 0 | 0 | 0 | 0 | 0 | 0 | 0 | 0
F3_Commercial_Warehouse_Existing_Miscellaneous_Natural Gas_Miscellaneous_E10 | F3 | Commercial | Warehouse | Existing | Miscellaneous | Natural Gas | Miscellaneous | E10 | System - kBTUs of Consumption | 0 | 0 | 0 | 0 | 0 | 0 | 0 | 0 | 0 | 0 | 0 | 0 | 0 | 0 | 0 | 0 | 0 | 0 | 0 | 0 | 0 | 0 | 0 | 0 | 0 | 0 | 0 | 0 | 0 | 0 | 0 | 0 | 0
F4_Commercial_Warehouse_Existing_Miscellaneous_Natural Gas_Miscellaneous_E1 | F4 | Commercial | Warehouse | Existing | Miscellaneous | Natural Gas | Miscellaneous | E1 | Utility - Cost of Equipment | 0 | 0 | 0 | 0 | 0 | 0 | 0 | 0 | 0 | 0 | 0 | 0 | 0 | 0 | 0 | 0 | 0 | 0 | 0 | 0 | 0 | 0 | 0 | 0 | 0 | 0 | 0 | 0 | 0 | 0 | 0 | 0 | 0
F4_Commercial_Warehouse_Existing_Miscellaneous_Natural Gas_Miscellaneous_E2 | F4 | Commercial | Warehouse | Existing | Miscellaneous | Natural Gas | Miscellaneous | E2 | Utility - Cost of Equipment | 0 | 0 | 0 | 0 | 0 | 0 | 0 | 0 | 0 | 0 | 0 | 0 | 0 | 0 | 0 | 0 | 0 | 0 | 0 | 0 | 0 | 0 | 0 | 0 | 0 | 0 | 0 | 0 | 0 | 0 | 0 | 0 | 0
F4_Commercial_Warehouse_Existing_Miscellaneous_Natural Gas_Miscellaneous_E3 | F4 | Commercial | Warehouse | Existing | Miscellaneous | Natural Gas | Miscellaneous | E3 | Utility - Cost of Equipment | 0 | 0 | 0 | 0 | 0 | 0 | 0 | 0 | 0 | 0 | 0 | 0 | 0 | 0 | 0 | 0 | 0 | 0 | 0 | 0 | 0 | 0 | 0 | 0 | 0 | 0 | 0 | 0 | 0 | 0 | 0 | 0 | 0
F4_Commercial_Warehouse_Existing_Miscellaneous_Natural Gas_Miscellaneous_E4 | F4 | Commercial | Warehouse | Existing | Miscellaneous | Natural Gas | Miscellaneous | E4 | Utility - Cost of Equipment | 0 | 0 | 0 | 0 | 0 | 0 | 0 | 0 | 0 | 0 | 0 | 0 | 0 | 0 | 0 | 0 | 0 | 0 | 0 | 0 | 0 | 0 | 0 | 0 | 0 | 0 | 0 | 0 | 0 | 0 | 0 | 0 | 0
F4_Commercial_Warehouse_Existing_Miscellaneous_Natural Gas_Miscellaneous_E5 | F4 | Commercial | Warehouse | Existing | Miscellaneous | Natural Gas | Miscellaneous | E5 | Utility - Cost of Equipment | 0 | 0 | 0 | 0 | 0 | 0 | 0 | 0 | 0 | 0 | 0 | 0 | 0 | 0 | 0 | 0 | 0 | 0 | 0 | 0 | 0 | 0 | 0 | 0 | 0 | 0 | 0 | 0 | 0 | 0 | 0 | 0 | 0
F4_Commercial_Warehouse_Existing_Miscellaneous_Natural Gas_Miscellaneous_E6 | F4 | Commercial | Warehouse | Existing | Miscellaneous | Natural Gas | Miscellaneous | E6 | Utility - Cost of Equipment | 0 | 0 | 0 | 0 | 0 | 0 | 0 | 0 | 0 | 0 | 0 | 0 | 0 | 0 | 0 | 0 | 0 | 0 | 0 | 0 | 0 | 0 | 0 | 0 | 0 | 0 | 0 | 0 | 0 | 0 | 0 | 0 | 0
F4_Commercial_Warehouse_Existing_Miscellaneous_Natural Gas_Miscellaneous_E7 | F4 | Commercial | Warehouse | Existing | Miscellaneous | Natural Gas | Miscellaneous | E7 | Utility - Cost of Equipment | 0 | 0 | 0 | 0 | 0 | 0 | 0 | 0 | 0 | 0 | 0 | 0 | 0 | 0 | 0 | 0 | 0 | 0 | 0 | 0 | 0 | 0 | 0 | 0 | 0 | 0 | 0 | 0 | 0 | 0 | 0 | 0 | 0
F4_Commercial_Warehouse_Existing_Miscellaneous_Natural Gas_Miscellaneous_E8 | F4 | Commercial | Warehouse | Existing | Miscellaneous | Natural Gas | Miscellaneous | E8 | Utility - Cost of Equipment | 0 | 0 | 0 | 0 | 0 | 0 | 0 | 0 | 0 | 0 | 0 | 0 | 0 | 0 | 0 | 0 | 0 | 0 | 0 | 0 | 0 | 0 | 0 | 0 | 0 | 0 | 0 | 0 | 0 | 0 | 0 | 0 | 0
F4_Commercial_Warehouse_Existing_Miscellaneous_Natural Gas_Miscellaneous_E9 | F4 | Commercial | Warehouse | Existing | Miscellaneous | Natural Gas | Miscellaneous | E9 | Utility - Cost of Equipment | 0 | 0 | 0 | 0 | 0 | 0 | 0 | 0 | 0 | 0 | 0 | 0 | 0 | 0 | 0 | 0 | 0 | 0 | 0 | 0 | 0 | 0 | 0 | 0 | 0 | 0 | 0 | 0 | 0 | 0 | 0 | 0 | 0
F4_Commercial_Warehouse_Existing_Miscellaneous_Natural Gas_Miscellaneous_E10 | F4 | Commercial | Warehouse | Existing | Miscellaneous | Natural Gas | Miscellaneous | E10 | Utility - Cost of Equipment | 0 | 0 | 0 | 0 | 0 | 0 | 0 | 0 | 0 | 0 | 0 | 0 | 0 | 0 | 0 | 0 | 0 | 0 | 0 | 0 | 0 | 0 | 0 | 0 | 0 | 0 | 0 | 0 | 0 | 0 | 0 | 0 | 0
F5_Commercial_Warehouse_Existing_Miscellaneous_Natural Gas_Miscellaneous_E1 | F5 | Commercial | Warehouse | Existing | Miscellaneous | Natural Gas | Miscellaneous | E1 | Utility - Cost of Operation | 0.00029527 | 0.00029527 | 0.00029527 | 0.00029527 | 0.00029527 | 0.00029527 | 0.00029527 | 0.00029527 | 0.00029527 | 0.00029527 | 0.00029527 | 0.00029527 | 0.00029527 | 0.00029527 | 0.00029527 | 0.00029527 | 0.00029527 | 0.00029527 | 0.00029527 | 0.00029527 | 0.00029527 | 0.00029527 | 0.00029527 | 0.00029527 | 0.00029527 | 0.00029527 | 0.00029527 | 0.00029527 | 0.00029527 | 0.00029527 | 0.00029527 | 0.00029527 | 0.00029527
F5_Commercial_Warehouse_Existing_Miscellaneous_Natural Gas_Miscellaneous_E2 | F5 | Commercial | Warehouse | Existing | Miscellaneous | Natural Gas | Miscellaneous | E2 | Utility - Cost of Operation | 0 | 0 | 0 | 0 | 0 | 0 | 0 | 0 | 0 | 0 | 0 | 0 | 0 | 0 | 0 | 0 | 0 | 0 | 0 | 0 | 0 | 0 | 0 | 0 | 0 | 0 | 0 | 0 | 0 | 0 | 0 | 0 | 0
F5_Commercial_Warehouse_Existing_Miscellaneous_Natural Gas_Miscellaneous_E3 | F5 | Commercial | Warehouse | Existing | Miscellaneous | Natural Gas | Miscellaneous | E3 | Utility - Cost of Operation | 0 | 0 | 0 | 0 | 0 | 0 | 0 | 0 | 0 | 0 | 0 | 0 | 0 | 0 | 0 | 0 | 0 | 0 | 0 | 0 | 0 | 0 | 0 | 0 | 0 | 0 | 0 | 0 | 0 | 0 | 0 | 0 | 0
F5_Commercial_Warehouse_Existing_Miscellaneous_Natural Gas_Miscellaneous_E4 | F5 | Commercial | Warehouse | Existing | Miscellaneous | Natural Gas | Miscellaneous | E4 | Utility - Cost of Operation | 0 | 0 | 0 | 0 | 0 | 0 | 0 | 0 | 0 | 0 | 0 | 0 | 0 | 0 | 0 | 0 | 0 | 0 | 0 | 0 | 0 | 0 | 0 | 0 | 0 | 0 | 0 | 0 | 0 | 0 | 0 | 0 | 0
F5_Commercial_Warehouse_Existing_Miscellaneous_Natural Gas_Miscellaneous_E5 | F5 | Commercial | Warehouse | Existing | Miscellaneous | Natural Gas | Miscellaneous | E5 | Utility - Cost of Operation | 0 | 0 | 0 | 0 | 0 | 0 | 0 | 0 | 0 | 0 | 0 | 0 | 0 | 0 | 0 | 0 | 0 | 0 | 0 | 0 | 0 | 0 | 0 | 0 | 0 | 0 | 0 | 0 | 0 | 0 | 0 | 0 | 0
F5_Commercial_Warehouse_Existing_Miscellaneous_Natural Gas_Miscellaneous_E6 | F5 | Commercial | Warehouse | Existing | Miscellaneous | Natural Gas | Miscellaneous | E6 | Utility - Cost of Operation | 0 | 0 | 0 | 0 | 0 | 0 | 0 | 0 | 0 | 0 | 0 | 0 | 0 | 0 | 0 | 0 | 0 | 0 | 0 | 0 | 0 | 0 | 0 | 0 | 0 | 0 | 0 | 0 | 0 | 0 | 0 | 0 | 0
F5_Commercial_Warehouse_Existing_Miscellaneous_Natural Gas_Miscellaneous_E7 | F5 | Commercial | Warehouse | Existing | Miscellaneous | Natural Gas | Miscellaneous | E7 | Utility - Cost of Operation | 0 | 0 | 0 | 0 | 0 | 0 | 0 | 0 | 0 | 0 | 0 | 0 | 0 | 0 | 0 | 0 | 0 | 0 | 0 | 0 | 0 | 0 | 0 | 0 | 0 | 0 | 0 | 0 | 0 | 0 | 0 | 0 | 0
F5_Commercial_Warehouse_Existing_Miscellaneous_Natural Gas_Miscellaneous_E8 | F5 | Commercial | Warehouse | Existing | Miscellaneous | Natural Gas | Miscellaneous | E8 | Utility - Cost of Operation | 0 | 0 | 0 | 0 | 0 | 0 | 0 | 0 | 0 | 0 | 0 | 0 | 0 | 0 | 0 | 0 | 0 | 0 | 0 | 0 | 0 | 0 | 0 | 0 | 0 | 0 | 0 | 0 | 0 | 0 | 0 | 0 | 0
F5_Commercial_Warehouse_Existing_Miscellaneous_Natural Gas_Miscellaneous_E9 | F5 | Commercial | Warehouse | Existing | Miscellaneous | Natural Gas | Miscellaneous | E9 | Utility - Cost of Operation | 0 | 0 | 0 | 0 | 0 | 0 | 0 | 0 | 0 | 0 | 0 | 0 | 0 | 0 | 0 | 0 | 0 | 0 | 0 | 0 | 0 | 0 | 0 | 0 | 0 | 0 | 0 | 0 | 0 | 0 | 0 | 0 | 0
F5_Commercial_Warehouse_Existing_Miscellaneous_Natural Gas_Miscellaneous_E10 | F5 | Commercial | Warehouse | Existing | Miscellaneous | Natural Gas | Miscellaneous | E10 | Utility - Cost of Operation | 0 | 0 | 0 | 0 | 0 | 0 | 0 | 0 | 0 | 0 | 0 | 0 | 0 | 0 | 0 | 0 | 0 | 0 | 0 | 0 | 0 | 0 | 0 | 0 | 0 | 0 | 0 | 0 | 0 | 0 | 0 | 0 | 0
F6_Commercial_Warehouse_Existing_Miscellaneous_Natural Gas_Miscellaneous_E1 | F6 | Commercial | Warehouse | Existing | Miscellaneous | Natural Gas | Miscellaneous | E1 | Utility - Value of Sales | 0.0012826 | 0.0012973 | 0.0013197 | 0.0013148 | 0.0013148 | 0.0013148 | 0.0013148 | 0.0013148 | 0.0013148 | 0.0013148 | 0.0013148 | 0.0013148 | 0.0013148 | 0.0013148 | 0.0013148 | 0.0013148 | 0.0013148 | 0.0013148 | 0.0013148 | 0.0013148 | 0.0013148 | 0.0013148 | 0.0013148 | 0.0013148 | 0.0013148 | 0.0013148 | 0.0013148 | 0.0013148 | 0.0013148 | 0.0013148 | 0.0013148 | 0.0013148 | 0.0013148
F6_Commercial_Warehouse_Existing_Miscellaneous_Natural Gas_Miscellaneous_E2 | F6 | Commercial | Warehouse | Existing | Miscellaneous | Natural Gas | Miscellaneous | E2 | Utility - Value of Sales | 0 | 0 | 0 | 0 | 0 | 0 | 0 | 0 | 0 | 0 | 0 | 0 | 0 | 0 | 0 | 0 | 0 | 0 | 0 | 0 | 0 | 0 | 0 | 0 | 0 | 0 | 0 | 0 | 0 | 0 | 0 | 0 | 0
F6_Commercial_Warehouse_Existing_Miscellaneous_Natural Gas_Miscellaneous_E3 | F6 | Commercial | Warehouse | Existing | Miscellaneous | Natural Gas | Miscellaneous | E3 | Utility - Value of Sales | 0 | 0 | 0 | 0 | 0 | 0 | 0 | 0 | 0 | 0 | 0 | 0 | 0 | 0 | 0 | 0 | 0 | 0 | 0 | 0 | 0 | 0 | 0 | 0 | 0 | 0 | 0 | 0 | 0 | 0 | 0 | 0 | 0
F6_Commercial_Warehouse_Existing_Miscellaneous_Natural Gas_Miscellaneous_E4 | F6 | Commercial | Warehouse | Existing | Miscellaneous | Natural Gas | Miscellaneous | E4 | Utility - Value of Sales | 0 | 0 | 0 | 0 | 0 | 0 | 0 | 0 | 0 | 0 | 0 | 0 | 0 | 0 | 0 | 0 | 0 | 0 | 0 | 0 | 0 | 0 | 0 | 0 | 0 | 0 | 0 | 0 | 0 | 0 | 0 | 0 | 0
F6_Commercial_Warehouse_Existing_Miscellaneous_Natural Gas_Miscellaneous_E5 | F6 | Commercial | Warehouse | Existing | Miscellaneous | Natural Gas | Miscellaneous | E5 | Utility - Value of Sales | 0 | 0 | 0 | 0 | 0 | 0 | 0 | 0 | 0 | 0 | 0 | 0 | 0 | 0 | 0 | 0 | 0 | 0 | 0 | 0 | 0 | 0 | 0 | 0 | 0 | 0 | 0 | 0 | 0 | 0 | 0 | 0 | 0
F6_Commercial_Warehouse_Existing_Miscellaneous_Natural Gas_Miscellaneous_E6 | F6 | Commercial | Warehouse | Existing | Miscellaneous | Natural Gas | Miscellaneous | E6 | Utility - Value of Sales | 0 | 0 | 0 | 0 | 0 | 0 | 0 | 0 | 0 | 0 | 0 | 0 | 0 | 0 | 0 | 0 | 0 | 0 | 0 | 0 | 0 | 0 | 0 | 0 | 0 | 0 | 0 | 0 | 0 | 0 | 0 | 0 | 0
F6_Commercial_Warehouse_Existing_Miscellaneous_Natural Gas_Miscellaneous_E7 | F6 | Commercial | Warehouse | Existing | Miscellaneous | Natural Gas | Miscellaneous | E7 | Utility - Value of Sales | 0 | 0 | 0 | 0 | 0 | 0 | 0 | 0 | 0 | 0 | 0 | 0 | 0 | 0 | 0 | 0 | 0 | 0 | 0 | 0 | 0 | 0 | 0 | 0 | 0 | 0 | 0 | 0 | 0 | 0 | 0 | 0 | 0
F6_Commercial_Warehouse_Existing_Miscellaneous_Natural Gas_Miscellaneous_E8 | F6 | Commercial | Warehouse | Existing | Miscellaneous | Natural Gas | Miscellaneous | E8 | Utility - Value of Sales | 0 | 0 | 0 | 0 | 0 | 0 | 0 | 0 | 0 | 0 | 0 | 0 | 0 | 0 | 0 | 0 | 0 | 0 | 0 | 0 | 0 | 0 | 0 | 0 | 0 | 0 | 0 | 0 | 0 | 0 | 0 | 0 | 0
F6_Commercial_Warehouse_Existing_Miscellaneous_Natural Gas_Miscellaneous_E9 | F6 | Commercial | Warehouse | Existing | Miscellaneous | Natural Gas | Miscellaneous | E9 | Utility - Value of Sales | 0 | 0 | 0 | 0 | 0 | 0 | 0 | 0 | 0 | 0 | 0 | 0 | 0 | 0 | 0 | 0 | 0 | 0 | 0 | 0 | 0 | 0 | 0 | 0 | 0 | 0 | 0 | 0 | 0 | 0 | 0 | 0 | 0
F6_Commercial_Warehouse_Existing_Miscellaneous_Natural Gas_Miscellaneous_E10 | F6 | Commercial | Warehouse | Existing | Miscellaneous | Natural Gas | Miscellaneous | E10 | Utility - Value of Sales | 0 | 0 | 0 | 0 | 0 | 0 | 0 | 0 | 0 | 0 | 0 | 0 | 0 | 0 | 0 | 0 | 0 | 0 | 0 | 0 | 0 | 0 | 0 | 0 | 0 | 0 | 0 | 0 | 0 | 0 | 0 | 0 | 0
F1_Commercial_Warehouse_New_Space Heating_Natural Gas_Furnace_E1 | F1 | Commercial | Warehouse | New | Space Heating | Natural Gas | Furnace | E1 | RVT - Cost of Equipment | 0.58576 | 0.58554 | 0.5866 | 0.58382 | 0.58191 | 0 | 0 | 0 | 0 | 0 | 0 | 0 | 0 | 0 | 0 | 0 | 0 | 0 | 0 | 0 | 0 | 0 | 0 | 0 | 0 | 0 | 0 | 0 | 0 | 0 | 0 | 0 | 0
F1_Commercial_Warehouse_New_Space Heating_Natural Gas_Furnace_E2 | F1 | Commercial | Warehouse | New | Space Heating | Natural Gas | Furnace | E2 | RVT - Cost of Equipment | 0.57853 | 0.57831 | 0.57936 | 0.57661 | 0.57472 | 0 | 0 | 0 | 0 | 0 | 0 | 0 | 0 | 0 | 0 | 0 | 0 | 0 | 0 | 0 | 0 | 0 | 0 | 0 | 0 | 0 | 0 | 0 | 0 | 0 | 0 | 0 | 0
F1_Commercial_Warehouse_New_Space Heating_Natural Gas_Furnace_E3 | F1 | Commercial | Warehouse | New | Space Heating | Natural Gas | Furnace | E3 | RVT - Cost of Equipment | 0.52653 | 0.52633 | 0.52728 | 0.52478 | 0.52306 | 0.52252 | 0.52304 | 0.52331 | 0.52393 | 0.52443 | 0.52486 | 0.52518 | 0.52561 | 0.52608 | 0.52644 | 0.52682 | 0.5272 | 0.52768 | 0.52815 | 0.52873 | 0.52924 | 0.52979 | 0.53024 | 0.53078 | 0.53119 | 0.53157 | 0.53193 | 0.53232 | 0.53257 | 0.53285 | 0.53302 | 0.53323 | 0.53323
F1_Commercial_Warehouse_New_Space Heating_Natural Gas_Furnace_E4 | F1 | Commercial | Warehouse | New | Space Heating | Natural Gas | Furnace | E4 | RVT - Cost of Equipment | 0.48814 | 0.48795 | 0.48883 | 0.48651 | 0.48492 | 0.48442 | 0.4849 | 0.48515 | 0.48572 | 0.48619 | 0.48659 | 0.48689 | 0.48728 | 0.48772 | 0.48805 | 0.48841 | 0.48876 | 0.48921 | 0.48963 | 0.49018 | 0.49065 | 0.49116 | 0.49158 | 0.49207 | 0.49246 | 0.49281 | 0.49314 | 0.4935 | 0.49374 | 0.494 | 0.49415 | 0.49435 | 0.49435
F1_Commercial_Warehouse_New_Space Heating_Natural Gas_Furnace_E5 | F1 | Commercial | Warehouse | New | Space Heating | Natural Gas | Furnace | E5 | RVT - Cost of Equipment | 0 | 0 | 0 | 0 | 0 | 0 | 0 | 0.35827 | 0.35869 | 0.35903 | 0.35933 | 0.35955 | 0.35984 | 0.36016 | 0.36041 | 0.36067 | 0.36093 | 0.36126 | 0.36158 | 0.36198 | 0.36233 | 0.3627 | 0.36301 | 0.36338 | 0.36366 | 0.36392 | 0.36417 | 0.36443 | 0.36461 | 0.3648 | 0.36491 | 0.36506 | 0.36506
F1_Commercial_Warehouse_New_Space Heating_Natural Gas_Furnace_E6 | F1 | Commercial | Warehouse | New | Space Heating | Natural Gas | Furnace | E6 | RVT - Cost of Equipment | 0 | 0 | 0 | 0 | 0 | 0 | 0 | 0 | 0 | 0 | 0 | 0 | 0 | 0 | 0 | 0 | 0 | 0 | 0 | 0 | 0 | 0 | 0 | 0 | 0 | 0 | 0 | 0 | 0 | 0 | 0 | 0 | 0
F1_Commercial_Warehouse_New_Space Heating_Natural Gas_Furnace_E7 | F1 | Commercial | Warehouse | New | Space Heating | Natural Gas | Furnace | E7 | RVT - Cost of Equipment | 0 | 0 | 0 | 0 | 0 | 0 | 0 | 0 | 0 | 0 | 0 | 0 | 0 | 0 | 0 | 0 | 0 | 0 | 0 | 0 | 0 | 0 | 0 | 0 | 0 | 0 | 0 | 0 | 0 | 0 | 0 | 0 | 0
F1_Commercial_Warehouse_New_Space Heating_Natural Gas_Furnace_E8 | F1 | Commercial | Warehouse | New | Space Heating | Natural Gas | Furnace | E8 | RVT - Cost of Equipment | 0 | 0 | 0 | 0 | 0 | 0 | 0 | 0 | 0 | 0 | 0 | 0 | 0 | 0 | 0 | 0 | 0 | 0 | 0 | 0 | 0 | 0 | 0 | 0 | 0 | 0 | 0 | 0 | 0 | 0 | 0 | 0 | 0
F1_Commercial_Warehouse_New_Space Heating_Natural Gas_Furnace_E9 | F1 | Commercial | Warehouse | New | Space Heating | Natural Gas | Furnace | E9 | RVT - Cost of Equipment | 0 | 0 | 0 | 0 | 0 | 0 | 0 | 0 | 0 | 0 | 0 | 0 | 0 | 0 | 0 | 0 | 0 | 0 | 0 | 0 | 0 | 0 | 0 | 0 | 0 | 0 | 0 | 0 | 0 | 0 | 0 | 0 | 0
F1_Commercial_Warehouse_New_Space Heating_Natural Gas_Furnace_E10 | F1 | Commercial | Warehouse | New | Space Heating | Natural Gas | Furnace | E10 | RVT - Cost of Equipment | 0 | 0 | 0 | 0 | 0 | 0 | 0 | 0 | 0 | 0 | 0 | 0 | 0 | 0 | 0 | 0 | 0 | 0 | 0 | 0 | 0 | 0 | 0 | 0 | 0 | 0 | 0 | 0 | 0 | 0 | 0 | 0 | 0
F2_Commercial_Warehouse_New_Space Heating_Natural Gas_Furnace_E1 | F2 | Commercial | Warehouse | New | Space Heating | Natural Gas | Furnace | E1 | RVT - Cost of Operation | 0.70178 | 0.70151 | 0.70279 | 0.69945 | 0.69716 | 0 | 0 | 0 | 0 | 0 | 0 | 0 | 0 | 0 | 0 | 0 | 0 | 0 | 0 | 0 | 0 | 0 | 0 | 0 | 0 | 0 | 0 | 0 | 0 | 0 | 0 | 0 | 0
F2_Commercial_Warehouse_New_Space Heating_Natural Gas_Furnace_E2 | F2 | Commercial | Warehouse | New | Space Heating | Natural Gas | Furnace | E2 | RVT - Cost of Operation | 0.69312 | 0.69285 | 0.69411 | 0.69081 | 0.68856 | 0 | 0 | 0 | 0 | 0 | 0 | 0 | 0 | 0 | 0 | 0 | 0 | 0 | 0 | 0 | 0 | 0 | 0 | 0 | 0 | 0 | 0 | 0 | 0 | 0 | 0 | 0 | 0
F2_Commercial_Warehouse_New_Space Heating_Natural Gas_Furnace_E3 | F2 | Commercial | Warehouse | New | Space Heating | Natural Gas | Furnace | E3 | RVT - Cost of Operation | 0.63082 | 0.63057 | 0.63172 | 0.62872 | 0.62666 | 0.62601 | 0.62664 | 0.62696 | 0.6277 | 0.6283 | 0.62881 | 0.6292 | 0.62971 | 0.63028 | 0.63071 | 0.63117 | 0.63162 | 0.6322 | 0.63275 | 0.63346 | 0.63407 | 0.63472 | 0.63526 | 0.63591 | 0.6364 | 0.63686 | 0.63728 | 0.63775 | 0.63806 | 0.63839 | 0.63859 | 0.63884 | 0.63884
F2_Commercial_Warehouse_New_Space Heating_Natural Gas_Furnace_E4 | F2 | Commercial | Warehouse | New | Space Heating | Natural Gas | Furnace | E4 | RVT - Cost of Operation | 0.58482 | 0.58459 | 0.58566 | 0.58287 | 0.58097 | 0.58036 | 0.58094 | 0.58125 | 0.58193 | 0.58248 | 0.58296 | 0.58333 | 0.5838 | 0.58432 | 0.58472 | 0.58514 | 0.58556 | 0.5861 | 0.58661 | 0.58727 | 0.58783 | 0.58844 | 0.58894 | 0.58954 | 0.59 | 0.59042 | 0.59082 | 0.59125 | 0.59153 | 0.59184 | 0.59202 | 0.59226 | 0.59226
F2_Commercial_Warehouse_New_Space Heating_Natural Gas_Furnace_E5 | F2 | Commercial | Warehouse | New | Space Heating | Natural Gas | Furnace | E5 | RVT - Cost of Operation | 0 | 0 | 0 | 0 | 0 | 0 | 0 | 0.42923 | 0.42973 | 0.43014 | 0.4305 | 0.43076 | 0.43111 | 0.4315 | 0.43179 | 0.43211 | 0.43242 | 0.43281 | 0.43319 | 0.43367 | 0.43409 | 0.43454 | 0.43491 | 0.43535 | 0.43569 | 0.436 | 0.43629 | 0.43661 | 0.43682 | 0.43705 | 0.43719 | 0.43736 | 0.43736
F2_Commercial_Warehouse_New_Space Heating_Natural Gas_Furnace_E6 | F2 | Commercial | Warehouse | New | Space Heating | Natural Gas | Furnace | E6 | RVT - Cost of Operation | 0 | 0 | 0 | 0 | 0 | 0 | 0 | 0 | 0 | 0 | 0 | 0 | 0 | 0 | 0 | 0 | 0 | 0 | 0 | 0 | 0 | 0 | 0 | 0 | 0 | 0 | 0 | 0 | 0 | 0 | 0 | 0 | 0
F2_Commercial_Warehouse_New_Space Heating_Natural Gas_Furnace_E7 | F2 | Commercial | Warehouse | New | Space Heating | Natural Gas | Furnace | E7 | RVT - Cost of Operation | 0 | 0 | 0 | 0 | 0 | 0 | 0 | 0 | 0 | 0 | 0 | 0 | 0 | 0 | 0 | 0 | 0 | 0 | 0 | 0 | 0 | 0 | 0 | 0 | 0 | 0 | 0 | 0 | 0 | 0 | 0 | 0 | 0
F2_Commercial_Warehouse_New_Space Heating_Natural Gas_Furnace_E8 | F2 | Commercial | Warehouse | New | Space Heating | Natural Gas | Furnace | E8 | RVT - Cost of Operation | 0 | 0 | 0 | 0 | 0 | 0 | 0 | 0 | 0 | 0 | 0 | 0 | 0 | 0 | 0 | 0 | 0 | 0 | 0 | 0 | 0 | 0 | 0 | 0 | 0 | 0 | 0 | 0 | 0 | 0 | 0 | 0 | 0
F2_Commercial_Warehouse_New_Space Heating_Natural Gas_Furnace_E9 | F2 | Commercial | Warehouse | New | Space Heating | Natural Gas | Furnace | E9 | RVT - Cost of Operation | 0 | 0 | 0 | 0 | 0 | 0 | 0 | 0 | 0 | 0 | 0 | 0 | 0 | 0 | 0 | 0 | 0 | 0 | 0 | 0 | 0 | 0 | 0 | 0 | 0 | 0 | 0 | 0 | 0 | 0 | 0 | 0 | 0
F2_Commercial_Warehouse_New_Space Heating_Natural Gas_Furnace_E10 | F2 | Commercial | Warehouse | New | Space Heating | Natural Gas | Furnace | E10 | RVT - Cost of Operation | 0 | 0 | 0 | 0 | 0 | 0 | 0 | 0 | 0 | 0 | 0 | 0 | 0 | 0 | 0 | 0 | 0 | 0 | 0 | 0 | 0 | 0 | 0 | 0 | 0 | 0 | 0 | 0 | 0 | 0 | 0 | 0 | 0
F3_Commercial_Warehouse_New_Space Heating_Natural Gas_Furnace_E1 | F3 | Commercial | Warehouse | New | Space Heating | Natural Gas | Furnace | E1 | System - kBTUs of Consumption | 0.032687 | 0.032687 | 0.032687 | 0.032687 | 0.032687 | 0 | 0 | 0 | 0 | 0 | 0 | 0 | 0 | 0 | 0 | 0 | 0 | 0 | 0 | 0 | 0 | 0 | 0 | 0 | 0 | 0 | 0 | 0 | 0 | 0 | 0 | 0 | 0
F3_Commercial_Warehouse_New_Space Heating_Natural Gas_Furnace_E2 | F3 | Commercial | Warehouse | New | Space Heating | Natural Gas | Furnace | E2 | System - kBTUs of Consumption | 0.032968 | 0.032968 | 0.032968 | 0.032968 | 0.032968 | 0 | 0 | 0 | 0 | 0 | 0 | 0 | 0 | 0 | 0 | 0 | 0 | 0 | 0 | 0 | 0 | 0 | 0 | 0 | 0 | 0 | 0 | 0 | 0 | 0 | 0 | 0 | 0
F3_Commercial_Warehouse_New_Space Heating_Natural Gas_Furnace_E3 | F3 | Commercial | Warehouse | New | Space Heating | Natural Gas | Furnace | E3 | System - kBTUs of Consumption | 0.03815 | 0.03815 | 0.03815 | 0.03815 | 0.03815 | 0.03815 | 0.03815 | 0.03815 | 0.03815 | 0.03815 | 0.03815 | 0.03815 | 0.03815 | 0.03815 | 0.03815 | 0.03815 | 0.03815 | 0.03815 | 0.03815 | 0.03815 | 0.03815 | 0.03815 | 0.03815 | 0.03815 | 0.03815 | 0.03815 | 0.03815 | 0.03815 | 0.03815 | 0.03815 | 0.03815 | 0.03815 | 0.03815
F3_Commercial_Warehouse_New_Space Heating_Natural Gas_Furnace_E4 | F3 | Commercial | Warehouse | New | Space Heating | Natural Gas | Furnace | E4 | System - kBTUs of Consumption | 0.046882 | 0.046882 | 0.046882 | 0.046882 | 0.046882 | 0.046882 | 0.046882 | 0.046882 | 0.046882 | 0.046882 | 0.046882 | 0.046882 | 0.046882 | 0.046882 | 0.046882 | 0.046882 | 0.046882 | 0.046882 | 0.046882 | 0.046882 | 0.046882 | 0.046882 | 0.046882 | 0.046882 | 0.046882 | 0.046882 | 0.046882 | 0.046882 | 0.046882 | 0.046882 | 0.046882 | 0.046882 | 0.046882
F3_Commercial_Warehouse_New_Space Heating_Natural Gas_Furnace_E5 | F3 | Commercial | Warehouse | New | Space Heating | Natural Gas | Furnace | E5 | System - kBTUs of Consumption | 0 | 0 | 0 | 0 | 0 | 0 | 0 | 0.37377 | 0.37377 | 0.37377 | 0.37377 | 0.37377 | 0.37377 | 0.37377 | 0.37377 | 0.37377 | 0.37377 | 0.37377 | 0.37377 | 0.37377 | 0.37377 | 0.37377 | 0.37377 | 0.37377 | 0.37377 | 0.37377 | 0.37377 | 0.37377 | 0.37377 | 0.37377 | 0.37377 | 0.37377 | 0.37377
F3_Commercial_Warehouse_New_Space Heating_Natural Gas_Furnace_E6 | F3 | Commercial | Warehouse | New | Space Heating | Natural Gas | Furnace | E6 | System - kBTUs of Consumption | 0 | 0 | 0 | 0 | 0 | 0 | 0 | 0 | 0 | 0 | 0 | 0 | 0 | 0 | 0 | 0 | 0 | 0 | 0 | 0 | 0 | 0 | 0 | 0 | 0 | 0 | 0 | 0 | 0 | 0 | 0 | 0 | 0
F3_Commercial_Warehouse_New_Space Heating_Natural Gas_Furnace_E7 | F3 | Commercial | Warehouse | New | Space Heating | Natural Gas | Furnace | E7 | System - kBTUs of Consumption | 0 | 0 | 0 | 0 | 0 | 0 | 0 | 0 | 0 | 0 | 0 | 0 | 0 | 0 | 0 | 0 | 0 | 0 | 0 | 0 | 0 | 0 | 0 | 0 | 0 | 0 | 0 | 0 | 0 | 0 | 0 | 0 | 0
F3_Commercial_Warehouse_New_Space Heating_Natural Gas_Furnace_E8 | F3 | Commercial | Warehouse | New | Space Heating | Natural Gas | Furnace | E8 | System - kBTUs of Consumption | 0 | 0 | 0 | 0 | 0 | 0 | 0 | 0 | 0 | 0 | 0 | 0 | 0 | 0 | 0 | 0 | 0 | 0 | 0 | 0 | 0 | 0 | 0 | 0 | 0 | 0 | 0 | 0 | 0 | 0 | 0 | 0 | 0
F3_Commercial_Warehouse_New_Space Heating_Natural Gas_Furnace_E9 | F3 | Commercial | Warehouse | New | Space Heating | Natural Gas | Furnace | E9 | System - kBTUs of Consumption | 0 | 0 | 0 | 0 | 0 | 0 | 0 | 0 | 0 | 0 | 0 | 0 | 0 | 0 | 0 | 0 | 0 | 0 | 0 | 0 | 0 | 0 | 0 | 0 | 0 | 0 | 0 | 0 | 0 | 0 | 0 | 0 | 0
F3_Commercial_Warehouse_New_Space Heating_Natural Gas_Furnace_E10 | F3 | Commercial | Warehouse | New | Space Heating | Natural Gas | Furnace | E10 | System - kBTUs of Consumption | 0 | 0 | 0 | 0 | 0 | 0 | 0 | 0 | 0 | 0 | 0 | 0 | 0 | 0 | 0 | 0 | 0 | 0 | 0 | 0 | 0 | 0 | 0 | 0 | 0 | 0 | 0 | 0 | 0 | 0 | 0 | 0 | 0
F4_Commercial_Warehouse_New_Space Heating_Natural Gas_Furnace_E1 | F4 | Commercial | Warehouse | New | Space Heating | Natural Gas | Furnace | E1 | Utility - Cost of Equipment | 0.70178 | 0.70151 | 0.70279 | 0.69945 | 0.69716 | 0 | 0 | 0 | 0 | 0 | 0 | 0 | 0 | 0 | 0 | 0 | 0 | 0 | 0 | 0 | 0 | 0 | 0 | 0 | 0 | 0 | 0 | 0 | 0 | 0 | 0 | 0 | 0
F4_Commercial_Warehouse_New_Space Heating_Natural Gas_Furnace_E2 | F4 | Commercial | Warehouse | New | Space Heating | Natural Gas | Furnace | E2 | Utility - Cost of Equipment | 0.69312 | 0.69285 | 0.69411 | 0.69081 | 0.68856 | 0 | 0 | 0 | 0 | 0 | 0 | 0 | 0 | 0 | 0 | 0 | 0 | 0 | 0 | 0 | 0 | 0 | 0 | 0 | 0 | 0 | 0 | 0 | 0 | 0 | 0 | 0 | 0
F4_Commercial_Warehouse_New_Space Heating_Natural Gas_Furnace_E3 | F4 | Commercial | Warehouse | New | Space Heating | Natural Gas | Furnace | E3 | Utility - Cost of Equipment | 0.63082 | 0.63057 | 0.63172 | 0.62872 | 0.62666 | 0.62601 | 0.62664 | 0.62696 | 0.6277 | 0.6283 | 0.62881 | 0.6292 | 0.62971 | 0.63028 | 0.63071 | 0.63117 | 0.63162 | 0.6322 | 0.63275 | 0.63346 | 0.63407 | 0.63472 | 0.63526 | 0.63591 | 0.6364 | 0.63686 | 0.63728 | 0.63775 | 0.63806 | 0.63839 | 0.63859 | 0.63884 | 0.63884
F4_Commercial_Warehouse_New_Space Heating_Natural Gas_Furnace_E4 | F4 | Commercial | Warehouse | New | Space Heating | Natural Gas | Furnace | E4 | Utility - Cost of Equipment | 0.58482 | 0.58459 | 0.58566 | 0.58287 | 0.58097 | 0.58036 | 0.58094 | 0.58125 | 0.58193 | 0.58248 | 0.58296 | 0.58333 | 0.5838 | 0.58432 | 0.58472 | 0.58514 | 0.58556 | 0.5861 | 0.58661 | 0.58727 | 0.58783 | 0.58844 | 0.58894 | 0.58954 | 0.59 | 0.59042 | 0.59082 | 0.59125 | 0.59153 | 0.59184 | 0.59202 | 0.59226 | 0.59226
F4_Commercial_Warehouse_New_Space Heating_Natural Gas_Furnace_E5 | F4 | Commercial | Warehouse | New | Space Heating | Natural Gas | Furnace | E5 | Utility - Cost of Equipment | 0 | 0 | 0 | 0 | 0 | 0 | 0 | 0.42923 | 0.42973 | 0.43014 | 0.4305 | 0.43076 | 0.43111 | 0.4315 | 0.43179 | 0.43211 | 0.43242 | 0.43281 | 0.43319 | 0.43367 | 0.43409 | 0.43454 | 0.43491 | 0.43535 | 0.43569 | 0.436 | 0.43629 | 0.43661 | 0.43682 | 0.43705 | 0.43719 | 0.43736 | 0.43736
F4_Commercial_Warehouse_New_Space Heating_Natural Gas_Furnace_E6 | F4 | Commercial | Warehouse | New | Space Heating | Natural Gas | Furnace | E6 | Utility - Cost of Equipment | 0 | 0 | 0 | 0 | 0 | 0 | 0 | 0 | 0 | 0 | 0 | 0 | 0 | 0 | 0 | 0 | 0 | 0 | 0 | 0 | 0 | 0 | 0 | 0 | 0 | 0 | 0 | 0 | 0 | 0 | 0 | 0 | 0
F4_Commercial_Warehouse_New_Space Heating_Natural Gas_Furnace_E7 | F4 | Commercial | Warehouse | New | Space Heating | Natural Gas | Furnace | E7 | Utility - Cost of Equipment | 0 | 0 | 0 | 0 | 0 | 0 | 0 | 0 | 0 | 0 | 0 | 0 | 0 | 0 | 0 | 0 | 0 | 0 | 0 | 0 | 0 | 0 | 0 | 0 | 0 | 0 | 0 | 0 | 0 | 0 | 0 | 0 | 0
F4_Commercial_Warehouse_New_Space Heating_Natural Gas_Furnace_E8 | F4 | Commercial | Warehouse | New | Space Heating | Natural Gas | Furnace | E8 | Utility - Cost of Equipment | 0 | 0 | 0 | 0 | 0 | 0 | 0 | 0 | 0 | 0 | 0 | 0 | 0 | 0 | 0 | 0 | 0 | 0 | 0 | 0 | 0 | 0 | 0 | 0 | 0 | 0 | 0 | 0 | 0 | 0 | 0 | 0 | 0
F4_Commercial_Warehouse_New_Space Heating_Natural Gas_Furnace_E9 | F4 | Commercial | Warehouse | New | Space Heating | Natural Gas | Furnace | E9 | Utility - Cost of Equipment | 0 | 0 | 0 | 0 | 0 | 0 | 0 | 0 | 0 | 0 | 0 | 0 | 0 | 0 | 0 | 0 | 0 | 0 | 0 | 0 | 0 | 0 | 0 | 0 | 0 | 0 | 0 | 0 | 0 | 0 | 0 | 0 | 0
F4_Commercial_Warehouse_New_Space Heating_Natural Gas_Furnace_E10 | F4 | Commercial | Warehouse | New | Space Heating | Natural Gas | Furnace | E10 | Utility - Cost of Equipment | 0 | 0 | 0 | 0 | 0 | 0 | 0 | 0 | 0 | 0 | 0 | 0 | 0 | 0 | 0 | 0 | 0 | 0 | 0 | 0 | 0 | 0 | 0 | 0 | 0 | 0 | 0 | 0 | 0 | 0 | 0 | 0 | 0
F5_Commercial_Warehouse_New_Space Heating_Natural Gas_Furnace_E1 | F5 | Commercial | Warehouse | New | Space Heating | Natural Gas | Furnace | E1 | Utility - Cost of Operation | 0.032687 | 0.032687 | 0.032687 | 0.032687 | 0.032687 | 0 | 0 | 0 | 0 | 0 | 0 | 0 | 0 | 0 | 0 | 0 | 0 | 0 | 0 | 0 | 0 | 0 | 0 | 0 | 0 | 0 | 0 | 0 | 0 | 0 | 0 | 0 | 0
F5_Commercial_Warehouse_New_Space Heating_Natural Gas_Furnace_E2 | F5 | Commercial | Warehouse | New | Space Heating | Natural Gas | Furnace | E2 | Utility - Cost of Operation | 0.032968 | 0.032968 | 0.032968 | 0.032968 | 0.032968 | 0 | 0 | 0 | 0 | 0 | 0 | 0 | 0 | 0 | 0 | 0 | 0 | 0 | 0 | 0 | 0 | 0 | 0 | 0 | 0 | 0 | 0 | 0 | 0 | 0 | 0 | 0 | 0
F5_Commercial_Warehouse_New_Space Heating_Natural Gas_Furnace_E3 | F5 | Commercial | Warehouse | New | Space Heating | Natural Gas | Furnace | E3 | Utility - Cost of Operation | 0.03815 | 0.03815 | 0.03815 | 0.03815 | 0.03815 | 0.03815 | 0.03815 | 0.03815 | 0.03815 | 0.03815 | 0.03815 | 0.03815 | 0.03815 | 0.03815 | 0.03815 | 0.03815 | 0.03815 | 0.03815 | 0.03815 | 0.03815 | 0.03815 | 0.03815 | 0.03815 | 0.03815 | 0.03815 | 0.03815 | 0.03815 | 0.03815 | 0.03815 | 0.03815 | 0.03815 | 0.03815 | 0.03815
F5_Commercial_Warehouse_New_Space Heating_Natural Gas_Furnace_E4 | F5 | Commercial | Warehouse | New | Space Heating | Natural Gas | Furnace | E4 | Utility - Cost of Operation | 0.046882 | 0.046882 | 0.046882 | 0.046882 | 0.046882 | 0.046882 | 0.046882 | 0.046882 | 0.046882 | 0.046882 | 0.046882 | 0.046882 | 0.046882 | 0.046882 | 0.046882 | 0.046882 | 0.046882 | 0.046882 | 0.046882 | 0.046882 | 0.046882 | 0.046882 | 0.046882 | 0.046882 | 0.046882 | 0.046882 | 0.046882 | 0.046882 | 0.046882 | 0.046882 | 0.046882 | 0.046882 | 0.046882
F5_Commercial_Warehouse_New_Space Heating_Natural Gas_Furnace_E5 | F5 | Commercial | Warehouse | New | Space Heating | Natural Gas | Furnace | E5 | Utility - Cost of Operation | 0 | 0 | 0 | 0 | 0 | 0 | 0 | 0.37377 | 0.37377 | 0.37377 | 0.37377 | 0.37377 | 0.37377 | 0.37377 | 0.37377 | 0.37377 | 0.37377 | 0.37377 | 0.37377 | 0.37377 | 0.37377 | 0.37377 | 0.37377 | 0.37377 | 0.37377 | 0.37377 | 0.37377 | 0.37377 | 0.37377 | 0.37377 | 0.37377 | 0.37377 | 0.37377
F5_Commercial_Warehouse_New_Space Heating_Natural Gas_Furnace_E6 | F5 | Commercial | Warehouse | New | Space Heating | Natural Gas | Furnace | E6 | Utility - Cost of Operation | 0 | 0 | 0 | 0 | 0 | 0 | 0 | 0 | 0 | 0 | 0 | 0 | 0 | 0 | 0 | 0 | 0 | 0 | 0 | 0 | 0 | 0 | 0 | 0 | 0 | 0 | 0 | 0 | 0 | 0 | 0 | 0 | 0
F5_Commercial_Warehouse_New_Space Heating_Natural Gas_Furnace_E7 | F5 | Commercial | Warehouse | New | Space Heating | Natural Gas | Furnace | E7 | Utility - Cost of Operation | 0 | 0 | 0 | 0 | 0 | 0 | 0 | 0 | 0 | 0 | 0 | 0 | 0 | 0 | 0 | 0 | 0 | 0 | 0 | 0 | 0 | 0 | 0 | 0 | 0 | 0 | 0 | 0 | 0 | 0 | 0 | 0 | 0
F5_Commercial_Warehouse_New_Space Heating_Natural Gas_Furnace_E8 | F5 | Commercial | Warehouse | New | Space Heating | Natural Gas | Furnace | E8 | Utility - Cost of Operation | 0 | 0 | 0 | 0 | 0 | 0 | 0 | 0 | 0 | 0 | 0 | 0 | 0 | 0 | 0 | 0 | 0 | 0 | 0 | 0 | 0 | 0 | 0 | 0 | 0 | 0 | 0 | 0 | 0 | 0 | 0 | 0 | 0
F5_Commercial_Warehouse_New_Space Heating_Natural Gas_Furnace_E9 | F5 | Commercial | Warehouse | New | Space Heating | Natural Gas | Furnace | E9 | Utility - Cost of Operation | 0 | 0 | 0 | 0 | 0 | 0 | 0 | 0 | 0 | 0 | 0 | 0 | 0 | 0 | 0 | 0 | 0 | 0 | 0 | 0 | 0 | 0 | 0 | 0 | 0 | 0 | 0 | 0 | 0 | 0 | 0 | 0 | 0
F5_Commercial_Warehouse_New_Space Heating_Natural Gas_Furnace_E10 | F5 | Commercial | Warehouse | New | Space Heating | Natural Gas | Furnace | E10 | Utility - Cost of Operation | 0 | 0 | 0 | 0 | 0 | 0 | 0 | 0 | 0 | 0 | 0 | 0 | 0 | 0 | 0 | 0 | 0 | 0 | 0 | 0 | 0 | 0 | 0 | 0 | 0 | 0 | 0 | 0 | 0 | 0 | 0 | 0 | 0
F6_Commercial_Warehouse_New_Space Heating_Natural Gas_Furnace_E1 | F6 | Commercial | Warehouse | New | Space Heating | Natural Gas | Furnace | E1 | Utility - Value of Sales | 0.26715 | 0.26637 | 0.26592 | 0.26419 | 0.26269 | 0 | 0 | 0 | 0 | 0 | 0 | 0 | 0 | 0 | 0 | 0 | 0 | 0 | 0 | 0 | 0 | 0 | 0 | 0 | 0 | 0 | 0 | 0 | 0 | 0 | 0 | 0 | 0
F6_Commercial_Warehouse_New_Space Heating_Natural Gas_Furnace_E2 | F6 | Commercial | Warehouse | New | Space Heating | Natural Gas | Furnace | E2 | Utility - Value of Sales | 0.26386 | 0.26308 | 0.26264 | 0.26093 | 0.25945 | 0 | 0 | 0 | 0 | 0 | 0 | 0 | 0 | 0 | 0 | 0 | 0 | 0 | 0 | 0 | 0 | 0 | 0 | 0 | 0 | 0 | 0 | 0 | 0 | 0 | 0 | 0 | 0
F6_Commercial_Warehouse_New_Space Heating_Natural Gas_Furnace_E3 | F6 | Commercial | Warehouse | New | Space Heating | Natural Gas | Furnace | E3 | Utility - Value of Sales | 0.24014 | 0.23944 | 0.23903 | 0.23747 | 0.23613 | 0.23479 | 0.23346 | 0.23216 | 0.23087 | 0.22962 | 0.22839 | 0.2272 | 0.22606 | 0.22495 | 0.2239 | 0.2229 | 0.22196 | 0.22108 | 0.22026 | 0.21949 | 0.21879 | 0.21814 | 0.21756 | 0.21703 | 0.21656 | 0.21615 | 0.21579 | 0.2155 | 0.21527 | 0.21509 | 0.21497 | 0.21491 | 0.21491
F6_Commercial_Warehouse_New_Space Heating_Natural Gas_Furnace_E4 | F6 | Commercial | Warehouse | New | Space Heating | Natural Gas | Furnace | E4 | Utility - Value of Sales | 0.22263 | 0.22198 | 0.2216 | 0.22016 | 0.21891 | 0.21767 | 0.21644 | 0.21523 | 0.21404 | 0.21288 | 0.21174 | 0.21064 | 0.20957 | 0.20855 | 0.20757 | 0.20665 | 0.20578 | 0.20496 | 0.2042 | 0.20349 | 0.20284 | 0.20224 | 0.20169 | 0.2012 | 0.20077 | 0.20039 | 0.20006 | 0.19979 | 0.19957 | 0.19941 | 0.1993 | 0.19924 | 0.19924
F6_Commercial_Warehouse_New_Space Heating_Natural Gas_Furnace_E5 | F6 | Commercial | Warehouse | New | Space Heating | Natural Gas | Furnace | E5 | Utility - Value of Sales | 0 | 0 | 0 | 0 | 0 | 0 | 0 | 0.15894 | 0.15806 | 0.1572 | 0.15636 | 0.15555 | 0.15476 | 0.15401 | 0.15329 | 0.1526 | 0.15196 | 0.15136 | 0.15079 | 0.15027 | 0.14979 | 0.14934 | 0.14894 | 0.14858 | 0.14826 | 0.14798 | 0.14774 | 0.14753 | 0.14737 | 0.14725 | 0.14717 | 0.14713 | 0.14713
F6_Commercial_Warehouse_New_Space Heating_Natural Gas_Furnace_E6 | F6 | Commercial | Warehouse | New | Space Heating | Natural Gas | Furnace | E6 | Utility - Value of Sales | 0 | 0 | 0 | 0 | 0 | 0 | 0 | 0 | 0 | 0 | 0 | 0 | 0 | 0 | 0 | 0 | 0 | 0 | 0 | 0 | 0 | 0 | 0 | 0 | 0 | 0 | 0 | 0 | 0 | 0 | 0 | 0 | 0
F6_Commercial_Warehouse_New_Space Heating_Natural Gas_Furnace_E7 | F6 | Commercial | Warehouse | New | Space Heating | Natural Gas | Furnace | E7 | Utility - Value of Sales | 0 | 0 | 0 | 0 | 0 | 0 | 0 | 0 | 0 | 0 | 0 | 0 | 0 | 0 | 0 | 0 | 0 | 0 | 0 | 0 | 0 | 0 | 0 | 0 | 0 | 0 | 0 | 0 | 0 | 0 | 0 | 0 | 0
F6_Commercial_Warehouse_New_Space Heating_Natural Gas_Furnace_E8 | F6 | Commercial | Warehouse | New | Space Heating | Natural Gas | Furnace | E8 | Utility - Value of Sales | 0 | 0 | 0 | 0 | 0 | 0 | 0 | 0 | 0 | 0 | 0 | 0 | 0 | 0 | 0 | 0 | 0 | 0 | 0 | 0 | 0 | 0 | 0 | 0 | 0 | 0 | 0 | 0 | 0 | 0 | 0 | 0 | 0
F6_Commercial_Warehouse_New_Space Heating_Natural Gas_Furnace_E9 | F6 | Commercial | Warehouse | New | Space Heating | Natural Gas | Furnace | E9 | Utility - Value of Sales | 0 | 0 | 0 | 0 | 0 | 0 | 0 | 0 | 0 | 0 | 0 | 0 | 0 | 0 | 0 | 0 | 0 | 0 | 0 | 0 | 0 | 0 | 0 | 0 | 0 | 0 | 0 | 0 | 0 | 0 | 0 | 0 | 0
F6_Commercial_Warehouse_New_Space Heating_Natural Gas_Furnace_E10 | F6 | Commercial | Warehouse | New | Space Heating | Natural Gas | Furnace | E10 | Utility - Value of Sales | 0 | 0 | 0 | 0 | 0 | 0 | 0 | 0 | 0 | 0 | 0 | 0 | 0 | 0 | 0 | 0 | 0 | 0 | 0 | 0 | 0 | 0 | 0 | 0 | 0 | 0 | 0 | 0 | 0 | 0 | 0 | 0 | 0
F1_Commercial_Warehouse_New_Space Heating_Natural Gas_Boiler_E1 | F1 | Commercial | Warehouse | New | Space Heating | Natural Gas | Boiler | E1 | RVT - Cost of Equipment | 2.8035 | 2.8027 | 2.8077 | 2.7953 | 2.7869 | 0 | 0 | 0 | 0 | 0 | 0 | 0 | 0 | 0 | 0 | 0 | 0 | 0 | 0 | 0 | 0 | 0 | 0 | 0 | 0 | 0 | 0 | 0 | 0 | 0 | 0 | 0 | 0
F1_Commercial_Warehouse_New_Space Heating_Natural Gas_Boiler_E2 | F1 | Commercial | Warehouse | New | Space Heating | Natural Gas | Boiler | E2 | RVT - Cost of Equipment | 2.67 | 2.6692 | 2.674 | 2.6622 | 2.6542 | 0 | 0 | 0 | 0 | 0 | 0 | 0 | 0 | 0 | 0 | 0 | 0 | 0 | 0 | 0 | 0 | 0 | 0 | 0 | 0 | 0 | 0 | 0 | 0 | 0 | 0 | 0 | 0
F1_Commercial_Warehouse_New_Space Heating_Natural Gas_Boiler_E3 | F1 | Commercial | Warehouse | New | Space Heating | Natural Gas | Boiler | E3 | RVT - Cost of Equipment | 2.3859 | 2.3852 | 2.3895 | 2.379 | 2.3718 | 2.3697 | 2.3721 | 2.3734 | 2.3762 | 2.3784 | 2.3804 | 2.3819 | 2.3838 | 2.3859 | 2.3875 | 2.3891 | 2.3907 | 2.3928 | 2.3948 | 2.3973 | 2.3995 | 2.4019 | 2.4038 | 2.4061 | 2.4079 | 2.4095 | 2.411 | 2.4127 | 2.4138 | 2.415 | 2.4157 | 2.4166 | 2.4166
F1_Commercial_Warehouse_New_Space Heating_Natural Gas_Boiler_E4 | F1 | Commercial | Warehouse | New | Space Heating | Natural Gas | Boiler | E4 | RVT - Cost of Equipment | 2.2886 | 2.2879 | 2.292 | 2.2819 | 2.275 | 2.2729 | 2.2753 | 2.2765 | 2.2792 | 2.2814 | 2.2833 | 2.2847 | 2.2865 | 2.2885 | 2.29 | 2.2916 | 2.2932 | 2.2952 | 2.2971 | 2.2995 | 2.3016 | 2.3038 | 2.3057 | 2.3079 | 2.3096 | 2.3111 | 2.3126 | 2.3142 | 2.3153 | 2.3164 | 2.3171 | 2.318 | 2.318
F1_Commercial_Warehouse_New_Space Heating_Natural Gas_Boiler_E5 | F1 | Commercial | Warehouse | New | Space Heating | Natural Gas | Boiler | E5 | RVT - Cost of Equipment | 1.7252 | 1.7247 | 1.7278 | 1.7202 | 1.715 | 1.7135 | 1.7152 | 1.7161 | 1.7181 | 1.7198 | 1.7212 | 1.7223 | 1.7237 | 1.7252 | 1.7263 | 1.7275 | 1.7287 | 1.7302 | 1.7316 | 1.7335 | 1.735 | 1.7367 | 1.7381 | 1.7398 | 1.7411 | 1.7422 | 1.7434 | 1.7446 | 1.7454 | 1.7462 | 1.7467 | 1.7474 | 1.7474
F1_Commercial_Warehouse_New_Space Heating_Natural Gas_Boiler_E6 | F1 | Commercial | Warehouse | New | Space Heating | Natural Gas | Boiler | E6 | RVT - Cost of Equipment | 0 | 0 | 0 | 0 | 0 | 0 | 0 | 0 | 0 | 0 | 0 | 0 | 0 | 0 | 0 | 0 | 0 | 0 | 0 | 0 | 0 | 0 | 0 | 0 | 0 | 0 | 0 | 0 | 0 | 0 | 0 | 0 | 0
F1_Commercial_Warehouse_New_Space Heating_Natural Gas_Boiler_E7 | F1 | Commercial | Warehouse | New | Space Heating | Natural Gas | Boiler | E7 | RVT - Cost of Equipment | 0 | 0 | 0 | 0 | 0 | 0 | 0 | 0 | 0 | 0 | 0 | 0 | 0 | 0 | 0 | 0 | 0 | 0 | 0 | 0 | 0 | 0 | 0 | 0 | 0 | 0 | 0 | 0 | 0 | 0 | 0 | 0 | 0
F1_Commercial_Warehouse_New_Space Heating_Natural Gas_Boiler_E8 | F1 | Commercial | Warehouse | New | Space Heating | Natural Gas | Boiler | E8 | RVT - Cost of Equipment | 0 | 0 | 0 | 0 | 0 | 0 | 0 | 0 | 0 | 0 | 0 | 0 | 0 | 0 | 0 | 0 | 0 | 0 | 0 | 0 | 0 | 0 | 0 | 0 | 0 | 0 | 0 | 0 | 0 | 0 | 0 | 0 | 0
F1_Commercial_Warehouse_New_Space Heating_Natural Gas_Boiler_E9 | F1 | Commercial | Warehouse | New | Space Heating | Natural Gas | Boiler | E9 | RVT - Cost of Equipment | 0 | 0 | 0 | 0 | 0 | 0 | 0 | 0 | 0 | 0 | 0 | 0 | 0 | 0 | 0 | 0 | 0 | 0 | 0 | 0 | 0 | 0 | 0 | 0 | 0 | 0 | 0 | 0 | 0 | 0 | 0 | 0 | 0
F1_Commercial_Warehouse_New_Space Heating_Natural Gas_Boiler_E10 | F1 | Commercial | Warehouse | New | Space Heating | Natural Gas | Boiler | E10 | RVT - Cost of Equipment | 0 | 0 | 0 | 0 | 0 | 0 | 0 | 0 | 0 | 0 | 0 | 0 | 0 | 0 | 0 | 0 | 0 | 0 | 0 | 0 | 0 | 0 | 0 | 0 | 0 | 0 | 0 | 0 | 0 | 0 | 0 | 0 | 0
F2_Commercial_Warehouse_New_Space Heating_Natural Gas_Boiler_E1 | F2 | Commercial | Warehouse | New | Space Heating | Natural Gas | Boiler | E1 | RVT - Cost of Operation | 3.3588 | 3.3578 | 3.3638 | 3.349 | 3.3389 | 0 | 0 | 0 | 0 | 0 | 0 | 0 | 0 | 0 | 0 | 0 | 0 | 0 | 0 | 0 | 0 | 0 | 0 | 0 | 0 | 0 | 0 | 0 | 0 | 0 | 0 | 0 | 0
F2_Commercial_Warehouse_New_Space Heating_Natural Gas_Boiler_E2 | F2 | Commercial | Warehouse | New | Space Heating | Natural Gas | Boiler | E2 | RVT - Cost of Operation | 3.1988 | 3.1979 | 3.2036 | 3.1895 | 3.1799 | 0 | 0 | 0 | 0 | 0 | 0 | 0 | 0 | 0 | 0 | 0 | 0 | 0 | 0 | 0 | 0 | 0 | 0 | 0 | 0 | 0 | 0 | 0 | 0 | 0 | 0 | 0 | 0
F2_Commercial_Warehouse_New_Space Heating_Natural Gas_Boiler_E3 | F2 | Commercial | Warehouse | New | Space Heating | Natural Gas | Boiler | E3 | RVT - Cost of Operation | 2.8585 | 2.8577 | 2.8628 | 2.8502 | 2.8416 | 2.839 | 2.8419 | 2.8435 | 2.8468 | 2.8495 | 2.8519 | 2.8537 | 2.856 | 2.8585 | 2.8604 | 2.8623 | 2.8643 | 2.8668 | 2.8691 | 2.8722 | 2.8748 | 2.8776 | 2.8799 | 2.8827 | 2.8848 | 2.8867 | 2.8886 | 2.8906 | 2.8919 | 2.8933 | 2.8942 | 2.8952 | 2.8952
F2_Commercial_Warehouse_New_Space Heating_Natural Gas_Boiler_E4 | F2 | Commercial | Warehouse | New | Space Heating | Natural Gas | Boiler | E4 | RVT - Cost of Operation | 2.7418 | 2.741 | 2.746 | 2.7339 | 2.7256 | 2.7231 | 2.7259 | 2.7274 | 2.7306 | 2.7332 | 2.7355 | 2.7372 | 2.7394 | 2.7418 | 2.7436 | 2.7455 | 2.7474 | 2.7498 | 2.752 | 2.7549 | 2.7574 | 2.7601 | 2.7624 | 2.765 | 2.767 | 2.7689 | 2.7707 | 2.7726 | 2.7738 | 2.7752 | 2.776 | 2.7771 | 2.7771
F2_Commercial_Warehouse_New_Space Heating_Natural Gas_Boiler_E5 | F2 | Commercial | Warehouse | New | Space Heating | Natural Gas | Boiler | E5 | RVT - Cost of Operation | 2.0669 | 2.0663 | 2.07 | 2.0609 | 2.0547 | 2.0528 | 2.0549 | 2.0561 | 2.0585 | 2.0604 | 2.0621 | 2.0634 | 2.0651 | 2.0669 | 2.0683 | 2.0697 | 2.0711 | 2.0729 | 2.0746 | 2.0768 | 2.0787 | 2.0807 | 2.0824 | 2.0844 | 2.0859 | 2.0873 | 2.0887 | 2.0901 | 2.0911 | 2.0921 | 2.0927 | 2.0935 | 2.0935
F2_Commercial_Warehouse_New_Space Heating_Natural Gas_Boiler_E6 | F2 | Commercial | Warehouse | New | Space Heating | Natural Gas | Boiler | E6 | RVT - Cost of Operation | 0 | 0 | 0 | 0 | 0 | 0 | 0 | 0 | 0 | 0 | 0 | 0 | 0 | 0 | 0 | 0 | 0 | 0 | 0 | 0 | 0 | 0 | 0 | 0 | 0 | 0 | 0 | 0 | 0 | 0 | 0 | 0 | 0
F2_Commercial_Warehouse_New_Space Heating_Natural Gas_Boiler_E7 | F2 | Commercial | Warehouse | New | Space Heating | Natural Gas | Boiler | E7 | RVT - Cost of Operation | 0 | 0 | 0 | 0 | 0 | 0 | 0 | 0 | 0 | 0 | 0 | 0 | 0 | 0 | 0 | 0 | 0 | 0 | 0 | 0 | 0 | 0 | 0 | 0 | 0 | 0 | 0 | 0 | 0 | 0 | 0 | 0 | 0
F2_Commercial_Warehouse_New_Space Heating_Natural Gas_Boiler_E8 | F2 | Commercial | Warehouse | New | Space Heating | Natural Gas | Boiler | E8 | RVT - Cost of Operation | 0 | 0 | 0 | 0 | 0 | 0 | 0 | 0 | 0 | 0 | 0 | 0 | 0 | 0 | 0 | 0 | 0 | 0 | 0 | 0 | 0 | 0 | 0 | 0 | 0 | 0 | 0 | 0 | 0 | 0 | 0 | 0 | 0
F2_Commercial_Warehouse_New_Space Heating_Natural Gas_Boiler_E9 | F2 | Commercial | Warehouse | New | Space Heating | Natural Gas | Boiler | E9 | RVT - Cost of Operation | 0 | 0 | 0 | 0 | 0 | 0 | 0 | 0 | 0 | 0 | 0 | 0 | 0 | 0 | 0 | 0 | 0 | 0 | 0 | 0 | 0 | 0 | 0 | 0 | 0 | 0 | 0 | 0 | 0 | 0 | 0 | 0 | 0
F2_Commercial_Warehouse_New_Space Heating_Natural Gas_Boiler_E10 | F2 | Commercial | Warehouse | New | Space Heating | Natural Gas | Boiler | E10 | RVT - Cost of Operation | 0 | 0 | 0 | 0 | 0 | 0 | 0 | 0 | 0 | 0 | 0 | 0 | 0 | 0 | 0 | 0 | 0 | 0 | 0 | 0 | 0 | 0 | 0 | 0 | 0 | 0 | 0 | 0 | 0 | 0 | 0 | 0 | 0
F3_Commercial_Warehouse_New_Space Heating_Natural Gas_Boiler_E1 | F3 | Commercial | Warehouse | New | Space Heating | Natural Gas | Boiler | E1 | System - kBTUs of Consumption | 0.06892 | 0.06892 | 0.06892 | 0.06892 | 0.06892 | 0 | 0 | 0 | 0 | 0 | 0 | 0 | 0 | 0 | 0 | 0 | 0 | 0 | 0 | 0 | 0 | 0 | 0 | 0 | 0 | 0 | 0 | 0 | 0 | 0 | 0 | 0 | 0
F3_Commercial_Warehouse_New_Space Heating_Natural Gas_Boiler_E2 | F3 | Commercial | Warehouse | New | Space Heating | Natural Gas | Boiler | E2 | System - kBTUs of Consumption | 0.071244 | 0.071244 | 0.071244 | 0.071244 | 0.071244 | 0 | 0 | 0 | 0 | 0 | 0 | 0 | 0 | 0 | 0 | 0 | 0 | 0 | 0 | 0 | 0 | 0 | 0 | 0 | 0 | 0 | 0 | 0 | 0 | 0 | 0 | 0 | 0
F3_Commercial_Warehouse_New_Space Heating_Natural Gas_Boiler_E3 | F3 | Commercial | Warehouse | New | Space Heating | Natural Gas | Boiler | E3 | System - kBTUs of Consumption | 0.11198 | 0.11198 | 0.11198 | 0.11198 | 0.11198 | 0.11198 | 0.11198 | 0.11198 | 0.11198 | 0.11198 | 0.11198 | 0.11198 | 0.11198 | 0.11198 | 0.11198 | 0.11198 | 0.11198 | 0.11198 | 0.11198 | 0.11198 | 0.11198 | 0.11198 | 0.11198 | 0.11198 | 0.11198 | 0.11198 | 0.11198 | 0.11198 | 0.11198 | 0.11198 | 0.11198 | 0.11198 | 0.11198
F3_Commercial_Warehouse_New_Space Heating_Natural Gas_Boiler_E4 | F3 | Commercial | Warehouse | New | Space Heating | Natural Gas | Boiler | E4 | System - kBTUs of Consumption | 0.12247 | 0.12247 | 0.12247 | 0.12247 | 0.12247 | 0.12247 | 0.12247 | 0.12247 | 0.12247 | 0.12247 | 0.12247 | 0.12247 | 0.12247 | 0.12247 | 0.12247 | 0.12247 | 0.12247 | 0.12247 | 0.12247 | 0.12247 | 0.12247 | 0.12247 | 0.12247 | 0.12247 | 0.12247 | 0.12247 | 0.12247 | 0.12247 | 0.12247 | 0.12247 | 0.12247 | 0.12247 | 0.12247
F3_Commercial_Warehouse_New_Space Heating_Natural Gas_Boiler_E5 | F3 | Commercial | Warehouse | New | Space Heating | Natural Gas | Boiler | E5 | System - kBTUs of Consumption | 0.41434 | 0.41434 | 0.41434 | 0.41434 | 0.41434 | 0.41434 | 0.41434 | 0.41434 | 0.41434 | 0.41434 | 0.41434 | 0.41434 | 0.41434 | 0.41434 | 0.41434 | 0.41434 | 0.41434 | 0.41434 | 0.41434 | 0.41434 | 0.41434 | 0.41434 | 0.41434 | 0.41434 | 0.41434 | 0.41434 | 0.41434 | 0.41434 | 0.41434 | 0.41434 | 0.41434 | 0.41434 | 0.41434
F3_Commercial_Warehouse_New_Space Heating_Natural Gas_Boiler_E6 | F3 | Commercial | Warehouse | New | Space Heating | Natural Gas | Boiler | E6 | System - kBTUs of Consumption | 0 | 0 | 0 | 0 | 0 | 0 | 0 | 0 | 0 | 0 | 0 | 0 | 0 | 0 | 0 | 0 | 0 | 0 | 0 | 0 | 0 | 0 | 0 | 0 | 0 | 0 | 0 | 0 | 0 | 0 | 0 | 0 | 0
F3_Commercial_Warehouse_New_Space Heating_Natural Gas_Boiler_E7 | F3 | Commercial | Warehouse | New | Space Heating | Natural Gas | Boiler | E7 | System - kBTUs of Consumption | 0 | 0 | 0 | 0 | 0 | 0 | 0 | 0 | 0 | 0 | 0 | 0 | 0 | 0 | 0 | 0 | 0 | 0 | 0 | 0 | 0 | 0 | 0 | 0 | 0 | 0 | 0 | 0 | 0 | 0 | 0 | 0 | 0
F3_Commercial_Warehouse_New_Space Heating_Natural Gas_Boiler_E8 | F3 | Commercial | Warehouse | New | Space Heating | Natural Gas | Boiler | E8 | System - kBTUs of Consumption | 0 | 0 | 0 | 0 | 0 | 0 | 0 | 0 | 0 | 0 | 0 | 0 | 0 | 0 | 0 | 0 | 0 | 0 | 0 | 0 | 0 | 0 | 0 | 0 | 0 | 0 | 0 | 0 | 0 | 0 | 0 | 0 | 0
F3_Commercial_Warehouse_New_Space Heating_Natural Gas_Boiler_E9 | F3 | Commercial | Warehouse | New | Space Heating | Natural Gas | Boiler | E9 | System - kBTUs of Consumption | 0 | 0 | 0 | 0 | 0 | 0 | 0 | 0 | 0 | 0 | 0 | 0 | 0 | 0 | 0 | 0 | 0 | 0 | 0 | 0 | 0 | 0 | 0 | 0 | 0 | 0 | 0 | 0 | 0 | 0 | 0 | 0 | 0
F3_Commercial_Warehouse_New_Space Heating_Natural Gas_Boiler_E10 | F3 | Commercial | Warehouse | New | Space Heating | Natural Gas | Boiler | E10 | System - kBTUs of Consumption | 0 | 0 | 0 | 0 | 0 | 0 | 0 | 0 | 0 | 0 | 0 | 0 | 0 | 0 | 0 | 0 | 0 | 0 | 0 | 0 | 0 | 0 | 0 | 0 | 0 | 0 | 0 | 0 | 0 | 0 | 0 | 0 | 0
F4_Commercial_Warehouse_New_Space Heating_Natural Gas_Boiler_E1 | F4 | Commercial | Warehouse | New | Space Heating | Natural Gas | Boiler | E1 | Utility - Cost of Equipment | 3.3588 | 3.3578 | 3.3638 | 3.349 | 3.3389 | 0 | 0 | 0 | 0 | 0 | 0 | 0 | 0 | 0 | 0 | 0 | 0 | 0 | 0 | 0 | 0 | 0 | 0 | 0 | 0 | 0 | 0 | 0 | 0 | 0 | 0 | 0 | 0
F4_Commercial_Warehouse_New_Space Heating_Natural Gas_Boiler_E2 | F4 | Commercial | Warehouse | New | Space Heating | Natural Gas | Boiler | E2 | Utility - Cost of Equipment | 3.1988 | 3.1979 | 3.2036 | 3.1895 | 3.1799 | 0 | 0 | 0 | 0 | 0 | 0 | 0 | 0 | 0 | 0 | 0 | 0 | 0 | 0 | 0 | 0 | 0 | 0 | 0 | 0 | 0 | 0 | 0 | 0 | 0 | 0 | 0 | 0
F4_Commercial_Warehouse_New_Space Heating_Natural Gas_Boiler_E3 | F4 | Commercial | Warehouse | New | Space Heating | Natural Gas | Boiler | E3 | Utility - Cost of Equipment | 2.8585 | 2.8577 | 2.8628 | 2.8502 | 2.8416 | 2.839 | 2.8419 | 2.8435 | 2.8468 | 2.8495 | 2.8519 | 2.8537 | 2.856 | 2.8585 | 2.8604 | 2.8623 | 2.8643 | 2.8668 | 2.8691 | 2.8722 | 2.8748 | 2.8776 | 2.8799 | 2.8827 | 2.8848 | 2.8867 | 2.8886 | 2.8906 | 2.8919 | 2.8933 | 2.8942 | 2.8952 | 2.8952
F4_Commercial_Warehouse_New_Space Heating_Natural Gas_Boiler_E4 | F4 | Commercial | Warehouse | New | Space Heating | Natural Gas | Boiler | E4 | Utility - Cost of Equipment | 2.7418 | 2.741 | 2.746 | 2.7339 | 2.7256 | 2.7231 | 2.7259 | 2.7274 | 2.7306 | 2.7332 | 2.7355 | 2.7372 | 2.7394 | 2.7418 | 2.7436 | 2.7455 | 2.7474 | 2.7498 | 2.752 | 2.7549 | 2.7574 | 2.7601 | 2.7624 | 2.765 | 2.767 | 2.7689 | 2.7707 | 2.7726 | 2.7738 | 2.7752 | 2.776 | 2.7771 | 2.7771
F4_Commercial_Warehouse_New_Space Heating_Natural Gas_Boiler_E5 | F4 | Commercial | Warehouse | New | Space Heating | Natural Gas | Boiler | E5 | Utility - Cost of Equipment | 2.0669 | 2.0663 | 2.07 | 2.0609 | 2.0547 | 2.0528 | 2.0549 | 2.0561 | 2.0585 | 2.0604 | 2.0621 | 2.0634 | 2.0651 | 2.0669 | 2.0683 | 2.0697 | 2.0711 | 2.0729 | 2.0746 | 2.0768 | 2.0787 | 2.0807 | 2.0824 | 2.0844 | 2.0859 | 2.0873 | 2.0887 | 2.0901 | 2.0911 | 2.0921 | 2.0927 | 2.0935 | 2.0935
F4_Commercial_Warehouse_New_Space Heating_Natural Gas_Boiler_E6 | F4 | Commercial | Warehouse | New | Space Heating | Natural Gas | Boiler | E6 | Utility - Cost of Equipment | 0 | 0 | 0 | 0 | 0 | 0 | 0 | 0 | 0 | 0 | 0 | 0 | 0 | 0 | 0 | 0 | 0 | 0 | 0 | 0 | 0 | 0 | 0 | 0 | 0 | 0 | 0 | 0 | 0 | 0 | 0 | 0 | 0
F4_Commercial_Warehouse_New_Space Heating_Natural Gas_Boiler_E7 | F4 | Commercial | Warehouse | New | Space Heating | Natural Gas | Boiler | E7 | Utility - Cost of Equipment | 0 | 0 | 0 | 0 | 0 | 0 | 0 | 0 | 0 | 0 | 0 | 0 | 0 | 0 | 0 | 0 | 0 | 0 | 0 | 0 | 0 | 0 | 0 | 0 | 0 | 0 | 0 | 0 | 0 | 0 | 0 | 0 | 0
F4_Commercial_Warehouse_New_Space Heating_Natural Gas_Boiler_E8 | F4 | Commercial | Warehouse | New | Space Heating | Natural Gas | Boiler | E8 | Utility - Cost of Equipment | 0 | 0 | 0 | 0 | 0 | 0 | 0 | 0 | 0 | 0 | 0 | 0 | 0 | 0 | 0 | 0 | 0 | 0 | 0 | 0 | 0 | 0 | 0 | 0 | 0 | 0 | 0 | 0 | 0 | 0 | 0 | 0 | 0
F4_Commercial_Warehouse_New_Space Heating_Natural Gas_Boiler_E9 | F4 | Commercial | Warehouse | New | Space Heating | Natural Gas | Boiler | E9 | Utility - Cost of Equipment | 0 | 0 | 0 | 0 | 0 | 0 | 0 | 0 | 0 | 0 | 0 | 0 | 0 | 0 | 0 | 0 | 0 | 0 | 0 | 0 | 0 | 0 | 0 | 0 | 0 | 0 | 0 | 0 | 0 | 0 | 0 | 0 | 0
F4_Commercial_Warehouse_New_Space Heating_Natural Gas_Boiler_E10 | F4 | Commercial | Warehouse | New | Space Heating | Natural Gas | Boiler | E10 | Utility - Cost of Equipment | 0 | 0 | 0 | 0 | 0 | 0 | 0 | 0 | 0 | 0 | 0 | 0 | 0 | 0 | 0 | 0 | 0 | 0 | 0 | 0 | 0 | 0 | 0 | 0 | 0 | 0 | 0 | 0 | 0 | 0 | 0 | 0 | 0
F5_Commercial_Warehouse_New_Space Heating_Natural Gas_Boiler_E1 | F5 | Commercial | Warehouse | New | Space Heating | Natural Gas | Boiler | E1 | Utility - Cost of Operation | 0.06892 | 0.06892 | 0.06892 | 0.06892 | 0.06892 | 0 | 0 | 0 | 0 | 0 | 0 | 0 | 0 | 0 | 0 | 0 | 0 | 0 | 0 | 0 | 0 | 0 | 0 | 0 | 0 | 0 | 0 | 0 | 0 | 0 | 0 | 0 | 0
F5_Commercial_Warehouse_New_Space Heating_Natural Gas_Boiler_E2 | F5 | Commercial | Warehouse | New | Space Heating | Natural Gas | Boiler | E2 | Utility - Cost of Operation | 0.071244 | 0.071244 | 0.071244 | 0.071244 | 0.071244 | 0 | 0 | 0 | 0 | 0 | 0 | 0 | 0 | 0 | 0 | 0 | 0 | 0 | 0 | 0 | 0 | 0 | 0 | 0 | 0 | 0 | 0 | 0 | 0 | 0 | 0 | 0 | 0
F5_Commercial_Warehouse_New_Space Heating_Natural Gas_Boiler_E3 | F5 | Commercial | Warehouse | New | Space Heating | Natural Gas | Boiler | E3 | Utility - Cost of Operation | 0.11198 | 0.11198 | 0.11198 | 0.11198 | 0.11198 | 0.11198 | 0.11198 | 0.11198 | 0.11198 | 0.11198 | 0.11198 | 0.11198 | 0.11198 | 0.11198 | 0.11198 | 0.11198 | 0.11198 | 0.11198 | 0.11198 | 0.11198 | 0.11198 | 0.11198 | 0.11198 | 0.11198 | 0.11198 | 0.11198 | 0.11198 | 0.11198 | 0.11198 | 0.11198 | 0.11198 | 0.11198 | 0.11198
F5_Commercial_Warehouse_New_Space Heating_Natural Gas_Boiler_E4 | F5 | Commercial | Warehouse | New | Space Heating | Natural Gas | Boiler | E4 | Utility - Cost of Operation | 0.12247 | 0.12247 | 0.12247 | 0.12247 | 0.12247 | 0.12247 | 0.12247 | 0.12247 | 0.12247 | 0.12247 | 0.12247 | 0.12247 | 0.12247 | 0.12247 | 0.12247 | 0.12247 | 0.12247 | 0.12247 | 0.12247 | 0.12247 | 0.12247 | 0.12247 | 0.12247 | 0.12247 | 0.12247 | 0.12247 | 0.12247 | 0.12247 | 0.12247 | 0.12247 | 0.12247 | 0.12247 | 0.12247
F5_Commercial_Warehouse_New_Space Heating_Natural Gas_Boiler_E5 | F5 | Commercial | Warehouse | New | Space Heating | Natural Gas | Boiler | E5 | Utility - Cost of Operation | 0.41434 | 0.41434 | 0.41434 | 0.41434 | 0.41434 | 0.41434 | 0.41434 | 0.41434 | 0.41434 | 0.41434 | 0.41434 | 0.41434 | 0.41434 | 0.41434 | 0.41434 | 0.41434 | 0.41434 | 0.41434 | 0.41434 | 0.41434 | 0.41434 | 0.41434 | 0.41434 | 0.41434 | 0.41434 | 0.41434 | 0.41434 | 0.41434 | 0.41434 | 0.41434 | 0.41434 | 0.41434 | 0.41434
F5_Commercial_Warehouse_New_Space Heating_Natural Gas_Boiler_E6 | F5 | Commercial | Warehouse | New | Space Heating | Natural Gas | Boiler | E6 | Utility - Cost of Operation | 0 | 0 | 0 | 0 | 0 | 0 | 0 | 0 | 0 | 0 | 0 | 0 | 0 | 0 | 0 | 0 | 0 | 0 | 0 | 0 | 0 | 0 | 0 | 0 | 0 | 0 | 0 | 0 | 0 | 0 | 0 | 0 | 0
F5_Commercial_Warehouse_New_Space Heating_Natural Gas_Boiler_E7 | F5 | Commercial | Warehouse | New | Space Heating | Natural Gas | Boiler | E7 | Utility - Cost of Operation | 0 | 0 | 0 | 0 | 0 | 0 | 0 | 0 | 0 | 0 | 0 | 0 | 0 | 0 | 0 | 0 | 0 | 0 | 0 | 0 | 0 | 0 | 0 | 0 | 0 | 0 | 0 | 0 | 0 | 0 | 0 | 0 | 0
F5_Commercial_Warehouse_New_Space Heating_Natural Gas_Boiler_E8 | F5 | Commercial | Warehouse | New | Space Heating | Natural Gas | Boiler | E8 | Utility - Cost of Operation | 0 | 0 | 0 | 0 | 0 | 0 | 0 | 0 | 0 | 0 | 0 | 0 | 0 | 0 | 0 | 0 | 0 | 0 | 0 | 0 | 0 | 0 | 0 | 0 | 0 | 0 | 0 | 0 | 0 | 0 | 0 | 0 | 0
F5_Commercial_Warehouse_New_Space Heating_Natural Gas_Boiler_E9 | F5 | Commercial | Warehouse | New | Space Heating | Natural Gas | Boiler | E9 | Utility - Cost of Operation | 0 | 0 | 0 | 0 | 0 | 0 | 0 | 0 | 0 | 0 | 0 | 0 | 0 | 0 | 0 | 0 | 0 | 0 | 0 | 0 | 0 | 0 | 0 | 0 | 0 | 0 | 0 | 0 | 0 | 0 | 0 | 0 | 0
F5_Commercial_Warehouse_New_Space Heating_Natural Gas_Boiler_E10 | F5 | Commercial | Warehouse | New | Space Heating | Natural Gas | Boiler | E10 | Utility - Cost of Operation | 0 | 0 | 0 | 0 | 0 | 0 | 0 | 0 | 0 | 0 | 0 | 0 | 0 | 0 | 0 | 0 | 0 | 0 | 0 | 0 | 0 | 0 | 0 | 0 | 0 | 0 | 0 | 0 | 0 | 0 | 0 | 0 | 0
F6_Commercial_Warehouse_New_Space Heating_Natural Gas_Boiler_E1 | F6 | Commercial | Warehouse | New | Space Heating | Natural Gas | Boiler | E1 | Utility - Value of Sales | 1.2713 | 1.2673 | 1.2648 | 1.2567 | 1.2496 | 0 | 0 | 0 | 0 | 0 | 0 | 0 | 0 | 0 | 0 | 0 | 0 | 0 | 0 | 0 | 0 | 0 | 0 | 0 | 0 | 0 | 0 | 0 | 0 | 0 | 0 | 0 | 0
F6_Commercial_Warehouse_New_Space Heating_Natural Gas_Boiler_E2 | F6 | Commercial | Warehouse | New | Space Heating | Natural Gas | Boiler | E2 | Utility - Value of Sales | 1.2108 | 1.207 | 1.2046 | 1.1968 | 1.1901 | 0 | 0 | 0 | 0 | 0 | 0 | 0 | 0 | 0 | 0 | 0 | 0 | 0 | 0 | 0 | 0 | 0 | 0 | 0 | 0 | 0 | 0 | 0 | 0 | 0 | 0 | 0 | 0
F6_Commercial_Warehouse_New_Space Heating_Natural Gas_Boiler_E3 | F6 | Commercial | Warehouse | New | Space Heating | Natural Gas | Boiler | E3 | Utility - Value of Sales | 1.082 | 1.0786 | 1.0764 | 1.0695 | 1.0635 | 1.0576 | 1.0517 | 1.046 | 1.0404 | 1.035 | 1.0297 | 1.0246 | 1.0197 | 1.0151 | 1.0107 | 1.0065 | 1.0026 | 0.99893 | 0.9955 | 0.99232 | 0.98939 | 0.98669 | 0.98425 | 0.98204 | 0.98009 | 0.97837 | 0.97691 | 0.97568 | 0.9747 | 0.97397 | 0.97348 | 0.97323 | 0.97323
F6_Commercial_Warehouse_New_Space Heating_Natural Gas_Boiler_E4 | F6 | Commercial | Warehouse | New | Space Heating | Natural Gas | Boiler | E4 | Utility - Value of Sales | 1.0378 | 1.0346 | 1.0325 | 1.0259 | 1.0201 | 1.0144 | 1.0088 | 1.0033 | 0.99795 | 0.99273 | 0.98767 | 0.98279 | 0.97811 | 0.97365 | 0.96943 | 0.96544 | 0.96168 | 0.95816 | 0.95487 | 0.95182 | 0.949 | 0.94642 | 0.94407 | 0.94196 | 0.94008 | 0.93844 | 0.93703 | 0.93586 | 0.93492 | 0.93421 | 0.93374 | 0.93351 | 0.93351
F6_Commercial_Warehouse_New_Space Heating_Natural Gas_Boiler_E5 | F6 | Commercial | Warehouse | New | Space Heating | Natural Gas | Boiler | E5 | Utility - Value of Sales | 0.78237 | 0.7799 | 0.77835 | 0.77334 | 0.76899 | 0.7647 | 0.76048 | 0.75634 | 0.7523 | 0.74836 | 0.74455 | 0.74087 | 0.73735 | 0.73399 | 0.7308 | 0.72779 | 0.72496 | 0.7223 | 0.71983 | 0.71753 | 0.7154 | 0.71346 | 0.71169 | 0.71009 | 0.70868 | 0.70744 | 0.70638 | 0.70549 | 0.70478 | 0.70425 | 0.7039 | 0.70372 | 0.70372
F6_Commercial_Warehouse_New_Space Heating_Natural Gas_Boiler_E6 | F6 | Commercial | Warehouse | New | Space Heating | Natural Gas | Boiler | E6 | Utility - Value of Sales | 0 | 0 | 0 | 0 | 0 | 0 | 0 | 0 | 0 | 0 | 0 | 0 | 0 | 0 | 0 | 0 | 0 | 0 | 0 | 0 | 0 | 0 | 0 | 0 | 0 | 0 | 0 | 0 | 0 | 0 | 0 | 0 | 0
F6_Commercial_Warehouse_New_Space Heating_Natural Gas_Boiler_E7 | F6 | Commercial | Warehouse | New | Space Heating | Natural Gas | Boiler | E7 | Utility - Value of Sales | 0 | 0 | 0 | 0 | 0 | 0 | 0 | 0 | 0 | 0 | 0 | 0 | 0 | 0 | 0 | 0 | 0 | 0 | 0 | 0 | 0 | 0 | 0 | 0 | 0 | 0 | 0 | 0 | 0 | 0 | 0 | 0 | 0
F6_Commercial_Warehouse_New_Space Heating_Natural Gas_Boiler_E8 | F6 | Commercial | Warehouse | New | Space Heating | Natural Gas | Boiler | E8 | Utility - Value of Sales | 0 | 0 | 0 | 0 | 0 | 0 | 0 | 0 | 0 | 0 | 0 | 0 | 0 | 0 | 0 | 0 | 0 | 0 | 0 | 0 | 0 | 0 | 0 | 0 | 0 | 0 | 0 | 0 | 0 | 0 | 0 | 0 | 0
F6_Commercial_Warehouse_New_Space Heating_Natural Gas_Boiler_E9 | F6 | Commercial | Warehouse | New | Space Heating | Natural Gas | Boiler | E9 | Utility - Value of Sales | 0 | 0 | 0 | 0 | 0 | 0 | 0 | 0 | 0 | 0 | 0 | 0 | 0 | 0 | 0 | 0 | 0 | 0 | 0 | 0 | 0 | 0 | 0 | 0 | 0 | 0 | 0 | 0 | 0 | 0 | 0 | 0 | 0
F6_Commercial_Warehouse_New_Space Heating_Natural Gas_Boiler_E10 | F6 | Commercial | Warehouse | New | Space Heating | Natural Gas | Boiler | E10 | Utility - Value of Sales | 0 | 0 | 0 | 0 | 0 | 0 | 0 | 0 | 0 | 0 | 0 | 0 | 0 | 0 | 0 | 0 | 0 | 0 | 0 | 0 | 0 | 0 | 0 | 0 | 0 | 0 | 0 | 0 | 0 | 0 | 0 | 0 | 0
F1_Commercial_Warehouse_New_Space Heating_Natural Gas_Unit Heater_E1 | F1 | Commercial | Warehouse | New | Space Heating | Natural Gas | Unit Heater | E1 | RVT - Cost of Equipment | 0.30208 | 0.30181 | 0.30261 | 0.30018 | 0.29846 | 0 | 0 | 0 | 0 | 0 | 0 | 0 | 0 | 0 | 0 | 0 | 0 | 0 | 0 | 0 | 0 | 0 | 0 | 0 | 0 | 0 | 0 | 0 | 0 | 0 | 0 | 0 | 0
F1_Commercial_Warehouse_New_Space Heating_Natural Gas_Unit Heater_E2 | F1 | Commercial | Warehouse | New | Space Heating | Natural Gas | Unit Heater | E2 | RVT - Cost of Equipment | 0.27183 | 0.2716 | 0.27232 | 0.27013 | 0.26858 | 0.26799 | 0.26825 | 0.26829 | 0.26858 | 0.26877 | 0.2689 | 0.26895 | 0.26908 | 0.26926 | 0.26935 | 0.26949 | 0.26964 | 0.26991 | 0.27018 | 0.2706 | 0.27096 | 0.27139 | 0.27174 | 0.27219 | 0.27254 | 0.27285 | 0.27315 | 0.27348 | 0.27369 | 0.27392 | 0.27406 | 0.27423 | 0.27423
F1_Commercial_Warehouse_New_Space Heating_Natural Gas_Unit Heater_E3 | F1 | Commercial | Warehouse | New | Space Heating | Natural Gas | Unit Heater | E3 | RVT - Cost of Equipment | 0.23477 | 0.23456 | 0.23519 | 0.2333 | 0.23196 | 0.23144 | 0.23168 | 0.23171 | 0.23196 | 0.23213 | 0.23224 | 0.23228 | 0.23239 | 0.23254 | 0.23263 | 0.23274 | 0.23287 | 0.2331 | 0.23334 | 0.2337 | 0.23402 | 0.23438 | 0.23469 | 0.23508 | 0.23537 | 0.23565 | 0.23591 | 0.23619 | 0.23637 | 0.23657 | 0.23669 | 0.23684 | 0.23684
F1_Commercial_Warehouse_New_Space Heating_Natural Gas_Unit Heater_E4 | F1 | Commercial | Warehouse | New | Space Heating | Natural Gas | Unit Heater | E4 | RVT - Cost of Equipment | 0 | 0 | 0 | 0 | 0 | 0 | 0 | 0 | 0 | 0 | 0 | 0 | 0 | 0 | 0 | 0 | 0 | 0 | 0 | 0 | 0 | 0 | 0 | 0 | 0 | 0 | 0 | 0 | 0 | 0 | 0 | 0 | 0
F1_Commercial_Warehouse_New_Space Heating_Natural Gas_Unit Heater_E5 | F1 | Commercial | Warehouse | New | Space Heating | Natural Gas | Unit Heater | E5 | RVT - Cost of Equipment | 0 | 0 | 0 | 0 | 0 | 0 | 0 | 0 | 0 | 0 | 0 | 0 | 0 | 0 | 0 | 0 | 0 | 0 | 0 | 0 | 0 | 0 | 0 | 0 | 0 | 0 | 0 | 0 | 0 | 0 | 0 | 0 | 0
F1_Commercial_Warehouse_New_Space Heating_Natural Gas_Unit Heater_E6 | F1 | Commercial | Warehouse | New | Space Heating | Natural Gas | Unit Heater | E6 | RVT - Cost of Equipment | 0 | 0 | 0 | 0 | 0 | 0 | 0 | 0 | 0 | 0 | 0 | 0 | 0 | 0 | 0 | 0 | 0 | 0 | 0 | 0 | 0 | 0 | 0 | 0 | 0 | 0 | 0 | 0 | 0 | 0 | 0 | 0 | 0
F1_Commercial_Warehouse_New_Space Heating_Natural Gas_Unit Heater_E7 | F1 | Commercial | Warehouse | New | Space Heating | Natural Gas | Unit Heater | E7 | RVT - Cost of Equipment | 0 | 0 | 0 | 0 | 0 | 0 | 0 | 0 | 0 | 0 | 0 | 0 | 0 | 0 | 0 | 0 | 0 | 0 | 0 | 0 | 0 | 0 | 0 | 0 | 0 | 0 | 0 | 0 | 0 | 0 | 0 | 0 | 0
F1_Commercial_Warehouse_New_Space Heating_Natural Gas_Unit Heater_E8 | F1 | Commercial | Warehouse | New | Space Heating | Natural Gas | Unit Heater | E8 | RVT - Cost of Equipment | 0 | 0 | 0 | 0 | 0 | 0 | 0 | 0 | 0 | 0 | 0 | 0 | 0 | 0 | 0 | 0 | 0 | 0 | 0 | 0 | 0 | 0 | 0 | 0 | 0 | 0 | 0 | 0 | 0 | 0 | 0 | 0 | 0
F1_Commercial_Warehouse_New_Space Heating_Natural Gas_Unit Heater_E9 | F1 | Commercial | Warehouse | New | Space Heating | Natural Gas | Unit Heater | E9 | RVT - Cost of Equipment | 0 | 0 | 0 | 0 | 0 | 0 | 0 | 0 | 0 | 0 | 0 | 0 | 0 | 0 | 0 | 0 | 0 | 0 | 0 | 0 | 0 | 0 | 0 | 0 | 0 | 0 | 0 | 0 | 0 | 0 | 0 | 0 | 0
F1_Commercial_Warehouse_New_Space Heating_Natural Gas_Unit Heater_E10 | F1 | Commercial | Warehouse | New | Space Heating | Natural Gas | Unit Heater | E10 | RVT - Cost of Equipment | 0 | 0 | 0 | 0 | 0 | 0 | 0 | 0 | 0 | 0 | 0 | 0 | 0 | 0 | 0 | 0 | 0 | 0 | 0 | 0 | 0 | 0 | 0 | 0 | 0 | 0 | 0 | 0 | 0 | 0 | 0 | 0 | 0
F2_Commercial_Warehouse_New_Space Heating_Natural Gas_Unit Heater_E1 | F2 | Commercial | Warehouse | New | Space Heating | Natural Gas | Unit Heater | E1 | RVT - Cost of Operation | 0.36191 | 0.36159 | 0.36255 | 0.35964 | 0.35757 | 0 | 0 | 0 | 0 | 0 | 0 | 0 | 0 | 0 | 0 | 0 | 0 | 0 | 0 | 0 | 0 | 0 | 0 | 0 | 0 | 0 | 0 | 0 | 0 | 0 | 0 | 0 | 0
F2_Commercial_Warehouse_New_Space Heating_Natural Gas_Unit Heater_E2 | F2 | Commercial | Warehouse | New | Space Heating | Natural Gas | Unit Heater | E2 | RVT - Cost of Operation | 0.32568 | 0.32539 | 0.32626 | 0.32364 | 0.32178 | 0.32106 | 0.32138 | 0.32143 | 0.32178 | 0.32201 | 0.32216 | 0.32222 | 0.32237 | 0.32259 | 0.3227 | 0.32287 | 0.32304 | 0.32337 | 0.3237 | 0.32419 | 0.32463 | 0.32514 | 0.32557 | 0.3261 | 0.32652 | 0.3269 | 0.32725 | 0.32764 | 0.3279 | 0.32818 | 0.32834 | 0.32855 | 0.32855
F2_Commercial_Warehouse_New_Space Heating_Natural Gas_Unit Heater_E3 | F2 | Commercial | Warehouse | New | Space Heating | Natural Gas | Unit Heater | E3 | RVT - Cost of Operation | 0.28127 | 0.28102 | 0.28177 | 0.27951 | 0.2779 | 0.27729 | 0.27756 | 0.2776 | 0.2779 | 0.2781 | 0.27824 | 0.27828 | 0.27841 | 0.2786 | 0.2787 | 0.27884 | 0.279 | 0.27927 | 0.27956 | 0.27999 | 0.28037 | 0.28081 | 0.28118 | 0.28164 | 0.28199 | 0.28232 | 0.28263 | 0.28297 | 0.28319 | 0.28343 | 0.28357 | 0.28375 | 0.28375
F2_Commercial_Warehouse_New_Space Heating_Natural Gas_Unit Heater_E4 | F2 | Commercial | Warehouse | New | Space Heating | Natural Gas | Unit Heater | E4 | RVT - Cost of Operation | 0 | 0 | 0 | 0 | 0 | 0 | 0 | 0 | 0 | 0 | 0 | 0 | 0 | 0 | 0 | 0 | 0 | 0 | 0 | 0 | 0 | 0 | 0 | 0 | 0 | 0 | 0 | 0 | 0 | 0 | 0 | 0 | 0
F2_Commercial_Warehouse_New_Space Heating_Natural Gas_Unit Heater_E5 | F2 | Commercial | Warehouse | New | Space Heating | Natural Gas | Unit Heater | E5 | RVT - Cost of Operation | 0 | 0 | 0 | 0 | 0 | 0 | 0 | 0 | 0 | 0 | 0 | 0 | 0 | 0 | 0 | 0 | 0 | 0 | 0 | 0 | 0 | 0 | 0 | 0 | 0 | 0 | 0 | 0 | 0 | 0 | 0 | 0 | 0
F2_Commercial_Warehouse_New_Space Heating_Natural Gas_Unit Heater_E6 | F2 | Commercial | Warehouse | New | Space Heating | Natural Gas | Unit Heater | E6 | RVT - Cost of Operation | 0 | 0 | 0 | 0 | 0 | 0 | 0 | 0 | 0 | 0 | 0 | 0 | 0 | 0 | 0 | 0 | 0 | 0 | 0 | 0 | 0 | 0 | 0 | 0 | 0 | 0 | 0 | 0 | 0 | 0 | 0 | 0 | 0
F2_Commercial_Warehouse_New_Space Heating_Natural Gas_Unit Heater_E7 | F2 | Commercial | Warehouse | New | Space Heating | Natural Gas | Unit Heater | E7 | RVT - Cost of Operation | 0 | 0 | 0 | 0 | 0 | 0 | 0 | 0 | 0 | 0 | 0 | 0 | 0 | 0 | 0 | 0 | 0 | 0 | 0 | 0 | 0 | 0 | 0 | 0 | 0 | 0 | 0 | 0 | 0 | 0 | 0 | 0 | 0
F2_Commercial_Warehouse_New_Space Heating_Natural Gas_Unit Heater_E8 | F2 | Commercial | Warehouse | New | Space Heating | Natural Gas | Unit Heater | E8 | RVT - Cost of Operation | 0 | 0 | 0 | 0 | 0 | 0 | 0 | 0 | 0 | 0 | 0 | 0 | 0 | 0 | 0 | 0 | 0 | 0 | 0 | 0 | 0 | 0 | 0 | 0 | 0 | 0 | 0 | 0 | 0 | 0 | 0 | 0 | 0
F2_Commercial_Warehouse_New_Space Heating_Natural Gas_Unit Heater_E9 | F2 | Commercial | Warehouse | New | Space Heating | Natural Gas | Unit Heater | E9 | RVT - Cost of Operation | 0 | 0 | 0 | 0 | 0 | 0 | 0 | 0 | 0 | 0 | 0 | 0 | 0 | 0 | 0 | 0 | 0 | 0 | 0 | 0 | 0 | 0 | 0 | 0 | 0 | 0 | 0 | 0 | 0 | 0 | 0 | 0 | 0
F2_Commercial_Warehouse_New_Space Heating_Natural Gas_Unit Heater_E10 | F2 | Commercial | Warehouse | New | Space Heating | Natural Gas | Unit Heater | E10 | RVT - Cost of Operation | 0 | 0 | 0 | 0 | 0 | 0 | 0 | 0 | 0 | 0 | 0 | 0 | 0 | 0 | 0 | 0 | 0 | 0 | 0 | 0 | 0 | 0 | 0 | 0 | 0 | 0 | 0 | 0 | 0 | 0 | 0 | 0 | 0
F3_Commercial_Warehouse_New_Space Heating_Natural Gas_Unit Heater_E1 | F3 | Commercial | Warehouse | New | Space Heating | Natural Gas | Unit Heater | E1 | System - kBTUs of Consumption | 0.011809 | 0.011809 | 0.011809 | 0.011809 | 0.011809 | 0 | 0 | 0 | 0 | 0 | 0 | 0 | 0 | 0 | 0 | 0 | 0 | 0 | 0 | 0 | 0 | 0 | 0 | 0 | 0 | 0 | 0 | 0 | 0 | 0 | 0 | 0 | 0
F3_Commercial_Warehouse_New_Space Heating_Natural Gas_Unit Heater_E2 | F3 | Commercial | Warehouse | New | Space Heating | Natural Gas | Unit Heater | E2 | System - kBTUs of Consumption | 0.037762 | 0.037762 | 0.037762 | 0.037762 | 0.037762 | 0.037762 | 0.037762 | 0.037762 | 0.037762 | 0.037762 | 0.037762 | 0.037762 | 0.037762 | 0.037762 | 0.037762 | 0.037762 | 0.037762 | 0.037762 | 0.037762 | 0.037762 | 0.037762 | 0.037762 | 0.037762 | 0.037762 | 0.037762 | 0.037762 | 0.037762 | 0.037762 | 0.037762 | 0.037762 | 0.037762 | 0.037762 | 0.037762
F3_Commercial_Warehouse_New_Space Heating_Natural Gas_Unit Heater_E3 | F3 | Commercial | Warehouse | New | Space Heating | Natural Gas | Unit Heater | E3 | System - kBTUs of Consumption | 0.016313 | 0.016313 | 0.016313 | 0.016313 | 0.016313 | 0.016313 | 0.016313 | 0.016313 | 0.016313 | 0.016313 | 0.016313 | 0.016313 | 0.016313 | 0.016313 | 0.016313 | 0.016313 | 0.016313 | 0.016313 | 0.016313 | 0.016313 | 0.016313 | 0.016313 | 0.016313 | 0.016313 | 0.016313 | 0.016313 | 0.016313 | 0.016313 | 0.016313 | 0.016313 | 0.016313 | 0.016313 | 0.016313
F3_Commercial_Warehouse_New_Space Heating_Natural Gas_Unit Heater_E4 | F3 | Commercial | Warehouse | New | Space Heating | Natural Gas | Unit Heater | E4 | System - kBTUs of Consumption | 0 | 0 | 0 | 0 | 0 | 0 | 0 | 0 | 0 | 0 | 0 | 0 | 0 | 0 | 0 | 0 | 0 | 0 | 0 | 0 | 0 | 0 | 0 | 0 | 0 | 0 | 0 | 0 | 0 | 0 | 0 | 0 | 0
F3_Commercial_Warehouse_New_Space Heating_Natural Gas_Unit Heater_E5 | F3 | Commercial | Warehouse | New | Space Heating | Natural Gas | Unit Heater | E5 | System - kBTUs of Consumption | 0 | 0 | 0 | 0 | 0 | 0 | 0 | 0 | 0 | 0 | 0 | 0 | 0 | 0 | 0 | 0 | 0 | 0 | 0 | 0 | 0 | 0 | 0 | 0 | 0 | 0 | 0 | 0 | 0 | 0 | 0 | 0 | 0
F3_Commercial_Warehouse_New_Space Heating_Natural Gas_Unit Heater_E6 | F3 | Commercial | Warehouse | New | Space Heating | Natural Gas | Unit Heater | E6 | System - kBTUs of Consumption | 0 | 0 | 0 | 0 | 0 | 0 | 0 | 0 | 0 | 0 | 0 | 0 | 0 | 0 | 0 | 0 | 0 | 0 | 0 | 0 | 0 | 0 | 0 | 0 | 0 | 0 | 0 | 0 | 0 | 0 | 0 | 0 | 0
F3_Commercial_Warehouse_New_Space Heating_Natural Gas_Unit Heater_E7 | F3 | Commercial | Warehouse | New | Space Heating | Natural Gas | Unit Heater | E7 | System - kBTUs of Consumption | 0 | 0 | 0 | 0 | 0 | 0 | 0 | 0 | 0 | 0 | 0 | 0 | 0 | 0 | 0 | 0 | 0 | 0 | 0 | 0 | 0 | 0 | 0 | 0 | 0 | 0 | 0 | 0 | 0 | 0 | 0 | 0 | 0
F3_Commercial_Warehouse_New_Space Heating_Natural Gas_Unit Heater_E8 | F3 | Commercial | Warehouse | New | Space Heating | Natural Gas | Unit Heater | E8 | System - kBTUs of Consumption | 0 | 0 | 0 | 0 | 0 | 0 | 0 | 0 | 0 | 0 | 0 | 0 | 0 | 0 | 0 | 0 | 0 | 0 | 0 | 0 | 0 | 0 | 0 | 0 | 0 | 0 | 0 | 0 | 0 | 0 | 0 | 0 | 0
F3_Commercial_Warehouse_New_Space Heating_Natural Gas_Unit Heater_E9 | F3 | Commercial | Warehouse | New | Space Heating | Natural Gas | Unit Heater | E9 | System - kBTUs of Consumption | 0 | 0 | 0 | 0 | 0 | 0 | 0 | 0 | 0 | 0 | 0 | 0 | 0 | 0 | 0 | 0 | 0 | 0 | 0 | 0 | 0 | 0 | 0 | 0 | 0 | 0 | 0 | 0 | 0 | 0 | 0 | 0 | 0
F3_Commercial_Warehouse_New_Space Heating_Natural Gas_Unit Heater_E10 | F3 | Commercial | Warehouse | New | Space Heating | Natural Gas | Unit Heater | E10 | System - kBTUs of Consumption | 0 | 0 | 0 | 0 | 0 | 0 | 0 | 0 | 0 | 0 | 0 | 0 | 0 | 0 | 0 | 0 | 0 | 0 | 0 | 0 | 0 | 0 | 0 | 0 | 0 | 0 | 0 | 0 | 0 | 0 | 0 | 0 | 0
F4_Commercial_Warehouse_New_Space Heating_Natural Gas_Unit Heater_E1 | F4 | Commercial | Warehouse | New | Space Heating | Natural Gas | Unit Heater | E1 | Utility - Cost of Equipment | 0.36191 | 0.36159 | 0.36255 | 0.35964 | 0.35757 | 0 | 0 | 0 | 0 | 0 | 0 | 0 | 0 | 0 | 0 | 0 | 0 | 0 | 0 | 0 | 0 | 0 | 0 | 0 | 0 | 0 | 0 | 0 | 0 | 0 | 0 | 0 | 0
F4_Commercial_Warehouse_New_Space Heating_Natural Gas_Unit Heater_E2 | F4 | Commercial | Warehouse | New | Space Heating | Natural Gas | Unit Heater | E2 | Utility - Cost of Equipment | 0.32568 | 0.32539 | 0.32626 | 0.32364 | 0.32178 | 0.32106 | 0.32138 | 0.32143 | 0.32178 | 0.32201 | 0.32216 | 0.32222 | 0.32237 | 0.32259 | 0.3227 | 0.32287 | 0.32304 | 0.32337 | 0.3237 | 0.32419 | 0.32463 | 0.32514 | 0.32557 | 0.3261 | 0.32652 | 0.3269 | 0.32725 | 0.32764 | 0.3279 | 0.32818 | 0.32834 | 0.32855 | 0.32855
F4_Commercial_Warehouse_New_Space Heating_Natural Gas_Unit Heater_E3 | F4 | Commercial | Warehouse | New | Space Heating | Natural Gas | Unit Heater | E3 | Utility - Cost of Equipment | 0.28127 | 0.28102 | 0.28177 | 0.27951 | 0.2779 | 0.27729 | 0.27756 | 0.2776 | 0.2779 | 0.2781 | 0.27824 | 0.27828 | 0.27841 | 0.2786 | 0.2787 | 0.27884 | 0.279 | 0.27927 | 0.27956 | 0.27999 | 0.28037 | 0.28081 | 0.28118 | 0.28164 | 0.28199 | 0.28232 | 0.28263 | 0.28297 | 0.28319 | 0.28343 | 0.28357 | 0.28375 | 0.28375
F4_Commercial_Warehouse_New_Space Heating_Natural Gas_Unit Heater_E4 | F4 | Commercial | Warehouse | New | Space Heating | Natural Gas | Unit Heater | E4 | Utility - Cost of Equipment | 0 | 0 | 0 | 0 | 0 | 0 | 0 | 0 | 0 | 0 | 0 | 0 | 0 | 0 | 0 | 0 | 0 | 0 | 0 | 0 | 0 | 0 | 0 | 0 | 0 | 0 | 0 | 0 | 0 | 0 | 0 | 0 | 0
F4_Commercial_Warehouse_New_Space Heating_Natural Gas_Unit Heater_E5 | F4 | Commercial | Warehouse | New | Space Heating | Natural Gas | Unit Heater | E5 | Utility - Cost of Equipment | 0 | 0 | 0 | 0 | 0 | 0 | 0 | 0 | 0 | 0 | 0 | 0 | 0 | 0 | 0 | 0 | 0 | 0 | 0 | 0 | 0 | 0 | 0 | 0 | 0 | 0 | 0 | 0 | 0 | 0 | 0 | 0 | 0
F4_Commercial_Warehouse_New_Space Heating_Natural Gas_Unit Heater_E6 | F4 | Commercial | Warehouse | New | Space Heating | Natural Gas | Unit Heater | E6 | Utility - Cost of Equipment | 0 | 0 | 0 | 0 | 0 | 0 | 0 | 0 | 0 | 0 | 0 | 0 | 0 | 0 | 0 | 0 | 0 | 0 | 0 | 0 | 0 | 0 | 0 | 0 | 0 | 0 | 0 | 0 | 0 | 0 | 0 | 0 | 0
F4_Commercial_Warehouse_New_Space Heating_Natural Gas_Unit Heater_E7 | F4 | Commercial | Warehouse | New | Space Heating | Natural Gas | Unit Heater | E7 | Utility - Cost of Equipment | 0 | 0 | 0 | 0 | 0 | 0 | 0 | 0 | 0 | 0 | 0 | 0 | 0 | 0 | 0 | 0 | 0 | 0 | 0 | 0 | 0 | 0 | 0 | 0 | 0 | 0 | 0 | 0 | 0 | 0 | 0 | 0 | 0
F4_Commercial_Warehouse_New_Space Heating_Natural Gas_Unit Heater_E8 | F4 | Commercial | Warehouse | New | Space Heating | Natural Gas | Unit Heater | E8 | Utility - Cost of Equipment | 0 | 0 | 0 | 0 | 0 | 0 | 0 | 0 | 0 | 0 | 0 | 0 | 0 | 0 | 0 | 0 | 0 | 0 | 0 | 0 | 0 | 0 | 0 | 0 | 0 | 0 | 0 | 0 | 0 | 0 | 0 | 0 | 0
F4_Commercial_Warehouse_New_Space Heating_Natural Gas_Unit Heater_E9 | F4 | Commercial | Warehouse | New | Space Heating | Natural Gas | Unit Heater | E9 | Utility - Cost of Equipment | 0 | 0 | 0 | 0 | 0 | 0 | 0 | 0 | 0 | 0 | 0 | 0 | 0 | 0 | 0 | 0 | 0 | 0 | 0 | 0 | 0 | 0 | 0 | 0 | 0 | 0 | 0 | 0 | 0 | 0 | 0 | 0 | 0
F4_Commercial_Warehouse_New_Space Heating_Natural Gas_Unit Heater_E10 | F4 | Commercial | Warehouse | New | Space Heating | Natural Gas | Unit Heater | E10 | Utility - Cost of Equipment | 0 | 0 | 0 | 0 | 0 | 0 | 0 | 0 | 0 | 0 | 0 | 0 | 0 | 0 | 0 | 0 | 0 | 0 | 0 | 0 | 0 | 0 | 0 | 0 | 0 | 0 | 0 | 0 | 0 | 0 | 0 | 0 | 0
F5_Commercial_Warehouse_New_Space Heating_Natural Gas_Unit Heater_E1 | F5 | Commercial | Warehouse | New | Space Heating | Natural Gas | Unit Heater | E1 | Utility - Cost of Operation | 0.011809 | 0.011809 | 0.011809 | 0.011809 | 0.011809 | 0 | 0 | 0 | 0 | 0 | 0 | 0 | 0 | 0 | 0 | 0 | 0 | 0 | 0 | 0 | 0 | 0 | 0 | 0 | 0 | 0 | 0 | 0 | 0 | 0 | 0 | 0 | 0
F5_Commercial_Warehouse_New_Space Heating_Natural Gas_Unit Heater_E2 | F5 | Commercial | Warehouse | New | Space Heating | Natural Gas | Unit Heater | E2 | Utility - Cost of Operation | 0.037762 | 0.037762 | 0.037762 | 0.037762 | 0.037762 | 0.037762 | 0.037762 | 0.037762 | 0.037762 | 0.037762 | 0.037762 | 0.037762 | 0.037762 | 0.037762 | 0.037762 | 0.037762 | 0.037762 | 0.037762 | 0.037762 | 0.037762 | 0.037762 | 0.037762 | 0.037762 | 0.037762 | 0.037762 | 0.037762 | 0.037762 | 0.037762 | 0.037762 | 0.037762 | 0.037762 | 0.037762 | 0.037762
F5_Commercial_Warehouse_New_Space Heating_Natural Gas_Unit Heater_E3 | F5 | Commercial | Warehouse | New | Space Heating | Natural Gas | Unit Heater | E3 | Utility - Cost of Operation | 0.016313 | 0.016313 | 0.016313 | 0.016313 | 0.016313 | 0.016313 | 0.016313 | 0.016313 | 0.016313 | 0.016313 | 0.016313 | 0.016313 | 0.016313 | 0.016313 | 0.016313 | 0.016313 | 0.016313 | 0.016313 | 0.016313 | 0.016313 | 0.016313 | 0.016313 | 0.016313 | 0.016313 | 0.016313 | 0.016313 | 0.016313 | 0.016313 | 0.016313 | 0.016313 | 0.016313 | 0.016313 | 0.016313
F5_Commercial_Warehouse_New_Space Heating_Natural Gas_Unit Heater_E4 | F5 | Commercial | Warehouse | New | Space Heating | Natural Gas | Unit Heater | E4 | Utility - Cost of Operation | 0 | 0 | 0 | 0 | 0 | 0 | 0 | 0 | 0 | 0 | 0 | 0 | 0 | 0 | 0 | 0 | 0 | 0 | 0 | 0 | 0 | 0 | 0 | 0 | 0 | 0 | 0 | 0 | 0 | 0 | 0 | 0 | 0
F5_Commercial_Warehouse_New_Space Heating_Natural Gas_Unit Heater_E5 | F5 | Commercial | Warehouse | New | Space Heating | Natural Gas | Unit Heater | E5 | Utility - Cost of Operation | 0 | 0 | 0 | 0 | 0 | 0 | 0 | 0 | 0 | 0 | 0 | 0 | 0 | 0 | 0 | 0 | 0 | 0 | 0 | 0 | 0 | 0 | 0 | 0 | 0 | 0 | 0 | 0 | 0 | 0 | 0 | 0 | 0
F5_Commercial_Warehouse_New_Space Heating_Natural Gas_Unit Heater_E6 | F5 | Commercial | Warehouse | New | Space Heating | Natural Gas | Unit Heater | E6 | Utility - Cost of Operation | 0 | 0 | 0 | 0 | 0 | 0 | 0 | 0 | 0 | 0 | 0 | 0 | 0 | 0 | 0 | 0 | 0 | 0 | 0 | 0 | 0 | 0 | 0 | 0 | 0 | 0 | 0 | 0 | 0 | 0 | 0 | 0 | 0
F5_Commercial_Warehouse_New_Space Heating_Natural Gas_Unit Heater_E7 | F5 | Commercial | Warehouse | New | Space Heating | Natural Gas | Unit Heater | E7 | Utility - Cost of Operation | 0 | 0 | 0 | 0 | 0 | 0 | 0 | 0 | 0 | 0 | 0 | 0 | 0 | 0 | 0 | 0 | 0 | 0 | 0 | 0 | 0 | 0 | 0 | 0 | 0 | 0 | 0 | 0 | 0 | 0 | 0 | 0 | 0
F5_Commercial_Warehouse_New_Space Heating_Natural Gas_Unit Heater_E8 | F5 | Commercial | Warehouse | New | Space Heating | Natural Gas | Unit Heater | E8 | Utility - Cost of Operation | 0 | 0 | 0 | 0 | 0 | 0 | 0 | 0 | 0 | 0 | 0 | 0 | 0 | 0 | 0 | 0 | 0 | 0 | 0 | 0 | 0 | 0 | 0 | 0 | 0 | 0 | 0 | 0 | 0 | 0 | 0 | 0 | 0
F5_Commercial_Warehouse_New_Space Heating_Natural Gas_Unit Heater_E9 | F5 | Commercial | Warehouse | New | Space Heating | Natural Gas | Unit Heater | E9 | Utility - Cost of Operation | 0 | 0 | 0 | 0 | 0 | 0 | 0 | 0 | 0 | 0 | 0 | 0 | 0 | 0 | 0 | 0 | 0 | 0 | 0 | 0 | 0 | 0 | 0 | 0 | 0 | 0 | 0 | 0 | 0 | 0 | 0 | 0 | 0
F5_Commercial_Warehouse_New_Space Heating_Natural Gas_Unit Heater_E10 | F5 | Commercial | Warehouse | New | Space Heating | Natural Gas | Unit Heater | E10 | Utility - Cost of Operation | 0 | 0 | 0 | 0 | 0 | 0 | 0 | 0 | 0 | 0 | 0 | 0 | 0 | 0 | 0 | 0 | 0 | 0 | 0 | 0 | 0 | 0 | 0 | 0 | 0 | 0 | 0 | 0 | 0 | 0 | 0 | 0 | 0
F6_Commercial_Warehouse_New_Space Heating_Natural Gas_Unit Heater_E1 | F6 | Commercial | Warehouse | New | Space Heating | Natural Gas | Unit Heater | E1 | Utility - Value of Sales | 0.14055 | 0.14049 | 0.14075 | 0.13976 | 0.13899 | 0 | 0 | 0 | 0 | 0 | 0 | 0 | 0 | 0 | 0 | 0 | 0 | 0 | 0 | 0 | 0 | 0 | 0 | 0 | 0 | 0 | 0 | 0 | 0 | 0 | 0 | 0 | 0
F6_Commercial_Warehouse_New_Space Heating_Natural Gas_Unit Heater_E2 | F6 | Commercial | Warehouse | New | Space Heating | Natural Gas | Unit Heater | E2 | Utility - Value of Sales | 0.12648 | 0.12642 | 0.12666 | 0.12577 | 0.12507 | 0.12438 | 0.12368 | 0.12299 | 0.1223 | 0.1216 | 0.12091 | 0.12022 | 0.11952 | 0.11883 | 0.11814 | 0.11744 | 0.11675 | 0.11606 | 0.11537 | 0.1147 | 0.11406 | 0.11345 | 0.11288 | 0.11236 | 0.1119 | 0.11149 | 0.11115 | 0.11086 | 0.11063 | 0.11045 | 0.11034 | 0.11028 | 0.11028
F6_Commercial_Warehouse_New_Space Heating_Natural Gas_Unit Heater_E3 | F6 | Commercial | Warehouse | New | Space Heating | Natural Gas | Unit Heater | E3 | Utility - Value of Sales | 0.10923 | 0.10919 | 0.10939 | 0.10862 | 0.10802 | 0.10742 | 0.10682 | 0.10622 | 0.10562 | 0.10502 | 0.10442 | 0.10382 | 0.10323 | 0.10263 | 0.10203 | 0.10143 | 0.10083 | 0.10023 | 0.09964 | 0.099063 | 0.098507 | 0.097979 | 0.097487 | 0.097038 | 0.096639 | 0.09629 | 0.09599 | 0.095741 | 0.095541 | 0.095392 | 0.095292 | 0.095242 | 0.095242
F6_Commercial_Warehouse_New_Space Heating_Natural Gas_Unit Heater_E4 | F6 | Commercial | Warehouse | New | Space Heating | Natural Gas | Unit Heater | E4 | Utility - Value of Sales | 0 | 0 | 0 | 0 | 0 | 0 | 0 | 0 | 0 | 0 | 0 | 0 | 0 | 0 | 0 | 0 | 0 | 0 | 0 | 0 | 0 | 0 | 0 | 0 | 0 | 0 | 0 | 0 | 0 | 0 | 0 | 0 | 0
F6_Commercial_Warehouse_New_Space Heating_Natural Gas_Unit Heater_E5 | F6 | Commercial | Warehouse | New | Space Heating | Natural Gas | Unit Heater | E5 | Utility - Value of Sales | 0 | 0 | 0 | 0 | 0 | 0 | 0 | 0 | 0 | 0 | 0 | 0 | 0 | 0 | 0 | 0 | 0 | 0 | 0 | 0 | 0 | 0 | 0 | 0 | 0 | 0 | 0 | 0 | 0 | 0 | 0 | 0 | 0
F6_Commercial_Warehouse_New_Space Heating_Natural Gas_Unit Heater_E6 | F6 | Commercial | Warehouse | New | Space Heating | Natural Gas | Unit Heater | E6 | Utility - Value of Sales | 0 | 0 | 0 | 0 | 0 | 0 | 0 | 0 | 0 | 0 | 0 | 0 | 0 | 0 | 0 | 0 | 0 | 0 | 0 | 0 | 0 | 0 | 0 | 0 | 0 | 0 | 0 | 0 | 0 | 0 | 0 | 0 | 0
F6_Commercial_Warehouse_New_Space Heating_Natural Gas_Unit Heater_E7 | F6 | Commercial | Warehouse | New | Space Heating | Natural Gas | Unit Heater | E7 | Utility - Value of Sales | 0 | 0 | 0 | 0 | 0 | 0 | 0 | 0 | 0 | 0 | 0 | 0 | 0 | 0 | 0 | 0 | 0 | 0 | 0 | 0 | 0 | 0 | 0 | 0 | 0 | 0 | 0 | 0 | 0 | 0 | 0 | 0 | 0
F6_Commercial_Warehouse_New_Space Heating_Natural Gas_Unit Heater_E8 | F6 | Commercial | Warehouse | New | Space Heating | Natural Gas | Unit Heater | E8 | Utility - Value of Sales | 0 | 0 | 0 | 0 | 0 | 0 | 0 | 0 | 0 | 0 | 0 | 0 | 0 | 0 | 0 | 0 | 0 | 0 | 0 | 0 | 0 | 0 | 0 | 0 | 0 | 0 | 0 | 0 | 0 | 0 | 0 | 0 | 0
F6_Commercial_Warehouse_New_Space Heating_Natural Gas_Unit Heater_E9 | F6 | Commercial | Warehouse | New | Space Heating | Natural Gas | Unit Heater | E9 | Utility - Value of Sales | 0 | 0 | 0 | 0 | 0 | 0 | 0 | 0 | 0 | 0 | 0 | 0 | 0 | 0 | 0 | 0 | 0 | 0 | 0 | 0 | 0 | 0 | 0 | 0 | 0 | 0 | 0 | 0 | 0 | 0 | 0 | 0 | 0
F6_Commercial_Warehouse_New_Space Heating_Natural Gas_Unit Heater_E10 | F6 | Commercial | Warehouse | New | Space Heating | Natural Gas | Unit Heater | E10 | Utility - Value of Sales | 0 | 0 | 0 | 0 | 0 | 0 | 0 | 0 | 0 | 0 | 0 | 0 | 0 | 0 | 0 | 0 | 0 | 0 | 0 | 0 | 0 | 0 | 0 | 0 | 0 | 0 | 0 | 0 | 0 | 0 | 0 | 0 | 0
F1_Commercial_Warehouse_New_Water Heating_Natural Gas_Water Heater_E1 | F1 | Commercial | Warehouse | New | Water Heating | Natural Gas | Water Heater | E1 | RVT - Cost of Equipment | 0.080828 | 0.080707 | 0.081006 | 0.080323 | 0.07989 | 0.080223 | 0.08123 | 0.082027 | 0.083015 | 0.083949 | 0.084883 | 0.08574 | 0.086662 | 0.087625 | 0.088546 | 0.089484 | 0.090436 | 0.091475 | 0.092554 | 0.093694 | 0.094819 | 0.095991 | 0.09708 | 0.098204 | 0.099199 | 0.10006 | 0.10085 | 0.10153 | 0.10206 | 0.1025 | 0.10274 | 0.10291 | 0.10291
F1_Commercial_Warehouse_New_Water Heating_Natural Gas_Water Heater_E2 | F1 | Commercial | Warehouse | New | Water Heating | Natural Gas | Water Heater | E2 | RVT - Cost of Equipment | 0.07983 | 0.079711 | 0.080006 | 0.079332 | 0.078904 | 0.079233 | 0.080228 | 0.081014 | 0.081991 | 0.082913 | 0.083835 | 0.084682 | 0.085593 | 0.086543 | 0.087452 | 0.088379 | 0.08932 | 0.090346 | 0.091411 | 0.092537 | 0.093648 | 0.094806 | 0.095881 | 0.096991 | 0.097974 | 0.098828 | 0.099603 | 0.10028 | 0.1008 | 0.10123 | 0.10147 | 0.10164 | 0.10164
F1_Commercial_Warehouse_New_Water Heating_Natural Gas_Water Heater_E3 | F1 | Commercial | Warehouse | New | Water Heating | Natural Gas | Water Heater | E3 | RVT - Cost of Equipment | 0.07348 | 0.07337 | 0.073642 | 0.073021 | 0.072628 | 0.07293 | 0.073846 | 0.07457 | 0.075469 | 0.076317 | 0.077166 | 0.077946 | 0.078784 | 0.079659 | 0.080496 | 0.081349 | 0.082215 | 0.083159 | 0.08414 | 0.085177 | 0.086199 | 0.087265 | 0.088254 | 0.089276 | 0.090181 | 0.090967 | 0.09168 | 0.092299 | 0.092782 | 0.09318 | 0.093403 | 0.093552 | 0.093552
F1_Commercial_Warehouse_New_Water Heating_Natural Gas_Water Heater_E4 | F1 | Commercial | Warehouse | New | Water Heating | Natural Gas | Water Heater | E4 | RVT - Cost of Equipment | 0.06879 | 0.068687 | 0.068941 | 0.06836 | 0.067992 | 0.068275 | 0.069132 | 0.06981 | 0.070651 | 0.071446 | 0.072241 | 0.07297 | 0.073755 | 0.074574 | 0.075358 | 0.076156 | 0.076967 | 0.077851 | 0.078769 | 0.07974 | 0.080697 | 0.081695 | 0.082621 | 0.083577 | 0.084424 | 0.085161 | 0.085828 | 0.086408 | 0.08686 | 0.087233 | 0.087441 | 0.08758 | 0.08758
F1_Commercial_Warehouse_New_Water Heating_Natural Gas_Water Heater_E5 | F1 | Commercial | Warehouse | New | Water Heating | Natural Gas | Water Heater | E5 | RVT - Cost of Equipment | 0.067357 | 0.067256 | 0.067505 | 0.066936 | 0.066575 | 0.066853 | 0.067692 | 0.068356 | 0.06918 | 0.069957 | 0.070736 | 0.07145 | 0.072219 | 0.07302 | 0.073788 | 0.07457 | 0.075364 | 0.076229 | 0.077128 | 0.078079 | 0.079016 | 0.079993 | 0.0809 | 0.081836 | 0.082666 | 0.083386 | 0.08404 | 0.084608 | 0.08505 | 0.085415 | 0.085619 | 0.085756 | 0.085756
F1_Commercial_Warehouse_New_Water Heating_Natural Gas_Water Heater_E6 | F1 | Commercial | Warehouse | New | Water Heating | Natural Gas | Water Heater | E6 | RVT - Cost of Equipment | 0.065982 | 0.065883 | 0.066127 | 0.06557 | 0.065217 | 0.065488 | 0.066311 | 0.066961 | 0.067768 | 0.06853 | 0.069292 | 0.069992 | 0.070745 | 0.07153 | 0.072282 | 0.073048 | 0.073825 | 0.074673 | 0.075554 | 0.076485 | 0.077403 | 0.07836 | 0.079249 | 0.080166 | 0.080979 | 0.081685 | 0.082325 | 0.082881 | 0.083315 | 0.083672 | 0.083872 | 0.084006 | 0.084006
F1_Commercial_Warehouse_New_Water Heating_Natural Gas_Water Heater_E7 | F1 | Commercial | Warehouse | New | Water Heating | Natural Gas | Water Heater | E7 | RVT - Cost of Equipment | 0.043179 | 0.043229 | 0.043453 | 0.043249 | 0.043153 | 0.043384 | 0.043903 | 0.044335 | 0.044854 | 0.04536 | 0.04587 | 0.046353 | 0.046866 | 0.047397 | 0.047914 | 0.048444 | 0.048975 | 0.049541 | 0.050114 | 0.050697 | 0.051251 | 0.051802 | 0.052297 | 0.052791 | 0.053218 | 0.05359 | 0.053928 | 0.05422 | 0.054449 | 0.054637 | 0.054742 | 0.054813 | 0.054813
F1_Commercial_Warehouse_New_Water Heating_Natural Gas_Water Heater_E8 | F1 | Commercial | Warehouse | New | Water Heating | Natural Gas | Water Heater | E8 | RVT - Cost of Equipment | 0 | 0 | 0 | 0 | 0 | 0 | 0 | 0 | 0 | 0 | 0 | 0 | 0 | 0 | 0 | 0 | 0 | 0 | 0 | 0 | 0 | 0 | 0 | 0 | 0 | 0 | 0 | 0 | 0 | 0 | 0 | 0 | 0
F1_Commercial_Warehouse_New_Water Heating_Natural Gas_Water Heater_E9 | F1 | Commercial | Warehouse | New | Water Heating | Natural Gas | Water Heater | E9 | RVT - Cost of Equipment | 0 | 0 | 0 | 0 | 0 | 0 | 0 | 0 | 0 | 0 | 0 | 0 | 0 | 0 | 0 | 0 | 0 | 0 | 0 | 0 | 0 | 0 | 0 | 0 | 0 | 0 | 0 | 0 | 0 | 0 | 0 | 0 | 0
F1_Commercial_Warehouse_New_Water Heating_Natural Gas_Water Heater_E10 | F1 | Commercial | Warehouse | New | Water Heating | Natural Gas | Water Heater | E10 | RVT - Cost of Equipment | 0 | 0 | 0 | 0 | 0 | 0 | 0 | 0 | 0 | 0 | 0 | 0 | 0 | 0 | 0 | 0 | 0 | 0 | 0 | 0 | 0 | 0 | 0 | 0 | 0 | 0 | 0 | 0 | 0 | 0 | 0 | 0 | 0
F2_Commercial_Warehouse_New_Water Heating_Natural Gas_Water Heater_E1 | F2 | Commercial | Warehouse | New | Water Heating | Natural Gas | Water Heater | E1 | RVT - Cost of Operation | 0.096838 | 0.096692 | 0.097051 | 0.096233 | 0.095714 | 0.096113 | 0.097319 | 0.098274 | 0.099458 | 0.10058 | 0.1017 | 0.10272 | 0.10383 | 0.10498 | 0.10608 | 0.10721 | 0.10835 | 0.10959 | 0.11089 | 0.11225 | 0.1136 | 0.115 | 0.11631 | 0.11765 | 0.11885 | 0.11988 | 0.12082 | 0.12164 | 0.12227 | 0.1228 | 0.12309 | 0.12329 | 0.12329
F2_Commercial_Warehouse_New_Water Heating_Natural Gas_Water Heater_E2 | F2 | Commercial | Warehouse | New | Water Heating | Natural Gas | Water Heater | E2 | RVT - Cost of Operation | 0.095642 | 0.095499 | 0.095852 | 0.095045 | 0.094532 | 0.094926 | 0.096118 | 0.097061 | 0.09823 | 0.099335 | 0.10044 | 0.10145 | 0.10255 | 0.10368 | 0.10477 | 0.10588 | 0.10701 | 0.10824 | 0.10952 | 0.11087 | 0.1122 | 0.11358 | 0.11487 | 0.1162 | 0.11738 | 0.1184 | 0.11933 | 0.12014 | 0.12077 | 0.12128 | 0.12157 | 0.12177 | 0.12177
F2_Commercial_Warehouse_New_Water Heating_Natural Gas_Water Heater_E3 | F2 | Commercial | Warehouse | New | Water Heating | Natural Gas | Water Heater | E3 | RVT - Cost of Operation | 0.088034 | 0.087902 | 0.088228 | 0.087484 | 0.087013 | 0.087375 | 0.088472 | 0.08934 | 0.090416 | 0.091433 | 0.09245 | 0.093384 | 0.094388 | 0.095436 | 0.096439 | 0.097461 | 0.098499 | 0.09963 | 0.10081 | 0.10205 | 0.10327 | 0.10455 | 0.10573 | 0.10696 | 0.10804 | 0.10898 | 0.10984 | 0.11058 | 0.11116 | 0.11164 | 0.1119 | 0.11208 | 0.11208
F2_Commercial_Warehouse_New_Water Heating_Natural Gas_Water Heater_E4 | F2 | Commercial | Warehouse | New | Water Heating | Natural Gas | Water Heater | E4 | RVT - Cost of Operation | 0.082415 | 0.082291 | 0.082596 | 0.0819 | 0.081459 | 0.081798 | 0.082825 | 0.083637 | 0.084645 | 0.085597 | 0.086549 | 0.087423 | 0.088364 | 0.089345 | 0.090284 | 0.09124 | 0.092211 | 0.09327 | 0.094371 | 0.095533 | 0.09668 | 0.097876 | 0.098986 | 0.10013 | 0.10115 | 0.10203 | 0.10283 | 0.10352 | 0.10406 | 0.10451 | 0.10476 | 0.10493 | 0.10493
F2_Commercial_Warehouse_New_Water Heating_Natural Gas_Water Heater_E5 | F2 | Commercial | Warehouse | New | Water Heating | Natural Gas | Water Heater | E5 | RVT - Cost of Operation | 0.080698 | 0.080577 | 0.080875 | 0.080194 | 0.079762 | 0.080094 | 0.081099 | 0.081895 | 0.082882 | 0.083814 | 0.084746 | 0.085602 | 0.086523 | 0.087483 | 0.088403 | 0.089339 | 0.09029 | 0.091327 | 0.092405 | 0.093543 | 0.094666 | 0.095837 | 0.096923 | 0.098045 | 0.099039 | 0.099902 | 0.10069 | 0.10137 | 0.1019 | 0.10233 | 0.10258 | 0.10274 | 0.10274
F2_Commercial_Warehouse_New_Water Heating_Natural Gas_Water Heater_E6 | F2 | Commercial | Warehouse | New | Water Heating | Natural Gas | Water Heater | E6 | RVT - Cost of Operation | 0.079051 | 0.078933 | 0.079225 | 0.078557 | 0.078134 | 0.078459 | 0.079444 | 0.080224 | 0.08119 | 0.082103 | 0.083017 | 0.083855 | 0.084757 | 0.085698 | 0.086599 | 0.087516 | 0.088448 | 0.089464 | 0.090519 | 0.091634 | 0.092734 | 0.093881 | 0.094945 | 0.096044 | 0.097018 | 0.097864 | 0.098631 | 0.099297 | 0.099816 | 0.10024 | 0.10048 | 0.10064 | 0.10064
F2_Commercial_Warehouse_New_Water Heating_Natural Gas_Water Heater_E7 | F2 | Commercial | Warehouse | New | Water Heating | Natural Gas | Water Heater | E7 | RVT - Cost of Operation | 0.051731 | 0.051791 | 0.052059 | 0.051815 | 0.0517 | 0.051976 | 0.052599 | 0.053116 | 0.053738 | 0.054344 | 0.054955 | 0.055533 | 0.056149 | 0.056785 | 0.057405 | 0.058039 | 0.058675 | 0.059353 | 0.06004 | 0.060739 | 0.061402 | 0.062062 | 0.062655 | 0.063247 | 0.063759 | 0.064205 | 0.064609 | 0.064959 | 0.065233 | 0.065459 | 0.065585 | 0.065669 | 0.065669
F2_Commercial_Warehouse_New_Water Heating_Natural Gas_Water Heater_E8 | F2 | Commercial | Warehouse | New | Water Heating | Natural Gas | Water Heater | E8 | RVT - Cost of Operation | 0 | 0 | 0 | 0 | 0 | 0 | 0 | 0 | 0 | 0 | 0 | 0 | 0 | 0 | 0 | 0 | 0 | 0 | 0 | 0 | 0 | 0 | 0 | 0 | 0 | 0 | 0 | 0 | 0 | 0 | 0 | 0 | 0
F2_Commercial_Warehouse_New_Water Heating_Natural Gas_Water Heater_E9 | F2 | Commercial | Warehouse | New | Water Heating | Natural Gas | Water Heater | E9 | RVT - Cost of Operation | 0 | 0 | 0 | 0 | 0 | 0 | 0 | 0 | 0 | 0 | 0 | 0 | 0 | 0 | 0 | 0 | 0 | 0 | 0 | 0 | 0 | 0 | 0 | 0 | 0 | 0 | 0 | 0 | 0 | 0 | 0 | 0 | 0
F2_Commercial_Warehouse_New_Water Heating_Natural Gas_Water Heater_E10 | F2 | Commercial | Warehouse | New | Water Heating | Natural Gas | Water Heater | E10 | RVT - Cost of Operation | 0 | 0 | 0 | 0 | 0 | 0 | 0 | 0 | 0 | 0 | 0 | 0 | 0 | 0 | 0 | 0 | 0 | 0 | 0 | 0 | 0 | 0 | 0 | 0 | 0 | 0 | 0 | 0 | 0 | 0 | 0 | 0 | 0
F3_Commercial_Warehouse_New_Water Heating_Natural Gas_Water Heater_E1 | F3 | Commercial | Warehouse | New | Water Heating | Natural Gas | Water Heater | E1 | System - kBTUs of Consumption | 0.0070233 | 0.0070233 | 0.0070233 | 0.0070233 | 0.0070233 | 0.0070233 | 0.0070233 | 0.0070233 | 0.0070233 | 0.0070233 | 0.0070233 | 0.0070233 | 0.0070233 | 0.0070233 | 0.0070233 | 0.0070233 | 0.0070233 | 0.0070233 | 0.0070233 | 0.0070233 | 0.0070233 | 0.0070233 | 0.0070233 | 0.0070233 | 0.0070233 | 0.0070233 | 0.0070233 | 0.0070233 | 0.0070233 | 0.0070233 | 0.0070233 | 0.0070233 | 0.0070233
F3_Commercial_Warehouse_New_Water Heating_Natural Gas_Water Heater_E2 | F3 | Commercial | Warehouse | New | Water Heating | Natural Gas | Water Heater | E2 | System - kBTUs of Consumption | 0.0070215 | 0.0070215 | 0.0070215 | 0.0070215 | 0.0070215 | 0.0070215 | 0.0070215 | 0.0070215 | 0.0070215 | 0.0070215 | 0.0070215 | 0.0070215 | 0.0070215 | 0.0070215 | 0.0070215 | 0.0070215 | 0.0070215 | 0.0070215 | 0.0070215 | 0.0070215 | 0.0070215 | 0.0070215 | 0.0070215 | 0.0070215 | 0.0070215 | 0.0070215 | 0.0070215 | 0.0070215 | 0.0070215 | 0.0070215 | 0.0070215 | 0.0070215 | 0.0070215
F3_Commercial_Warehouse_New_Water Heating_Natural Gas_Water Heater_E3 | F3 | Commercial | Warehouse | New | Water Heating | Natural Gas | Water Heater | E3 | System - kBTUs of Consumption | 0.0071238 | 0.0071238 | 0.0071238 | 0.0071238 | 0.0071238 | 0.0071238 | 0.0071238 | 0.0071238 | 0.0071238 | 0.0071238 | 0.0071238 | 0.0071238 | 0.0071238 | 0.0071238 | 0.0071238 | 0.0071238 | 0.0071238 | 0.0071238 | 0.0071238 | 0.0071238 | 0.0071238 | 0.0071238 | 0.0071238 | 0.0071238 | 0.0071238 | 0.0071238 | 0.0071238 | 0.0071238 | 0.0071238 | 0.0071238 | 0.0071238 | 0.0071238 | 0.0071238
F3_Commercial_Warehouse_New_Water Heating_Natural Gas_Water Heater_E4 | F3 | Commercial | Warehouse | New | Water Heating | Natural Gas | Water Heater | E4 | System - kBTUs of Consumption | 0.0072261 | 0.0072261 | 0.0072261 | 0.0072261 | 0.0072261 | 0.0072261 | 0.0072261 | 0.0072261 | 0.0072261 | 0.0072261 | 0.0072261 | 0.0072261 | 0.0072261 | 0.0072261 | 0.0072261 | 0.0072261 | 0.0072261 | 0.0072261 | 0.0072261 | 0.0072261 | 0.0072261 | 0.0072261 | 0.0072261 | 0.0072261 | 0.0072261 | 0.0072261 | 0.0072261 | 0.0072261 | 0.0072261 | 0.0072261 | 0.0072261 | 0.0072261 | 0.0072261
F3_Commercial_Warehouse_New_Water Heating_Natural Gas_Water Heater_E5 | F3 | Commercial | Warehouse | New | Water Heating | Natural Gas | Water Heater | E5 | System - kBTUs of Consumption | 0.0073798 | 0.0073798 | 0.0073798 | 0.0073798 | 0.0073798 | 0.0073798 | 0.0073798 | 0.0073798 | 0.0073798 | 0.0073798 | 0.0073798 | 0.0073798 | 0.0073798 | 0.0073798 | 0.0073798 | 0.0073798 | 0.0073798 | 0.0073798 | 0.0073798 | 0.0073798 | 0.0073798 | 0.0073798 | 0.0073798 | 0.0073798 | 0.0073798 | 0.0073798 | 0.0073798 | 0.0073798 | 0.0073798 | 0.0073798 | 0.0073798 | 0.0073798 | 0.0073798
F3_Commercial_Warehouse_New_Water Heating_Natural Gas_Water Heater_E6 | F3 | Commercial | Warehouse | New | Water Heating | Natural Gas | Water Heater | E6 | System - kBTUs of Consumption | 0.0061433 | 0.0061433 | 0.0061433 | 0.0061433 | 0.0061433 | 0.0061433 | 0.0061433 | 0.0061433 | 0.0061433 | 0.0061433 | 0.0061433 | 0.0061433 | 0.0061433 | 0.0061433 | 0.0061433 | 0.0061433 | 0.0061433 | 0.0061433 | 0.0061433 | 0.0061433 | 0.0061433 | 0.0061433 | 0.0061433 | 0.0061433 | 0.0061433 | 0.0061433 | 0.0061433 | 0.0061433 | 0.0061433 | 0.0061433 | 0.0061433 | 0.0061433 | 0.0061433
F3_Commercial_Warehouse_New_Water Heating_Natural Gas_Water Heater_E7 | F3 | Commercial | Warehouse | New | Water Heating | Natural Gas | Water Heater | E7 | System - kBTUs of Consumption | 0.0053512 | 0.0053512 | 0.0053512 | 0.0053512 | 0.0053512 | 0.0053512 | 0.0053512 | 0.0053512 | 0.0053512 | 0.0053512 | 0.0053512 | 0.0053512 | 0.0053512 | 0.0053512 | 0.0053512 | 0.0053512 | 0.0053512 | 0.0053512 | 0.0053512 | 0.0053512 | 0.0053512 | 0.0053512 | 0.0053512 | 0.0053512 | 0.0053512 | 0.0053512 | 0.0053512 | 0.0053512 | 0.0053512 | 0.0053512 | 0.0053512 | 0.0053512 | 0.0053512
F3_Commercial_Warehouse_New_Water Heating_Natural Gas_Water Heater_E8 | F3 | Commercial | Warehouse | New | Water Heating | Natural Gas | Water Heater | E8 | System - kBTUs of Consumption | 0 | 0 | 0 | 0 | 0 | 0 | 0 | 0 | 0 | 0 | 0 | 0 | 0 | 0 | 0 | 0 | 0 | 0 | 0 | 0 | 0 | 0 | 0 | 0 | 0 | 0 | 0 | 0 | 0 | 0 | 0 | 0 | 0
F3_Commercial_Warehouse_New_Water Heating_Natural Gas_Water Heater_E9 | F3 | Commercial | Warehouse | New | Water Heating | Natural Gas | Water Heater | E9 | System - kBTUs of Consumption | 0 | 0 | 0 | 0 | 0 | 0 | 0 | 0 | 0 | 0 | 0 | 0 | 0 | 0 | 0 | 0 | 0 | 0 | 0 | 0 | 0 | 0 | 0 | 0 | 0 | 0 | 0 | 0 | 0 | 0 | 0 | 0 | 0
F3_Commercial_Warehouse_New_Water Heating_Natural Gas_Water Heater_E10 | F3 | Commercial | Warehouse | New | Water Heating | Natural Gas | Water Heater | E10 | System - kBTUs of Consumption | 0 | 0 | 0 | 0 | 0 | 0 | 0 | 0 | 0 | 0 | 0 | 0 | 0 | 0 | 0 | 0 | 0 | 0 | 0 | 0 | 0 | 0 | 0 | 0 | 0 | 0 | 0 | 0 | 0 | 0 | 0 | 0 | 0
F4_Commercial_Warehouse_New_Water Heating_Natural Gas_Water Heater_E1 | F4 | Commercial | Warehouse | New | Water Heating | Natural Gas | Water Heater | E1 | Utility - Cost of Equipment | 0.096838 | 0.096692 | 0.097051 | 0.096233 | 0.095714 | 0.096113 | 0.097319 | 0.098274 | 0.099458 | 0.10058 | 0.1017 | 0.10272 | 0.10383 | 0.10498 | 0.10608 | 0.10721 | 0.10835 | 0.10959 | 0.11089 | 0.11225 | 0.1136 | 0.115 | 0.11631 | 0.11765 | 0.11885 | 0.11988 | 0.12082 | 0.12164 | 0.12227 | 0.1228 | 0.12309 | 0.12329 | 0.12329
F4_Commercial_Warehouse_New_Water Heating_Natural Gas_Water Heater_E2 | F4 | Commercial | Warehouse | New | Water Heating | Natural Gas | Water Heater | E2 | Utility - Cost of Equipment | 0.095642 | 0.095499 | 0.095852 | 0.095045 | 0.094532 | 0.094926 | 0.096118 | 0.097061 | 0.09823 | 0.099335 | 0.10044 | 0.10145 | 0.10255 | 0.10368 | 0.10477 | 0.10588 | 0.10701 | 0.10824 | 0.10952 | 0.11087 | 0.1122 | 0.11358 | 0.11487 | 0.1162 | 0.11738 | 0.1184 | 0.11933 | 0.12014 | 0.12077 | 0.12128 | 0.12157 | 0.12177 | 0.12177
F4_Commercial_Warehouse_New_Water Heating_Natural Gas_Water Heater_E3 | F4 | Commercial | Warehouse | New | Water Heating | Natural Gas | Water Heater | E3 | Utility - Cost of Equipment | 0.088034 | 0.087902 | 0.088228 | 0.087484 | 0.087013 | 0.087375 | 0.088472 | 0.08934 | 0.090416 | 0.091433 | 0.09245 | 0.093384 | 0.094388 | 0.095436 | 0.096439 | 0.097461 | 0.098499 | 0.09963 | 0.10081 | 0.10205 | 0.10327 | 0.10455 | 0.10573 | 0.10696 | 0.10804 | 0.10898 | 0.10984 | 0.11058 | 0.11116 | 0.11164 | 0.1119 | 0.11208 | 0.11208
F4_Commercial_Warehouse_New_Water Heating_Natural Gas_Water Heater_E4 | F4 | Commercial | Warehouse | New | Water Heating | Natural Gas | Water Heater | E4 | Utility - Cost of Equipment | 0.082415 | 0.082291 | 0.082596 | 0.0819 | 0.081459 | 0.081798 | 0.082825 | 0.083637 | 0.084645 | 0.085597 | 0.086549 | 0.087423 | 0.088364 | 0.089345 | 0.090284 | 0.09124 | 0.092211 | 0.09327 | 0.094371 | 0.095533 | 0.09668 | 0.097876 | 0.098986 | 0.10013 | 0.10115 | 0.10203 | 0.10283 | 0.10352 | 0.10406 | 0.10451 | 0.10476 | 0.10493 | 0.10493
F4_Commercial_Warehouse_New_Water Heating_Natural Gas_Water Heater_E5 | F4 | Commercial | Warehouse | New | Water Heating | Natural Gas | Water Heater | E5 | Utility - Cost of Equipment | 0.080698 | 0.080577 | 0.080875 | 0.080194 | 0.079762 | 0.080094 | 0.081099 | 0.081895 | 0.082882 | 0.083814 | 0.084746 | 0.085602 | 0.086523 | 0.087483 | 0.088403 | 0.089339 | 0.09029 | 0.091327 | 0.092405 | 0.093543 | 0.094666 | 0.095837 | 0.096923 | 0.098045 | 0.099039 | 0.099902 | 0.10069 | 0.10137 | 0.1019 | 0.10233 | 0.10258 | 0.10274 | 0.10274
F4_Commercial_Warehouse_New_Water Heating_Natural Gas_Water Heater_E6 | F4 | Commercial | Warehouse | New | Water Heating | Natural Gas | Water Heater | E6 | Utility - Cost of Equipment | 0.079051 | 0.078933 | 0.079225 | 0.078557 | 0.078134 | 0.078459 | 0.079444 | 0.080224 | 0.08119 | 0.082103 | 0.083017 | 0.083855 | 0.084757 | 0.085698 | 0.086599 | 0.087516 | 0.088448 | 0.089464 | 0.090519 | 0.091634 | 0.092734 | 0.093881 | 0.094945 | 0.096044 | 0.097018 | 0.097864 | 0.098631 | 0.099297 | 0.099816 | 0.10024 | 0.10048 | 0.10064 | 0.10064
F4_Commercial_Warehouse_New_Water Heating_Natural Gas_Water Heater_E7 | F4 | Commercial | Warehouse | New | Water Heating | Natural Gas | Water Heater | E7 | Utility - Cost of Equipment | 0.051731 | 0.051791 | 0.052059 | 0.051815 | 0.0517 | 0.051976 | 0.052599 | 0.053116 | 0.053738 | 0.054344 | 0.054955 | 0.055533 | 0.056149 | 0.056785 | 0.057405 | 0.058039 | 0.058675 | 0.059353 | 0.06004 | 0.060739 | 0.061402 | 0.062062 | 0.062655 | 0.063247 | 0.063759 | 0.064205 | 0.064609 | 0.064959 | 0.065233 | 0.065459 | 0.065585 | 0.065669 | 0.065669
F4_Commercial_Warehouse_New_Water Heating_Natural Gas_Water Heater_E8 | F4 | Commercial | Warehouse | New | Water Heating | Natural Gas | Water Heater | E8 | Utility - Cost of Equipment | 0 | 0 | 0 | 0 | 0 | 0 | 0 | 0 | 0 | 0 | 0 | 0 | 0 | 0 | 0 | 0 | 0 | 0 | 0 | 0 | 0 | 0 | 0 | 0 | 0 | 0 | 0 | 0 | 0 | 0 | 0 | 0 | 0
F4_Commercial_Warehouse_New_Water Heating_Natural Gas_Water Heater_E9 | F4 | Commercial | Warehouse | New | Water Heating | Natural Gas | Water Heater | E9 | Utility - Cost of Equipment | 0 | 0 | 0 | 0 | 0 | 0 | 0 | 0 | 0 | 0 | 0 | 0 | 0 | 0 | 0 | 0 | 0 | 0 | 0 | 0 | 0 | 0 | 0 | 0 | 0 | 0 | 0 | 0 | 0 | 0 | 0 | 0 | 0
F4_Commercial_Warehouse_New_Water Heating_Natural Gas_Water Heater_E10 | F4 | Commercial | Warehouse | New | Water Heating | Natural Gas | Water Heater | E10 | Utility - Cost of Equipment | 0 | 0 | 0 | 0 | 0 | 0 | 0 | 0 | 0 | 0 | 0 | 0 | 0 | 0 | 0 | 0 | 0 | 0 | 0 | 0 | 0 | 0 | 0 | 0 | 0 | 0 | 0 | 0 | 0 | 0 | 0 | 0 | 0
F5_Commercial_Warehouse_New_Water Heating_Natural Gas_Water Heater_E1 | F5 | Commercial | Warehouse | New | Water Heating | Natural Gas | Water Heater | E1 | Utility - Cost of Operation | 0.0070233 | 0.0070233 | 0.0070233 | 0.0070233 | 0.0070233 | 0.0070233 | 0.0070233 | 0.0070233 | 0.0070233 | 0.0070233 | 0.0070233 | 0.0070233 | 0.0070233 | 0.0070233 | 0.0070233 | 0.0070233 | 0.0070233 | 0.0070233 | 0.0070233 | 0.0070233 | 0.0070233 | 0.0070233 | 0.0070233 | 0.0070233 | 0.0070233 | 0.0070233 | 0.0070233 | 0.0070233 | 0.0070233 | 0.0070233 | 0.0070233 | 0.0070233 | 0.0070233
F5_Commercial_Warehouse_New_Water Heating_Natural Gas_Water Heater_E2 | F5 | Commercial | Warehouse | New | Water Heating | Natural Gas | Water Heater | E2 | Utility - Cost of Operation | 0.0070215 | 0.0070215 | 0.0070215 | 0.0070215 | 0.0070215 | 0.0070215 | 0.0070215 | 0.0070215 | 0.0070215 | 0.0070215 | 0.0070215 | 0.0070215 | 0.0070215 | 0.0070215 | 0.0070215 | 0.0070215 | 0.0070215 | 0.0070215 | 0.0070215 | 0.0070215 | 0.0070215 | 0.0070215 | 0.0070215 | 0.0070215 | 0.0070215 | 0.0070215 | 0.0070215 | 0.0070215 | 0.0070215 | 0.0070215 | 0.0070215 | 0.0070215 | 0.0070215
F5_Commercial_Warehouse_New_Water Heating_Natural Gas_Water Heater_E3 | F5 | Commercial | Warehouse | New | Water Heating | Natural Gas | Water Heater | E3 | Utility - Cost of Operation | 0.0071238 | 0.0071238 | 0.0071238 | 0.0071238 | 0.0071238 | 0.0071238 | 0.0071238 | 0.0071238 | 0.0071238 | 0.0071238 | 0.0071238 | 0.0071238 | 0.0071238 | 0.0071238 | 0.0071238 | 0.0071238 | 0.0071238 | 0.0071238 | 0.0071238 | 0.0071238 | 0.0071238 | 0.0071238 | 0.0071238 | 0.0071238 | 0.0071238 | 0.0071238 | 0.0071238 | 0.0071238 | 0.0071238 | 0.0071238 | 0.0071238 | 0.0071238 | 0.0071238
F5_Commercial_Warehouse_New_Water Heating_Natural Gas_Water Heater_E4 | F5 | Commercial | Warehouse | New | Water Heating | Natural Gas | Water Heater | E4 | Utility - Cost of Operation | 0.0072261 | 0.0072261 | 0.0072261 | 0.0072261 | 0.0072261 | 0.0072261 | 0.0072261 | 0.0072261 | 0.0072261 | 0.0072261 | 0.0072261 | 0.0072261 | 0.0072261 | 0.0072261 | 0.0072261 | 0.0072261 | 0.0072261 | 0.0072261 | 0.0072261 | 0.0072261 | 0.0072261 | 0.0072261 | 0.0072261 | 0.0072261 | 0.0072261 | 0.0072261 | 0.0072261 | 0.0072261 | 0.0072261 | 0.0072261 | 0.0072261 | 0.0072261 | 0.0072261
F5_Commercial_Warehouse_New_Water Heating_Natural Gas_Water Heater_E5 | F5 | Commercial | Warehouse | New | Water Heating | Natural Gas | Water Heater | E5 | Utility - Cost of Operation | 0.0073798 | 0.0073798 | 0.0073798 | 0.0073798 | 0.0073798 | 0.0073798 | 0.0073798 | 0.0073798 | 0.0073798 | 0.0073798 | 0.0073798 | 0.0073798 | 0.0073798 | 0.0073798 | 0.0073798 | 0.0073798 | 0.0073798 | 0.0073798 | 0.0073798 | 0.0073798 | 0.0073798 | 0.0073798 | 0.0073798 | 0.0073798 | 0.0073798 | 0.0073798 | 0.0073798 | 0.0073798 | 0.0073798 | 0.0073798 | 0.0073798 | 0.0073798 | 0.0073798
F5_Commercial_Warehouse_New_Water Heating_Natural Gas_Water Heater_E6 | F5 | Commercial | Warehouse | New | Water Heating | Natural Gas | Water Heater | E6 | Utility - Cost of Operation | 0.0061433 | 0.0061433 | 0.0061433 | 0.0061433 | 0.0061433 | 0.0061433 | 0.0061433 | 0.0061433 | 0.0061433 | 0.0061433 | 0.0061433 | 0.0061433 | 0.0061433 | 0.0061433 | 0.0061433 | 0.0061433 | 0.0061433 | 0.0061433 | 0.0061433 | 0.0061433 | 0.0061433 | 0.0061433 | 0.0061433 | 0.0061433 | 0.0061433 | 0.0061433 | 0.0061433 | 0.0061433 | 0.0061433 | 0.0061433 | 0.0061433 | 0.0061433 | 0.0061433
F5_Commercial_Warehouse_New_Water Heating_Natural Gas_Water Heater_E7 | F5 | Commercial | Warehouse | New | Water Heating | Natural Gas | Water Heater | E7 | Utility - Cost of Operation | 0.0053512 | 0.0053512 | 0.0053512 | 0.0053512 | 0.0053512 | 0.0053512 | 0.0053512 | 0.0053512 | 0.0053512 | 0.0053512 | 0.0053512 | 0.0053512 | 0.0053512 | 0.0053512 | 0.0053512 | 0.0053512 | 0.0053512 | 0.0053512 | 0.0053512 | 0.0053512 | 0.0053512 | 0.0053512 | 0.0053512 | 0.0053512 | 0.0053512 | 0.0053512 | 0.0053512 | 0.0053512 | 0.0053512 | 0.0053512 | 0.0053512 | 0.0053512 | 0.0053512
F5_Commercial_Warehouse_New_Water Heating_Natural Gas_Water Heater_E8 | F5 | Commercial | Warehouse | New | Water Heating | Natural Gas | Water Heater | E8 | Utility - Cost of Operation | 0 | 0 | 0 | 0 | 0 | 0 | 0 | 0 | 0 | 0 | 0 | 0 | 0 | 0 | 0 | 0 | 0 | 0 | 0 | 0 | 0 | 0 | 0 | 0 | 0 | 0 | 0 | 0 | 0 | 0 | 0 | 0 | 0
F5_Commercial_Warehouse_New_Water Heating_Natural Gas_Water Heater_E9 | F5 | Commercial | Warehouse | New | Water Heating | Natural Gas | Water Heater | E9 | Utility - Cost of Operation | 0 | 0 | 0 | 0 | 0 | 0 | 0 | 0 | 0 | 0 | 0 | 0 | 0 | 0 | 0 | 0 | 0 | 0 | 0 | 0 | 0 | 0 | 0 | 0 | 0 | 0 | 0 | 0 | 0 | 0 | 0 | 0 | 0
F5_Commercial_Warehouse_New_Water Heating_Natural Gas_Water Heater_E10 | F5 | Commercial | Warehouse | New | Water Heating | Natural Gas | Water Heater | E10 | Utility - Cost of Operation | 0 | 0 | 0 | 0 | 0 | 0 | 0 | 0 | 0 | 0 | 0 | 0 | 0 | 0 | 0 | 0 | 0 | 0 | 0 | 0 | 0 | 0 | 0 | 0 | 0 | 0 | 0 | 0 | 0 | 0 | 0 | 0 | 0
F6_Commercial_Warehouse_New_Water Heating_Natural Gas_Water Heater_E1 | F6 | Commercial | Warehouse | New | Water Heating | Natural Gas | Water Heater | E1 | Utility - Value of Sales | 0.065121 | 0.065472 | 0.066035 | 0.065912 | 0.065912 | 0.065912 | 0.065912 | 0.065912 | 0.065912 | 0.065912 | 0.065912 | 0.065912 | 0.065912 | 0.065912 | 0.065912 | 0.065912 | 0.065912 | 0.065912 | 0.065912 | 0.065912 | 0.065912 | 0.065912 | 0.065912 | 0.065912 | 0.065912 | 0.065912 | 0.065912 | 0.065912 | 0.065912 | 0.065912 | 0.065912 | 0.065912 | 0.065912
F6_Commercial_Warehouse_New_Water Heating_Natural Gas_Water Heater_E2 | F6 | Commercial | Warehouse | New | Water Heating | Natural Gas | Water Heater | E2 | Utility - Value of Sales | 0.064317 | 0.064663 | 0.06522 | 0.065098 | 0.065098 | 0.065098 | 0.065098 | 0.065098 | 0.065098 | 0.065098 | 0.065098 | 0.065098 | 0.065098 | 0.065098 | 0.065098 | 0.065098 | 0.065098 | 0.065098 | 0.065098 | 0.065098 | 0.065098 | 0.065098 | 0.065098 | 0.065098 | 0.065098 | 0.065098 | 0.065098 | 0.065098 | 0.065098 | 0.065098 | 0.065098 | 0.065098 | 0.065098
F6_Commercial_Warehouse_New_Water Heating_Natural Gas_Water Heater_E3 | F6 | Commercial | Warehouse | New | Water Heating | Natural Gas | Water Heater | E3 | Utility - Value of Sales | 0.059201 | 0.05952 | 0.060032 | 0.05992 | 0.05992 | 0.05992 | 0.05992 | 0.05992 | 0.05992 | 0.05992 | 0.05992 | 0.05992 | 0.05992 | 0.05992 | 0.05992 | 0.05992 | 0.05992 | 0.05992 | 0.05992 | 0.05992 | 0.05992 | 0.05992 | 0.05992 | 0.05992 | 0.05992 | 0.05992 | 0.05992 | 0.05992 | 0.05992 | 0.05992 | 0.05992 | 0.05992 | 0.05992
F6_Commercial_Warehouse_New_Water Heating_Natural Gas_Water Heater_E4 | F6 | Commercial | Warehouse | New | Water Heating | Natural Gas | Water Heater | E4 | Utility - Value of Sales | 0.055422 | 0.055721 | 0.0562 | 0.056095 | 0.056095 | 0.056095 | 0.056095 | 0.056095 | 0.056095 | 0.056095 | 0.056095 | 0.056095 | 0.056095 | 0.056095 | 0.056095 | 0.056095 | 0.056095 | 0.056095 | 0.056095 | 0.056095 | 0.056095 | 0.056095 | 0.056095 | 0.056095 | 0.056095 | 0.056095 | 0.056095 | 0.056095 | 0.056095 | 0.056095 | 0.056095 | 0.056095 | 0.056095
F6_Commercial_Warehouse_New_Water Heating_Natural Gas_Water Heater_E5 | F6 | Commercial | Warehouse | New | Water Heating | Natural Gas | Water Heater | E5 | Utility - Value of Sales | 0.054268 | 0.05456 | 0.055029 | 0.054926 | 0.054926 | 0.054926 | 0.054926 | 0.054926 | 0.054926 | 0.054926 | 0.054926 | 0.054926 | 0.054926 | 0.054926 | 0.054926 | 0.054926 | 0.054926 | 0.054926 | 0.054926 | 0.054926 | 0.054926 | 0.054926 | 0.054926 | 0.054926 | 0.054926 | 0.054926 | 0.054926 | 0.054926 | 0.054926 | 0.054926 | 0.054926 | 0.054926 | 0.054926
F6_Commercial_Warehouse_New_Water Heating_Natural Gas_Water Heater_E6 | F6 | Commercial | Warehouse | New | Water Heating | Natural Gas | Water Heater | E6 | Utility - Value of Sales | 0.05316 | 0.053446 | 0.053906 | 0.053805 | 0.053805 | 0.053805 | 0.053805 | 0.053805 | 0.053805 | 0.053805 | 0.053805 | 0.053805 | 0.053805 | 0.053805 | 0.053805 | 0.053805 | 0.053805 | 0.053805 | 0.053805 | 0.053805 | 0.053805 | 0.053805 | 0.053805 | 0.053805 | 0.053805 | 0.053805 | 0.053805 | 0.053805 | 0.053805 | 0.053805 | 0.053805 | 0.053805 | 0.053805
F6_Commercial_Warehouse_New_Water Heating_Natural Gas_Water Heater_E7 | F6 | Commercial | Warehouse | New | Water Heating | Natural Gas | Water Heater | E7 | Utility - Value of Sales | 0.034829 | 0.034972 | 0.035204 | 0.035153 | 0.035153 | 0.035153 | 0.035153 | 0.035153 | 0.035153 | 0.035153 | 0.035153 | 0.035153 | 0.035153 | 0.035153 | 0.035153 | 0.035153 | 0.035153 | 0.035153 | 0.035153 | 0.035153 | 0.035153 | 0.035153 | 0.035153 | 0.035153 | 0.035153 | 0.035153 | 0.035153 | 0.035153 | 0.035153 | 0.035153 | 0.035153 | 0.035153 | 0.035153
F6_Commercial_Warehouse_New_Water Heating_Natural Gas_Water Heater_E8 | F6 | Commercial | Warehouse | New | Water Heating | Natural Gas | Water Heater | E8 | Utility - Value of Sales | 0 | 0 | 0 | 0 | 0 | 0 | 0 | 0 | 0 | 0 | 0 | 0 | 0 | 0 | 0 | 0 | 0 | 0 | 0 | 0 | 0 | 0 | 0 | 0 | 0 | 0 | 0 | 0 | 0 | 0 | 0 | 0 | 0
F6_Commercial_Warehouse_New_Water Heating_Natural Gas_Water Heater_E9 | F6 | Commercial | Warehouse | New | Water Heating | Natural Gas | Water Heater | E9 | Utility - Value of Sales | 0 | 0 | 0 | 0 | 0 | 0 | 0 | 0 | 0 | 0 | 0 | 0 | 0 | 0 | 0 | 0 | 0 | 0 | 0 | 0 | 0 | 0 | 0 | 0 | 0 | 0 | 0 | 0 | 0 | 0 | 0 | 0 | 0
F6_Commercial_Warehouse_New_Water Heating_Natural Gas_Water Heater_E10 | F6 | Commercial | Warehouse | New | Water Heating | Natural Gas | Water Heater | E10 | Utility - Value of Sales | 0 | 0 | 0 | 0 | 0 | 0 | 0 | 0 | 0 | 0 | 0 | 0 | 0 | 0 | 0 | 0 | 0 | 0 | 0 | 0 | 0 | 0 | 0 | 0 | 0 | 0 | 0 | 0 | 0 | 0 | 0 | 0 | 0
F1_Commercial_Warehouse_New_Food Preparation_Natural Gas_Oven_E1 | F1 | Commercial | Warehouse | New | Food Preparation | Natural Gas | Oven | E1 | RVT - Cost of Equipment | 0.013885 | 0.013888 | 0.013958 | 0.013864 | 0.013809 | 0.013857 | 0.013992 | 0.0141 | 0.014233 | 0.01436 | 0.014487 | 0.014605 | 0.014732 | 0.014863 | 0.014989 | 0.015118 | 0.015248 | 0.01539 | 0.015537 | 0.015692 | 0.015842 | 0.015997 | 0.016139 | 0.016286 | 0.016414 | 0.016526 | 0.016627 | 0.016715 | 0.016783 | 0.016839 | 0.01687 | 0.01689 | 0.01689
F1_Commercial_Warehouse_New_Food Preparation_Natural Gas_Oven_E2 | F1 | Commercial | Warehouse | New | Food Preparation | Natural Gas | Oven | E2 | RVT - Cost of Equipment | 0.0079508 | 0.0079527 | 0.0079925 | 0.0079391 | 0.0079073 | 0.0079347 | 0.0080121 | 0.0080741 | 0.0081503 | 0.0082232 | 0.0082958 | 0.0083634 | 0.0084359 | 0.0085112 | 0.0085834 | 0.0086571 | 0.0087316 | 0.0088128 | 0.0088969 | 0.0089855 | 0.0090716 | 0.0091605 | 0.0092419 | 0.0093256 | 0.0093994 | 0.0094632 | 0.0095212 | 0.0095713 | 0.0096105 | 0.0096427 | 0.0096602 | 0.009672 | 0.009672
F1_Commercial_Warehouse_New_Food Preparation_Natural Gas_Oven_E3 | F1 | Commercial | Warehouse | New | Food Preparation | Natural Gas | Oven | E3 | RVT - Cost of Equipment | 0 | 0 | 0 | 0 | 0 | 0 | 0 | 0 | 0 | 0 | 0 | 0 | 0 | 0 | 0 | 0 | 0 | 0 | 0 | 0 | 0 | 0 | 0 | 0 | 0 | 0 | 0 | 0 | 0 | 0 | 0 | 0 | 0
F1_Commercial_Warehouse_New_Food Preparation_Natural Gas_Oven_E4 | F1 | Commercial | Warehouse | New | Food Preparation | Natural Gas | Oven | E4 | RVT - Cost of Equipment | 0 | 0 | 0 | 0 | 0 | 0 | 0 | 0 | 0 | 0 | 0 | 0 | 0 | 0 | 0 | 0 | 0 | 0 | 0 | 0 | 0 | 0 | 0 | 0 | 0 | 0 | 0 | 0 | 0 | 0 | 0 | 0 | 0
F1_Commercial_Warehouse_New_Food Preparation_Natural Gas_Oven_E5 | F1 | Commercial | Warehouse | New | Food Preparation | Natural Gas | Oven | E5 | RVT - Cost of Equipment | 0 | 0 | 0 | 0 | 0 | 0 | 0 | 0 | 0 | 0 | 0 | 0 | 0 | 0 | 0 | 0 | 0 | 0 | 0 | 0 | 0 | 0 | 0 | 0 | 0 | 0 | 0 | 0 | 0 | 0 | 0 | 0 | 0
F1_Commercial_Warehouse_New_Food Preparation_Natural Gas_Oven_E6 | F1 | Commercial | Warehouse | New | Food Preparation | Natural Gas | Oven | E6 | RVT - Cost of Equipment | 0 | 0 | 0 | 0 | 0 | 0 | 0 | 0 | 0 | 0 | 0 | 0 | 0 | 0 | 0 | 0 | 0 | 0 | 0 | 0 | 0 | 0 | 0 | 0 | 0 | 0 | 0 | 0 | 0 | 0 | 0 | 0 | 0
F1_Commercial_Warehouse_New_Food Preparation_Natural Gas_Oven_E7 | F1 | Commercial | Warehouse | New | Food Preparation | Natural Gas | Oven | E7 | RVT - Cost of Equipment | 0 | 0 | 0 | 0 | 0 | 0 | 0 | 0 | 0 | 0 | 0 | 0 | 0 | 0 | 0 | 0 | 0 | 0 | 0 | 0 | 0 | 0 | 0 | 0 | 0 | 0 | 0 | 0 | 0 | 0 | 0 | 0 | 0
F1_Commercial_Warehouse_New_Food Preparation_Natural Gas_Oven_E8 | F1 | Commercial | Warehouse | New | Food Preparation | Natural Gas | Oven | E8 | RVT - Cost of Equipment | 0 | 0 | 0 | 0 | 0 | 0 | 0 | 0 | 0 | 0 | 0 | 0 | 0 | 0 | 0 | 0 | 0 | 0 | 0 | 0 | 0 | 0 | 0 | 0 | 0 | 0 | 0 | 0 | 0 | 0 | 0 | 0 | 0
F1_Commercial_Warehouse_New_Food Preparation_Natural Gas_Oven_E9 | F1 | Commercial | Warehouse | New | Food Preparation | Natural Gas | Oven | E9 | RVT - Cost of Equipment | 0 | 0 | 0 | 0 | 0 | 0 | 0 | 0 | 0 | 0 | 0 | 0 | 0 | 0 | 0 | 0 | 0 | 0 | 0 | 0 | 0 | 0 | 0 | 0 | 0 | 0 | 0 | 0 | 0 | 0 | 0 | 0 | 0
F1_Commercial_Warehouse_New_Food Preparation_Natural Gas_Oven_E10 | F1 | Commercial | Warehouse | New | Food Preparation | Natural Gas | Oven | E10 | RVT - Cost of Equipment | 0 | 0 | 0 | 0 | 0 | 0 | 0 | 0 | 0 | 0 | 0 | 0 | 0 | 0 | 0 | 0 | 0 | 0 | 0 | 0 | 0 | 0 | 0 | 0 | 0 | 0 | 0 | 0 | 0 | 0 | 0 | 0 | 0
F2_Commercial_Warehouse_New_Food Preparation_Natural Gas_Oven_E1 | F2 | Commercial | Warehouse | New | Food Preparation | Natural Gas | Oven | E1 | RVT - Cost of Operation | 0.016635 | 0.016639 | 0.016722 | 0.01661 | 0.016544 | 0.016601 | 0.016763 | 0.016893 | 0.017052 | 0.017205 | 0.017357 | 0.017498 | 0.01765 | 0.017807 | 0.017958 | 0.018112 | 0.018268 | 0.018438 | 0.018614 | 0.0188 | 0.01898 | 0.019166 | 0.019336 | 0.019511 | 0.019666 | 0.019799 | 0.019921 | 0.020025 | 0.020107 | 0.020175 | 0.020211 | 0.020236 | 0.020236
F2_Commercial_Warehouse_New_Food Preparation_Natural Gas_Oven_E2 | F2 | Commercial | Warehouse | New | Food Preparation | Natural Gas | Oven | E2 | RVT - Cost of Operation | 0.0095255 | 0.0095279 | 0.0095755 | 0.0095115 | 0.0094735 | 0.0095063 | 0.009599 | 0.0096733 | 0.0097646 | 0.009852 | 0.009939 | 0.01002 | 0.010107 | 0.010197 | 0.010283 | 0.010372 | 0.010461 | 0.010558 | 0.010659 | 0.010765 | 0.010868 | 0.010975 | 0.011072 | 0.011173 | 0.011261 | 0.011337 | 0.011407 | 0.011467 | 0.011514 | 0.011553 | 0.011574 | 0.011588 | 0.011588
F2_Commercial_Warehouse_New_Food Preparation_Natural Gas_Oven_E3 | F2 | Commercial | Warehouse | New | Food Preparation | Natural Gas | Oven | E3 | RVT - Cost of Operation | 0 | 0 | 0 | 0 | 0 | 0 | 0 | 0 | 0 | 0 | 0 | 0 | 0 | 0 | 0 | 0 | 0 | 0 | 0 | 0 | 0 | 0 | 0 | 0 | 0 | 0 | 0 | 0 | 0 | 0 | 0 | 0 | 0
F2_Commercial_Warehouse_New_Food Preparation_Natural Gas_Oven_E4 | F2 | Commercial | Warehouse | New | Food Preparation | Natural Gas | Oven | E4 | RVT - Cost of Operation | 0 | 0 | 0 | 0 | 0 | 0 | 0 | 0 | 0 | 0 | 0 | 0 | 0 | 0 | 0 | 0 | 0 | 0 | 0 | 0 | 0 | 0 | 0 | 0 | 0 | 0 | 0 | 0 | 0 | 0 | 0 | 0 | 0
F2_Commercial_Warehouse_New_Food Preparation_Natural Gas_Oven_E5 | F2 | Commercial | Warehouse | New | Food Preparation | Natural Gas | Oven | E5 | RVT - Cost of Operation | 0 | 0 | 0 | 0 | 0 | 0 | 0 | 0 | 0 | 0 | 0 | 0 | 0 | 0 | 0 | 0 | 0 | 0 | 0 | 0 | 0 | 0 | 0 | 0 | 0 | 0 | 0 | 0 | 0 | 0 | 0 | 0 | 0
F2_Commercial_Warehouse_New_Food Preparation_Natural Gas_Oven_E6 | F2 | Commercial | Warehouse | New | Food Preparation | Natural Gas | Oven | E6 | RVT - Cost of Operation | 0 | 0 | 0 | 0 | 0 | 0 | 0 | 0 | 0 | 0 | 0 | 0 | 0 | 0 | 0 | 0 | 0 | 0 | 0 | 0 | 0 | 0 | 0 | 0 | 0 | 0 | 0 | 0 | 0 | 0 | 0 | 0 | 0
F2_Commercial_Warehouse_New_Food Preparation_Natural Gas_Oven_E7 | F2 | Commercial | Warehouse | New | Food Preparation | Natural Gas | Oven | E7 | RVT - Cost of Operation | 0 | 0 | 0 | 0 | 0 | 0 | 0 | 0 | 0 | 0 | 0 | 0 | 0 | 0 | 0 | 0 | 0 | 0 | 0 | 0 | 0 | 0 | 0 | 0 | 0 | 0 | 0 | 0 | 0 | 0 | 0 | 0 | 0
F2_Commercial_Warehouse_New_Food Preparation_Natural Gas_Oven_E8 | F2 | Commercial | Warehouse | New | Food Preparation | Natural Gas | Oven | E8 | RVT - Cost of Operation | 0 | 0 | 0 | 0 | 0 | 0 | 0 | 0 | 0 | 0 | 0 | 0 | 0 | 0 | 0 | 0 | 0 | 0 | 0 | 0 | 0 | 0 | 0 | 0 | 0 | 0 | 0 | 0 | 0 | 0 | 0 | 0 | 0
F2_Commercial_Warehouse_New_Food Preparation_Natural Gas_Oven_E9 | F2 | Commercial | Warehouse | New | Food Preparation | Natural Gas | Oven | E9 | RVT - Cost of Operation | 0 | 0 | 0 | 0 | 0 | 0 | 0 | 0 | 0 | 0 | 0 | 0 | 0 | 0 | 0 | 0 | 0 | 0 | 0 | 0 | 0 | 0 | 0 | 0 | 0 | 0 | 0 | 0 | 0 | 0 | 0 | 0 | 0
F2_Commercial_Warehouse_New_Food Preparation_Natural Gas_Oven_E10 | F2 | Commercial | Warehouse | New | Food Preparation | Natural Gas | Oven | E10 | RVT - Cost of Operation | 0 | 0 | 0 | 0 | 0 | 0 | 0 | 0 | 0 | 0 | 0 | 0 | 0 | 0 | 0 | 0 | 0 | 0 | 0 | 0 | 0 | 0 | 0 | 0 | 0 | 0 | 0 | 0 | 0 | 0 | 0 | 0 | 0
F3_Commercial_Warehouse_New_Food Preparation_Natural Gas_Oven_E1 | F3 | Commercial | Warehouse | New | Food Preparation | Natural Gas | Oven | E1 | System - kBTUs of Consumption | 0.023288 | 0.023288 | 0.023288 | 0.023288 | 0.023288 | 0.023288 | 0.023288 | 0.023288 | 0.023288 | 0.023288 | 0.023288 | 0.023288 | 0.023288 | 0.023288 | 0.023288 | 0.023288 | 0.023288 | 0.023288 | 0.023288 | 0.023288 | 0.023288 | 0.023288 | 0.023288 | 0.023288 | 0.023288 | 0.023288 | 0.023288 | 0.023288 | 0.023288 | 0.023288 | 0.023288 | 0.023288 | 0.023288
F3_Commercial_Warehouse_New_Food Preparation_Natural Gas_Oven_E2 | F3 | Commercial | Warehouse | New | Food Preparation | Natural Gas | Oven | E2 | System - kBTUs of Consumption | 0.024267 | 0.024267 | 0.024267 | 0.024267 | 0.024267 | 0.024267 | 0.024267 | 0.024267 | 0.024267 | 0.024267 | 0.024267 | 0.024267 | 0.024267 | 0.024267 | 0.024267 | 0.024267 | 0.024267 | 0.024267 | 0.024267 | 0.024267 | 0.024267 | 0.024267 | 0.024267 | 0.024267 | 0.024267 | 0.024267 | 0.024267 | 0.024267 | 0.024267 | 0.024267 | 0.024267 | 0.024267 | 0.024267
F3_Commercial_Warehouse_New_Food Preparation_Natural Gas_Oven_E3 | F3 | Commercial | Warehouse | New | Food Preparation | Natural Gas | Oven | E3 | System - kBTUs of Consumption | 0 | 0 | 0 | 0 | 0 | 0 | 0 | 0 | 0 | 0 | 0 | 0 | 0 | 0 | 0 | 0 | 0 | 0 | 0 | 0 | 0 | 0 | 0 | 0 | 0 | 0 | 0 | 0 | 0 | 0 | 0 | 0 | 0
F3_Commercial_Warehouse_New_Food Preparation_Natural Gas_Oven_E4 | F3 | Commercial | Warehouse | New | Food Preparation | Natural Gas | Oven | E4 | System - kBTUs of Consumption | 0 | 0 | 0 | 0 | 0 | 0 | 0 | 0 | 0 | 0 | 0 | 0 | 0 | 0 | 0 | 0 | 0 | 0 | 0 | 0 | 0 | 0 | 0 | 0 | 0 | 0 | 0 | 0 | 0 | 0 | 0 | 0 | 0
F3_Commercial_Warehouse_New_Food Preparation_Natural Gas_Oven_E5 | F3 | Commercial | Warehouse | New | Food Preparation | Natural Gas | Oven | E5 | System - kBTUs of Consumption | 0 | 0 | 0 | 0 | 0 | 0 | 0 | 0 | 0 | 0 | 0 | 0 | 0 | 0 | 0 | 0 | 0 | 0 | 0 | 0 | 0 | 0 | 0 | 0 | 0 | 0 | 0 | 0 | 0 | 0 | 0 | 0 | 0
F3_Commercial_Warehouse_New_Food Preparation_Natural Gas_Oven_E6 | F3 | Commercial | Warehouse | New | Food Preparation | Natural Gas | Oven | E6 | System - kBTUs of Consumption | 0 | 0 | 0 | 0 | 0 | 0 | 0 | 0 | 0 | 0 | 0 | 0 | 0 | 0 | 0 | 0 | 0 | 0 | 0 | 0 | 0 | 0 | 0 | 0 | 0 | 0 | 0 | 0 | 0 | 0 | 0 | 0 | 0
F3_Commercial_Warehouse_New_Food Preparation_Natural Gas_Oven_E7 | F3 | Commercial | Warehouse | New | Food Preparation | Natural Gas | Oven | E7 | System - kBTUs of Consumption | 0 | 0 | 0 | 0 | 0 | 0 | 0 | 0 | 0 | 0 | 0 | 0 | 0 | 0 | 0 | 0 | 0 | 0 | 0 | 0 | 0 | 0 | 0 | 0 | 0 | 0 | 0 | 0 | 0 | 0 | 0 | 0 | 0
F3_Commercial_Warehouse_New_Food Preparation_Natural Gas_Oven_E8 | F3 | Commercial | Warehouse | New | Food Preparation | Natural Gas | Oven | E8 | System - kBTUs of Consumption | 0 | 0 | 0 | 0 | 0 | 0 | 0 | 0 | 0 | 0 | 0 | 0 | 0 | 0 | 0 | 0 | 0 | 0 | 0 | 0 | 0 | 0 | 0 | 0 | 0 | 0 | 0 | 0 | 0 | 0 | 0 | 0 | 0
F3_Commercial_Warehouse_New_Food Preparation_Natural Gas_Oven_E9 | F3 | Commercial | Warehouse | New | Food Preparation | Natural Gas | Oven | E9 | System - kBTUs of Consumption | 0 | 0 | 0 | 0 | 0 | 0 | 0 | 0 | 0 | 0 | 0 | 0 | 0 | 0 | 0 | 0 | 0 | 0 | 0 | 0 | 0 | 0 | 0 | 0 | 0 | 0 | 0 | 0 | 0 | 0 | 0 | 0 | 0
F3_Commercial_Warehouse_New_Food Preparation_Natural Gas_Oven_E10 | F3 | Commercial | Warehouse | New | Food Preparation | Natural Gas | Oven | E10 | System - kBTUs of Consumption | 0 | 0 | 0 | 0 | 0 | 0 | 0 | 0 | 0 | 0 | 0 | 0 | 0 | 0 | 0 | 0 | 0 | 0 | 0 | 0 | 0 | 0 | 0 | 0 | 0 | 0 | 0 | 0 | 0 | 0 | 0 | 0 | 0
F4_Commercial_Warehouse_New_Food Preparation_Natural Gas_Oven_E1 | F4 | Commercial | Warehouse | New | Food Preparation | Natural Gas | Oven | E1 | Utility - Cost of Equipment | 0.016635 | 0.016639 | 0.016722 | 0.01661 | 0.016544 | 0.016601 | 0.016763 | 0.016893 | 0.017052 | 0.017205 | 0.017357 | 0.017498 | 0.01765 | 0.017807 | 0.017958 | 0.018112 | 0.018268 | 0.018438 | 0.018614 | 0.0188 | 0.01898 | 0.019166 | 0.019336 | 0.019511 | 0.019666 | 0.019799 | 0.019921 | 0.020025 | 0.020107 | 0.020175 | 0.020211 | 0.020236 | 0.020236
F4_Commercial_Warehouse_New_Food Preparation_Natural Gas_Oven_E2 | F4 | Commercial | Warehouse | New | Food Preparation | Natural Gas | Oven | E2 | Utility - Cost of Equipment | 0.0095255 | 0.0095279 | 0.0095755 | 0.0095115 | 0.0094735 | 0.0095063 | 0.009599 | 0.0096733 | 0.0097646 | 0.009852 | 0.009939 | 0.01002 | 0.010107 | 0.010197 | 0.010283 | 0.010372 | 0.010461 | 0.010558 | 0.010659 | 0.010765 | 0.010868 | 0.010975 | 0.011072 | 0.011173 | 0.011261 | 0.011337 | 0.011407 | 0.011467 | 0.011514 | 0.011553 | 0.011574 | 0.011588 | 0.011588
F4_Commercial_Warehouse_New_Food Preparation_Natural Gas_Oven_E3 | F4 | Commercial | Warehouse | New | Food Preparation | Natural Gas | Oven | E3 | Utility - Cost of Equipment | 0 | 0 | 0 | 0 | 0 | 0 | 0 | 0 | 0 | 0 | 0 | 0 | 0 | 0 | 0 | 0 | 0 | 0 | 0 | 0 | 0 | 0 | 0 | 0 | 0 | 0 | 0 | 0 | 0 | 0 | 0 | 0 | 0
F4_Commercial_Warehouse_New_Food Preparation_Natural Gas_Oven_E4 | F4 | Commercial | Warehouse | New | Food Preparation | Natural Gas | Oven | E4 | Utility - Cost of Equipment | 0 | 0 | 0 | 0 | 0 | 0 | 0 | 0 | 0 | 0 | 0 | 0 | 0 | 0 | 0 | 0 | 0 | 0 | 0 | 0 | 0 | 0 | 0 | 0 | 0 | 0 | 0 | 0 | 0 | 0 | 0 | 0 | 0
F4_Commercial_Warehouse_New_Food Preparation_Natural Gas_Oven_E5 | F4 | Commercial | Warehouse | New | Food Preparation | Natural Gas | Oven | E5 | Utility - Cost of Equipment | 0 | 0 | 0 | 0 | 0 | 0 | 0 | 0 | 0 | 0 | 0 | 0 | 0 | 0 | 0 | 0 | 0 | 0 | 0 | 0 | 0 | 0 | 0 | 0 | 0 | 0 | 0 | 0 | 0 | 0 | 0 | 0 | 0
F4_Commercial_Warehouse_New_Food Preparation_Natural Gas_Oven_E6 | F4 | Commercial | Warehouse | New | Food Preparation | Natural Gas | Oven | E6 | Utility - Cost of Equipment | 0 | 0 | 0 | 0 | 0 | 0 | 0 | 0 | 0 | 0 | 0 | 0 | 0 | 0 | 0 | 0 | 0 | 0 | 0 | 0 | 0 | 0 | 0 | 0 | 0 | 0 | 0 | 0 | 0 | 0 | 0 | 0 | 0
F4_Commercial_Warehouse_New_Food Preparation_Natural Gas_Oven_E7 | F4 | Commercial | Warehouse | New | Food Preparation | Natural Gas | Oven | E7 | Utility - Cost of Equipment | 0 | 0 | 0 | 0 | 0 | 0 | 0 | 0 | 0 | 0 | 0 | 0 | 0 | 0 | 0 | 0 | 0 | 0 | 0 | 0 | 0 | 0 | 0 | 0 | 0 | 0 | 0 | 0 | 0 | 0 | 0 | 0 | 0
F4_Commercial_Warehouse_New_Food Preparation_Natural Gas_Oven_E8 | F4 | Commercial | Warehouse | New | Food Preparation | Natural Gas | Oven | E8 | Utility - Cost of Equipment | 0 | 0 | 0 | 0 | 0 | 0 | 0 | 0 | 0 | 0 | 0 | 0 | 0 | 0 | 0 | 0 | 0 | 0 | 0 | 0 | 0 | 0 | 0 | 0 | 0 | 0 | 0 | 0 | 0 | 0 | 0 | 0 | 0
F4_Commercial_Warehouse_New_Food Preparation_Natural Gas_Oven_E9 | F4 | Commercial | Warehouse | New | Food Preparation | Natural Gas | Oven | E9 | Utility - Cost of Equipment | 0 | 0 | 0 | 0 | 0 | 0 | 0 | 0 | 0 | 0 | 0 | 0 | 0 | 0 | 0 | 0 | 0 | 0 | 0 | 0 | 0 | 0 | 0 | 0 | 0 | 0 | 0 | 0 | 0 | 0 | 0 | 0 | 0
F4_Commercial_Warehouse_New_Food Preparation_Natural Gas_Oven_E10 | F4 | Commercial | Warehouse | New | Food Preparation | Natural Gas | Oven | E10 | Utility - Cost of Equipment | 0 | 0 | 0 | 0 | 0 | 0 | 0 | 0 | 0 | 0 | 0 | 0 | 0 | 0 | 0 | 0 | 0 | 0 | 0 | 0 | 0 | 0 | 0 | 0 | 0 | 0 | 0 | 0 | 0 | 0 | 0 | 0 | 0
F5_Commercial_Warehouse_New_Food Preparation_Natural Gas_Oven_E1 | F5 | Commercial | Warehouse | New | Food Preparation | Natural Gas | Oven | E1 | Utility - Cost of Operation | 0.023288 | 0.023288 | 0.023288 | 0.023288 | 0.023288 | 0.023288 | 0.023288 | 0.023288 | 0.023288 | 0.023288 | 0.023288 | 0.023288 | 0.023288 | 0.023288 | 0.023288 | 0.023288 | 0.023288 | 0.023288 | 0.023288 | 0.023288 | 0.023288 | 0.023288 | 0.023288 | 0.023288 | 0.023288 | 0.023288 | 0.023288 | 0.023288 | 0.023288 | 0.023288 | 0.023288 | 0.023288 | 0.023288
F5_Commercial_Warehouse_New_Food Preparation_Natural Gas_Oven_E2 | F5 | Commercial | Warehouse | New | Food Preparation | Natural Gas | Oven | E2 | Utility - Cost of Operation | 0.024267 | 0.024267 | 0.024267 | 0.024267 | 0.024267 | 0.024267 | 0.024267 | 0.024267 | 0.024267 | 0.024267 | 0.024267 | 0.024267 | 0.024267 | 0.024267 | 0.024267 | 0.024267 | 0.024267 | 0.024267 | 0.024267 | 0.024267 | 0.024267 | 0.024267 | 0.024267 | 0.024267 | 0.024267 | 0.024267 | 0.024267 | 0.024267 | 0.024267 | 0.024267 | 0.024267 | 0.024267 | 0.024267
F5_Commercial_Warehouse_New_Food Preparation_Natural Gas_Oven_E3 | F5 | Commercial | Warehouse | New | Food Preparation | Natural Gas | Oven | E3 | Utility - Cost of Operation | 0 | 0 | 0 | 0 | 0 | 0 | 0 | 0 | 0 | 0 | 0 | 0 | 0 | 0 | 0 | 0 | 0 | 0 | 0 | 0 | 0 | 0 | 0 | 0 | 0 | 0 | 0 | 0 | 0 | 0 | 0 | 0 | 0
F5_Commercial_Warehouse_New_Food Preparation_Natural Gas_Oven_E4 | F5 | Commercial | Warehouse | New | Food Preparation | Natural Gas | Oven | E4 | Utility - Cost of Operation | 0 | 0 | 0 | 0 | 0 | 0 | 0 | 0 | 0 | 0 | 0 | 0 | 0 | 0 | 0 | 0 | 0 | 0 | 0 | 0 | 0 | 0 | 0 | 0 | 0 | 0 | 0 | 0 | 0 | 0 | 0 | 0 | 0
F5_Commercial_Warehouse_New_Food Preparation_Natural Gas_Oven_E5 | F5 | Commercial | Warehouse | New | Food Preparation | Natural Gas | Oven | E5 | Utility - Cost of Operation | 0 | 0 | 0 | 0 | 0 | 0 | 0 | 0 | 0 | 0 | 0 | 0 | 0 | 0 | 0 | 0 | 0 | 0 | 0 | 0 | 0 | 0 | 0 | 0 | 0 | 0 | 0 | 0 | 0 | 0 | 0 | 0 | 0
F5_Commercial_Warehouse_New_Food Preparation_Natural Gas_Oven_E6 | F5 | Commercial | Warehouse | New | Food Preparation | Natural Gas | Oven | E6 | Utility - Cost of Operation | 0 | 0 | 0 | 0 | 0 | 0 | 0 | 0 | 0 | 0 | 0 | 0 | 0 | 0 | 0 | 0 | 0 | 0 | 0 | 0 | 0 | 0 | 0 | 0 | 0 | 0 | 0 | 0 | 0 | 0 | 0 | 0 | 0
F5_Commercial_Warehouse_New_Food Preparation_Natural Gas_Oven_E7 | F5 | Commercial | Warehouse | New | Food Preparation | Natural Gas | Oven | E7 | Utility - Cost of Operation | 0 | 0 | 0 | 0 | 0 | 0 | 0 | 0 | 0 | 0 | 0 | 0 | 0 | 0 | 0 | 0 | 0 | 0 | 0 | 0 | 0 | 0 | 0 | 0 | 0 | 0 | 0 | 0 | 0 | 0 | 0 | 0 | 0
F5_Commercial_Warehouse_New_Food Preparation_Natural Gas_Oven_E8 | F5 | Commercial | Warehouse | New | Food Preparation | Natural Gas | Oven | E8 | Utility - Cost of Operation | 0 | 0 | 0 | 0 | 0 | 0 | 0 | 0 | 0 | 0 | 0 | 0 | 0 | 0 | 0 | 0 | 0 | 0 | 0 | 0 | 0 | 0 | 0 | 0 | 0 | 0 | 0 | 0 | 0 | 0 | 0 | 0 | 0
F5_Commercial_Warehouse_New_Food Preparation_Natural Gas_Oven_E9 | F5 | Commercial | Warehouse | New | Food Preparation | Natural Gas | Oven | E9 | Utility - Cost of Operation | 0 | 0 | 0 | 0 | 0 | 0 | 0 | 0 | 0 | 0 | 0 | 0 | 0 | 0 | 0 | 0 | 0 | 0 | 0 | 0 | 0 | 0 | 0 | 0 | 0 | 0 | 0 | 0 | 0 | 0 | 0 | 0 | 0
F5_Commercial_Warehouse_New_Food Preparation_Natural Gas_Oven_E10 | F5 | Commercial | Warehouse | New | Food Preparation | Natural Gas | Oven | E10 | Utility - Cost of Operation | 0 | 0 | 0 | 0 | 0 | 0 | 0 | 0 | 0 | 0 | 0 | 0 | 0 | 0 | 0 | 0 | 0 | 0 | 0 | 0 | 0 | 0 | 0 | 0 | 0 | 0 | 0 | 0 | 0 | 0 | 0 | 0 | 0
F6_Commercial_Warehouse_New_Food Preparation_Natural Gas_Oven_E1 | F6 | Commercial | Warehouse | New | Food Preparation | Natural Gas | Oven | E1 | Utility - Value of Sales | 0.0088117 | 0.0088569 | 0.0089294 | 0.0089135 | 0.0089135 | 0.0089135 | 0.0089135 | 0.0089135 | 0.0089135 | 0.0089135 | 0.0089135 | 0.0089135 | 0.0089135 | 0.0089135 | 0.0089135 | 0.0089135 | 0.0089135 | 0.0089135 | 0.0089135 | 0.0089135 | 0.0089135 | 0.0089135 | 0.0089135 | 0.0089135 | 0.0089135 | 0.0089135 | 0.0089135 | 0.0089135 | 0.0089135 | 0.0089135 | 0.0089135 | 0.0089135 | 0.0089135
F6_Commercial_Warehouse_New_Food Preparation_Natural Gas_Oven_E2 | F6 | Commercial | Warehouse | New | Food Preparation | Natural Gas | Oven | E2 | Utility - Value of Sales | 0.0050458 | 0.0050717 | 0.0051132 | 0.0051041 | 0.0051041 | 0.0051041 | 0.0051041 | 0.0051041 | 0.0051041 | 0.0051041 | 0.0051041 | 0.0051041 | 0.0051041 | 0.0051041 | 0.0051041 | 0.0051041 | 0.0051041 | 0.0051041 | 0.0051041 | 0.0051041 | 0.0051041 | 0.0051041 | 0.0051041 | 0.0051041 | 0.0051041 | 0.0051041 | 0.0051041 | 0.0051041 | 0.0051041 | 0.0051041 | 0.0051041 | 0.0051041 | 0.0051041
F6_Commercial_Warehouse_New_Food Preparation_Natural Gas_Oven_E3 | F6 | Commercial | Warehouse | New | Food Preparation | Natural Gas | Oven | E3 | Utility - Value of Sales | 0 | 0 | 0 | 0 | 0 | 0 | 0 | 0 | 0 | 0 | 0 | 0 | 0 | 0 | 0 | 0 | 0 | 0 | 0 | 0 | 0 | 0 | 0 | 0 | 0 | 0 | 0 | 0 | 0 | 0 | 0 | 0 | 0
F6_Commercial_Warehouse_New_Food Preparation_Natural Gas_Oven_E4 | F6 | Commercial | Warehouse | New | Food Preparation | Natural Gas | Oven | E4 | Utility - Value of Sales | 0 | 0 | 0 | 0 | 0 | 0 | 0 | 0 | 0 | 0 | 0 | 0 | 0 | 0 | 0 | 0 | 0 | 0 | 0 | 0 | 0 | 0 | 0 | 0 | 0 | 0 | 0 | 0 | 0 | 0 | 0 | 0 | 0
F6_Commercial_Warehouse_New_Food Preparation_Natural Gas_Oven_E5 | F6 | Commercial | Warehouse | New | Food Preparation | Natural Gas | Oven | E5 | Utility - Value of Sales | 0 | 0 | 0 | 0 | 0 | 0 | 0 | 0 | 0 | 0 | 0 | 0 | 0 | 0 | 0 | 0 | 0 | 0 | 0 | 0 | 0 | 0 | 0 | 0 | 0 | 0 | 0 | 0 | 0 | 0 | 0 | 0 | 0
F6_Commercial_Warehouse_New_Food Preparation_Natural Gas_Oven_E6 | F6 | Commercial | Warehouse | New | Food Preparation | Natural Gas | Oven | E6 | Utility - Value of Sales | 0 | 0 | 0 | 0 | 0 | 0 | 0 | 0 | 0 | 0 | 0 | 0 | 0 | 0 | 0 | 0 | 0 | 0 | 0 | 0 | 0 | 0 | 0 | 0 | 0 | 0 | 0 | 0 | 0 | 0 | 0 | 0 | 0
F6_Commercial_Warehouse_New_Food Preparation_Natural Gas_Oven_E7 | F6 | Commercial | Warehouse | New | Food Preparation | Natural Gas | Oven | E7 | Utility - Value of Sales | 0 | 0 | 0 | 0 | 0 | 0 | 0 | 0 | 0 | 0 | 0 | 0 | 0 | 0 | 0 | 0 | 0 | 0 | 0 | 0 | 0 | 0 | 0 | 0 | 0 | 0 | 0 | 0 | 0 | 0 | 0 | 0 | 0
F6_Commercial_Warehouse_New_Food Preparation_Natural Gas_Oven_E8 | F6 | Commercial | Warehouse | New | Food Preparation | Natural Gas | Oven | E8 | Utility - Value of Sales | 0 | 0 | 0 | 0 | 0 | 0 | 0 | 0 | 0 | 0 | 0 | 0 | 0 | 0 | 0 | 0 | 0 | 0 | 0 | 0 | 0 | 0 | 0 | 0 | 0 | 0 | 0 | 0 | 0 | 0 | 0 | 0 | 0
F6_Commercial_Warehouse_New_Food Preparation_Natural Gas_Oven_E9 | F6 | Commercial | Warehouse | New | Food Preparation | Natural Gas | Oven | E9 | Utility - Value of Sales | 0 | 0 | 0 | 0 | 0 | 0 | 0 | 0 | 0 | 0 | 0 | 0 | 0 | 0 | 0 | 0 | 0 | 0 | 0 | 0 | 0 | 0 | 0 | 0 | 0 | 0 | 0 | 0 | 0 | 0 | 0 | 0 | 0
F6_Commercial_Warehouse_New_Food Preparation_Natural Gas_Oven_E10 | F6 | Commercial | Warehouse | New | Food Preparation | Natural Gas | Oven | E10 | Utility - Value of Sales | 0 | 0 | 0 | 0 | 0 | 0 | 0 | 0 | 0 | 0 | 0 | 0 | 0 | 0 | 0 | 0 | 0 | 0 | 0 | 0 | 0 | 0 | 0 | 0 | 0 | 0 | 0 | 0 | 0 | 0 | 0 | 0 | 0
F1_Commercial_Warehouse_New_Food Preparation_Natural Gas_Conveyor Oven_E1 | F1 | Commercial | Warehouse | New | Food Preparation | Natural Gas | Conveyor Oven | E1 | RVT - Cost of Equipment | 0.020943 | 0.021006 | 0.021133 | 0.021094 | 0.021094 | 0.021201 | 0.021399 | 0.021573 | 0.021775 | 0.021974 | 0.022176 | 0.02237 | 0.022574 | 0.022784 | 0.022988 | 0.023191 | 0.023388 | 0.023588 | 0.023782 | 0.023972 | 0.024147 | 0.024319 | 0.02447 | 0.024621 | 0.024753 | 0.024866 | 0.024969 | 0.025058 | 0.025128 | 0.025185 | 0.025216 | 0.025237 | 0.025237
F1_Commercial_Warehouse_New_Food Preparation_Natural Gas_Conveyor Oven_E2 | F1 | Commercial | Warehouse | New | Food Preparation | Natural Gas | Conveyor Oven | E2 | RVT - Cost of Equipment | 0.01592 | 0.015968 | 0.016064 | 0.016035 | 0.016035 | 0.016116 | 0.016267 | 0.016399 | 0.016552 | 0.016704 | 0.016857 | 0.017005 | 0.01716 | 0.01732 | 0.017474 | 0.017629 | 0.017778 | 0.01793 | 0.018078 | 0.018223 | 0.018356 | 0.018486 | 0.018601 | 0.018716 | 0.018816 | 0.018902 | 0.01898 | 0.019048 | 0.019101 | 0.019145 | 0.019168 | 0.019184 | 0.019184
F1_Commercial_Warehouse_New_Food Preparation_Natural Gas_Conveyor Oven_E3 | F1 | Commercial | Warehouse | New | Food Preparation | Natural Gas | Conveyor Oven | E3 | RVT - Cost of Equipment | 0 | 0 | 0 | 0 | 0 | 0 | 0 | 0 | 0 | 0 | 0 | 0 | 0 | 0 | 0 | 0 | 0 | 0 | 0 | 0 | 0 | 0 | 0 | 0 | 0 | 0 | 0 | 0 | 0 | 0 | 0 | 0 | 0
F1_Commercial_Warehouse_New_Food Preparation_Natural Gas_Conveyor Oven_E4 | F1 | Commercial | Warehouse | New | Food Preparation | Natural Gas | Conveyor Oven | E4 | RVT - Cost of Equipment | 0 | 0 | 0 | 0 | 0 | 0 | 0 | 0 | 0 | 0 | 0 | 0 | 0 | 0 | 0 | 0 | 0 | 0 | 0 | 0 | 0 | 0 | 0 | 0 | 0 | 0 | 0 | 0 | 0 | 0 | 0 | 0 | 0
F1_Commercial_Warehouse_New_Food Preparation_Natural Gas_Conveyor Oven_E5 | F1 | Commercial | Warehouse | New | Food Preparation | Natural Gas | Conveyor Oven | E5 | RVT - Cost of Equipment | 0 | 0 | 0 | 0 | 0 | 0 | 0 | 0 | 0 | 0 | 0 | 0 | 0 | 0 | 0 | 0 | 0 | 0 | 0 | 0 | 0 | 0 | 0 | 0 | 0 | 0 | 0 | 0 | 0 | 0 | 0 | 0 | 0
F1_Commercial_Warehouse_New_Food Preparation_Natural Gas_Conveyor Oven_E6 | F1 | Commercial | Warehouse | New | Food Preparation | Natural Gas | Conveyor Oven | E6 | RVT - Cost of Equipment | 0 | 0 | 0 | 0 | 0 | 0 | 0 | 0 | 0 | 0 | 0 | 0 | 0 | 0 | 0 | 0 | 0 | 0 | 0 | 0 | 0 | 0 | 0 | 0 | 0 | 0 | 0 | 0 | 0 | 0 | 0 | 0 | 0
F1_Commercial_Warehouse_New_Food Preparation_Natural Gas_Conveyor Oven_E7 | F1 | Commercial | Warehouse | New | Food Preparation | Natural Gas | Conveyor Oven | E7 | RVT - Cost of Equipment | 0 | 0 | 0 | 0 | 0 | 0 | 0 | 0 | 0 | 0 | 0 | 0 | 0 | 0 | 0 | 0 | 0 | 0 | 0 | 0 | 0 | 0 | 0 | 0 | 0 | 0 | 0 | 0 | 0 | 0 | 0 | 0 | 0
F1_Commercial_Warehouse_New_Food Preparation_Natural Gas_Conveyor Oven_E8 | F1 | Commercial | Warehouse | New | Food Preparation | Natural Gas | Conveyor Oven | E8 | RVT - Cost of Equipment | 0 | 0 | 0 | 0 | 0 | 0 | 0 | 0 | 0 | 0 | 0 | 0 | 0 | 0 | 0 | 0 | 0 | 0 | 0 | 0 | 0 | 0 | 0 | 0 | 0 | 0 | 0 | 0 | 0 | 0 | 0 | 0 | 0
F1_Commercial_Warehouse_New_Food Preparation_Natural Gas_Conveyor Oven_E9 | F1 | Commercial | Warehouse | New | Food Preparation | Natural Gas | Conveyor Oven | E9 | RVT - Cost of Equipment | 0 | 0 | 0 | 0 | 0 | 0 | 0 | 0 | 0 | 0 | 0 | 0 | 0 | 0 | 0 | 0 | 0 | 0 | 0 | 0 | 0 | 0 | 0 | 0 | 0 | 0 | 0 | 0 | 0 | 0 | 0 | 0 | 0
F1_Commercial_Warehouse_New_Food Preparation_Natural Gas_Conveyor Oven_E10 | F1 | Commercial | Warehouse | New | Food Preparation | Natural Gas | Conveyor Oven | E10 | RVT - Cost of Equipment | 0 | 0 | 0 | 0 | 0 | 0 | 0 | 0 | 0 | 0 | 0 | 0 | 0 | 0 | 0 | 0 | 0 | 0 | 0 | 0 | 0 | 0 | 0 | 0 | 0 | 0 | 0 | 0 | 0 | 0 | 0 | 0 | 0
F2_Commercial_Warehouse_New_Food Preparation_Natural Gas_Conveyor Oven_E1 | F2 | Commercial | Warehouse | New | Food Preparation | Natural Gas | Conveyor Oven | E1 | RVT - Cost of Operation | 0.025091 | 0.025166 | 0.025319 | 0.025272 | 0.025272 | 0.025401 | 0.025638 | 0.025846 | 0.026087 | 0.026326 | 0.026568 | 0.026801 | 0.027045 | 0.027297 | 0.027541 | 0.027784 | 0.02802 | 0.02826 | 0.028493 | 0.02872 | 0.02893 | 0.029136 | 0.029317 | 0.029498 | 0.029655 | 0.029791 | 0.029915 | 0.030021 | 0.030105 | 0.030173 | 0.030211 | 0.030236 | 0.030236
F2_Commercial_Warehouse_New_Food Preparation_Natural Gas_Conveyor Oven_E2 | F2 | Commercial | Warehouse | New | Food Preparation | Natural Gas | Conveyor Oven | E2 | RVT - Cost of Operation | 0.019073 | 0.01913 | 0.019246 | 0.019211 | 0.019211 | 0.019309 | 0.019489 | 0.019647 | 0.019831 | 0.020012 | 0.020196 | 0.020373 | 0.020558 | 0.02075 | 0.020935 | 0.02112 | 0.0213 | 0.021482 | 0.021659 | 0.021832 | 0.021991 | 0.022148 | 0.022285 | 0.022423 | 0.022543 | 0.022646 | 0.02274 | 0.022821 | 0.022884 | 0.022936 | 0.022965 | 0.022984 | 0.022984
F2_Commercial_Warehouse_New_Food Preparation_Natural Gas_Conveyor Oven_E3 | F2 | Commercial | Warehouse | New | Food Preparation | Natural Gas | Conveyor Oven | E3 | RVT - Cost of Operation | 0 | 0 | 0 | 0 | 0 | 0 | 0 | 0 | 0 | 0 | 0 | 0 | 0 | 0 | 0 | 0 | 0 | 0 | 0 | 0 | 0 | 0 | 0 | 0 | 0 | 0 | 0 | 0 | 0 | 0 | 0 | 0 | 0
F2_Commercial_Warehouse_New_Food Preparation_Natural Gas_Conveyor Oven_E4 | F2 | Commercial | Warehouse | New | Food Preparation | Natural Gas | Conveyor Oven | E4 | RVT - Cost of Operation | 0 | 0 | 0 | 0 | 0 | 0 | 0 | 0 | 0 | 0 | 0 | 0 | 0 | 0 | 0 | 0 | 0 | 0 | 0 | 0 | 0 | 0 | 0 | 0 | 0 | 0 | 0 | 0 | 0 | 0 | 0 | 0 | 0
F2_Commercial_Warehouse_New_Food Preparation_Natural Gas_Conveyor Oven_E5 | F2 | Commercial | Warehouse | New | Food Preparation | Natural Gas | Conveyor Oven | E5 | RVT - Cost of Operation | 0 | 0 | 0 | 0 | 0 | 0 | 0 | 0 | 0 | 0 | 0 | 0 | 0 | 0 | 0 | 0 | 0 | 0 | 0 | 0 | 0 | 0 | 0 | 0 | 0 | 0 | 0 | 0 | 0 | 0 | 0 | 0 | 0
F2_Commercial_Warehouse_New_Food Preparation_Natural Gas_Conveyor Oven_E6 | F2 | Commercial | Warehouse | New | Food Preparation | Natural Gas | Conveyor Oven | E6 | RVT - Cost of Operation | 0 | 0 | 0 | 0 | 0 | 0 | 0 | 0 | 0 | 0 | 0 | 0 | 0 | 0 | 0 | 0 | 0 | 0 | 0 | 0 | 0 | 0 | 0 | 0 | 0 | 0 | 0 | 0 | 0 | 0 | 0 | 0 | 0
F2_Commercial_Warehouse_New_Food Preparation_Natural Gas_Conveyor Oven_E7 | F2 | Commercial | Warehouse | New | Food Preparation | Natural Gas | Conveyor Oven | E7 | RVT - Cost of Operation | 0 | 0 | 0 | 0 | 0 | 0 | 0 | 0 | 0 | 0 | 0 | 0 | 0 | 0 | 0 | 0 | 0 | 0 | 0 | 0 | 0 | 0 | 0 | 0 | 0 | 0 | 0 | 0 | 0 | 0 | 0 | 0 | 0
F2_Commercial_Warehouse_New_Food Preparation_Natural Gas_Conveyor Oven_E8 | F2 | Commercial | Warehouse | New | Food Preparation | Natural Gas | Conveyor Oven | E8 | RVT - Cost of Operation | 0 | 0 | 0 | 0 | 0 | 0 | 0 | 0 | 0 | 0 | 0 | 0 | 0 | 0 | 0 | 0 | 0 | 0 | 0 | 0 | 0 | 0 | 0 | 0 | 0 | 0 | 0 | 0 | 0 | 0 | 0 | 0 | 0
F2_Commercial_Warehouse_New_Food Preparation_Natural Gas_Conveyor Oven_E9 | F2 | Commercial | Warehouse | New | Food Preparation | Natural Gas | Conveyor Oven | E9 | RVT - Cost of Operation | 0 | 0 | 0 | 0 | 0 | 0 | 0 | 0 | 0 | 0 | 0 | 0 | 0 | 0 | 0 | 0 | 0 | 0 | 0 | 0 | 0 | 0 | 0 | 0 | 0 | 0 | 0 | 0 | 0 | 0 | 0 | 0 | 0
F2_Commercial_Warehouse_New_Food Preparation_Natural Gas_Conveyor Oven_E10 | F2 | Commercial | Warehouse | New | Food Preparation | Natural Gas | Conveyor Oven | E10 | RVT - Cost of Operation | 0 | 0 | 0 | 0 | 0 | 0 | 0 | 0 | 0 | 0 | 0 | 0 | 0 | 0 | 0 | 0 | 0 | 0 | 0 | 0 | 0 | 0 | 0 | 0 | 0 | 0 | 0 | 0 | 0 | 0 | 0 | 0 | 0
F3_Commercial_Warehouse_New_Food Preparation_Natural Gas_Conveyor Oven_E1 | F3 | Commercial | Warehouse | New | Food Preparation | Natural Gas | Conveyor Oven | E1 | System - kBTUs of Consumption | 0.0037798 | 0.0037798 | 0.0037798 | 0.0037798 | 0.0037798 | 0.0037798 | 0.0037798 | 0.0037798 | 0.0037798 | 0.0037798 | 0.0037798 | 0.0037798 | 0.0037798 | 0.0037798 | 0.0037798 | 0.0037798 | 0.0037798 | 0.0037798 | 0.0037798 | 0.0037798 | 0.0037798 | 0.0037798 | 0.0037798 | 0.0037798 | 0.0037798 | 0.0037798 | 0.0037798 | 0.0037798 | 0.0037798 | 0.0037798 | 0.0037798 | 0.0037798 | 0.0037798
F3_Commercial_Warehouse_New_Food Preparation_Natural Gas_Conveyor Oven_E2 | F3 | Commercial | Warehouse | New | Food Preparation | Natural Gas | Conveyor Oven | E2 | System - kBTUs of Consumption | 0.0046081 | 0.0046081 | 0.0046081 | 0.0046081 | 0.0046081 | 0.0046081 | 0.0046081 | 0.0046081 | 0.0046081 | 0.0046081 | 0.0046081 | 0.0046081 | 0.0046081 | 0.0046081 | 0.0046081 | 0.0046081 | 0.0046081 | 0.0046081 | 0.0046081 | 0.0046081 | 0.0046081 | 0.0046081 | 0.0046081 | 0.0046081 | 0.0046081 | 0.0046081 | 0.0046081 | 0.0046081 | 0.0046081 | 0.0046081 | 0.0046081 | 0.0046081 | 0.0046081
F3_Commercial_Warehouse_New_Food Preparation_Natural Gas_Conveyor Oven_E3 | F3 | Commercial | Warehouse | New | Food Preparation | Natural Gas | Conveyor Oven | E3 | System - kBTUs of Consumption | 0 | 0 | 0 | 0 | 0 | 0 | 0 | 0 | 0 | 0 | 0 | 0 | 0 | 0 | 0 | 0 | 0 | 0 | 0 | 0 | 0 | 0 | 0 | 0 | 0 | 0 | 0 | 0 | 0 | 0 | 0 | 0 | 0
F3_Commercial_Warehouse_New_Food Preparation_Natural Gas_Conveyor Oven_E4 | F3 | Commercial | Warehouse | New | Food Preparation | Natural Gas | Conveyor Oven | E4 | System - kBTUs of Consumption | 0 | 0 | 0 | 0 | 0 | 0 | 0 | 0 | 0 | 0 | 0 | 0 | 0 | 0 | 0 | 0 | 0 | 0 | 0 | 0 | 0 | 0 | 0 | 0 | 0 | 0 | 0 | 0 | 0 | 0 | 0 | 0 | 0
F3_Commercial_Warehouse_New_Food Preparation_Natural Gas_Conveyor Oven_E5 | F3 | Commercial | Warehouse | New | Food Preparation | Natural Gas | Conveyor Oven | E5 | System - kBTUs of Consumption | 0 | 0 | 0 | 0 | 0 | 0 | 0 | 0 | 0 | 0 | 0 | 0 | 0 | 0 | 0 | 0 | 0 | 0 | 0 | 0 | 0 | 0 | 0 | 0 | 0 | 0 | 0 | 0 | 0 | 0 | 0 | 0 | 0
F3_Commercial_Warehouse_New_Food Preparation_Natural Gas_Conveyor Oven_E6 | F3 | Commercial | Warehouse | New | Food Preparation | Natural Gas | Conveyor Oven | E6 | System - kBTUs of Consumption | 0 | 0 | 0 | 0 | 0 | 0 | 0 | 0 | 0 | 0 | 0 | 0 | 0 | 0 | 0 | 0 | 0 | 0 | 0 | 0 | 0 | 0 | 0 | 0 | 0 | 0 | 0 | 0 | 0 | 0 | 0 | 0 | 0
F3_Commercial_Warehouse_New_Food Preparation_Natural Gas_Conveyor Oven_E7 | F3 | Commercial | Warehouse | New | Food Preparation | Natural Gas | Conveyor Oven | E7 | System - kBTUs of Consumption | 0 | 0 | 0 | 0 | 0 | 0 | 0 | 0 | 0 | 0 | 0 | 0 | 0 | 0 | 0 | 0 | 0 | 0 | 0 | 0 | 0 | 0 | 0 | 0 | 0 | 0 | 0 | 0 | 0 | 0 | 0 | 0 | 0
F3_Commercial_Warehouse_New_Food Preparation_Natural Gas_Conveyor Oven_E8 | F3 | Commercial | Warehouse | New | Food Preparation | Natural Gas | Conveyor Oven | E8 | System - kBTUs of Consumption | 0 | 0 | 0 | 0 | 0 | 0 | 0 | 0 | 0 | 0 | 0 | 0 | 0 | 0 | 0 | 0 | 0 | 0 | 0 | 0 | 0 | 0 | 0 | 0 | 0 | 0 | 0 | 0 | 0 | 0 | 0 | 0 | 0
F3_Commercial_Warehouse_New_Food Preparation_Natural Gas_Conveyor Oven_E9 | F3 | Commercial | Warehouse | New | Food Preparation | Natural Gas | Conveyor Oven | E9 | System - kBTUs of Consumption | 0 | 0 | 0 | 0 | 0 | 0 | 0 | 0 | 0 | 0 | 0 | 0 | 0 | 0 | 0 | 0 | 0 | 0 | 0 | 0 | 0 | 0 | 0 | 0 | 0 | 0 | 0 | 0 | 0 | 0 | 0 | 0 | 0
F3_Commercial_Warehouse_New_Food Preparation_Natural Gas_Conveyor Oven_E10 | F3 | Commercial | Warehouse | New | Food Preparation | Natural Gas | Conveyor Oven | E10 | System - kBTUs of Consumption | 0 | 0 | 0 | 0 | 0 | 0 | 0 | 0 | 0 | 0 | 0 | 0 | 0 | 0 | 0 | 0 | 0 | 0 | 0 | 0 | 0 | 0 | 0 | 0 | 0 | 0 | 0 | 0 | 0 | 0 | 0 | 0 | 0
F4_Commercial_Warehouse_New_Food Preparation_Natural Gas_Conveyor Oven_E1 | F4 | Commercial | Warehouse | New | Food Preparation | Natural Gas | Conveyor Oven | E1 | Utility - Cost of Equipment | 0.025091 | 0.025166 | 0.025319 | 0.025272 | 0.025272 | 0.025401 | 0.025638 | 0.025846 | 0.026087 | 0.026326 | 0.026568 | 0.026801 | 0.027045 | 0.027297 | 0.027541 | 0.027784 | 0.02802 | 0.02826 | 0.028493 | 0.02872 | 0.02893 | 0.029136 | 0.029317 | 0.029498 | 0.029655 | 0.029791 | 0.029915 | 0.030021 | 0.030105 | 0.030173 | 0.030211 | 0.030236 | 0.030236
F4_Commercial_Warehouse_New_Food Preparation_Natural Gas_Conveyor Oven_E2 | F4 | Commercial | Warehouse | New | Food Preparation | Natural Gas | Conveyor Oven | E2 | Utility - Cost of Equipment | 0.019073 | 0.01913 | 0.019246 | 0.019211 | 0.019211 | 0.019309 | 0.019489 | 0.019647 | 0.019831 | 0.020012 | 0.020196 | 0.020373 | 0.020558 | 0.02075 | 0.020935 | 0.02112 | 0.0213 | 0.021482 | 0.021659 | 0.021832 | 0.021991 | 0.022148 | 0.022285 | 0.022423 | 0.022543 | 0.022646 | 0.02274 | 0.022821 | 0.022884 | 0.022936 | 0.022965 | 0.022984 | 0.022984
F4_Commercial_Warehouse_New_Food Preparation_Natural Gas_Conveyor Oven_E3 | F4 | Commercial | Warehouse | New | Food Preparation | Natural Gas | Conveyor Oven | E3 | Utility - Cost of Equipment | 0 | 0 | 0 | 0 | 0 | 0 | 0 | 0 | 0 | 0 | 0 | 0 | 0 | 0 | 0 | 0 | 0 | 0 | 0 | 0 | 0 | 0 | 0 | 0 | 0 | 0 | 0 | 0 | 0 | 0 | 0 | 0 | 0
F4_Commercial_Warehouse_New_Food Preparation_Natural Gas_Conveyor Oven_E4 | F4 | Commercial | Warehouse | New | Food Preparation | Natural Gas | Conveyor Oven | E4 | Utility - Cost of Equipment | 0 | 0 | 0 | 0 | 0 | 0 | 0 | 0 | 0 | 0 | 0 | 0 | 0 | 0 | 0 | 0 | 0 | 0 | 0 | 0 | 0 | 0 | 0 | 0 | 0 | 0 | 0 | 0 | 0 | 0 | 0 | 0 | 0
F4_Commercial_Warehouse_New_Food Preparation_Natural Gas_Conveyor Oven_E5 | F4 | Commercial | Warehouse | New | Food Preparation | Natural Gas | Conveyor Oven | E5 | Utility - Cost of Equipment | 0 | 0 | 0 | 0 | 0 | 0 | 0 | 0 | 0 | 0 | 0 | 0 | 0 | 0 | 0 | 0 | 0 | 0 | 0 | 0 | 0 | 0 | 0 | 0 | 0 | 0 | 0 | 0 | 0 | 0 | 0 | 0 | 0
F4_Commercial_Warehouse_New_Food Preparation_Natural Gas_Conveyor Oven_E6 | F4 | Commercial | Warehouse | New | Food Preparation | Natural Gas | Conveyor Oven | E6 | Utility - Cost of Equipment | 0 | 0 | 0 | 0 | 0 | 0 | 0 | 0 | 0 | 0 | 0 | 0 | 0 | 0 | 0 | 0 | 0 | 0 | 0 | 0 | 0 | 0 | 0 | 0 | 0 | 0 | 0 | 0 | 0 | 0 | 0 | 0 | 0
F4_Commercial_Warehouse_New_Food Preparation_Natural Gas_Conveyor Oven_E7 | F4 | Commercial | Warehouse | New | Food Preparation | Natural Gas | Conveyor Oven | E7 | Utility - Cost of Equipment | 0 | 0 | 0 | 0 | 0 | 0 | 0 | 0 | 0 | 0 | 0 | 0 | 0 | 0 | 0 | 0 | 0 | 0 | 0 | 0 | 0 | 0 | 0 | 0 | 0 | 0 | 0 | 0 | 0 | 0 | 0 | 0 | 0
F4_Commercial_Warehouse_New_Food Preparation_Natural Gas_Conveyor Oven_E8 | F4 | Commercial | Warehouse | New | Food Preparation | Natural Gas | Conveyor Oven | E8 | Utility - Cost of Equipment | 0 | 0 | 0 | 0 | 0 | 0 | 0 | 0 | 0 | 0 | 0 | 0 | 0 | 0 | 0 | 0 | 0 | 0 | 0 | 0 | 0 | 0 | 0 | 0 | 0 | 0 | 0 | 0 | 0 | 0 | 0 | 0 | 0
F4_Commercial_Warehouse_New_Food Preparation_Natural Gas_Conveyor Oven_E9 | F4 | Commercial | Warehouse | New | Food Preparation | Natural Gas | Conveyor Oven | E9 | Utility - Cost of Equipment | 0 | 0 | 0 | 0 | 0 | 0 | 0 | 0 | 0 | 0 | 0 | 0 | 0 | 0 | 0 | 0 | 0 | 0 | 0 | 0 | 0 | 0 | 0 | 0 | 0 | 0 | 0 | 0 | 0 | 0 | 0 | 0 | 0
F4_Commercial_Warehouse_New_Food Preparation_Natural Gas_Conveyor Oven_E10 | F4 | Commercial | Warehouse | New | Food Preparation | Natural Gas | Conveyor Oven | E10 | Utility - Cost of Equipment | 0 | 0 | 0 | 0 | 0 | 0 | 0 | 0 | 0 | 0 | 0 | 0 | 0 | 0 | 0 | 0 | 0 | 0 | 0 | 0 | 0 | 0 | 0 | 0 | 0 | 0 | 0 | 0 | 0 | 0 | 0 | 0 | 0
F5_Commercial_Warehouse_New_Food Preparation_Natural Gas_Conveyor Oven_E1 | F5 | Commercial | Warehouse | New | Food Preparation | Natural Gas | Conveyor Oven | E1 | Utility - Cost of Operation | 0.0037798 | 0.0037798 | 0.0037798 | 0.0037798 | 0.0037798 | 0.0037798 | 0.0037798 | 0.0037798 | 0.0037798 | 0.0037798 | 0.0037798 | 0.0037798 | 0.0037798 | 0.0037798 | 0.0037798 | 0.0037798 | 0.0037798 | 0.0037798 | 0.0037798 | 0.0037798 | 0.0037798 | 0.0037798 | 0.0037798 | 0.0037798 | 0.0037798 | 0.0037798 | 0.0037798 | 0.0037798 | 0.0037798 | 0.0037798 | 0.0037798 | 0.0037798 | 0.0037798
F5_Commercial_Warehouse_New_Food Preparation_Natural Gas_Conveyor Oven_E2 | F5 | Commercial | Warehouse | New | Food Preparation | Natural Gas | Conveyor Oven | E2 | Utility - Cost of Operation | 0.0046081 | 0.0046081 | 0.0046081 | 0.0046081 | 0.0046081 | 0.0046081 | 0.0046081 | 0.0046081 | 0.0046081 | 0.0046081 | 0.0046081 | 0.0046081 | 0.0046081 | 0.0046081 | 0.0046081 | 0.0046081 | 0.0046081 | 0.0046081 | 0.0046081 | 0.0046081 | 0.0046081 | 0.0046081 | 0.0046081 | 0.0046081 | 0.0046081 | 0.0046081 | 0.0046081 | 0.0046081 | 0.0046081 | 0.0046081 | 0.0046081 | 0.0046081 | 0.0046081
F5_Commercial_Warehouse_New_Food Preparation_Natural Gas_Conveyor Oven_E3 | F5 | Commercial | Warehouse | New | Food Preparation | Natural Gas | Conveyor Oven | E3 | Utility - Cost of Operation | 0 | 0 | 0 | 0 | 0 | 0 | 0 | 0 | 0 | 0 | 0 | 0 | 0 | 0 | 0 | 0 | 0 | 0 | 0 | 0 | 0 | 0 | 0 | 0 | 0 | 0 | 0 | 0 | 0 | 0 | 0 | 0 | 0
F5_Commercial_Warehouse_New_Food Preparation_Natural Gas_Conveyor Oven_E4 | F5 | Commercial | Warehouse | New | Food Preparation | Natural Gas | Conveyor Oven | E4 | Utility - Cost of Operation | 0 | 0 | 0 | 0 | 0 | 0 | 0 | 0 | 0 | 0 | 0 | 0 | 0 | 0 | 0 | 0 | 0 | 0 | 0 | 0 | 0 | 0 | 0 | 0 | 0 | 0 | 0 | 0 | 0 | 0 | 0 | 0 | 0
F5_Commercial_Warehouse_New_Food Preparation_Natural Gas_Conveyor Oven_E5 | F5 | Commercial | Warehouse | New | Food Preparation | Natural Gas | Conveyor Oven | E5 | Utility - Cost of Operation | 0 | 0 | 0 | 0 | 0 | 0 | 0 | 0 | 0 | 0 | 0 | 0 | 0 | 0 | 0 | 0 | 0 | 0 | 0 | 0 | 0 | 0 | 0 | 0 | 0 | 0 | 0 | 0 | 0 | 0 | 0 | 0 | 0
F5_Commercial_Warehouse_New_Food Preparation_Natural Gas_Conveyor Oven_E6 | F5 | Commercial | Warehouse | New | Food Preparation | Natural Gas | Conveyor Oven | E6 | Utility - Cost of Operation | 0 | 0 | 0 | 0 | 0 | 0 | 0 | 0 | 0 | 0 | 0 | 0 | 0 | 0 | 0 | 0 | 0 | 0 | 0 | 0 | 0 | 0 | 0 | 0 | 0 | 0 | 0 | 0 | 0 | 0 | 0 | 0 | 0
F5_Commercial_Warehouse_New_Food Preparation_Natural Gas_Conveyor Oven_E7 | F5 | Commercial | Warehouse | New | Food Preparation | Natural Gas | Conveyor Oven | E7 | Utility - Cost of Operation | 0 | 0 | 0 | 0 | 0 | 0 | 0 | 0 | 0 | 0 | 0 | 0 | 0 | 0 | 0 | 0 | 0 | 0 | 0 | 0 | 0 | 0 | 0 | 0 | 0 | 0 | 0 | 0 | 0 | 0 | 0 | 0 | 0
F5_Commercial_Warehouse_New_Food Preparation_Natural Gas_Conveyor Oven_E8 | F5 | Commercial | Warehouse | New | Food Preparation | Natural Gas | Conveyor Oven | E8 | Utility - Cost of Operation | 0 | 0 | 0 | 0 | 0 | 0 | 0 | 0 | 0 | 0 | 0 | 0 | 0 | 0 | 0 | 0 | 0 | 0 | 0 | 0 | 0 | 0 | 0 | 0 | 0 | 0 | 0 | 0 | 0 | 0 | 0 | 0 | 0
F5_Commercial_Warehouse_New_Food Preparation_Natural Gas_Conveyor Oven_E9 | F5 | Commercial | Warehouse | New | Food Preparation | Natural Gas | Conveyor Oven | E9 | Utility - Cost of Operation | 0 | 0 | 0 | 0 | 0 | 0 | 0 | 0 | 0 | 0 | 0 | 0 | 0 | 0 | 0 | 0 | 0 | 0 | 0 | 0 | 0 | 0 | 0 | 0 | 0 | 0 | 0 | 0 | 0 | 0 | 0 | 0 | 0
F5_Commercial_Warehouse_New_Food Preparation_Natural Gas_Conveyor Oven_E10 | F5 | Commercial | Warehouse | New | Food Preparation | Natural Gas | Conveyor Oven | E10 | Utility - Cost of Operation | 0 | 0 | 0 | 0 | 0 | 0 | 0 | 0 | 0 | 0 | 0 | 0 | 0 | 0 | 0 | 0 | 0 | 0 | 0 | 0 | 0 | 0 | 0 | 0 | 0 | 0 | 0 | 0 | 0 | 0 | 0 | 0 | 0
F6_Commercial_Warehouse_New_Food Preparation_Natural Gas_Conveyor Oven_E1 | F6 | Commercial | Warehouse | New | Food Preparation | Natural Gas | Conveyor Oven | E1 | Utility - Value of Sales | 0.013192 | 0.013234 | 0.013301 | 0.013286 | 0.013286 | 0.013286 | 0.013286 | 0.013286 | 0.013286 | 0.013286 | 0.013286 | 0.013286 | 0.013286 | 0.013286 | 0.013286 | 0.013286 | 0.013286 | 0.013286 | 0.013286 | 0.013286 | 0.013286 | 0.013286 | 0.013286 | 0.013286 | 0.013286 | 0.013286 | 0.013286 | 0.013286 | 0.013286 | 0.013286 | 0.013286 | 0.013286 | 0.013286
F6_Commercial_Warehouse_New_Food Preparation_Natural Gas_Conveyor Oven_E2 | F6 | Commercial | Warehouse | New | Food Preparation | Natural Gas | Conveyor Oven | E2 | Utility - Value of Sales | 0.010028 | 0.01006 | 0.010111 | 0.010099 | 0.010099 | 0.010099 | 0.010099 | 0.010099 | 0.010099 | 0.010099 | 0.010099 | 0.010099 | 0.010099 | 0.010099 | 0.010099 | 0.010099 | 0.010099 | 0.010099 | 0.010099 | 0.010099 | 0.010099 | 0.010099 | 0.010099 | 0.010099 | 0.010099 | 0.010099 | 0.010099 | 0.010099 | 0.010099 | 0.010099 | 0.010099 | 0.010099 | 0.010099
F6_Commercial_Warehouse_New_Food Preparation_Natural Gas_Conveyor Oven_E3 | F6 | Commercial | Warehouse | New | Food Preparation | Natural Gas | Conveyor Oven | E3 | Utility - Value of Sales | 0 | 0 | 0 | 0 | 0 | 0 | 0 | 0 | 0 | 0 | 0 | 0 | 0 | 0 | 0 | 0 | 0 | 0 | 0 | 0 | 0 | 0 | 0 | 0 | 0 | 0 | 0 | 0 | 0 | 0 | 0 | 0 | 0
F6_Commercial_Warehouse_New_Food Preparation_Natural Gas_Conveyor Oven_E4 | F6 | Commercial | Warehouse | New | Food Preparation | Natural Gas | Conveyor Oven | E4 | Utility - Value of Sales | 0 | 0 | 0 | 0 | 0 | 0 | 0 | 0 | 0 | 0 | 0 | 0 | 0 | 0 | 0 | 0 | 0 | 0 | 0 | 0 | 0 | 0 | 0 | 0 | 0 | 0 | 0 | 0 | 0 | 0 | 0 | 0 | 0
F6_Commercial_Warehouse_New_Food Preparation_Natural Gas_Conveyor Oven_E5 | F6 | Commercial | Warehouse | New | Food Preparation | Natural Gas | Conveyor Oven | E5 | Utility - Value of Sales | 0 | 0 | 0 | 0 | 0 | 0 | 0 | 0 | 0 | 0 | 0 | 0 | 0 | 0 | 0 | 0 | 0 | 0 | 0 | 0 | 0 | 0 | 0 | 0 | 0 | 0 | 0 | 0 | 0 | 0 | 0 | 0 | 0
F6_Commercial_Warehouse_New_Food Preparation_Natural Gas_Conveyor Oven_E6 | F6 | Commercial | Warehouse | New | Food Preparation | Natural Gas | Conveyor Oven | E6 | Utility - Value of Sales | 0 | 0 | 0 | 0 | 0 | 0 | 0 | 0 | 0 | 0 | 0 | 0 | 0 | 0 | 0 | 0 | 0 | 0 | 0 | 0 | 0 | 0 | 0 | 0 | 0 | 0 | 0 | 0 | 0 | 0 | 0 | 0 | 0
F6_Commercial_Warehouse_New_Food Preparation_Natural Gas_Conveyor Oven_E7 | F6 | Commercial | Warehouse | New | Food Preparation | Natural Gas | Conveyor Oven | E7 | Utility - Value of Sales | 0 | 0 | 0 | 0 | 0 | 0 | 0 | 0 | 0 | 0 | 0 | 0 | 0 | 0 | 0 | 0 | 0 | 0 | 0 | 0 | 0 | 0 | 0 | 0 | 0 | 0 | 0 | 0 | 0 | 0 | 0 | 0 | 0
F6_Commercial_Warehouse_New_Food Preparation_Natural Gas_Conveyor Oven_E8 | F6 | Commercial | Warehouse | New | Food Preparation | Natural Gas | Conveyor Oven | E8 | Utility - Value of Sales | 0 | 0 | 0 | 0 | 0 | 0 | 0 | 0 | 0 | 0 | 0 | 0 | 0 | 0 | 0 | 0 | 0 | 0 | 0 | 0 | 0 | 0 | 0 | 0 | 0 | 0 | 0 | 0 | 0 | 0 | 0 | 0 | 0
F6_Commercial_Warehouse_New_Food Preparation_Natural Gas_Conveyor Oven_E9 | F6 | Commercial | Warehouse | New | Food Preparation | Natural Gas | Conveyor Oven | E9 | Utility - Value of Sales | 0 | 0 | 0 | 0 | 0 | 0 | 0 | 0 | 0 | 0 | 0 | 0 | 0 | 0 | 0 | 0 | 0 | 0 | 0 | 0 | 0 | 0 | 0 | 0 | 0 | 0 | 0 | 0 | 0 | 0 | 0 | 0 | 0
F6_Commercial_Warehouse_New_Food Preparation_Natural Gas_Conveyor Oven_E10 | F6 | Commercial | Warehouse | New | Food Preparation | Natural Gas | Conveyor Oven | E10 | Utility - Value of Sales | 0 | 0 | 0 | 0 | 0 | 0 | 0 | 0 | 0 | 0 | 0 | 0 | 0 | 0 | 0 | 0 | 0 | 0 | 0 | 0 | 0 | 0 | 0 | 0 | 0 | 0 | 0 | 0 | 0 | 0 | 0 | 0 | 0
F1_Commercial_Warehouse_New_Food Preparation_Natural Gas_Double Rack Oven_E1 | F1 | Commercial | Warehouse | New | Food Preparation | Natural Gas | Double Rack Oven | E1 | RVT - Cost of Equipment | 0.036963 | 0.037011 | 0.037213 | 0.037024 | 0.036928 | 0.037075 | 0.037429 | 0.037716 | 0.038067 | 0.038404 | 0.038746 | 0.039068 | 0.039412 | 0.039767 | 0.040112 | 0.040464 | 0.04082 | 0.041201 | 0.041598 | 0.042007 | 0.042399 | 0.042793 | 0.043146 | 0.0435 | 0.043807 | 0.044072 | 0.044314 | 0.044522 | 0.044685 | 0.044818 | 0.044891 | 0.04494 | 0.04494
F1_Commercial_Warehouse_New_Food Preparation_Natural Gas_Double Rack Oven_E2 | F1 | Commercial | Warehouse | New | Food Preparation | Natural Gas | Double Rack Oven | E2 | RVT - Cost of Equipment | 0.020162 | 0.020188 | 0.020298 | 0.020195 | 0.020143 | 0.020223 | 0.020416 | 0.020572 | 0.020764 | 0.020948 | 0.021134 | 0.02131 | 0.021497 | 0.021691 | 0.021879 | 0.022071 | 0.022265 | 0.022473 | 0.02269 | 0.022913 | 0.023127 | 0.023342 | 0.023534 | 0.023728 | 0.023895 | 0.024039 | 0.024171 | 0.024285 | 0.024373 | 0.024446 | 0.024486 | 0.024513 | 0.024513
F1_Commercial_Warehouse_New_Food Preparation_Natural Gas_Double Rack Oven_E3 | F1 | Commercial | Warehouse | New | Food Preparation | Natural Gas | Double Rack Oven | E3 | RVT - Cost of Equipment | 0 | 0 | 0 | 0 | 0 | 0 | 0 | 0 | 0 | 0 | 0 | 0 | 0 | 0 | 0 | 0 | 0 | 0 | 0 | 0 | 0 | 0 | 0 | 0 | 0 | 0 | 0 | 0 | 0 | 0 | 0 | 0 | 0
F1_Commercial_Warehouse_New_Food Preparation_Natural Gas_Double Rack Oven_E4 | F1 | Commercial | Warehouse | New | Food Preparation | Natural Gas | Double Rack Oven | E4 | RVT - Cost of Equipment | 0 | 0 | 0 | 0 | 0 | 0 | 0 | 0 | 0 | 0 | 0 | 0 | 0 | 0 | 0 | 0 | 0 | 0 | 0 | 0 | 0 | 0 | 0 | 0 | 0 | 0 | 0 | 0 | 0 | 0 | 0 | 0 | 0
F1_Commercial_Warehouse_New_Food Preparation_Natural Gas_Double Rack Oven_E5 | F1 | Commercial | Warehouse | New | Food Preparation | Natural Gas | Double Rack Oven | E5 | RVT - Cost of Equipment | 0 | 0 | 0 | 0 | 0 | 0 | 0 | 0 | 0 | 0 | 0 | 0 | 0 | 0 | 0 | 0 | 0 | 0 | 0 | 0 | 0 | 0 | 0 | 0 | 0 | 0 | 0 | 0 | 0 | 0 | 0 | 0 | 0
F1_Commercial_Warehouse_New_Food Preparation_Natural Gas_Double Rack Oven_E6 | F1 | Commercial | Warehouse | New | Food Preparation | Natural Gas | Double Rack Oven | E6 | RVT - Cost of Equipment | 0 | 0 | 0 | 0 | 0 | 0 | 0 | 0 | 0 | 0 | 0 | 0 | 0 | 0 | 0 | 0 | 0 | 0 | 0 | 0 | 0 | 0 | 0 | 0 | 0 | 0 | 0 | 0 | 0 | 0 | 0 | 0 | 0
F1_Commercial_Warehouse_New_Food Preparation_Natural Gas_Double Rack Oven_E7 | F1 | Commercial | Warehouse | New | Food Preparation | Natural Gas | Double Rack Oven | E7 | RVT - Cost of Equipment | 0 | 0 | 0 | 0 | 0 | 0 | 0 | 0 | 0 | 0 | 0 | 0 | 0 | 0 | 0 | 0 | 0 | 0 | 0 | 0 | 0 | 0 | 0 | 0 | 0 | 0 | 0 | 0 | 0 | 0 | 0 | 0 | 0
F1_Commercial_Warehouse_New_Food Preparation_Natural Gas_Double Rack Oven_E8 | F1 | Commercial | Warehouse | New | Food Preparation | Natural Gas | Double Rack Oven | E8 | RVT - Cost of Equipment | 0 | 0 | 0 | 0 | 0 | 0 | 0 | 0 | 0 | 0 | 0 | 0 | 0 | 0 | 0 | 0 | 0 | 0 | 0 | 0 | 0 | 0 | 0 | 0 | 0 | 0 | 0 | 0 | 0 | 0 | 0 | 0 | 0
F1_Commercial_Warehouse_New_Food Preparation_Natural Gas_Double Rack Oven_E9 | F1 | Commercial | Warehouse | New | Food Preparation | Natural Gas | Double Rack Oven | E9 | RVT - Cost of Equipment | 0 | 0 | 0 | 0 | 0 | 0 | 0 | 0 | 0 | 0 | 0 | 0 | 0 | 0 | 0 | 0 | 0 | 0 | 0 | 0 | 0 | 0 | 0 | 0 | 0 | 0 | 0 | 0 | 0 | 0 | 0 | 0 | 0
F1_Commercial_Warehouse_New_Food Preparation_Natural Gas_Double Rack Oven_E10 | F1 | Commercial | Warehouse | New | Food Preparation | Natural Gas | Double Rack Oven | E10 | RVT - Cost of Equipment | 0 | 0 | 0 | 0 | 0 | 0 | 0 | 0 | 0 | 0 | 0 | 0 | 0 | 0 | 0 | 0 | 0 | 0 | 0 | 0 | 0 | 0 | 0 | 0 | 0 | 0 | 0 | 0 | 0 | 0 | 0 | 0 | 0
F2_Commercial_Warehouse_New_Food Preparation_Natural Gas_Double Rack Oven_E1 | F2 | Commercial | Warehouse | New | Food Preparation | Natural Gas | Double Rack Oven | E1 | RVT - Cost of Operation | 0.044285 | 0.044341 | 0.044583 | 0.044358 | 0.044243 | 0.044419 | 0.044842 | 0.045186 | 0.045606 | 0.046011 | 0.04642 | 0.046806 | 0.047218 | 0.047644 | 0.048057 | 0.048479 | 0.048904 | 0.049362 | 0.049837 | 0.050327 | 0.050797 | 0.051269 | 0.051692 | 0.052116 | 0.052484 | 0.052801 | 0.053091 | 0.05334 | 0.053535 | 0.053695 | 0.053782 | 0.053841 | 0.053841
F2_Commercial_Warehouse_New_Food Preparation_Natural Gas_Double Rack Oven_E2 | F2 | Commercial | Warehouse | New | Food Preparation | Natural Gas | Double Rack Oven | E2 | RVT - Cost of Operation | 0.024155 | 0.024186 | 0.024318 | 0.024195 | 0.024132 | 0.024228 | 0.024459 | 0.024647 | 0.024876 | 0.025097 | 0.02532 | 0.025531 | 0.025755 | 0.025987 | 0.026213 | 0.026443 | 0.026675 | 0.026925 | 0.027184 | 0.027451 | 0.027707 | 0.027965 | 0.028196 | 0.028427 | 0.028628 | 0.028801 | 0.028958 | 0.029094 | 0.029201 | 0.029288 | 0.029336 | 0.029368 | 0.029368
F2_Commercial_Warehouse_New_Food Preparation_Natural Gas_Double Rack Oven_E3 | F2 | Commercial | Warehouse | New | Food Preparation | Natural Gas | Double Rack Oven | E3 | RVT - Cost of Operation | 0 | 0 | 0 | 0 | 0 | 0 | 0 | 0 | 0 | 0 | 0 | 0 | 0 | 0 | 0 | 0 | 0 | 0 | 0 | 0 | 0 | 0 | 0 | 0 | 0 | 0 | 0 | 0 | 0 | 0 | 0 | 0 | 0
F2_Commercial_Warehouse_New_Food Preparation_Natural Gas_Double Rack Oven_E4 | F2 | Commercial | Warehouse | New | Food Preparation | Natural Gas | Double Rack Oven | E4 | RVT - Cost of Operation | 0 | 0 | 0 | 0 | 0 | 0 | 0 | 0 | 0 | 0 | 0 | 0 | 0 | 0 | 0 | 0 | 0 | 0 | 0 | 0 | 0 | 0 | 0 | 0 | 0 | 0 | 0 | 0 | 0 | 0 | 0 | 0 | 0
F2_Commercial_Warehouse_New_Food Preparation_Natural Gas_Double Rack Oven_E5 | F2 | Commercial | Warehouse | New | Food Preparation | Natural Gas | Double Rack Oven | E5 | RVT - Cost of Operation | 0 | 0 | 0 | 0 | 0 | 0 | 0 | 0 | 0 | 0 | 0 | 0 | 0 | 0 | 0 | 0 | 0 | 0 | 0 | 0 | 0 | 0 | 0 | 0 | 0 | 0 | 0 | 0 | 0 | 0 | 0 | 0 | 0
F2_Commercial_Warehouse_New_Food Preparation_Natural Gas_Double Rack Oven_E6 | F2 | Commercial | Warehouse | New | Food Preparation | Natural Gas | Double Rack Oven | E6 | RVT - Cost of Operation | 0 | 0 | 0 | 0 | 0 | 0 | 0 | 0 | 0 | 0 | 0 | 0 | 0 | 0 | 0 | 0 | 0 | 0 | 0 | 0 | 0 | 0 | 0 | 0 | 0 | 0 | 0 | 0 | 0 | 0 | 0 | 0 | 0
F2_Commercial_Warehouse_New_Food Preparation_Natural Gas_Double Rack Oven_E7 | F2 | Commercial | Warehouse | New | Food Preparation | Natural Gas | Double Rack Oven | E7 | RVT - Cost of Operation | 0 | 0 | 0 | 0 | 0 | 0 | 0 | 0 | 0 | 0 | 0 | 0 | 0 | 0 | 0 | 0 | 0 | 0 | 0 | 0 | 0 | 0 | 0 | 0 | 0 | 0 | 0 | 0 | 0 | 0 | 0 | 0 | 0
F2_Commercial_Warehouse_New_Food Preparation_Natural Gas_Double Rack Oven_E8 | F2 | Commercial | Warehouse | New | Food Preparation | Natural Gas | Double Rack Oven | E8 | RVT - Cost of Operation | 0 | 0 | 0 | 0 | 0 | 0 | 0 | 0 | 0 | 0 | 0 | 0 | 0 | 0 | 0 | 0 | 0 | 0 | 0 | 0 | 0 | 0 | 0 | 0 | 0 | 0 | 0 | 0 | 0 | 0 | 0 | 0 | 0
F2_Commercial_Warehouse_New_Food Preparation_Natural Gas_Double Rack Oven_E9 | F2 | Commercial | Warehouse | New | Food Preparation | Natural Gas | Double Rack Oven | E9 | RVT - Cost of Operation | 0 | 0 | 0 | 0 | 0 | 0 | 0 | 0 | 0 | 0 | 0 | 0 | 0 | 0 | 0 | 0 | 0 | 0 | 0 | 0 | 0 | 0 | 0 | 0 | 0 | 0 | 0 | 0 | 0 | 0 | 0 | 0 | 0
F2_Commercial_Warehouse_New_Food Preparation_Natural Gas_Double Rack Oven_E10 | F2 | Commercial | Warehouse | New | Food Preparation | Natural Gas | Double Rack Oven | E10 | RVT - Cost of Operation | 0 | 0 | 0 | 0 | 0 | 0 | 0 | 0 | 0 | 0 | 0 | 0 | 0 | 0 | 0 | 0 | 0 | 0 | 0 | 0 | 0 | 0 | 0 | 0 | 0 | 0 | 0 | 0 | 0 | 0 | 0 | 0 | 0
F3_Commercial_Warehouse_New_Food Preparation_Natural Gas_Double Rack Oven_E1 | F3 | Commercial | Warehouse | New | Food Preparation | Natural Gas | Double Rack Oven | E1 | System - kBTUs of Consumption | 0.0072949 | 0.0072949 | 0.0072949 | 0.0072949 | 0.0072949 | 0.0072949 | 0.0072949 | 0.0072949 | 0.0072949 | 0.0072949 | 0.0072949 | 0.0072949 | 0.0072949 | 0.0072949 | 0.0072949 | 0.0072949 | 0.0072949 | 0.0072949 | 0.0072949 | 0.0072949 | 0.0072949 | 0.0072949 | 0.0072949 | 0.0072949 | 0.0072949 | 0.0072949 | 0.0072949 | 0.0072949 | 0.0072949 | 0.0072949 | 0.0072949 | 0.0072949 | 0.0072949
F3_Commercial_Warehouse_New_Food Preparation_Natural Gas_Double Rack Oven_E2 | F3 | Commercial | Warehouse | New | Food Preparation | Natural Gas | Double Rack Oven | E2 | System - kBTUs of Consumption | 0.0097015 | 0.0097015 | 0.0097015 | 0.0097015 | 0.0097015 | 0.0097015 | 0.0097015 | 0.0097015 | 0.0097015 | 0.0097015 | 0.0097015 | 0.0097015 | 0.0097015 | 0.0097015 | 0.0097015 | 0.0097015 | 0.0097015 | 0.0097015 | 0.0097015 | 0.0097015 | 0.0097015 | 0.0097015 | 0.0097015 | 0.0097015 | 0.0097015 | 0.0097015 | 0.0097015 | 0.0097015 | 0.0097015 | 0.0097015 | 0.0097015 | 0.0097015 | 0.0097015
F3_Commercial_Warehouse_New_Food Preparation_Natural Gas_Double Rack Oven_E3 | F3 | Commercial | Warehouse | New | Food Preparation | Natural Gas | Double Rack Oven | E3 | System - kBTUs of Consumption | 0 | 0 | 0 | 0 | 0 | 0 | 0 | 0 | 0 | 0 | 0 | 0 | 0 | 0 | 0 | 0 | 0 | 0 | 0 | 0 | 0 | 0 | 0 | 0 | 0 | 0 | 0 | 0 | 0 | 0 | 0 | 0 | 0
F3_Commercial_Warehouse_New_Food Preparation_Natural Gas_Double Rack Oven_E4 | F3 | Commercial | Warehouse | New | Food Preparation | Natural Gas | Double Rack Oven | E4 | System - kBTUs of Consumption | 0 | 0 | 0 | 0 | 0 | 0 | 0 | 0 | 0 | 0 | 0 | 0 | 0 | 0 | 0 | 0 | 0 | 0 | 0 | 0 | 0 | 0 | 0 | 0 | 0 | 0 | 0 | 0 | 0 | 0 | 0 | 0 | 0
F3_Commercial_Warehouse_New_Food Preparation_Natural Gas_Double Rack Oven_E5 | F3 | Commercial | Warehouse | New | Food Preparation | Natural Gas | Double Rack Oven | E5 | System - kBTUs of Consumption | 0 | 0 | 0 | 0 | 0 | 0 | 0 | 0 | 0 | 0 | 0 | 0 | 0 | 0 | 0 | 0 | 0 | 0 | 0 | 0 | 0 | 0 | 0 | 0 | 0 | 0 | 0 | 0 | 0 | 0 | 0 | 0 | 0
F3_Commercial_Warehouse_New_Food Preparation_Natural Gas_Double Rack Oven_E6 | F3 | Commercial | Warehouse | New | Food Preparation | Natural Gas | Double Rack Oven | E6 | System - kBTUs of Consumption | 0 | 0 | 0 | 0 | 0 | 0 | 0 | 0 | 0 | 0 | 0 | 0 | 0 | 0 | 0 | 0 | 0 | 0 | 0 | 0 | 0 | 0 | 0 | 0 | 0 | 0 | 0 | 0 | 0 | 0 | 0 | 0 | 0
F3_Commercial_Warehouse_New_Food Preparation_Natural Gas_Double Rack Oven_E7 | F3 | Commercial | Warehouse | New | Food Preparation | Natural Gas | Double Rack Oven | E7 | System - kBTUs of Consumption | 0 | 0 | 0 | 0 | 0 | 0 | 0 | 0 | 0 | 0 | 0 | 0 | 0 | 0 | 0 | 0 | 0 | 0 | 0 | 0 | 0 | 0 | 0 | 0 | 0 | 0 | 0 | 0 | 0 | 0 | 0 | 0 | 0
F3_Commercial_Warehouse_New_Food Preparation_Natural Gas_Double Rack Oven_E8 | F3 | Commercial | Warehouse | New | Food Preparation | Natural Gas | Double Rack Oven | E8 | System - kBTUs of Consumption | 0 | 0 | 0 | 0 | 0 | 0 | 0 | 0 | 0 | 0 | 0 | 0 | 0 | 0 | 0 | 0 | 0 | 0 | 0 | 0 | 0 | 0 | 0 | 0 | 0 | 0 | 0 | 0 | 0 | 0 | 0 | 0 | 0
F3_Commercial_Warehouse_New_Food Preparation_Natural Gas_Double Rack Oven_E9 | F3 | Commercial | Warehouse | New | Food Preparation | Natural Gas | Double Rack Oven | E9 | System - kBTUs of Consumption | 0 | 0 | 0 | 0 | 0 | 0 | 0 | 0 | 0 | 0 | 0 | 0 | 0 | 0 | 0 | 0 | 0 | 0 | 0 | 0 | 0 | 0 | 0 | 0 | 0 | 0 | 0 | 0 | 0 | 0 | 0 | 0 | 0
F3_Commercial_Warehouse_New_Food Preparation_Natural Gas_Double Rack Oven_E10 | F3 | Commercial | Warehouse | New | Food Preparation | Natural Gas | Double Rack Oven | E10 | System - kBTUs of Consumption | 0 | 0 | 0 | 0 | 0 | 0 | 0 | 0 | 0 | 0 | 0 | 0 | 0 | 0 | 0 | 0 | 0 | 0 | 0 | 0 | 0 | 0 | 0 | 0 | 0 | 0 | 0 | 0 | 0 | 0 | 0 | 0 | 0
F4_Commercial_Warehouse_New_Food Preparation_Natural Gas_Double Rack Oven_E1 | F4 | Commercial | Warehouse | New | Food Preparation | Natural Gas | Double Rack Oven | E1 | Utility - Cost of Equipment | 0.044285 | 0.044341 | 0.044583 | 0.044358 | 0.044243 | 0.044419 | 0.044842 | 0.045186 | 0.045606 | 0.046011 | 0.04642 | 0.046806 | 0.047218 | 0.047644 | 0.048057 | 0.048479 | 0.048904 | 0.049362 | 0.049837 | 0.050327 | 0.050797 | 0.051269 | 0.051692 | 0.052116 | 0.052484 | 0.052801 | 0.053091 | 0.05334 | 0.053535 | 0.053695 | 0.053782 | 0.053841 | 0.053841
F4_Commercial_Warehouse_New_Food Preparation_Natural Gas_Double Rack Oven_E2 | F4 | Commercial | Warehouse | New | Food Preparation | Natural Gas | Double Rack Oven | E2 | Utility - Cost of Equipment | 0.024155 | 0.024186 | 0.024318 | 0.024195 | 0.024132 | 0.024228 | 0.024459 | 0.024647 | 0.024876 | 0.025097 | 0.02532 | 0.025531 | 0.025755 | 0.025987 | 0.026213 | 0.026443 | 0.026675 | 0.026925 | 0.027184 | 0.027451 | 0.027707 | 0.027965 | 0.028196 | 0.028427 | 0.028628 | 0.028801 | 0.028958 | 0.029094 | 0.029201 | 0.029288 | 0.029336 | 0.029368 | 0.029368
F4_Commercial_Warehouse_New_Food Preparation_Natural Gas_Double Rack Oven_E3 | F4 | Commercial | Warehouse | New | Food Preparation | Natural Gas | Double Rack Oven | E3 | Utility - Cost of Equipment | 0 | 0 | 0 | 0 | 0 | 0 | 0 | 0 | 0 | 0 | 0 | 0 | 0 | 0 | 0 | 0 | 0 | 0 | 0 | 0 | 0 | 0 | 0 | 0 | 0 | 0 | 0 | 0 | 0 | 0 | 0 | 0 | 0
F4_Commercial_Warehouse_New_Food Preparation_Natural Gas_Double Rack Oven_E4 | F4 | Commercial | Warehouse | New | Food Preparation | Natural Gas | Double Rack Oven | E4 | Utility - Cost of Equipment | 0 | 0 | 0 | 0 | 0 | 0 | 0 | 0 | 0 | 0 | 0 | 0 | 0 | 0 | 0 | 0 | 0 | 0 | 0 | 0 | 0 | 0 | 0 | 0 | 0 | 0 | 0 | 0 | 0 | 0 | 0 | 0 | 0
F4_Commercial_Warehouse_New_Food Preparation_Natural Gas_Double Rack Oven_E5 | F4 | Commercial | Warehouse | New | Food Preparation | Natural Gas | Double Rack Oven | E5 | Utility - Cost of Equipment | 0 | 0 | 0 | 0 | 0 | 0 | 0 | 0 | 0 | 0 | 0 | 0 | 0 | 0 | 0 | 0 | 0 | 0 | 0 | 0 | 0 | 0 | 0 | 0 | 0 | 0 | 0 | 0 | 0 | 0 | 0 | 0 | 0
F4_Commercial_Warehouse_New_Food Preparation_Natural Gas_Double Rack Oven_E6 | F4 | Commercial | Warehouse | New | Food Preparation | Natural Gas | Double Rack Oven | E6 | Utility - Cost of Equipment | 0 | 0 | 0 | 0 | 0 | 0 | 0 | 0 | 0 | 0 | 0 | 0 | 0 | 0 | 0 | 0 | 0 | 0 | 0 | 0 | 0 | 0 | 0 | 0 | 0 | 0 | 0 | 0 | 0 | 0 | 0 | 0 | 0
F4_Commercial_Warehouse_New_Food Preparation_Natural Gas_Double Rack Oven_E7 | F4 | Commercial | Warehouse | New | Food Preparation | Natural Gas | Double Rack Oven | E7 | Utility - Cost of Equipment | 0 | 0 | 0 | 0 | 0 | 0 | 0 | 0 | 0 | 0 | 0 | 0 | 0 | 0 | 0 | 0 | 0 | 0 | 0 | 0 | 0 | 0 | 0 | 0 | 0 | 0 | 0 | 0 | 0 | 0 | 0 | 0 | 0
F4_Commercial_Warehouse_New_Food Preparation_Natural Gas_Double Rack Oven_E8 | F4 | Commercial | Warehouse | New | Food Preparation | Natural Gas | Double Rack Oven | E8 | Utility - Cost of Equipment | 0 | 0 | 0 | 0 | 0 | 0 | 0 | 0 | 0 | 0 | 0 | 0 | 0 | 0 | 0 | 0 | 0 | 0 | 0 | 0 | 0 | 0 | 0 | 0 | 0 | 0 | 0 | 0 | 0 | 0 | 0 | 0 | 0
F4_Commercial_Warehouse_New_Food Preparation_Natural Gas_Double Rack Oven_E9 | F4 | Commercial | Warehouse | New | Food Preparation | Natural Gas | Double Rack Oven | E9 | Utility - Cost of Equipment | 0 | 0 | 0 | 0 | 0 | 0 | 0 | 0 | 0 | 0 | 0 | 0 | 0 | 0 | 0 | 0 | 0 | 0 | 0 | 0 | 0 | 0 | 0 | 0 | 0 | 0 | 0 | 0 | 0 | 0 | 0 | 0 | 0
F4_Commercial_Warehouse_New_Food Preparation_Natural Gas_Double Rack Oven_E10 | F4 | Commercial | Warehouse | New | Food Preparation | Natural Gas | Double Rack Oven | E10 | Utility - Cost of Equipment | 0 | 0 | 0 | 0 | 0 | 0 | 0 | 0 | 0 | 0 | 0 | 0 | 0 | 0 | 0 | 0 | 0 | 0 | 0 | 0 | 0 | 0 | 0 | 0 | 0 | 0 | 0 | 0 | 0 | 0 | 0 | 0 | 0
F5_Commercial_Warehouse_New_Food Preparation_Natural Gas_Double Rack Oven_E1 | F5 | Commercial | Warehouse | New | Food Preparation | Natural Gas | Double Rack Oven | E1 | Utility - Cost of Operation | 0.0072949 | 0.0072949 | 0.0072949 | 0.0072949 | 0.0072949 | 0.0072949 | 0.0072949 | 0.0072949 | 0.0072949 | 0.0072949 | 0.0072949 | 0.0072949 | 0.0072949 | 0.0072949 | 0.0072949 | 0.0072949 | 0.0072949 | 0.0072949 | 0.0072949 | 0.0072949 | 0.0072949 | 0.0072949 | 0.0072949 | 0.0072949 | 0.0072949 | 0.0072949 | 0.0072949 | 0.0072949 | 0.0072949 | 0.0072949 | 0.0072949 | 0.0072949 | 0.0072949
F5_Commercial_Warehouse_New_Food Preparation_Natural Gas_Double Rack Oven_E2 | F5 | Commercial | Warehouse | New | Food Preparation | Natural Gas | Double Rack Oven | E2 | Utility - Cost of Operation | 0.0097015 | 0.0097015 | 0.0097015 | 0.0097015 | 0.0097015 | 0.0097015 | 0.0097015 | 0.0097015 | 0.0097015 | 0.0097015 | 0.0097015 | 0.0097015 | 0.0097015 | 0.0097015 | 0.0097015 | 0.0097015 | 0.0097015 | 0.0097015 | 0.0097015 | 0.0097015 | 0.0097015 | 0.0097015 | 0.0097015 | 0.0097015 | 0.0097015 | 0.0097015 | 0.0097015 | 0.0097015 | 0.0097015 | 0.0097015 | 0.0097015 | 0.0097015 | 0.0097015
F5_Commercial_Warehouse_New_Food Preparation_Natural Gas_Double Rack Oven_E3 | F5 | Commercial | Warehouse | New | Food Preparation | Natural Gas | Double Rack Oven | E3 | Utility - Cost of Operation | 0 | 0 | 0 | 0 | 0 | 0 | 0 | 0 | 0 | 0 | 0 | 0 | 0 | 0 | 0 | 0 | 0 | 0 | 0 | 0 | 0 | 0 | 0 | 0 | 0 | 0 | 0 | 0 | 0 | 0 | 0 | 0 | 0
F5_Commercial_Warehouse_New_Food Preparation_Natural Gas_Double Rack Oven_E4 | F5 | Commercial | Warehouse | New | Food Preparation | Natural Gas | Double Rack Oven | E4 | Utility - Cost of Operation | 0 | 0 | 0 | 0 | 0 | 0 | 0 | 0 | 0 | 0 | 0 | 0 | 0 | 0 | 0 | 0 | 0 | 0 | 0 | 0 | 0 | 0 | 0 | 0 | 0 | 0 | 0 | 0 | 0 | 0 | 0 | 0 | 0
F5_Commercial_Warehouse_New_Food Preparation_Natural Gas_Double Rack Oven_E5 | F5 | Commercial | Warehouse | New | Food Preparation | Natural Gas | Double Rack Oven | E5 | Utility - Cost of Operation | 0 | 0 | 0 | 0 | 0 | 0 | 0 | 0 | 0 | 0 | 0 | 0 | 0 | 0 | 0 | 0 | 0 | 0 | 0 | 0 | 0 | 0 | 0 | 0 | 0 | 0 | 0 | 0 | 0 | 0 | 0 | 0 | 0
F5_Commercial_Warehouse_New_Food Preparation_Natural Gas_Double Rack Oven_E6 | F5 | Commercial | Warehouse | New | Food Preparation | Natural Gas | Double Rack Oven | E6 | Utility - Cost of Operation | 0 | 0 | 0 | 0 | 0 | 0 | 0 | 0 | 0 | 0 | 0 | 0 | 0 | 0 | 0 | 0 | 0 | 0 | 0 | 0 | 0 | 0 | 0 | 0 | 0 | 0 | 0 | 0 | 0 | 0 | 0 | 0 | 0
F5_Commercial_Warehouse_New_Food Preparation_Natural Gas_Double Rack Oven_E7 | F5 | Commercial | Warehouse | New | Food Preparation | Natural Gas | Double Rack Oven | E7 | Utility - Cost of Operation | 0 | 0 | 0 | 0 | 0 | 0 | 0 | 0 | 0 | 0 | 0 | 0 | 0 | 0 | 0 | 0 | 0 | 0 | 0 | 0 | 0 | 0 | 0 | 0 | 0 | 0 | 0 | 0 | 0 | 0 | 0 | 0 | 0
F5_Commercial_Warehouse_New_Food Preparation_Natural Gas_Double Rack Oven_E8 | F5 | Commercial | Warehouse | New | Food Preparation | Natural Gas | Double Rack Oven | E8 | Utility - Cost of Operation | 0 | 0 | 0 | 0 | 0 | 0 | 0 | 0 | 0 | 0 | 0 | 0 | 0 | 0 | 0 | 0 | 0 | 0 | 0 | 0 | 0 | 0 | 0 | 0 | 0 | 0 | 0 | 0 | 0 | 0 | 0 | 0 | 0
F5_Commercial_Warehouse_New_Food Preparation_Natural Gas_Double Rack Oven_E9 | F5 | Commercial | Warehouse | New | Food Preparation | Natural Gas | Double Rack Oven | E9 | Utility - Cost of Operation | 0 | 0 | 0 | 0 | 0 | 0 | 0 | 0 | 0 | 0 | 0 | 0 | 0 | 0 | 0 | 0 | 0 | 0 | 0 | 0 | 0 | 0 | 0 | 0 | 0 | 0 | 0 | 0 | 0 | 0 | 0 | 0 | 0
F5_Commercial_Warehouse_New_Food Preparation_Natural Gas_Double Rack Oven_E10 | F5 | Commercial | Warehouse | New | Food Preparation | Natural Gas | Double Rack Oven | E10 | Utility - Cost of Operation | 0 | 0 | 0 | 0 | 0 | 0 | 0 | 0 | 0 | 0 | 0 | 0 | 0 | 0 | 0 | 0 | 0 | 0 | 0 | 0 | 0 | 0 | 0 | 0 | 0 | 0 | 0 | 0 | 0 | 0 | 0 | 0 | 0
F6_Commercial_Warehouse_New_Food Preparation_Natural Gas_Double Rack Oven_E1 | F6 | Commercial | Warehouse | New | Food Preparation | Natural Gas | Double Rack Oven | E1 | Utility - Value of Sales | 0.023441 | 0.023546 | 0.023715 | 0.023678 | 0.023678 | 0.023678 | 0.023678 | 0.023678 | 0.023678 | 0.023678 | 0.023678 | 0.023678 | 0.023678 | 0.023678 | 0.023678 | 0.023678 | 0.023678 | 0.023678 | 0.023678 | 0.023678 | 0.023678 | 0.023678 | 0.023678 | 0.023678 | 0.023678 | 0.023678 | 0.023678 | 0.023678 | 0.023678 | 0.023678 | 0.023678 | 0.023678 | 0.023678
F6_Commercial_Warehouse_New_Food Preparation_Natural Gas_Double Rack Oven_E2 | F6 | Commercial | Warehouse | New | Food Preparation | Natural Gas | Double Rack Oven | E2 | Utility - Value of Sales | 0.012786 | 0.012843 | 0.012935 | 0.012915 | 0.012915 | 0.012915 | 0.012915 | 0.012915 | 0.012915 | 0.012915 | 0.012915 | 0.012915 | 0.012915 | 0.012915 | 0.012915 | 0.012915 | 0.012915 | 0.012915 | 0.012915 | 0.012915 | 0.012915 | 0.012915 | 0.012915 | 0.012915 | 0.012915 | 0.012915 | 0.012915 | 0.012915 | 0.012915 | 0.012915 | 0.012915 | 0.012915 | 0.012915
F6_Commercial_Warehouse_New_Food Preparation_Natural Gas_Double Rack Oven_E3 | F6 | Commercial | Warehouse | New | Food Preparation | Natural Gas | Double Rack Oven | E3 | Utility - Value of Sales | 0 | 0 | 0 | 0 | 0 | 0 | 0 | 0 | 0 | 0 | 0 | 0 | 0 | 0 | 0 | 0 | 0 | 0 | 0 | 0 | 0 | 0 | 0 | 0 | 0 | 0 | 0 | 0 | 0 | 0 | 0 | 0 | 0
F6_Commercial_Warehouse_New_Food Preparation_Natural Gas_Double Rack Oven_E4 | F6 | Commercial | Warehouse | New | Food Preparation | Natural Gas | Double Rack Oven | E4 | Utility - Value of Sales | 0 | 0 | 0 | 0 | 0 | 0 | 0 | 0 | 0 | 0 | 0 | 0 | 0 | 0 | 0 | 0 | 0 | 0 | 0 | 0 | 0 | 0 | 0 | 0 | 0 | 0 | 0 | 0 | 0 | 0 | 0 | 0 | 0
F6_Commercial_Warehouse_New_Food Preparation_Natural Gas_Double Rack Oven_E5 | F6 | Commercial | Warehouse | New | Food Preparation | Natural Gas | Double Rack Oven | E5 | Utility - Value of Sales | 0 | 0 | 0 | 0 | 0 | 0 | 0 | 0 | 0 | 0 | 0 | 0 | 0 | 0 | 0 | 0 | 0 | 0 | 0 | 0 | 0 | 0 | 0 | 0 | 0 | 0 | 0 | 0 | 0 | 0 | 0 | 0 | 0
F6_Commercial_Warehouse_New_Food Preparation_Natural Gas_Double Rack Oven_E6 | F6 | Commercial | Warehouse | New | Food Preparation | Natural Gas | Double Rack Oven | E6 | Utility - Value of Sales | 0 | 0 | 0 | 0 | 0 | 0 | 0 | 0 | 0 | 0 | 0 | 0 | 0 | 0 | 0 | 0 | 0 | 0 | 0 | 0 | 0 | 0 | 0 | 0 | 0 | 0 | 0 | 0 | 0 | 0 | 0 | 0 | 0
F6_Commercial_Warehouse_New_Food Preparation_Natural Gas_Double Rack Oven_E7 | F6 | Commercial | Warehouse | New | Food Preparation | Natural Gas | Double Rack Oven | E7 | Utility - Value of Sales | 0 | 0 | 0 | 0 | 0 | 0 | 0 | 0 | 0 | 0 | 0 | 0 | 0 | 0 | 0 | 0 | 0 | 0 | 0 | 0 | 0 | 0 | 0 | 0 | 0 | 0 | 0 | 0 | 0 | 0 | 0 | 0 | 0
F6_Commercial_Warehouse_New_Food Preparation_Natural Gas_Double Rack Oven_E8 | F6 | Commercial | Warehouse | New | Food Preparation | Natural Gas | Double Rack Oven | E8 | Utility - Value of Sales | 0 | 0 | 0 | 0 | 0 | 0 | 0 | 0 | 0 | 0 | 0 | 0 | 0 | 0 | 0 | 0 | 0 | 0 | 0 | 0 | 0 | 0 | 0 | 0 | 0 | 0 | 0 | 0 | 0 | 0 | 0 | 0 | 0
F6_Commercial_Warehouse_New_Food Preparation_Natural Gas_Double Rack Oven_E9 | F6 | Commercial | Warehouse | New | Food Preparation | Natural Gas | Double Rack Oven | E9 | Utility - Value of Sales | 0 | 0 | 0 | 0 | 0 | 0 | 0 | 0 | 0 | 0 | 0 | 0 | 0 | 0 | 0 | 0 | 0 | 0 | 0 | 0 | 0 | 0 | 0 | 0 | 0 | 0 | 0 | 0 | 0 | 0 | 0 | 0 | 0
F6_Commercial_Warehouse_New_Food Preparation_Natural Gas_Double Rack Oven_E10 | F6 | Commercial | Warehouse | New | Food Preparation | Natural Gas | Double Rack Oven | E10 | Utility - Value of Sales | 0 | 0 | 0 | 0 | 0 | 0 | 0 | 0 | 0 | 0 | 0 | 0 | 0 | 0 | 0 | 0 | 0 | 0 | 0 | 0 | 0 | 0 | 0 | 0 | 0 | 0 | 0 | 0 | 0 | 0 | 0 | 0 | 0
F1_Commercial_Warehouse_New_Food Preparation_Natural Gas_Fryer_E1 | F1 | Commercial | Warehouse | New | Food Preparation | Natural Gas | Fryer | E1 | RVT - Cost of Equipment | 0.018385 | 0.018365 | 0.018444 | 0 | 0 | 0 | 0 | 0 | 0 | 0 | 0 | 0 | 0 | 0 | 0 | 0 | 0 | 0 | 0 | 0 | 0 | 0 | 0 | 0 | 0 | 0 | 0 | 0 | 0 | 0 | 0 | 0 | 0
F1_Commercial_Warehouse_New_Food Preparation_Natural Gas_Fryer_E2 | F1 | Commercial | Warehouse | New | Food Preparation | Natural Gas | Fryer | E2 | RVT - Cost of Equipment | 0.012355 | 0.012341 | 0.012394 | 0.012283 | 0.012211 | 0.012245 | 0.012368 | 0.012464 | 0.012585 | 0.012699 | 0.012811 | 0.012914 | 0.013023 | 0.013138 | 0.013246 | 0.013358 | 0.013469 | 0.013593 | 0.013722 | 0.013858 | 0.013992 | 0.014136 | 0.014269 | 0.014412 | 0.014539 | 0.014652 | 0.014755 | 0.014843 | 0.014913 | 0.014969 | 0.015 | 0.015021 | 0.015021
F1_Commercial_Warehouse_New_Food Preparation_Natural Gas_Fryer_E3 | F1 | Commercial | Warehouse | New | Food Preparation | Natural Gas | Fryer | E3 | RVT - Cost of Equipment | 0 | 0 | 0 | 0 | 0 | 0 | 0 | 0 | 0 | 0 | 0 | 0 | 0 | 0 | 0 | 0 | 0 | 0 | 0 | 0 | 0 | 0 | 0 | 0 | 0 | 0 | 0 | 0 | 0 | 0 | 0 | 0 | 0
F1_Commercial_Warehouse_New_Food Preparation_Natural Gas_Fryer_E4 | F1 | Commercial | Warehouse | New | Food Preparation | Natural Gas | Fryer | E4 | RVT - Cost of Equipment | 0 | 0 | 0 | 0 | 0 | 0 | 0 | 0 | 0 | 0 | 0 | 0 | 0 | 0 | 0 | 0 | 0 | 0 | 0 | 0 | 0 | 0 | 0 | 0 | 0 | 0 | 0 | 0 | 0 | 0 | 0 | 0 | 0
F1_Commercial_Warehouse_New_Food Preparation_Natural Gas_Fryer_E5 | F1 | Commercial | Warehouse | New | Food Preparation | Natural Gas | Fryer | E5 | RVT - Cost of Equipment | 0 | 0 | 0 | 0 | 0 | 0 | 0 | 0 | 0 | 0 | 0 | 0 | 0 | 0 | 0 | 0 | 0 | 0 | 0 | 0 | 0 | 0 | 0 | 0 | 0 | 0 | 0 | 0 | 0 | 0 | 0 | 0 | 0
F1_Commercial_Warehouse_New_Food Preparation_Natural Gas_Fryer_E6 | F1 | Commercial | Warehouse | New | Food Preparation | Natural Gas | Fryer | E6 | RVT - Cost of Equipment | 0 | 0 | 0 | 0 | 0 | 0 | 0 | 0 | 0 | 0 | 0 | 0 | 0 | 0 | 0 | 0 | 0 | 0 | 0 | 0 | 0 | 0 | 0 | 0 | 0 | 0 | 0 | 0 | 0 | 0 | 0 | 0 | 0
F1_Commercial_Warehouse_New_Food Preparation_Natural Gas_Fryer_E7 | F1 | Commercial | Warehouse | New | Food Preparation | Natural Gas | Fryer | E7 | RVT - Cost of Equipment | 0 | 0 | 0 | 0 | 0 | 0 | 0 | 0 | 0 | 0 | 0 | 0 | 0 | 0 | 0 | 0 | 0 | 0 | 0 | 0 | 0 | 0 | 0 | 0 | 0 | 0 | 0 | 0 | 0 | 0 | 0 | 0 | 0
F1_Commercial_Warehouse_New_Food Preparation_Natural Gas_Fryer_E8 | F1 | Commercial | Warehouse | New | Food Preparation | Natural Gas | Fryer | E8 | RVT - Cost of Equipment | 0 | 0 | 0 | 0 | 0 | 0 | 0 | 0 | 0 | 0 | 0 | 0 | 0 | 0 | 0 | 0 | 0 | 0 | 0 | 0 | 0 | 0 | 0 | 0 | 0 | 0 | 0 | 0 | 0 | 0 | 0 | 0 | 0
F1_Commercial_Warehouse_New_Food Preparation_Natural Gas_Fryer_E9 | F1 | Commercial | Warehouse | New | Food Preparation | Natural Gas | Fryer | E9 | RVT - Cost of Equipment | 0 | 0 | 0 | 0 | 0 | 0 | 0 | 0 | 0 | 0 | 0 | 0 | 0 | 0 | 0 | 0 | 0 | 0 | 0 | 0 | 0 | 0 | 0 | 0 | 0 | 0 | 0 | 0 | 0 | 0 | 0 | 0 | 0
F1_Commercial_Warehouse_New_Food Preparation_Natural Gas_Fryer_E10 | F1 | Commercial | Warehouse | New | Food Preparation | Natural Gas | Fryer | E10 | RVT - Cost of Equipment | 0 | 0 | 0 | 0 | 0 | 0 | 0 | 0 | 0 | 0 | 0 | 0 | 0 | 0 | 0 | 0 | 0 | 0 | 0 | 0 | 0 | 0 | 0 | 0 | 0 | 0 | 0 | 0 | 0 | 0 | 0 | 0 | 0
F2_Commercial_Warehouse_New_Food Preparation_Natural Gas_Fryer_E1 | F2 | Commercial | Warehouse | New | Food Preparation | Natural Gas | Fryer | E1 | RVT - Cost of Operation | 0.022026 | 0.022002 | 0.022097 | 0 | 0 | 0 | 0 | 0 | 0 | 0 | 0 | 0 | 0 | 0 | 0 | 0 | 0 | 0 | 0 | 0 | 0 | 0 | 0 | 0 | 0 | 0 | 0 | 0 | 0 | 0 | 0 | 0 | 0
F2_Commercial_Warehouse_New_Food Preparation_Natural Gas_Fryer_E2 | F2 | Commercial | Warehouse | New | Food Preparation | Natural Gas | Fryer | E2 | RVT - Cost of Operation | 0.014802 | 0.014785 | 0.014849 | 0.014715 | 0.01463 | 0.014671 | 0.014817 | 0.014933 | 0.015077 | 0.015214 | 0.015349 | 0.015472 | 0.015603 | 0.01574 | 0.01587 | 0.016004 | 0.016137 | 0.016285 | 0.01644 | 0.016603 | 0.016764 | 0.016936 | 0.017096 | 0.017266 | 0.017419 | 0.017554 | 0.017677 | 0.017783 | 0.017866 | 0.017934 | 0.017971 | 0.017996 | 0.017996
F2_Commercial_Warehouse_New_Food Preparation_Natural Gas_Fryer_E3 | F2 | Commercial | Warehouse | New | Food Preparation | Natural Gas | Fryer | E3 | RVT - Cost of Operation | 0 | 0 | 0 | 0 | 0 | 0 | 0 | 0 | 0 | 0 | 0 | 0 | 0 | 0 | 0 | 0 | 0 | 0 | 0 | 0 | 0 | 0 | 0 | 0 | 0 | 0 | 0 | 0 | 0 | 0 | 0 | 0 | 0
F2_Commercial_Warehouse_New_Food Preparation_Natural Gas_Fryer_E4 | F2 | Commercial | Warehouse | New | Food Preparation | Natural Gas | Fryer | E4 | RVT - Cost of Operation | 0 | 0 | 0 | 0 | 0 | 0 | 0 | 0 | 0 | 0 | 0 | 0 | 0 | 0 | 0 | 0 | 0 | 0 | 0 | 0 | 0 | 0 | 0 | 0 | 0 | 0 | 0 | 0 | 0 | 0 | 0 | 0 | 0
F2_Commercial_Warehouse_New_Food Preparation_Natural Gas_Fryer_E5 | F2 | Commercial | Warehouse | New | Food Preparation | Natural Gas | Fryer | E5 | RVT - Cost of Operation | 0 | 0 | 0 | 0 | 0 | 0 | 0 | 0 | 0 | 0 | 0 | 0 | 0 | 0 | 0 | 0 | 0 | 0 | 0 | 0 | 0 | 0 | 0 | 0 | 0 | 0 | 0 | 0 | 0 | 0 | 0 | 0 | 0
F2_Commercial_Warehouse_New_Food Preparation_Natural Gas_Fryer_E6 | F2 | Commercial | Warehouse | New | Food Preparation | Natural Gas | Fryer | E6 | RVT - Cost of Operation | 0 | 0 | 0 | 0 | 0 | 0 | 0 | 0 | 0 | 0 | 0 | 0 | 0 | 0 | 0 | 0 | 0 | 0 | 0 | 0 | 0 | 0 | 0 | 0 | 0 | 0 | 0 | 0 | 0 | 0 | 0 | 0 | 0
F2_Commercial_Warehouse_New_Food Preparation_Natural Gas_Fryer_E7 | F2 | Commercial | Warehouse | New | Food Preparation | Natural Gas | Fryer | E7 | RVT - Cost of Operation | 0 | 0 | 0 | 0 | 0 | 0 | 0 | 0 | 0 | 0 | 0 | 0 | 0 | 0 | 0 | 0 | 0 | 0 | 0 | 0 | 0 | 0 | 0 | 0 | 0 | 0 | 0 | 0 | 0 | 0 | 0 | 0 | 0
F2_Commercial_Warehouse_New_Food Preparation_Natural Gas_Fryer_E8 | F2 | Commercial | Warehouse | New | Food Preparation | Natural Gas | Fryer | E8 | RVT - Cost of Operation | 0 | 0 | 0 | 0 | 0 | 0 | 0 | 0 | 0 | 0 | 0 | 0 | 0 | 0 | 0 | 0 | 0 | 0 | 0 | 0 | 0 | 0 | 0 | 0 | 0 | 0 | 0 | 0 | 0 | 0 | 0 | 0 | 0
F2_Commercial_Warehouse_New_Food Preparation_Natural Gas_Fryer_E9 | F2 | Commercial | Warehouse | New | Food Preparation | Natural Gas | Fryer | E9 | RVT - Cost of Operation | 0 | 0 | 0 | 0 | 0 | 0 | 0 | 0 | 0 | 0 | 0 | 0 | 0 | 0 | 0 | 0 | 0 | 0 | 0 | 0 | 0 | 0 | 0 | 0 | 0 | 0 | 0 | 0 | 0 | 0 | 0 | 0 | 0
F2_Commercial_Warehouse_New_Food Preparation_Natural Gas_Fryer_E10 | F2 | Commercial | Warehouse | New | Food Preparation | Natural Gas | Fryer | E10 | RVT - Cost of Operation | 0 | 0 | 0 | 0 | 0 | 0 | 0 | 0 | 0 | 0 | 0 | 0 | 0 | 0 | 0 | 0 | 0 | 0 | 0 | 0 | 0 | 0 | 0 | 0 | 0 | 0 | 0 | 0 | 0 | 0 | 0 | 0 | 0
F3_Commercial_Warehouse_New_Food Preparation_Natural Gas_Fryer_E1 | F3 | Commercial | Warehouse | New | Food Preparation | Natural Gas | Fryer | E1 | System - kBTUs of Consumption | 0.0058672 | 0.0058672 | 0.0058672 | 0 | 0 | 0 | 0 | 0 | 0 | 0 | 0 | 0 | 0 | 0 | 0 | 0 | 0 | 0 | 0 | 0 | 0 | 0 | 0 | 0 | 0 | 0 | 0 | 0 | 0 | 0 | 0 | 0 | 0
F3_Commercial_Warehouse_New_Food Preparation_Natural Gas_Fryer_E2 | F3 | Commercial | Warehouse | New | Food Preparation | Natural Gas | Fryer | E2 | System - kBTUs of Consumption | 0.0069974 | 0.0069974 | 0.0069974 | 0.0069974 | 0.0069974 | 0.0069974 | 0.0069974 | 0.0069974 | 0.0069974 | 0.0069974 | 0.0069974 | 0.0069974 | 0.0069974 | 0.0069974 | 0.0069974 | 0.0069974 | 0.0069974 | 0.0069974 | 0.0069974 | 0.0069974 | 0.0069974 | 0.0069974 | 0.0069974 | 0.0069974 | 0.0069974 | 0.0069974 | 0.0069974 | 0.0069974 | 0.0069974 | 0.0069974 | 0.0069974 | 0.0069974 | 0.0069974
F3_Commercial_Warehouse_New_Food Preparation_Natural Gas_Fryer_E3 | F3 | Commercial | Warehouse | New | Food Preparation | Natural Gas | Fryer | E3 | System - kBTUs of Consumption | 0 | 0 | 0 | 0 | 0 | 0 | 0 | 0 | 0 | 0 | 0 | 0 | 0 | 0 | 0 | 0 | 0 | 0 | 0 | 0 | 0 | 0 | 0 | 0 | 0 | 0 | 0 | 0 | 0 | 0 | 0 | 0 | 0
F3_Commercial_Warehouse_New_Food Preparation_Natural Gas_Fryer_E4 | F3 | Commercial | Warehouse | New | Food Preparation | Natural Gas | Fryer | E4 | System - kBTUs of Consumption | 0 | 0 | 0 | 0 | 0 | 0 | 0 | 0 | 0 | 0 | 0 | 0 | 0 | 0 | 0 | 0 | 0 | 0 | 0 | 0 | 0 | 0 | 0 | 0 | 0 | 0 | 0 | 0 | 0 | 0 | 0 | 0 | 0
F3_Commercial_Warehouse_New_Food Preparation_Natural Gas_Fryer_E5 | F3 | Commercial | Warehouse | New | Food Preparation | Natural Gas | Fryer | E5 | System - kBTUs of Consumption | 0 | 0 | 0 | 0 | 0 | 0 | 0 | 0 | 0 | 0 | 0 | 0 | 0 | 0 | 0 | 0 | 0 | 0 | 0 | 0 | 0 | 0 | 0 | 0 | 0 | 0 | 0 | 0 | 0 | 0 | 0 | 0 | 0
F3_Commercial_Warehouse_New_Food Preparation_Natural Gas_Fryer_E6 | F3 | Commercial | Warehouse | New | Food Preparation | Natural Gas | Fryer | E6 | System - kBTUs of Consumption | 0 | 0 | 0 | 0 | 0 | 0 | 0 | 0 | 0 | 0 | 0 | 0 | 0 | 0 | 0 | 0 | 0 | 0 | 0 | 0 | 0 | 0 | 0 | 0 | 0 | 0 | 0 | 0 | 0 | 0 | 0 | 0 | 0
F3_Commercial_Warehouse_New_Food Preparation_Natural Gas_Fryer_E7 | F3 | Commercial | Warehouse | New | Food Preparation | Natural Gas | Fryer | E7 | System - kBTUs of Consumption | 0 | 0 | 0 | 0 | 0 | 0 | 0 | 0 | 0 | 0 | 0 | 0 | 0 | 0 | 0 | 0 | 0 | 0 | 0 | 0 | 0 | 0 | 0 | 0 | 0 | 0 | 0 | 0 | 0 | 0 | 0 | 0 | 0
F3_Commercial_Warehouse_New_Food Preparation_Natural Gas_Fryer_E8 | F3 | Commercial | Warehouse | New | Food Preparation | Natural Gas | Fryer | E8 | System - kBTUs of Consumption | 0 | 0 | 0 | 0 | 0 | 0 | 0 | 0 | 0 | 0 | 0 | 0 | 0 | 0 | 0 | 0 | 0 | 0 | 0 | 0 | 0 | 0 | 0 | 0 | 0 | 0 | 0 | 0 | 0 | 0 | 0 | 0 | 0
F3_Commercial_Warehouse_New_Food Preparation_Natural Gas_Fryer_E9 | F3 | Commercial | Warehouse | New | Food Preparation | Natural Gas | Fryer | E9 | System - kBTUs of Consumption | 0 | 0 | 0 | 0 | 0 | 0 | 0 | 0 | 0 | 0 | 0 | 0 | 0 | 0 | 0 | 0 | 0 | 0 | 0 | 0 | 0 | 0 | 0 | 0 | 0 | 0 | 0 | 0 | 0 | 0 | 0 | 0 | 0
F3_Commercial_Warehouse_New_Food Preparation_Natural Gas_Fryer_E10 | F3 | Commercial | Warehouse | New | Food Preparation | Natural Gas | Fryer | E10 | System - kBTUs of Consumption | 0 | 0 | 0 | 0 | 0 | 0 | 0 | 0 | 0 | 0 | 0 | 0 | 0 | 0 | 0 | 0 | 0 | 0 | 0 | 0 | 0 | 0 | 0 | 0 | 0 | 0 | 0 | 0 | 0 | 0 | 0 | 0 | 0
F4_Commercial_Warehouse_New_Food Preparation_Natural Gas_Fryer_E1 | F4 | Commercial | Warehouse | New | Food Preparation | Natural Gas | Fryer | E1 | Utility - Cost of Equipment | 0.022026 | 0.022002 | 0.022097 | 0 | 0 | 0 | 0 | 0 | 0 | 0 | 0 | 0 | 0 | 0 | 0 | 0 | 0 | 0 | 0 | 0 | 0 | 0 | 0 | 0 | 0 | 0 | 0 | 0 | 0 | 0 | 0 | 0 | 0
F4_Commercial_Warehouse_New_Food Preparation_Natural Gas_Fryer_E2 | F4 | Commercial | Warehouse | New | Food Preparation | Natural Gas | Fryer | E2 | Utility - Cost of Equipment | 0.014802 | 0.014785 | 0.014849 | 0.014715 | 0.01463 | 0.014671 | 0.014817 | 0.014933 | 0.015077 | 0.015214 | 0.015349 | 0.015472 | 0.015603 | 0.01574 | 0.01587 | 0.016004 | 0.016137 | 0.016285 | 0.01644 | 0.016603 | 0.016764 | 0.016936 | 0.017096 | 0.017266 | 0.017419 | 0.017554 | 0.017677 | 0.017783 | 0.017866 | 0.017934 | 0.017971 | 0.017996 | 0.017996
F4_Commercial_Warehouse_New_Food Preparation_Natural Gas_Fryer_E3 | F4 | Commercial | Warehouse | New | Food Preparation | Natural Gas | Fryer | E3 | Utility - Cost of Equipment | 0 | 0 | 0 | 0 | 0 | 0 | 0 | 0 | 0 | 0 | 0 | 0 | 0 | 0 | 0 | 0 | 0 | 0 | 0 | 0 | 0 | 0 | 0 | 0 | 0 | 0 | 0 | 0 | 0 | 0 | 0 | 0 | 0
F4_Commercial_Warehouse_New_Food Preparation_Natural Gas_Fryer_E4 | F4 | Commercial | Warehouse | New | Food Preparation | Natural Gas | Fryer | E4 | Utility - Cost of Equipment | 0 | 0 | 0 | 0 | 0 | 0 | 0 | 0 | 0 | 0 | 0 | 0 | 0 | 0 | 0 | 0 | 0 | 0 | 0 | 0 | 0 | 0 | 0 | 0 | 0 | 0 | 0 | 0 | 0 | 0 | 0 | 0 | 0
F4_Commercial_Warehouse_New_Food Preparation_Natural Gas_Fryer_E5 | F4 | Commercial | Warehouse | New | Food Preparation | Natural Gas | Fryer | E5 | Utility - Cost of Equipment | 0 | 0 | 0 | 0 | 0 | 0 | 0 | 0 | 0 | 0 | 0 | 0 | 0 | 0 | 0 | 0 | 0 | 0 | 0 | 0 | 0 | 0 | 0 | 0 | 0 | 0 | 0 | 0 | 0 | 0 | 0 | 0 | 0
F4_Commercial_Warehouse_New_Food Preparation_Natural Gas_Fryer_E6 | F4 | Commercial | Warehouse | New | Food Preparation | Natural Gas | Fryer | E6 | Utility - Cost of Equipment | 0 | 0 | 0 | 0 | 0 | 0 | 0 | 0 | 0 | 0 | 0 | 0 | 0 | 0 | 0 | 0 | 0 | 0 | 0 | 0 | 0 | 0 | 0 | 0 | 0 | 0 | 0 | 0 | 0 | 0 | 0 | 0 | 0
F4_Commercial_Warehouse_New_Food Preparation_Natural Gas_Fryer_E7 | F4 | Commercial | Warehouse | New | Food Preparation | Natural Gas | Fryer | E7 | Utility - Cost of Equipment | 0 | 0 | 0 | 0 | 0 | 0 | 0 | 0 | 0 | 0 | 0 | 0 | 0 | 0 | 0 | 0 | 0 | 0 | 0 | 0 | 0 | 0 | 0 | 0 | 0 | 0 | 0 | 0 | 0 | 0 | 0 | 0 | 0
F4_Commercial_Warehouse_New_Food Preparation_Natural Gas_Fryer_E8 | F4 | Commercial | Warehouse | New | Food Preparation | Natural Gas | Fryer | E8 | Utility - Cost of Equipment | 0 | 0 | 0 | 0 | 0 | 0 | 0 | 0 | 0 | 0 | 0 | 0 | 0 | 0 | 0 | 0 | 0 | 0 | 0 | 0 | 0 | 0 | 0 | 0 | 0 | 0 | 0 | 0 | 0 | 0 | 0 | 0 | 0
F4_Commercial_Warehouse_New_Food Preparation_Natural Gas_Fryer_E9 | F4 | Commercial | Warehouse | New | Food Preparation | Natural Gas | Fryer | E9 | Utility - Cost of Equipment | 0 | 0 | 0 | 0 | 0 | 0 | 0 | 0 | 0 | 0 | 0 | 0 | 0 | 0 | 0 | 0 | 0 | 0 | 0 | 0 | 0 | 0 | 0 | 0 | 0 | 0 | 0 | 0 | 0 | 0 | 0 | 0 | 0
F4_Commercial_Warehouse_New_Food Preparation_Natural Gas_Fryer_E10 | F4 | Commercial | Warehouse | New | Food Preparation | Natural Gas | Fryer | E10 | Utility - Cost of Equipment | 0 | 0 | 0 | 0 | 0 | 0 | 0 | 0 | 0 | 0 | 0 | 0 | 0 | 0 | 0 | 0 | 0 | 0 | 0 | 0 | 0 | 0 | 0 | 0 | 0 | 0 | 0 | 0 | 0 | 0 | 0 | 0 | 0
F5_Commercial_Warehouse_New_Food Preparation_Natural Gas_Fryer_E1 | F5 | Commercial | Warehouse | New | Food Preparation | Natural Gas | Fryer | E1 | Utility - Cost of Operation | 0.0058672 | 0.0058672 | 0.0058672 | 0 | 0 | 0 | 0 | 0 | 0 | 0 | 0 | 0 | 0 | 0 | 0 | 0 | 0 | 0 | 0 | 0 | 0 | 0 | 0 | 0 | 0 | 0 | 0 | 0 | 0 | 0 | 0 | 0 | 0
F5_Commercial_Warehouse_New_Food Preparation_Natural Gas_Fryer_E2 | F5 | Commercial | Warehouse | New | Food Preparation | Natural Gas | Fryer | E2 | Utility - Cost of Operation | 0.0069974 | 0.0069974 | 0.0069974 | 0.0069974 | 0.0069974 | 0.0069974 | 0.0069974 | 0.0069974 | 0.0069974 | 0.0069974 | 0.0069974 | 0.0069974 | 0.0069974 | 0.0069974 | 0.0069974 | 0.0069974 | 0.0069974 | 0.0069974 | 0.0069974 | 0.0069974 | 0.0069974 | 0.0069974 | 0.0069974 | 0.0069974 | 0.0069974 | 0.0069974 | 0.0069974 | 0.0069974 | 0.0069974 | 0.0069974 | 0.0069974 | 0.0069974 | 0.0069974
F5_Commercial_Warehouse_New_Food Preparation_Natural Gas_Fryer_E3 | F5 | Commercial | Warehouse | New | Food Preparation | Natural Gas | Fryer | E3 | Utility - Cost of Operation | 0 | 0 | 0 | 0 | 0 | 0 | 0 | 0 | 0 | 0 | 0 | 0 | 0 | 0 | 0 | 0 | 0 | 0 | 0 | 0 | 0 | 0 | 0 | 0 | 0 | 0 | 0 | 0 | 0 | 0 | 0 | 0 | 0
F5_Commercial_Warehouse_New_Food Preparation_Natural Gas_Fryer_E4 | F5 | Commercial | Warehouse | New | Food Preparation | Natural Gas | Fryer | E4 | Utility - Cost of Operation | 0 | 0 | 0 | 0 | 0 | 0 | 0 | 0 | 0 | 0 | 0 | 0 | 0 | 0 | 0 | 0 | 0 | 0 | 0 | 0 | 0 | 0 | 0 | 0 | 0 | 0 | 0 | 0 | 0 | 0 | 0 | 0 | 0
F5_Commercial_Warehouse_New_Food Preparation_Natural Gas_Fryer_E5 | F5 | Commercial | Warehouse | New | Food Preparation | Natural Gas | Fryer | E5 | Utility - Cost of Operation | 0 | 0 | 0 | 0 | 0 | 0 | 0 | 0 | 0 | 0 | 0 | 0 | 0 | 0 | 0 | 0 | 0 | 0 | 0 | 0 | 0 | 0 | 0 | 0 | 0 | 0 | 0 | 0 | 0 | 0 | 0 | 0 | 0
F5_Commercial_Warehouse_New_Food Preparation_Natural Gas_Fryer_E6 | F5 | Commercial | Warehouse | New | Food Preparation | Natural Gas | Fryer | E6 | Utility - Cost of Operation | 0 | 0 | 0 | 0 | 0 | 0 | 0 | 0 | 0 | 0 | 0 | 0 | 0 | 0 | 0 | 0 | 0 | 0 | 0 | 0 | 0 | 0 | 0 | 0 | 0 | 0 | 0 | 0 | 0 | 0 | 0 | 0 | 0
F5_Commercial_Warehouse_New_Food Preparation_Natural Gas_Fryer_E7 | F5 | Commercial | Warehouse | New | Food Preparation | Natural Gas | Fryer | E7 | Utility - Cost of Operation | 0 | 0 | 0 | 0 | 0 | 0 | 0 | 0 | 0 | 0 | 0 | 0 | 0 | 0 | 0 | 0 | 0 | 0 | 0 | 0 | 0 | 0 | 0 | 0 | 0 | 0 | 0 | 0 | 0 | 0 | 0 | 0 | 0
F5_Commercial_Warehouse_New_Food Preparation_Natural Gas_Fryer_E8 | F5 | Commercial | Warehouse | New | Food Preparation | Natural Gas | Fryer | E8 | Utility - Cost of Operation | 0 | 0 | 0 | 0 | 0 | 0 | 0 | 0 | 0 | 0 | 0 | 0 | 0 | 0 | 0 | 0 | 0 | 0 | 0 | 0 | 0 | 0 | 0 | 0 | 0 | 0 | 0 | 0 | 0 | 0 | 0 | 0 | 0
F5_Commercial_Warehouse_New_Food Preparation_Natural Gas_Fryer_E9 | F5 | Commercial | Warehouse | New | Food Preparation | Natural Gas | Fryer | E9 | Utility - Cost of Operation | 0 | 0 | 0 | 0 | 0 | 0 | 0 | 0 | 0 | 0 | 0 | 0 | 0 | 0 | 0 | 0 | 0 | 0 | 0 | 0 | 0 | 0 | 0 | 0 | 0 | 0 | 0 | 0 | 0 | 0 | 0 | 0 | 0
F5_Commercial_Warehouse_New_Food Preparation_Natural Gas_Fryer_E10 | F5 | Commercial | Warehouse | New | Food Preparation | Natural Gas | Fryer | E10 | Utility - Cost of Operation | 0 | 0 | 0 | 0 | 0 | 0 | 0 | 0 | 0 | 0 | 0 | 0 | 0 | 0 | 0 | 0 | 0 | 0 | 0 | 0 | 0 | 0 | 0 | 0 | 0 | 0 | 0 | 0 | 0 | 0 | 0 | 0 | 0
F6_Commercial_Warehouse_New_Food Preparation_Natural Gas_Fryer_E1 | F6 | Commercial | Warehouse | New | Food Preparation | Natural Gas | Fryer | E1 | Utility - Value of Sales | 0.011631 | 0.011701 | 0.011813 | 0 | 0 | 0 | 0 | 0 | 0 | 0 | 0 | 0 | 0 | 0 | 0 | 0 | 0 | 0 | 0 | 0 | 0 | 0 | 0 | 0 | 0 | 0 | 0 | 0 | 0 | 0 | 0 | 0 | 0
F6_Commercial_Warehouse_New_Food Preparation_Natural Gas_Fryer_E2 | F6 | Commercial | Warehouse | New | Food Preparation | Natural Gas | Fryer | E2 | Utility - Value of Sales | 0.007816 | 0.0078628 | 0.007938 | 0.0079215 | 0.0079215 | 0.0079215 | 0.0079215 | 0.0079215 | 0.0079215 | 0.0079215 | 0.0079215 | 0.0079215 | 0.0079215 | 0.0079215 | 0.0079215 | 0.0079215 | 0.0079215 | 0.0079215 | 0.0079215 | 0.0079215 | 0.0079215 | 0.0079215 | 0.0079215 | 0.0079215 | 0.0079215 | 0.0079215 | 0.0079215 | 0.0079215 | 0.0079215 | 0.0079215 | 0.0079215 | 0.0079215 | 0.0079215
F6_Commercial_Warehouse_New_Food Preparation_Natural Gas_Fryer_E3 | F6 | Commercial | Warehouse | New | Food Preparation | Natural Gas | Fryer | E3 | Utility - Value of Sales | 0 | 0 | 0 | 0 | 0 | 0 | 0 | 0 | 0 | 0 | 0 | 0 | 0 | 0 | 0 | 0 | 0 | 0 | 0 | 0 | 0 | 0 | 0 | 0 | 0 | 0 | 0 | 0 | 0 | 0 | 0 | 0 | 0
F6_Commercial_Warehouse_New_Food Preparation_Natural Gas_Fryer_E4 | F6 | Commercial | Warehouse | New | Food Preparation | Natural Gas | Fryer | E4 | Utility - Value of Sales | 0 | 0 | 0 | 0 | 0 | 0 | 0 | 0 | 0 | 0 | 0 | 0 | 0 | 0 | 0 | 0 | 0 | 0 | 0 | 0 | 0 | 0 | 0 | 0 | 0 | 0 | 0 | 0 | 0 | 0 | 0 | 0 | 0
F6_Commercial_Warehouse_New_Food Preparation_Natural Gas_Fryer_E5 | F6 | Commercial | Warehouse | New | Food Preparation | Natural Gas | Fryer | E5 | Utility - Value of Sales | 0 | 0 | 0 | 0 | 0 | 0 | 0 | 0 | 0 | 0 | 0 | 0 | 0 | 0 | 0 | 0 | 0 | 0 | 0 | 0 | 0 | 0 | 0 | 0 | 0 | 0 | 0 | 0 | 0 | 0 | 0 | 0 | 0
F6_Commercial_Warehouse_New_Food Preparation_Natural Gas_Fryer_E6 | F6 | Commercial | Warehouse | New | Food Preparation | Natural Gas | Fryer | E6 | Utility - Value of Sales | 0 | 0 | 0 | 0 | 0 | 0 | 0 | 0 | 0 | 0 | 0 | 0 | 0 | 0 | 0 | 0 | 0 | 0 | 0 | 0 | 0 | 0 | 0 | 0 | 0 | 0 | 0 | 0 | 0 | 0 | 0 | 0 | 0
F6_Commercial_Warehouse_New_Food Preparation_Natural Gas_Fryer_E7 | F6 | Commercial | Warehouse | New | Food Preparation | Natural Gas | Fryer | E7 | Utility - Value of Sales | 0 | 0 | 0 | 0 | 0 | 0 | 0 | 0 | 0 | 0 | 0 | 0 | 0 | 0 | 0 | 0 | 0 | 0 | 0 | 0 | 0 | 0 | 0 | 0 | 0 | 0 | 0 | 0 | 0 | 0 | 0 | 0 | 0
F6_Commercial_Warehouse_New_Food Preparation_Natural Gas_Fryer_E8 | F6 | Commercial | Warehouse | New | Food Preparation | Natural Gas | Fryer | E8 | Utility - Value of Sales | 0 | 0 | 0 | 0 | 0 | 0 | 0 | 0 | 0 | 0 | 0 | 0 | 0 | 0 | 0 | 0 | 0 | 0 | 0 | 0 | 0 | 0 | 0 | 0 | 0 | 0 | 0 | 0 | 0 | 0 | 0 | 0 | 0
F6_Commercial_Warehouse_New_Food Preparation_Natural Gas_Fryer_E9 | F6 | Commercial | Warehouse | New | Food Preparation | Natural Gas | Fryer | E9 | Utility - Value of Sales | 0 | 0 | 0 | 0 | 0 | 0 | 0 | 0 | 0 | 0 | 0 | 0 | 0 | 0 | 0 | 0 | 0 | 0 | 0 | 0 | 0 | 0 | 0 | 0 | 0 | 0 | 0 | 0 | 0 | 0 | 0 | 0 | 0
F6_Commercial_Warehouse_New_Food Preparation_Natural Gas_Fryer_E10 | F6 | Commercial | Warehouse | New | Food Preparation | Natural Gas | Fryer | E10 | Utility - Value of Sales | 0 | 0 | 0 | 0 | 0 | 0 | 0 | 0 | 0 | 0 | 0 | 0 | 0 | 0 | 0 | 0 | 0 | 0 | 0 | 0 | 0 | 0 | 0 | 0 | 0 | 0 | 0 | 0 | 0 | 0 | 0 | 0 | 0
F1_Commercial_Warehouse_New_Food Preparation_Natural Gas_Broiler_E1 | F1 | Commercial | Warehouse | New | Food Preparation | Natural Gas | Broiler | E1 | RVT - Cost of Equipment | 0.02041 | 0.020436 | 0.020547 | 0.020443 | 0.02039 | 0.020471 | 0.020666 | 0.020825 | 0.021019 | 0.021205 | 0.021394 | 0.021572 | 0.021761 | 0.021958 | 0.022148 | 0.022343 | 0.022539 | 0.022749 | 0.022968 | 0.023194 | 0.023411 | 0.023628 | 0.023823 | 0.024019 | 0.024188 | 0.024335 | 0.024468 | 0.024583 | 0.024673 | 0.024747 | 0.024787 | 0.024814 | 0.024814
F1_Commercial_Warehouse_New_Food Preparation_Natural Gas_Broiler_E2 | F1 | Commercial | Warehouse | New | Food Preparation | Natural Gas | Broiler | E2 | RVT - Cost of Equipment | 0.01312 | 0.013137 | 0.013209 | 0.013142 | 0.013108 | 0.01316 | 0.013286 | 0.013388 | 0.013512 | 0.013632 | 0.013753 | 0.013868 | 0.013989 | 0.014116 | 0.014238 | 0.014363 | 0.014489 | 0.014625 | 0.014765 | 0.014911 | 0.01505 | 0.01519 | 0.015315 | 0.015441 | 0.01555 | 0.015644 | 0.015729 | 0.015803 | 0.015861 | 0.015909 | 0.015934 | 0.015952 | 0.015952
F1_Commercial_Warehouse_New_Food Preparation_Natural Gas_Broiler_E3 | F1 | Commercial | Warehouse | New | Food Preparation | Natural Gas | Broiler | E3 | RVT - Cost of Equipment | 0 | 0 | 0 | 0 | 0 | 0 | 0 | 0 | 0 | 0 | 0 | 0 | 0 | 0 | 0 | 0 | 0 | 0 | 0 | 0 | 0 | 0 | 0 | 0 | 0 | 0 | 0 | 0 | 0 | 0 | 0 | 0 | 0
F1_Commercial_Warehouse_New_Food Preparation_Natural Gas_Broiler_E4 | F1 | Commercial | Warehouse | New | Food Preparation | Natural Gas | Broiler | E4 | RVT - Cost of Equipment | 0 | 0 | 0 | 0 | 0 | 0 | 0 | 0 | 0 | 0 | 0 | 0 | 0 | 0 | 0 | 0 | 0 | 0 | 0 | 0 | 0 | 0 | 0 | 0 | 0 | 0 | 0 | 0 | 0 | 0 | 0 | 0 | 0
F1_Commercial_Warehouse_New_Food Preparation_Natural Gas_Broiler_E5 | F1 | Commercial | Warehouse | New | Food Preparation | Natural Gas | Broiler | E5 | RVT - Cost of Equipment | 0 | 0 | 0 | 0 | 0 | 0 | 0 | 0 | 0 | 0 | 0 | 0 | 0 | 0 | 0 | 0 | 0 | 0 | 0 | 0 | 0 | 0 | 0 | 0 | 0 | 0 | 0 | 0 | 0 | 0 | 0 | 0 | 0
F1_Commercial_Warehouse_New_Food Preparation_Natural Gas_Broiler_E6 | F1 | Commercial | Warehouse | New | Food Preparation | Natural Gas | Broiler | E6 | RVT - Cost of Equipment | 0 | 0 | 0 | 0 | 0 | 0 | 0 | 0 | 0 | 0 | 0 | 0 | 0 | 0 | 0 | 0 | 0 | 0 | 0 | 0 | 0 | 0 | 0 | 0 | 0 | 0 | 0 | 0 | 0 | 0 | 0 | 0 | 0
F1_Commercial_Warehouse_New_Food Preparation_Natural Gas_Broiler_E7 | F1 | Commercial | Warehouse | New | Food Preparation | Natural Gas | Broiler | E7 | RVT - Cost of Equipment | 0 | 0 | 0 | 0 | 0 | 0 | 0 | 0 | 0 | 0 | 0 | 0 | 0 | 0 | 0 | 0 | 0 | 0 | 0 | 0 | 0 | 0 | 0 | 0 | 0 | 0 | 0 | 0 | 0 | 0 | 0 | 0 | 0
F1_Commercial_Warehouse_New_Food Preparation_Natural Gas_Broiler_E8 | F1 | Commercial | Warehouse | New | Food Preparation | Natural Gas | Broiler | E8 | RVT - Cost of Equipment | 0 | 0 | 0 | 0 | 0 | 0 | 0 | 0 | 0 | 0 | 0 | 0 | 0 | 0 | 0 | 0 | 0 | 0 | 0 | 0 | 0 | 0 | 0 | 0 | 0 | 0 | 0 | 0 | 0 | 0 | 0 | 0 | 0
F1_Commercial_Warehouse_New_Food Preparation_Natural Gas_Broiler_E9 | F1 | Commercial | Warehouse | New | Food Preparation | Natural Gas | Broiler | E9 | RVT - Cost of Equipment | 0 | 0 | 0 | 0 | 0 | 0 | 0 | 0 | 0 | 0 | 0 | 0 | 0 | 0 | 0 | 0 | 0 | 0 | 0 | 0 | 0 | 0 | 0 | 0 | 0 | 0 | 0 | 0 | 0 | 0 | 0 | 0 | 0
F1_Commercial_Warehouse_New_Food Preparation_Natural Gas_Broiler_E10 | F1 | Commercial | Warehouse | New | Food Preparation | Natural Gas | Broiler | E10 | RVT - Cost of Equipment | 0 | 0 | 0 | 0 | 0 | 0 | 0 | 0 | 0 | 0 | 0 | 0 | 0 | 0 | 0 | 0 | 0 | 0 | 0 | 0 | 0 | 0 | 0 | 0 | 0 | 0 | 0 | 0 | 0 | 0 | 0 | 0 | 0
F2_Commercial_Warehouse_New_Food Preparation_Natural Gas_Broiler_E1 | F2 | Commercial | Warehouse | New | Food Preparation | Natural Gas | Broiler | E1 | RVT - Cost of Operation | 0.024452 | 0.024483 | 0.024617 | 0.024492 | 0.024429 | 0.024526 | 0.02476 | 0.02495 | 0.025182 | 0.025405 | 0.025631 | 0.025844 | 0.026072 | 0.026307 | 0.026535 | 0.026768 | 0.027003 | 0.027255 | 0.027518 | 0.027788 | 0.028048 | 0.028308 | 0.028542 | 0.028776 | 0.028979 | 0.029155 | 0.029314 | 0.029452 | 0.02956 | 0.029648 | 0.029696 | 0.029729 | 0.029729
F2_Commercial_Warehouse_New_Food Preparation_Natural Gas_Broiler_E2 | F2 | Commercial | Warehouse | New | Food Preparation | Natural Gas | Broiler | E2 | RVT - Cost of Operation | 0.015719 | 0.015739 | 0.015825 | 0.015745 | 0.015704 | 0.015767 | 0.015917 | 0.016039 | 0.016188 | 0.016332 | 0.016477 | 0.016614 | 0.01676 | 0.016911 | 0.017058 | 0.017208 | 0.017359 | 0.017521 | 0.01769 | 0.017864 | 0.018031 | 0.018198 | 0.018348 | 0.018499 | 0.018629 | 0.018742 | 0.018845 | 0.018933 | 0.019003 | 0.019059 | 0.01909 | 0.019111 | 0.019111
F2_Commercial_Warehouse_New_Food Preparation_Natural Gas_Broiler_E3 | F2 | Commercial | Warehouse | New | Food Preparation | Natural Gas | Broiler | E3 | RVT - Cost of Operation | 0 | 0 | 0 | 0 | 0 | 0 | 0 | 0 | 0 | 0 | 0 | 0 | 0 | 0 | 0 | 0 | 0 | 0 | 0 | 0 | 0 | 0 | 0 | 0 | 0 | 0 | 0 | 0 | 0 | 0 | 0 | 0 | 0
F2_Commercial_Warehouse_New_Food Preparation_Natural Gas_Broiler_E4 | F2 | Commercial | Warehouse | New | Food Preparation | Natural Gas | Broiler | E4 | RVT - Cost of Operation | 0 | 0 | 0 | 0 | 0 | 0 | 0 | 0 | 0 | 0 | 0 | 0 | 0 | 0 | 0 | 0 | 0 | 0 | 0 | 0 | 0 | 0 | 0 | 0 | 0 | 0 | 0 | 0 | 0 | 0 | 0 | 0 | 0
F2_Commercial_Warehouse_New_Food Preparation_Natural Gas_Broiler_E5 | F2 | Commercial | Warehouse | New | Food Preparation | Natural Gas | Broiler | E5 | RVT - Cost of Operation | 0 | 0 | 0 | 0 | 0 | 0 | 0 | 0 | 0 | 0 | 0 | 0 | 0 | 0 | 0 | 0 | 0 | 0 | 0 | 0 | 0 | 0 | 0 | 0 | 0 | 0 | 0 | 0 | 0 | 0 | 0 | 0 | 0
F2_Commercial_Warehouse_New_Food Preparation_Natural Gas_Broiler_E6 | F2 | Commercial | Warehouse | New | Food Preparation | Natural Gas | Broiler | E6 | RVT - Cost of Operation | 0 | 0 | 0 | 0 | 0 | 0 | 0 | 0 | 0 | 0 | 0 | 0 | 0 | 0 | 0 | 0 | 0 | 0 | 0 | 0 | 0 | 0 | 0 | 0 | 0 | 0 | 0 | 0 | 0 | 0 | 0 | 0 | 0
F2_Commercial_Warehouse_New_Food Preparation_Natural Gas_Broiler_E7 | F2 | Commercial | Warehouse | New | Food Preparation | Natural Gas | Broiler | E7 | RVT - Cost of Operation | 0 | 0 | 0 | 0 | 0 | 0 | 0 | 0 | 0 | 0 | 0 | 0 | 0 | 0 | 0 | 0 | 0 | 0 | 0 | 0 | 0 | 0 | 0 | 0 | 0 | 0 | 0 | 0 | 0 | 0 | 0 | 0 | 0
F2_Commercial_Warehouse_New_Food Preparation_Natural Gas_Broiler_E8 | F2 | Commercial | Warehouse | New | Food Preparation | Natural Gas | Broiler | E8 | RVT - Cost of Operation | 0 | 0 | 0 | 0 | 0 | 0 | 0 | 0 | 0 | 0 | 0 | 0 | 0 | 0 | 0 | 0 | 0 | 0 | 0 | 0 | 0 | 0 | 0 | 0 | 0 | 0 | 0 | 0 | 0 | 0 | 0 | 0 | 0
F2_Commercial_Warehouse_New_Food Preparation_Natural Gas_Broiler_E9 | F2 | Commercial | Warehouse | New | Food Preparation | Natural Gas | Broiler | E9 | RVT - Cost of Operation | 0 | 0 | 0 | 0 | 0 | 0 | 0 | 0 | 0 | 0 | 0 | 0 | 0 | 0 | 0 | 0 | 0 | 0 | 0 | 0 | 0 | 0 | 0 | 0 | 0 | 0 | 0 | 0 | 0 | 0 | 0 | 0 | 0
F2_Commercial_Warehouse_New_Food Preparation_Natural Gas_Broiler_E10 | F2 | Commercial | Warehouse | New | Food Preparation | Natural Gas | Broiler | E10 | RVT - Cost of Operation | 0 | 0 | 0 | 0 | 0 | 0 | 0 | 0 | 0 | 0 | 0 | 0 | 0 | 0 | 0 | 0 | 0 | 0 | 0 | 0 | 0 | 0 | 0 | 0 | 0 | 0 | 0 | 0 | 0 | 0 | 0 | 0 | 0
F3_Commercial_Warehouse_New_Food Preparation_Natural Gas_Broiler_E1 | F3 | Commercial | Warehouse | New | Food Preparation | Natural Gas | Broiler | E1 | System - kBTUs of Consumption | 0.0055182 | 0.0055182 | 0.0055182 | 0.0055182 | 0.0055182 | 0.0055182 | 0.0055182 | 0.0055182 | 0.0055182 | 0.0055182 | 0.0055182 | 0.0055182 | 0.0055182 | 0.0055182 | 0.0055182 | 0.0055182 | 0.0055182 | 0.0055182 | 0.0055182 | 0.0055182 | 0.0055182 | 0.0055182 | 0.0055182 | 0.0055182 | 0.0055182 | 0.0055182 | 0.0055182 | 0.0055182 | 0.0055182 | 0.0055182 | 0.0055182 | 0.0055182 | 0.0055182
F3_Commercial_Warehouse_New_Food Preparation_Natural Gas_Broiler_E2 | F3 | Commercial | Warehouse | New | Food Preparation | Natural Gas | Broiler | E2 | System - kBTUs of Consumption | 0.0077255 | 0.0077255 | 0.0077255 | 0.0077255 | 0.0077255 | 0.0077255 | 0.0077255 | 0.0077255 | 0.0077255 | 0.0077255 | 0.0077255 | 0.0077255 | 0.0077255 | 0.0077255 | 0.0077255 | 0.0077255 | 0.0077255 | 0.0077255 | 0.0077255 | 0.0077255 | 0.0077255 | 0.0077255 | 0.0077255 | 0.0077255 | 0.0077255 | 0.0077255 | 0.0077255 | 0.0077255 | 0.0077255 | 0.0077255 | 0.0077255 | 0.0077255 | 0.0077255
F3_Commercial_Warehouse_New_Food Preparation_Natural Gas_Broiler_E3 | F3 | Commercial | Warehouse | New | Food Preparation | Natural Gas | Broiler | E3 | System - kBTUs of Consumption | 0 | 0 | 0 | 0 | 0 | 0 | 0 | 0 | 0 | 0 | 0 | 0 | 0 | 0 | 0 | 0 | 0 | 0 | 0 | 0 | 0 | 0 | 0 | 0 | 0 | 0 | 0 | 0 | 0 | 0 | 0 | 0 | 0
F3_Commercial_Warehouse_New_Food Preparation_Natural Gas_Broiler_E4 | F3 | Commercial | Warehouse | New | Food Preparation | Natural Gas | Broiler | E4 | System - kBTUs of Consumption | 0 | 0 | 0 | 0 | 0 | 0 | 0 | 0 | 0 | 0 | 0 | 0 | 0 | 0 | 0 | 0 | 0 | 0 | 0 | 0 | 0 | 0 | 0 | 0 | 0 | 0 | 0 | 0 | 0 | 0 | 0 | 0 | 0
F3_Commercial_Warehouse_New_Food Preparation_Natural Gas_Broiler_E5 | F3 | Commercial | Warehouse | New | Food Preparation | Natural Gas | Broiler | E5 | System - kBTUs of Consumption | 0 | 0 | 0 | 0 | 0 | 0 | 0 | 0 | 0 | 0 | 0 | 0 | 0 | 0 | 0 | 0 | 0 | 0 | 0 | 0 | 0 | 0 | 0 | 0 | 0 | 0 | 0 | 0 | 0 | 0 | 0 | 0 | 0
F3_Commercial_Warehouse_New_Food Preparation_Natural Gas_Broiler_E6 | F3 | Commercial | Warehouse | New | Food Preparation | Natural Gas | Broiler | E6 | System - kBTUs of Consumption | 0 | 0 | 0 | 0 | 0 | 0 | 0 | 0 | 0 | 0 | 0 | 0 | 0 | 0 | 0 | 0 | 0 | 0 | 0 | 0 | 0 | 0 | 0 | 0 | 0 | 0 | 0 | 0 | 0 | 0 | 0 | 0 | 0
F3_Commercial_Warehouse_New_Food Preparation_Natural Gas_Broiler_E7 | F3 | Commercial | Warehouse | New | Food Preparation | Natural Gas | Broiler | E7 | System - kBTUs of Consumption | 0 | 0 | 0 | 0 | 0 | 0 | 0 | 0 | 0 | 0 | 0 | 0 | 0 | 0 | 0 | 0 | 0 | 0 | 0 | 0 | 0 | 0 | 0 | 0 | 0 | 0 | 0 | 0 | 0 | 0 | 0 | 0 | 0
F3_Commercial_Warehouse_New_Food Preparation_Natural Gas_Broiler_E8 | F3 | Commercial | Warehouse | New | Food Preparation | Natural Gas | Broiler | E8 | System - kBTUs of Consumption | 0 | 0 | 0 | 0 | 0 | 0 | 0 | 0 | 0 | 0 | 0 | 0 | 0 | 0 | 0 | 0 | 0 | 0 | 0 | 0 | 0 | 0 | 0 | 0 | 0 | 0 | 0 | 0 | 0 | 0 | 0 | 0 | 0
F3_Commercial_Warehouse_New_Food Preparation_Natural Gas_Broiler_E9 | F3 | Commercial | Warehouse | New | Food Preparation | Natural Gas | Broiler | E9 | System - kBTUs of Consumption | 0 | 0 | 0 | 0 | 0 | 0 | 0 | 0 | 0 | 0 | 0 | 0 | 0 | 0 | 0 | 0 | 0 | 0 | 0 | 0 | 0 | 0 | 0 | 0 | 0 | 0 | 0 | 0 | 0 | 0 | 0 | 0 | 0
F3_Commercial_Warehouse_New_Food Preparation_Natural Gas_Broiler_E10 | F3 | Commercial | Warehouse | New | Food Preparation | Natural Gas | Broiler | E10 | System - kBTUs of Consumption | 0 | 0 | 0 | 0 | 0 | 0 | 0 | 0 | 0 | 0 | 0 | 0 | 0 | 0 | 0 | 0 | 0 | 0 | 0 | 0 | 0 | 0 | 0 | 0 | 0 | 0 | 0 | 0 | 0 | 0 | 0 | 0 | 0
F4_Commercial_Warehouse_New_Food Preparation_Natural Gas_Broiler_E1 | F4 | Commercial | Warehouse | New | Food Preparation | Natural Gas | Broiler | E1 | Utility - Cost of Equipment | 0.024452 | 0.024483 | 0.024617 | 0.024492 | 0.024429 | 0.024526 | 0.02476 | 0.02495 | 0.025182 | 0.025405 | 0.025631 | 0.025844 | 0.026072 | 0.026307 | 0.026535 | 0.026768 | 0.027003 | 0.027255 | 0.027518 | 0.027788 | 0.028048 | 0.028308 | 0.028542 | 0.028776 | 0.028979 | 0.029155 | 0.029314 | 0.029452 | 0.02956 | 0.029648 | 0.029696 | 0.029729 | 0.029729
F4_Commercial_Warehouse_New_Food Preparation_Natural Gas_Broiler_E2 | F4 | Commercial | Warehouse | New | Food Preparation | Natural Gas | Broiler | E2 | Utility - Cost of Equipment | 0.015719 | 0.015739 | 0.015825 | 0.015745 | 0.015704 | 0.015767 | 0.015917 | 0.016039 | 0.016188 | 0.016332 | 0.016477 | 0.016614 | 0.01676 | 0.016911 | 0.017058 | 0.017208 | 0.017359 | 0.017521 | 0.01769 | 0.017864 | 0.018031 | 0.018198 | 0.018348 | 0.018499 | 0.018629 | 0.018742 | 0.018845 | 0.018933 | 0.019003 | 0.019059 | 0.01909 | 0.019111 | 0.019111
F4_Commercial_Warehouse_New_Food Preparation_Natural Gas_Broiler_E3 | F4 | Commercial | Warehouse | New | Food Preparation | Natural Gas | Broiler | E3 | Utility - Cost of Equipment | 0 | 0 | 0 | 0 | 0 | 0 | 0 | 0 | 0 | 0 | 0 | 0 | 0 | 0 | 0 | 0 | 0 | 0 | 0 | 0 | 0 | 0 | 0 | 0 | 0 | 0 | 0 | 0 | 0 | 0 | 0 | 0 | 0
F4_Commercial_Warehouse_New_Food Preparation_Natural Gas_Broiler_E4 | F4 | Commercial | Warehouse | New | Food Preparation | Natural Gas | Broiler | E4 | Utility - Cost of Equipment | 0 | 0 | 0 | 0 | 0 | 0 | 0 | 0 | 0 | 0 | 0 | 0 | 0 | 0 | 0 | 0 | 0 | 0 | 0 | 0 | 0 | 0 | 0 | 0 | 0 | 0 | 0 | 0 | 0 | 0 | 0 | 0 | 0
F4_Commercial_Warehouse_New_Food Preparation_Natural Gas_Broiler_E5 | F4 | Commercial | Warehouse | New | Food Preparation | Natural Gas | Broiler | E5 | Utility - Cost of Equipment | 0 | 0 | 0 | 0 | 0 | 0 | 0 | 0 | 0 | 0 | 0 | 0 | 0 | 0 | 0 | 0 | 0 | 0 | 0 | 0 | 0 | 0 | 0 | 0 | 0 | 0 | 0 | 0 | 0 | 0 | 0 | 0 | 0
F4_Commercial_Warehouse_New_Food Preparation_Natural Gas_Broiler_E6 | F4 | Commercial | Warehouse | New | Food Preparation | Natural Gas | Broiler | E6 | Utility - Cost of Equipment | 0 | 0 | 0 | 0 | 0 | 0 | 0 | 0 | 0 | 0 | 0 | 0 | 0 | 0 | 0 | 0 | 0 | 0 | 0 | 0 | 0 | 0 | 0 | 0 | 0 | 0 | 0 | 0 | 0 | 0 | 0 | 0 | 0
F4_Commercial_Warehouse_New_Food Preparation_Natural Gas_Broiler_E7 | F4 | Commercial | Warehouse | New | Food Preparation | Natural Gas | Broiler | E7 | Utility - Cost of Equipment | 0 | 0 | 0 | 0 | 0 | 0 | 0 | 0 | 0 | 0 | 0 | 0 | 0 | 0 | 0 | 0 | 0 | 0 | 0 | 0 | 0 | 0 | 0 | 0 | 0 | 0 | 0 | 0 | 0 | 0 | 0 | 0 | 0
F4_Commercial_Warehouse_New_Food Preparation_Natural Gas_Broiler_E8 | F4 | Commercial | Warehouse | New | Food Preparation | Natural Gas | Broiler | E8 | Utility - Cost of Equipment | 0 | 0 | 0 | 0 | 0 | 0 | 0 | 0 | 0 | 0 | 0 | 0 | 0 | 0 | 0 | 0 | 0 | 0 | 0 | 0 | 0 | 0 | 0 | 0 | 0 | 0 | 0 | 0 | 0 | 0 | 0 | 0 | 0
F4_Commercial_Warehouse_New_Food Preparation_Natural Gas_Broiler_E9 | F4 | Commercial | Warehouse | New | Food Preparation | Natural Gas | Broiler | E9 | Utility - Cost of Equipment | 0 | 0 | 0 | 0 | 0 | 0 | 0 | 0 | 0 | 0 | 0 | 0 | 0 | 0 | 0 | 0 | 0 | 0 | 0 | 0 | 0 | 0 | 0 | 0 | 0 | 0 | 0 | 0 | 0 | 0 | 0 | 0 | 0
F4_Commercial_Warehouse_New_Food Preparation_Natural Gas_Broiler_E10 | F4 | Commercial | Warehouse | New | Food Preparation | Natural Gas | Broiler | E10 | Utility - Cost of Equipment | 0 | 0 | 0 | 0 | 0 | 0 | 0 | 0 | 0 | 0 | 0 | 0 | 0 | 0 | 0 | 0 | 0 | 0 | 0 | 0 | 0 | 0 | 0 | 0 | 0 | 0 | 0 | 0 | 0 | 0 | 0 | 0 | 0
F5_Commercial_Warehouse_New_Food Preparation_Natural Gas_Broiler_E1 | F5 | Commercial | Warehouse | New | Food Preparation | Natural Gas | Broiler | E1 | Utility - Cost of Operation | 0.0055182 | 0.0055182 | 0.0055182 | 0.0055182 | 0.0055182 | 0.0055182 | 0.0055182 | 0.0055182 | 0.0055182 | 0.0055182 | 0.0055182 | 0.0055182 | 0.0055182 | 0.0055182 | 0.0055182 | 0.0055182 | 0.0055182 | 0.0055182 | 0.0055182 | 0.0055182 | 0.0055182 | 0.0055182 | 0.0055182 | 0.0055182 | 0.0055182 | 0.0055182 | 0.0055182 | 0.0055182 | 0.0055182 | 0.0055182 | 0.0055182 | 0.0055182 | 0.0055182
F5_Commercial_Warehouse_New_Food Preparation_Natural Gas_Broiler_E2 | F5 | Commercial | Warehouse | New | Food Preparation | Natural Gas | Broiler | E2 | Utility - Cost of Operation | 0.0077255 | 0.0077255 | 0.0077255 | 0.0077255 | 0.0077255 | 0.0077255 | 0.0077255 | 0.0077255 | 0.0077255 | 0.0077255 | 0.0077255 | 0.0077255 | 0.0077255 | 0.0077255 | 0.0077255 | 0.0077255 | 0.0077255 | 0.0077255 | 0.0077255 | 0.0077255 | 0.0077255 | 0.0077255 | 0.0077255 | 0.0077255 | 0.0077255 | 0.0077255 | 0.0077255 | 0.0077255 | 0.0077255 | 0.0077255 | 0.0077255 | 0.0077255 | 0.0077255
F5_Commercial_Warehouse_New_Food Preparation_Natural Gas_Broiler_E3 | F5 | Commercial | Warehouse | New | Food Preparation | Natural Gas | Broiler | E3 | Utility - Cost of Operation | 0 | 0 | 0 | 0 | 0 | 0 | 0 | 0 | 0 | 0 | 0 | 0 | 0 | 0 | 0 | 0 | 0 | 0 | 0 | 0 | 0 | 0 | 0 | 0 | 0 | 0 | 0 | 0 | 0 | 0 | 0 | 0 | 0
F5_Commercial_Warehouse_New_Food Preparation_Natural Gas_Broiler_E4 | F5 | Commercial | Warehouse | New | Food Preparation | Natural Gas | Broiler | E4 | Utility - Cost of Operation | 0 | 0 | 0 | 0 | 0 | 0 | 0 | 0 | 0 | 0 | 0 | 0 | 0 | 0 | 0 | 0 | 0 | 0 | 0 | 0 | 0 | 0 | 0 | 0 | 0 | 0 | 0 | 0 | 0 | 0 | 0 | 0 | 0
F5_Commercial_Warehouse_New_Food Preparation_Natural Gas_Broiler_E5 | F5 | Commercial | Warehouse | New | Food Preparation | Natural Gas | Broiler | E5 | Utility - Cost of Operation | 0 | 0 | 0 | 0 | 0 | 0 | 0 | 0 | 0 | 0 | 0 | 0 | 0 | 0 | 0 | 0 | 0 | 0 | 0 | 0 | 0 | 0 | 0 | 0 | 0 | 0 | 0 | 0 | 0 | 0 | 0 | 0 | 0
F5_Commercial_Warehouse_New_Food Preparation_Natural Gas_Broiler_E6 | F5 | Commercial | Warehouse | New | Food Preparation | Natural Gas | Broiler | E6 | Utility - Cost of Operation | 0 | 0 | 0 | 0 | 0 | 0 | 0 | 0 | 0 | 0 | 0 | 0 | 0 | 0 | 0 | 0 | 0 | 0 | 0 | 0 | 0 | 0 | 0 | 0 | 0 | 0 | 0 | 0 | 0 | 0 | 0 | 0 | 0
F5_Commercial_Warehouse_New_Food Preparation_Natural Gas_Broiler_E7 | F5 | Commercial | Warehouse | New | Food Preparation | Natural Gas | Broiler | E7 | Utility - Cost of Operation | 0 | 0 | 0 | 0 | 0 | 0 | 0 | 0 | 0 | 0 | 0 | 0 | 0 | 0 | 0 | 0 | 0 | 0 | 0 | 0 | 0 | 0 | 0 | 0 | 0 | 0 | 0 | 0 | 0 | 0 | 0 | 0 | 0
F5_Commercial_Warehouse_New_Food Preparation_Natural Gas_Broiler_E8 | F5 | Commercial | Warehouse | New | Food Preparation | Natural Gas | Broiler | E8 | Utility - Cost of Operation | 0 | 0 | 0 | 0 | 0 | 0 | 0 | 0 | 0 | 0 | 0 | 0 | 0 | 0 | 0 | 0 | 0 | 0 | 0 | 0 | 0 | 0 | 0 | 0 | 0 | 0 | 0 | 0 | 0 | 0 | 0 | 0 | 0
F5_Commercial_Warehouse_New_Food Preparation_Natural Gas_Broiler_E9 | F5 | Commercial | Warehouse | New | Food Preparation | Natural Gas | Broiler | E9 | Utility - Cost of Operation | 0 | 0 | 0 | 0 | 0 | 0 | 0 | 0 | 0 | 0 | 0 | 0 | 0 | 0 | 0 | 0 | 0 | 0 | 0 | 0 | 0 | 0 | 0 | 0 | 0 | 0 | 0 | 0 | 0 | 0 | 0 | 0 | 0
F5_Commercial_Warehouse_New_Food Preparation_Natural Gas_Broiler_E10 | F5 | Commercial | Warehouse | New | Food Preparation | Natural Gas | Broiler | E10 | Utility - Cost of Operation | 0 | 0 | 0 | 0 | 0 | 0 | 0 | 0 | 0 | 0 | 0 | 0 | 0 | 0 | 0 | 0 | 0 | 0 | 0 | 0 | 0 | 0 | 0 | 0 | 0 | 0 | 0 | 0 | 0 | 0 | 0 | 0 | 0
F6_Commercial_Warehouse_New_Food Preparation_Natural Gas_Broiler_E1 | F6 | Commercial | Warehouse | New | Food Preparation | Natural Gas | Broiler | E1 | Utility - Value of Sales | 0.012943 | 0.013001 | 0.013094 | 0.013074 | 0.013074 | 0.013074 | 0.013074 | 0.013074 | 0.013074 | 0.013074 | 0.013074 | 0.013074 | 0.013074 | 0.013074 | 0.013074 | 0.013074 | 0.013074 | 0.013074 | 0.013074 | 0.013074 | 0.013074 | 0.013074 | 0.013074 | 0.013074 | 0.013074 | 0.013074 | 0.013074 | 0.013074 | 0.013074 | 0.013074 | 0.013074 | 0.013074 | 0.013074
F6_Commercial_Warehouse_New_Food Preparation_Natural Gas_Broiler_E2 | F6 | Commercial | Warehouse | New | Food Preparation | Natural Gas | Broiler | E2 | Utility - Value of Sales | 0.0083205 | 0.0083578 | 0.0084177 | 0.0084045 | 0.0084045 | 0.0084045 | 0.0084045 | 0.0084045 | 0.0084045 | 0.0084045 | 0.0084045 | 0.0084045 | 0.0084045 | 0.0084045 | 0.0084045 | 0.0084045 | 0.0084045 | 0.0084045 | 0.0084045 | 0.0084045 | 0.0084045 | 0.0084045 | 0.0084045 | 0.0084045 | 0.0084045 | 0.0084045 | 0.0084045 | 0.0084045 | 0.0084045 | 0.0084045 | 0.0084045 | 0.0084045 | 0.0084045
F6_Commercial_Warehouse_New_Food Preparation_Natural Gas_Broiler_E3 | F6 | Commercial | Warehouse | New | Food Preparation | Natural Gas | Broiler | E3 | Utility - Value of Sales | 0 | 0 | 0 | 0 | 0 | 0 | 0 | 0 | 0 | 0 | 0 | 0 | 0 | 0 | 0 | 0 | 0 | 0 | 0 | 0 | 0 | 0 | 0 | 0 | 0 | 0 | 0 | 0 | 0 | 0 | 0 | 0 | 0
F6_Commercial_Warehouse_New_Food Preparation_Natural Gas_Broiler_E4 | F6 | Commercial | Warehouse | New | Food Preparation | Natural Gas | Broiler | E4 | Utility - Value of Sales | 0 | 0 | 0 | 0 | 0 | 0 | 0 | 0 | 0 | 0 | 0 | 0 | 0 | 0 | 0 | 0 | 0 | 0 | 0 | 0 | 0 | 0 | 0 | 0 | 0 | 0 | 0 | 0 | 0 | 0 | 0 | 0 | 0
F6_Commercial_Warehouse_New_Food Preparation_Natural Gas_Broiler_E5 | F6 | Commercial | Warehouse | New | Food Preparation | Natural Gas | Broiler | E5 | Utility - Value of Sales | 0 | 0 | 0 | 0 | 0 | 0 | 0 | 0 | 0 | 0 | 0 | 0 | 0 | 0 | 0 | 0 | 0 | 0 | 0 | 0 | 0 | 0 | 0 | 0 | 0 | 0 | 0 | 0 | 0 | 0 | 0 | 0 | 0
F6_Commercial_Warehouse_New_Food Preparation_Natural Gas_Broiler_E6 | F6 | Commercial | Warehouse | New | Food Preparation | Natural Gas | Broiler | E6 | Utility - Value of Sales | 0 | 0 | 0 | 0 | 0 | 0 | 0 | 0 | 0 | 0 | 0 | 0 | 0 | 0 | 0 | 0 | 0 | 0 | 0 | 0 | 0 | 0 | 0 | 0 | 0 | 0 | 0 | 0 | 0 | 0 | 0 | 0 | 0
F6_Commercial_Warehouse_New_Food Preparation_Natural Gas_Broiler_E7 | F6 | Commercial | Warehouse | New | Food Preparation | Natural Gas | Broiler | E7 | Utility - Value of Sales | 0 | 0 | 0 | 0 | 0 | 0 | 0 | 0 | 0 | 0 | 0 | 0 | 0 | 0 | 0 | 0 | 0 | 0 | 0 | 0 | 0 | 0 | 0 | 0 | 0 | 0 | 0 | 0 | 0 | 0 | 0 | 0 | 0
F6_Commercial_Warehouse_New_Food Preparation_Natural Gas_Broiler_E8 | F6 | Commercial | Warehouse | New | Food Preparation | Natural Gas | Broiler | E8 | Utility - Value of Sales | 0 | 0 | 0 | 0 | 0 | 0 | 0 | 0 | 0 | 0 | 0 | 0 | 0 | 0 | 0 | 0 | 0 | 0 | 0 | 0 | 0 | 0 | 0 | 0 | 0 | 0 | 0 | 0 | 0 | 0 | 0 | 0 | 0
F6_Commercial_Warehouse_New_Food Preparation_Natural Gas_Broiler_E9 | F6 | Commercial | Warehouse | New | Food Preparation | Natural Gas | Broiler | E9 | Utility - Value of Sales | 0 | 0 | 0 | 0 | 0 | 0 | 0 | 0 | 0 | 0 | 0 | 0 | 0 | 0 | 0 | 0 | 0 | 0 | 0 | 0 | 0 | 0 | 0 | 0 | 0 | 0 | 0 | 0 | 0 | 0 | 0 | 0 | 0
F6_Commercial_Warehouse_New_Food Preparation_Natural Gas_Broiler_E10 | F6 | Commercial | Warehouse | New | Food Preparation | Natural Gas | Broiler | E10 | Utility - Value of Sales | 0 | 0 | 0 | 0 | 0 | 0 | 0 | 0 | 0 | 0 | 0 | 0 | 0 | 0 | 0 | 0 | 0 | 0 | 0 | 0 | 0 | 0 | 0 | 0 | 0 | 0 | 0 | 0 | 0 | 0 | 0 | 0 | 0
F1_Commercial_Warehouse_New_Food Preparation_Natural Gas_Griddle_E1 | F1 | Commercial | Warehouse | New | Food Preparation | Natural Gas | Griddle | E1 | RVT - Cost of Equipment | 0.012796 | 0.012812 | 0.012882 | 0 | 0 | 0 | 0 | 0 | 0 | 0 | 0 | 0 | 0 | 0 | 0 | 0 | 0 | 0 | 0 | 0 | 0 | 0 | 0 | 0 | 0 | 0 | 0 | 0 | 0 | 0 | 0 | 0 | 0
F1_Commercial_Warehouse_New_Food Preparation_Natural Gas_Griddle_E2 | F1 | Commercial | Warehouse | New | Food Preparation | Natural Gas | Griddle | E2 | RVT - Cost of Equipment | 0.011051 | 0.011065 | 0.011126 | 0.011069 | 0.011041 | 0.011085 | 0.01119 | 0.011276 | 0.011381 | 0.011482 | 0.011584 | 0.01168 | 0.011783 | 0.011889 | 0.011992 | 0.012098 | 0.012204 | 0.012318 | 0.012437 | 0.012559 | 0.012676 | 0.012794 | 0.0129 | 0.013006 | 0.013097 | 0.013176 | 0.013249 | 0.013311 | 0.01336 | 0.0134 | 0.013421 | 0.013436 | 0.013436
F1_Commercial_Warehouse_New_Food Preparation_Natural Gas_Griddle_E3 | F1 | Commercial | Warehouse | New | Food Preparation | Natural Gas | Griddle | E3 | RVT - Cost of Equipment | 0 | 0 | 0 | 0 | 0 | 0 | 0 | 0 | 0 | 0 | 0 | 0 | 0 | 0 | 0 | 0 | 0 | 0 | 0 | 0 | 0 | 0 | 0 | 0 | 0 | 0 | 0 | 0 | 0 | 0 | 0 | 0 | 0
F1_Commercial_Warehouse_New_Food Preparation_Natural Gas_Griddle_E4 | F1 | Commercial | Warehouse | New | Food Preparation | Natural Gas | Griddle | E4 | RVT - Cost of Equipment | 0 | 0 | 0 | 0 | 0 | 0 | 0 | 0 | 0 | 0 | 0 | 0 | 0 | 0 | 0 | 0 | 0 | 0 | 0 | 0 | 0 | 0 | 0 | 0 | 0 | 0 | 0 | 0 | 0 | 0 | 0 | 0 | 0
F1_Commercial_Warehouse_New_Food Preparation_Natural Gas_Griddle_E5 | F1 | Commercial | Warehouse | New | Food Preparation | Natural Gas | Griddle | E5 | RVT - Cost of Equipment | 0 | 0 | 0 | 0 | 0 | 0 | 0 | 0 | 0 | 0 | 0 | 0 | 0 | 0 | 0 | 0 | 0 | 0 | 0 | 0 | 0 | 0 | 0 | 0 | 0 | 0 | 0 | 0 | 0 | 0 | 0 | 0 | 0
F1_Commercial_Warehouse_New_Food Preparation_Natural Gas_Griddle_E6 | F1 | Commercial | Warehouse | New | Food Preparation | Natural Gas | Griddle | E6 | RVT - Cost of Equipment | 0 | 0 | 0 | 0 | 0 | 0 | 0 | 0 | 0 | 0 | 0 | 0 | 0 | 0 | 0 | 0 | 0 | 0 | 0 | 0 | 0 | 0 | 0 | 0 | 0 | 0 | 0 | 0 | 0 | 0 | 0 | 0 | 0
F1_Commercial_Warehouse_New_Food Preparation_Natural Gas_Griddle_E7 | F1 | Commercial | Warehouse | New | Food Preparation | Natural Gas | Griddle | E7 | RVT - Cost of Equipment | 0 | 0 | 0 | 0 | 0 | 0 | 0 | 0 | 0 | 0 | 0 | 0 | 0 | 0 | 0 | 0 | 0 | 0 | 0 | 0 | 0 | 0 | 0 | 0 | 0 | 0 | 0 | 0 | 0 | 0 | 0 | 0 | 0
F1_Commercial_Warehouse_New_Food Preparation_Natural Gas_Griddle_E8 | F1 | Commercial | Warehouse | New | Food Preparation | Natural Gas | Griddle | E8 | RVT - Cost of Equipment | 0 | 0 | 0 | 0 | 0 | 0 | 0 | 0 | 0 | 0 | 0 | 0 | 0 | 0 | 0 | 0 | 0 | 0 | 0 | 0 | 0 | 0 | 0 | 0 | 0 | 0 | 0 | 0 | 0 | 0 | 0 | 0 | 0
F1_Commercial_Warehouse_New_Food Preparation_Natural Gas_Griddle_E9 | F1 | Commercial | Warehouse | New | Food Preparation | Natural Gas | Griddle | E9 | RVT - Cost of Equipment | 0 | 0 | 0 | 0 | 0 | 0 | 0 | 0 | 0 | 0 | 0 | 0 | 0 | 0 | 0 | 0 | 0 | 0 | 0 | 0 | 0 | 0 | 0 | 0 | 0 | 0 | 0 | 0 | 0 | 0 | 0 | 0 | 0
F1_Commercial_Warehouse_New_Food Preparation_Natural Gas_Griddle_E10 | F1 | Commercial | Warehouse | New | Food Preparation | Natural Gas | Griddle | E10 | RVT - Cost of Equipment | 0 | 0 | 0 | 0 | 0 | 0 | 0 | 0 | 0 | 0 | 0 | 0 | 0 | 0 | 0 | 0 | 0 | 0 | 0 | 0 | 0 | 0 | 0 | 0 | 0 | 0 | 0 | 0 | 0 | 0 | 0 | 0 | 0
F2_Commercial_Warehouse_New_Food Preparation_Natural Gas_Griddle_E1 | F2 | Commercial | Warehouse | New | Food Preparation | Natural Gas | Griddle | E1 | RVT - Cost of Operation | 0.01533 | 0.01535 | 0.015433 | 0 | 0 | 0 | 0 | 0 | 0 | 0 | 0 | 0 | 0 | 0 | 0 | 0 | 0 | 0 | 0 | 0 | 0 | 0 | 0 | 0 | 0 | 0 | 0 | 0 | 0 | 0 | 0 | 0 | 0
F2_Commercial_Warehouse_New_Food Preparation_Natural Gas_Griddle_E2 | F2 | Commercial | Warehouse | New | Food Preparation | Natural Gas | Griddle | E2 | RVT - Cost of Operation | 0.01324 | 0.013257 | 0.013329 | 0.013262 | 0.013227 | 0.01328 | 0.013407 | 0.01351 | 0.013635 | 0.013756 | 0.013878 | 0.013994 | 0.014117 | 0.014244 | 0.014368 | 0.014494 | 0.014621 | 0.014758 | 0.0149 | 0.015046 | 0.015187 | 0.015328 | 0.015455 | 0.015581 | 0.015691 | 0.015786 | 0.015873 | 0.015947 | 0.016006 | 0.016054 | 0.01608 | 0.016097 | 0.016097
F2_Commercial_Warehouse_New_Food Preparation_Natural Gas_Griddle_E3 | F2 | Commercial | Warehouse | New | Food Preparation | Natural Gas | Griddle | E3 | RVT - Cost of Operation | 0 | 0 | 0 | 0 | 0 | 0 | 0 | 0 | 0 | 0 | 0 | 0 | 0 | 0 | 0 | 0 | 0 | 0 | 0 | 0 | 0 | 0 | 0 | 0 | 0 | 0 | 0 | 0 | 0 | 0 | 0 | 0 | 0
F2_Commercial_Warehouse_New_Food Preparation_Natural Gas_Griddle_E4 | F2 | Commercial | Warehouse | New | Food Preparation | Natural Gas | Griddle | E4 | RVT - Cost of Operation | 0 | 0 | 0 | 0 | 0 | 0 | 0 | 0 | 0 | 0 | 0 | 0 | 0 | 0 | 0 | 0 | 0 | 0 | 0 | 0 | 0 | 0 | 0 | 0 | 0 | 0 | 0 | 0 | 0 | 0 | 0 | 0 | 0
F2_Commercial_Warehouse_New_Food Preparation_Natural Gas_Griddle_E5 | F2 | Commercial | Warehouse | New | Food Preparation | Natural Gas | Griddle | E5 | RVT - Cost of Operation | 0 | 0 | 0 | 0 | 0 | 0 | 0 | 0 | 0 | 0 | 0 | 0 | 0 | 0 | 0 | 0 | 0 | 0 | 0 | 0 | 0 | 0 | 0 | 0 | 0 | 0 | 0 | 0 | 0 | 0 | 0 | 0 | 0
F2_Commercial_Warehouse_New_Food Preparation_Natural Gas_Griddle_E6 | F2 | Commercial | Warehouse | New | Food Preparation | Natural Gas | Griddle | E6 | RVT - Cost of Operation | 0 | 0 | 0 | 0 | 0 | 0 | 0 | 0 | 0 | 0 | 0 | 0 | 0 | 0 | 0 | 0 | 0 | 0 | 0 | 0 | 0 | 0 | 0 | 0 | 0 | 0 | 0 | 0 | 0 | 0 | 0 | 0 | 0
F2_Commercial_Warehouse_New_Food Preparation_Natural Gas_Griddle_E7 | F2 | Commercial | Warehouse | New | Food Preparation | Natural Gas | Griddle | E7 | RVT - Cost of Operation | 0 | 0 | 0 | 0 | 0 | 0 | 0 | 0 | 0 | 0 | 0 | 0 | 0 | 0 | 0 | 0 | 0 | 0 | 0 | 0 | 0 | 0 | 0 | 0 | 0 | 0 | 0 | 0 | 0 | 0 | 0 | 0 | 0
F2_Commercial_Warehouse_New_Food Preparation_Natural Gas_Griddle_E8 | F2 | Commercial | Warehouse | New | Food Preparation | Natural Gas | Griddle | E8 | RVT - Cost of Operation | 0 | 0 | 0 | 0 | 0 | 0 | 0 | 0 | 0 | 0 | 0 | 0 | 0 | 0 | 0 | 0 | 0 | 0 | 0 | 0 | 0 | 0 | 0 | 0 | 0 | 0 | 0 | 0 | 0 | 0 | 0 | 0 | 0
F2_Commercial_Warehouse_New_Food Preparation_Natural Gas_Griddle_E9 | F2 | Commercial | Warehouse | New | Food Preparation | Natural Gas | Griddle | E9 | RVT - Cost of Operation | 0 | 0 | 0 | 0 | 0 | 0 | 0 | 0 | 0 | 0 | 0 | 0 | 0 | 0 | 0 | 0 | 0 | 0 | 0 | 0 | 0 | 0 | 0 | 0 | 0 | 0 | 0 | 0 | 0 | 0 | 0 | 0 | 0
F2_Commercial_Warehouse_New_Food Preparation_Natural Gas_Griddle_E10 | F2 | Commercial | Warehouse | New | Food Preparation | Natural Gas | Griddle | E10 | RVT - Cost of Operation | 0 | 0 | 0 | 0 | 0 | 0 | 0 | 0 | 0 | 0 | 0 | 0 | 0 | 0 | 0 | 0 | 0 | 0 | 0 | 0 | 0 | 0 | 0 | 0 | 0 | 0 | 0 | 0 | 0 | 0 | 0 | 0 | 0
F3_Commercial_Warehouse_New_Food Preparation_Natural Gas_Griddle_E1 | F3 | Commercial | Warehouse | New | Food Preparation | Natural Gas | Griddle | E1 | System - kBTUs of Consumption | 0.0037513 | 0.0037513 | 0.0037513 | 0 | 0 | 0 | 0 | 0 | 0 | 0 | 0 | 0 | 0 | 0 | 0 | 0 | 0 | 0 | 0 | 0 | 0 | 0 | 0 | 0 | 0 | 0 | 0 | 0 | 0 | 0 | 0 | 0 | 0
F3_Commercial_Warehouse_New_Food Preparation_Natural Gas_Griddle_E2 | F3 | Commercial | Warehouse | New | Food Preparation | Natural Gas | Griddle | E2 | System - kBTUs of Consumption | 0.0040135 | 0.0040135 | 0.0040135 | 0.0040135 | 0.0040135 | 0.0040135 | 0.0040135 | 0.0040135 | 0.0040135 | 0.0040135 | 0.0040135 | 0.0040135 | 0.0040135 | 0.0040135 | 0.0040135 | 0.0040135 | 0.0040135 | 0.0040135 | 0.0040135 | 0.0040135 | 0.0040135 | 0.0040135 | 0.0040135 | 0.0040135 | 0.0040135 | 0.0040135 | 0.0040135 | 0.0040135 | 0.0040135 | 0.0040135 | 0.0040135 | 0.0040135 | 0.0040135
F3_Commercial_Warehouse_New_Food Preparation_Natural Gas_Griddle_E3 | F3 | Commercial | Warehouse | New | Food Preparation | Natural Gas | Griddle | E3 | System - kBTUs of Consumption | 0 | 0 | 0 | 0 | 0 | 0 | 0 | 0 | 0 | 0 | 0 | 0 | 0 | 0 | 0 | 0 | 0 | 0 | 0 | 0 | 0 | 0 | 0 | 0 | 0 | 0 | 0 | 0 | 0 | 0 | 0 | 0 | 0
F3_Commercial_Warehouse_New_Food Preparation_Natural Gas_Griddle_E4 | F3 | Commercial | Warehouse | New | Food Preparation | Natural Gas | Griddle | E4 | System - kBTUs of Consumption | 0 | 0 | 0 | 0 | 0 | 0 | 0 | 0 | 0 | 0 | 0 | 0 | 0 | 0 | 0 | 0 | 0 | 0 | 0 | 0 | 0 | 0 | 0 | 0 | 0 | 0 | 0 | 0 | 0 | 0 | 0 | 0 | 0
F3_Commercial_Warehouse_New_Food Preparation_Natural Gas_Griddle_E5 | F3 | Commercial | Warehouse | New | Food Preparation | Natural Gas | Griddle | E5 | System - kBTUs of Consumption | 0 | 0 | 0 | 0 | 0 | 0 | 0 | 0 | 0 | 0 | 0 | 0 | 0 | 0 | 0 | 0 | 0 | 0 | 0 | 0 | 0 | 0 | 0 | 0 | 0 | 0 | 0 | 0 | 0 | 0 | 0 | 0 | 0
F3_Commercial_Warehouse_New_Food Preparation_Natural Gas_Griddle_E6 | F3 | Commercial | Warehouse | New | Food Preparation | Natural Gas | Griddle | E6 | System - kBTUs of Consumption | 0 | 0 | 0 | 0 | 0 | 0 | 0 | 0 | 0 | 0 | 0 | 0 | 0 | 0 | 0 | 0 | 0 | 0 | 0 | 0 | 0 | 0 | 0 | 0 | 0 | 0 | 0 | 0 | 0 | 0 | 0 | 0 | 0
F3_Commercial_Warehouse_New_Food Preparation_Natural Gas_Griddle_E7 | F3 | Commercial | Warehouse | New | Food Preparation | Natural Gas | Griddle | E7 | System - kBTUs of Consumption | 0 | 0 | 0 | 0 | 0 | 0 | 0 | 0 | 0 | 0 | 0 | 0 | 0 | 0 | 0 | 0 | 0 | 0 | 0 | 0 | 0 | 0 | 0 | 0 | 0 | 0 | 0 | 0 | 0 | 0 | 0 | 0 | 0
F3_Commercial_Warehouse_New_Food Preparation_Natural Gas_Griddle_E8 | F3 | Commercial | Warehouse | New | Food Preparation | Natural Gas | Griddle | E8 | System - kBTUs of Consumption | 0 | 0 | 0 | 0 | 0 | 0 | 0 | 0 | 0 | 0 | 0 | 0 | 0 | 0 | 0 | 0 | 0 | 0 | 0 | 0 | 0 | 0 | 0 | 0 | 0 | 0 | 0 | 0 | 0 | 0 | 0 | 0 | 0
F3_Commercial_Warehouse_New_Food Preparation_Natural Gas_Griddle_E9 | F3 | Commercial | Warehouse | New | Food Preparation | Natural Gas | Griddle | E9 | System - kBTUs of Consumption | 0 | 0 | 0 | 0 | 0 | 0 | 0 | 0 | 0 | 0 | 0 | 0 | 0 | 0 | 0 | 0 | 0 | 0 | 0 | 0 | 0 | 0 | 0 | 0 | 0 | 0 | 0 | 0 | 0 | 0 | 0 | 0 | 0
F3_Commercial_Warehouse_New_Food Preparation_Natural Gas_Griddle_E10 | F3 | Commercial | Warehouse | New | Food Preparation | Natural Gas | Griddle | E10 | System - kBTUs of Consumption | 0 | 0 | 0 | 0 | 0 | 0 | 0 | 0 | 0 | 0 | 0 | 0 | 0 | 0 | 0 | 0 | 0 | 0 | 0 | 0 | 0 | 0 | 0 | 0 | 0 | 0 | 0 | 0 | 0 | 0 | 0 | 0 | 0
F4_Commercial_Warehouse_New_Food Preparation_Natural Gas_Griddle_E1 | F4 | Commercial | Warehouse | New | Food Preparation | Natural Gas | Griddle | E1 | Utility - Cost of Equipment | 0.01533 | 0.01535 | 0.015433 | 0 | 0 | 0 | 0 | 0 | 0 | 0 | 0 | 0 | 0 | 0 | 0 | 0 | 0 | 0 | 0 | 0 | 0 | 0 | 0 | 0 | 0 | 0 | 0 | 0 | 0 | 0 | 0 | 0 | 0
F4_Commercial_Warehouse_New_Food Preparation_Natural Gas_Griddle_E2 | F4 | Commercial | Warehouse | New | Food Preparation | Natural Gas | Griddle | E2 | Utility - Cost of Equipment | 0.01324 | 0.013257 | 0.013329 | 0.013262 | 0.013227 | 0.01328 | 0.013407 | 0.01351 | 0.013635 | 0.013756 | 0.013878 | 0.013994 | 0.014117 | 0.014244 | 0.014368 | 0.014494 | 0.014621 | 0.014758 | 0.0149 | 0.015046 | 0.015187 | 0.015328 | 0.015455 | 0.015581 | 0.015691 | 0.015786 | 0.015873 | 0.015947 | 0.016006 | 0.016054 | 0.01608 | 0.016097 | 0.016097
F4_Commercial_Warehouse_New_Food Preparation_Natural Gas_Griddle_E3 | F4 | Commercial | Warehouse | New | Food Preparation | Natural Gas | Griddle | E3 | Utility - Cost of Equipment | 0 | 0 | 0 | 0 | 0 | 0 | 0 | 0 | 0 | 0 | 0 | 0 | 0 | 0 | 0 | 0 | 0 | 0 | 0 | 0 | 0 | 0 | 0 | 0 | 0 | 0 | 0 | 0 | 0 | 0 | 0 | 0 | 0
F4_Commercial_Warehouse_New_Food Preparation_Natural Gas_Griddle_E4 | F4 | Commercial | Warehouse | New | Food Preparation | Natural Gas | Griddle | E4 | Utility - Cost of Equipment | 0 | 0 | 0 | 0 | 0 | 0 | 0 | 0 | 0 | 0 | 0 | 0 | 0 | 0 | 0 | 0 | 0 | 0 | 0 | 0 | 0 | 0 | 0 | 0 | 0 | 0 | 0 | 0 | 0 | 0 | 0 | 0 | 0
F4_Commercial_Warehouse_New_Food Preparation_Natural Gas_Griddle_E5 | F4 | Commercial | Warehouse | New | Food Preparation | Natural Gas | Griddle | E5 | Utility - Cost of Equipment | 0 | 0 | 0 | 0 | 0 | 0 | 0 | 0 | 0 | 0 | 0 | 0 | 0 | 0 | 0 | 0 | 0 | 0 | 0 | 0 | 0 | 0 | 0 | 0 | 0 | 0 | 0 | 0 | 0 | 0 | 0 | 0 | 0
F4_Commercial_Warehouse_New_Food Preparation_Natural Gas_Griddle_E6 | F4 | Commercial | Warehouse | New | Food Preparation | Natural Gas | Griddle | E6 | Utility - Cost of Equipment | 0 | 0 | 0 | 0 | 0 | 0 | 0 | 0 | 0 | 0 | 0 | 0 | 0 | 0 | 0 | 0 | 0 | 0 | 0 | 0 | 0 | 0 | 0 | 0 | 0 | 0 | 0 | 0 | 0 | 0 | 0 | 0 | 0
F4_Commercial_Warehouse_New_Food Preparation_Natural Gas_Griddle_E7 | F4 | Commercial | Warehouse | New | Food Preparation | Natural Gas | Griddle | E7 | Utility - Cost of Equipment | 0 | 0 | 0 | 0 | 0 | 0 | 0 | 0 | 0 | 0 | 0 | 0 | 0 | 0 | 0 | 0 | 0 | 0 | 0 | 0 | 0 | 0 | 0 | 0 | 0 | 0 | 0 | 0 | 0 | 0 | 0 | 0 | 0
F4_Commercial_Warehouse_New_Food Preparation_Natural Gas_Griddle_E8 | F4 | Commercial | Warehouse | New | Food Preparation | Natural Gas | Griddle | E8 | Utility - Cost of Equipment | 0 | 0 | 0 | 0 | 0 | 0 | 0 | 0 | 0 | 0 | 0 | 0 | 0 | 0 | 0 | 0 | 0 | 0 | 0 | 0 | 0 | 0 | 0 | 0 | 0 | 0 | 0 | 0 | 0 | 0 | 0 | 0 | 0
F4_Commercial_Warehouse_New_Food Preparation_Natural Gas_Griddle_E9 | F4 | Commercial | Warehouse | New | Food Preparation | Natural Gas | Griddle | E9 | Utility - Cost of Equipment | 0 | 0 | 0 | 0 | 0 | 0 | 0 | 0 | 0 | 0 | 0 | 0 | 0 | 0 | 0 | 0 | 0 | 0 | 0 | 0 | 0 | 0 | 0 | 0 | 0 | 0 | 0 | 0 | 0 | 0 | 0 | 0 | 0
F4_Commercial_Warehouse_New_Food Preparation_Natural Gas_Griddle_E10 | F4 | Commercial | Warehouse | New | Food Preparation | Natural Gas | Griddle | E10 | Utility - Cost of Equipment | 0 | 0 | 0 | 0 | 0 | 0 | 0 | 0 | 0 | 0 | 0 | 0 | 0 | 0 | 0 | 0 | 0 | 0 | 0 | 0 | 0 | 0 | 0 | 0 | 0 | 0 | 0 | 0 | 0 | 0 | 0 | 0 | 0
F5_Commercial_Warehouse_New_Food Preparation_Natural Gas_Griddle_E1 | F5 | Commercial | Warehouse | New | Food Preparation | Natural Gas | Griddle | E1 | Utility - Cost of Operation | 0.0037513 | 0.0037513 | 0.0037513 | 0 | 0 | 0 | 0 | 0 | 0 | 0 | 0 | 0 | 0 | 0 | 0 | 0 | 0 | 0 | 0 | 0 | 0 | 0 | 0 | 0 | 0 | 0 | 0 | 0 | 0 | 0 | 0 | 0 | 0
F5_Commercial_Warehouse_New_Food Preparation_Natural Gas_Griddle_E2 | F5 | Commercial | Warehouse | New | Food Preparation | Natural Gas | Griddle | E2 | Utility - Cost of Operation | 0.0040135 | 0.0040135 | 0.0040135 | 0.0040135 | 0.0040135 | 0.0040135 | 0.0040135 | 0.0040135 | 0.0040135 | 0.0040135 | 0.0040135 | 0.0040135 | 0.0040135 | 0.0040135 | 0.0040135 | 0.0040135 | 0.0040135 | 0.0040135 | 0.0040135 | 0.0040135 | 0.0040135 | 0.0040135 | 0.0040135 | 0.0040135 | 0.0040135 | 0.0040135 | 0.0040135 | 0.0040135 | 0.0040135 | 0.0040135 | 0.0040135 | 0.0040135 | 0.0040135
F5_Commercial_Warehouse_New_Food Preparation_Natural Gas_Griddle_E3 | F5 | Commercial | Warehouse | New | Food Preparation | Natural Gas | Griddle | E3 | Utility - Cost of Operation | 0 | 0 | 0 | 0 | 0 | 0 | 0 | 0 | 0 | 0 | 0 | 0 | 0 | 0 | 0 | 0 | 0 | 0 | 0 | 0 | 0 | 0 | 0 | 0 | 0 | 0 | 0 | 0 | 0 | 0 | 0 | 0 | 0
F5_Commercial_Warehouse_New_Food Preparation_Natural Gas_Griddle_E4 | F5 | Commercial | Warehouse | New | Food Preparation | Natural Gas | Griddle | E4 | Utility - Cost of Operation | 0 | 0 | 0 | 0 | 0 | 0 | 0 | 0 | 0 | 0 | 0 | 0 | 0 | 0 | 0 | 0 | 0 | 0 | 0 | 0 | 0 | 0 | 0 | 0 | 0 | 0 | 0 | 0 | 0 | 0 | 0 | 0 | 0
F5_Commercial_Warehouse_New_Food Preparation_Natural Gas_Griddle_E5 | F5 | Commercial | Warehouse | New | Food Preparation | Natural Gas | Griddle | E5 | Utility - Cost of Operation | 0 | 0 | 0 | 0 | 0 | 0 | 0 | 0 | 0 | 0 | 0 | 0 | 0 | 0 | 0 | 0 | 0 | 0 | 0 | 0 | 0 | 0 | 0 | 0 | 0 | 0 | 0 | 0 | 0 | 0 | 0 | 0 | 0
F5_Commercial_Warehouse_New_Food Preparation_Natural Gas_Griddle_E6 | F5 | Commercial | Warehouse | New | Food Preparation | Natural Gas | Griddle | E6 | Utility - Cost of Operation | 0 | 0 | 0 | 0 | 0 | 0 | 0 | 0 | 0 | 0 | 0 | 0 | 0 | 0 | 0 | 0 | 0 | 0 | 0 | 0 | 0 | 0 | 0 | 0 | 0 | 0 | 0 | 0 | 0 | 0 | 0 | 0 | 0
F5_Commercial_Warehouse_New_Food Preparation_Natural Gas_Griddle_E7 | F5 | Commercial | Warehouse | New | Food Preparation | Natural Gas | Griddle | E7 | Utility - Cost of Operation | 0 | 0 | 0 | 0 | 0 | 0 | 0 | 0 | 0 | 0 | 0 | 0 | 0 | 0 | 0 | 0 | 0 | 0 | 0 | 0 | 0 | 0 | 0 | 0 | 0 | 0 | 0 | 0 | 0 | 0 | 0 | 0 | 0
F5_Commercial_Warehouse_New_Food Preparation_Natural Gas_Griddle_E8 | F5 | Commercial | Warehouse | New | Food Preparation | Natural Gas | Griddle | E8 | Utility - Cost of Operation | 0 | 0 | 0 | 0 | 0 | 0 | 0 | 0 | 0 | 0 | 0 | 0 | 0 | 0 | 0 | 0 | 0 | 0 | 0 | 0 | 0 | 0 | 0 | 0 | 0 | 0 | 0 | 0 | 0 | 0 | 0 | 0 | 0
F5_Commercial_Warehouse_New_Food Preparation_Natural Gas_Griddle_E9 | F5 | Commercial | Warehouse | New | Food Preparation | Natural Gas | Griddle | E9 | Utility - Cost of Operation | 0 | 0 | 0 | 0 | 0 | 0 | 0 | 0 | 0 | 0 | 0 | 0 | 0 | 0 | 0 | 0 | 0 | 0 | 0 | 0 | 0 | 0 | 0 | 0 | 0 | 0 | 0 | 0 | 0 | 0 | 0 | 0 | 0
F5_Commercial_Warehouse_New_Food Preparation_Natural Gas_Griddle_E10 | F5 | Commercial | Warehouse | New | Food Preparation | Natural Gas | Griddle | E10 | Utility - Cost of Operation | 0 | 0 | 0 | 0 | 0 | 0 | 0 | 0 | 0 | 0 | 0 | 0 | 0 | 0 | 0 | 0 | 0 | 0 | 0 | 0 | 0 | 0 | 0 | 0 | 0 | 0 | 0 | 0 | 0 | 0 | 0 | 0 | 0
F6_Commercial_Warehouse_New_Food Preparation_Natural Gas_Griddle_E1 | F6 | Commercial | Warehouse | New | Food Preparation | Natural Gas | Griddle | E1 | Utility - Value of Sales | 0.0081146 | 0.0081509 | 0.0082093 | 0 | 0 | 0 | 0 | 0 | 0 | 0 | 0 | 0 | 0 | 0 | 0 | 0 | 0 | 0 | 0 | 0 | 0 | 0 | 0 | 0 | 0 | 0 | 0 | 0 | 0 | 0 | 0 | 0 | 0
F6_Commercial_Warehouse_New_Food Preparation_Natural Gas_Griddle_E2 | F6 | Commercial | Warehouse | New | Food Preparation | Natural Gas | Griddle | E2 | Utility - Value of Sales | 0.0070083 | 0.0070397 | 0.0070901 | 0.007079 | 0.007079 | 0.007079 | 0.007079 | 0.007079 | 0.007079 | 0.007079 | 0.007079 | 0.007079 | 0.007079 | 0.007079 | 0.007079 | 0.007079 | 0.007079 | 0.007079 | 0.007079 | 0.007079 | 0.007079 | 0.007079 | 0.007079 | 0.007079 | 0.007079 | 0.007079 | 0.007079 | 0.007079 | 0.007079 | 0.007079 | 0.007079 | 0.007079 | 0.007079
F6_Commercial_Warehouse_New_Food Preparation_Natural Gas_Griddle_E3 | F6 | Commercial | Warehouse | New | Food Preparation | Natural Gas | Griddle | E3 | Utility - Value of Sales | 0 | 0 | 0 | 0 | 0 | 0 | 0 | 0 | 0 | 0 | 0 | 0 | 0 | 0 | 0 | 0 | 0 | 0 | 0 | 0 | 0 | 0 | 0 | 0 | 0 | 0 | 0 | 0 | 0 | 0 | 0 | 0 | 0
F6_Commercial_Warehouse_New_Food Preparation_Natural Gas_Griddle_E4 | F6 | Commercial | Warehouse | New | Food Preparation | Natural Gas | Griddle | E4 | Utility - Value of Sales | 0 | 0 | 0 | 0 | 0 | 0 | 0 | 0 | 0 | 0 | 0 | 0 | 0 | 0 | 0 | 0 | 0 | 0 | 0 | 0 | 0 | 0 | 0 | 0 | 0 | 0 | 0 | 0 | 0 | 0 | 0 | 0 | 0
F6_Commercial_Warehouse_New_Food Preparation_Natural Gas_Griddle_E5 | F6 | Commercial | Warehouse | New | Food Preparation | Natural Gas | Griddle | E5 | Utility - Value of Sales | 0 | 0 | 0 | 0 | 0 | 0 | 0 | 0 | 0 | 0 | 0 | 0 | 0 | 0 | 0 | 0 | 0 | 0 | 0 | 0 | 0 | 0 | 0 | 0 | 0 | 0 | 0 | 0 | 0 | 0 | 0 | 0 | 0
F6_Commercial_Warehouse_New_Food Preparation_Natural Gas_Griddle_E6 | F6 | Commercial | Warehouse | New | Food Preparation | Natural Gas | Griddle | E6 | Utility - Value of Sales | 0 | 0 | 0 | 0 | 0 | 0 | 0 | 0 | 0 | 0 | 0 | 0 | 0 | 0 | 0 | 0 | 0 | 0 | 0 | 0 | 0 | 0 | 0 | 0 | 0 | 0 | 0 | 0 | 0 | 0 | 0 | 0 | 0
F6_Commercial_Warehouse_New_Food Preparation_Natural Gas_Griddle_E7 | F6 | Commercial | Warehouse | New | Food Preparation | Natural Gas | Griddle | E7 | Utility - Value of Sales | 0 | 0 | 0 | 0 | 0 | 0 | 0 | 0 | 0 | 0 | 0 | 0 | 0 | 0 | 0 | 0 | 0 | 0 | 0 | 0 | 0 | 0 | 0 | 0 | 0 | 0 | 0 | 0 | 0 | 0 | 0 | 0 | 0
F6_Commercial_Warehouse_New_Food Preparation_Natural Gas_Griddle_E8 | F6 | Commercial | Warehouse | New | Food Preparation | Natural Gas | Griddle | E8 | Utility - Value of Sales | 0 | 0 | 0 | 0 | 0 | 0 | 0 | 0 | 0 | 0 | 0 | 0 | 0 | 0 | 0 | 0 | 0 | 0 | 0 | 0 | 0 | 0 | 0 | 0 | 0 | 0 | 0 | 0 | 0 | 0 | 0 | 0 | 0
F6_Commercial_Warehouse_New_Food Preparation_Natural Gas_Griddle_E9 | F6 | Commercial | Warehouse | New | Food Preparation | Natural Gas | Griddle | E9 | Utility - Value of Sales | 0 | 0 | 0 | 0 | 0 | 0 | 0 | 0 | 0 | 0 | 0 | 0 | 0 | 0 | 0 | 0 | 0 | 0 | 0 | 0 | 0 | 0 | 0 | 0 | 0 | 0 | 0 | 0 | 0 | 0 | 0 | 0 | 0
F6_Commercial_Warehouse_New_Food Preparation_Natural Gas_Griddle_E10 | F6 | Commercial | Warehouse | New | Food Preparation | Natural Gas | Griddle | E10 | Utility - Value of Sales | 0 | 0 | 0 | 0 | 0 | 0 | 0 | 0 | 0 | 0 | 0 | 0 | 0 | 0 | 0 | 0 | 0 | 0 | 0 | 0 | 0 | 0 | 0 | 0 | 0 | 0 | 0 | 0 | 0 | 0 | 0 | 0 | 0
F1_Commercial_Warehouse_New_Food Preparation_Natural Gas_Range_E1 | F1 | Commercial | Warehouse | New | Food Preparation | Natural Gas | Range | E1 | RVT - Cost of Equipment | 0.014933 | 0.01493 | 0.015002 | 0.014892 | 0.014825 | 0.014873 | 0.01502 | 0.015136 | 0.01528 | 0.015416 | 0.015553 | 0.015679 | 0.015813 | 0.015954 | 0.016088 | 0.016225 | 0.016364 | 0.016515 | 0.016672 | 0.016838 | 0.017002 | 0.017173 | 0.01733 | 0.017493 | 0.017638 | 0.017762 | 0.017876 | 0.017974 | 0.018051 | 0.018113 | 0.018148 | 0.018171 | 0.018171
F1_Commercial_Warehouse_New_Food Preparation_Natural Gas_Range_E2 | F1 | Commercial | Warehouse | New | Food Preparation | Natural Gas | Range | E2 | RVT - Cost of Equipment | 0.0112 | 0.011198 | 0.011252 | 0.011169 | 0.011118 | 0.011155 | 0.011265 | 0.011352 | 0.01146 | 0.011562 | 0.011665 | 0.011759 | 0.01186 | 0.011965 | 0.012066 | 0.012169 | 0.012273 | 0.012386 | 0.012504 | 0.012629 | 0.012751 | 0.01288 | 0.012998 | 0.01312 | 0.013228 | 0.013322 | 0.013407 | 0.01348 | 0.013538 | 0.013585 | 0.013611 | 0.013628 | 0.013628
F1_Commercial_Warehouse_New_Food Preparation_Natural Gas_Range_E3 | F1 | Commercial | Warehouse | New | Food Preparation | Natural Gas | Range | E3 | RVT - Cost of Equipment | 0 | 0 | 0 | 0 | 0 | 0 | 0 | 0 | 0 | 0 | 0 | 0 | 0 | 0 | 0 | 0 | 0 | 0 | 0 | 0 | 0 | 0 | 0 | 0 | 0 | 0 | 0 | 0 | 0 | 0 | 0 | 0 | 0
F1_Commercial_Warehouse_New_Food Preparation_Natural Gas_Range_E4 | F1 | Commercial | Warehouse | New | Food Preparation | Natural Gas | Range | E4 | RVT - Cost of Equipment | 0 | 0 | 0 | 0 | 0 | 0 | 0 | 0 | 0 | 0 | 0 | 0 | 0 | 0 | 0 | 0 | 0 | 0 | 0 | 0 | 0 | 0 | 0 | 0 | 0 | 0 | 0 | 0 | 0 | 0 | 0 | 0 | 0
F1_Commercial_Warehouse_New_Food Preparation_Natural Gas_Range_E5 | F1 | Commercial | Warehouse | New | Food Preparation | Natural Gas | Range | E5 | RVT - Cost of Equipment | 0 | 0 | 0 | 0 | 0 | 0 | 0 | 0 | 0 | 0 | 0 | 0 | 0 | 0 | 0 | 0 | 0 | 0 | 0 | 0 | 0 | 0 | 0 | 0 | 0 | 0 | 0 | 0 | 0 | 0 | 0 | 0 | 0
F1_Commercial_Warehouse_New_Food Preparation_Natural Gas_Range_E6 | F1 | Commercial | Warehouse | New | Food Preparation | Natural Gas | Range | E6 | RVT - Cost of Equipment | 0 | 0 | 0 | 0 | 0 | 0 | 0 | 0 | 0 | 0 | 0 | 0 | 0 | 0 | 0 | 0 | 0 | 0 | 0 | 0 | 0 | 0 | 0 | 0 | 0 | 0 | 0 | 0 | 0 | 0 | 0 | 0 | 0
F1_Commercial_Warehouse_New_Food Preparation_Natural Gas_Range_E7 | F1 | Commercial | Warehouse | New | Food Preparation | Natural Gas | Range | E7 | RVT - Cost of Equipment | 0 | 0 | 0 | 0 | 0 | 0 | 0 | 0 | 0 | 0 | 0 | 0 | 0 | 0 | 0 | 0 | 0 | 0 | 0 | 0 | 0 | 0 | 0 | 0 | 0 | 0 | 0 | 0 | 0 | 0 | 0 | 0 | 0
F1_Commercial_Warehouse_New_Food Preparation_Natural Gas_Range_E8 | F1 | Commercial | Warehouse | New | Food Preparation | Natural Gas | Range | E8 | RVT - Cost of Equipment | 0 | 0 | 0 | 0 | 0 | 0 | 0 | 0 | 0 | 0 | 0 | 0 | 0 | 0 | 0 | 0 | 0 | 0 | 0 | 0 | 0 | 0 | 0 | 0 | 0 | 0 | 0 | 0 | 0 | 0 | 0 | 0 | 0
F1_Commercial_Warehouse_New_Food Preparation_Natural Gas_Range_E9 | F1 | Commercial | Warehouse | New | Food Preparation | Natural Gas | Range | E9 | RVT - Cost of Equipment | 0 | 0 | 0 | 0 | 0 | 0 | 0 | 0 | 0 | 0 | 0 | 0 | 0 | 0 | 0 | 0 | 0 | 0 | 0 | 0 | 0 | 0 | 0 | 0 | 0 | 0 | 0 | 0 | 0 | 0 | 0 | 0 | 0
F1_Commercial_Warehouse_New_Food Preparation_Natural Gas_Range_E10 | F1 | Commercial | Warehouse | New | Food Preparation | Natural Gas | Range | E10 | RVT - Cost of Equipment | 0 | 0 | 0 | 0 | 0 | 0 | 0 | 0 | 0 | 0 | 0 | 0 | 0 | 0 | 0 | 0 | 0 | 0 | 0 | 0 | 0 | 0 | 0 | 0 | 0 | 0 | 0 | 0 | 0 | 0 | 0 | 0 | 0
F2_Commercial_Warehouse_New_Food Preparation_Natural Gas_Range_E1 | F2 | Commercial | Warehouse | New | Food Preparation | Natural Gas | Range | E1 | RVT - Cost of Operation | 0.01789 | 0.017888 | 0.017974 | 0.017841 | 0.017761 | 0.017819 | 0.017995 | 0.018134 | 0.018307 | 0.01847 | 0.018634 | 0.018784 | 0.018945 | 0.019114 | 0.019275 | 0.019438 | 0.019605 | 0.019786 | 0.019975 | 0.020174 | 0.020369 | 0.020574 | 0.020763 | 0.020958 | 0.021131 | 0.021281 | 0.021417 | 0.021534 | 0.021626 | 0.021701 | 0.021742 | 0.02177 | 0.02177
F2_Commercial_Warehouse_New_Food Preparation_Natural Gas_Range_E2 | F2 | Commercial | Warehouse | New | Food Preparation | Natural Gas | Range | E2 | RVT - Cost of Operation | 0.013418 | 0.013416 | 0.01348 | 0.013381 | 0.013321 | 0.013365 | 0.013497 | 0.013601 | 0.01373 | 0.013852 | 0.013975 | 0.014088 | 0.014209 | 0.014335 | 0.014456 | 0.014579 | 0.014704 | 0.014839 | 0.014981 | 0.01513 | 0.015277 | 0.015431 | 0.015572 | 0.015719 | 0.015848 | 0.01596 | 0.016062 | 0.01615 | 0.016219 | 0.016276 | 0.016307 | 0.016327 | 0.016327
F2_Commercial_Warehouse_New_Food Preparation_Natural Gas_Range_E3 | F2 | Commercial | Warehouse | New | Food Preparation | Natural Gas | Range | E3 | RVT - Cost of Operation | 0 | 0 | 0 | 0 | 0 | 0 | 0 | 0 | 0 | 0 | 0 | 0 | 0 | 0 | 0 | 0 | 0 | 0 | 0 | 0 | 0 | 0 | 0 | 0 | 0 | 0 | 0 | 0 | 0 | 0 | 0 | 0 | 0
F2_Commercial_Warehouse_New_Food Preparation_Natural Gas_Range_E4 | F2 | Commercial | Warehouse | New | Food Preparation | Natural Gas | Range | E4 | RVT - Cost of Operation | 0 | 0 | 0 | 0 | 0 | 0 | 0 | 0 | 0 | 0 | 0 | 0 | 0 | 0 | 0 | 0 | 0 | 0 | 0 | 0 | 0 | 0 | 0 | 0 | 0 | 0 | 0 | 0 | 0 | 0 | 0 | 0 | 0
F2_Commercial_Warehouse_New_Food Preparation_Natural Gas_Range_E5 | F2 | Commercial | Warehouse | New | Food Preparation | Natural Gas | Range | E5 | RVT - Cost of Operation | 0 | 0 | 0 | 0 | 0 | 0 | 0 | 0 | 0 | 0 | 0 | 0 | 0 | 0 | 0 | 0 | 0 | 0 | 0 | 0 | 0 | 0 | 0 | 0 | 0 | 0 | 0 | 0 | 0 | 0 | 0 | 0 | 0
F2_Commercial_Warehouse_New_Food Preparation_Natural Gas_Range_E6 | F2 | Commercial | Warehouse | New | Food Preparation | Natural Gas | Range | E6 | RVT - Cost of Operation | 0 | 0 | 0 | 0 | 0 | 0 | 0 | 0 | 0 | 0 | 0 | 0 | 0 | 0 | 0 | 0 | 0 | 0 | 0 | 0 | 0 | 0 | 0 | 0 | 0 | 0 | 0 | 0 | 0 | 0 | 0 | 0 | 0
F2_Commercial_Warehouse_New_Food Preparation_Natural Gas_Range_E7 | F2 | Commercial | Warehouse | New | Food Preparation | Natural Gas | Range | E7 | RVT - Cost of Operation | 0 | 0 | 0 | 0 | 0 | 0 | 0 | 0 | 0 | 0 | 0 | 0 | 0 | 0 | 0 | 0 | 0 | 0 | 0 | 0 | 0 | 0 | 0 | 0 | 0 | 0 | 0 | 0 | 0 | 0 | 0 | 0 | 0
F2_Commercial_Warehouse_New_Food Preparation_Natural Gas_Range_E8 | F2 | Commercial | Warehouse | New | Food Preparation | Natural Gas | Range | E8 | RVT - Cost of Operation | 0 | 0 | 0 | 0 | 0 | 0 | 0 | 0 | 0 | 0 | 0 | 0 | 0 | 0 | 0 | 0 | 0 | 0 | 0 | 0 | 0 | 0 | 0 | 0 | 0 | 0 | 0 | 0 | 0 | 0 | 0 | 0 | 0
F2_Commercial_Warehouse_New_Food Preparation_Natural Gas_Range_E9 | F2 | Commercial | Warehouse | New | Food Preparation | Natural Gas | Range | E9 | RVT - Cost of Operation | 0 | 0 | 0 | 0 | 0 | 0 | 0 | 0 | 0 | 0 | 0 | 0 | 0 | 0 | 0 | 0 | 0 | 0 | 0 | 0 | 0 | 0 | 0 | 0 | 0 | 0 | 0 | 0 | 0 | 0 | 0 | 0 | 0
F2_Commercial_Warehouse_New_Food Preparation_Natural Gas_Range_E10 | F2 | Commercial | Warehouse | New | Food Preparation | Natural Gas | Range | E10 | RVT - Cost of Operation | 0 | 0 | 0 | 0 | 0 | 0 | 0 | 0 | 0 | 0 | 0 | 0 | 0 | 0 | 0 | 0 | 0 | 0 | 0 | 0 | 0 | 0 | 0 | 0 | 0 | 0 | 0 | 0 | 0 | 0 | 0 | 0 | 0
F3_Commercial_Warehouse_New_Food Preparation_Natural Gas_Range_E1 | F3 | Commercial | Warehouse | New | Food Preparation | Natural Gas | Range | E1 | System - kBTUs of Consumption | 0.0071574 | 0.0071574 | 0.0071574 | 0.0071574 | 0.0071574 | 0.0071574 | 0.0071574 | 0.0071574 | 0.0071574 | 0.0071574 | 0.0071574 | 0.0071574 | 0.0071574 | 0.0071574 | 0.0071574 | 0.0071574 | 0.0071574 | 0.0071574 | 0.0071574 | 0.0071574 | 0.0071574 | 0.0071574 | 0.0071574 | 0.0071574 | 0.0071574 | 0.0071574 | 0.0071574 | 0.0071574 | 0.0071574 | 0.0071574 | 0.0071574 | 0.0071574 | 0.0071574
F3_Commercial_Warehouse_New_Food Preparation_Natural Gas_Range_E2 | F3 | Commercial | Warehouse | New | Food Preparation | Natural Gas | Range | E2 | System - kBTUs of Consumption | 0.0071583 | 0.0071583 | 0.0071583 | 0.0071583 | 0.0071583 | 0.0071583 | 0.0071583 | 0.0071583 | 0.0071583 | 0.0071583 | 0.0071583 | 0.0071583 | 0.0071583 | 0.0071583 | 0.0071583 | 0.0071583 | 0.0071583 | 0.0071583 | 0.0071583 | 0.0071583 | 0.0071583 | 0.0071583 | 0.0071583 | 0.0071583 | 0.0071583 | 0.0071583 | 0.0071583 | 0.0071583 | 0.0071583 | 0.0071583 | 0.0071583 | 0.0071583 | 0.0071583
F3_Commercial_Warehouse_New_Food Preparation_Natural Gas_Range_E3 | F3 | Commercial | Warehouse | New | Food Preparation | Natural Gas | Range | E3 | System - kBTUs of Consumption | 0 | 0 | 0 | 0 | 0 | 0 | 0 | 0 | 0 | 0 | 0 | 0 | 0 | 0 | 0 | 0 | 0 | 0 | 0 | 0 | 0 | 0 | 0 | 0 | 0 | 0 | 0 | 0 | 0 | 0 | 0 | 0 | 0
F3_Commercial_Warehouse_New_Food Preparation_Natural Gas_Range_E4 | F3 | Commercial | Warehouse | New | Food Preparation | Natural Gas | Range | E4 | System - kBTUs of Consumption | 0 | 0 | 0 | 0 | 0 | 0 | 0 | 0 | 0 | 0 | 0 | 0 | 0 | 0 | 0 | 0 | 0 | 0 | 0 | 0 | 0 | 0 | 0 | 0 | 0 | 0 | 0 | 0 | 0 | 0 | 0 | 0 | 0
F3_Commercial_Warehouse_New_Food Preparation_Natural Gas_Range_E5 | F3 | Commercial | Warehouse | New | Food Preparation | Natural Gas | Range | E5 | System - kBTUs of Consumption | 0 | 0 | 0 | 0 | 0 | 0 | 0 | 0 | 0 | 0 | 0 | 0 | 0 | 0 | 0 | 0 | 0 | 0 | 0 | 0 | 0 | 0 | 0 | 0 | 0 | 0 | 0 | 0 | 0 | 0 | 0 | 0 | 0
F3_Commercial_Warehouse_New_Food Preparation_Natural Gas_Range_E6 | F3 | Commercial | Warehouse | New | Food Preparation | Natural Gas | Range | E6 | System - kBTUs of Consumption | 0 | 0 | 0 | 0 | 0 | 0 | 0 | 0 | 0 | 0 | 0 | 0 | 0 | 0 | 0 | 0 | 0 | 0 | 0 | 0 | 0 | 0 | 0 | 0 | 0 | 0 | 0 | 0 | 0 | 0 | 0 | 0 | 0
F3_Commercial_Warehouse_New_Food Preparation_Natural Gas_Range_E7 | F3 | Commercial | Warehouse | New | Food Preparation | Natural Gas | Range | E7 | System - kBTUs of Consumption | 0 | 0 | 0 | 0 | 0 | 0 | 0 | 0 | 0 | 0 | 0 | 0 | 0 | 0 | 0 | 0 | 0 | 0 | 0 | 0 | 0 | 0 | 0 | 0 | 0 | 0 | 0 | 0 | 0 | 0 | 0 | 0 | 0
F3_Commercial_Warehouse_New_Food Preparation_Natural Gas_Range_E8 | F3 | Commercial | Warehouse | New | Food Preparation | Natural Gas | Range | E8 | System - kBTUs of Consumption | 0 | 0 | 0 | 0 | 0 | 0 | 0 | 0 | 0 | 0 | 0 | 0 | 0 | 0 | 0 | 0 | 0 | 0 | 0 | 0 | 0 | 0 | 0 | 0 | 0 | 0 | 0 | 0 | 0 | 0 | 0 | 0 | 0
F3_Commercial_Warehouse_New_Food Preparation_Natural Gas_Range_E9 | F3 | Commercial | Warehouse | New | Food Preparation | Natural Gas | Range | E9 | System - kBTUs of Consumption | 0 | 0 | 0 | 0 | 0 | 0 | 0 | 0 | 0 | 0 | 0 | 0 | 0 | 0 | 0 | 0 | 0 | 0 | 0 | 0 | 0 | 0 | 0 | 0 | 0 | 0 | 0 | 0 | 0 | 0 | 0 | 0 | 0
F3_Commercial_Warehouse_New_Food Preparation_Natural Gas_Range_E10 | F3 | Commercial | Warehouse | New | Food Preparation | Natural Gas | Range | E10 | System - kBTUs of Consumption | 0 | 0 | 0 | 0 | 0 | 0 | 0 | 0 | 0 | 0 | 0 | 0 | 0 | 0 | 0 | 0 | 0 | 0 | 0 | 0 | 0 | 0 | 0 | 0 | 0 | 0 | 0 | 0 | 0 | 0 | 0 | 0 | 0
F4_Commercial_Warehouse_New_Food Preparation_Natural Gas_Range_E1 | F4 | Commercial | Warehouse | New | Food Preparation | Natural Gas | Range | E1 | Utility - Cost of Equipment | 0.01789 | 0.017888 | 0.017974 | 0.017841 | 0.017761 | 0.017819 | 0.017995 | 0.018134 | 0.018307 | 0.01847 | 0.018634 | 0.018784 | 0.018945 | 0.019114 | 0.019275 | 0.019438 | 0.019605 | 0.019786 | 0.019975 | 0.020174 | 0.020369 | 0.020574 | 0.020763 | 0.020958 | 0.021131 | 0.021281 | 0.021417 | 0.021534 | 0.021626 | 0.021701 | 0.021742 | 0.02177 | 0.02177
F4_Commercial_Warehouse_New_Food Preparation_Natural Gas_Range_E2 | F4 | Commercial | Warehouse | New | Food Preparation | Natural Gas | Range | E2 | Utility - Cost of Equipment | 0.013418 | 0.013416 | 0.01348 | 0.013381 | 0.013321 | 0.013365 | 0.013497 | 0.013601 | 0.01373 | 0.013852 | 0.013975 | 0.014088 | 0.014209 | 0.014335 | 0.014456 | 0.014579 | 0.014704 | 0.014839 | 0.014981 | 0.01513 | 0.015277 | 0.015431 | 0.015572 | 0.015719 | 0.015848 | 0.01596 | 0.016062 | 0.01615 | 0.016219 | 0.016276 | 0.016307 | 0.016327 | 0.016327
F4_Commercial_Warehouse_New_Food Preparation_Natural Gas_Range_E3 | F4 | Commercial | Warehouse | New | Food Preparation | Natural Gas | Range | E3 | Utility - Cost of Equipment | 0 | 0 | 0 | 0 | 0 | 0 | 0 | 0 | 0 | 0 | 0 | 0 | 0 | 0 | 0 | 0 | 0 | 0 | 0 | 0 | 0 | 0 | 0 | 0 | 0 | 0 | 0 | 0 | 0 | 0 | 0 | 0 | 0
F4_Commercial_Warehouse_New_Food Preparation_Natural Gas_Range_E4 | F4 | Commercial | Warehouse | New | Food Preparation | Natural Gas | Range | E4 | Utility - Cost of Equipment | 0 | 0 | 0 | 0 | 0 | 0 | 0 | 0 | 0 | 0 | 0 | 0 | 0 | 0 | 0 | 0 | 0 | 0 | 0 | 0 | 0 | 0 | 0 | 0 | 0 | 0 | 0 | 0 | 0 | 0 | 0 | 0 | 0
F4_Commercial_Warehouse_New_Food Preparation_Natural Gas_Range_E5 | F4 | Commercial | Warehouse | New | Food Preparation | Natural Gas | Range | E5 | Utility - Cost of Equipment | 0 | 0 | 0 | 0 | 0 | 0 | 0 | 0 | 0 | 0 | 0 | 0 | 0 | 0 | 0 | 0 | 0 | 0 | 0 | 0 | 0 | 0 | 0 | 0 | 0 | 0 | 0 | 0 | 0 | 0 | 0 | 0 | 0
F4_Commercial_Warehouse_New_Food Preparation_Natural Gas_Range_E6 | F4 | Commercial | Warehouse | New | Food Preparation | Natural Gas | Range | E6 | Utility - Cost of Equipment | 0 | 0 | 0 | 0 | 0 | 0 | 0 | 0 | 0 | 0 | 0 | 0 | 0 | 0 | 0 | 0 | 0 | 0 | 0 | 0 | 0 | 0 | 0 | 0 | 0 | 0 | 0 | 0 | 0 | 0 | 0 | 0 | 0
F4_Commercial_Warehouse_New_Food Preparation_Natural Gas_Range_E7 | F4 | Commercial | Warehouse | New | Food Preparation | Natural Gas | Range | E7 | Utility - Cost of Equipment | 0 | 0 | 0 | 0 | 0 | 0 | 0 | 0 | 0 | 0 | 0 | 0 | 0 | 0 | 0 | 0 | 0 | 0 | 0 | 0 | 0 | 0 | 0 | 0 | 0 | 0 | 0 | 0 | 0 | 0 | 0 | 0 | 0
F4_Commercial_Warehouse_New_Food Preparation_Natural Gas_Range_E8 | F4 | Commercial | Warehouse | New | Food Preparation | Natural Gas | Range | E8 | Utility - Cost of Equipment | 0 | 0 | 0 | 0 | 0 | 0 | 0 | 0 | 0 | 0 | 0 | 0 | 0 | 0 | 0 | 0 | 0 | 0 | 0 | 0 | 0 | 0 | 0 | 0 | 0 | 0 | 0 | 0 | 0 | 0 | 0 | 0 | 0
F4_Commercial_Warehouse_New_Food Preparation_Natural Gas_Range_E9 | F4 | Commercial | Warehouse | New | Food Preparation | Natural Gas | Range | E9 | Utility - Cost of Equipment | 0 | 0 | 0 | 0 | 0 | 0 | 0 | 0 | 0 | 0 | 0 | 0 | 0 | 0 | 0 | 0 | 0 | 0 | 0 | 0 | 0 | 0 | 0 | 0 | 0 | 0 | 0 | 0 | 0 | 0 | 0 | 0 | 0
F4_Commercial_Warehouse_New_Food Preparation_Natural Gas_Range_E10 | F4 | Commercial | Warehouse | New | Food Preparation | Natural Gas | Range | E10 | Utility - Cost of Equipment | 0 | 0 | 0 | 0 | 0 | 0 | 0 | 0 | 0 | 0 | 0 | 0 | 0 | 0 | 0 | 0 | 0 | 0 | 0 | 0 | 0 | 0 | 0 | 0 | 0 | 0 | 0 | 0 | 0 | 0 | 0 | 0 | 0
F5_Commercial_Warehouse_New_Food Preparation_Natural Gas_Range_E1 | F5 | Commercial | Warehouse | New | Food Preparation | Natural Gas | Range | E1 | Utility - Cost of Operation | 0.0071574 | 0.0071574 | 0.0071574 | 0.0071574 | 0.0071574 | 0.0071574 | 0.0071574 | 0.0071574 | 0.0071574 | 0.0071574 | 0.0071574 | 0.0071574 | 0.0071574 | 0.0071574 | 0.0071574 | 0.0071574 | 0.0071574 | 0.0071574 | 0.0071574 | 0.0071574 | 0.0071574 | 0.0071574 | 0.0071574 | 0.0071574 | 0.0071574 | 0.0071574 | 0.0071574 | 0.0071574 | 0.0071574 | 0.0071574 | 0.0071574 | 0.0071574 | 0.0071574
F5_Commercial_Warehouse_New_Food Preparation_Natural Gas_Range_E2 | F5 | Commercial | Warehouse | New | Food Preparation | Natural Gas | Range | E2 | Utility - Cost of Operation | 0.0071583 | 0.0071583 | 0.0071583 | 0.0071583 | 0.0071583 | 0.0071583 | 0.0071583 | 0.0071583 | 0.0071583 | 0.0071583 | 0.0071583 | 0.0071583 | 0.0071583 | 0.0071583 | 0.0071583 | 0.0071583 | 0.0071583 | 0.0071583 | 0.0071583 | 0.0071583 | 0.0071583 | 0.0071583 | 0.0071583 | 0.0071583 | 0.0071583 | 0.0071583 | 0.0071583 | 0.0071583 | 0.0071583 | 0.0071583 | 0.0071583 | 0.0071583 | 0.0071583
F5_Commercial_Warehouse_New_Food Preparation_Natural Gas_Range_E3 | F5 | Commercial | Warehouse | New | Food Preparation | Natural Gas | Range | E3 | Utility - Cost of Operation | 0 | 0 | 0 | 0 | 0 | 0 | 0 | 0 | 0 | 0 | 0 | 0 | 0 | 0 | 0 | 0 | 0 | 0 | 0 | 0 | 0 | 0 | 0 | 0 | 0 | 0 | 0 | 0 | 0 | 0 | 0 | 0 | 0
F5_Commercial_Warehouse_New_Food Preparation_Natural Gas_Range_E4 | F5 | Commercial | Warehouse | New | Food Preparation | Natural Gas | Range | E4 | Utility - Cost of Operation | 0 | 0 | 0 | 0 | 0 | 0 | 0 | 0 | 0 | 0 | 0 | 0 | 0 | 0 | 0 | 0 | 0 | 0 | 0 | 0 | 0 | 0 | 0 | 0 | 0 | 0 | 0 | 0 | 0 | 0 | 0 | 0 | 0
F5_Commercial_Warehouse_New_Food Preparation_Natural Gas_Range_E5 | F5 | Commercial | Warehouse | New | Food Preparation | Natural Gas | Range | E5 | Utility - Cost of Operation | 0 | 0 | 0 | 0 | 0 | 0 | 0 | 0 | 0 | 0 | 0 | 0 | 0 | 0 | 0 | 0 | 0 | 0 | 0 | 0 | 0 | 0 | 0 | 0 | 0 | 0 | 0 | 0 | 0 | 0 | 0 | 0 | 0
F5_Commercial_Warehouse_New_Food Preparation_Natural Gas_Range_E6 | F5 | Commercial | Warehouse | New | Food Preparation | Natural Gas | Range | E6 | Utility - Cost of Operation | 0 | 0 | 0 | 0 | 0 | 0 | 0 | 0 | 0 | 0 | 0 | 0 | 0 | 0 | 0 | 0 | 0 | 0 | 0 | 0 | 0 | 0 | 0 | 0 | 0 | 0 | 0 | 0 | 0 | 0 | 0 | 0 | 0
F5_Commercial_Warehouse_New_Food Preparation_Natural Gas_Range_E7 | F5 | Commercial | Warehouse | New | Food Preparation | Natural Gas | Range | E7 | Utility - Cost of Operation | 0 | 0 | 0 | 0 | 0 | 0 | 0 | 0 | 0 | 0 | 0 | 0 | 0 | 0 | 0 | 0 | 0 | 0 | 0 | 0 | 0 | 0 | 0 | 0 | 0 | 0 | 0 | 0 | 0 | 0 | 0 | 0 | 0
F5_Commercial_Warehouse_New_Food Preparation_Natural Gas_Range_E8 | F5 | Commercial | Warehouse | New | Food Preparation | Natural Gas | Range | E8 | Utility - Cost of Operation | 0 | 0 | 0 | 0 | 0 | 0 | 0 | 0 | 0 | 0 | 0 | 0 | 0 | 0 | 0 | 0 | 0 | 0 | 0 | 0 | 0 | 0 | 0 | 0 | 0 | 0 | 0 | 0 | 0 | 0 | 0 | 0 | 0
F5_Commercial_Warehouse_New_Food Preparation_Natural Gas_Range_E9 | F5 | Commercial | Warehouse | New | Food Preparation | Natural Gas | Range | E9 | Utility - Cost of Operation | 0 | 0 | 0 | 0 | 0 | 0 | 0 | 0 | 0 | 0 | 0 | 0 | 0 | 0 | 0 | 0 | 0 | 0 | 0 | 0 | 0 | 0 | 0 | 0 | 0 | 0 | 0 | 0 | 0 | 0 | 0 | 0 | 0
F5_Commercial_Warehouse_New_Food Preparation_Natural Gas_Range_E10 | F5 | Commercial | Warehouse | New | Food Preparation | Natural Gas | Range | E10 | Utility - Cost of Operation | 0 | 0 | 0 | 0 | 0 | 0 | 0 | 0 | 0 | 0 | 0 | 0 | 0 | 0 | 0 | 0 | 0 | 0 | 0 | 0 | 0 | 0 | 0 | 0 | 0 | 0 | 0 | 0 | 0 | 0 | 0 | 0 | 0
F6_Commercial_Warehouse_New_Food Preparation_Natural Gas_Range_E1 | F6 | Commercial | Warehouse | New | Food Preparation | Natural Gas | Range | E1 | Utility - Value of Sales | 0.0094641 | 0.009515 | 0.0095969 | 0.0095789 | 0.0095789 | 0.0095789 | 0.0095789 | 0.0095789 | 0.0095789 | 0.0095789 | 0.0095789 | 0.0095789 | 0.0095789 | 0.0095789 | 0.0095789 | 0.0095789 | 0.0095789 | 0.0095789 | 0.0095789 | 0.0095789 | 0.0095789 | 0.0095789 | 0.0095789 | 0.0095789 | 0.0095789 | 0.0095789 | 0.0095789 | 0.0095789 | 0.0095789 | 0.0095789 | 0.0095789 | 0.0095789 | 0.0095789
F6_Commercial_Warehouse_New_Food Preparation_Natural Gas_Range_E2 | F6 | Commercial | Warehouse | New | Food Preparation | Natural Gas | Range | E2 | Utility - Value of Sales | 0.007098 | 0.0071362 | 0.0071977 | 0.0071842 | 0.0071842 | 0.0071842 | 0.0071842 | 0.0071842 | 0.0071842 | 0.0071842 | 0.0071842 | 0.0071842 | 0.0071842 | 0.0071842 | 0.0071842 | 0.0071842 | 0.0071842 | 0.0071842 | 0.0071842 | 0.0071842 | 0.0071842 | 0.0071842 | 0.0071842 | 0.0071842 | 0.0071842 | 0.0071842 | 0.0071842 | 0.0071842 | 0.0071842 | 0.0071842 | 0.0071842 | 0.0071842 | 0.0071842
F6_Commercial_Warehouse_New_Food Preparation_Natural Gas_Range_E3 | F6 | Commercial | Warehouse | New | Food Preparation | Natural Gas | Range | E3 | Utility - Value of Sales | 0 | 0 | 0 | 0 | 0 | 0 | 0 | 0 | 0 | 0 | 0 | 0 | 0 | 0 | 0 | 0 | 0 | 0 | 0 | 0 | 0 | 0 | 0 | 0 | 0 | 0 | 0 | 0 | 0 | 0 | 0 | 0 | 0
F6_Commercial_Warehouse_New_Food Preparation_Natural Gas_Range_E4 | F6 | Commercial | Warehouse | New | Food Preparation | Natural Gas | Range | E4 | Utility - Value of Sales | 0 | 0 | 0 | 0 | 0 | 0 | 0 | 0 | 0 | 0 | 0 | 0 | 0 | 0 | 0 | 0 | 0 | 0 | 0 | 0 | 0 | 0 | 0 | 0 | 0 | 0 | 0 | 0 | 0 | 0 | 0 | 0 | 0
F6_Commercial_Warehouse_New_Food Preparation_Natural Gas_Range_E5 | F6 | Commercial | Warehouse | New | Food Preparation | Natural Gas | Range | E5 | Utility - Value of Sales | 0 | 0 | 0 | 0 | 0 | 0 | 0 | 0 | 0 | 0 | 0 | 0 | 0 | 0 | 0 | 0 | 0 | 0 | 0 | 0 | 0 | 0 | 0 | 0 | 0 | 0 | 0 | 0 | 0 | 0 | 0 | 0 | 0
F6_Commercial_Warehouse_New_Food Preparation_Natural Gas_Range_E6 | F6 | Commercial | Warehouse | New | Food Preparation | Natural Gas | Range | E6 | Utility - Value of Sales | 0 | 0 | 0 | 0 | 0 | 0 | 0 | 0 | 0 | 0 | 0 | 0 | 0 | 0 | 0 | 0 | 0 | 0 | 0 | 0 | 0 | 0 | 0 | 0 | 0 | 0 | 0 | 0 | 0 | 0 | 0 | 0 | 0
F6_Commercial_Warehouse_New_Food Preparation_Natural Gas_Range_E7 | F6 | Commercial | Warehouse | New | Food Preparation | Natural Gas | Range | E7 | Utility - Value of Sales | 0 | 0 | 0 | 0 | 0 | 0 | 0 | 0 | 0 | 0 | 0 | 0 | 0 | 0 | 0 | 0 | 0 | 0 | 0 | 0 | 0 | 0 | 0 | 0 | 0 | 0 | 0 | 0 | 0 | 0 | 0 | 0 | 0
F6_Commercial_Warehouse_New_Food Preparation_Natural Gas_Range_E8 | F6 | Commercial | Warehouse | New | Food Preparation | Natural Gas | Range | E8 | Utility - Value of Sales | 0 | 0 | 0 | 0 | 0 | 0 | 0 | 0 | 0 | 0 | 0 | 0 | 0 | 0 | 0 | 0 | 0 | 0 | 0 | 0 | 0 | 0 | 0 | 0 | 0 | 0 | 0 | 0 | 0 | 0 | 0 | 0 | 0
F6_Commercial_Warehouse_New_Food Preparation_Natural Gas_Range_E9 | F6 | Commercial | Warehouse | New | Food Preparation | Natural Gas | Range | E9 | Utility - Value of Sales | 0 | 0 | 0 | 0 | 0 | 0 | 0 | 0 | 0 | 0 | 0 | 0 | 0 | 0 | 0 | 0 | 0 | 0 | 0 | 0 | 0 | 0 | 0 | 0 | 0 | 0 | 0 | 0 | 0 | 0 | 0 | 0 | 0
F6_Commercial_Warehouse_New_Food Preparation_Natural Gas_Range_E10 | F6 | Commercial | Warehouse | New | Food Preparation | Natural Gas | Range | E10 | Utility - Value of Sales | 0 | 0 | 0 | 0 | 0 | 0 | 0 | 0 | 0 | 0 | 0 | 0 | 0 | 0 | 0 | 0 | 0 | 0 | 0 | 0 | 0 | 0 | 0 | 0 | 0 | 0 | 0 | 0 | 0 | 0 | 0 | 0 | 0
F1_Commercial_Warehouse_New_Food Preparation_Natural Gas_Steamer_E1 | F1 | Commercial | Warehouse | New | Food Preparation | Natural Gas | Steamer | E1 | RVT - Cost of Equipment | 0.035099 | 0.03514 | 0.035329 | 0 | 0 | 0 | 0 | 0 | 0 | 0 | 0 | 0 | 0 | 0 | 0 | 0 | 0 | 0 | 0 | 0 | 0 | 0 | 0 | 0 | 0 | 0 | 0 | 0 | 0 | 0 | 0 | 0 | 0
F1_Commercial_Warehouse_New_Food Preparation_Natural Gas_Steamer_E2 | F1 | Commercial | Warehouse | New | Food Preparation | Natural Gas | Steamer | E2 | RVT - Cost of Equipment | 0.0073213 | 0.0073299 | 0.0073693 | 0.0073311 | 0.0073109 | 0.0073396 | 0.00741 | 0.0074678 | 0.0075378 | 0.0076054 | 0.0076734 | 0.0077374 | 0.0078055 | 0.0078761 | 0.0079443 | 0.0080139 | 0.0080842 | 0.0081593 | 0.0082357 | 0.008314 | 0.0083886 | 0.0084641 | 0.0085323 | 0.0086019 | 0.0086629 | 0.0087156 | 0.0087636 | 0.0088049 | 0.0088374 | 0.0088639 | 0.0088784 | 0.0088881 | 0.0088881
F1_Commercial_Warehouse_New_Food Preparation_Natural Gas_Steamer_E3 | F1 | Commercial | Warehouse | New | Food Preparation | Natural Gas | Steamer | E3 | RVT - Cost of Equipment | 0 | 0 | 0 | 0 | 0 | 0 | 0 | 0 | 0 | 0 | 0 | 0 | 0 | 0 | 0 | 0 | 0 | 0 | 0 | 0 | 0 | 0 | 0 | 0 | 0 | 0 | 0 | 0 | 0 | 0 | 0 | 0 | 0
F1_Commercial_Warehouse_New_Food Preparation_Natural Gas_Steamer_E4 | F1 | Commercial | Warehouse | New | Food Preparation | Natural Gas | Steamer | E4 | RVT - Cost of Equipment | 0 | 0 | 0 | 0 | 0 | 0 | 0 | 0 | 0 | 0 | 0 | 0 | 0 | 0 | 0 | 0 | 0 | 0 | 0 | 0 | 0 | 0 | 0 | 0 | 0 | 0 | 0 | 0 | 0 | 0 | 0 | 0 | 0
F1_Commercial_Warehouse_New_Food Preparation_Natural Gas_Steamer_E5 | F1 | Commercial | Warehouse | New | Food Preparation | Natural Gas | Steamer | E5 | RVT - Cost of Equipment | 0 | 0 | 0 | 0 | 0 | 0 | 0 | 0 | 0 | 0 | 0 | 0 | 0 | 0 | 0 | 0 | 0 | 0 | 0 | 0 | 0 | 0 | 0 | 0 | 0 | 0 | 0 | 0 | 0 | 0 | 0 | 0 | 0
F1_Commercial_Warehouse_New_Food Preparation_Natural Gas_Steamer_E6 | F1 | Commercial | Warehouse | New | Food Preparation | Natural Gas | Steamer | E6 | RVT - Cost of Equipment | 0 | 0 | 0 | 0 | 0 | 0 | 0 | 0 | 0 | 0 | 0 | 0 | 0 | 0 | 0 | 0 | 0 | 0 | 0 | 0 | 0 | 0 | 0 | 0 | 0 | 0 | 0 | 0 | 0 | 0 | 0 | 0 | 0
F1_Commercial_Warehouse_New_Food Preparation_Natural Gas_Steamer_E7 | F1 | Commercial | Warehouse | New | Food Preparation | Natural Gas | Steamer | E7 | RVT - Cost of Equipment | 0 | 0 | 0 | 0 | 0 | 0 | 0 | 0 | 0 | 0 | 0 | 0 | 0 | 0 | 0 | 0 | 0 | 0 | 0 | 0 | 0 | 0 | 0 | 0 | 0 | 0 | 0 | 0 | 0 | 0 | 0 | 0 | 0
F1_Commercial_Warehouse_New_Food Preparation_Natural Gas_Steamer_E8 | F1 | Commercial | Warehouse | New | Food Preparation | Natural Gas | Steamer | E8 | RVT - Cost of Equipment | 0 | 0 | 0 | 0 | 0 | 0 | 0 | 0 | 0 | 0 | 0 | 0 | 0 | 0 | 0 | 0 | 0 | 0 | 0 | 0 | 0 | 0 | 0 | 0 | 0 | 0 | 0 | 0 | 0 | 0 | 0 | 0 | 0
F1_Commercial_Warehouse_New_Food Preparation_Natural Gas_Steamer_E9 | F1 | Commercial | Warehouse | New | Food Preparation | Natural Gas | Steamer | E9 | RVT - Cost of Equipment | 0 | 0 | 0 | 0 | 0 | 0 | 0 | 0 | 0 | 0 | 0 | 0 | 0 | 0 | 0 | 0 | 0 | 0 | 0 | 0 | 0 | 0 | 0 | 0 | 0 | 0 | 0 | 0 | 0 | 0 | 0 | 0 | 0
F1_Commercial_Warehouse_New_Food Preparation_Natural Gas_Steamer_E10 | F1 | Commercial | Warehouse | New | Food Preparation | Natural Gas | Steamer | E10 | RVT - Cost of Equipment | 0 | 0 | 0 | 0 | 0 | 0 | 0 | 0 | 0 | 0 | 0 | 0 | 0 | 0 | 0 | 0 | 0 | 0 | 0 | 0 | 0 | 0 | 0 | 0 | 0 | 0 | 0 | 0 | 0 | 0 | 0 | 0 | 0
F2_Commercial_Warehouse_New_Food Preparation_Natural Gas_Steamer_E1 | F2 | Commercial | Warehouse | New | Food Preparation | Natural Gas | Steamer | E1 | RVT - Cost of Operation | 0.04205 | 0.0421 | 0.042326 | 0 | 0 | 0 | 0 | 0 | 0 | 0 | 0 | 0 | 0 | 0 | 0 | 0 | 0 | 0 | 0 | 0 | 0 | 0 | 0 | 0 | 0 | 0 | 0 | 0 | 0 | 0 | 0 | 0 | 0
F2_Commercial_Warehouse_New_Food Preparation_Natural Gas_Steamer_E2 | F2 | Commercial | Warehouse | New | Food Preparation | Natural Gas | Steamer | E2 | RVT - Cost of Operation | 0.0087714 | 0.0087817 | 0.0088289 | 0.0087831 | 0.008759 | 0.0087933 | 0.0088777 | 0.0089469 | 0.0090307 | 0.0091117 | 0.0091932 | 0.0092699 | 0.0093515 | 0.0094361 | 0.0095178 | 0.0096012 | 0.0096854 | 0.0097753 | 0.0098669 | 0.0099607 | 0.01005 | 0.010141 | 0.010222 | 0.010306 | 0.010379 | 0.010442 | 0.010499 | 0.010549 | 0.010588 | 0.01062 | 0.010637 | 0.010649 | 0.010649
F2_Commercial_Warehouse_New_Food Preparation_Natural Gas_Steamer_E3 | F2 | Commercial | Warehouse | New | Food Preparation | Natural Gas | Steamer | E3 | RVT - Cost of Operation | 0 | 0 | 0 | 0 | 0 | 0 | 0 | 0 | 0 | 0 | 0 | 0 | 0 | 0 | 0 | 0 | 0 | 0 | 0 | 0 | 0 | 0 | 0 | 0 | 0 | 0 | 0 | 0 | 0 | 0 | 0 | 0 | 0
F2_Commercial_Warehouse_New_Food Preparation_Natural Gas_Steamer_E4 | F2 | Commercial | Warehouse | New | Food Preparation | Natural Gas | Steamer | E4 | RVT - Cost of Operation | 0 | 0 | 0 | 0 | 0 | 0 | 0 | 0 | 0 | 0 | 0 | 0 | 0 | 0 | 0 | 0 | 0 | 0 | 0 | 0 | 0 | 0 | 0 | 0 | 0 | 0 | 0 | 0 | 0 | 0 | 0 | 0 | 0
F2_Commercial_Warehouse_New_Food Preparation_Natural Gas_Steamer_E5 | F2 | Commercial | Warehouse | New | Food Preparation | Natural Gas | Steamer | E5 | RVT - Cost of Operation | 0 | 0 | 0 | 0 | 0 | 0 | 0 | 0 | 0 | 0 | 0 | 0 | 0 | 0 | 0 | 0 | 0 | 0 | 0 | 0 | 0 | 0 | 0 | 0 | 0 | 0 | 0 | 0 | 0 | 0 | 0 | 0 | 0
F2_Commercial_Warehouse_New_Food Preparation_Natural Gas_Steamer_E6 | F2 | Commercial | Warehouse | New | Food Preparation | Natural Gas | Steamer | E6 | RVT - Cost of Operation | 0 | 0 | 0 | 0 | 0 | 0 | 0 | 0 | 0 | 0 | 0 | 0 | 0 | 0 | 0 | 0 | 0 | 0 | 0 | 0 | 0 | 0 | 0 | 0 | 0 | 0 | 0 | 0 | 0 | 0 | 0 | 0 | 0
F2_Commercial_Warehouse_New_Food Preparation_Natural Gas_Steamer_E7 | F2 | Commercial | Warehouse | New | Food Preparation | Natural Gas | Steamer | E7 | RVT - Cost of Operation | 0 | 0 | 0 | 0 | 0 | 0 | 0 | 0 | 0 | 0 | 0 | 0 | 0 | 0 | 0 | 0 | 0 | 0 | 0 | 0 | 0 | 0 | 0 | 0 | 0 | 0 | 0 | 0 | 0 | 0 | 0 | 0 | 0
F2_Commercial_Warehouse_New_Food Preparation_Natural Gas_Steamer_E8 | F2 | Commercial | Warehouse | New | Food Preparation | Natural Gas | Steamer | E8 | RVT - Cost of Operation | 0 | 0 | 0 | 0 | 0 | 0 | 0 | 0 | 0 | 0 | 0 | 0 | 0 | 0 | 0 | 0 | 0 | 0 | 0 | 0 | 0 | 0 | 0 | 0 | 0 | 0 | 0 | 0 | 0 | 0 | 0 | 0 | 0
F2_Commercial_Warehouse_New_Food Preparation_Natural Gas_Steamer_E9 | F2 | Commercial | Warehouse | New | Food Preparation | Natural Gas | Steamer | E9 | RVT - Cost of Operation | 0 | 0 | 0 | 0 | 0 | 0 | 0 | 0 | 0 | 0 | 0 | 0 | 0 | 0 | 0 | 0 | 0 | 0 | 0 | 0 | 0 | 0 | 0 | 0 | 0 | 0 | 0 | 0 | 0 | 0 | 0 | 0 | 0
F2_Commercial_Warehouse_New_Food Preparation_Natural Gas_Steamer_E10 | F2 | Commercial | Warehouse | New | Food Preparation | Natural Gas | Steamer | E10 | RVT - Cost of Operation | 0 | 0 | 0 | 0 | 0 | 0 | 0 | 0 | 0 | 0 | 0 | 0 | 0 | 0 | 0 | 0 | 0 | 0 | 0 | 0 | 0 | 0 | 0 | 0 | 0 | 0 | 0 | 0 | 0 | 0 | 0 | 0 | 0
F3_Commercial_Warehouse_New_Food Preparation_Natural Gas_Steamer_E1 | F3 | Commercial | Warehouse | New | Food Preparation | Natural Gas | Steamer | E1 | System - kBTUs of Consumption | 0.021606 | 0.021606 | 0.021606 | 0 | 0 | 0 | 0 | 0 | 0 | 0 | 0 | 0 | 0 | 0 | 0 | 0 | 0 | 0 | 0 | 0 | 0 | 0 | 0 | 0 | 0 | 0 | 0 | 0 | 0 | 0 | 0 | 0 | 0
F3_Commercial_Warehouse_New_Food Preparation_Natural Gas_Steamer_E2 | F3 | Commercial | Warehouse | New | Food Preparation | Natural Gas | Steamer | E2 | System - kBTUs of Consumption | 0.02321 | 0.02321 | 0.02321 | 0.02321 | 0.02321 | 0.02321 | 0.02321 | 0.02321 | 0.02321 | 0.02321 | 0.02321 | 0.02321 | 0.02321 | 0.02321 | 0.02321 | 0.02321 | 0.02321 | 0.02321 | 0.02321 | 0.02321 | 0.02321 | 0.02321 | 0.02321 | 0.02321 | 0.02321 | 0.02321 | 0.02321 | 0.02321 | 0.02321 | 0.02321 | 0.02321 | 0.02321 | 0.02321
F3_Commercial_Warehouse_New_Food Preparation_Natural Gas_Steamer_E3 | F3 | Commercial | Warehouse | New | Food Preparation | Natural Gas | Steamer | E3 | System - kBTUs of Consumption | 0 | 0 | 0 | 0 | 0 | 0 | 0 | 0 | 0 | 0 | 0 | 0 | 0 | 0 | 0 | 0 | 0 | 0 | 0 | 0 | 0 | 0 | 0 | 0 | 0 | 0 | 0 | 0 | 0 | 0 | 0 | 0 | 0
F3_Commercial_Warehouse_New_Food Preparation_Natural Gas_Steamer_E4 | F3 | Commercial | Warehouse | New | Food Preparation | Natural Gas | Steamer | E4 | System - kBTUs of Consumption | 0 | 0 | 0 | 0 | 0 | 0 | 0 | 0 | 0 | 0 | 0 | 0 | 0 | 0 | 0 | 0 | 0 | 0 | 0 | 0 | 0 | 0 | 0 | 0 | 0 | 0 | 0 | 0 | 0 | 0 | 0 | 0 | 0
F3_Commercial_Warehouse_New_Food Preparation_Natural Gas_Steamer_E5 | F3 | Commercial | Warehouse | New | Food Preparation | Natural Gas | Steamer | E5 | System - kBTUs of Consumption | 0 | 0 | 0 | 0 | 0 | 0 | 0 | 0 | 0 | 0 | 0 | 0 | 0 | 0 | 0 | 0 | 0 | 0 | 0 | 0 | 0 | 0 | 0 | 0 | 0 | 0 | 0 | 0 | 0 | 0 | 0 | 0 | 0
F3_Commercial_Warehouse_New_Food Preparation_Natural Gas_Steamer_E6 | F3 | Commercial | Warehouse | New | Food Preparation | Natural Gas | Steamer | E6 | System - kBTUs of Consumption | 0 | 0 | 0 | 0 | 0 | 0 | 0 | 0 | 0 | 0 | 0 | 0 | 0 | 0 | 0 | 0 | 0 | 0 | 0 | 0 | 0 | 0 | 0 | 0 | 0 | 0 | 0 | 0 | 0 | 0 | 0 | 0 | 0
F3_Commercial_Warehouse_New_Food Preparation_Natural Gas_Steamer_E7 | F3 | Commercial | Warehouse | New | Food Preparation | Natural Gas | Steamer | E7 | System - kBTUs of Consumption | 0 | 0 | 0 | 0 | 0 | 0 | 0 | 0 | 0 | 0 | 0 | 0 | 0 | 0 | 0 | 0 | 0 | 0 | 0 | 0 | 0 | 0 | 0 | 0 | 0 | 0 | 0 | 0 | 0 | 0 | 0 | 0 | 0
F3_Commercial_Warehouse_New_Food Preparation_Natural Gas_Steamer_E8 | F3 | Commercial | Warehouse | New | Food Preparation | Natural Gas | Steamer | E8 | System - kBTUs of Consumption | 0 | 0 | 0 | 0 | 0 | 0 | 0 | 0 | 0 | 0 | 0 | 0 | 0 | 0 | 0 | 0 | 0 | 0 | 0 | 0 | 0 | 0 | 0 | 0 | 0 | 0 | 0 | 0 | 0 | 0 | 0 | 0 | 0
F3_Commercial_Warehouse_New_Food Preparation_Natural Gas_Steamer_E9 | F3 | Commercial | Warehouse | New | Food Preparation | Natural Gas | Steamer | E9 | System - kBTUs of Consumption | 0 | 0 | 0 | 0 | 0 | 0 | 0 | 0 | 0 | 0 | 0 | 0 | 0 | 0 | 0 | 0 | 0 | 0 | 0 | 0 | 0 | 0 | 0 | 0 | 0 | 0 | 0 | 0 | 0 | 0 | 0 | 0 | 0
F3_Commercial_Warehouse_New_Food Preparation_Natural Gas_Steamer_E10 | F3 | Commercial | Warehouse | New | Food Preparation | Natural Gas | Steamer | E10 | System - kBTUs of Consumption | 0 | 0 | 0 | 0 | 0 | 0 | 0 | 0 | 0 | 0 | 0 | 0 | 0 | 0 | 0 | 0 | 0 | 0 | 0 | 0 | 0 | 0 | 0 | 0 | 0 | 0 | 0 | 0 | 0 | 0 | 0 | 0 | 0
F4_Commercial_Warehouse_New_Food Preparation_Natural Gas_Steamer_E1 | F4 | Commercial | Warehouse | New | Food Preparation | Natural Gas | Steamer | E1 | Utility - Cost of Equipment | 0.04205 | 0.0421 | 0.042326 | 0 | 0 | 0 | 0 | 0 | 0 | 0 | 0 | 0 | 0 | 0 | 0 | 0 | 0 | 0 | 0 | 0 | 0 | 0 | 0 | 0 | 0 | 0 | 0 | 0 | 0 | 0 | 0 | 0 | 0
F4_Commercial_Warehouse_New_Food Preparation_Natural Gas_Steamer_E2 | F4 | Commercial | Warehouse | New | Food Preparation | Natural Gas | Steamer | E2 | Utility - Cost of Equipment | 0.0087714 | 0.0087817 | 0.0088289 | 0.0087831 | 0.008759 | 0.0087933 | 0.0088777 | 0.0089469 | 0.0090307 | 0.0091117 | 0.0091932 | 0.0092699 | 0.0093515 | 0.0094361 | 0.0095178 | 0.0096012 | 0.0096854 | 0.0097753 | 0.0098669 | 0.0099607 | 0.01005 | 0.010141 | 0.010222 | 0.010306 | 0.010379 | 0.010442 | 0.010499 | 0.010549 | 0.010588 | 0.01062 | 0.010637 | 0.010649 | 0.010649
F4_Commercial_Warehouse_New_Food Preparation_Natural Gas_Steamer_E3 | F4 | Commercial | Warehouse | New | Food Preparation | Natural Gas | Steamer | E3 | Utility - Cost of Equipment | 0 | 0 | 0 | 0 | 0 | 0 | 0 | 0 | 0 | 0 | 0 | 0 | 0 | 0 | 0 | 0 | 0 | 0 | 0 | 0 | 0 | 0 | 0 | 0 | 0 | 0 | 0 | 0 | 0 | 0 | 0 | 0 | 0
F4_Commercial_Warehouse_New_Food Preparation_Natural Gas_Steamer_E4 | F4 | Commercial | Warehouse | New | Food Preparation | Natural Gas | Steamer | E4 | Utility - Cost of Equipment | 0 | 0 | 0 | 0 | 0 | 0 | 0 | 0 | 0 | 0 | 0 | 0 | 0 | 0 | 0 | 0 | 0 | 0 | 0 | 0 | 0 | 0 | 0 | 0 | 0 | 0 | 0 | 0 | 0 | 0 | 0 | 0 | 0
F4_Commercial_Warehouse_New_Food Preparation_Natural Gas_Steamer_E5 | F4 | Commercial | Warehouse | New | Food Preparation | Natural Gas | Steamer | E5 | Utility - Cost of Equipment | 0 | 0 | 0 | 0 | 0 | 0 | 0 | 0 | 0 | 0 | 0 | 0 | 0 | 0 | 0 | 0 | 0 | 0 | 0 | 0 | 0 | 0 | 0 | 0 | 0 | 0 | 0 | 0 | 0 | 0 | 0 | 0 | 0
F4_Commercial_Warehouse_New_Food Preparation_Natural Gas_Steamer_E6 | F4 | Commercial | Warehouse | New | Food Preparation | Natural Gas | Steamer | E6 | Utility - Cost of Equipment | 0 | 0 | 0 | 0 | 0 | 0 | 0 | 0 | 0 | 0 | 0 | 0 | 0 | 0 | 0 | 0 | 0 | 0 | 0 | 0 | 0 | 0 | 0 | 0 | 0 | 0 | 0 | 0 | 0 | 0 | 0 | 0 | 0
F4_Commercial_Warehouse_New_Food Preparation_Natural Gas_Steamer_E7 | F4 | Commercial | Warehouse | New | Food Preparation | Natural Gas | Steamer | E7 | Utility - Cost of Equipment | 0 | 0 | 0 | 0 | 0 | 0 | 0 | 0 | 0 | 0 | 0 | 0 | 0 | 0 | 0 | 0 | 0 | 0 | 0 | 0 | 0 | 0 | 0 | 0 | 0 | 0 | 0 | 0 | 0 | 0 | 0 | 0 | 0
F4_Commercial_Warehouse_New_Food Preparation_Natural Gas_Steamer_E8 | F4 | Commercial | Warehouse | New | Food Preparation | Natural Gas | Steamer | E8 | Utility - Cost of Equipment | 0 | 0 | 0 | 0 | 0 | 0 | 0 | 0 | 0 | 0 | 0 | 0 | 0 | 0 | 0 | 0 | 0 | 0 | 0 | 0 | 0 | 0 | 0 | 0 | 0 | 0 | 0 | 0 | 0 | 0 | 0 | 0 | 0
F4_Commercial_Warehouse_New_Food Preparation_Natural Gas_Steamer_E9 | F4 | Commercial | Warehouse | New | Food Preparation | Natural Gas | Steamer | E9 | Utility - Cost of Equipment | 0 | 0 | 0 | 0 | 0 | 0 | 0 | 0 | 0 | 0 | 0 | 0 | 0 | 0 | 0 | 0 | 0 | 0 | 0 | 0 | 0 | 0 | 0 | 0 | 0 | 0 | 0 | 0 | 0 | 0 | 0 | 0 | 0
F4_Commercial_Warehouse_New_Food Preparation_Natural Gas_Steamer_E10 | F4 | Commercial | Warehouse | New | Food Preparation | Natural Gas | Steamer | E10 | Utility - Cost of Equipment | 0 | 0 | 0 | 0 | 0 | 0 | 0 | 0 | 0 | 0 | 0 | 0 | 0 | 0 | 0 | 0 | 0 | 0 | 0 | 0 | 0 | 0 | 0 | 0 | 0 | 0 | 0 | 0 | 0 | 0 | 0 | 0 | 0
F5_Commercial_Warehouse_New_Food Preparation_Natural Gas_Steamer_E1 | F5 | Commercial | Warehouse | New | Food Preparation | Natural Gas | Steamer | E1 | Utility - Cost of Operation | 0.021606 | 0.021606 | 0.021606 | 0 | 0 | 0 | 0 | 0 | 0 | 0 | 0 | 0 | 0 | 0 | 0 | 0 | 0 | 0 | 0 | 0 | 0 | 0 | 0 | 0 | 0 | 0 | 0 | 0 | 0 | 0 | 0 | 0 | 0
F5_Commercial_Warehouse_New_Food Preparation_Natural Gas_Steamer_E2 | F5 | Commercial | Warehouse | New | Food Preparation | Natural Gas | Steamer | E2 | Utility - Cost of Operation | 0.02321 | 0.02321 | 0.02321 | 0.02321 | 0.02321 | 0.02321 | 0.02321 | 0.02321 | 0.02321 | 0.02321 | 0.02321 | 0.02321 | 0.02321 | 0.02321 | 0.02321 | 0.02321 | 0.02321 | 0.02321 | 0.02321 | 0.02321 | 0.02321 | 0.02321 | 0.02321 | 0.02321 | 0.02321 | 0.02321 | 0.02321 | 0.02321 | 0.02321 | 0.02321 | 0.02321 | 0.02321 | 0.02321
F5_Commercial_Warehouse_New_Food Preparation_Natural Gas_Steamer_E3 | F5 | Commercial | Warehouse | New | Food Preparation | Natural Gas | Steamer | E3 | Utility - Cost of Operation | 0 | 0 | 0 | 0 | 0 | 0 | 0 | 0 | 0 | 0 | 0 | 0 | 0 | 0 | 0 | 0 | 0 | 0 | 0 | 0 | 0 | 0 | 0 | 0 | 0 | 0 | 0 | 0 | 0 | 0 | 0 | 0 | 0
F5_Commercial_Warehouse_New_Food Preparation_Natural Gas_Steamer_E4 | F5 | Commercial | Warehouse | New | Food Preparation | Natural Gas | Steamer | E4 | Utility - Cost of Operation | 0 | 0 | 0 | 0 | 0 | 0 | 0 | 0 | 0 | 0 | 0 | 0 | 0 | 0 | 0 | 0 | 0 | 0 | 0 | 0 | 0 | 0 | 0 | 0 | 0 | 0 | 0 | 0 | 0 | 0 | 0 | 0 | 0
F5_Commercial_Warehouse_New_Food Preparation_Natural Gas_Steamer_E5 | F5 | Commercial | Warehouse | New | Food Preparation | Natural Gas | Steamer | E5 | Utility - Cost of Operation | 0 | 0 | 0 | 0 | 0 | 0 | 0 | 0 | 0 | 0 | 0 | 0 | 0 | 0 | 0 | 0 | 0 | 0 | 0 | 0 | 0 | 0 | 0 | 0 | 0 | 0 | 0 | 0 | 0 | 0 | 0 | 0 | 0
F5_Commercial_Warehouse_New_Food Preparation_Natural Gas_Steamer_E6 | F5 | Commercial | Warehouse | New | Food Preparation | Natural Gas | Steamer | E6 | Utility - Cost of Operation | 0 | 0 | 0 | 0 | 0 | 0 | 0 | 0 | 0 | 0 | 0 | 0 | 0 | 0 | 0 | 0 | 0 | 0 | 0 | 0 | 0 | 0 | 0 | 0 | 0 | 0 | 0 | 0 | 0 | 0 | 0 | 0 | 0
F5_Commercial_Warehouse_New_Food Preparation_Natural Gas_Steamer_E7 | F5 | Commercial | Warehouse | New | Food Preparation | Natural Gas | Steamer | E7 | Utility - Cost of Operation | 0 | 0 | 0 | 0 | 0 | 0 | 0 | 0 | 0 | 0 | 0 | 0 | 0 | 0 | 0 | 0 | 0 | 0 | 0 | 0 | 0 | 0 | 0 | 0 | 0 | 0 | 0 | 0 | 0 | 0 | 0 | 0 | 0
F5_Commercial_Warehouse_New_Food Preparation_Natural Gas_Steamer_E8 | F5 | Commercial | Warehouse | New | Food Preparation | Natural Gas | Steamer | E8 | Utility - Cost of Operation | 0 | 0 | 0 | 0 | 0 | 0 | 0 | 0 | 0 | 0 | 0 | 0 | 0 | 0 | 0 | 0 | 0 | 0 | 0 | 0 | 0 | 0 | 0 | 0 | 0 | 0 | 0 | 0 | 0 | 0 | 0 | 0 | 0
F5_Commercial_Warehouse_New_Food Preparation_Natural Gas_Steamer_E9 | F5 | Commercial | Warehouse | New | Food Preparation | Natural Gas | Steamer | E9 | Utility - Cost of Operation | 0 | 0 | 0 | 0 | 0 | 0 | 0 | 0 | 0 | 0 | 0 | 0 | 0 | 0 | 0 | 0 | 0 | 0 | 0 | 0 | 0 | 0 | 0 | 0 | 0 | 0 | 0 | 0 | 0 | 0 | 0 | 0 | 0
F5_Commercial_Warehouse_New_Food Preparation_Natural Gas_Steamer_E10 | F5 | Commercial | Warehouse | New | Food Preparation | Natural Gas | Steamer | E10 | Utility - Cost of Operation | 0 | 0 | 0 | 0 | 0 | 0 | 0 | 0 | 0 | 0 | 0 | 0 | 0 | 0 | 0 | 0 | 0 | 0 | 0 | 0 | 0 | 0 | 0 | 0 | 0 | 0 | 0 | 0 | 0 | 0 | 0 | 0 | 0
F6_Commercial_Warehouse_New_Food Preparation_Natural Gas_Steamer_E1 | F6 | Commercial | Warehouse | New | Food Preparation | Natural Gas | Steamer | E1 | Utility - Value of Sales | 0.022344 | 0.022444 | 0.022605 | 0 | 0 | 0 | 0 | 0 | 0 | 0 | 0 | 0 | 0 | 0 | 0 | 0 | 0 | 0 | 0 | 0 | 0 | 0 | 0 | 0 | 0 | 0 | 0 | 0 | 0 | 0 | 0 | 0 | 0
F6_Commercial_Warehouse_New_Food Preparation_Natural Gas_Steamer_E2 | F6 | Commercial | Warehouse | New | Food Preparation | Natural Gas | Steamer | E2 | Utility - Value of Sales | 0.0046608 | 0.0046816 | 0.0047152 | 0.0047078 | 0.0047078 | 0.0047078 | 0.0047078 | 0.0047078 | 0.0047078 | 0.0047078 | 0.0047078 | 0.0047078 | 0.0047078 | 0.0047078 | 0.0047078 | 0.0047078 | 0.0047078 | 0.0047078 | 0.0047078 | 0.0047078 | 0.0047078 | 0.0047078 | 0.0047078 | 0.0047078 | 0.0047078 | 0.0047078 | 0.0047078 | 0.0047078 | 0.0047078 | 0.0047078 | 0.0047078 | 0.0047078 | 0.0047078
F6_Commercial_Warehouse_New_Food Preparation_Natural Gas_Steamer_E3 | F6 | Commercial | Warehouse | New | Food Preparation | Natural Gas | Steamer | E3 | Utility - Value of Sales | 0 | 0 | 0 | 0 | 0 | 0 | 0 | 0 | 0 | 0 | 0 | 0 | 0 | 0 | 0 | 0 | 0 | 0 | 0 | 0 | 0 | 0 | 0 | 0 | 0 | 0 | 0 | 0 | 0 | 0 | 0 | 0 | 0
F6_Commercial_Warehouse_New_Food Preparation_Natural Gas_Steamer_E4 | F6 | Commercial | Warehouse | New | Food Preparation | Natural Gas | Steamer | E4 | Utility - Value of Sales | 0 | 0 | 0 | 0 | 0 | 0 | 0 | 0 | 0 | 0 | 0 | 0 | 0 | 0 | 0 | 0 | 0 | 0 | 0 | 0 | 0 | 0 | 0 | 0 | 0 | 0 | 0 | 0 | 0 | 0 | 0 | 0 | 0
F6_Commercial_Warehouse_New_Food Preparation_Natural Gas_Steamer_E5 | F6 | Commercial | Warehouse | New | Food Preparation | Natural Gas | Steamer | E5 | Utility - Value of Sales | 0 | 0 | 0 | 0 | 0 | 0 | 0 | 0 | 0 | 0 | 0 | 0 | 0 | 0 | 0 | 0 | 0 | 0 | 0 | 0 | 0 | 0 | 0 | 0 | 0 | 0 | 0 | 0 | 0 | 0 | 0 | 0 | 0
F6_Commercial_Warehouse_New_Food Preparation_Natural Gas_Steamer_E6 | F6 | Commercial | Warehouse | New | Food Preparation | Natural Gas | Steamer | E6 | Utility - Value of Sales | 0 | 0 | 0 | 0 | 0 | 0 | 0 | 0 | 0 | 0 | 0 | 0 | 0 | 0 | 0 | 0 | 0 | 0 | 0 | 0 | 0 | 0 | 0 | 0 | 0 | 0 | 0 | 0 | 0 | 0 | 0 | 0 | 0
F6_Commercial_Warehouse_New_Food Preparation_Natural Gas_Steamer_E7 | F6 | Commercial | Warehouse | New | Food Preparation | Natural Gas | Steamer | E7 | Utility - Value of Sales | 0 | 0 | 0 | 0 | 0 | 0 | 0 | 0 | 0 | 0 | 0 | 0 | 0 | 0 | 0 | 0 | 0 | 0 | 0 | 0 | 0 | 0 | 0 | 0 | 0 | 0 | 0 | 0 | 0 | 0 | 0 | 0 | 0
F6_Commercial_Warehouse_New_Food Preparation_Natural Gas_Steamer_E8 | F6 | Commercial | Warehouse | New | Food Preparation | Natural Gas | Steamer | E8 | Utility - Value of Sales | 0 | 0 | 0 | 0 | 0 | 0 | 0 | 0 | 0 | 0 | 0 | 0 | 0 | 0 | 0 | 0 | 0 | 0 | 0 | 0 | 0 | 0 | 0 | 0 | 0 | 0 | 0 | 0 | 0 | 0 | 0 | 0 | 0
F6_Commercial_Warehouse_New_Food Preparation_Natural Gas_Steamer_E9 | F6 | Commercial | Warehouse | New | Food Preparation | Natural Gas | Steamer | E9 | Utility - Value of Sales | 0 | 0 | 0 | 0 | 0 | 0 | 0 | 0 | 0 | 0 | 0 | 0 | 0 | 0 | 0 | 0 | 0 | 0 | 0 | 0 | 0 | 0 | 0 | 0 | 0 | 0 | 0 | 0 | 0 | 0 | 0 | 0 | 0
F6_Commercial_Warehouse_New_Food Preparation_Natural Gas_Steamer_E10 | F6 | Commercial | Warehouse | New | Food Preparation | Natural Gas | Steamer | E10 | Utility - Value of Sales | 0 | 0 | 0 | 0 | 0 | 0 | 0 | 0 | 0 | 0 | 0 | 0 | 0 | 0 | 0 | 0 | 0 | 0 | 0 | 0 | 0 | 0 | 0 | 0 | 0 | 0 | 0 | 0 | 0 | 0 | 0 | 0 | 0
F1_Commercial_Warehouse_New_Food Preparation_Natural Gas_Food Prep Other_E1 | F1 | Commercial | Warehouse | New | Food Preparation | Natural Gas | Food Prep Other | E1 | RVT - Cost of Equipment | 0.0053127 | 0.0053119 | 0.0053374 | 0.0052982 | 0.0052743 | 0.0052917 | 0.0053439 | 0.0053852 | 0.0054365 | 0.0054848 | 0.0055334 | 0.0055781 | 0.005626 | 0.005676 | 0.0057238 | 0.0057724 | 0.0058219 | 0.0058756 | 0.0059317 | 0.0059908 | 0.0060489 | 0.0061097 | 0.0061658 | 0.0062238 | 0.0062751 | 0.0063195 | 0.0063599 | 0.0063947 | 0.006422 | 0.0064444 | 0.0064566 | 0.0064647 | 0.0064647
F1_Commercial_Warehouse_New_Food Preparation_Natural Gas_Food Prep Other_E2 | F1 | Commercial | Warehouse | New | Food Preparation | Natural Gas | Food Prep Other | E2 | RVT - Cost of Equipment | 0.0053127 | 0.0053118 | 0.0053374 | 0.0052981 | 0.0052742 | 0.0052916 | 0.0053439 | 0.0053852 | 0.0054364 | 0.0054848 | 0.0055334 | 0.0055781 | 0.0056259 | 0.005676 | 0.0057238 | 0.0057724 | 0.0058219 | 0.0058756 | 0.0059317 | 0.0059907 | 0.0060489 | 0.0061097 | 0.0061657 | 0.0062237 | 0.0062751 | 0.0063194 | 0.0063598 | 0.0063947 | 0.006422 | 0.0064443 | 0.0064565 | 0.0064647 | 0.0064647
F1_Commercial_Warehouse_New_Food Preparation_Natural Gas_Food Prep Other_E3 | F1 | Commercial | Warehouse | New | Food Preparation | Natural Gas | Food Prep Other | E3 | RVT - Cost of Equipment | 0 | 0 | 0 | 0 | 0 | 0 | 0 | 0 | 0 | 0 | 0 | 0 | 0 | 0 | 0 | 0 | 0 | 0 | 0 | 0 | 0 | 0 | 0 | 0 | 0 | 0 | 0 | 0 | 0 | 0 | 0 | 0 | 0
F1_Commercial_Warehouse_New_Food Preparation_Natural Gas_Food Prep Other_E4 | F1 | Commercial | Warehouse | New | Food Preparation | Natural Gas | Food Prep Other | E4 | RVT - Cost of Equipment | 0 | 0 | 0 | 0 | 0 | 0 | 0 | 0 | 0 | 0 | 0 | 0 | 0 | 0 | 0 | 0 | 0 | 0 | 0 | 0 | 0 | 0 | 0 | 0 | 0 | 0 | 0 | 0 | 0 | 0 | 0 | 0 | 0
F1_Commercial_Warehouse_New_Food Preparation_Natural Gas_Food Prep Other_E5 | F1 | Commercial | Warehouse | New | Food Preparation | Natural Gas | Food Prep Other | E5 | RVT - Cost of Equipment | 0 | 0 | 0 | 0 | 0 | 0 | 0 | 0 | 0 | 0 | 0 | 0 | 0 | 0 | 0 | 0 | 0 | 0 | 0 | 0 | 0 | 0 | 0 | 0 | 0 | 0 | 0 | 0 | 0 | 0 | 0 | 0 | 0
F1_Commercial_Warehouse_New_Food Preparation_Natural Gas_Food Prep Other_E6 | F1 | Commercial | Warehouse | New | Food Preparation | Natural Gas | Food Prep Other | E6 | RVT - Cost of Equipment | 0 | 0 | 0 | 0 | 0 | 0 | 0 | 0 | 0 | 0 | 0 | 0 | 0 | 0 | 0 | 0 | 0 | 0 | 0 | 0 | 0 | 0 | 0 | 0 | 0 | 0 | 0 | 0 | 0 | 0 | 0 | 0 | 0
F1_Commercial_Warehouse_New_Food Preparation_Natural Gas_Food Prep Other_E7 | F1 | Commercial | Warehouse | New | Food Preparation | Natural Gas | Food Prep Other | E7 | RVT - Cost of Equipment | 0 | 0 | 0 | 0 | 0 | 0 | 0 | 0 | 0 | 0 | 0 | 0 | 0 | 0 | 0 | 0 | 0 | 0 | 0 | 0 | 0 | 0 | 0 | 0 | 0 | 0 | 0 | 0 | 0 | 0 | 0 | 0 | 0
F1_Commercial_Warehouse_New_Food Preparation_Natural Gas_Food Prep Other_E8 | F1 | Commercial | Warehouse | New | Food Preparation | Natural Gas | Food Prep Other | E8 | RVT - Cost of Equipment | 0 | 0 | 0 | 0 | 0 | 0 | 0 | 0 | 0 | 0 | 0 | 0 | 0 | 0 | 0 | 0 | 0 | 0 | 0 | 0 | 0 | 0 | 0 | 0 | 0 | 0 | 0 | 0 | 0 | 0 | 0 | 0 | 0
F1_Commercial_Warehouse_New_Food Preparation_Natural Gas_Food Prep Other_E9 | F1 | Commercial | Warehouse | New | Food Preparation | Natural Gas | Food Prep Other | E9 | RVT - Cost of Equipment | 0 | 0 | 0 | 0 | 0 | 0 | 0 | 0 | 0 | 0 | 0 | 0 | 0 | 0 | 0 | 0 | 0 | 0 | 0 | 0 | 0 | 0 | 0 | 0 | 0 | 0 | 0 | 0 | 0 | 0 | 0 | 0 | 0
F1_Commercial_Warehouse_New_Food Preparation_Natural Gas_Food Prep Other_E10 | F1 | Commercial | Warehouse | New | Food Preparation | Natural Gas | Food Prep Other | E10 | RVT - Cost of Equipment | 0 | 0 | 0 | 0 | 0 | 0 | 0 | 0 | 0 | 0 | 0 | 0 | 0 | 0 | 0 | 0 | 0 | 0 | 0 | 0 | 0 | 0 | 0 | 0 | 0 | 0 | 0 | 0 | 0 | 0 | 0 | 0 | 0
F2_Commercial_Warehouse_New_Food Preparation_Natural Gas_Food Prep Other_E1 | F2 | Commercial | Warehouse | New | Food Preparation | Natural Gas | Food Prep Other | E1 | RVT - Cost of Operation | 0.006365 | 0.006364 | 0.0063946 | 0.0063475 | 0.0063189 | 0.0063397 | 0.0064024 | 0.0064518 | 0.0065132 | 0.0065712 | 0.0066294 | 0.0066829 | 0.0067403 | 0.0068002 | 0.0068575 | 0.0069158 | 0.006975 | 0.0070394 | 0.0071066 | 0.0071773 | 0.007247 | 0.0073198 | 0.007387 | 0.0074565 | 0.007518 | 0.0075712 | 0.0076196 | 0.0076613 | 0.007694 | 0.0077208 | 0.0077354 | 0.0077452 | 0.0077452
F2_Commercial_Warehouse_New_Food Preparation_Natural Gas_Food Prep Other_E2 | F2 | Commercial | Warehouse | New | Food Preparation | Natural Gas | Food Prep Other | E2 | RVT - Cost of Operation | 0.0063649 | 0.0063639 | 0.0063945 | 0.0063475 | 0.0063189 | 0.0063397 | 0.0064023 | 0.0064518 | 0.0065132 | 0.0065711 | 0.0066294 | 0.0066829 | 0.0067402 | 0.0068002 | 0.0068574 | 0.0069157 | 0.006975 | 0.0070393 | 0.0071065 | 0.0071773 | 0.007247 | 0.0073198 | 0.0073869 | 0.0074564 | 0.007518 | 0.0075711 | 0.0076195 | 0.0076612 | 0.0076939 | 0.0077207 | 0.0077353 | 0.0077451 | 0.0077451
F2_Commercial_Warehouse_New_Food Preparation_Natural Gas_Food Prep Other_E3 | F2 | Commercial | Warehouse | New | Food Preparation | Natural Gas | Food Prep Other | E3 | RVT - Cost of Operation | 0 | 0 | 0 | 0 | 0 | 0 | 0 | 0 | 0 | 0 | 0 | 0 | 0 | 0 | 0 | 0 | 0 | 0 | 0 | 0 | 0 | 0 | 0 | 0 | 0 | 0 | 0 | 0 | 0 | 0 | 0 | 0 | 0
F2_Commercial_Warehouse_New_Food Preparation_Natural Gas_Food Prep Other_E4 | F2 | Commercial | Warehouse | New | Food Preparation | Natural Gas | Food Prep Other | E4 | RVT - Cost of Operation | 0 | 0 | 0 | 0 | 0 | 0 | 0 | 0 | 0 | 0 | 0 | 0 | 0 | 0 | 0 | 0 | 0 | 0 | 0 | 0 | 0 | 0 | 0 | 0 | 0 | 0 | 0 | 0 | 0 | 0 | 0 | 0 | 0
F2_Commercial_Warehouse_New_Food Preparation_Natural Gas_Food Prep Other_E5 | F2 | Commercial | Warehouse | New | Food Preparation | Natural Gas | Food Prep Other | E5 | RVT - Cost of Operation | 0 | 0 | 0 | 0 | 0 | 0 | 0 | 0 | 0 | 0 | 0 | 0 | 0 | 0 | 0 | 0 | 0 | 0 | 0 | 0 | 0 | 0 | 0 | 0 | 0 | 0 | 0 | 0 | 0 | 0 | 0 | 0 | 0
F2_Commercial_Warehouse_New_Food Preparation_Natural Gas_Food Prep Other_E6 | F2 | Commercial | Warehouse | New | Food Preparation | Natural Gas | Food Prep Other | E6 | RVT - Cost of Operation | 0 | 0 | 0 | 0 | 0 | 0 | 0 | 0 | 0 | 0 | 0 | 0 | 0 | 0 | 0 | 0 | 0 | 0 | 0 | 0 | 0 | 0 | 0 | 0 | 0 | 0 | 0 | 0 | 0 | 0 | 0 | 0 | 0
F2_Commercial_Warehouse_New_Food Preparation_Natural Gas_Food Prep Other_E7 | F2 | Commercial | Warehouse | New | Food Preparation | Natural Gas | Food Prep Other | E7 | RVT - Cost of Operation | 0 | 0 | 0 | 0 | 0 | 0 | 0 | 0 | 0 | 0 | 0 | 0 | 0 | 0 | 0 | 0 | 0 | 0 | 0 | 0 | 0 | 0 | 0 | 0 | 0 | 0 | 0 | 0 | 0 | 0 | 0 | 0 | 0
F2_Commercial_Warehouse_New_Food Preparation_Natural Gas_Food Prep Other_E8 | F2 | Commercial | Warehouse | New | Food Preparation | Natural Gas | Food Prep Other | E8 | RVT - Cost of Operation | 0 | 0 | 0 | 0 | 0 | 0 | 0 | 0 | 0 | 0 | 0 | 0 | 0 | 0 | 0 | 0 | 0 | 0 | 0 | 0 | 0 | 0 | 0 | 0 | 0 | 0 | 0 | 0 | 0 | 0 | 0 | 0 | 0
F2_Commercial_Warehouse_New_Food Preparation_Natural Gas_Food Prep Other_E9 | F2 | Commercial | Warehouse | New | Food Preparation | Natural Gas | Food Prep Other | E9 | RVT - Cost of Operation | 0 | 0 | 0 | 0 | 0 | 0 | 0 | 0 | 0 | 0 | 0 | 0 | 0 | 0 | 0 | 0 | 0 | 0 | 0 | 0 | 0 | 0 | 0 | 0 | 0 | 0 | 0 | 0 | 0 | 0 | 0 | 0 | 0
F2_Commercial_Warehouse_New_Food Preparation_Natural Gas_Food Prep Other_E10 | F2 | Commercial | Warehouse | New | Food Preparation | Natural Gas | Food Prep Other | E10 | RVT - Cost of Operation | 0 | 0 | 0 | 0 | 0 | 0 | 0 | 0 | 0 | 0 | 0 | 0 | 0 | 0 | 0 | 0 | 0 | 0 | 0 | 0 | 0 | 0 | 0 | 0 | 0 | 0 | 0 | 0 | 0 | 0 | 0 | 0 | 0
F3_Commercial_Warehouse_New_Food Preparation_Natural Gas_Food Prep Other_E1 | F3 | Commercial | Warehouse | New | Food Preparation | Natural Gas | Food Prep Other | E1 | System - kBTUs of Consumption | 0.00032144 | 0.00032144 | 0.00032144 | 0.00032144 | 0.00032144 | 0.00032144 | 0.00032144 | 0.00032144 | 0.00032144 | 0.00032144 | 0.00032144 | 0.00032144 | 0.00032144 | 0.00032144 | 0.00032144 | 0.00032144 | 0.00032144 | 0.00032144 | 0.00032144 | 0.00032144 | 0.00032144 | 0.00032144 | 0.00032144 | 0.00032144 | 0.00032144 | 0.00032144 | 0.00032144 | 0.00032144 | 0.00032144 | 0.00032144 | 0.00032144 | 0.00032144 | 0.00032144
F3_Commercial_Warehouse_New_Food Preparation_Natural Gas_Food Prep Other_E2 | F3 | Commercial | Warehouse | New | Food Preparation | Natural Gas | Food Prep Other | E2 | System - kBTUs of Consumption | 0.00032176 | 0.00032176 | 0.00032176 | 0.00032176 | 0.00032176 | 0.00032176 | 0.00032176 | 0.00032176 | 0.00032176 | 0.00032176 | 0.00032176 | 0.00032176 | 0.00032176 | 0.00032176 | 0.00032176 | 0.00032176 | 0.00032176 | 0.00032176 | 0.00032176 | 0.00032176 | 0.00032176 | 0.00032176 | 0.00032176 | 0.00032176 | 0.00032176 | 0.00032176 | 0.00032176 | 0.00032176 | 0.00032176 | 0.00032176 | 0.00032176 | 0.00032176 | 0.00032176
F3_Commercial_Warehouse_New_Food Preparation_Natural Gas_Food Prep Other_E3 | F3 | Commercial | Warehouse | New | Food Preparation | Natural Gas | Food Prep Other | E3 | System - kBTUs of Consumption | 0 | 0 | 0 | 0 | 0 | 0 | 0 | 0 | 0 | 0 | 0 | 0 | 0 | 0 | 0 | 0 | 0 | 0 | 0 | 0 | 0 | 0 | 0 | 0 | 0 | 0 | 0 | 0 | 0 | 0 | 0 | 0 | 0
F3_Commercial_Warehouse_New_Food Preparation_Natural Gas_Food Prep Other_E4 | F3 | Commercial | Warehouse | New | Food Preparation | Natural Gas | Food Prep Other | E4 | System - kBTUs of Consumption | 0 | 0 | 0 | 0 | 0 | 0 | 0 | 0 | 0 | 0 | 0 | 0 | 0 | 0 | 0 | 0 | 0 | 0 | 0 | 0 | 0 | 0 | 0 | 0 | 0 | 0 | 0 | 0 | 0 | 0 | 0 | 0 | 0
F3_Commercial_Warehouse_New_Food Preparation_Natural Gas_Food Prep Other_E5 | F3 | Commercial | Warehouse | New | Food Preparation | Natural Gas | Food Prep Other | E5 | System - kBTUs of Consumption | 0 | 0 | 0 | 0 | 0 | 0 | 0 | 0 | 0 | 0 | 0 | 0 | 0 | 0 | 0 | 0 | 0 | 0 | 0 | 0 | 0 | 0 | 0 | 0 | 0 | 0 | 0 | 0 | 0 | 0 | 0 | 0 | 0
F3_Commercial_Warehouse_New_Food Preparation_Natural Gas_Food Prep Other_E6 | F3 | Commercial | Warehouse | New | Food Preparation | Natural Gas | Food Prep Other | E6 | System - kBTUs of Consumption | 0 | 0 | 0 | 0 | 0 | 0 | 0 | 0 | 0 | 0 | 0 | 0 | 0 | 0 | 0 | 0 | 0 | 0 | 0 | 0 | 0 | 0 | 0 | 0 | 0 | 0 | 0 | 0 | 0 | 0 | 0 | 0 | 0
F3_Commercial_Warehouse_New_Food Preparation_Natural Gas_Food Prep Other_E7 | F3 | Commercial | Warehouse | New | Food Preparation | Natural Gas | Food Prep Other | E7 | System - kBTUs of Consumption | 0 | 0 | 0 | 0 | 0 | 0 | 0 | 0 | 0 | 0 | 0 | 0 | 0 | 0 | 0 | 0 | 0 | 0 | 0 | 0 | 0 | 0 | 0 | 0 | 0 | 0 | 0 | 0 | 0 | 0 | 0 | 0 | 0
F3_Commercial_Warehouse_New_Food Preparation_Natural Gas_Food Prep Other_E8 | F3 | Commercial | Warehouse | New | Food Preparation | Natural Gas | Food Prep Other | E8 | System - kBTUs of Consumption | 0 | 0 | 0 | 0 | 0 | 0 | 0 | 0 | 0 | 0 | 0 | 0 | 0 | 0 | 0 | 0 | 0 | 0 | 0 | 0 | 0 | 0 | 0 | 0 | 0 | 0 | 0 | 0 | 0 | 0 | 0 | 0 | 0
F3_Commercial_Warehouse_New_Food Preparation_Natural Gas_Food Prep Other_E9 | F3 | Commercial | Warehouse | New | Food Preparation | Natural Gas | Food Prep Other | E9 | System - kBTUs of Consumption | 0 | 0 | 0 | 0 | 0 | 0 | 0 | 0 | 0 | 0 | 0 | 0 | 0 | 0 | 0 | 0 | 0 | 0 | 0 | 0 | 0 | 0 | 0 | 0 | 0 | 0 | 0 | 0 | 0 | 0 | 0 | 0 | 0
F3_Commercial_Warehouse_New_Food Preparation_Natural Gas_Food Prep Other_E10 | F3 | Commercial | Warehouse | New | Food Preparation | Natural Gas | Food Prep Other | E10 | System - kBTUs of Consumption | 0 | 0 | 0 | 0 | 0 | 0 | 0 | 0 | 0 | 0 | 0 | 0 | 0 | 0 | 0 | 0 | 0 | 0 | 0 | 0 | 0 | 0 | 0 | 0 | 0 | 0 | 0 | 0 | 0 | 0 | 0 | 0 | 0
F4_Commercial_Warehouse_New_Food Preparation_Natural Gas_Food Prep Other_E1 | F4 | Commercial | Warehouse | New | Food Preparation | Natural Gas | Food Prep Other | E1 | Utility - Cost of Equipment | 0.006365 | 0.006364 | 0.0063946 | 0.0063475 | 0.0063189 | 0.0063397 | 0.0064024 | 0.0064518 | 0.0065132 | 0.0065712 | 0.0066294 | 0.0066829 | 0.0067403 | 0.0068002 | 0.0068575 | 0.0069158 | 0.006975 | 0.0070394 | 0.0071066 | 0.0071773 | 0.007247 | 0.0073198 | 0.007387 | 0.0074565 | 0.007518 | 0.0075712 | 0.0076196 | 0.0076613 | 0.007694 | 0.0077208 | 0.0077354 | 0.0077452 | 0.0077452
F4_Commercial_Warehouse_New_Food Preparation_Natural Gas_Food Prep Other_E2 | F4 | Commercial | Warehouse | New | Food Preparation | Natural Gas | Food Prep Other | E2 | Utility - Cost of Equipment | 0.0063649 | 0.0063639 | 0.0063945 | 0.0063475 | 0.0063189 | 0.0063397 | 0.0064023 | 0.0064518 | 0.0065132 | 0.0065711 | 0.0066294 | 0.0066829 | 0.0067402 | 0.0068002 | 0.0068574 | 0.0069157 | 0.006975 | 0.0070393 | 0.0071065 | 0.0071773 | 0.007247 | 0.0073198 | 0.0073869 | 0.0074564 | 0.007518 | 0.0075711 | 0.0076195 | 0.0076612 | 0.0076939 | 0.0077207 | 0.0077353 | 0.0077451 | 0.0077451
F4_Commercial_Warehouse_New_Food Preparation_Natural Gas_Food Prep Other_E3 | F4 | Commercial | Warehouse | New | Food Preparation | Natural Gas | Food Prep Other | E3 | Utility - Cost of Equipment | 0 | 0 | 0 | 0 | 0 | 0 | 0 | 0 | 0 | 0 | 0 | 0 | 0 | 0 | 0 | 0 | 0 | 0 | 0 | 0 | 0 | 0 | 0 | 0 | 0 | 0 | 0 | 0 | 0 | 0 | 0 | 0 | 0
F4_Commercial_Warehouse_New_Food Preparation_Natural Gas_Food Prep Other_E4 | F4 | Commercial | Warehouse | New | Food Preparation | Natural Gas | Food Prep Other | E4 | Utility - Cost of Equipment | 0 | 0 | 0 | 0 | 0 | 0 | 0 | 0 | 0 | 0 | 0 | 0 | 0 | 0 | 0 | 0 | 0 | 0 | 0 | 0 | 0 | 0 | 0 | 0 | 0 | 0 | 0 | 0 | 0 | 0 | 0 | 0 | 0
F4_Commercial_Warehouse_New_Food Preparation_Natural Gas_Food Prep Other_E5 | F4 | Commercial | Warehouse | New | Food Preparation | Natural Gas | Food Prep Other | E5 | Utility - Cost of Equipment | 0 | 0 | 0 | 0 | 0 | 0 | 0 | 0 | 0 | 0 | 0 | 0 | 0 | 0 | 0 | 0 | 0 | 0 | 0 | 0 | 0 | 0 | 0 | 0 | 0 | 0 | 0 | 0 | 0 | 0 | 0 | 0 | 0
F4_Commercial_Warehouse_New_Food Preparation_Natural Gas_Food Prep Other_E6 | F4 | Commercial | Warehouse | New | Food Preparation | Natural Gas | Food Prep Other | E6 | Utility - Cost of Equipment | 0 | 0 | 0 | 0 | 0 | 0 | 0 | 0 | 0 | 0 | 0 | 0 | 0 | 0 | 0 | 0 | 0 | 0 | 0 | 0 | 0 | 0 | 0 | 0 | 0 | 0 | 0 | 0 | 0 | 0 | 0 | 0 | 0
F4_Commercial_Warehouse_New_Food Preparation_Natural Gas_Food Prep Other_E7 | F4 | Commercial | Warehouse | New | Food Preparation | Natural Gas | Food Prep Other | E7 | Utility - Cost of Equipment | 0 | 0 | 0 | 0 | 0 | 0 | 0 | 0 | 0 | 0 | 0 | 0 | 0 | 0 | 0 | 0 | 0 | 0 | 0 | 0 | 0 | 0 | 0 | 0 | 0 | 0 | 0 | 0 | 0 | 0 | 0 | 0 | 0
F4_Commercial_Warehouse_New_Food Preparation_Natural Gas_Food Prep Other_E8 | F4 | Commercial | Warehouse | New | Food Preparation | Natural Gas | Food Prep Other | E8 | Utility - Cost of Equipment | 0 | 0 | 0 | 0 | 0 | 0 | 0 | 0 | 0 | 0 | 0 | 0 | 0 | 0 | 0 | 0 | 0 | 0 | 0 | 0 | 0 | 0 | 0 | 0 | 0 | 0 | 0 | 0 | 0 | 0 | 0 | 0 | 0
F4_Commercial_Warehouse_New_Food Preparation_Natural Gas_Food Prep Other_E9 | F4 | Commercial | Warehouse | New | Food Preparation | Natural Gas | Food Prep Other | E9 | Utility - Cost of Equipment | 0 | 0 | 0 | 0 | 0 | 0 | 0 | 0 | 0 | 0 | 0 | 0 | 0 | 0 | 0 | 0 | 0 | 0 | 0 | 0 | 0 | 0 | 0 | 0 | 0 | 0 | 0 | 0 | 0 | 0 | 0 | 0 | 0
F4_Commercial_Warehouse_New_Food Preparation_Natural Gas_Food Prep Other_E10 | F4 | Commercial | Warehouse | New | Food Preparation | Natural Gas | Food Prep Other | E10 | Utility - Cost of Equipment | 0 | 0 | 0 | 0 | 0 | 0 | 0 | 0 | 0 | 0 | 0 | 0 | 0 | 0 | 0 | 0 | 0 | 0 | 0 | 0 | 0 | 0 | 0 | 0 | 0 | 0 | 0 | 0 | 0 | 0 | 0 | 0 | 0
F5_Commercial_Warehouse_New_Food Preparation_Natural Gas_Food Prep Other_E1 | F5 | Commercial | Warehouse | New | Food Preparation | Natural Gas | Food Prep Other | E1 | Utility - Cost of Operation | 0.00032144 | 0.00032144 | 0.00032144 | 0.00032144 | 0.00032144 | 0.00032144 | 0.00032144 | 0.00032144 | 0.00032144 | 0.00032144 | 0.00032144 | 0.00032144 | 0.00032144 | 0.00032144 | 0.00032144 | 0.00032144 | 0.00032144 | 0.00032144 | 0.00032144 | 0.00032144 | 0.00032144 | 0.00032144 | 0.00032144 | 0.00032144 | 0.00032144 | 0.00032144 | 0.00032144 | 0.00032144 | 0.00032144 | 0.00032144 | 0.00032144 | 0.00032144 | 0.00032144
F5_Commercial_Warehouse_New_Food Preparation_Natural Gas_Food Prep Other_E2 | F5 | Commercial | Warehouse | New | Food Preparation | Natural Gas | Food Prep Other | E2 | Utility - Cost of Operation | 0.00032176 | 0.00032176 | 0.00032176 | 0.00032176 | 0.00032176 | 0.00032176 | 0.00032176 | 0.00032176 | 0.00032176 | 0.00032176 | 0.00032176 | 0.00032176 | 0.00032176 | 0.00032176 | 0.00032176 | 0.00032176 | 0.00032176 | 0.00032176 | 0.00032176 | 0.00032176 | 0.00032176 | 0.00032176 | 0.00032176 | 0.00032176 | 0.00032176 | 0.00032176 | 0.00032176 | 0.00032176 | 0.00032176 | 0.00032176 | 0.00032176 | 0.00032176 | 0.00032176
F5_Commercial_Warehouse_New_Food Preparation_Natural Gas_Food Prep Other_E3 | F5 | Commercial | Warehouse | New | Food Preparation | Natural Gas | Food Prep Other | E3 | Utility - Cost of Operation | 0 | 0 | 0 | 0 | 0 | 0 | 0 | 0 | 0 | 0 | 0 | 0 | 0 | 0 | 0 | 0 | 0 | 0 | 0 | 0 | 0 | 0 | 0 | 0 | 0 | 0 | 0 | 0 | 0 | 0 | 0 | 0 | 0
F5_Commercial_Warehouse_New_Food Preparation_Natural Gas_Food Prep Other_E4 | F5 | Commercial | Warehouse | New | Food Preparation | Natural Gas | Food Prep Other | E4 | Utility - Cost of Operation | 0 | 0 | 0 | 0 | 0 | 0 | 0 | 0 | 0 | 0 | 0 | 0 | 0 | 0 | 0 | 0 | 0 | 0 | 0 | 0 | 0 | 0 | 0 | 0 | 0 | 0 | 0 | 0 | 0 | 0 | 0 | 0 | 0
F5_Commercial_Warehouse_New_Food Preparation_Natural Gas_Food Prep Other_E5 | F5 | Commercial | Warehouse | New | Food Preparation | Natural Gas | Food Prep Other | E5 | Utility - Cost of Operation | 0 | 0 | 0 | 0 | 0 | 0 | 0 | 0 | 0 | 0 | 0 | 0 | 0 | 0 | 0 | 0 | 0 | 0 | 0 | 0 | 0 | 0 | 0 | 0 | 0 | 0 | 0 | 0 | 0 | 0 | 0 | 0 | 0
F5_Commercial_Warehouse_New_Food Preparation_Natural Gas_Food Prep Other_E6 | F5 | Commercial | Warehouse | New | Food Preparation | Natural Gas | Food Prep Other | E6 | Utility - Cost of Operation | 0 | 0 | 0 | 0 | 0 | 0 | 0 | 0 | 0 | 0 | 0 | 0 | 0 | 0 | 0 | 0 | 0 | 0 | 0 | 0 | 0 | 0 | 0 | 0 | 0 | 0 | 0 | 0 | 0 | 0 | 0 | 0 | 0
F5_Commercial_Warehouse_New_Food Preparation_Natural Gas_Food Prep Other_E7 | F5 | Commercial | Warehouse | New | Food Preparation | Natural Gas | Food Prep Other | E7 | Utility - Cost of Operation | 0 | 0 | 0 | 0 | 0 | 0 | 0 | 0 | 0 | 0 | 0 | 0 | 0 | 0 | 0 | 0 | 0 | 0 | 0 | 0 | 0 | 0 | 0 | 0 | 0 | 0 | 0 | 0 | 0 | 0 | 0 | 0 | 0
F5_Commercial_Warehouse_New_Food Preparation_Natural Gas_Food Prep Other_E8 | F5 | Commercial | Warehouse | New | Food Preparation | Natural Gas | Food Prep Other | E8 | Utility - Cost of Operation | 0 | 0 | 0 | 0 | 0 | 0 | 0 | 0 | 0 | 0 | 0 | 0 | 0 | 0 | 0 | 0 | 0 | 0 | 0 | 0 | 0 | 0 | 0 | 0 | 0 | 0 | 0 | 0 | 0 | 0 | 0 | 0 | 0
F5_Commercial_Warehouse_New_Food Preparation_Natural Gas_Food Prep Other_E9 | F5 | Commercial | Warehouse | New | Food Preparation | Natural Gas | Food Prep Other | E9 | Utility - Cost of Operation | 0 | 0 | 0 | 0 | 0 | 0 | 0 | 0 | 0 | 0 | 0 | 0 | 0 | 0 | 0 | 0 | 0 | 0 | 0 | 0 | 0 | 0 | 0 | 0 | 0 | 0 | 0 | 0 | 0 | 0 | 0 | 0 | 0
F5_Commercial_Warehouse_New_Food Preparation_Natural Gas_Food Prep Other_E10 | F5 | Commercial | Warehouse | New | Food Preparation | Natural Gas | Food Prep Other | E10 | Utility - Cost of Operation | 0 | 0 | 0 | 0 | 0 | 0 | 0 | 0 | 0 | 0 | 0 | 0 | 0 | 0 | 0 | 0 | 0 | 0 | 0 | 0 | 0 | 0 | 0 | 0 | 0 | 0 | 0 | 0 | 0 | 0 | 0 | 0 | 0
F6_Commercial_Warehouse_New_Food Preparation_Natural Gas_Food Prep Other_E1 | F6 | Commercial | Warehouse | New | Food Preparation | Natural Gas | Food Prep Other | E1 | Utility - Value of Sales | 0.0033671 | 0.0033852 | 0.0034144 | 0.003408 | 0.003408 | 0.003408 | 0.003408 | 0.003408 | 0.003408 | 0.003408 | 0.003408 | 0.003408 | 0.003408 | 0.003408 | 0.003408 | 0.003408 | 0.003408 | 0.003408 | 0.003408 | 0.003408 | 0.003408 | 0.003408 | 0.003408 | 0.003408 | 0.003408 | 0.003408 | 0.003408 | 0.003408 | 0.003408 | 0.003408 | 0.003408 | 0.003408 | 0.003408
F6_Commercial_Warehouse_New_Food Preparation_Natural Gas_Food Prep Other_E2 | F6 | Commercial | Warehouse | New | Food Preparation | Natural Gas | Food Prep Other | E2 | Utility - Value of Sales | 0.0033671 | 0.0033852 | 0.0034143 | 0.003408 | 0.003408 | 0.003408 | 0.003408 | 0.003408 | 0.003408 | 0.003408 | 0.003408 | 0.003408 | 0.003408 | 0.003408 | 0.003408 | 0.003408 | 0.003408 | 0.003408 | 0.003408 | 0.003408 | 0.003408 | 0.003408 | 0.003408 | 0.003408 | 0.003408 | 0.003408 | 0.003408 | 0.003408 | 0.003408 | 0.003408 | 0.003408 | 0.003408 | 0.003408
F6_Commercial_Warehouse_New_Food Preparation_Natural Gas_Food Prep Other_E3 | F6 | Commercial | Warehouse | New | Food Preparation | Natural Gas | Food Prep Other | E3 | Utility - Value of Sales | 0 | 0 | 0 | 0 | 0 | 0 | 0 | 0 | 0 | 0 | 0 | 0 | 0 | 0 | 0 | 0 | 0 | 0 | 0 | 0 | 0 | 0 | 0 | 0 | 0 | 0 | 0 | 0 | 0 | 0 | 0 | 0 | 0
F6_Commercial_Warehouse_New_Food Preparation_Natural Gas_Food Prep Other_E4 | F6 | Commercial | Warehouse | New | Food Preparation | Natural Gas | Food Prep Other | E4 | Utility - Value of Sales | 0 | 0 | 0 | 0 | 0 | 0 | 0 | 0 | 0 | 0 | 0 | 0 | 0 | 0 | 0 | 0 | 0 | 0 | 0 | 0 | 0 | 0 | 0 | 0 | 0 | 0 | 0 | 0 | 0 | 0 | 0 | 0 | 0
F6_Commercial_Warehouse_New_Food Preparation_Natural Gas_Food Prep Other_E5 | F6 | Commercial | Warehouse | New | Food Preparation | Natural Gas | Food Prep Other | E5 | Utility - Value of Sales | 0 | 0 | 0 | 0 | 0 | 0 | 0 | 0 | 0 | 0 | 0 | 0 | 0 | 0 | 0 | 0 | 0 | 0 | 0 | 0 | 0 | 0 | 0 | 0 | 0 | 0 | 0 | 0 | 0 | 0 | 0 | 0 | 0
F6_Commercial_Warehouse_New_Food Preparation_Natural Gas_Food Prep Other_E6 | F6 | Commercial | Warehouse | New | Food Preparation | Natural Gas | Food Prep Other | E6 | Utility - Value of Sales | 0 | 0 | 0 | 0 | 0 | 0 | 0 | 0 | 0 | 0 | 0 | 0 | 0 | 0 | 0 | 0 | 0 | 0 | 0 | 0 | 0 | 0 | 0 | 0 | 0 | 0 | 0 | 0 | 0 | 0 | 0 | 0 | 0
F6_Commercial_Warehouse_New_Food Preparation_Natural Gas_Food Prep Other_E7 | F6 | Commercial | Warehouse | New | Food Preparation | Natural Gas | Food Prep Other | E7 | Utility - Value of Sales | 0 | 0 | 0 | 0 | 0 | 0 | 0 | 0 | 0 | 0 | 0 | 0 | 0 | 0 | 0 | 0 | 0 | 0 | 0 | 0 | 0 | 0 | 0 | 0 | 0 | 0 | 0 | 0 | 0 | 0 | 0 | 0 | 0
F6_Commercial_Warehouse_New_Food Preparation_Natural Gas_Food Prep Other_E8 | F6 | Commercial | Warehouse | New | Food Preparation | Natural Gas | Food Prep Other | E8 | Utility - Value of Sales | 0 | 0 | 0 | 0 | 0 | 0 | 0 | 0 | 0 | 0 | 0 | 0 | 0 | 0 | 0 | 0 | 0 | 0 | 0 | 0 | 0 | 0 | 0 | 0 | 0 | 0 | 0 | 0 | 0 | 0 | 0 | 0 | 0
F6_Commercial_Warehouse_New_Food Preparation_Natural Gas_Food Prep Other_E9 | F6 | Commercial | Warehouse | New | Food Preparation | Natural Gas | Food Prep Other | E9 | Utility - Value of Sales | 0 | 0 | 0 | 0 | 0 | 0 | 0 | 0 | 0 | 0 | 0 | 0 | 0 | 0 | 0 | 0 | 0 | 0 | 0 | 0 | 0 | 0 | 0 | 0 | 0 | 0 | 0 | 0 | 0 | 0 | 0 | 0 | 0
F6_Commercial_Warehouse_New_Food Preparation_Natural Gas_Food Prep Other_E10 | F6 | Commercial | Warehouse | New | Food Preparation | Natural Gas | Food Prep Other | E10 | Utility - Value of Sales | 0 | 0 | 0 | 0 | 0 | 0 | 0 | 0 | 0 | 0 | 0 | 0 | 0 | 0 | 0 | 0 | 0 | 0 | 0 | 0 | 0 | 0 | 0 | 0 | 0 | 0 | 0 | 0 | 0 | 0 | 0 | 0 | 0
F1_Commercial_Warehouse_New_Miscellaneous_Natural Gas_Pool Heater_E1 | F1 | Commercial | Warehouse | New | Miscellaneous | Natural Gas | Pool Heater | E1 | RVT - Cost of Equipment | 0 | 0 | 0 | 0 | 0 | 0 | 0 | 0 | 0 | 0 | 0 | 0 | 0 | 0 | 0 | 0 | 0 | 0 | 0 | 0 | 0 | 0 | 0 | 0 | 0 | 0 | 0 | 0 | 0 | 0 | 0 | 0 | 0
F1_Commercial_Warehouse_New_Miscellaneous_Natural Gas_Pool Heater_E2 | F1 | Commercial | Warehouse | New | Miscellaneous | Natural Gas | Pool Heater | E2 | RVT - Cost of Equipment | 0 | 0 | 0 | 0 | 0 | 0 | 0 | 0 | 0 | 0 | 0 | 0 | 0 | 0 | 0 | 0 | 0 | 0 | 0 | 0 | 0 | 0 | 0 | 0 | 0 | 0 | 0 | 0 | 0 | 0 | 0 | 0 | 0
F1_Commercial_Warehouse_New_Miscellaneous_Natural Gas_Pool Heater_E3 | F1 | Commercial | Warehouse | New | Miscellaneous | Natural Gas | Pool Heater | E3 | RVT - Cost of Equipment | 0 | 0 | 0 | 0 | 0 | 0 | 0 | 0 | 0 | 0 | 0 | 0 | 0 | 0 | 0 | 0 | 0 | 0 | 0 | 0 | 0 | 0 | 0 | 0 | 0 | 0 | 0 | 0 | 0 | 0 | 0 | 0 | 0
F1_Commercial_Warehouse_New_Miscellaneous_Natural Gas_Pool Heater_E4 | F1 | Commercial | Warehouse | New | Miscellaneous | Natural Gas | Pool Heater | E4 | RVT - Cost of Equipment | 0 | 0 | 0 | 0 | 0 | 0 | 0 | 0 | 0 | 0 | 0 | 0 | 0 | 0 | 0 | 0 | 0 | 0 | 0 | 0 | 0 | 0 | 0 | 0 | 0 | 0 | 0 | 0 | 0 | 0 | 0 | 0 | 0
F1_Commercial_Warehouse_New_Miscellaneous_Natural Gas_Pool Heater_E5 | F1 | Commercial | Warehouse | New | Miscellaneous | Natural Gas | Pool Heater | E5 | RVT - Cost of Equipment | 0 | 0 | 0 | 0 | 0 | 0 | 0 | 0 | 0 | 0 | 0 | 0 | 0 | 0 | 0 | 0 | 0 | 0 | 0 | 0 | 0 | 0 | 0 | 0 | 0 | 0 | 0 | 0 | 0 | 0 | 0 | 0 | 0
F1_Commercial_Warehouse_New_Miscellaneous_Natural Gas_Pool Heater_E6 | F1 | Commercial | Warehouse | New | Miscellaneous | Natural Gas | Pool Heater | E6 | RVT - Cost of Equipment | 0 | 0 | 0 | 0 | 0 | 0 | 0 | 0 | 0 | 0 | 0 | 0 | 0 | 0 | 0 | 0 | 0 | 0 | 0 | 0 | 0 | 0 | 0 | 0 | 0 | 0 | 0 | 0 | 0 | 0 | 0 | 0 | 0
F1_Commercial_Warehouse_New_Miscellaneous_Natural Gas_Pool Heater_E7 | F1 | Commercial | Warehouse | New | Miscellaneous | Natural Gas | Pool Heater | E7 | RVT - Cost of Equipment | 0 | 0 | 0 | 0 | 0 | 0 | 0 | 0 | 0 | 0 | 0 | 0 | 0 | 0 | 0 | 0 | 0 | 0 | 0 | 0 | 0 | 0 | 0 | 0 | 0 | 0 | 0 | 0 | 0 | 0 | 0 | 0 | 0
F1_Commercial_Warehouse_New_Miscellaneous_Natural Gas_Pool Heater_E8 | F1 | Commercial | Warehouse | New | Miscellaneous | Natural Gas | Pool Heater | E8 | RVT - Cost of Equipment | 0 | 0 | 0 | 0 | 0 | 0 | 0 | 0 | 0 | 0 | 0 | 0 | 0 | 0 | 0 | 0 | 0 | 0 | 0 | 0 | 0 | 0 | 0 | 0 | 0 | 0 | 0 | 0 | 0 | 0 | 0 | 0 | 0
F1_Commercial_Warehouse_New_Miscellaneous_Natural Gas_Pool Heater_E9 | F1 | Commercial | Warehouse | New | Miscellaneous | Natural Gas | Pool Heater | E9 | RVT - Cost of Equipment | 0 | 0 | 0 | 0 | 0 | 0 | 0 | 0 | 0 | 0 | 0 | 0 | 0 | 0 | 0 | 0 | 0 | 0 | 0 | 0 | 0 | 0 | 0 | 0 | 0 | 0 | 0 | 0 | 0 | 0 | 0 | 0 | 0
F1_Commercial_Warehouse_New_Miscellaneous_Natural Gas_Pool Heater_E10 | F1 | Commercial | Warehouse | New | Miscellaneous | Natural Gas | Pool Heater | E10 | RVT - Cost of Equipment | 0 | 0 | 0 | 0 | 0 | 0 | 0 | 0 | 0 | 0 | 0 | 0 | 0 | 0 | 0 | 0 | 0 | 0 | 0 | 0 | 0 | 0 | 0 | 0 | 0 | 0 | 0 | 0 | 0 | 0 | 0 | 0 | 0
F2_Commercial_Warehouse_New_Miscellaneous_Natural Gas_Pool Heater_E1 | F2 | Commercial | Warehouse | New | Miscellaneous | Natural Gas | Pool Heater | E1 | RVT - Cost of Operation | 0 | 0 | 0 | 0 | 0 | 0 | 0 | 0 | 0 | 0 | 0 | 0 | 0 | 0 | 0 | 0 | 0 | 0 | 0 | 0 | 0 | 0 | 0 | 0 | 0 | 0 | 0 | 0 | 0 | 0 | 0 | 0 | 0
F2_Commercial_Warehouse_New_Miscellaneous_Natural Gas_Pool Heater_E2 | F2 | Commercial | Warehouse | New | Miscellaneous | Natural Gas | Pool Heater | E2 | RVT - Cost of Operation | 0 | 0 | 0 | 0 | 0 | 0 | 0 | 0 | 0 | 0 | 0 | 0 | 0 | 0 | 0 | 0 | 0 | 0 | 0 | 0 | 0 | 0 | 0 | 0 | 0 | 0 | 0 | 0 | 0 | 0 | 0 | 0 | 0
F2_Commercial_Warehouse_New_Miscellaneous_Natural Gas_Pool Heater_E3 | F2 | Commercial | Warehouse | New | Miscellaneous | Natural Gas | Pool Heater | E3 | RVT - Cost of Operation | 0 | 0 | 0 | 0 | 0 | 0 | 0 | 0 | 0 | 0 | 0 | 0 | 0 | 0 | 0 | 0 | 0 | 0 | 0 | 0 | 0 | 0 | 0 | 0 | 0 | 0 | 0 | 0 | 0 | 0 | 0 | 0 | 0
F2_Commercial_Warehouse_New_Miscellaneous_Natural Gas_Pool Heater_E4 | F2 | Commercial | Warehouse | New | Miscellaneous | Natural Gas | Pool Heater | E4 | RVT - Cost of Operation | 0 | 0 | 0 | 0 | 0 | 0 | 0 | 0 | 0 | 0 | 0 | 0 | 0 | 0 | 0 | 0 | 0 | 0 | 0 | 0 | 0 | 0 | 0 | 0 | 0 | 0 | 0 | 0 | 0 | 0 | 0 | 0 | 0
F2_Commercial_Warehouse_New_Miscellaneous_Natural Gas_Pool Heater_E5 | F2 | Commercial | Warehouse | New | Miscellaneous | Natural Gas | Pool Heater | E5 | RVT - Cost of Operation | 0 | 0 | 0 | 0 | 0 | 0 | 0 | 0 | 0 | 0 | 0 | 0 | 0 | 0 | 0 | 0 | 0 | 0 | 0 | 0 | 0 | 0 | 0 | 0 | 0 | 0 | 0 | 0 | 0 | 0 | 0 | 0 | 0
F2_Commercial_Warehouse_New_Miscellaneous_Natural Gas_Pool Heater_E6 | F2 | Commercial | Warehouse | New | Miscellaneous | Natural Gas | Pool Heater | E6 | RVT - Cost of Operation | 0 | 0 | 0 | 0 | 0 | 0 | 0 | 0 | 0 | 0 | 0 | 0 | 0 | 0 | 0 | 0 | 0 | 0 | 0 | 0 | 0 | 0 | 0 | 0 | 0 | 0 | 0 | 0 | 0 | 0 | 0 | 0 | 0
F2_Commercial_Warehouse_New_Miscellaneous_Natural Gas_Pool Heater_E7 | F2 | Commercial | Warehouse | New | Miscellaneous | Natural Gas | Pool Heater | E7 | RVT - Cost of Operation | 0 | 0 | 0 | 0 | 0 | 0 | 0 | 0 | 0 | 0 | 0 | 0 | 0 | 0 | 0 | 0 | 0 | 0 | 0 | 0 | 0 | 0 | 0 | 0 | 0 | 0 | 0 | 0 | 0 | 0 | 0 | 0 | 0
F2_Commercial_Warehouse_New_Miscellaneous_Natural Gas_Pool Heater_E8 | F2 | Commercial | Warehouse | New | Miscellaneous | Natural Gas | Pool Heater | E8 | RVT - Cost of Operation | 0 | 0 | 0 | 0 | 0 | 0 | 0 | 0 | 0 | 0 | 0 | 0 | 0 | 0 | 0 | 0 | 0 | 0 | 0 | 0 | 0 | 0 | 0 | 0 | 0 | 0 | 0 | 0 | 0 | 0 | 0 | 0 | 0
F2_Commercial_Warehouse_New_Miscellaneous_Natural Gas_Pool Heater_E9 | F2 | Commercial | Warehouse | New | Miscellaneous | Natural Gas | Pool Heater | E9 | RVT - Cost of Operation | 0 | 0 | 0 | 0 | 0 | 0 | 0 | 0 | 0 | 0 | 0 | 0 | 0 | 0 | 0 | 0 | 0 | 0 | 0 | 0 | 0 | 0 | 0 | 0 | 0 | 0 | 0 | 0 | 0 | 0 | 0 | 0 | 0
F2_Commercial_Warehouse_New_Miscellaneous_Natural Gas_Pool Heater_E10 | F2 | Commercial | Warehouse | New | Miscellaneous | Natural Gas | Pool Heater | E10 | RVT - Cost of Operation | 0 | 0 | 0 | 0 | 0 | 0 | 0 | 0 | 0 | 0 | 0 | 0 | 0 | 0 | 0 | 0 | 0 | 0 | 0 | 0 | 0 | 0 | 0 | 0 | 0 | 0 | 0 | 0 | 0 | 0 | 0 | 0 | 0
F3_Commercial_Warehouse_New_Miscellaneous_Natural Gas_Pool Heater_E1 | F3 | Commercial | Warehouse | New | Miscellaneous | Natural Gas | Pool Heater | E1 | System - kBTUs of Consumption | 0.002528 | 0.002528 | 0.002528 | 0.002528 | 0.002528 | 0.002528 | 0.002528 | 0.002528 | 0.002528 | 0.002528 | 0.002528 | 0.002528 | 0.002528 | 0.002528 | 0.002528 | 0.002528 | 0.002528 | 0.002528 | 0.002528 | 0.002528 | 0.002528 | 0.002528 | 0.002528 | 0.002528 | 0.002528 | 0.002528 | 0.002528 | 0.002528 | 0.002528 | 0.002528 | 0.002528 | 0.002528 | 0.002528
F3_Commercial_Warehouse_New_Miscellaneous_Natural Gas_Pool Heater_E2 | F3 | Commercial | Warehouse | New | Miscellaneous | Natural Gas | Pool Heater | E2 | System - kBTUs of Consumption | 0.0041394 | 0.0041394 | 0.0041394 | 0.0041394 | 0.0041394 | 0.0041394 | 0.0041394 | 0.0041394 | 0.0041394 | 0.0041394 | 0.0041394 | 0.0041394 | 0.0041394 | 0.0041394 | 0.0041394 | 0.0041394 | 0.0041394 | 0.0041394 | 0.0041394 | 0.0041394 | 0.0041394 | 0.0041394 | 0.0041394 | 0.0041394 | 0.0041394 | 0.0041394 | 0.0041394 | 0.0041394 | 0.0041394 | 0.0041394 | 0.0041394 | 0.0041394 | 0.0041394
F3_Commercial_Warehouse_New_Miscellaneous_Natural Gas_Pool Heater_E3 | F3 | Commercial | Warehouse | New | Miscellaneous | Natural Gas | Pool Heater | E3 | System - kBTUs of Consumption | 0 | 0 | 0 | 0 | 0 | 0 | 0 | 0 | 0 | 0 | 0 | 0 | 0 | 0 | 0 | 0 | 0 | 0 | 0 | 0 | 0 | 0 | 0 | 0 | 0 | 0 | 0 | 0 | 0 | 0 | 0 | 0 | 0
F3_Commercial_Warehouse_New_Miscellaneous_Natural Gas_Pool Heater_E4 | F3 | Commercial | Warehouse | New | Miscellaneous | Natural Gas | Pool Heater | E4 | System - kBTUs of Consumption | 0 | 0 | 0 | 0 | 0 | 0 | 0 | 0 | 0 | 0 | 0 | 0 | 0 | 0 | 0 | 0 | 0 | 0 | 0 | 0 | 0 | 0 | 0 | 0 | 0 | 0 | 0 | 0 | 0 | 0 | 0 | 0 | 0
F3_Commercial_Warehouse_New_Miscellaneous_Natural Gas_Pool Heater_E5 | F3 | Commercial | Warehouse | New | Miscellaneous | Natural Gas | Pool Heater | E5 | System - kBTUs of Consumption | 0 | 0 | 0 | 0 | 0 | 0 | 0 | 0 | 0 | 0 | 0 | 0 | 0 | 0 | 0 | 0 | 0 | 0 | 0 | 0 | 0 | 0 | 0 | 0 | 0 | 0 | 0 | 0 | 0 | 0 | 0 | 0 | 0
F3_Commercial_Warehouse_New_Miscellaneous_Natural Gas_Pool Heater_E6 | F3 | Commercial | Warehouse | New | Miscellaneous | Natural Gas | Pool Heater | E6 | System - kBTUs of Consumption | 0 | 0 | 0 | 0 | 0 | 0 | 0 | 0 | 0 | 0 | 0 | 0 | 0 | 0 | 0 | 0 | 0 | 0 | 0 | 0 | 0 | 0 | 0 | 0 | 0 | 0 | 0 | 0 | 0 | 0 | 0 | 0 | 0
F3_Commercial_Warehouse_New_Miscellaneous_Natural Gas_Pool Heater_E7 | F3 | Commercial | Warehouse | New | Miscellaneous | Natural Gas | Pool Heater | E7 | System - kBTUs of Consumption | 0 | 0 | 0 | 0 | 0 | 0 | 0 | 0 | 0 | 0 | 0 | 0 | 0 | 0 | 0 | 0 | 0 | 0 | 0 | 0 | 0 | 0 | 0 | 0 | 0 | 0 | 0 | 0 | 0 | 0 | 0 | 0 | 0
F3_Commercial_Warehouse_New_Miscellaneous_Natural Gas_Pool Heater_E8 | F3 | Commercial | Warehouse | New | Miscellaneous | Natural Gas | Pool Heater | E8 | System - kBTUs of Consumption | 0 | 0 | 0 | 0 | 0 | 0 | 0 | 0 | 0 | 0 | 0 | 0 | 0 | 0 | 0 | 0 | 0 | 0 | 0 | 0 | 0 | 0 | 0 | 0 | 0 | 0 | 0 | 0 | 0 | 0 | 0 | 0 | 0
F3_Commercial_Warehouse_New_Miscellaneous_Natural Gas_Pool Heater_E9 | F3 | Commercial | Warehouse | New | Miscellaneous | Natural Gas | Pool Heater | E9 | System - kBTUs of Consumption | 0 | 0 | 0 | 0 | 0 | 0 | 0 | 0 | 0 | 0 | 0 | 0 | 0 | 0 | 0 | 0 | 0 | 0 | 0 | 0 | 0 | 0 | 0 | 0 | 0 | 0 | 0 | 0 | 0 | 0 | 0 | 0 | 0
F3_Commercial_Warehouse_New_Miscellaneous_Natural Gas_Pool Heater_E10 | F3 | Commercial | Warehouse | New | Miscellaneous | Natural Gas | Pool Heater | E10 | System - kBTUs of Consumption | 0 | 0 | 0 | 0 | 0 | 0 | 0 | 0 | 0 | 0 | 0 | 0 | 0 | 0 | 0 | 0 | 0 | 0 | 0 | 0 | 0 | 0 | 0 | 0 | 0 | 0 | 0 | 0 | 0 | 0 | 0 | 0 | 0
F4_Commercial_Warehouse_New_Miscellaneous_Natural Gas_Pool Heater_E1 | F4 | Commercial | Warehouse | New | Miscellaneous | Natural Gas | Pool Heater | E1 | Utility - Cost of Equipment | 0 | 0 | 0 | 0 | 0 | 0 | 0 | 0 | 0 | 0 | 0 | 0 | 0 | 0 | 0 | 0 | 0 | 0 | 0 | 0 | 0 | 0 | 0 | 0 | 0 | 0 | 0 | 0 | 0 | 0 | 0 | 0 | 0
F4_Commercial_Warehouse_New_Miscellaneous_Natural Gas_Pool Heater_E2 | F4 | Commercial | Warehouse | New | Miscellaneous | Natural Gas | Pool Heater | E2 | Utility - Cost of Equipment | 0 | 0 | 0 | 0 | 0 | 0 | 0 | 0 | 0 | 0 | 0 | 0 | 0 | 0 | 0 | 0 | 0 | 0 | 0 | 0 | 0 | 0 | 0 | 0 | 0 | 0 | 0 | 0 | 0 | 0 | 0 | 0 | 0
F4_Commercial_Warehouse_New_Miscellaneous_Natural Gas_Pool Heater_E3 | F4 | Commercial | Warehouse | New | Miscellaneous | Natural Gas | Pool Heater | E3 | Utility - Cost of Equipment | 0 | 0 | 0 | 0 | 0 | 0 | 0 | 0 | 0 | 0 | 0 | 0 | 0 | 0 | 0 | 0 | 0 | 0 | 0 | 0 | 0 | 0 | 0 | 0 | 0 | 0 | 0 | 0 | 0 | 0 | 0 | 0 | 0
F4_Commercial_Warehouse_New_Miscellaneous_Natural Gas_Pool Heater_E4 | F4 | Commercial | Warehouse | New | Miscellaneous | Natural Gas | Pool Heater | E4 | Utility - Cost of Equipment | 0 | 0 | 0 | 0 | 0 | 0 | 0 | 0 | 0 | 0 | 0 | 0 | 0 | 0 | 0 | 0 | 0 | 0 | 0 | 0 | 0 | 0 | 0 | 0 | 0 | 0 | 0 | 0 | 0 | 0 | 0 | 0 | 0
F4_Commercial_Warehouse_New_Miscellaneous_Natural Gas_Pool Heater_E5 | F4 | Commercial | Warehouse | New | Miscellaneous | Natural Gas | Pool Heater | E5 | Utility - Cost of Equipment | 0 | 0 | 0 | 0 | 0 | 0 | 0 | 0 | 0 | 0 | 0 | 0 | 0 | 0 | 0 | 0 | 0 | 0 | 0 | 0 | 0 | 0 | 0 | 0 | 0 | 0 | 0 | 0 | 0 | 0 | 0 | 0 | 0
F4_Commercial_Warehouse_New_Miscellaneous_Natural Gas_Pool Heater_E6 | F4 | Commercial | Warehouse | New | Miscellaneous | Natural Gas | Pool Heater | E6 | Utility - Cost of Equipment | 0 | 0 | 0 | 0 | 0 | 0 | 0 | 0 | 0 | 0 | 0 | 0 | 0 | 0 | 0 | 0 | 0 | 0 | 0 | 0 | 0 | 0 | 0 | 0 | 0 | 0 | 0 | 0 | 0 | 0 | 0 | 0 | 0
F4_Commercial_Warehouse_New_Miscellaneous_Natural Gas_Pool Heater_E7 | F4 | Commercial | Warehouse | New | Miscellaneous | Natural Gas | Pool Heater | E7 | Utility - Cost of Equipment | 0 | 0 | 0 | 0 | 0 | 0 | 0 | 0 | 0 | 0 | 0 | 0 | 0 | 0 | 0 | 0 | 0 | 0 | 0 | 0 | 0 | 0 | 0 | 0 | 0 | 0 | 0 | 0 | 0 | 0 | 0 | 0 | 0
F4_Commercial_Warehouse_New_Miscellaneous_Natural Gas_Pool Heater_E8 | F4 | Commercial | Warehouse | New | Miscellaneous | Natural Gas | Pool Heater | E8 | Utility - Cost of Equipment | 0 | 0 | 0 | 0 | 0 | 0 | 0 | 0 | 0 | 0 | 0 | 0 | 0 | 0 | 0 | 0 | 0 | 0 | 0 | 0 | 0 | 0 | 0 | 0 | 0 | 0 | 0 | 0 | 0 | 0 | 0 | 0 | 0
F4_Commercial_Warehouse_New_Miscellaneous_Natural Gas_Pool Heater_E9 | F4 | Commercial | Warehouse | New | Miscellaneous | Natural Gas | Pool Heater | E9 | Utility - Cost of Equipment | 0 | 0 | 0 | 0 | 0 | 0 | 0 | 0 | 0 | 0 | 0 | 0 | 0 | 0 | 0 | 0 | 0 | 0 | 0 | 0 | 0 | 0 | 0 | 0 | 0 | 0 | 0 | 0 | 0 | 0 | 0 | 0 | 0
F4_Commercial_Warehouse_New_Miscellaneous_Natural Gas_Pool Heater_E10 | F4 | Commercial | Warehouse | New | Miscellaneous | Natural Gas | Pool Heater | E10 | Utility - Cost of Equipment | 0 | 0 | 0 | 0 | 0 | 0 | 0 | 0 | 0 | 0 | 0 | 0 | 0 | 0 | 0 | 0 | 0 | 0 | 0 | 0 | 0 | 0 | 0 | 0 | 0 | 0 | 0 | 0 | 0 | 0 | 0 | 0 | 0
F5_Commercial_Warehouse_New_Miscellaneous_Natural Gas_Pool Heater_E1 | F5 | Commercial | Warehouse | New | Miscellaneous | Natural Gas | Pool Heater | E1 | Utility - Cost of Operation | 0.002528 | 0.002528 | 0.002528 | 0.002528 | 0.002528 | 0.002528 | 0.002528 | 0.002528 | 0.002528 | 0.002528 | 0.002528 | 0.002528 | 0.002528 | 0.002528 | 0.002528 | 0.002528 | 0.002528 | 0.002528 | 0.002528 | 0.002528 | 0.002528 | 0.002528 | 0.002528 | 0.002528 | 0.002528 | 0.002528 | 0.002528 | 0.002528 | 0.002528 | 0.002528 | 0.002528 | 0.002528 | 0.002528
F5_Commercial_Warehouse_New_Miscellaneous_Natural Gas_Pool Heater_E2 | F5 | Commercial | Warehouse | New | Miscellaneous | Natural Gas | Pool Heater | E2 | Utility - Cost of Operation | 0.0041394 | 0.0041394 | 0.0041394 | 0.0041394 | 0.0041394 | 0.0041394 | 0.0041394 | 0.0041394 | 0.0041394 | 0.0041394 | 0.0041394 | 0.0041394 | 0.0041394 | 0.0041394 | 0.0041394 | 0.0041394 | 0.0041394 | 0.0041394 | 0.0041394 | 0.0041394 | 0.0041394 | 0.0041394 | 0.0041394 | 0.0041394 | 0.0041394 | 0.0041394 | 0.0041394 | 0.0041394 | 0.0041394 | 0.0041394 | 0.0041394 | 0.0041394 | 0.0041394
F5_Commercial_Warehouse_New_Miscellaneous_Natural Gas_Pool Heater_E3 | F5 | Commercial | Warehouse | New | Miscellaneous | Natural Gas | Pool Heater | E3 | Utility - Cost of Operation | 0 | 0 | 0 | 0 | 0 | 0 | 0 | 0 | 0 | 0 | 0 | 0 | 0 | 0 | 0 | 0 | 0 | 0 | 0 | 0 | 0 | 0 | 0 | 0 | 0 | 0 | 0 | 0 | 0 | 0 | 0 | 0 | 0
F5_Commercial_Warehouse_New_Miscellaneous_Natural Gas_Pool Heater_E4 | F5 | Commercial | Warehouse | New | Miscellaneous | Natural Gas | Pool Heater | E4 | Utility - Cost of Operation | 0 | 0 | 0 | 0 | 0 | 0 | 0 | 0 | 0 | 0 | 0 | 0 | 0 | 0 | 0 | 0 | 0 | 0 | 0 | 0 | 0 | 0 | 0 | 0 | 0 | 0 | 0 | 0 | 0 | 0 | 0 | 0 | 0
F5_Commercial_Warehouse_New_Miscellaneous_Natural Gas_Pool Heater_E5 | F5 | Commercial | Warehouse | New | Miscellaneous | Natural Gas | Pool Heater | E5 | Utility - Cost of Operation | 0 | 0 | 0 | 0 | 0 | 0 | 0 | 0 | 0 | 0 | 0 | 0 | 0 | 0 | 0 | 0 | 0 | 0 | 0 | 0 | 0 | 0 | 0 | 0 | 0 | 0 | 0 | 0 | 0 | 0 | 0 | 0 | 0
F5_Commercial_Warehouse_New_Miscellaneous_Natural Gas_Pool Heater_E6 | F5 | Commercial | Warehouse | New | Miscellaneous | Natural Gas | Pool Heater | E6 | Utility - Cost of Operation | 0 | 0 | 0 | 0 | 0 | 0 | 0 | 0 | 0 | 0 | 0 | 0 | 0 | 0 | 0 | 0 | 0 | 0 | 0 | 0 | 0 | 0 | 0 | 0 | 0 | 0 | 0 | 0 | 0 | 0 | 0 | 0 | 0
F5_Commercial_Warehouse_New_Miscellaneous_Natural Gas_Pool Heater_E7 | F5 | Commercial | Warehouse | New | Miscellaneous | Natural Gas | Pool Heater | E7 | Utility - Cost of Operation | 0 | 0 | 0 | 0 | 0 | 0 | 0 | 0 | 0 | 0 | 0 | 0 | 0 | 0 | 0 | 0 | 0 | 0 | 0 | 0 | 0 | 0 | 0 | 0 | 0 | 0 | 0 | 0 | 0 | 0 | 0 | 0 | 0
F5_Commercial_Warehouse_New_Miscellaneous_Natural Gas_Pool Heater_E8 | F5 | Commercial | Warehouse | New | Miscellaneous | Natural Gas | Pool Heater | E8 | Utility - Cost of Operation | 0 | 0 | 0 | 0 | 0 | 0 | 0 | 0 | 0 | 0 | 0 | 0 | 0 | 0 | 0 | 0 | 0 | 0 | 0 | 0 | 0 | 0 | 0 | 0 | 0 | 0 | 0 | 0 | 0 | 0 | 0 | 0 | 0
F5_Commercial_Warehouse_New_Miscellaneous_Natural Gas_Pool Heater_E9 | F5 | Commercial | Warehouse | New | Miscellaneous | Natural Gas | Pool Heater | E9 | Utility - Cost of Operation | 0 | 0 | 0 | 0 | 0 | 0 | 0 | 0 | 0 | 0 | 0 | 0 | 0 | 0 | 0 | 0 | 0 | 0 | 0 | 0 | 0 | 0 | 0 | 0 | 0 | 0 | 0 | 0 | 0 | 0 | 0 | 0 | 0
F5_Commercial_Warehouse_New_Miscellaneous_Natural Gas_Pool Heater_E10 | F5 | Commercial | Warehouse | New | Miscellaneous | Natural Gas | Pool Heater | E10 | Utility - Cost of Operation | 0 | 0 | 0 | 0 | 0 | 0 | 0 | 0 | 0 | 0 | 0 | 0 | 0 | 0 | 0 | 0 | 0 | 0 | 0 | 0 | 0 | 0 | 0 | 0 | 0 | 0 | 0 | 0 | 0 | 0 | 0 | 0 | 0
F6_Commercial_Warehouse_New_Miscellaneous_Natural Gas_Pool Heater_E1 | F6 | Commercial | Warehouse | New | Miscellaneous | Natural Gas | Pool Heater | E1 | Utility - Value of Sales | 0.010508 | 0.010603 | 0.010756 | 0.010722 | 0.010722 | 0.010722 | 0.010722 | 0.010722 | 0.010722 | 0.010722 | 0.010722 | 0.010722 | 0.010722 | 0.010722 | 0.010722 | 0.010722 | 0.010722 | 0.010722 | 0.010722 | 0.010722 | 0.010722 | 0.010722 | 0.010722 | 0.010722 | 0.010722 | 0.010722 | 0.010722 | 0.010722 | 0.010722 | 0.010722 | 0.010722 | 0.010722 | 0.010722
F6_Commercial_Warehouse_New_Miscellaneous_Natural Gas_Pool Heater_E2 | F6 | Commercial | Warehouse | New | Miscellaneous | Natural Gas | Pool Heater | E2 | Utility - Value of Sales | 0.0089319 | 0.0090127 | 0.0091425 | 0.0091141 | 0.0091141 | 0.0091141 | 0.0091141 | 0.0091141 | 0.0091141 | 0.0091141 | 0.0091141 | 0.0091141 | 0.0091141 | 0.0091141 | 0.0091141 | 0.0091141 | 0.0091141 | 0.0091141 | 0.0091141 | 0.0091141 | 0.0091141 | 0.0091141 | 0.0091141 | 0.0091141 | 0.0091141 | 0.0091141 | 0.0091141 | 0.0091141 | 0.0091141 | 0.0091141 | 0.0091141 | 0.0091141 | 0.0091141
F6_Commercial_Warehouse_New_Miscellaneous_Natural Gas_Pool Heater_E3 | F6 | Commercial | Warehouse | New | Miscellaneous | Natural Gas | Pool Heater | E3 | Utility - Value of Sales | 0 | 0 | 0 | 0 | 0 | 0 | 0 | 0 | 0 | 0 | 0 | 0 | 0 | 0 | 0 | 0 | 0 | 0 | 0 | 0 | 0 | 0 | 0 | 0 | 0 | 0 | 0 | 0 | 0 | 0 | 0 | 0 | 0
F6_Commercial_Warehouse_New_Miscellaneous_Natural Gas_Pool Heater_E4 | F6 | Commercial | Warehouse | New | Miscellaneous | Natural Gas | Pool Heater | E4 | Utility - Value of Sales | 0 | 0 | 0 | 0 | 0 | 0 | 0 | 0 | 0 | 0 | 0 | 0 | 0 | 0 | 0 | 0 | 0 | 0 | 0 | 0 | 0 | 0 | 0 | 0 | 0 | 0 | 0 | 0 | 0 | 0 | 0 | 0 | 0
F6_Commercial_Warehouse_New_Miscellaneous_Natural Gas_Pool Heater_E5 | F6 | Commercial | Warehouse | New | Miscellaneous | Natural Gas | Pool Heater | E5 | Utility - Value of Sales | 0 | 0 | 0 | 0 | 0 | 0 | 0 | 0 | 0 | 0 | 0 | 0 | 0 | 0 | 0 | 0 | 0 | 0 | 0 | 0 | 0 | 0 | 0 | 0 | 0 | 0 | 0 | 0 | 0 | 0 | 0 | 0 | 0
F6_Commercial_Warehouse_New_Miscellaneous_Natural Gas_Pool Heater_E6 | F6 | Commercial | Warehouse | New | Miscellaneous | Natural Gas | Pool Heater | E6 | Utility - Value of Sales | 0 | 0 | 0 | 0 | 0 | 0 | 0 | 0 | 0 | 0 | 0 | 0 | 0 | 0 | 0 | 0 | 0 | 0 | 0 | 0 | 0 | 0 | 0 | 0 | 0 | 0 | 0 | 0 | 0 | 0 | 0 | 0 | 0
F6_Commercial_Warehouse_New_Miscellaneous_Natural Gas_Pool Heater_E7 | F6 | Commercial | Warehouse | New | Miscellaneous | Natural Gas | Pool Heater | E7 | Utility - Value of Sales | 0 | 0 | 0 | 0 | 0 | 0 | 0 | 0 | 0 | 0 | 0 | 0 | 0 | 0 | 0 | 0 | 0 | 0 | 0 | 0 | 0 | 0 | 0 | 0 | 0 | 0 | 0 | 0 | 0 | 0 | 0 | 0 | 0
F6_Commercial_Warehouse_New_Miscellaneous_Natural Gas_Pool Heater_E8 | F6 | Commercial | Warehouse | New | Miscellaneous | Natural Gas | Pool Heater | E8 | Utility - Value of Sales | 0 | 0 | 0 | 0 | 0 | 0 | 0 | 0 | 0 | 0 | 0 | 0 | 0 | 0 | 0 | 0 | 0 | 0 | 0 | 0 | 0 | 0 | 0 | 0 | 0 | 0 | 0 | 0 | 0 | 0 | 0 | 0 | 0
F6_Commercial_Warehouse_New_Miscellaneous_Natural Gas_Pool Heater_E9 | F6 | Commercial | Warehouse | New | Miscellaneous | Natural Gas | Pool Heater | E9 | Utility - Value of Sales | 0 | 0 | 0 | 0 | 0 | 0 | 0 | 0 | 0 | 0 | 0 | 0 | 0 | 0 | 0 | 0 | 0 | 0 | 0 | 0 | 0 | 0 | 0 | 0 | 0 | 0 | 0 | 0 | 0 | 0 | 0 | 0 | 0
F6_Commercial_Warehouse_New_Miscellaneous_Natural Gas_Pool Heater_E10 | F6 | Commercial | Warehouse | New | Miscellaneous | Natural Gas | Pool Heater | E10 | Utility - Value of Sales | 0 | 0 | 0 | 0 | 0 | 0 | 0 | 0 | 0 | 0 | 0 | 0 | 0 | 0 | 0 | 0 | 0 | 0 | 0 | 0 | 0 | 0 | 0 | 0 | 0 | 0 | 0 | 0 | 0 | 0 | 0 | 0 | 0
F1_Commercial_Warehouse_New_Miscellaneous_Natural Gas_Miscellaneous_E1 | F1 | Commercial | Warehouse | New | Miscellaneous | Natural Gas | Miscellaneous | E1 | RVT - Cost of Equipment | 0 | 0 | 0 | 0 | 0 | 0 | 0 | 0 | 0 | 0 | 0 | 0 | 0 | 0 | 0 | 0 | 0 | 0 | 0 | 0 | 0 | 0 | 0 | 0 | 0 | 0 | 0 | 0 | 0 | 0 | 0 | 0 | 0
F1_Commercial_Warehouse_New_Miscellaneous_Natural Gas_Miscellaneous_E2 | F1 | Commercial | Warehouse | New | Miscellaneous | Natural Gas | Miscellaneous | E2 | RVT - Cost of Equipment | 0 | 0 | 0 | 0 | 0 | 0 | 0 | 0 | 0 | 0 | 0 | 0 | 0 | 0 | 0 | 0 | 0 | 0 | 0 | 0 | 0 | 0 | 0 | 0 | 0 | 0 | 0 | 0 | 0 | 0 | 0 | 0 | 0
F1_Commercial_Warehouse_New_Miscellaneous_Natural Gas_Miscellaneous_E3 | F1 | Commercial | Warehouse | New | Miscellaneous | Natural Gas | Miscellaneous | E3 | RVT - Cost of Equipment | 0 | 0 | 0 | 0 | 0 | 0 | 0 | 0 | 0 | 0 | 0 | 0 | 0 | 0 | 0 | 0 | 0 | 0 | 0 | 0 | 0 | 0 | 0 | 0 | 0 | 0 | 0 | 0 | 0 | 0 | 0 | 0 | 0
F1_Commercial_Warehouse_New_Miscellaneous_Natural Gas_Miscellaneous_E4 | F1 | Commercial | Warehouse | New | Miscellaneous | Natural Gas | Miscellaneous | E4 | RVT - Cost of Equipment | 0 | 0 | 0 | 0 | 0 | 0 | 0 | 0 | 0 | 0 | 0 | 0 | 0 | 0 | 0 | 0 | 0 | 0 | 0 | 0 | 0 | 0 | 0 | 0 | 0 | 0 | 0 | 0 | 0 | 0 | 0 | 0 | 0
F1_Commercial_Warehouse_New_Miscellaneous_Natural Gas_Miscellaneous_E5 | F1 | Commercial | Warehouse | New | Miscellaneous | Natural Gas | Miscellaneous | E5 | RVT - Cost of Equipment | 0 | 0 | 0 | 0 | 0 | 0 | 0 | 0 | 0 | 0 | 0 | 0 | 0 | 0 | 0 | 0 | 0 | 0 | 0 | 0 | 0 | 0 | 0 | 0 | 0 | 0 | 0 | 0 | 0 | 0 | 0 | 0 | 0
F1_Commercial_Warehouse_New_Miscellaneous_Natural Gas_Miscellaneous_E6 | F1 | Commercial | Warehouse | New | Miscellaneous | Natural Gas | Miscellaneous | E6 | RVT - Cost of Equipment | 0 | 0 | 0 | 0 | 0 | 0 | 0 | 0 | 0 | 0 | 0 | 0 | 0 | 0 | 0 | 0 | 0 | 0 | 0 | 0 | 0 | 0 | 0 | 0 | 0 | 0 | 0 | 0 | 0 | 0 | 0 | 0 | 0
F1_Commercial_Warehouse_New_Miscellaneous_Natural Gas_Miscellaneous_E7 | F1 | Commercial | Warehouse | New | Miscellaneous | Natural Gas | Miscellaneous | E7 | RVT - Cost of Equipment | 0 | 0 | 0 | 0 | 0 | 0 | 0 | 0 | 0 | 0 | 0 | 0 | 0 | 0 | 0 | 0 | 0 | 0 | 0 | 0 | 0 | 0 | 0 | 0 | 0 | 0 | 0 | 0 | 0 | 0 | 0 | 0 | 0
F1_Commercial_Warehouse_New_Miscellaneous_Natural Gas_Miscellaneous_E8 | F1 | Commercial | Warehouse | New | Miscellaneous | Natural Gas | Miscellaneous | E8 | RVT - Cost of Equipment | 0 | 0 | 0 | 0 | 0 | 0 | 0 | 0 | 0 | 0 | 0 | 0 | 0 | 0 | 0 | 0 | 0 | 0 | 0 | 0 | 0 | 0 | 0 | 0 | 0 | 0 | 0 | 0 | 0 | 0 | 0 | 0 | 0
F1_Commercial_Warehouse_New_Miscellaneous_Natural Gas_Miscellaneous_E9 | F1 | Commercial | Warehouse | New | Miscellaneous | Natural Gas | Miscellaneous | E9 | RVT - Cost of Equipment | 0 | 0 | 0 | 0 | 0 | 0 | 0 | 0 | 0 | 0 | 0 | 0 | 0 | 0 | 0 | 0 | 0 | 0 | 0 | 0 | 0 | 0 | 0 | 0 | 0 | 0 | 0 | 0 | 0 | 0 | 0 | 0 | 0
F1_Commercial_Warehouse_New_Miscellaneous_Natural Gas_Miscellaneous_E10 | F1 | Commercial | Warehouse | New | Miscellaneous | Natural Gas | Miscellaneous | E10 | RVT - Cost of Equipment | 0 | 0 | 0 | 0 | 0 | 0 | 0 | 0 | 0 | 0 | 0 | 0 | 0 | 0 | 0 | 0 | 0 | 0 | 0 | 0 | 0 | 0 | 0 | 0 | 0 | 0 | 0 | 0 | 0 | 0 | 0 | 0 | 0
F2_Commercial_Warehouse_New_Miscellaneous_Natural Gas_Miscellaneous_E1 | F2 | Commercial | Warehouse | New | Miscellaneous | Natural Gas | Miscellaneous | E1 | RVT - Cost of Operation | 0 | 0 | 0 | 0 | 0 | 0 | 0 | 0 | 0 | 0 | 0 | 0 | 0 | 0 | 0 | 0 | 0 | 0 | 0 | 0 | 0 | 0 | 0 | 0 | 0 | 0 | 0 | 0 | 0 | 0 | 0 | 0 | 0
F2_Commercial_Warehouse_New_Miscellaneous_Natural Gas_Miscellaneous_E2 | F2 | Commercial | Warehouse | New | Miscellaneous | Natural Gas | Miscellaneous | E2 | RVT - Cost of Operation | 0 | 0 | 0 | 0 | 0 | 0 | 0 | 0 | 0 | 0 | 0 | 0 | 0 | 0 | 0 | 0 | 0 | 0 | 0 | 0 | 0 | 0 | 0 | 0 | 0 | 0 | 0 | 0 | 0 | 0 | 0 | 0 | 0
F2_Commercial_Warehouse_New_Miscellaneous_Natural Gas_Miscellaneous_E3 | F2 | Commercial | Warehouse | New | Miscellaneous | Natural Gas | Miscellaneous | E3 | RVT - Cost of Operation | 0 | 0 | 0 | 0 | 0 | 0 | 0 | 0 | 0 | 0 | 0 | 0 | 0 | 0 | 0 | 0 | 0 | 0 | 0 | 0 | 0 | 0 | 0 | 0 | 0 | 0 | 0 | 0 | 0 | 0 | 0 | 0 | 0
F2_Commercial_Warehouse_New_Miscellaneous_Natural Gas_Miscellaneous_E4 | F2 | Commercial | Warehouse | New | Miscellaneous | Natural Gas | Miscellaneous | E4 | RVT - Cost of Operation | 0 | 0 | 0 | 0 | 0 | 0 | 0 | 0 | 0 | 0 | 0 | 0 | 0 | 0 | 0 | 0 | 0 | 0 | 0 | 0 | 0 | 0 | 0 | 0 | 0 | 0 | 0 | 0 | 0 | 0 | 0 | 0 | 0
F2_Commercial_Warehouse_New_Miscellaneous_Natural Gas_Miscellaneous_E5 | F2 | Commercial | Warehouse | New | Miscellaneous | Natural Gas | Miscellaneous | E5 | RVT - Cost of Operation | 0 | 0 | 0 | 0 | 0 | 0 | 0 | 0 | 0 | 0 | 0 | 0 | 0 | 0 | 0 | 0 | 0 | 0 | 0 | 0 | 0 | 0 | 0 | 0 | 0 | 0 | 0 | 0 | 0 | 0 | 0 | 0 | 0
F2_Commercial_Warehouse_New_Miscellaneous_Natural Gas_Miscellaneous_E6 | F2 | Commercial | Warehouse | New | Miscellaneous | Natural Gas | Miscellaneous | E6 | RVT - Cost of Operation | 0 | 0 | 0 | 0 | 0 | 0 | 0 | 0 | 0 | 0 | 0 | 0 | 0 | 0 | 0 | 0 | 0 | 0 | 0 | 0 | 0 | 0 | 0 | 0 | 0 | 0 | 0 | 0 | 0 | 0 | 0 | 0 | 0
F2_Commercial_Warehouse_New_Miscellaneous_Natural Gas_Miscellaneous_E7 | F2 | Commercial | Warehouse | New | Miscellaneous | Natural Gas | Miscellaneous | E7 | RVT - Cost of Operation | 0 | 0 | 0 | 0 | 0 | 0 | 0 | 0 | 0 | 0 | 0 | 0 | 0 | 0 | 0 | 0 | 0 | 0 | 0 | 0 | 0 | 0 | 0 | 0 | 0 | 0 | 0 | 0 | 0 | 0 | 0 | 0 | 0
F2_Commercial_Warehouse_New_Miscellaneous_Natural Gas_Miscellaneous_E8 | F2 | Commercial | Warehouse | New | Miscellaneous | Natural Gas | Miscellaneous | E8 | RVT - Cost of Operation | 0 | 0 | 0 | 0 | 0 | 0 | 0 | 0 | 0 | 0 | 0 | 0 | 0 | 0 | 0 | 0 | 0 | 0 | 0 | 0 | 0 | 0 | 0 | 0 | 0 | 0 | 0 | 0 | 0 | 0 | 0 | 0 | 0
F2_Commercial_Warehouse_New_Miscellaneous_Natural Gas_Miscellaneous_E9 | F2 | Commercial | Warehouse | New | Miscellaneous | Natural Gas | Miscellaneous | E9 | RVT - Cost of Operation | 0 | 0 | 0 | 0 | 0 | 0 | 0 | 0 | 0 | 0 | 0 | 0 | 0 | 0 | 0 | 0 | 0 | 0 | 0 | 0 | 0 | 0 | 0 | 0 | 0 | 0 | 0 | 0 | 0 | 0 | 0 | 0 | 0
F2_Commercial_Warehouse_New_Miscellaneous_Natural Gas_Miscellaneous_E10 | F2 | Commercial | Warehouse | New | Miscellaneous | Natural Gas | Miscellaneous | E10 | RVT - Cost of Operation | 0 | 0 | 0 | 0 | 0 | 0 | 0 | 0 | 0 | 0 | 0 | 0 | 0 | 0 | 0 | 0 | 0 | 0 | 0 | 0 | 0 | 0 | 0 | 0 | 0 | 0 | 0 | 0 | 0 | 0 | 0 | 0 | 0
F3_Commercial_Warehouse_New_Miscellaneous_Natural Gas_Miscellaneous_E1 | F3 | Commercial | Warehouse | New | Miscellaneous | Natural Gas | Miscellaneous | E1 | System - kBTUs of Consumption | 0.23718 | 0.23718 | 0.23718 | 0.23718 | 0.23718 | 0.23718 | 0.23718 | 0.23718 | 0.23718 | 0.23718 | 0.23718 | 0.23718 | 0.23718 | 0.23718 | 0.23718 | 0.23718 | 0.23718 | 0.23718 | 0.23718 | 0.23718 | 0.23718 | 0.23718 | 0.23718 | 0.23718 | 0.23718 | 0.23718 | 0.23718 | 0.23718 | 0.23718 | 0.23718 | 0.23718 | 0.23718 | 0.23718
F3_Commercial_Warehouse_New_Miscellaneous_Natural Gas_Miscellaneous_E2 | F3 | Commercial | Warehouse | New | Miscellaneous | Natural Gas | Miscellaneous | E2 | System - kBTUs of Consumption | 0 | 0 | 0 | 0 | 0 | 0 | 0 | 0 | 0 | 0 | 0 | 0 | 0 | 0 | 0 | 0 | 0 | 0 | 0 | 0 | 0 | 0 | 0 | 0 | 0 | 0 | 0 | 0 | 0 | 0 | 0 | 0 | 0
F3_Commercial_Warehouse_New_Miscellaneous_Natural Gas_Miscellaneous_E3 | F3 | Commercial | Warehouse | New | Miscellaneous | Natural Gas | Miscellaneous | E3 | System - kBTUs of Consumption | 0 | 0 | 0 | 0 | 0 | 0 | 0 | 0 | 0 | 0 | 0 | 0 | 0 | 0 | 0 | 0 | 0 | 0 | 0 | 0 | 0 | 0 | 0 | 0 | 0 | 0 | 0 | 0 | 0 | 0 | 0 | 0 | 0
F3_Commercial_Warehouse_New_Miscellaneous_Natural Gas_Miscellaneous_E4 | F3 | Commercial | Warehouse | New | Miscellaneous | Natural Gas | Miscellaneous | E4 | System - kBTUs of Consumption | 0 | 0 | 0 | 0 | 0 | 0 | 0 | 0 | 0 | 0 | 0 | 0 | 0 | 0 | 0 | 0 | 0 | 0 | 0 | 0 | 0 | 0 | 0 | 0 | 0 | 0 | 0 | 0 | 0 | 0 | 0 | 0 | 0
F3_Commercial_Warehouse_New_Miscellaneous_Natural Gas_Miscellaneous_E5 | F3 | Commercial | Warehouse | New | Miscellaneous | Natural Gas | Miscellaneous | E5 | System - kBTUs of Consumption | 0 | 0 | 0 | 0 | 0 | 0 | 0 | 0 | 0 | 0 | 0 | 0 | 0 | 0 | 0 | 0 | 0 | 0 | 0 | 0 | 0 | 0 | 0 | 0 | 0 | 0 | 0 | 0 | 0 | 0 | 0 | 0 | 0
F3_Commercial_Warehouse_New_Miscellaneous_Natural Gas_Miscellaneous_E6 | F3 | Commercial | Warehouse | New | Miscellaneous | Natural Gas | Miscellaneous | E6 | System - kBTUs of Consumption | 0 | 0 | 0 | 0 | 0 | 0 | 0 | 0 | 0 | 0 | 0 | 0 | 0 | 0 | 0 | 0 | 0 | 0 | 0 | 0 | 0 | 0 | 0 | 0 | 0 | 0 | 0 | 0 | 0 | 0 | 0 | 0 | 0
F3_Commercial_Warehouse_New_Miscellaneous_Natural Gas_Miscellaneous_E7 | F3 | Commercial | Warehouse | New | Miscellaneous | Natural Gas | Miscellaneous | E7 | System - kBTUs of Consumption | 0 | 0 | 0 | 0 | 0 | 0 | 0 | 0 | 0 | 0 | 0 | 0 | 0 | 0 | 0 | 0 | 0 | 0 | 0 | 0 | 0 | 0 | 0 | 0 | 0 | 0 | 0 | 0 | 0 | 0 | 0 | 0 | 0
F3_Commercial_Warehouse_New_Miscellaneous_Natural Gas_Miscellaneous_E8 | F3 | Commercial | Warehouse | New | Miscellaneous | Natural Gas | Miscellaneous | E8 | System - kBTUs of Consumption | 0 | 0 | 0 | 0 | 0 | 0 | 0 | 0 | 0 | 0 | 0 | 0 | 0 | 0 | 0 | 0 | 0 | 0 | 0 | 0 | 0 | 0 | 0 | 0 | 0 | 0 | 0 | 0 | 0 | 0 | 0 | 0 | 0
F3_Commercial_Warehouse_New_Miscellaneous_Natural Gas_Miscellaneous_E9 | F3 | Commercial | Warehouse | New | Miscellaneous | Natural Gas | Miscellaneous | E9 | System - kBTUs of Consumption | 0 | 0 | 0 | 0 | 0 | 0 | 0 | 0 | 0 | 0 | 0 | 0 | 0 | 0 | 0 | 0 | 0 | 0 | 0 | 0 | 0 | 0 | 0 | 0 | 0 | 0 | 0 | 0 | 0 | 0 | 0 | 0 | 0
F3_Commercial_Warehouse_New_Miscellaneous_Natural Gas_Miscellaneous_E10 | F3 | Commercial | Warehouse | New | Miscellaneous | Natural Gas | Miscellaneous | E10 | System - kBTUs of Consumption | 0 | 0 | 0 | 0 | 0 | 0 | 0 | 0 | 0 | 0 | 0 | 0 | 0 | 0 | 0 | 0 | 0 | 0 | 0 | 0 | 0 | 0 | 0 | 0 | 0 | 0 | 0 | 0 | 0 | 0 | 0 | 0 | 0
F4_Commercial_Warehouse_New_Miscellaneous_Natural Gas_Miscellaneous_E1 | F4 | Commercial | Warehouse | New | Miscellaneous | Natural Gas | Miscellaneous | E1 | Utility - Cost of Equipment | 0 | 0 | 0 | 0 | 0 | 0 | 0 | 0 | 0 | 0 | 0 | 0 | 0 | 0 | 0 | 0 | 0 | 0 | 0 | 0 | 0 | 0 | 0 | 0 | 0 | 0 | 0 | 0 | 0 | 0 | 0 | 0 | 0
F4_Commercial_Warehouse_New_Miscellaneous_Natural Gas_Miscellaneous_E2 | F4 | Commercial | Warehouse | New | Miscellaneous | Natural Gas | Miscellaneous | E2 | Utility - Cost of Equipment | 0 | 0 | 0 | 0 | 0 | 0 | 0 | 0 | 0 | 0 | 0 | 0 | 0 | 0 | 0 | 0 | 0 | 0 | 0 | 0 | 0 | 0 | 0 | 0 | 0 | 0 | 0 | 0 | 0 | 0 | 0 | 0 | 0
F4_Commercial_Warehouse_New_Miscellaneous_Natural Gas_Miscellaneous_E3 | F4 | Commercial | Warehouse | New | Miscellaneous | Natural Gas | Miscellaneous | E3 | Utility - Cost of Equipment | 0 | 0 | 0 | 0 | 0 | 0 | 0 | 0 | 0 | 0 | 0 | 0 | 0 | 0 | 0 | 0 | 0 | 0 | 0 | 0 | 0 | 0 | 0 | 0 | 0 | 0 | 0 | 0 | 0 | 0 | 0 | 0 | 0
F4_Commercial_Warehouse_New_Miscellaneous_Natural Gas_Miscellaneous_E4 | F4 | Commercial | Warehouse | New | Miscellaneous | Natural Gas | Miscellaneous | E4 | Utility - Cost of Equipment | 0 | 0 | 0 | 0 | 0 | 0 | 0 | 0 | 0 | 0 | 0 | 0 | 0 | 0 | 0 | 0 | 0 | 0 | 0 | 0 | 0 | 0 | 0 | 0 | 0 | 0 | 0 | 0 | 0 | 0 | 0 | 0 | 0
F4_Commercial_Warehouse_New_Miscellaneous_Natural Gas_Miscellaneous_E5 | F4 | Commercial | Warehouse | New | Miscellaneous | Natural Gas | Miscellaneous | E5 | Utility - Cost of Equipment | 0 | 0 | 0 | 0 | 0 | 0 | 0 | 0 | 0 | 0 | 0 | 0 | 0 | 0 | 0 | 0 | 0 | 0 | 0 | 0 | 0 | 0 | 0 | 0 | 0 | 0 | 0 | 0 | 0 | 0 | 0 | 0 | 0
F4_Commercial_Warehouse_New_Miscellaneous_Natural Gas_Miscellaneous_E6 | F4 | Commercial | Warehouse | New | Miscellaneous | Natural Gas | Miscellaneous | E6 | Utility - Cost of Equipment | 0 | 0 | 0 | 0 | 0 | 0 | 0 | 0 | 0 | 0 | 0 | 0 | 0 | 0 | 0 | 0 | 0 | 0 | 0 | 0 | 0 | 0 | 0 | 0 | 0 | 0 | 0 | 0 | 0 | 0 | 0 | 0 | 0
F4_Commercial_Warehouse_New_Miscellaneous_Natural Gas_Miscellaneous_E7 | F4 | Commercial | Warehouse | New | Miscellaneous | Natural Gas | Miscellaneous | E7 | Utility - Cost of Equipment | 0 | 0 | 0 | 0 | 0 | 0 | 0 | 0 | 0 | 0 | 0 | 0 | 0 | 0 | 0 | 0 | 0 | 0 | 0 | 0 | 0 | 0 | 0 | 0 | 0 | 0 | 0 | 0 | 0 | 0 | 0 | 0 | 0
F4_Commercial_Warehouse_New_Miscellaneous_Natural Gas_Miscellaneous_E8 | F4 | Commercial | Warehouse | New | Miscellaneous | Natural Gas | Miscellaneous | E8 | Utility - Cost of Equipment | 0 | 0 | 0 | 0 | 0 | 0 | 0 | 0 | 0 | 0 | 0 | 0 | 0 | 0 | 0 | 0 | 0 | 0 | 0 | 0 | 0 | 0 | 0 | 0 | 0 | 0 | 0 | 0 | 0 | 0 | 0 | 0 | 0
F4_Commercial_Warehouse_New_Miscellaneous_Natural Gas_Miscellaneous_E9 | F4 | Commercial | Warehouse | New | Miscellaneous | Natural Gas | Miscellaneous | E9 | Utility - Cost of Equipment | 0 | 0 | 0 | 0 | 0 | 0 | 0 | 0 | 0 | 0 | 0 | 0 | 0 | 0 | 0 | 0 | 0 | 0 | 0 | 0 | 0 | 0 | 0 | 0 | 0 | 0 | 0 | 0 | 0 | 0 | 0 | 0 | 0
F4_Commercial_Warehouse_New_Miscellaneous_Natural Gas_Miscellaneous_E10 | F4 | Commercial | Warehouse | New | Miscellaneous | Natural Gas | Miscellaneous | E10 | Utility - Cost of Equipment | 0 | 0 | 0 | 0 | 0 | 0 | 0 | 0 | 0 | 0 | 0 | 0 | 0 | 0 | 0 | 0 | 0 | 0 | 0 | 0 | 0 | 0 | 0 | 0 | 0 | 0 | 0 | 0 | 0 | 0 | 0 | 0 | 0
F5_Commercial_Warehouse_New_Miscellaneous_Natural Gas_Miscellaneous_E1 | F5 | Commercial | Warehouse | New | Miscellaneous | Natural Gas | Miscellaneous | E1 | Utility - Cost of Operation | 0.23718 | 0.23718 | 0.23718 | 0.23718 | 0.23718 | 0.23718 | 0.23718 | 0.23718 | 0.23718 | 0.23718 | 0.23718 | 0.23718 | 0.23718 | 0.23718 | 0.23718 | 0.23718 | 0.23718 | 0.23718 | 0.23718 | 0.23718 | 0.23718 | 0.23718 | 0.23718 | 0.23718 | 0.23718 | 0.23718 | 0.23718 | 0.23718 | 0.23718 | 0.23718 | 0.23718 | 0.23718 | 0.23718
F5_Commercial_Warehouse_New_Miscellaneous_Natural Gas_Miscellaneous_E2 | F5 | Commercial | Warehouse | New | Miscellaneous | Natural Gas | Miscellaneous | E2 | Utility - Cost of Operation | 0 | 0 | 0 | 0 | 0 | 0 | 0 | 0 | 0 | 0 | 0 | 0 | 0 | 0 | 0 | 0 | 0 | 0 | 0 | 0 | 0 | 0 | 0 | 0 | 0 | 0 | 0 | 0 | 0 | 0 | 0 | 0 | 0
F5_Commercial_Warehouse_New_Miscellaneous_Natural Gas_Miscellaneous_E3 | F5 | Commercial | Warehouse | New | Miscellaneous | Natural Gas | Miscellaneous | E3 | Utility - Cost of Operation | 0 | 0 | 0 | 0 | 0 | 0 | 0 | 0 | 0 | 0 | 0 | 0 | 0 | 0 | 0 | 0 | 0 | 0 | 0 | 0 | 0 | 0 | 0 | 0 | 0 | 0 | 0 | 0 | 0 | 0 | 0 | 0 | 0
F5_Commercial_Warehouse_New_Miscellaneous_Natural Gas_Miscellaneous_E4 | F5 | Commercial | Warehouse | New | Miscellaneous | Natural Gas | Miscellaneous | E4 | Utility - Cost of Operation | 0 | 0 | 0 | 0 | 0 | 0 | 0 | 0 | 0 | 0 | 0 | 0 | 0 | 0 | 0 | 0 | 0 | 0 | 0 | 0 | 0 | 0 | 0 | 0 | 0 | 0 | 0 | 0 | 0 | 0 | 0 | 0 | 0
F5_Commercial_Warehouse_New_Miscellaneous_Natural Gas_Miscellaneous_E5 | F5 | Commercial | Warehouse | New | Miscellaneous | Natural Gas | Miscellaneous | E5 | Utility - Cost of Operation | 0 | 0 | 0 | 0 | 0 | 0 | 0 | 0 | 0 | 0 | 0 | 0 | 0 | 0 | 0 | 0 | 0 | 0 | 0 | 0 | 0 | 0 | 0 | 0 | 0 | 0 | 0 | 0 | 0 | 0 | 0 | 0 | 0
F5_Commercial_Warehouse_New_Miscellaneous_Natural Gas_Miscellaneous_E6 | F5 | Commercial | Warehouse | New | Miscellaneous | Natural Gas | Miscellaneous | E6 | Utility - Cost of Operation | 0 | 0 | 0 | 0 | 0 | 0 | 0 | 0 | 0 | 0 | 0 | 0 | 0 | 0 | 0 | 0 | 0 | 0 | 0 | 0 | 0 | 0 | 0 | 0 | 0 | 0 | 0 | 0 | 0 | 0 | 0 | 0 | 0
F5_Commercial_Warehouse_New_Miscellaneous_Natural Gas_Miscellaneous_E7 | F5 | Commercial | Warehouse | New | Miscellaneous | Natural Gas | Miscellaneous | E7 | Utility - Cost of Operation | 0 | 0 | 0 | 0 | 0 | 0 | 0 | 0 | 0 | 0 | 0 | 0 | 0 | 0 | 0 | 0 | 0 | 0 | 0 | 0 | 0 | 0 | 0 | 0 | 0 | 0 | 0 | 0 | 0 | 0 | 0 | 0 | 0
F5_Commercial_Warehouse_New_Miscellaneous_Natural Gas_Miscellaneous_E8 | F5 | Commercial | Warehouse | New | Miscellaneous | Natural Gas | Miscellaneous | E8 | Utility - Cost of Operation | 0 | 0 | 0 | 0 | 0 | 0 | 0 | 0 | 0 | 0 | 0 | 0 | 0 | 0 | 0 | 0 | 0 | 0 | 0 | 0 | 0 | 0 | 0 | 0 | 0 | 0 | 0 | 0 | 0 | 0 | 0 | 0 | 0
F5_Commercial_Warehouse_New_Miscellaneous_Natural Gas_Miscellaneous_E9 | F5 | Commercial | Warehouse | New | Miscellaneous | Natural Gas | Miscellaneous | E9 | Utility - Cost of Operation | 0 | 0 | 0 | 0 | 0 | 0 | 0 | 0 | 0 | 0 | 0 | 0 | 0 | 0 | 0 | 0 | 0 | 0 | 0 | 0 | 0 | 0 | 0 | 0 | 0 | 0 | 0 | 0 | 0 | 0 | 0 | 0 | 0
F5_Commercial_Warehouse_New_Miscellaneous_Natural Gas_Miscellaneous_E10 | F5 | Commercial | Warehouse | New | Miscellaneous | Natural Gas | Miscellaneous | E10 | Utility - Cost of Operation | 0 | 0 | 0 | 0 | 0 | 0 | 0 | 0 | 0 | 0 | 0 | 0 | 0 | 0 | 0 | 0 | 0 | 0 | 0 | 0 | 0 | 0 | 0 | 0 | 0 | 0 | 0 | 0 | 0 | 0 | 0 | 0 | 0
F6_Commercial_Warehouse_New_Miscellaneous_Natural Gas_Miscellaneous_E1 | F6 | Commercial | Warehouse | New | Miscellaneous | Natural Gas | Miscellaneous | E1 | Utility - Value of Sales | 0.0012826 | 0.0012973 | 0.0013197 | 0.0013148 | 0.0013148 | 0.0013148 | 0.0013148 | 0.0013148 | 0.0013148 | 0.0013148 | 0.0013148 | 0.0013148 | 0.0013148 | 0.0013148 | 0.0013148 | 0.0013148 | 0.0013148 | 0.0013148 | 0.0013148 | 0.0013148 | 0.0013148 | 0.0013148 | 0.0013148 | 0.0013148 | 0.0013148 | 0.0013148 | 0.0013148 | 0.0013148 | 0.0013148 | 0.0013148 | 0.0013148 | 0.0013148 | 0.0013148
F6_Commercial_Warehouse_New_Miscellaneous_Natural Gas_Miscellaneous_E2 | F6 | Commercial | Warehouse | New | Miscellaneous | Natural Gas | Miscellaneous | E2 | Utility - Value of Sales | 0 | 0 | 0 | 0 | 0 | 0 | 0 | 0 | 0 | 0 | 0 | 0 | 0 | 0 | 0 | 0 | 0 | 0 | 0 | 0 | 0 | 0 | 0 | 0 | 0 | 0 | 0 | 0 | 0 | 0 | 0 | 0 | 0
F6_Commercial_Warehouse_New_Miscellaneous_Natural Gas_Miscellaneous_E3 | F6 | Commercial | Warehouse | New | Miscellaneous | Natural Gas | Miscellaneous | E3 | Utility - Value of Sales | 0 | 0 | 0 | 0 | 0 | 0 | 0 | 0 | 0 | 0 | 0 | 0 | 0 | 0 | 0 | 0 | 0 | 0 | 0 | 0 | 0 | 0 | 0 | 0 | 0 | 0 | 0 | 0 | 0 | 0 | 0 | 0 | 0
F6_Commercial_Warehouse_New_Miscellaneous_Natural Gas_Miscellaneous_E4 | F6 | Commercial | Warehouse | New | Miscellaneous | Natural Gas | Miscellaneous | E4 | Utility - Value of Sales | 0 | 0 | 0 | 0 | 0 | 0 | 0 | 0 | 0 | 0 | 0 | 0 | 0 | 0 | 0 | 0 | 0 | 0 | 0 | 0 | 0 | 0 | 0 | 0 | 0 | 0 | 0 | 0 | 0 | 0 | 0 | 0 | 0
F6_Commercial_Warehouse_New_Miscellaneous_Natural Gas_Miscellaneous_E5 | F6 | Commercial | Warehouse | New | Miscellaneous | Natural Gas | Miscellaneous | E5 | Utility - Value of Sales | 0 | 0 | 0 | 0 | 0 | 0 | 0 | 0 | 0 | 0 | 0 | 0 | 0 | 0 | 0 | 0 | 0 | 0 | 0 | 0 | 0 | 0 | 0 | 0 | 0 | 0 | 0 | 0 | 0 | 0 | 0 | 0 | 0
F6_Commercial_Warehouse_New_Miscellaneous_Natural Gas_Miscellaneous_E6 | F6 | Commercial | Warehouse | New | Miscellaneous | Natural Gas | Miscellaneous | E6 | Utility - Value of Sales | 0 | 0 | 0 | 0 | 0 | 0 | 0 | 0 | 0 | 0 | 0 | 0 | 0 | 0 | 0 | 0 | 0 | 0 | 0 | 0 | 0 | 0 | 0 | 0 | 0 | 0 | 0 | 0 | 0 | 0 | 0 | 0 | 0
F6_Commercial_Warehouse_New_Miscellaneous_Natural Gas_Miscellaneous_E7 | F6 | Commercial | Warehouse | New | Miscellaneous | Natural Gas | Miscellaneous | E7 | Utility - Value of Sales | 0 | 0 | 0 | 0 | 0 | 0 | 0 | 0 | 0 | 0 | 0 | 0 | 0 | 0 | 0 | 0 | 0 | 0 | 0 | 0 | 0 | 0 | 0 | 0 | 0 | 0 | 0 | 0 | 0 | 0 | 0 | 0 | 0
F6_Commercial_Warehouse_New_Miscellaneous_Natural Gas_Miscellaneous_E8 | F6 | Commercial | Warehouse | New | Miscellaneous | Natural Gas | Miscellaneous | E8 | Utility - Value of Sales | 0 | 0 | 0 | 0 | 0 | 0 | 0 | 0 | 0 | 0 | 0 | 0 | 0 | 0 | 0 | 0 | 0 | 0 | 0 | 0 | 0 | 0 | 0 | 0 | 0 | 0 | 0 | 0 | 0 | 0 | 0 | 0 | 0
F6_Commercial_Warehouse_New_Miscellaneous_Natural Gas_Miscellaneous_E9 | F6 | Commercial | Warehouse | New | Miscellaneous | Natural Gas | Miscellaneous | E9 | Utility - Value of Sales | 0 | 0 | 0 | 0 | 0 | 0 | 0 | 0 | 0 | 0 | 0 | 0 | 0 | 0 | 0 | 0 | 0 | 0 | 0 | 0 | 0 | 0 | 0 | 0 | 0 | 0 | 0 | 0 | 0 | 0 | 0 | 0 | 0
F6_Commercial_Warehouse_New_Miscellaneous_Natural Gas_Miscellaneous_E10 | F6 | Commercial | Warehouse | New | Miscellaneous | Natural Gas | Miscellaneous | E10 | Utility - Value of Sales | 0 | 0 | 0 | 0 | 0 | 0 | 0 | 0 | 0 | 0 | 0 | 0 | 0 | 0 | 0 | 0 | 0 | 0 | 0 | 0 | 0 | 0 | 0 | 0 | 0 | 0 | 0 | 0 | 0 | 0 | 0 | 0 | 0
F1_Commercial_Miscellaneous_Existing_Space Heating_Natural Gas_Furnace_E1 | F1 | Commercial | Miscellaneous | Existing | Space Heating | Natural Gas | Furnace | E1 | RVT - Cost of Equipment | 0.14405 | 0.14399 | 0.14425 | 0.14357 | 0.1431 | 0 | 0 | 0 | 0 | 0 | 0 | 0 | 0 | 0 | 0 | 0 | 0 | 0 | 0 | 0 | 0 | 0 | 0 | 0 | 0 | 0 | 0 | 0 | 0 | 0 | 0 | 0 | 0
F1_Commercial_Miscellaneous_Existing_Space Heating_Natural Gas_Furnace_E2 | F1 | Commercial | Miscellaneous | Existing | Space Heating | Natural Gas | Furnace | E2 | RVT - Cost of Equipment | 0.13125 | 0.1312 | 0.13144 | 0.13081 | 0.13039 | 0 | 0 | 0 | 0 | 0 | 0 | 0 | 0 | 0 | 0 | 0 | 0 | 0 | 0 | 0 | 0 | 0 | 0 | 0 | 0 | 0 | 0 | 0 | 0 | 0 | 0 | 0 | 0
F1_Commercial_Miscellaneous_Existing_Space Heating_Natural Gas_Furnace_E3 | F1 | Commercial | Miscellaneous | Existing | Space Heating | Natural Gas | Furnace | E3 | RVT - Cost of Equipment | 0.12948 | 0.12943 | 0.12966 | 0.12905 | 0.12863 | 0.12849 | 0.12862 | 0.12869 | 0.12884 | 0.12896 | 0.12907 | 0.12915 | 0.12925 | 0.12937 | 0.12946 | 0.12955 | 0.12964 | 0.12976 | 0.12988 | 0.13002 | 0.13015 | 0.13028 | 0.13039 | 0.13052 | 0.13063 | 0.13072 | 0.13081 | 0.1309 | 0.13097 | 0.13103 | 0.13107 | 0.13113 | 0.13113
F1_Commercial_Miscellaneous_Existing_Space Heating_Natural Gas_Furnace_E4 | F1 | Commercial | Miscellaneous | Existing | Space Heating | Natural Gas | Furnace | E4 | RVT - Cost of Equipment | 0.12004 | 0.11999 | 0.12021 | 0.11964 | 0.11925 | 0.11912 | 0.11924 | 0.1193 | 0.11944 | 0.11956 | 0.11966 | 0.11973 | 0.11983 | 0.11994 | 0.12002 | 0.1201 | 0.12019 | 0.1203 | 0.12041 | 0.12054 | 0.12066 | 0.12078 | 0.12088 | 0.12101 | 0.1211 | 0.12119 | 0.12127 | 0.12136 | 0.12142 | 0.12148 | 0.12152 | 0.12157 | 0.12157
F1_Commercial_Miscellaneous_Existing_Space Heating_Natural Gas_Furnace_E5 | F1 | Commercial | Miscellaneous | Existing | Space Heating | Natural Gas | Furnace | E5 | RVT - Cost of Equipment | 0 | 0 | 0 | 0 | 0 | 0 | 0 | 0.088102 | 0.088205 | 0.08829 | 0.088362 | 0.088417 | 0.088488 | 0.088568 | 0.088629 | 0.088693 | 0.088756 | 0.088838 | 0.088916 | 0.089015 | 0.0891 | 0.089192 | 0.089268 | 0.089359 | 0.089428 | 0.089492 | 0.089552 | 0.089618 | 0.089661 | 0.089708 | 0.089736 | 0.089771 | 0.089771
F1_Commercial_Miscellaneous_Existing_Space Heating_Natural Gas_Furnace_E6 | F1 | Commercial | Miscellaneous | Existing | Space Heating | Natural Gas | Furnace | E6 | RVT - Cost of Equipment | 0 | 0 | 0 | 0 | 0 | 0 | 0 | 0 | 0 | 0 | 0 | 0 | 0 | 0 | 0 | 0 | 0 | 0 | 0 | 0 | 0 | 0 | 0 | 0 | 0 | 0 | 0 | 0 | 0 | 0 | 0 | 0 | 0
F1_Commercial_Miscellaneous_Existing_Space Heating_Natural Gas_Furnace_E7 | F1 | Commercial | Miscellaneous | Existing | Space Heating | Natural Gas | Furnace | E7 | RVT - Cost of Equipment | 0 | 0 | 0 | 0 | 0 | 0 | 0 | 0 | 0 | 0 | 0 | 0 | 0 | 0 | 0 | 0 | 0 | 0 | 0 | 0 | 0 | 0 | 0 | 0 | 0 | 0 | 0 | 0 | 0 | 0 | 0 | 0 | 0
F1_Commercial_Miscellaneous_Existing_Space Heating_Natural Gas_Furnace_E8 | F1 | Commercial | Miscellaneous | Existing | Space Heating | Natural Gas | Furnace | E8 | RVT - Cost of Equipment | 0 | 0 | 0 | 0 | 0 | 0 | 0 | 0 | 0 | 0 | 0 | 0 | 0 | 0 | 0 | 0 | 0 | 0 | 0 | 0 | 0 | 0 | 0 | 0 | 0 | 0 | 0 | 0 | 0 | 0 | 0 | 0 | 0
F1_Commercial_Miscellaneous_Existing_Space Heating_Natural Gas_Furnace_E9 | F1 | Commercial | Miscellaneous | Existing | Space Heating | Natural Gas | Furnace | E9 | RVT - Cost of Equipment | 0 | 0 | 0 | 0 | 0 | 0 | 0 | 0 | 0 | 0 | 0 | 0 | 0 | 0 | 0 | 0 | 0 | 0 | 0 | 0 | 0 | 0 | 0 | 0 | 0 | 0 | 0 | 0 | 0 | 0 | 0 | 0 | 0
F1_Commercial_Miscellaneous_Existing_Space Heating_Natural Gas_Furnace_E10 | F1 | Commercial | Miscellaneous | Existing | Space Heating | Natural Gas | Furnace | E10 | RVT - Cost of Equipment | 0 | 0 | 0 | 0 | 0 | 0 | 0 | 0 | 0 | 0 | 0 | 0 | 0 | 0 | 0 | 0 | 0 | 0 | 0 | 0 | 0 | 0 | 0 | 0 | 0 | 0 | 0 | 0 | 0 | 0 | 0 | 0 | 0
F2_Commercial_Miscellaneous_Existing_Space Heating_Natural Gas_Furnace_E1 | F2 | Commercial | Miscellaneous | Existing | Space Heating | Natural Gas | Furnace | E1 | RVT - Cost of Operation | 0.17258 | 0.17251 | 0.17282 | 0.172 | 0.17144 | 0 | 0 | 0 | 0 | 0 | 0 | 0 | 0 | 0 | 0 | 0 | 0 | 0 | 0 | 0 | 0 | 0 | 0 | 0 | 0 | 0 | 0 | 0 | 0 | 0 | 0 | 0 | 0
F2_Commercial_Miscellaneous_Existing_Space Heating_Natural Gas_Furnace_E2 | F2 | Commercial | Miscellaneous | Existing | Space Heating | Natural Gas | Furnace | E2 | RVT - Cost of Operation | 0.15725 | 0.15719 | 0.15747 | 0.15672 | 0.15621 | 0 | 0 | 0 | 0 | 0 | 0 | 0 | 0 | 0 | 0 | 0 | 0 | 0 | 0 | 0 | 0 | 0 | 0 | 0 | 0 | 0 | 0 | 0 | 0 | 0 | 0 | 0 | 0
F2_Commercial_Miscellaneous_Existing_Space Heating_Natural Gas_Furnace_E3 | F2 | Commercial | Miscellaneous | Existing | Space Heating | Natural Gas | Furnace | E3 | RVT - Cost of Operation | 0.15512 | 0.15507 | 0.15535 | 0.15461 | 0.1541 | 0.15394 | 0.1541 | 0.15418 | 0.15436 | 0.15451 | 0.15463 | 0.15473 | 0.15485 | 0.15499 | 0.1551 | 0.15521 | 0.15532 | 0.15547 | 0.1556 | 0.15577 | 0.15592 | 0.15609 | 0.15622 | 0.15638 | 0.1565 | 0.15661 | 0.15672 | 0.15683 | 0.15691 | 0.15699 | 0.15704 | 0.1571 | 0.1571
F2_Commercial_Miscellaneous_Existing_Space Heating_Natural Gas_Furnace_E4 | F2 | Commercial | Miscellaneous | Existing | Space Heating | Natural Gas | Furnace | E4 | RVT - Cost of Operation | 0.14381 | 0.14376 | 0.14402 | 0.14334 | 0.14287 | 0.14272 | 0.14286 | 0.14294 | 0.1431 | 0.14324 | 0.14336 | 0.14345 | 0.14356 | 0.14369 | 0.14379 | 0.14389 | 0.144 | 0.14413 | 0.14426 | 0.14442 | 0.14455 | 0.1447 | 0.14483 | 0.14497 | 0.14509 | 0.14519 | 0.14529 | 0.14539 | 0.14546 | 0.14554 | 0.14559 | 0.14564 | 0.14564
F2_Commercial_Miscellaneous_Existing_Space Heating_Natural Gas_Furnace_E5 | F2 | Commercial | Miscellaneous | Existing | Space Heating | Natural Gas | Furnace | E5 | RVT - Cost of Operation | 0 | 0 | 0 | 0 | 0 | 0 | 0 | 0.10555 | 0.10568 | 0.10578 | 0.10586 | 0.10593 | 0.10601 | 0.10611 | 0.10618 | 0.10626 | 0.10634 | 0.10643 | 0.10653 | 0.10665 | 0.10675 | 0.10686 | 0.10695 | 0.10706 | 0.10714 | 0.10722 | 0.10729 | 0.10737 | 0.10742 | 0.10748 | 0.10751 | 0.10755 | 0.10755
F2_Commercial_Miscellaneous_Existing_Space Heating_Natural Gas_Furnace_E6 | F2 | Commercial | Miscellaneous | Existing | Space Heating | Natural Gas | Furnace | E6 | RVT - Cost of Operation | 0 | 0 | 0 | 0 | 0 | 0 | 0 | 0 | 0 | 0 | 0 | 0 | 0 | 0 | 0 | 0 | 0 | 0 | 0 | 0 | 0 | 0 | 0 | 0 | 0 | 0 | 0 | 0 | 0 | 0 | 0 | 0 | 0
F2_Commercial_Miscellaneous_Existing_Space Heating_Natural Gas_Furnace_E7 | F2 | Commercial | Miscellaneous | Existing | Space Heating | Natural Gas | Furnace | E7 | RVT - Cost of Operation | 0 | 0 | 0 | 0 | 0 | 0 | 0 | 0 | 0 | 0 | 0 | 0 | 0 | 0 | 0 | 0 | 0 | 0 | 0 | 0 | 0 | 0 | 0 | 0 | 0 | 0 | 0 | 0 | 0 | 0 | 0 | 0 | 0
F2_Commercial_Miscellaneous_Existing_Space Heating_Natural Gas_Furnace_E8 | F2 | Commercial | Miscellaneous | Existing | Space Heating | Natural Gas | Furnace | E8 | RVT - Cost of Operation | 0 | 0 | 0 | 0 | 0 | 0 | 0 | 0 | 0 | 0 | 0 | 0 | 0 | 0 | 0 | 0 | 0 | 0 | 0 | 0 | 0 | 0 | 0 | 0 | 0 | 0 | 0 | 0 | 0 | 0 | 0 | 0 | 0
F2_Commercial_Miscellaneous_Existing_Space Heating_Natural Gas_Furnace_E9 | F2 | Commercial | Miscellaneous | Existing | Space Heating | Natural Gas | Furnace | E9 | RVT - Cost of Operation | 0 | 0 | 0 | 0 | 0 | 0 | 0 | 0 | 0 | 0 | 0 | 0 | 0 | 0 | 0 | 0 | 0 | 0 | 0 | 0 | 0 | 0 | 0 | 0 | 0 | 0 | 0 | 0 | 0 | 0 | 0 | 0 | 0
F2_Commercial_Miscellaneous_Existing_Space Heating_Natural Gas_Furnace_E10 | F2 | Commercial | Miscellaneous | Existing | Space Heating | Natural Gas | Furnace | E10 | RVT - Cost of Operation | 0 | 0 | 0 | 0 | 0 | 0 | 0 | 0 | 0 | 0 | 0 | 0 | 0 | 0 | 0 | 0 | 0 | 0 | 0 | 0 | 0 | 0 | 0 | 0 | 0 | 0 | 0 | 0 | 0 | 0 | 0 | 0 | 0
F3_Commercial_Miscellaneous_Existing_Space Heating_Natural Gas_Furnace_E1 | F3 | Commercial | Miscellaneous | Existing | Space Heating | Natural Gas | Furnace | E1 | System - kBTUs of Consumption | 0.093391 | 0.093391 | 0.093391 | 0.093391 | 0.093391 | 0 | 0 | 0 | 0 | 0 | 0 | 0 | 0 | 0 | 0 | 0 | 0 | 0 | 0 | 0 | 0 | 0 | 0 | 0 | 0 | 0 | 0 | 0 | 0 | 0 | 0 | 0 | 0
F3_Commercial_Miscellaneous_Existing_Space Heating_Natural Gas_Furnace_E2 | F3 | Commercial | Miscellaneous | Existing | Space Heating | Natural Gas | Furnace | E2 | System - kBTUs of Consumption | 0.094194 | 0.094194 | 0.094194 | 0.094194 | 0.094194 | 0 | 0 | 0 | 0 | 0 | 0 | 0 | 0 | 0 | 0 | 0 | 0 | 0 | 0 | 0 | 0 | 0 | 0 | 0 | 0 | 0 | 0 | 0 | 0 | 0 | 0 | 0 | 0
F3_Commercial_Miscellaneous_Existing_Space Heating_Natural Gas_Furnace_E3 | F3 | Commercial | Miscellaneous | Existing | Space Heating | Natural Gas | Furnace | E3 | System - kBTUs of Consumption | 0.109 | 0.109 | 0.109 | 0.109 | 0.109 | 0.109 | 0.109 | 0.109 | 0.109 | 0.109 | 0.109 | 0.109 | 0.109 | 0.109 | 0.109 | 0.109 | 0.109 | 0.109 | 0.109 | 0.109 | 0.109 | 0.109 | 0.109 | 0.109 | 0.109 | 0.109 | 0.109 | 0.109 | 0.109 | 0.109 | 0.109 | 0.109 | 0.109
F3_Commercial_Miscellaneous_Existing_Space Heating_Natural Gas_Furnace_E4 | F3 | Commercial | Miscellaneous | Existing | Space Heating | Natural Gas | Furnace | E4 | System - kBTUs of Consumption | 0.13395 | 0.13395 | 0.13395 | 0.13395 | 0.13395 | 0.13395 | 0.13395 | 0.13395 | 0.13395 | 0.13395 | 0.13395 | 0.13395 | 0.13395 | 0.13395 | 0.13395 | 0.13395 | 0.13395 | 0.13395 | 0.13395 | 0.13395 | 0.13395 | 0.13395 | 0.13395 | 0.13395 | 0.13395 | 0.13395 | 0.13395 | 0.13395 | 0.13395 | 0.13395 | 0.13395 | 0.13395 | 0.13395
F3_Commercial_Miscellaneous_Existing_Space Heating_Natural Gas_Furnace_E5 | F3 | Commercial | Miscellaneous | Existing | Space Heating | Natural Gas | Furnace | E5 | System - kBTUs of Consumption | 0 | 0 | 0 | 0 | 0 | 0 | 0 | 1.0679 | 1.0679 | 1.0679 | 1.0679 | 1.0679 | 1.0679 | 1.0679 | 1.0679 | 1.0679 | 1.0679 | 1.0679 | 1.0679 | 1.0679 | 1.0679 | 1.0679 | 1.0679 | 1.0679 | 1.0679 | 1.0679 | 1.0679 | 1.0679 | 1.0679 | 1.0679 | 1.0679 | 1.0679 | 1.0679
F3_Commercial_Miscellaneous_Existing_Space Heating_Natural Gas_Furnace_E6 | F3 | Commercial | Miscellaneous | Existing | Space Heating | Natural Gas | Furnace | E6 | System - kBTUs of Consumption | 0 | 0 | 0 | 0 | 0 | 0 | 0 | 0 | 0 | 0 | 0 | 0 | 0 | 0 | 0 | 0 | 0 | 0 | 0 | 0 | 0 | 0 | 0 | 0 | 0 | 0 | 0 | 0 | 0 | 0 | 0 | 0 | 0
F3_Commercial_Miscellaneous_Existing_Space Heating_Natural Gas_Furnace_E7 | F3 | Commercial | Miscellaneous | Existing | Space Heating | Natural Gas | Furnace | E7 | System - kBTUs of Consumption | 0 | 0 | 0 | 0 | 0 | 0 | 0 | 0 | 0 | 0 | 0 | 0 | 0 | 0 | 0 | 0 | 0 | 0 | 0 | 0 | 0 | 0 | 0 | 0 | 0 | 0 | 0 | 0 | 0 | 0 | 0 | 0 | 0
F3_Commercial_Miscellaneous_Existing_Space Heating_Natural Gas_Furnace_E8 | F3 | Commercial | Miscellaneous | Existing | Space Heating | Natural Gas | Furnace | E8 | System - kBTUs of Consumption | 0 | 0 | 0 | 0 | 0 | 0 | 0 | 0 | 0 | 0 | 0 | 0 | 0 | 0 | 0 | 0 | 0 | 0 | 0 | 0 | 0 | 0 | 0 | 0 | 0 | 0 | 0 | 0 | 0 | 0 | 0 | 0 | 0
F3_Commercial_Miscellaneous_Existing_Space Heating_Natural Gas_Furnace_E9 | F3 | Commercial | Miscellaneous | Existing | Space Heating | Natural Gas | Furnace | E9 | System - kBTUs of Consumption | 0 | 0 | 0 | 0 | 0 | 0 | 0 | 0 | 0 | 0 | 0 | 0 | 0 | 0 | 0 | 0 | 0 | 0 | 0 | 0 | 0 | 0 | 0 | 0 | 0 | 0 | 0 | 0 | 0 | 0 | 0 | 0 | 0
F3_Commercial_Miscellaneous_Existing_Space Heating_Natural Gas_Furnace_E10 | F3 | Commercial | Miscellaneous | Existing | Space Heating | Natural Gas | Furnace | E10 | System - kBTUs of Consumption | 0 | 0 | 0 | 0 | 0 | 0 | 0 | 0 | 0 | 0 | 0 | 0 | 0 | 0 | 0 | 0 | 0 | 0 | 0 | 0 | 0 | 0 | 0 | 0 | 0 | 0 | 0 | 0 | 0 | 0 | 0 | 0 | 0
F4_Commercial_Miscellaneous_Existing_Space Heating_Natural Gas_Furnace_E1 | F4 | Commercial | Miscellaneous | Existing | Space Heating | Natural Gas | Furnace | E1 | Utility - Cost of Equipment | 0.17258 | 0.17251 | 0.17282 | 0.172 | 0.17144 | 0 | 0 | 0 | 0 | 0 | 0 | 0 | 0 | 0 | 0 | 0 | 0 | 0 | 0 | 0 | 0 | 0 | 0 | 0 | 0 | 0 | 0 | 0 | 0 | 0 | 0 | 0 | 0
F4_Commercial_Miscellaneous_Existing_Space Heating_Natural Gas_Furnace_E2 | F4 | Commercial | Miscellaneous | Existing | Space Heating | Natural Gas | Furnace | E2 | Utility - Cost of Equipment | 0.15725 | 0.15719 | 0.15747 | 0.15672 | 0.15621 | 0 | 0 | 0 | 0 | 0 | 0 | 0 | 0 | 0 | 0 | 0 | 0 | 0 | 0 | 0 | 0 | 0 | 0 | 0 | 0 | 0 | 0 | 0 | 0 | 0 | 0 | 0 | 0
F4_Commercial_Miscellaneous_Existing_Space Heating_Natural Gas_Furnace_E3 | F4 | Commercial | Miscellaneous | Existing | Space Heating | Natural Gas | Furnace | E3 | Utility - Cost of Equipment | 0.15512 | 0.15507 | 0.15535 | 0.15461 | 0.1541 | 0.15394 | 0.1541 | 0.15418 | 0.15436 | 0.15451 | 0.15463 | 0.15473 | 0.15485 | 0.15499 | 0.1551 | 0.15521 | 0.15532 | 0.15547 | 0.1556 | 0.15577 | 0.15592 | 0.15609 | 0.15622 | 0.15638 | 0.1565 | 0.15661 | 0.15672 | 0.15683 | 0.15691 | 0.15699 | 0.15704 | 0.1571 | 0.1571
F4_Commercial_Miscellaneous_Existing_Space Heating_Natural Gas_Furnace_E4 | F4 | Commercial | Miscellaneous | Existing | Space Heating | Natural Gas | Furnace | E4 | Utility - Cost of Equipment | 0.14381 | 0.14376 | 0.14402 | 0.14334 | 0.14287 | 0.14272 | 0.14286 | 0.14294 | 0.1431 | 0.14324 | 0.14336 | 0.14345 | 0.14356 | 0.14369 | 0.14379 | 0.14389 | 0.144 | 0.14413 | 0.14426 | 0.14442 | 0.14455 | 0.1447 | 0.14483 | 0.14497 | 0.14509 | 0.14519 | 0.14529 | 0.14539 | 0.14546 | 0.14554 | 0.14559 | 0.14564 | 0.14564
F4_Commercial_Miscellaneous_Existing_Space Heating_Natural Gas_Furnace_E5 | F4 | Commercial | Miscellaneous | Existing | Space Heating | Natural Gas | Furnace | E5 | Utility - Cost of Equipment | 0 | 0 | 0 | 0 | 0 | 0 | 0 | 0.10555 | 0.10568 | 0.10578 | 0.10586 | 0.10593 | 0.10601 | 0.10611 | 0.10618 | 0.10626 | 0.10634 | 0.10643 | 0.10653 | 0.10665 | 0.10675 | 0.10686 | 0.10695 | 0.10706 | 0.10714 | 0.10722 | 0.10729 | 0.10737 | 0.10742 | 0.10748 | 0.10751 | 0.10755 | 0.10755
F4_Commercial_Miscellaneous_Existing_Space Heating_Natural Gas_Furnace_E6 | F4 | Commercial | Miscellaneous | Existing | Space Heating | Natural Gas | Furnace | E6 | Utility - Cost of Equipment | 0 | 0 | 0 | 0 | 0 | 0 | 0 | 0 | 0 | 0 | 0 | 0 | 0 | 0 | 0 | 0 | 0 | 0 | 0 | 0 | 0 | 0 | 0 | 0 | 0 | 0 | 0 | 0 | 0 | 0 | 0 | 0 | 0
F4_Commercial_Miscellaneous_Existing_Space Heating_Natural Gas_Furnace_E7 | F4 | Commercial | Miscellaneous | Existing | Space Heating | Natural Gas | Furnace | E7 | Utility - Cost of Equipment | 0 | 0 | 0 | 0 | 0 | 0 | 0 | 0 | 0 | 0 | 0 | 0 | 0 | 0 | 0 | 0 | 0 | 0 | 0 | 0 | 0 | 0 | 0 | 0 | 0 | 0 | 0 | 0 | 0 | 0 | 0 | 0 | 0
F4_Commercial_Miscellaneous_Existing_Space Heating_Natural Gas_Furnace_E8 | F4 | Commercial | Miscellaneous | Existing | Space Heating | Natural Gas | Furnace | E8 | Utility - Cost of Equipment | 0 | 0 | 0 | 0 | 0 | 0 | 0 | 0 | 0 | 0 | 0 | 0 | 0 | 0 | 0 | 0 | 0 | 0 | 0 | 0 | 0 | 0 | 0 | 0 | 0 | 0 | 0 | 0 | 0 | 0 | 0 | 0 | 0
F4_Commercial_Miscellaneous_Existing_Space Heating_Natural Gas_Furnace_E9 | F4 | Commercial | Miscellaneous | Existing | Space Heating | Natural Gas | Furnace | E9 | Utility - Cost of Equipment | 0 | 0 | 0 | 0 | 0 | 0 | 0 | 0 | 0 | 0 | 0 | 0 | 0 | 0 | 0 | 0 | 0 | 0 | 0 | 0 | 0 | 0 | 0 | 0 | 0 | 0 | 0 | 0 | 0 | 0 | 0 | 0 | 0
F4_Commercial_Miscellaneous_Existing_Space Heating_Natural Gas_Furnace_E10 | F4 | Commercial | Miscellaneous | Existing | Space Heating | Natural Gas | Furnace | E10 | Utility - Cost of Equipment | 0 | 0 | 0 | 0 | 0 | 0 | 0 | 0 | 0 | 0 | 0 | 0 | 0 | 0 | 0 | 0 | 0 | 0 | 0 | 0 | 0 | 0 | 0 | 0 | 0 | 0 | 0 | 0 | 0 | 0 | 0 | 0 | 0
F5_Commercial_Miscellaneous_Existing_Space Heating_Natural Gas_Furnace_E1 | F5 | Commercial | Miscellaneous | Existing | Space Heating | Natural Gas | Furnace | E1 | Utility - Cost of Operation | 0.093391 | 0.093391 | 0.093391 | 0.093391 | 0.093391 | 0 | 0 | 0 | 0 | 0 | 0 | 0 | 0 | 0 | 0 | 0 | 0 | 0 | 0 | 0 | 0 | 0 | 0 | 0 | 0 | 0 | 0 | 0 | 0 | 0 | 0 | 0 | 0
F5_Commercial_Miscellaneous_Existing_Space Heating_Natural Gas_Furnace_E2 | F5 | Commercial | Miscellaneous | Existing | Space Heating | Natural Gas | Furnace | E2 | Utility - Cost of Operation | 0.094194 | 0.094194 | 0.094194 | 0.094194 | 0.094194 | 0 | 0 | 0 | 0 | 0 | 0 | 0 | 0 | 0 | 0 | 0 | 0 | 0 | 0 | 0 | 0 | 0 | 0 | 0 | 0 | 0 | 0 | 0 | 0 | 0 | 0 | 0 | 0
F5_Commercial_Miscellaneous_Existing_Space Heating_Natural Gas_Furnace_E3 | F5 | Commercial | Miscellaneous | Existing | Space Heating | Natural Gas | Furnace | E3 | Utility - Cost of Operation | 0.109 | 0.109 | 0.109 | 0.109 | 0.109 | 0.109 | 0.109 | 0.109 | 0.109 | 0.109 | 0.109 | 0.109 | 0.109 | 0.109 | 0.109 | 0.109 | 0.109 | 0.109 | 0.109 | 0.109 | 0.109 | 0.109 | 0.109 | 0.109 | 0.109 | 0.109 | 0.109 | 0.109 | 0.109 | 0.109 | 0.109 | 0.109 | 0.109
F5_Commercial_Miscellaneous_Existing_Space Heating_Natural Gas_Furnace_E4 | F5 | Commercial | Miscellaneous | Existing | Space Heating | Natural Gas | Furnace | E4 | Utility - Cost of Operation | 0.13395 | 0.13395 | 0.13395 | 0.13395 | 0.13395 | 0.13395 | 0.13395 | 0.13395 | 0.13395 | 0.13395 | 0.13395 | 0.13395 | 0.13395 | 0.13395 | 0.13395 | 0.13395 | 0.13395 | 0.13395 | 0.13395 | 0.13395 | 0.13395 | 0.13395 | 0.13395 | 0.13395 | 0.13395 | 0.13395 | 0.13395 | 0.13395 | 0.13395 | 0.13395 | 0.13395 | 0.13395 | 0.13395
F5_Commercial_Miscellaneous_Existing_Space Heating_Natural Gas_Furnace_E5 | F5 | Commercial | Miscellaneous | Existing | Space Heating | Natural Gas | Furnace | E5 | Utility - Cost of Operation | 0 | 0 | 0 | 0 | 0 | 0 | 0 | 1.0679 | 1.0679 | 1.0679 | 1.0679 | 1.0679 | 1.0679 | 1.0679 | 1.0679 | 1.0679 | 1.0679 | 1.0679 | 1.0679 | 1.0679 | 1.0679 | 1.0679 | 1.0679 | 1.0679 | 1.0679 | 1.0679 | 1.0679 | 1.0679 | 1.0679 | 1.0679 | 1.0679 | 1.0679 | 1.0679
F5_Commercial_Miscellaneous_Existing_Space Heating_Natural Gas_Furnace_E6 | F5 | Commercial | Miscellaneous | Existing | Space Heating | Natural Gas | Furnace | E6 | Utility - Cost of Operation | 0 | 0 | 0 | 0 | 0 | 0 | 0 | 0 | 0 | 0 | 0 | 0 | 0 | 0 | 0 | 0 | 0 | 0 | 0 | 0 | 0 | 0 | 0 | 0 | 0 | 0 | 0 | 0 | 0 | 0 | 0 | 0 | 0
F5_Commercial_Miscellaneous_Existing_Space Heating_Natural Gas_Furnace_E7 | F5 | Commercial | Miscellaneous | Existing | Space Heating | Natural Gas | Furnace | E7 | Utility - Cost of Operation | 0 | 0 | 0 | 0 | 0 | 0 | 0 | 0 | 0 | 0 | 0 | 0 | 0 | 0 | 0 | 0 | 0 | 0 | 0 | 0 | 0 | 0 | 0 | 0 | 0 | 0 | 0 | 0 | 0 | 0 | 0 | 0 | 0
F5_Commercial_Miscellaneous_Existing_Space Heating_Natural Gas_Furnace_E8 | F5 | Commercial | Miscellaneous | Existing | Space Heating | Natural Gas | Furnace | E8 | Utility - Cost of Operation | 0 | 0 | 0 | 0 | 0 | 0 | 0 | 0 | 0 | 0 | 0 | 0 | 0 | 0 | 0 | 0 | 0 | 0 | 0 | 0 | 0 | 0 | 0 | 0 | 0 | 0 | 0 | 0 | 0 | 0 | 0 | 0 | 0
F5_Commercial_Miscellaneous_Existing_Space Heating_Natural Gas_Furnace_E9 | F5 | Commercial | Miscellaneous | Existing | Space Heating | Natural Gas | Furnace | E9 | Utility - Cost of Operation | 0 | 0 | 0 | 0 | 0 | 0 | 0 | 0 | 0 | 0 | 0 | 0 | 0 | 0 | 0 | 0 | 0 | 0 | 0 | 0 | 0 | 0 | 0 | 0 | 0 | 0 | 0 | 0 | 0 | 0 | 0 | 0 | 0
F5_Commercial_Miscellaneous_Existing_Space Heating_Natural Gas_Furnace_E10 | F5 | Commercial | Miscellaneous | Existing | Space Heating | Natural Gas | Furnace | E10 | Utility - Cost of Operation | 0 | 0 | 0 | 0 | 0 | 0 | 0 | 0 | 0 | 0 | 0 | 0 | 0 | 0 | 0 | 0 | 0 | 0 | 0 | 0 | 0 | 0 | 0 | 0 | 0 | 0 | 0 | 0 | 0 | 0 | 0 | 0 | 0
F6_Commercial_Miscellaneous_Existing_Space Heating_Natural Gas_Furnace_E1 | F6 | Commercial | Miscellaneous | Existing | Space Heating | Natural Gas | Furnace | E1 | Utility - Value of Sales | 0.065696 | 0.065504 | 0.065394 | 0.064967 | 0.064599 | 0 | 0 | 0 | 0 | 0 | 0 | 0 | 0 | 0 | 0 | 0 | 0 | 0 | 0 | 0 | 0 | 0 | 0 | 0 | 0 | 0 | 0 | 0 | 0 | 0 | 0 | 0 | 0
F6_Commercial_Miscellaneous_Existing_Space Heating_Natural Gas_Furnace_E2 | F6 | Commercial | Miscellaneous | Existing | Space Heating | Natural Gas | Furnace | E2 | Utility - Value of Sales | 0.05986 | 0.059685 | 0.059585 | 0.059196 | 0.058861 | 0 | 0 | 0 | 0 | 0 | 0 | 0 | 0 | 0 | 0 | 0 | 0 | 0 | 0 | 0 | 0 | 0 | 0 | 0 | 0 | 0 | 0 | 0 | 0 | 0 | 0 | 0 | 0
F6_Commercial_Miscellaneous_Existing_Space Heating_Natural Gas_Furnace_E3 | F6 | Commercial | Miscellaneous | Existing | Space Heating | Natural Gas | Furnace | E3 | Utility - Value of Sales | 0.059053 | 0.05888 | 0.058781 | 0.058398 | 0.058066 | 0.057737 | 0.057412 | 0.05709 | 0.056775 | 0.056466 | 0.056164 | 0.055872 | 0.05559 | 0.055319 | 0.05506 | 0.054814 | 0.054583 | 0.054366 | 0.054164 | 0.053976 | 0.053803 | 0.053644 | 0.0535 | 0.05337 | 0.053254 | 0.053153 | 0.053066 | 0.052994 | 0.052936 | 0.052893 | 0.052864 | 0.052849 | 0.052849
F6_Commercial_Miscellaneous_Existing_Space Heating_Natural Gas_Furnace_E4 | F6 | Commercial | Miscellaneous | Existing | Space Heating | Natural Gas | Furnace | E4 | Utility - Value of Sales | 0.054747 | 0.054587 | 0.054495 | 0.054139 | 0.053832 | 0.053527 | 0.053225 | 0.052928 | 0.052635 | 0.052348 | 0.052069 | 0.051798 | 0.051536 | 0.051285 | 0.051045 | 0.050817 | 0.050603 | 0.050402 | 0.050215 | 0.05004 | 0.04988 | 0.049732 | 0.049599 | 0.049478 | 0.049371 | 0.049277 | 0.049197 | 0.04913 | 0.049076 | 0.049036 | 0.049009 | 0.048996 | 0.048996
F6_Commercial_Miscellaneous_Existing_Space Heating_Natural Gas_Furnace_E5 | F6 | Commercial | Miscellaneous | Existing | Space Heating | Natural Gas | Furnace | E5 | Utility - Value of Sales | 0 | 0 | 0 | 0 | 0 | 0 | 0 | 0.039085 | 0.038869 | 0.038657 | 0.038451 | 0.038251 | 0.038058 | 0.037872 | 0.037695 | 0.037527 | 0.037368 | 0.03722 | 0.037082 | 0.036953 | 0.036834 | 0.036726 | 0.036627 | 0.036538 | 0.036458 | 0.036389 | 0.03633 | 0.03628 | 0.036241 | 0.036211 | 0.036191 | 0.036182 | 0.036182
F6_Commercial_Miscellaneous_Existing_Space Heating_Natural Gas_Furnace_E6 | F6 | Commercial | Miscellaneous | Existing | Space Heating | Natural Gas | Furnace | E6 | Utility - Value of Sales | 0 | 0 | 0 | 0 | 0 | 0 | 0 | 0 | 0 | 0 | 0 | 0 | 0 | 0 | 0 | 0 | 0 | 0 | 0 | 0 | 0 | 0 | 0 | 0 | 0 | 0 | 0 | 0 | 0 | 0 | 0 | 0 | 0
F6_Commercial_Miscellaneous_Existing_Space Heating_Natural Gas_Furnace_E7 | F6 | Commercial | Miscellaneous | Existing | Space Heating | Natural Gas | Furnace | E7 | Utility - Value of Sales | 0 | 0 | 0 | 0 | 0 | 0 | 0 | 0 | 0 | 0 | 0 | 0 | 0 | 0 | 0 | 0 | 0 | 0 | 0 | 0 | 0 | 0 | 0 | 0 | 0 | 0 | 0 | 0 | 0 | 0 | 0 | 0 | 0
F6_Commercial_Miscellaneous_Existing_Space Heating_Natural Gas_Furnace_E8 | F6 | Commercial | Miscellaneous | Existing | Space Heating | Natural Gas | Furnace | E8 | Utility - Value of Sales | 0 | 0 | 0 | 0 | 0 | 0 | 0 | 0 | 0 | 0 | 0 | 0 | 0 | 0 | 0 | 0 | 0 | 0 | 0 | 0 | 0 | 0 | 0 | 0 | 0 | 0 | 0 | 0 | 0 | 0 | 0 | 0 | 0
F6_Commercial_Miscellaneous_Existing_Space Heating_Natural Gas_Furnace_E9 | F6 | Commercial | Miscellaneous | Existing | Space Heating | Natural Gas | Furnace | E9 | Utility - Value of Sales | 0 | 0 | 0 | 0 | 0 | 0 | 0 | 0 | 0 | 0 | 0 | 0 | 0 | 0 | 0 | 0 | 0 | 0 | 0 | 0 | 0 | 0 | 0 | 0 | 0 | 0 | 0 | 0 | 0 | 0 | 0 | 0 | 0
F6_Commercial_Miscellaneous_Existing_Space Heating_Natural Gas_Furnace_E10 | F6 | Commercial | Miscellaneous | Existing | Space Heating | Natural Gas | Furnace | E10 | Utility - Value of Sales | 0 | 0 | 0 | 0 | 0 | 0 | 0 | 0 | 0 | 0 | 0 | 0 | 0 | 0 | 0 | 0 | 0 | 0 | 0 | 0 | 0 | 0 | 0 | 0 | 0 | 0 | 0 | 0 | 0 | 0 | 0 | 0 | 0
F1_Commercial_Miscellaneous_Existing_Space Heating_Natural Gas_Boiler_E1 | F1 | Commercial | Miscellaneous | Existing | Space Heating | Natural Gas | Boiler | E1 | RVT - Cost of Equipment | 0.68914 | 0.68894 | 0.69018 | 0.68713 | 0.68506 | 0 | 0 | 0 | 0 | 0 | 0 | 0 | 0 | 0 | 0 | 0 | 0 | 0 | 0 | 0 | 0 | 0 | 0 | 0 | 0 | 0 | 0 | 0 | 0 | 0 | 0 | 0 | 0
F1_Commercial_Miscellaneous_Existing_Space Heating_Natural Gas_Boiler_E2 | F1 | Commercial | Miscellaneous | Existing | Space Heating | Natural Gas | Boiler | E2 | RVT - Cost of Equipment | 0.65632 | 0.65613 | 0.65731 | 0.65441 | 0.65244 | 0 | 0 | 0 | 0 | 0 | 0 | 0 | 0 | 0 | 0 | 0 | 0 | 0 | 0 | 0 | 0 | 0 | 0 | 0 | 0 | 0 | 0 | 0 | 0 | 0 | 0 | 0 | 0
F1_Commercial_Miscellaneous_Existing_Space Heating_Natural Gas_Boiler_E3 | F1 | Commercial | Miscellaneous | Existing | Space Heating | Natural Gas | Boiler | E3 | RVT - Cost of Equipment | 0.5865 | 0.58633 | 0.58738 | 0.58479 | 0.58303 | 0.5825 | 0.58309 | 0.58342 | 0.5841 | 0.58466 | 0.58514 | 0.58551 | 0.58598 | 0.58649 | 0.58688 | 0.58728 | 0.58768 | 0.58819 | 0.58868 | 0.5893 | 0.58983 | 0.59041 | 0.59089 | 0.59145 | 0.59189 | 0.59229 | 0.59267 | 0.59308 | 0.59335 | 0.59364 | 0.59381 | 0.59404 | 0.59404
F1_Commercial_Miscellaneous_Existing_Space Heating_Natural Gas_Boiler_E4 | F1 | Commercial | Miscellaneous | Existing | Space Heating | Natural Gas | Boiler | E4 | RVT - Cost of Equipment | 0.56256 | 0.5624 | 0.56341 | 0.56092 | 0.55923 | 0.55872 | 0.55929 | 0.5596 | 0.56026 | 0.56079 | 0.56126 | 0.56161 | 0.56206 | 0.56255 | 0.56293 | 0.56331 | 0.56369 | 0.56419 | 0.56465 | 0.56525 | 0.56576 | 0.56631 | 0.56677 | 0.56731 | 0.56773 | 0.56811 | 0.56848 | 0.56887 | 0.56913 | 0.56941 | 0.56958 | 0.56979 | 0.56979
F1_Commercial_Miscellaneous_Existing_Space Heating_Natural Gas_Boiler_E5 | F1 | Commercial | Miscellaneous | Existing | Space Heating | Natural Gas | Boiler | E5 | RVT - Cost of Equipment | 0.42409 | 0.42396 | 0.42472 | 0.42285 | 0.42158 | 0.42119 | 0.42162 | 0.42186 | 0.42235 | 0.42275 | 0.4231 | 0.42337 | 0.42371 | 0.42408 | 0.42436 | 0.42465 | 0.42494 | 0.42531 | 0.42566 | 0.42611 | 0.4265 | 0.42691 | 0.42726 | 0.42767 | 0.42798 | 0.42827 | 0.42854 | 0.42884 | 0.42904 | 0.42925 | 0.42937 | 0.42953 | 0.42953
F1_Commercial_Miscellaneous_Existing_Space Heating_Natural Gas_Boiler_E6 | F1 | Commercial | Miscellaneous | Existing | Space Heating | Natural Gas | Boiler | E6 | RVT - Cost of Equipment | 0 | 0 | 0 | 0 | 0 | 0 | 0 | 0 | 0 | 0 | 0 | 0 | 0 | 0 | 0 | 0 | 0 | 0 | 0 | 0 | 0 | 0 | 0 | 0 | 0 | 0 | 0 | 0 | 0 | 0 | 0 | 0 | 0
F1_Commercial_Miscellaneous_Existing_Space Heating_Natural Gas_Boiler_E7 | F1 | Commercial | Miscellaneous | Existing | Space Heating | Natural Gas | Boiler | E7 | RVT - Cost of Equipment | 0 | 0 | 0 | 0 | 0 | 0 | 0 | 0 | 0 | 0 | 0 | 0 | 0 | 0 | 0 | 0 | 0 | 0 | 0 | 0 | 0 | 0 | 0 | 0 | 0 | 0 | 0 | 0 | 0 | 0 | 0 | 0 | 0
F1_Commercial_Miscellaneous_Existing_Space Heating_Natural Gas_Boiler_E8 | F1 | Commercial | Miscellaneous | Existing | Space Heating | Natural Gas | Boiler | E8 | RVT - Cost of Equipment | 0 | 0 | 0 | 0 | 0 | 0 | 0 | 0 | 0 | 0 | 0 | 0 | 0 | 0 | 0 | 0 | 0 | 0 | 0 | 0 | 0 | 0 | 0 | 0 | 0 | 0 | 0 | 0 | 0 | 0 | 0 | 0 | 0
F1_Commercial_Miscellaneous_Existing_Space Heating_Natural Gas_Boiler_E9 | F1 | Commercial | Miscellaneous | Existing | Space Heating | Natural Gas | Boiler | E9 | RVT - Cost of Equipment | 0 | 0 | 0 | 0 | 0 | 0 | 0 | 0 | 0 | 0 | 0 | 0 | 0 | 0 | 0 | 0 | 0 | 0 | 0 | 0 | 0 | 0 | 0 | 0 | 0 | 0 | 0 | 0 | 0 | 0 | 0 | 0 | 0
F1_Commercial_Miscellaneous_Existing_Space Heating_Natural Gas_Boiler_E10 | F1 | Commercial | Miscellaneous | Existing | Space Heating | Natural Gas | Boiler | E10 | RVT - Cost of Equipment | 0 | 0 | 0 | 0 | 0 | 0 | 0 | 0 | 0 | 0 | 0 | 0 | 0 | 0 | 0 | 0 | 0 | 0 | 0 | 0 | 0 | 0 | 0 | 0 | 0 | 0 | 0 | 0 | 0 | 0 | 0 | 0 | 0
F2_Commercial_Miscellaneous_Existing_Space Heating_Natural Gas_Boiler_E1 | F2 | Commercial | Miscellaneous | Existing | Space Heating | Natural Gas | Boiler | E1 | RVT - Cost of Operation | 0.82563 | 0.82539 | 0.82688 | 0.82323 | 0.82075 | 0 | 0 | 0 | 0 | 0 | 0 | 0 | 0 | 0 | 0 | 0 | 0 | 0 | 0 | 0 | 0 | 0 | 0 | 0 | 0 | 0 | 0 | 0 | 0 | 0 | 0 | 0 | 0
F2_Commercial_Miscellaneous_Existing_Space Heating_Natural Gas_Boiler_E2 | F2 | Commercial | Miscellaneous | Existing | Space Heating | Natural Gas | Boiler | E2 | RVT - Cost of Operation | 0.78632 | 0.78608 | 0.7875 | 0.78403 | 0.78166 | 0 | 0 | 0 | 0 | 0 | 0 | 0 | 0 | 0 | 0 | 0 | 0 | 0 | 0 | 0 | 0 | 0 | 0 | 0 | 0 | 0 | 0 | 0 | 0 | 0 | 0 | 0 | 0
F2_Commercial_Miscellaneous_Existing_Space Heating_Natural Gas_Boiler_E3 | F2 | Commercial | Miscellaneous | Existing | Space Heating | Natural Gas | Boiler | E3 | RVT - Cost of Operation | 0.70267 | 0.70246 | 0.70373 | 0.70062 | 0.69851 | 0.69787 | 0.69858 | 0.69897 | 0.69979 | 0.70046 | 0.70104 | 0.70148 | 0.70204 | 0.70265 | 0.70312 | 0.7036 | 0.70408 | 0.70469 | 0.70528 | 0.70602 | 0.70666 | 0.70735 | 0.70792 | 0.7086 | 0.70912 | 0.7096 | 0.71005 | 0.71055 | 0.71087 | 0.71122 | 0.71143 | 0.71169 | 0.71169
F2_Commercial_Miscellaneous_Existing_Space Heating_Natural Gas_Boiler_E4 | F2 | Commercial | Miscellaneous | Existing | Space Heating | Natural Gas | Boiler | E4 | RVT - Cost of Operation | 0.67399 | 0.67379 | 0.675 | 0.67202 | 0.67 | 0.66939 | 0.67007 | 0.67044 | 0.67122 | 0.67187 | 0.67243 | 0.67285 | 0.67338 | 0.67397 | 0.67442 | 0.67489 | 0.67534 | 0.67593 | 0.67649 | 0.6772 | 0.67782 | 0.67848 | 0.67903 | 0.67968 | 0.68018 | 0.68064 | 0.68107 | 0.68154 | 0.68185 | 0.68219 | 0.68239 | 0.68265 | 0.68265
F2_Commercial_Miscellaneous_Existing_Space Heating_Natural Gas_Boiler_E5 | F2 | Commercial | Miscellaneous | Existing | Space Heating | Natural Gas | Boiler | E5 | RVT - Cost of Operation | 0.50808 | 0.50793 | 0.50885 | 0.5066 | 0.50508 | 0.50462 | 0.50513 | 0.50541 | 0.506 | 0.50649 | 0.50691 | 0.50722 | 0.50763 | 0.50807 | 0.50841 | 0.50876 | 0.5091 | 0.50955 | 0.50997 | 0.51051 | 0.51097 | 0.51147 | 0.51188 | 0.51237 | 0.51275 | 0.5131 | 0.51342 | 0.51378 | 0.51401 | 0.51427 | 0.51442 | 0.51461 | 0.51461
F2_Commercial_Miscellaneous_Existing_Space Heating_Natural Gas_Boiler_E6 | F2 | Commercial | Miscellaneous | Existing | Space Heating | Natural Gas | Boiler | E6 | RVT - Cost of Operation | 0 | 0 | 0 | 0 | 0 | 0 | 0 | 0 | 0 | 0 | 0 | 0 | 0 | 0 | 0 | 0 | 0 | 0 | 0 | 0 | 0 | 0 | 0 | 0 | 0 | 0 | 0 | 0 | 0 | 0 | 0 | 0 | 0
F2_Commercial_Miscellaneous_Existing_Space Heating_Natural Gas_Boiler_E7 | F2 | Commercial | Miscellaneous | Existing | Space Heating | Natural Gas | Boiler | E7 | RVT - Cost of Operation | 0 | 0 | 0 | 0 | 0 | 0 | 0 | 0 | 0 | 0 | 0 | 0 | 0 | 0 | 0 | 0 | 0 | 0 | 0 | 0 | 0 | 0 | 0 | 0 | 0 | 0 | 0 | 0 | 0 | 0 | 0 | 0 | 0
F2_Commercial_Miscellaneous_Existing_Space Heating_Natural Gas_Boiler_E8 | F2 | Commercial | Miscellaneous | Existing | Space Heating | Natural Gas | Boiler | E8 | RVT - Cost of Operation | 0 | 0 | 0 | 0 | 0 | 0 | 0 | 0 | 0 | 0 | 0 | 0 | 0 | 0 | 0 | 0 | 0 | 0 | 0 | 0 | 0 | 0 | 0 | 0 | 0 | 0 | 0 | 0 | 0 | 0 | 0 | 0 | 0
F2_Commercial_Miscellaneous_Existing_Space Heating_Natural Gas_Boiler_E9 | F2 | Commercial | Miscellaneous | Existing | Space Heating | Natural Gas | Boiler | E9 | RVT - Cost of Operation | 0 | 0 | 0 | 0 | 0 | 0 | 0 | 0 | 0 | 0 | 0 | 0 | 0 | 0 | 0 | 0 | 0 | 0 | 0 | 0 | 0 | 0 | 0 | 0 | 0 | 0 | 0 | 0 | 0 | 0 | 0 | 0 | 0
F2_Commercial_Miscellaneous_Existing_Space Heating_Natural Gas_Boiler_E10 | F2 | Commercial | Miscellaneous | Existing | Space Heating | Natural Gas | Boiler | E10 | RVT - Cost of Operation | 0 | 0 | 0 | 0 | 0 | 0 | 0 | 0 | 0 | 0 | 0 | 0 | 0 | 0 | 0 | 0 | 0 | 0 | 0 | 0 | 0 | 0 | 0 | 0 | 0 | 0 | 0 | 0 | 0 | 0 | 0 | 0 | 0
F3_Commercial_Miscellaneous_Existing_Space Heating_Natural Gas_Boiler_E1 | F3 | Commercial | Miscellaneous | Existing | Space Heating | Natural Gas | Boiler | E1 | System - kBTUs of Consumption | 0.19691 | 0.19691 | 0.19691 | 0.19691 | 0.19691 | 0 | 0 | 0 | 0 | 0 | 0 | 0 | 0 | 0 | 0 | 0 | 0 | 0 | 0 | 0 | 0 | 0 | 0 | 0 | 0 | 0 | 0 | 0 | 0 | 0 | 0 | 0 | 0
F3_Commercial_Miscellaneous_Existing_Space Heating_Natural Gas_Boiler_E2 | F3 | Commercial | Miscellaneous | Existing | Space Heating | Natural Gas | Boiler | E2 | System - kBTUs of Consumption | 0.20355 | 0.20355 | 0.20355 | 0.20355 | 0.20355 | 0 | 0 | 0 | 0 | 0 | 0 | 0 | 0 | 0 | 0 | 0 | 0 | 0 | 0 | 0 | 0 | 0 | 0 | 0 | 0 | 0 | 0 | 0 | 0 | 0 | 0 | 0 | 0
F3_Commercial_Miscellaneous_Existing_Space Heating_Natural Gas_Boiler_E3 | F3 | Commercial | Miscellaneous | Existing | Space Heating | Natural Gas | Boiler | E3 | System - kBTUs of Consumption | 0.31996 | 0.31996 | 0.31996 | 0.31996 | 0.31996 | 0.31996 | 0.31996 | 0.31996 | 0.31996 | 0.31996 | 0.31996 | 0.31996 | 0.31996 | 0.31996 | 0.31996 | 0.31996 | 0.31996 | 0.31996 | 0.31996 | 0.31996 | 0.31996 | 0.31996 | 0.31996 | 0.31996 | 0.31996 | 0.31996 | 0.31996 | 0.31996 | 0.31996 | 0.31996 | 0.31996 | 0.31996 | 0.31996
F3_Commercial_Miscellaneous_Existing_Space Heating_Natural Gas_Boiler_E4 | F3 | Commercial | Miscellaneous | Existing | Space Heating | Natural Gas | Boiler | E4 | System - kBTUs of Consumption | 0.34992 | 0.34992 | 0.34992 | 0.34992 | 0.34992 | 0.34992 | 0.34992 | 0.34992 | 0.34992 | 0.34992 | 0.34992 | 0.34992 | 0.34992 | 0.34992 | 0.34992 | 0.34992 | 0.34992 | 0.34992 | 0.34992 | 0.34992 | 0.34992 | 0.34992 | 0.34992 | 0.34992 | 0.34992 | 0.34992 | 0.34992 | 0.34992 | 0.34992 | 0.34992 | 0.34992 | 0.34992 | 0.34992
F3_Commercial_Miscellaneous_Existing_Space Heating_Natural Gas_Boiler_E5 | F3 | Commercial | Miscellaneous | Existing | Space Heating | Natural Gas | Boiler | E5 | System - kBTUs of Consumption | 1.1838 | 1.1838 | 1.1838 | 1.1838 | 1.1838 | 1.1838 | 1.1838 | 1.1838 | 1.1838 | 1.1838 | 1.1838 | 1.1838 | 1.1838 | 1.1838 | 1.1838 | 1.1838 | 1.1838 | 1.1838 | 1.1838 | 1.1838 | 1.1838 | 1.1838 | 1.1838 | 1.1838 | 1.1838 | 1.1838 | 1.1838 | 1.1838 | 1.1838 | 1.1838 | 1.1838 | 1.1838 | 1.1838
F3_Commercial_Miscellaneous_Existing_Space Heating_Natural Gas_Boiler_E6 | F3 | Commercial | Miscellaneous | Existing | Space Heating | Natural Gas | Boiler | E6 | System - kBTUs of Consumption | 0 | 0 | 0 | 0 | 0 | 0 | 0 | 0 | 0 | 0 | 0 | 0 | 0 | 0 | 0 | 0 | 0 | 0 | 0 | 0 | 0 | 0 | 0 | 0 | 0 | 0 | 0 | 0 | 0 | 0 | 0 | 0 | 0
F3_Commercial_Miscellaneous_Existing_Space Heating_Natural Gas_Boiler_E7 | F3 | Commercial | Miscellaneous | Existing | Space Heating | Natural Gas | Boiler | E7 | System - kBTUs of Consumption | 0 | 0 | 0 | 0 | 0 | 0 | 0 | 0 | 0 | 0 | 0 | 0 | 0 | 0 | 0 | 0 | 0 | 0 | 0 | 0 | 0 | 0 | 0 | 0 | 0 | 0 | 0 | 0 | 0 | 0 | 0 | 0 | 0
F3_Commercial_Miscellaneous_Existing_Space Heating_Natural Gas_Boiler_E8 | F3 | Commercial | Miscellaneous | Existing | Space Heating | Natural Gas | Boiler | E8 | System - kBTUs of Consumption | 0 | 0 | 0 | 0 | 0 | 0 | 0 | 0 | 0 | 0 | 0 | 0 | 0 | 0 | 0 | 0 | 0 | 0 | 0 | 0 | 0 | 0 | 0 | 0 | 0 | 0 | 0 | 0 | 0 | 0 | 0 | 0 | 0
F3_Commercial_Miscellaneous_Existing_Space Heating_Natural Gas_Boiler_E9 | F3 | Commercial | Miscellaneous | Existing | Space Heating | Natural Gas | Boiler | E9 | System - kBTUs of Consumption | 0 | 0 | 0 | 0 | 0 | 0 | 0 | 0 | 0 | 0 | 0 | 0 | 0 | 0 | 0 | 0 | 0 | 0 | 0 | 0 | 0 | 0 | 0 | 0 | 0 | 0 | 0 | 0 | 0 | 0 | 0 | 0 | 0
F3_Commercial_Miscellaneous_Existing_Space Heating_Natural Gas_Boiler_E10 | F3 | Commercial | Miscellaneous | Existing | Space Heating | Natural Gas | Boiler | E10 | System - kBTUs of Consumption | 0 | 0 | 0 | 0 | 0 | 0 | 0 | 0 | 0 | 0 | 0 | 0 | 0 | 0 | 0 | 0 | 0 | 0 | 0 | 0 | 0 | 0 | 0 | 0 | 0 | 0 | 0 | 0 | 0 | 0 | 0 | 0 | 0
F4_Commercial_Miscellaneous_Existing_Space Heating_Natural Gas_Boiler_E1 | F4 | Commercial | Miscellaneous | Existing | Space Heating | Natural Gas | Boiler | E1 | Utility - Cost of Equipment | 0.82563 | 0.82539 | 0.82688 | 0.82323 | 0.82075 | 0 | 0 | 0 | 0 | 0 | 0 | 0 | 0 | 0 | 0 | 0 | 0 | 0 | 0 | 0 | 0 | 0 | 0 | 0 | 0 | 0 | 0 | 0 | 0 | 0 | 0 | 0 | 0
F4_Commercial_Miscellaneous_Existing_Space Heating_Natural Gas_Boiler_E2 | F4 | Commercial | Miscellaneous | Existing | Space Heating | Natural Gas | Boiler | E2 | Utility - Cost of Equipment | 0.78632 | 0.78608 | 0.7875 | 0.78403 | 0.78166 | 0 | 0 | 0 | 0 | 0 | 0 | 0 | 0 | 0 | 0 | 0 | 0 | 0 | 0 | 0 | 0 | 0 | 0 | 0 | 0 | 0 | 0 | 0 | 0 | 0 | 0 | 0 | 0
F4_Commercial_Miscellaneous_Existing_Space Heating_Natural Gas_Boiler_E3 | F4 | Commercial | Miscellaneous | Existing | Space Heating | Natural Gas | Boiler | E3 | Utility - Cost of Equipment | 0.70267 | 0.70246 | 0.70373 | 0.70062 | 0.69851 | 0.69787 | 0.69858 | 0.69897 | 0.69979 | 0.70046 | 0.70104 | 0.70148 | 0.70204 | 0.70265 | 0.70312 | 0.7036 | 0.70408 | 0.70469 | 0.70528 | 0.70602 | 0.70666 | 0.70735 | 0.70792 | 0.7086 | 0.70912 | 0.7096 | 0.71005 | 0.71055 | 0.71087 | 0.71122 | 0.71143 | 0.71169 | 0.71169
F4_Commercial_Miscellaneous_Existing_Space Heating_Natural Gas_Boiler_E4 | F4 | Commercial | Miscellaneous | Existing | Space Heating | Natural Gas | Boiler | E4 | Utility - Cost of Equipment | 0.67399 | 0.67379 | 0.675 | 0.67202 | 0.67 | 0.66939 | 0.67007 | 0.67044 | 0.67122 | 0.67187 | 0.67243 | 0.67285 | 0.67338 | 0.67397 | 0.67442 | 0.67489 | 0.67534 | 0.67593 | 0.67649 | 0.6772 | 0.67782 | 0.67848 | 0.67903 | 0.67968 | 0.68018 | 0.68064 | 0.68107 | 0.68154 | 0.68185 | 0.68219 | 0.68239 | 0.68265 | 0.68265
F4_Commercial_Miscellaneous_Existing_Space Heating_Natural Gas_Boiler_E5 | F4 | Commercial | Miscellaneous | Existing | Space Heating | Natural Gas | Boiler | E5 | Utility - Cost of Equipment | 0.50808 | 0.50793 | 0.50885 | 0.5066 | 0.50508 | 0.50462 | 0.50513 | 0.50541 | 0.506 | 0.50649 | 0.50691 | 0.50722 | 0.50763 | 0.50807 | 0.50841 | 0.50876 | 0.5091 | 0.50955 | 0.50997 | 0.51051 | 0.51097 | 0.51147 | 0.51188 | 0.51237 | 0.51275 | 0.5131 | 0.51342 | 0.51378 | 0.51401 | 0.51427 | 0.51442 | 0.51461 | 0.51461
F4_Commercial_Miscellaneous_Existing_Space Heating_Natural Gas_Boiler_E6 | F4 | Commercial | Miscellaneous | Existing | Space Heating | Natural Gas | Boiler | E6 | Utility - Cost of Equipment | 0 | 0 | 0 | 0 | 0 | 0 | 0 | 0 | 0 | 0 | 0 | 0 | 0 | 0 | 0 | 0 | 0 | 0 | 0 | 0 | 0 | 0 | 0 | 0 | 0 | 0 | 0 | 0 | 0 | 0 | 0 | 0 | 0
F4_Commercial_Miscellaneous_Existing_Space Heating_Natural Gas_Boiler_E7 | F4 | Commercial | Miscellaneous | Existing | Space Heating | Natural Gas | Boiler | E7 | Utility - Cost of Equipment | 0 | 0 | 0 | 0 | 0 | 0 | 0 | 0 | 0 | 0 | 0 | 0 | 0 | 0 | 0 | 0 | 0 | 0 | 0 | 0 | 0 | 0 | 0 | 0 | 0 | 0 | 0 | 0 | 0 | 0 | 0 | 0 | 0
F4_Commercial_Miscellaneous_Existing_Space Heating_Natural Gas_Boiler_E8 | F4 | Commercial | Miscellaneous | Existing | Space Heating | Natural Gas | Boiler | E8 | Utility - Cost of Equipment | 0 | 0 | 0 | 0 | 0 | 0 | 0 | 0 | 0 | 0 | 0 | 0 | 0 | 0 | 0 | 0 | 0 | 0 | 0 | 0 | 0 | 0 | 0 | 0 | 0 | 0 | 0 | 0 | 0 | 0 | 0 | 0 | 0
F4_Commercial_Miscellaneous_Existing_Space Heating_Natural Gas_Boiler_E9 | F4 | Commercial | Miscellaneous | Existing | Space Heating | Natural Gas | Boiler | E9 | Utility - Cost of Equipment | 0 | 0 | 0 | 0 | 0 | 0 | 0 | 0 | 0 | 0 | 0 | 0 | 0 | 0 | 0 | 0 | 0 | 0 | 0 | 0 | 0 | 0 | 0 | 0 | 0 | 0 | 0 | 0 | 0 | 0 | 0 | 0 | 0
F4_Commercial_Miscellaneous_Existing_Space Heating_Natural Gas_Boiler_E10 | F4 | Commercial | Miscellaneous | Existing | Space Heating | Natural Gas | Boiler | E10 | Utility - Cost of Equipment | 0 | 0 | 0 | 0 | 0 | 0 | 0 | 0 | 0 | 0 | 0 | 0 | 0 | 0 | 0 | 0 | 0 | 0 | 0 | 0 | 0 | 0 | 0 | 0 | 0 | 0 | 0 | 0 | 0 | 0 | 0 | 0 | 0
F5_Commercial_Miscellaneous_Existing_Space Heating_Natural Gas_Boiler_E1 | F5 | Commercial | Miscellaneous | Existing | Space Heating | Natural Gas | Boiler | E1 | Utility - Cost of Operation | 0.19691 | 0.19691 | 0.19691 | 0.19691 | 0.19691 | 0 | 0 | 0 | 0 | 0 | 0 | 0 | 0 | 0 | 0 | 0 | 0 | 0 | 0 | 0 | 0 | 0 | 0 | 0 | 0 | 0 | 0 | 0 | 0 | 0 | 0 | 0 | 0
F5_Commercial_Miscellaneous_Existing_Space Heating_Natural Gas_Boiler_E2 | F5 | Commercial | Miscellaneous | Existing | Space Heating | Natural Gas | Boiler | E2 | Utility - Cost of Operation | 0.20355 | 0.20355 | 0.20355 | 0.20355 | 0.20355 | 0 | 0 | 0 | 0 | 0 | 0 | 0 | 0 | 0 | 0 | 0 | 0 | 0 | 0 | 0 | 0 | 0 | 0 | 0 | 0 | 0 | 0 | 0 | 0 | 0 | 0 | 0 | 0
F5_Commercial_Miscellaneous_Existing_Space Heating_Natural Gas_Boiler_E3 | F5 | Commercial | Miscellaneous | Existing | Space Heating | Natural Gas | Boiler | E3 | Utility - Cost of Operation | 0.31996 | 0.31996 | 0.31996 | 0.31996 | 0.31996 | 0.31996 | 0.31996 | 0.31996 | 0.31996 | 0.31996 | 0.31996 | 0.31996 | 0.31996 | 0.31996 | 0.31996 | 0.31996 | 0.31996 | 0.31996 | 0.31996 | 0.31996 | 0.31996 | 0.31996 | 0.31996 | 0.31996 | 0.31996 | 0.31996 | 0.31996 | 0.31996 | 0.31996 | 0.31996 | 0.31996 | 0.31996 | 0.31996
F5_Commercial_Miscellaneous_Existing_Space Heating_Natural Gas_Boiler_E4 | F5 | Commercial | Miscellaneous | Existing | Space Heating | Natural Gas | Boiler | E4 | Utility - Cost of Operation | 0.34992 | 0.34992 | 0.34992 | 0.34992 | 0.34992 | 0.34992 | 0.34992 | 0.34992 | 0.34992 | 0.34992 | 0.34992 | 0.34992 | 0.34992 | 0.34992 | 0.34992 | 0.34992 | 0.34992 | 0.34992 | 0.34992 | 0.34992 | 0.34992 | 0.34992 | 0.34992 | 0.34992 | 0.34992 | 0.34992 | 0.34992 | 0.34992 | 0.34992 | 0.34992 | 0.34992 | 0.34992 | 0.34992
F5_Commercial_Miscellaneous_Existing_Space Heating_Natural Gas_Boiler_E5 | F5 | Commercial | Miscellaneous | Existing | Space Heating | Natural Gas | Boiler | E5 | Utility - Cost of Operation | 1.1838 | 1.1838 | 1.1838 | 1.1838 | 1.1838 | 1.1838 | 1.1838 | 1.1838 | 1.1838 | 1.1838 | 1.1838 | 1.1838 | 1.1838 | 1.1838 | 1.1838 | 1.1838 | 1.1838 | 1.1838 | 1.1838 | 1.1838 | 1.1838 | 1.1838 | 1.1838 | 1.1838 | 1.1838 | 1.1838 | 1.1838 | 1.1838 | 1.1838 | 1.1838 | 1.1838 | 1.1838 | 1.1838
F5_Commercial_Miscellaneous_Existing_Space Heating_Natural Gas_Boiler_E6 | F5 | Commercial | Miscellaneous | Existing | Space Heating | Natural Gas | Boiler | E6 | Utility - Cost of Operation | 0 | 0 | 0 | 0 | 0 | 0 | 0 | 0 | 0 | 0 | 0 | 0 | 0 | 0 | 0 | 0 | 0 | 0 | 0 | 0 | 0 | 0 | 0 | 0 | 0 | 0 | 0 | 0 | 0 | 0 | 0 | 0 | 0
F5_Commercial_Miscellaneous_Existing_Space Heating_Natural Gas_Boiler_E7 | F5 | Commercial | Miscellaneous | Existing | Space Heating | Natural Gas | Boiler | E7 | Utility - Cost of Operation | 0 | 0 | 0 | 0 | 0 | 0 | 0 | 0 | 0 | 0 | 0 | 0 | 0 | 0 | 0 | 0 | 0 | 0 | 0 | 0 | 0 | 0 | 0 | 0 | 0 | 0 | 0 | 0 | 0 | 0 | 0 | 0 | 0
F5_Commercial_Miscellaneous_Existing_Space Heating_Natural Gas_Boiler_E8 | F5 | Commercial | Miscellaneous | Existing | Space Heating | Natural Gas | Boiler | E8 | Utility - Cost of Operation | 0 | 0 | 0 | 0 | 0 | 0 | 0 | 0 | 0 | 0 | 0 | 0 | 0 | 0 | 0 | 0 | 0 | 0 | 0 | 0 | 0 | 0 | 0 | 0 | 0 | 0 | 0 | 0 | 0 | 0 | 0 | 0 | 0
F5_Commercial_Miscellaneous_Existing_Space Heating_Natural Gas_Boiler_E9 | F5 | Commercial | Miscellaneous | Existing | Space Heating | Natural Gas | Boiler | E9 | Utility - Cost of Operation | 0 | 0 | 0 | 0 | 0 | 0 | 0 | 0 | 0 | 0 | 0 | 0 | 0 | 0 | 0 | 0 | 0 | 0 | 0 | 0 | 0 | 0 | 0 | 0 | 0 | 0 | 0 | 0 | 0 | 0 | 0 | 0 | 0
F5_Commercial_Miscellaneous_Existing_Space Heating_Natural Gas_Boiler_E10 | F5 | Commercial | Miscellaneous | Existing | Space Heating | Natural Gas | Boiler | E10 | Utility - Cost of Operation | 0 | 0 | 0 | 0 | 0 | 0 | 0 | 0 | 0 | 0 | 0 | 0 | 0 | 0 | 0 | 0 | 0 | 0 | 0 | 0 | 0 | 0 | 0 | 0 | 0 | 0 | 0 | 0 | 0 | 0 | 0 | 0 | 0
F6_Commercial_Miscellaneous_Existing_Space Heating_Natural Gas_Boiler_E1 | F6 | Commercial | Miscellaneous | Existing | Space Heating | Natural Gas | Boiler | E1 | Utility - Value of Sales | 0.31252 | 0.31153 | 0.31091 | 0.30891 | 0.30717 | 0 | 0 | 0 | 0 | 0 | 0 | 0 | 0 | 0 | 0 | 0 | 0 | 0 | 0 | 0 | 0 | 0 | 0 | 0 | 0 | 0 | 0 | 0 | 0 | 0 | 0 | 0 | 0
F6_Commercial_Miscellaneous_Existing_Space Heating_Natural Gas_Boiler_E2 | F6 | Commercial | Miscellaneous | Existing | Space Heating | Natural Gas | Boiler | E2 | Utility - Value of Sales | 0.29763 | 0.2967 | 0.2961 | 0.2942 | 0.29255 | 0 | 0 | 0 | 0 | 0 | 0 | 0 | 0 | 0 | 0 | 0 | 0 | 0 | 0 | 0 | 0 | 0 | 0 | 0 | 0 | 0 | 0 | 0 | 0 | 0 | 0 | 0 | 0
F6_Commercial_Miscellaneous_Existing_Space Heating_Natural Gas_Boiler_E3 | F6 | Commercial | Miscellaneous | Existing | Space Heating | Natural Gas | Boiler | E3 | Utility - Value of Sales | 0.26597 | 0.26513 | 0.2646 | 0.2629 | 0.26142 | 0.25997 | 0.25853 | 0.25712 | 0.25575 | 0.25441 | 0.25312 | 0.25187 | 0.25067 | 0.24952 | 0.24844 | 0.24742 | 0.24645 | 0.24555 | 0.24471 | 0.24393 | 0.24321 | 0.24254 | 0.24194 | 0.2414 | 0.24092 | 0.2405 | 0.24014 | 0.23984 | 0.2396 | 0.23942 | 0.2393 | 0.23924 | 0.23924
F6_Commercial_Miscellaneous_Existing_Space Heating_Natural Gas_Boiler_E4 | F6 | Commercial | Miscellaneous | Existing | Space Heating | Natural Gas | Boiler | E4 | Utility - Value of Sales | 0.25512 | 0.25431 | 0.2538 | 0.25217 | 0.25075 | 0.24936 | 0.24798 | 0.24663 | 0.24531 | 0.24403 | 0.24278 | 0.24159 | 0.24044 | 0.23934 | 0.2383 | 0.23732 | 0.2364 | 0.23553 | 0.23472 | 0.23397 | 0.23328 | 0.23264 | 0.23207 | 0.23155 | 0.23109 | 0.23068 | 0.23034 | 0.23005 | 0.22982 | 0.22964 | 0.22953 | 0.22947 | 0.22947
F6_Commercial_Miscellaneous_Existing_Space Heating_Natural Gas_Boiler_E5 | F6 | Commercial | Miscellaneous | Existing | Space Heating | Natural Gas | Boiler | E5 | Utility - Value of Sales | 0.19232 | 0.19171 | 0.19133 | 0.1901 | 0.18903 | 0.18798 | 0.18694 | 0.18592 | 0.18493 | 0.18396 | 0.18302 | 0.18212 | 0.18125 | 0.18042 | 0.17964 | 0.1789 | 0.17821 | 0.17755 | 0.17694 | 0.17638 | 0.17586 | 0.17538 | 0.17494 | 0.17455 | 0.1742 | 0.1739 | 0.17364 | 0.17342 | 0.17325 | 0.17312 | 0.17303 | 0.17299 | 0.17299
F6_Commercial_Miscellaneous_Existing_Space Heating_Natural Gas_Boiler_E6 | F6 | Commercial | Miscellaneous | Existing | Space Heating | Natural Gas | Boiler | E6 | Utility - Value of Sales | 0 | 0 | 0 | 0 | 0 | 0 | 0 | 0 | 0 | 0 | 0 | 0 | 0 | 0 | 0 | 0 | 0 | 0 | 0 | 0 | 0 | 0 | 0 | 0 | 0 | 0 | 0 | 0 | 0 | 0 | 0 | 0 | 0
F6_Commercial_Miscellaneous_Existing_Space Heating_Natural Gas_Boiler_E7 | F6 | Commercial | Miscellaneous | Existing | Space Heating | Natural Gas | Boiler | E7 | Utility - Value of Sales | 0 | 0 | 0 | 0 | 0 | 0 | 0 | 0 | 0 | 0 | 0 | 0 | 0 | 0 | 0 | 0 | 0 | 0 | 0 | 0 | 0 | 0 | 0 | 0 | 0 | 0 | 0 | 0 | 0 | 0 | 0 | 0 | 0
F6_Commercial_Miscellaneous_Existing_Space Heating_Natural Gas_Boiler_E8 | F6 | Commercial | Miscellaneous | Existing | Space Heating | Natural Gas | Boiler | E8 | Utility - Value of Sales | 0 | 0 | 0 | 0 | 0 | 0 | 0 | 0 | 0 | 0 | 0 | 0 | 0 | 0 | 0 | 0 | 0 | 0 | 0 | 0 | 0 | 0 | 0 | 0 | 0 | 0 | 0 | 0 | 0 | 0 | 0 | 0 | 0
F6_Commercial_Miscellaneous_Existing_Space Heating_Natural Gas_Boiler_E9 | F6 | Commercial | Miscellaneous | Existing | Space Heating | Natural Gas | Boiler | E9 | Utility - Value of Sales | 0 | 0 | 0 | 0 | 0 | 0 | 0 | 0 | 0 | 0 | 0 | 0 | 0 | 0 | 0 | 0 | 0 | 0 | 0 | 0 | 0 | 0 | 0 | 0 | 0 | 0 | 0 | 0 | 0 | 0 | 0 | 0 | 0
F6_Commercial_Miscellaneous_Existing_Space Heating_Natural Gas_Boiler_E10 | F6 | Commercial | Miscellaneous | Existing | Space Heating | Natural Gas | Boiler | E10 | Utility - Value of Sales | 0 | 0 | 0 | 0 | 0 | 0 | 0 | 0 | 0 | 0 | 0 | 0 | 0 | 0 | 0 | 0 | 0 | 0 | 0 | 0 | 0 | 0 | 0 | 0 | 0 | 0 | 0 | 0 | 0 | 0 | 0 | 0 | 0
F1_Commercial_Miscellaneous_Existing_Space Heating_Natural Gas_Unit Heater_E1 | F1 | Commercial | Miscellaneous | Existing | Space Heating | Natural Gas | Unit Heater | E1 | RVT - Cost of Equipment | 0.074263 | 0.074198 | 0.074395 | 0.073798 | 0.073374 | 0 | 0 | 0 | 0 | 0 | 0 | 0 | 0 | 0 | 0 | 0 | 0 | 0 | 0 | 0 | 0 | 0 | 0 | 0 | 0 | 0 | 0 | 0 | 0 | 0 | 0 | 0 | 0
F1_Commercial_Miscellaneous_Existing_Space Heating_Natural Gas_Unit Heater_E2 | F1 | Commercial | Miscellaneous | Existing | Space Heating | Natural Gas | Unit Heater | E2 | RVT - Cost of Equipment | 0.066829 | 0.06677 | 0.066947 | 0.06641 | 0.066028 | 0.065882 | 0.065948 | 0.065957 | 0.066029 | 0.066076 | 0.066108 | 0.066119 | 0.06615 | 0.066195 | 0.066219 | 0.066252 | 0.066288 | 0.066355 | 0.066422 | 0.066524 | 0.066614 | 0.066719 | 0.066806 | 0.066916 | 0.067001 | 0.067079 | 0.067152 | 0.067232 | 0.067284 | 0.067342 | 0.067375 | 0.067418 | 0.067418
F1_Commercial_Miscellaneous_Existing_Space Heating_Natural Gas_Unit Heater_E3 | F1 | Commercial | Miscellaneous | Existing | Space Heating | Natural Gas | Unit Heater | E3 | RVT - Cost of Equipment | 0.057716 | 0.057666 | 0.057819 | 0.057355 | 0.057025 | 0.056899 | 0.056956 | 0.056963 | 0.057026 | 0.057066 | 0.057094 | 0.057103 | 0.057131 | 0.057169 | 0.05719 | 0.057219 | 0.05725 | 0.057307 | 0.057365 | 0.057453 | 0.057531 | 0.057621 | 0.057697 | 0.057792 | 0.057865 | 0.057932 | 0.057996 | 0.058065 | 0.05811 | 0.05816 | 0.058188 | 0.058226 | 0.058226
F1_Commercial_Miscellaneous_Existing_Space Heating_Natural Gas_Unit Heater_E4 | F1 | Commercial | Miscellaneous | Existing | Space Heating | Natural Gas | Unit Heater | E4 | RVT - Cost of Equipment | 0 | 0 | 0 | 0 | 0 | 0 | 0 | 0 | 0 | 0 | 0 | 0 | 0 | 0 | 0 | 0 | 0 | 0 | 0 | 0 | 0 | 0 | 0 | 0 | 0 | 0 | 0 | 0 | 0 | 0 | 0 | 0 | 0
F1_Commercial_Miscellaneous_Existing_Space Heating_Natural Gas_Unit Heater_E5 | F1 | Commercial | Miscellaneous | Existing | Space Heating | Natural Gas | Unit Heater | E5 | RVT - Cost of Equipment | 0 | 0 | 0 | 0 | 0 | 0 | 0 | 0 | 0 | 0 | 0 | 0 | 0 | 0 | 0 | 0 | 0 | 0 | 0 | 0 | 0 | 0 | 0 | 0 | 0 | 0 | 0 | 0 | 0 | 0 | 0 | 0 | 0
F1_Commercial_Miscellaneous_Existing_Space Heating_Natural Gas_Unit Heater_E6 | F1 | Commercial | Miscellaneous | Existing | Space Heating | Natural Gas | Unit Heater | E6 | RVT - Cost of Equipment | 0 | 0 | 0 | 0 | 0 | 0 | 0 | 0 | 0 | 0 | 0 | 0 | 0 | 0 | 0 | 0 | 0 | 0 | 0 | 0 | 0 | 0 | 0 | 0 | 0 | 0 | 0 | 0 | 0 | 0 | 0 | 0 | 0
F1_Commercial_Miscellaneous_Existing_Space Heating_Natural Gas_Unit Heater_E7 | F1 | Commercial | Miscellaneous | Existing | Space Heating | Natural Gas | Unit Heater | E7 | RVT - Cost of Equipment | 0 | 0 | 0 | 0 | 0 | 0 | 0 | 0 | 0 | 0 | 0 | 0 | 0 | 0 | 0 | 0 | 0 | 0 | 0 | 0 | 0 | 0 | 0 | 0 | 0 | 0 | 0 | 0 | 0 | 0 | 0 | 0 | 0
F1_Commercial_Miscellaneous_Existing_Space Heating_Natural Gas_Unit Heater_E8 | F1 | Commercial | Miscellaneous | Existing | Space Heating | Natural Gas | Unit Heater | E8 | RVT - Cost of Equipment | 0 | 0 | 0 | 0 | 0 | 0 | 0 | 0 | 0 | 0 | 0 | 0 | 0 | 0 | 0 | 0 | 0 | 0 | 0 | 0 | 0 | 0 | 0 | 0 | 0 | 0 | 0 | 0 | 0 | 0 | 0 | 0 | 0
F1_Commercial_Miscellaneous_Existing_Space Heating_Natural Gas_Unit Heater_E9 | F1 | Commercial | Miscellaneous | Existing | Space Heating | Natural Gas | Unit Heater | E9 | RVT - Cost of Equipment | 0 | 0 | 0 | 0 | 0 | 0 | 0 | 0 | 0 | 0 | 0 | 0 | 0 | 0 | 0 | 0 | 0 | 0 | 0 | 0 | 0 | 0 | 0 | 0 | 0 | 0 | 0 | 0 | 0 | 0 | 0 | 0 | 0
F1_Commercial_Miscellaneous_Existing_Space Heating_Natural Gas_Unit Heater_E10 | F1 | Commercial | Miscellaneous | Existing | Space Heating | Natural Gas | Unit Heater | E10 | RVT - Cost of Equipment | 0 | 0 | 0 | 0 | 0 | 0 | 0 | 0 | 0 | 0 | 0 | 0 | 0 | 0 | 0 | 0 | 0 | 0 | 0 | 0 | 0 | 0 | 0 | 0 | 0 | 0 | 0 | 0 | 0 | 0 | 0 | 0 | 0
F2_Commercial_Miscellaneous_Existing_Space Heating_Natural Gas_Unit Heater_E1 | F2 | Commercial | Miscellaneous | Existing | Space Heating | Natural Gas | Unit Heater | E1 | RVT - Cost of Operation | 0.088972 | 0.088894 | 0.08913 | 0.088415 | 0.087907 | 0 | 0 | 0 | 0 | 0 | 0 | 0 | 0 | 0 | 0 | 0 | 0 | 0 | 0 | 0 | 0 | 0 | 0 | 0 | 0 | 0 | 0 | 0 | 0 | 0 | 0 | 0 | 0
F2_Commercial_Miscellaneous_Existing_Space Heating_Natural Gas_Unit Heater_E2 | F2 | Commercial | Miscellaneous | Existing | Space Heating | Natural Gas | Unit Heater | E2 | RVT - Cost of Operation | 0.080065 | 0.079995 | 0.080207 | 0.079563 | 0.079106 | 0.078931 | 0.07901 | 0.07902 | 0.079107 | 0.079164 | 0.079201 | 0.079215 | 0.079252 | 0.079306 | 0.079334 | 0.079374 | 0.079418 | 0.079497 | 0.079578 | 0.0797 | 0.079808 | 0.079933 | 0.080038 | 0.08017 | 0.080271 | 0.080365 | 0.080453 | 0.080548 | 0.080611 | 0.08068 | 0.08072 | 0.080772 | 0.080772
F2_Commercial_Miscellaneous_Existing_Space Heating_Natural Gas_Unit Heater_E3 | F2 | Commercial | Miscellaneous | Existing | Space Heating | Natural Gas | Unit Heater | E3 | RVT - Cost of Operation | 0.069148 | 0.069087 | 0.069271 | 0.068715 | 0.06832 | 0.068169 | 0.068237 | 0.068246 | 0.06832 | 0.068369 | 0.068402 | 0.068414 | 0.068446 | 0.068492 | 0.068517 | 0.068552 | 0.068589 | 0.068658 | 0.068728 | 0.068833 | 0.068926 | 0.069034 | 0.069125 | 0.069239 | 0.069326 | 0.069407 | 0.069483 | 0.069565 | 0.069619 | 0.069679 | 0.069713 | 0.069758 | 0.069758
F2_Commercial_Miscellaneous_Existing_Space Heating_Natural Gas_Unit Heater_E4 | F2 | Commercial | Miscellaneous | Existing | Space Heating | Natural Gas | Unit Heater | E4 | RVT - Cost of Operation | 0 | 0 | 0 | 0 | 0 | 0 | 0 | 0 | 0 | 0 | 0 | 0 | 0 | 0 | 0 | 0 | 0 | 0 | 0 | 0 | 0 | 0 | 0 | 0 | 0 | 0 | 0 | 0 | 0 | 0 | 0 | 0 | 0
F2_Commercial_Miscellaneous_Existing_Space Heating_Natural Gas_Unit Heater_E5 | F2 | Commercial | Miscellaneous | Existing | Space Heating | Natural Gas | Unit Heater | E5 | RVT - Cost of Operation | 0 | 0 | 0 | 0 | 0 | 0 | 0 | 0 | 0 | 0 | 0 | 0 | 0 | 0 | 0 | 0 | 0 | 0 | 0 | 0 | 0 | 0 | 0 | 0 | 0 | 0 | 0 | 0 | 0 | 0 | 0 | 0 | 0
F2_Commercial_Miscellaneous_Existing_Space Heating_Natural Gas_Unit Heater_E6 | F2 | Commercial | Miscellaneous | Existing | Space Heating | Natural Gas | Unit Heater | E6 | RVT - Cost of Operation | 0 | 0 | 0 | 0 | 0 | 0 | 0 | 0 | 0 | 0 | 0 | 0 | 0 | 0 | 0 | 0 | 0 | 0 | 0 | 0 | 0 | 0 | 0 | 0 | 0 | 0 | 0 | 0 | 0 | 0 | 0 | 0 | 0
F2_Commercial_Miscellaneous_Existing_Space Heating_Natural Gas_Unit Heater_E7 | F2 | Commercial | Miscellaneous | Existing | Space Heating | Natural Gas | Unit Heater | E7 | RVT - Cost of Operation | 0 | 0 | 0 | 0 | 0 | 0 | 0 | 0 | 0 | 0 | 0 | 0 | 0 | 0 | 0 | 0 | 0 | 0 | 0 | 0 | 0 | 0 | 0 | 0 | 0 | 0 | 0 | 0 | 0 | 0 | 0 | 0 | 0
F2_Commercial_Miscellaneous_Existing_Space Heating_Natural Gas_Unit Heater_E8 | F2 | Commercial | Miscellaneous | Existing | Space Heating | Natural Gas | Unit Heater | E8 | RVT - Cost of Operation | 0 | 0 | 0 | 0 | 0 | 0 | 0 | 0 | 0 | 0 | 0 | 0 | 0 | 0 | 0 | 0 | 0 | 0 | 0 | 0 | 0 | 0 | 0 | 0 | 0 | 0 | 0 | 0 | 0 | 0 | 0 | 0 | 0
F2_Commercial_Miscellaneous_Existing_Space Heating_Natural Gas_Unit Heater_E9 | F2 | Commercial | Miscellaneous | Existing | Space Heating | Natural Gas | Unit Heater | E9 | RVT - Cost of Operation | 0 | 0 | 0 | 0 | 0 | 0 | 0 | 0 | 0 | 0 | 0 | 0 | 0 | 0 | 0 | 0 | 0 | 0 | 0 | 0 | 0 | 0 | 0 | 0 | 0 | 0 | 0 | 0 | 0 | 0 | 0 | 0 | 0
F2_Commercial_Miscellaneous_Existing_Space Heating_Natural Gas_Unit Heater_E10 | F2 | Commercial | Miscellaneous | Existing | Space Heating | Natural Gas | Unit Heater | E10 | RVT - Cost of Operation | 0 | 0 | 0 | 0 | 0 | 0 | 0 | 0 | 0 | 0 | 0 | 0 | 0 | 0 | 0 | 0 | 0 | 0 | 0 | 0 | 0 | 0 | 0 | 0 | 0 | 0 | 0 | 0 | 0 | 0 | 0 | 0 | 0
F3_Commercial_Miscellaneous_Existing_Space Heating_Natural Gas_Unit Heater_E1 | F3 | Commercial | Miscellaneous | Existing | Space Heating | Natural Gas | Unit Heater | E1 | System - kBTUs of Consumption | 0.0029032 | 0.0029032 | 0.0029032 | 0.0029032 | 0.0029032 | 0 | 0 | 0 | 0 | 0 | 0 | 0 | 0 | 0 | 0 | 0 | 0 | 0 | 0 | 0 | 0 | 0 | 0 | 0 | 0 | 0 | 0 | 0 | 0 | 0 | 0 | 0 | 0
F3_Commercial_Miscellaneous_Existing_Space Heating_Natural Gas_Unit Heater_E2 | F3 | Commercial | Miscellaneous | Existing | Space Heating | Natural Gas | Unit Heater | E2 | System - kBTUs of Consumption | 0.0092836 | 0.0092836 | 0.0092836 | 0.0092836 | 0.0092836 | 0.0092836 | 0.0092836 | 0.0092836 | 0.0092836 | 0.0092836 | 0.0092836 | 0.0092836 | 0.0092836 | 0.0092836 | 0.0092836 | 0.0092836 | 0.0092836 | 0.0092836 | 0.0092836 | 0.0092836 | 0.0092836 | 0.0092836 | 0.0092836 | 0.0092836 | 0.0092836 | 0.0092836 | 0.0092836 | 0.0092836 | 0.0092836 | 0.0092836 | 0.0092836 | 0.0092836 | 0.0092836
F3_Commercial_Miscellaneous_Existing_Space Heating_Natural Gas_Unit Heater_E3 | F3 | Commercial | Miscellaneous | Existing | Space Heating | Natural Gas | Unit Heater | E3 | System - kBTUs of Consumption | 0.0040103 | 0.0040103 | 0.0040103 | 0.0040103 | 0.0040103 | 0.0040103 | 0.0040103 | 0.0040103 | 0.0040103 | 0.0040103 | 0.0040103 | 0.0040103 | 0.0040103 | 0.0040103 | 0.0040103 | 0.0040103 | 0.0040103 | 0.0040103 | 0.0040103 | 0.0040103 | 0.0040103 | 0.0040103 | 0.0040103 | 0.0040103 | 0.0040103 | 0.0040103 | 0.0040103 | 0.0040103 | 0.0040103 | 0.0040103 | 0.0040103 | 0.0040103 | 0.0040103
F3_Commercial_Miscellaneous_Existing_Space Heating_Natural Gas_Unit Heater_E4 | F3 | Commercial | Miscellaneous | Existing | Space Heating | Natural Gas | Unit Heater | E4 | System - kBTUs of Consumption | 0 | 0 | 0 | 0 | 0 | 0 | 0 | 0 | 0 | 0 | 0 | 0 | 0 | 0 | 0 | 0 | 0 | 0 | 0 | 0 | 0 | 0 | 0 | 0 | 0 | 0 | 0 | 0 | 0 | 0 | 0 | 0 | 0
F3_Commercial_Miscellaneous_Existing_Space Heating_Natural Gas_Unit Heater_E5 | F3 | Commercial | Miscellaneous | Existing | Space Heating | Natural Gas | Unit Heater | E5 | System - kBTUs of Consumption | 0 | 0 | 0 | 0 | 0 | 0 | 0 | 0 | 0 | 0 | 0 | 0 | 0 | 0 | 0 | 0 | 0 | 0 | 0 | 0 | 0 | 0 | 0 | 0 | 0 | 0 | 0 | 0 | 0 | 0 | 0 | 0 | 0
F3_Commercial_Miscellaneous_Existing_Space Heating_Natural Gas_Unit Heater_E6 | F3 | Commercial | Miscellaneous | Existing | Space Heating | Natural Gas | Unit Heater | E6 | System - kBTUs of Consumption | 0 | 0 | 0 | 0 | 0 | 0 | 0 | 0 | 0 | 0 | 0 | 0 | 0 | 0 | 0 | 0 | 0 | 0 | 0 | 0 | 0 | 0 | 0 | 0 | 0 | 0 | 0 | 0 | 0 | 0 | 0 | 0 | 0
F3_Commercial_Miscellaneous_Existing_Space Heating_Natural Gas_Unit Heater_E7 | F3 | Commercial | Miscellaneous | Existing | Space Heating | Natural Gas | Unit Heater | E7 | System - kBTUs of Consumption | 0 | 0 | 0 | 0 | 0 | 0 | 0 | 0 | 0 | 0 | 0 | 0 | 0 | 0 | 0 | 0 | 0 | 0 | 0 | 0 | 0 | 0 | 0 | 0 | 0 | 0 | 0 | 0 | 0 | 0 | 0 | 0 | 0
F3_Commercial_Miscellaneous_Existing_Space Heating_Natural Gas_Unit Heater_E8 | F3 | Commercial | Miscellaneous | Existing | Space Heating | Natural Gas | Unit Heater | E8 | System - kBTUs of Consumption | 0 | 0 | 0 | 0 | 0 | 0 | 0 | 0 | 0 | 0 | 0 | 0 | 0 | 0 | 0 | 0 | 0 | 0 | 0 | 0 | 0 | 0 | 0 | 0 | 0 | 0 | 0 | 0 | 0 | 0 | 0 | 0 | 0
F3_Commercial_Miscellaneous_Existing_Space Heating_Natural Gas_Unit Heater_E9 | F3 | Commercial | Miscellaneous | Existing | Space Heating | Natural Gas | Unit Heater | E9 | System - kBTUs of Consumption | 0 | 0 | 0 | 0 | 0 | 0 | 0 | 0 | 0 | 0 | 0 | 0 | 0 | 0 | 0 | 0 | 0 | 0 | 0 | 0 | 0 | 0 | 0 | 0 | 0 | 0 | 0 | 0 | 0 | 0 | 0 | 0 | 0
F3_Commercial_Miscellaneous_Existing_Space Heating_Natural Gas_Unit Heater_E10 | F3 | Commercial | Miscellaneous | Existing | Space Heating | Natural Gas | Unit Heater | E10 | System - kBTUs of Consumption | 0 | 0 | 0 | 0 | 0 | 0 | 0 | 0 | 0 | 0 | 0 | 0 | 0 | 0 | 0 | 0 | 0 | 0 | 0 | 0 | 0 | 0 | 0 | 0 | 0 | 0 | 0 | 0 | 0 | 0 | 0 | 0 | 0
F4_Commercial_Miscellaneous_Existing_Space Heating_Natural Gas_Unit Heater_E1 | F4 | Commercial | Miscellaneous | Existing | Space Heating | Natural Gas | Unit Heater | E1 | Utility - Cost of Equipment | 0.088972 | 0.088894 | 0.08913 | 0.088415 | 0.087907 | 0 | 0 | 0 | 0 | 0 | 0 | 0 | 0 | 0 | 0 | 0 | 0 | 0 | 0 | 0 | 0 | 0 | 0 | 0 | 0 | 0 | 0 | 0 | 0 | 0 | 0 | 0 | 0
F4_Commercial_Miscellaneous_Existing_Space Heating_Natural Gas_Unit Heater_E2 | F4 | Commercial | Miscellaneous | Existing | Space Heating | Natural Gas | Unit Heater | E2 | Utility - Cost of Equipment | 0.080065 | 0.079995 | 0.080207 | 0.079563 | 0.079106 | 0.078931 | 0.07901 | 0.07902 | 0.079107 | 0.079164 | 0.079201 | 0.079215 | 0.079252 | 0.079306 | 0.079334 | 0.079374 | 0.079418 | 0.079497 | 0.079578 | 0.0797 | 0.079808 | 0.079933 | 0.080038 | 0.08017 | 0.080271 | 0.080365 | 0.080453 | 0.080548 | 0.080611 | 0.08068 | 0.08072 | 0.080772 | 0.080772
F4_Commercial_Miscellaneous_Existing_Space Heating_Natural Gas_Unit Heater_E3 | F4 | Commercial | Miscellaneous | Existing | Space Heating | Natural Gas | Unit Heater | E3 | Utility - Cost of Equipment | 0.069148 | 0.069087 | 0.069271 | 0.068715 | 0.06832 | 0.068169 | 0.068237 | 0.068246 | 0.06832 | 0.068369 | 0.068402 | 0.068414 | 0.068446 | 0.068492 | 0.068517 | 0.068552 | 0.068589 | 0.068658 | 0.068728 | 0.068833 | 0.068926 | 0.069034 | 0.069125 | 0.069239 | 0.069326 | 0.069407 | 0.069483 | 0.069565 | 0.069619 | 0.069679 | 0.069713 | 0.069758 | 0.069758
F4_Commercial_Miscellaneous_Existing_Space Heating_Natural Gas_Unit Heater_E4 | F4 | Commercial | Miscellaneous | Existing | Space Heating | Natural Gas | Unit Heater | E4 | Utility - Cost of Equipment | 0 | 0 | 0 | 0 | 0 | 0 | 0 | 0 | 0 | 0 | 0 | 0 | 0 | 0 | 0 | 0 | 0 | 0 | 0 | 0 | 0 | 0 | 0 | 0 | 0 | 0 | 0 | 0 | 0 | 0 | 0 | 0 | 0
F4_Commercial_Miscellaneous_Existing_Space Heating_Natural Gas_Unit Heater_E5 | F4 | Commercial | Miscellaneous | Existing | Space Heating | Natural Gas | Unit Heater | E5 | Utility - Cost of Equipment | 0 | 0 | 0 | 0 | 0 | 0 | 0 | 0 | 0 | 0 | 0 | 0 | 0 | 0 | 0 | 0 | 0 | 0 | 0 | 0 | 0 | 0 | 0 | 0 | 0 | 0 | 0 | 0 | 0 | 0 | 0 | 0 | 0
F4_Commercial_Miscellaneous_Existing_Space Heating_Natural Gas_Unit Heater_E6 | F4 | Commercial | Miscellaneous | Existing | Space Heating | Natural Gas | Unit Heater | E6 | Utility - Cost of Equipment | 0 | 0 | 0 | 0 | 0 | 0 | 0 | 0 | 0 | 0 | 0 | 0 | 0 | 0 | 0 | 0 | 0 | 0 | 0 | 0 | 0 | 0 | 0 | 0 | 0 | 0 | 0 | 0 | 0 | 0 | 0 | 0 | 0
F4_Commercial_Miscellaneous_Existing_Space Heating_Natural Gas_Unit Heater_E7 | F4 | Commercial | Miscellaneous | Existing | Space Heating | Natural Gas | Unit Heater | E7 | Utility - Cost of Equipment | 0 | 0 | 0 | 0 | 0 | 0 | 0 | 0 | 0 | 0 | 0 | 0 | 0 | 0 | 0 | 0 | 0 | 0 | 0 | 0 | 0 | 0 | 0 | 0 | 0 | 0 | 0 | 0 | 0 | 0 | 0 | 0 | 0
F4_Commercial_Miscellaneous_Existing_Space Heating_Natural Gas_Unit Heater_E8 | F4 | Commercial | Miscellaneous | Existing | Space Heating | Natural Gas | Unit Heater | E8 | Utility - Cost of Equipment | 0 | 0 | 0 | 0 | 0 | 0 | 0 | 0 | 0 | 0 | 0 | 0 | 0 | 0 | 0 | 0 | 0 | 0 | 0 | 0 | 0 | 0 | 0 | 0 | 0 | 0 | 0 | 0 | 0 | 0 | 0 | 0 | 0
F4_Commercial_Miscellaneous_Existing_Space Heating_Natural Gas_Unit Heater_E9 | F4 | Commercial | Miscellaneous | Existing | Space Heating | Natural Gas | Unit Heater | E9 | Utility - Cost of Equipment | 0 | 0 | 0 | 0 | 0 | 0 | 0 | 0 | 0 | 0 | 0 | 0 | 0 | 0 | 0 | 0 | 0 | 0 | 0 | 0 | 0 | 0 | 0 | 0 | 0 | 0 | 0 | 0 | 0 | 0 | 0 | 0 | 0
F4_Commercial_Miscellaneous_Existing_Space Heating_Natural Gas_Unit Heater_E10 | F4 | Commercial | Miscellaneous | Existing | Space Heating | Natural Gas | Unit Heater | E10 | Utility - Cost of Equipment | 0 | 0 | 0 | 0 | 0 | 0 | 0 | 0 | 0 | 0 | 0 | 0 | 0 | 0 | 0 | 0 | 0 | 0 | 0 | 0 | 0 | 0 | 0 | 0 | 0 | 0 | 0 | 0 | 0 | 0 | 0 | 0 | 0
F5_Commercial_Miscellaneous_Existing_Space Heating_Natural Gas_Unit Heater_E1 | F5 | Commercial | Miscellaneous | Existing | Space Heating | Natural Gas | Unit Heater | E1 | Utility - Cost of Operation | 0.0029032 | 0.0029032 | 0.0029032 | 0.0029032 | 0.0029032 | 0 | 0 | 0 | 0 | 0 | 0 | 0 | 0 | 0 | 0 | 0 | 0 | 0 | 0 | 0 | 0 | 0 | 0 | 0 | 0 | 0 | 0 | 0 | 0 | 0 | 0 | 0 | 0
F5_Commercial_Miscellaneous_Existing_Space Heating_Natural Gas_Unit Heater_E2 | F5 | Commercial | Miscellaneous | Existing | Space Heating | Natural Gas | Unit Heater | E2 | Utility - Cost of Operation | 0.0092836 | 0.0092836 | 0.0092836 | 0.0092836 | 0.0092836 | 0.0092836 | 0.0092836 | 0.0092836 | 0.0092836 | 0.0092836 | 0.0092836 | 0.0092836 | 0.0092836 | 0.0092836 | 0.0092836 | 0.0092836 | 0.0092836 | 0.0092836 | 0.0092836 | 0.0092836 | 0.0092836 | 0.0092836 | 0.0092836 | 0.0092836 | 0.0092836 | 0.0092836 | 0.0092836 | 0.0092836 | 0.0092836 | 0.0092836 | 0.0092836 | 0.0092836 | 0.0092836
F5_Commercial_Miscellaneous_Existing_Space Heating_Natural Gas_Unit Heater_E3 | F5 | Commercial | Miscellaneous | Existing | Space Heating | Natural Gas | Unit Heater | E3 | Utility - Cost of Operation | 0.0040103 | 0.0040103 | 0.0040103 | 0.0040103 | 0.0040103 | 0.0040103 | 0.0040103 | 0.0040103 | 0.0040103 | 0.0040103 | 0.0040103 | 0.0040103 | 0.0040103 | 0.0040103 | 0.0040103 | 0.0040103 | 0.0040103 | 0.0040103 | 0.0040103 | 0.0040103 | 0.0040103 | 0.0040103 | 0.0040103 | 0.0040103 | 0.0040103 | 0.0040103 | 0.0040103 | 0.0040103 | 0.0040103 | 0.0040103 | 0.0040103 | 0.0040103 | 0.0040103
F5_Commercial_Miscellaneous_Existing_Space Heating_Natural Gas_Unit Heater_E4 | F5 | Commercial | Miscellaneous | Existing | Space Heating | Natural Gas | Unit Heater | E4 | Utility - Cost of Operation | 0 | 0 | 0 | 0 | 0 | 0 | 0 | 0 | 0 | 0 | 0 | 0 | 0 | 0 | 0 | 0 | 0 | 0 | 0 | 0 | 0 | 0 | 0 | 0 | 0 | 0 | 0 | 0 | 0 | 0 | 0 | 0 | 0
F5_Commercial_Miscellaneous_Existing_Space Heating_Natural Gas_Unit Heater_E5 | F5 | Commercial | Miscellaneous | Existing | Space Heating | Natural Gas | Unit Heater | E5 | Utility - Cost of Operation | 0 | 0 | 0 | 0 | 0 | 0 | 0 | 0 | 0 | 0 | 0 | 0 | 0 | 0 | 0 | 0 | 0 | 0 | 0 | 0 | 0 | 0 | 0 | 0 | 0 | 0 | 0 | 0 | 0 | 0 | 0 | 0 | 0
F5_Commercial_Miscellaneous_Existing_Space Heating_Natural Gas_Unit Heater_E6 | F5 | Commercial | Miscellaneous | Existing | Space Heating | Natural Gas | Unit Heater | E6 | Utility - Cost of Operation | 0 | 0 | 0 | 0 | 0 | 0 | 0 | 0 | 0 | 0 | 0 | 0 | 0 | 0 | 0 | 0 | 0 | 0 | 0 | 0 | 0 | 0 | 0 | 0 | 0 | 0 | 0 | 0 | 0 | 0 | 0 | 0 | 0
F5_Commercial_Miscellaneous_Existing_Space Heating_Natural Gas_Unit Heater_E7 | F5 | Commercial | Miscellaneous | Existing | Space Heating | Natural Gas | Unit Heater | E7 | Utility - Cost of Operation | 0 | 0 | 0 | 0 | 0 | 0 | 0 | 0 | 0 | 0 | 0 | 0 | 0 | 0 | 0 | 0 | 0 | 0 | 0 | 0 | 0 | 0 | 0 | 0 | 0 | 0 | 0 | 0 | 0 | 0 | 0 | 0 | 0
F5_Commercial_Miscellaneous_Existing_Space Heating_Natural Gas_Unit Heater_E8 | F5 | Commercial | Miscellaneous | Existing | Space Heating | Natural Gas | Unit Heater | E8 | Utility - Cost of Operation | 0 | 0 | 0 | 0 | 0 | 0 | 0 | 0 | 0 | 0 | 0 | 0 | 0 | 0 | 0 | 0 | 0 | 0 | 0 | 0 | 0 | 0 | 0 | 0 | 0 | 0 | 0 | 0 | 0 | 0 | 0 | 0 | 0
F5_Commercial_Miscellaneous_Existing_Space Heating_Natural Gas_Unit Heater_E9 | F5 | Commercial | Miscellaneous | Existing | Space Heating | Natural Gas | Unit Heater | E9 | Utility - Cost of Operation | 0 | 0 | 0 | 0 | 0 | 0 | 0 | 0 | 0 | 0 | 0 | 0 | 0 | 0 | 0 | 0 | 0 | 0 | 0 | 0 | 0 | 0 | 0 | 0 | 0 | 0 | 0 | 0 | 0 | 0 | 0 | 0 | 0
F5_Commercial_Miscellaneous_Existing_Space Heating_Natural Gas_Unit Heater_E10 | F5 | Commercial | Miscellaneous | Existing | Space Heating | Natural Gas | Unit Heater | E10 | Utility - Cost of Operation | 0 | 0 | 0 | 0 | 0 | 0 | 0 | 0 | 0 | 0 | 0 | 0 | 0 | 0 | 0 | 0 | 0 | 0 | 0 | 0 | 0 | 0 | 0 | 0 | 0 | 0 | 0 | 0 | 0 | 0 | 0 | 0 | 0
F6_Commercial_Miscellaneous_Existing_Space Heating_Natural Gas_Unit Heater_E1 | F6 | Commercial | Miscellaneous | Existing | Space Heating | Natural Gas | Unit Heater | E1 | Utility - Value of Sales | 0.034553 | 0.034538 | 0.034604 | 0.034358 | 0.034169 | 0 | 0 | 0 | 0 | 0 | 0 | 0 | 0 | 0 | 0 | 0 | 0 | 0 | 0 | 0 | 0 | 0 | 0 | 0 | 0 | 0 | 0 | 0 | 0 | 0 | 0 | 0 | 0
F6_Commercial_Miscellaneous_Existing_Space Heating_Natural Gas_Unit Heater_E2 | F6 | Commercial | Miscellaneous | Existing | Space Heating | Natural Gas | Unit Heater | E2 | Utility - Value of Sales | 0.031094 | 0.03108 | 0.031139 | 0.030919 | 0.030748 | 0.030578 | 0.030407 | 0.030236 | 0.030066 | 0.029895 | 0.029725 | 0.029554 | 0.029384 | 0.029213 | 0.029043 | 0.028872 | 0.028702 | 0.028532 | 0.028363 | 0.028199 | 0.028041 | 0.02789 | 0.02775 | 0.027623 | 0.027509 | 0.02741 | 0.027324 | 0.027253 | 0.027196 | 0.027154 | 0.027125 | 0.027111 | 0.027111
F6_Commercial_Miscellaneous_Existing_Space Heating_Natural Gas_Unit Heater_E3 | F6 | Commercial | Miscellaneous | Existing | Space Heating | Natural Gas | Unit Heater | E3 | Utility - Value of Sales | 0.026854 | 0.026842 | 0.026893 | 0.026703 | 0.026556 | 0.026408 | 0.026261 | 0.026114 | 0.025966 | 0.025819 | 0.025672 | 0.025525 | 0.025377 | 0.02523 | 0.025083 | 0.024936 | 0.024788 | 0.024641 | 0.024496 | 0.024354 | 0.024217 | 0.024087 | 0.023967 | 0.023856 | 0.023758 | 0.023672 | 0.023599 | 0.023537 | 0.023488 | 0.023451 | 0.023427 | 0.023415 | 0.023415
F6_Commercial_Miscellaneous_Existing_Space Heating_Natural Gas_Unit Heater_E4 | F6 | Commercial | Miscellaneous | Existing | Space Heating | Natural Gas | Unit Heater | E4 | Utility - Value of Sales | 0 | 0 | 0 | 0 | 0 | 0 | 0 | 0 | 0 | 0 | 0 | 0 | 0 | 0 | 0 | 0 | 0 | 0 | 0 | 0 | 0 | 0 | 0 | 0 | 0 | 0 | 0 | 0 | 0 | 0 | 0 | 0 | 0
F6_Commercial_Miscellaneous_Existing_Space Heating_Natural Gas_Unit Heater_E5 | F6 | Commercial | Miscellaneous | Existing | Space Heating | Natural Gas | Unit Heater | E5 | Utility - Value of Sales | 0 | 0 | 0 | 0 | 0 | 0 | 0 | 0 | 0 | 0 | 0 | 0 | 0 | 0 | 0 | 0 | 0 | 0 | 0 | 0 | 0 | 0 | 0 | 0 | 0 | 0 | 0 | 0 | 0 | 0 | 0 | 0 | 0
F6_Commercial_Miscellaneous_Existing_Space Heating_Natural Gas_Unit Heater_E6 | F6 | Commercial | Miscellaneous | Existing | Space Heating | Natural Gas | Unit Heater | E6 | Utility - Value of Sales | 0 | 0 | 0 | 0 | 0 | 0 | 0 | 0 | 0 | 0 | 0 | 0 | 0 | 0 | 0 | 0 | 0 | 0 | 0 | 0 | 0 | 0 | 0 | 0 | 0 | 0 | 0 | 0 | 0 | 0 | 0 | 0 | 0
F6_Commercial_Miscellaneous_Existing_Space Heating_Natural Gas_Unit Heater_E7 | F6 | Commercial | Miscellaneous | Existing | Space Heating | Natural Gas | Unit Heater | E7 | Utility - Value of Sales | 0 | 0 | 0 | 0 | 0 | 0 | 0 | 0 | 0 | 0 | 0 | 0 | 0 | 0 | 0 | 0 | 0 | 0 | 0 | 0 | 0 | 0 | 0 | 0 | 0 | 0 | 0 | 0 | 0 | 0 | 0 | 0 | 0
F6_Commercial_Miscellaneous_Existing_Space Heating_Natural Gas_Unit Heater_E8 | F6 | Commercial | Miscellaneous | Existing | Space Heating | Natural Gas | Unit Heater | E8 | Utility - Value of Sales | 0 | 0 | 0 | 0 | 0 | 0 | 0 | 0 | 0 | 0 | 0 | 0 | 0 | 0 | 0 | 0 | 0 | 0 | 0 | 0 | 0 | 0 | 0 | 0 | 0 | 0 | 0 | 0 | 0 | 0 | 0 | 0 | 0
F6_Commercial_Miscellaneous_Existing_Space Heating_Natural Gas_Unit Heater_E9 | F6 | Commercial | Miscellaneous | Existing | Space Heating | Natural Gas | Unit Heater | E9 | Utility - Value of Sales | 0 | 0 | 0 | 0 | 0 | 0 | 0 | 0 | 0 | 0 | 0 | 0 | 0 | 0 | 0 | 0 | 0 | 0 | 0 | 0 | 0 | 0 | 0 | 0 | 0 | 0 | 0 | 0 | 0 | 0 | 0 | 0 | 0
F6_Commercial_Miscellaneous_Existing_Space Heating_Natural Gas_Unit Heater_E10 | F6 | Commercial | Miscellaneous | Existing | Space Heating | Natural Gas | Unit Heater | E10 | Utility - Value of Sales | 0 | 0 | 0 | 0 | 0 | 0 | 0 | 0 | 0 | 0 | 0 | 0 | 0 | 0 | 0 | 0 | 0 | 0 | 0 | 0 | 0 | 0 | 0 | 0 | 0 | 0 | 0 | 0 | 0 | 0 | 0 | 0 | 0
F1_Commercial_Miscellaneous_Existing_Water Heating_Natural Gas_Water Heater_E1 | F1 | Commercial | Miscellaneous | Existing | Water Heating | Natural Gas | Water Heater | E1 | RVT - Cost of Equipment | 0.29749 | 0.29704 | 0.29814 | 0.29563 | 0.29404 | 0.29526 | 0.29897 | 0.3019 | 0.30554 | 0.30897 | 0.31241 | 0.31557 | 0.31896 | 0.3225 | 0.32589 | 0.32935 | 0.33285 | 0.33667 | 0.34064 | 0.34484 | 0.34898 | 0.3533 | 0.3573 | 0.36144 | 0.3651 | 0.36829 | 0.37117 | 0.37368 | 0.37563 | 0.37725 | 0.37815 | 0.37875 | 0.37875
F1_Commercial_Miscellaneous_Existing_Water Heating_Natural Gas_Water Heater_E2 | F1 | Commercial | Miscellaneous | Existing | Water Heating | Natural Gas | Water Heater | E2 | RVT - Cost of Equipment | 0.29382 | 0.29338 | 0.29446 | 0.29198 | 0.29041 | 0.29162 | 0.29528 | 0.29817 | 0.30177 | 0.30516 | 0.30855 | 0.31167 | 0.31502 | 0.31852 | 0.32187 | 0.32528 | 0.32874 | 0.33252 | 0.33644 | 0.34058 | 0.34467 | 0.34893 | 0.35289 | 0.35698 | 0.36059 | 0.36374 | 0.36659 | 0.36906 | 0.371 | 0.37259 | 0.37348 | 0.37407 | 0.37407
F1_Commercial_Miscellaneous_Existing_Water Heating_Natural Gas_Water Heater_E3 | F1 | Commercial | Miscellaneous | Existing | Water Heating | Natural Gas | Water Heater | E3 | RVT - Cost of Equipment | 0.27044 | 0.27004 | 0.27104 | 0.26876 | 0.26731 | 0.26842 | 0.27179 | 0.27446 | 0.27776 | 0.28089 | 0.28401 | 0.28688 | 0.28996 | 0.29318 | 0.29627 | 0.2994 | 0.30259 | 0.30607 | 0.30968 | 0.31349 | 0.31726 | 0.32118 | 0.32482 | 0.32858 | 0.33191 | 0.3348 | 0.33743 | 0.33971 | 0.34148 | 0.34295 | 0.34377 | 0.34432 | 0.34432
F1_Commercial_Miscellaneous_Existing_Water Heating_Natural Gas_Water Heater_E4 | F1 | Commercial | Miscellaneous | Existing | Water Heating | Natural Gas | Water Heater | E4 | RVT - Cost of Equipment | 0.25318 | 0.2528 | 0.25374 | 0.2516 | 0.25024 | 0.25129 | 0.25444 | 0.25694 | 0.26003 | 0.26296 | 0.26588 | 0.26857 | 0.27146 | 0.27447 | 0.27736 | 0.28029 | 0.28328 | 0.28653 | 0.28991 | 0.29348 | 0.29701 | 0.30068 | 0.30409 | 0.30761 | 0.31072 | 0.31343 | 0.31589 | 0.31802 | 0.31969 | 0.32106 | 0.32183 | 0.32234 | 0.32234
F1_Commercial_Miscellaneous_Existing_Water Heating_Natural Gas_Water Heater_E5 | F1 | Commercial | Miscellaneous | Existing | Water Heating | Natural Gas | Water Heater | E5 | RVT - Cost of Equipment | 0.24791 | 0.24754 | 0.24845 | 0.24636 | 0.24503 | 0.24605 | 0.24914 | 0.25158 | 0.25462 | 0.25748 | 0.26034 | 0.26297 | 0.2658 | 0.26875 | 0.27158 | 0.27445 | 0.27738 | 0.28056 | 0.28387 | 0.28737 | 0.29082 | 0.29441 | 0.29775 | 0.3012 | 0.30425 | 0.3069 | 0.30931 | 0.3114 | 0.31303 | 0.31437 | 0.31512 | 0.31562 | 0.31562
F1_Commercial_Miscellaneous_Existing_Water Heating_Natural Gas_Water Heater_E6 | F1 | Commercial | Miscellaneous | Existing | Water Heating | Natural Gas | Water Heater | E6 | RVT - Cost of Equipment | 0.24285 | 0.24248 | 0.24338 | 0.24133 | 0.24003 | 0.24103 | 0.24406 | 0.24645 | 0.24942 | 0.25222 | 0.25503 | 0.25761 | 0.26038 | 0.26327 | 0.26603 | 0.26885 | 0.27171 | 0.27484 | 0.27808 | 0.2815 | 0.28488 | 0.28841 | 0.29168 | 0.29505 | 0.29804 | 0.30064 | 0.303 | 0.30504 | 0.30664 | 0.30796 | 0.30869 | 0.30918 | 0.30918
F1_Commercial_Miscellaneous_Existing_Water Heating_Natural Gas_Water Heater_E7 | F1 | Commercial | Miscellaneous | Existing | Water Heating | Natural Gas | Water Heater | E7 | RVT - Cost of Equipment | 0.15892 | 0.1591 | 0.15993 | 0.15918 | 0.15882 | 0.15967 | 0.16159 | 0.16317 | 0.16508 | 0.16695 | 0.16882 | 0.1706 | 0.17249 | 0.17445 | 0.17635 | 0.1783 | 0.18025 | 0.18233 | 0.18444 | 0.18659 | 0.18863 | 0.19066 | 0.19248 | 0.1943 | 0.19587 | 0.19724 | 0.19848 | 0.19956 | 0.2004 | 0.20109 | 0.20148 | 0.20174 | 0.20174
F1_Commercial_Miscellaneous_Existing_Water Heating_Natural Gas_Water Heater_E8 | F1 | Commercial | Miscellaneous | Existing | Water Heating | Natural Gas | Water Heater | E8 | RVT - Cost of Equipment | 0 | 0 | 0 | 0 | 0 | 0 | 0 | 0 | 0 | 0 | 0 | 0 | 0 | 0 | 0 | 0 | 0 | 0 | 0 | 0 | 0 | 0 | 0 | 0 | 0 | 0 | 0 | 0 | 0 | 0 | 0 | 0 | 0
F1_Commercial_Miscellaneous_Existing_Water Heating_Natural Gas_Water Heater_E9 | F1 | Commercial | Miscellaneous | Existing | Water Heating | Natural Gas | Water Heater | E9 | RVT - Cost of Equipment | 0 | 0 | 0 | 0 | 0 | 0 | 0 | 0 | 0 | 0 | 0 | 0 | 0 | 0 | 0 | 0 | 0 | 0 | 0 | 0 | 0 | 0 | 0 | 0 | 0 | 0 | 0 | 0 | 0 | 0 | 0 | 0 | 0
F1_Commercial_Miscellaneous_Existing_Water Heating_Natural Gas_Water Heater_E10 | F1 | Commercial | Miscellaneous | Existing | Water Heating | Natural Gas | Water Heater | E10 | RVT - Cost of Equipment | 0 | 0 | 0 | 0 | 0 | 0 | 0 | 0 | 0 | 0 | 0 | 0 | 0 | 0 | 0 | 0 | 0 | 0 | 0 | 0 | 0 | 0 | 0 | 0 | 0 | 0 | 0 | 0 | 0 | 0 | 0 | 0 | 0
F2_Commercial_Miscellaneous_Existing_Water Heating_Natural Gas_Water Heater_E1 | F2 | Commercial | Miscellaneous | Existing | Water Heating | Natural Gas | Water Heater | E1 | RVT - Cost of Operation | 0.35641 | 0.35588 | 0.35719 | 0.35418 | 0.35228 | 0.35374 | 0.35818 | 0.3617 | 0.36606 | 0.37017 | 0.37429 | 0.37807 | 0.38214 | 0.38638 | 0.39044 | 0.39458 | 0.39878 | 0.40336 | 0.40811 | 0.41314 | 0.4181 | 0.42327 | 0.42807 | 0.43303 | 0.43742 | 0.44123 | 0.44469 | 0.44769 | 0.45003 | 0.45197 | 0.45304 | 0.45377 | 0.45377
F2_Commercial_Miscellaneous_Existing_Water Heating_Natural Gas_Water Heater_E2 | F2 | Commercial | Miscellaneous | Existing | Water Heating | Natural Gas | Water Heater | E2 | RVT - Cost of Operation | 0.35201 | 0.35148 | 0.35279 | 0.34981 | 0.34793 | 0.34938 | 0.35376 | 0.35723 | 0.36154 | 0.3656 | 0.36967 | 0.3734 | 0.37742 | 0.38161 | 0.38562 | 0.38971 | 0.39385 | 0.39838 | 0.40308 | 0.40804 | 0.41294 | 0.41805 | 0.42279 | 0.42768 | 0.43201 | 0.43578 | 0.4392 | 0.44216 | 0.44448 | 0.44639 | 0.44745 | 0.44816 | 0.44816
F2_Commercial_Miscellaneous_Existing_Water Heating_Natural Gas_Water Heater_E3 | F2 | Commercial | Miscellaneous | Existing | Water Heating | Natural Gas | Water Heater | E3 | RVT - Cost of Operation | 0.32401 | 0.32352 | 0.32472 | 0.32199 | 0.32025 | 0.32158 | 0.32562 | 0.32882 | 0.33278 | 0.33652 | 0.34026 | 0.3437 | 0.3474 | 0.35125 | 0.35495 | 0.35871 | 0.36252 | 0.36669 | 0.37101 | 0.37558 | 0.38009 | 0.38479 | 0.38916 | 0.39366 | 0.39765 | 0.40112 | 0.40426 | 0.40699 | 0.40912 | 0.41088 | 0.41186 | 0.41251 | 0.41251
F2_Commercial_Miscellaneous_Existing_Water Heating_Natural Gas_Water Heater_E4 | F2 | Commercial | Miscellaneous | Existing | Water Heating | Natural Gas | Water Heater | E4 | RVT - Cost of Operation | 0.30333 | 0.30287 | 0.304 | 0.30143 | 0.29981 | 0.30106 | 0.30484 | 0.30783 | 0.31154 | 0.31504 | 0.31854 | 0.32176 | 0.32522 | 0.32883 | 0.33229 | 0.33581 | 0.33938 | 0.34328 | 0.34733 | 0.35161 | 0.35583 | 0.36023 | 0.36432 | 0.36853 | 0.37227 | 0.37551 | 0.37846 | 0.38101 | 0.38301 | 0.38465 | 0.38557 | 0.38618 | 0.38618
F2_Commercial_Miscellaneous_Existing_Water Heating_Natural Gas_Water Heater_E5 | F2 | Commercial | Miscellaneous | Existing | Water Heating | Natural Gas | Water Heater | E5 | RVT - Cost of Operation | 0.29701 | 0.29656 | 0.29766 | 0.29515 | 0.29356 | 0.29479 | 0.29849 | 0.30141 | 0.30505 | 0.30848 | 0.31191 | 0.31506 | 0.31845 | 0.32198 | 0.32537 | 0.32881 | 0.33231 | 0.33613 | 0.3401 | 0.34429 | 0.34842 | 0.35273 | 0.35673 | 0.36086 | 0.36451 | 0.36769 | 0.37057 | 0.37308 | 0.37503 | 0.37664 | 0.37754 | 0.37814 | 0.37814
F2_Commercial_Miscellaneous_Existing_Water Heating_Natural Gas_Water Heater_E6 | F2 | Commercial | Miscellaneous | Existing | Water Heating | Natural Gas | Water Heater | E6 | RVT - Cost of Operation | 0.29095 | 0.29051 | 0.29159 | 0.28913 | 0.28757 | 0.28877 | 0.2924 | 0.29526 | 0.29882 | 0.30218 | 0.30554 | 0.30863 | 0.31195 | 0.31541 | 0.31873 | 0.3221 | 0.32553 | 0.32927 | 0.33315 | 0.33726 | 0.34131 | 0.34553 | 0.34945 | 0.35349 | 0.35707 | 0.36019 | 0.36301 | 0.36546 | 0.36737 | 0.36895 | 0.36983 | 0.37042 | 0.37042
F2_Commercial_Miscellaneous_Existing_Water Heating_Natural Gas_Water Heater_E7 | F2 | Commercial | Miscellaneous | Existing | Water Heating | Natural Gas | Water Heater | E7 | RVT - Cost of Operation | 0.19039 | 0.19062 | 0.1916 | 0.1907 | 0.19028 | 0.1913 | 0.19359 | 0.19549 | 0.19778 | 0.20001 | 0.20226 | 0.20439 | 0.20666 | 0.209 | 0.21128 | 0.21361 | 0.21595 | 0.21845 | 0.22098 | 0.22355 | 0.22599 | 0.22842 | 0.2306 | 0.23278 | 0.23467 | 0.23631 | 0.23779 | 0.23908 | 0.24009 | 0.24092 | 0.24138 | 0.2417 | 0.2417
F2_Commercial_Miscellaneous_Existing_Water Heating_Natural Gas_Water Heater_E8 | F2 | Commercial | Miscellaneous | Existing | Water Heating | Natural Gas | Water Heater | E8 | RVT - Cost of Operation | 0 | 0 | 0 | 0 | 0 | 0 | 0 | 0 | 0 | 0 | 0 | 0 | 0 | 0 | 0 | 0 | 0 | 0 | 0 | 0 | 0 | 0 | 0 | 0 | 0 | 0 | 0 | 0 | 0 | 0 | 0 | 0 | 0
F2_Commercial_Miscellaneous_Existing_Water Heating_Natural Gas_Water Heater_E9 | F2 | Commercial | Miscellaneous | Existing | Water Heating | Natural Gas | Water Heater | E9 | RVT - Cost of Operation | 0 | 0 | 0 | 0 | 0 | 0 | 0 | 0 | 0 | 0 | 0 | 0 | 0 | 0 | 0 | 0 | 0 | 0 | 0 | 0 | 0 | 0 | 0 | 0 | 0 | 0 | 0 | 0 | 0 | 0 | 0 | 0 | 0
F2_Commercial_Miscellaneous_Existing_Water Heating_Natural Gas_Water Heater_E10 | F2 | Commercial | Miscellaneous | Existing | Water Heating | Natural Gas | Water Heater | E10 | RVT - Cost of Operation | 0 | 0 | 0 | 0 | 0 | 0 | 0 | 0 | 0 | 0 | 0 | 0 | 0 | 0 | 0 | 0 | 0 | 0 | 0 | 0 | 0 | 0 | 0 | 0 | 0 | 0 | 0 | 0 | 0 | 0 | 0 | 0 | 0
F3_Commercial_Miscellaneous_Existing_Water Heating_Natural Gas_Water Heater_E1 | F3 | Commercial | Miscellaneous | Existing | Water Heating | Natural Gas | Water Heater | E1 | System - kBTUs of Consumption | 0.034469 | 0.034469 | 0.034469 | 0.034469 | 0.034469 | 0.034469 | 0.034469 | 0.034469 | 0.034469 | 0.034469 | 0.034469 | 0.034469 | 0.034469 | 0.034469 | 0.034469 | 0.034469 | 0.034469 | 0.034469 | 0.034469 | 0.034469 | 0.034469 | 0.034469 | 0.034469 | 0.034469 | 0.034469 | 0.034469 | 0.034469 | 0.034469 | 0.034469 | 0.034469 | 0.034469 | 0.034469 | 0.034469
F3_Commercial_Miscellaneous_Existing_Water Heating_Natural Gas_Water Heater_E2 | F3 | Commercial | Miscellaneous | Existing | Water Heating | Natural Gas | Water Heater | E2 | System - kBTUs of Consumption | 0.03446 | 0.03446 | 0.03446 | 0.03446 | 0.03446 | 0.03446 | 0.03446 | 0.03446 | 0.03446 | 0.03446 | 0.03446 | 0.03446 | 0.03446 | 0.03446 | 0.03446 | 0.03446 | 0.03446 | 0.03446 | 0.03446 | 0.03446 | 0.03446 | 0.03446 | 0.03446 | 0.03446 | 0.03446 | 0.03446 | 0.03446 | 0.03446 | 0.03446 | 0.03446 | 0.03446 | 0.03446 | 0.03446
F3_Commercial_Miscellaneous_Existing_Water Heating_Natural Gas_Water Heater_E3 | F3 | Commercial | Miscellaneous | Existing | Water Heating | Natural Gas | Water Heater | E3 | System - kBTUs of Consumption | 0.034962 | 0.034962 | 0.034962 | 0.034962 | 0.034962 | 0.034962 | 0.034962 | 0.034962 | 0.034962 | 0.034962 | 0.034962 | 0.034962 | 0.034962 | 0.034962 | 0.034962 | 0.034962 | 0.034962 | 0.034962 | 0.034962 | 0.034962 | 0.034962 | 0.034962 | 0.034962 | 0.034962 | 0.034962 | 0.034962 | 0.034962 | 0.034962 | 0.034962 | 0.034962 | 0.034962 | 0.034962 | 0.034962
F3_Commercial_Miscellaneous_Existing_Water Heating_Natural Gas_Water Heater_E4 | F3 | Commercial | Miscellaneous | Existing | Water Heating | Natural Gas | Water Heater | E4 | System - kBTUs of Consumption | 0.035464 | 0.035464 | 0.035464 | 0.035464 | 0.035464 | 0.035464 | 0.035464 | 0.035464 | 0.035464 | 0.035464 | 0.035464 | 0.035464 | 0.035464 | 0.035464 | 0.035464 | 0.035464 | 0.035464 | 0.035464 | 0.035464 | 0.035464 | 0.035464 | 0.035464 | 0.035464 | 0.035464 | 0.035464 | 0.035464 | 0.035464 | 0.035464 | 0.035464 | 0.035464 | 0.035464 | 0.035464 | 0.035464
F3_Commercial_Miscellaneous_Existing_Water Heating_Natural Gas_Water Heater_E5 | F3 | Commercial | Miscellaneous | Existing | Water Heating | Natural Gas | Water Heater | E5 | System - kBTUs of Consumption | 0.036219 | 0.036219 | 0.036219 | 0.036219 | 0.036219 | 0.036219 | 0.036219 | 0.036219 | 0.036219 | 0.036219 | 0.036219 | 0.036219 | 0.036219 | 0.036219 | 0.036219 | 0.036219 | 0.036219 | 0.036219 | 0.036219 | 0.036219 | 0.036219 | 0.036219 | 0.036219 | 0.036219 | 0.036219 | 0.036219 | 0.036219 | 0.036219 | 0.036219 | 0.036219 | 0.036219 | 0.036219 | 0.036219
F3_Commercial_Miscellaneous_Existing_Water Heating_Natural Gas_Water Heater_E6 | F3 | Commercial | Miscellaneous | Existing | Water Heating | Natural Gas | Water Heater | E6 | System - kBTUs of Consumption | 0.03015 | 0.03015 | 0.03015 | 0.03015 | 0.03015 | 0.03015 | 0.03015 | 0.03015 | 0.03015 | 0.03015 | 0.03015 | 0.03015 | 0.03015 | 0.03015 | 0.03015 | 0.03015 | 0.03015 | 0.03015 | 0.03015 | 0.03015 | 0.03015 | 0.03015 | 0.03015 | 0.03015 | 0.03015 | 0.03015 | 0.03015 | 0.03015 | 0.03015 | 0.03015 | 0.03015 | 0.03015 | 0.03015
F3_Commercial_Miscellaneous_Existing_Water Heating_Natural Gas_Water Heater_E7 | F3 | Commercial | Miscellaneous | Existing | Water Heating | Natural Gas | Water Heater | E7 | System - kBTUs of Consumption | 0.026263 | 0.026263 | 0.026263 | 0.026263 | 0.026263 | 0.026263 | 0.026263 | 0.026263 | 0.026263 | 0.026263 | 0.026263 | 0.026263 | 0.026263 | 0.026263 | 0.026263 | 0.026263 | 0.026263 | 0.026263 | 0.026263 | 0.026263 | 0.026263 | 0.026263 | 0.026263 | 0.026263 | 0.026263 | 0.026263 | 0.026263 | 0.026263 | 0.026263 | 0.026263 | 0.026263 | 0.026263 | 0.026263
F3_Commercial_Miscellaneous_Existing_Water Heating_Natural Gas_Water Heater_E8 | F3 | Commercial | Miscellaneous | Existing | Water Heating | Natural Gas | Water Heater | E8 | System - kBTUs of Consumption | 0 | 0 | 0 | 0 | 0 | 0 | 0 | 0 | 0 | 0 | 0 | 0 | 0 | 0 | 0 | 0 | 0 | 0 | 0 | 0 | 0 | 0 | 0 | 0 | 0 | 0 | 0 | 0 | 0 | 0 | 0 | 0 | 0
F3_Commercial_Miscellaneous_Existing_Water Heating_Natural Gas_Water Heater_E9 | F3 | Commercial | Miscellaneous | Existing | Water Heating | Natural Gas | Water Heater | E9 | System - kBTUs of Consumption | 0 | 0 | 0 | 0 | 0 | 0 | 0 | 0 | 0 | 0 | 0 | 0 | 0 | 0 | 0 | 0 | 0 | 0 | 0 | 0 | 0 | 0 | 0 | 0 | 0 | 0 | 0 | 0 | 0 | 0 | 0 | 0 | 0
F3_Commercial_Miscellaneous_Existing_Water Heating_Natural Gas_Water Heater_E10 | F3 | Commercial | Miscellaneous | Existing | Water Heating | Natural Gas | Water Heater | E10 | System - kBTUs of Consumption | 0 | 0 | 0 | 0 | 0 | 0 | 0 | 0 | 0 | 0 | 0 | 0 | 0 | 0 | 0 | 0 | 0 | 0 | 0 | 0 | 0 | 0 | 0 | 0 | 0 | 0 | 0 | 0 | 0 | 0 | 0 | 0 | 0
F4_Commercial_Miscellaneous_Existing_Water Heating_Natural Gas_Water Heater_E1 | F4 | Commercial | Miscellaneous | Existing | Water Heating | Natural Gas | Water Heater | E1 | Utility - Cost of Equipment | 0.35641 | 0.35588 | 0.35719 | 0.35418 | 0.35228 | 0.35374 | 0.35818 | 0.3617 | 0.36606 | 0.37017 | 0.37429 | 0.37807 | 0.38214 | 0.38638 | 0.39044 | 0.39458 | 0.39878 | 0.40336 | 0.40811 | 0.41314 | 0.4181 | 0.42327 | 0.42807 | 0.43303 | 0.43742 | 0.44123 | 0.44469 | 0.44769 | 0.45003 | 0.45197 | 0.45304 | 0.45377 | 0.45377
F4_Commercial_Miscellaneous_Existing_Water Heating_Natural Gas_Water Heater_E2 | F4 | Commercial | Miscellaneous | Existing | Water Heating | Natural Gas | Water Heater | E2 | Utility - Cost of Equipment | 0.35201 | 0.35148 | 0.35279 | 0.34981 | 0.34793 | 0.34938 | 0.35376 | 0.35723 | 0.36154 | 0.3656 | 0.36967 | 0.3734 | 0.37742 | 0.38161 | 0.38562 | 0.38971 | 0.39385 | 0.39838 | 0.40308 | 0.40804 | 0.41294 | 0.41805 | 0.42279 | 0.42768 | 0.43201 | 0.43578 | 0.4392 | 0.44216 | 0.44448 | 0.44639 | 0.44745 | 0.44816 | 0.44816
F4_Commercial_Miscellaneous_Existing_Water Heating_Natural Gas_Water Heater_E3 | F4 | Commercial | Miscellaneous | Existing | Water Heating | Natural Gas | Water Heater | E3 | Utility - Cost of Equipment | 0.32401 | 0.32352 | 0.32472 | 0.32199 | 0.32025 | 0.32158 | 0.32562 | 0.32882 | 0.33278 | 0.33652 | 0.34026 | 0.3437 | 0.3474 | 0.35125 | 0.35495 | 0.35871 | 0.36252 | 0.36669 | 0.37101 | 0.37558 | 0.38009 | 0.38479 | 0.38916 | 0.39366 | 0.39765 | 0.40112 | 0.40426 | 0.40699 | 0.40912 | 0.41088 | 0.41186 | 0.41251 | 0.41251
F4_Commercial_Miscellaneous_Existing_Water Heating_Natural Gas_Water Heater_E4 | F4 | Commercial | Miscellaneous | Existing | Water Heating | Natural Gas | Water Heater | E4 | Utility - Cost of Equipment | 0.30333 | 0.30287 | 0.304 | 0.30143 | 0.29981 | 0.30106 | 0.30484 | 0.30783 | 0.31154 | 0.31504 | 0.31854 | 0.32176 | 0.32522 | 0.32883 | 0.33229 | 0.33581 | 0.33938 | 0.34328 | 0.34733 | 0.35161 | 0.35583 | 0.36023 | 0.36432 | 0.36853 | 0.37227 | 0.37551 | 0.37846 | 0.38101 | 0.38301 | 0.38465 | 0.38557 | 0.38618 | 0.38618
F4_Commercial_Miscellaneous_Existing_Water Heating_Natural Gas_Water Heater_E5 | F4 | Commercial | Miscellaneous | Existing | Water Heating | Natural Gas | Water Heater | E5 | Utility - Cost of Equipment | 0.29701 | 0.29656 | 0.29766 | 0.29515 | 0.29356 | 0.29479 | 0.29849 | 0.30141 | 0.30505 | 0.30848 | 0.31191 | 0.31506 | 0.31845 | 0.32198 | 0.32537 | 0.32881 | 0.33231 | 0.33613 | 0.3401 | 0.34429 | 0.34842 | 0.35273 | 0.35673 | 0.36086 | 0.36451 | 0.36769 | 0.37057 | 0.37308 | 0.37503 | 0.37664 | 0.37754 | 0.37814 | 0.37814
F4_Commercial_Miscellaneous_Existing_Water Heating_Natural Gas_Water Heater_E6 | F4 | Commercial | Miscellaneous | Existing | Water Heating | Natural Gas | Water Heater | E6 | Utility - Cost of Equipment | 0.29095 | 0.29051 | 0.29159 | 0.28913 | 0.28757 | 0.28877 | 0.2924 | 0.29526 | 0.29882 | 0.30218 | 0.30554 | 0.30863 | 0.31195 | 0.31541 | 0.31873 | 0.3221 | 0.32553 | 0.32927 | 0.33315 | 0.33726 | 0.34131 | 0.34553 | 0.34945 | 0.35349 | 0.35707 | 0.36019 | 0.36301 | 0.36546 | 0.36737 | 0.36895 | 0.36983 | 0.37042 | 0.37042
F4_Commercial_Miscellaneous_Existing_Water Heating_Natural Gas_Water Heater_E7 | F4 | Commercial | Miscellaneous | Existing | Water Heating | Natural Gas | Water Heater | E7 | Utility - Cost of Equipment | 0.19039 | 0.19062 | 0.1916 | 0.1907 | 0.19028 | 0.1913 | 0.19359 | 0.19549 | 0.19778 | 0.20001 | 0.20226 | 0.20439 | 0.20666 | 0.209 | 0.21128 | 0.21361 | 0.21595 | 0.21845 | 0.22098 | 0.22355 | 0.22599 | 0.22842 | 0.2306 | 0.23278 | 0.23467 | 0.23631 | 0.23779 | 0.23908 | 0.24009 | 0.24092 | 0.24138 | 0.2417 | 0.2417
F4_Commercial_Miscellaneous_Existing_Water Heating_Natural Gas_Water Heater_E8 | F4 | Commercial | Miscellaneous | Existing | Water Heating | Natural Gas | Water Heater | E8 | Utility - Cost of Equipment | 0 | 0 | 0 | 0 | 0 | 0 | 0 | 0 | 0 | 0 | 0 | 0 | 0 | 0 | 0 | 0 | 0 | 0 | 0 | 0 | 0 | 0 | 0 | 0 | 0 | 0 | 0 | 0 | 0 | 0 | 0 | 0 | 0
F4_Commercial_Miscellaneous_Existing_Water Heating_Natural Gas_Water Heater_E9 | F4 | Commercial | Miscellaneous | Existing | Water Heating | Natural Gas | Water Heater | E9 | Utility - Cost of Equipment | 0 | 0 | 0 | 0 | 0 | 0 | 0 | 0 | 0 | 0 | 0 | 0 | 0 | 0 | 0 | 0 | 0 | 0 | 0 | 0 | 0 | 0 | 0 | 0 | 0 | 0 | 0 | 0 | 0 | 0 | 0 | 0 | 0
F4_Commercial_Miscellaneous_Existing_Water Heating_Natural Gas_Water Heater_E10 | F4 | Commercial | Miscellaneous | Existing | Water Heating | Natural Gas | Water Heater | E10 | Utility - Cost of Equipment | 0 | 0 | 0 | 0 | 0 | 0 | 0 | 0 | 0 | 0 | 0 | 0 | 0 | 0 | 0 | 0 | 0 | 0 | 0 | 0 | 0 | 0 | 0 | 0 | 0 | 0 | 0 | 0 | 0 | 0 | 0 | 0 | 0
F5_Commercial_Miscellaneous_Existing_Water Heating_Natural Gas_Water Heater_E1 | F5 | Commercial | Miscellaneous | Existing | Water Heating | Natural Gas | Water Heater | E1 | Utility - Cost of Operation | 0.034469 | 0.034469 | 0.034469 | 0.034469 | 0.034469 | 0.034469 | 0.034469 | 0.034469 | 0.034469 | 0.034469 | 0.034469 | 0.034469 | 0.034469 | 0.034469 | 0.034469 | 0.034469 | 0.034469 | 0.034469 | 0.034469 | 0.034469 | 0.034469 | 0.034469 | 0.034469 | 0.034469 | 0.034469 | 0.034469 | 0.034469 | 0.034469 | 0.034469 | 0.034469 | 0.034469 | 0.034469 | 0.034469
F5_Commercial_Miscellaneous_Existing_Water Heating_Natural Gas_Water Heater_E2 | F5 | Commercial | Miscellaneous | Existing | Water Heating | Natural Gas | Water Heater | E2 | Utility - Cost of Operation | 0.03446 | 0.03446 | 0.03446 | 0.03446 | 0.03446 | 0.03446 | 0.03446 | 0.03446 | 0.03446 | 0.03446 | 0.03446 | 0.03446 | 0.03446 | 0.03446 | 0.03446 | 0.03446 | 0.03446 | 0.03446 | 0.03446 | 0.03446 | 0.03446 | 0.03446 | 0.03446 | 0.03446 | 0.03446 | 0.03446 | 0.03446 | 0.03446 | 0.03446 | 0.03446 | 0.03446 | 0.03446 | 0.03446
F5_Commercial_Miscellaneous_Existing_Water Heating_Natural Gas_Water Heater_E3 | F5 | Commercial | Miscellaneous | Existing | Water Heating | Natural Gas | Water Heater | E3 | Utility - Cost of Operation | 0.034962 | 0.034962 | 0.034962 | 0.034962 | 0.034962 | 0.034962 | 0.034962 | 0.034962 | 0.034962 | 0.034962 | 0.034962 | 0.034962 | 0.034962 | 0.034962 | 0.034962 | 0.034962 | 0.034962 | 0.034962 | 0.034962 | 0.034962 | 0.034962 | 0.034962 | 0.034962 | 0.034962 | 0.034962 | 0.034962 | 0.034962 | 0.034962 | 0.034962 | 0.034962 | 0.034962 | 0.034962 | 0.034962
F5_Commercial_Miscellaneous_Existing_Water Heating_Natural Gas_Water Heater_E4 | F5 | Commercial | Miscellaneous | Existing | Water Heating | Natural Gas | Water Heater | E4 | Utility - Cost of Operation | 0.035464 | 0.035464 | 0.035464 | 0.035464 | 0.035464 | 0.035464 | 0.035464 | 0.035464 | 0.035464 | 0.035464 | 0.035464 | 0.035464 | 0.035464 | 0.035464 | 0.035464 | 0.035464 | 0.035464 | 0.035464 | 0.035464 | 0.035464 | 0.035464 | 0.035464 | 0.035464 | 0.035464 | 0.035464 | 0.035464 | 0.035464 | 0.035464 | 0.035464 | 0.035464 | 0.035464 | 0.035464 | 0.035464
F5_Commercial_Miscellaneous_Existing_Water Heating_Natural Gas_Water Heater_E5 | F5 | Commercial | Miscellaneous | Existing | Water Heating | Natural Gas | Water Heater | E5 | Utility - Cost of Operation | 0.036219 | 0.036219 | 0.036219 | 0.036219 | 0.036219 | 0.036219 | 0.036219 | 0.036219 | 0.036219 | 0.036219 | 0.036219 | 0.036219 | 0.036219 | 0.036219 | 0.036219 | 0.036219 | 0.036219 | 0.036219 | 0.036219 | 0.036219 | 0.036219 | 0.036219 | 0.036219 | 0.036219 | 0.036219 | 0.036219 | 0.036219 | 0.036219 | 0.036219 | 0.036219 | 0.036219 | 0.036219 | 0.036219
F5_Commercial_Miscellaneous_Existing_Water Heating_Natural Gas_Water Heater_E6 | F5 | Commercial | Miscellaneous | Existing | Water Heating | Natural Gas | Water Heater | E6 | Utility - Cost of Operation | 0.03015 | 0.03015 | 0.03015 | 0.03015 | 0.03015 | 0.03015 | 0.03015 | 0.03015 | 0.03015 | 0.03015 | 0.03015 | 0.03015 | 0.03015 | 0.03015 | 0.03015 | 0.03015 | 0.03015 | 0.03015 | 0.03015 | 0.03015 | 0.03015 | 0.03015 | 0.03015 | 0.03015 | 0.03015 | 0.03015 | 0.03015 | 0.03015 | 0.03015 | 0.03015 | 0.03015 | 0.03015 | 0.03015
F5_Commercial_Miscellaneous_Existing_Water Heating_Natural Gas_Water Heater_E7 | F5 | Commercial | Miscellaneous | Existing | Water Heating | Natural Gas | Water Heater | E7 | Utility - Cost of Operation | 0.026263 | 0.026263 | 0.026263 | 0.026263 | 0.026263 | 0.026263 | 0.026263 | 0.026263 | 0.026263 | 0.026263 | 0.026263 | 0.026263 | 0.026263 | 0.026263 | 0.026263 | 0.026263 | 0.026263 | 0.026263 | 0.026263 | 0.026263 | 0.026263 | 0.026263 | 0.026263 | 0.026263 | 0.026263 | 0.026263 | 0.026263 | 0.026263 | 0.026263 | 0.026263 | 0.026263 | 0.026263 | 0.026263
F5_Commercial_Miscellaneous_Existing_Water Heating_Natural Gas_Water Heater_E8 | F5 | Commercial | Miscellaneous | Existing | Water Heating | Natural Gas | Water Heater | E8 | Utility - Cost of Operation | 0 | 0 | 0 | 0 | 0 | 0 | 0 | 0 | 0 | 0 | 0 | 0 | 0 | 0 | 0 | 0 | 0 | 0 | 0 | 0 | 0 | 0 | 0 | 0 | 0 | 0 | 0 | 0 | 0 | 0 | 0 | 0 | 0
F5_Commercial_Miscellaneous_Existing_Water Heating_Natural Gas_Water Heater_E9 | F5 | Commercial | Miscellaneous | Existing | Water Heating | Natural Gas | Water Heater | E9 | Utility - Cost of Operation | 0 | 0 | 0 | 0 | 0 | 0 | 0 | 0 | 0 | 0 | 0 | 0 | 0 | 0 | 0 | 0 | 0 | 0 | 0 | 0 | 0 | 0 | 0 | 0 | 0 | 0 | 0 | 0 | 0 | 0 | 0 | 0 | 0
F5_Commercial_Miscellaneous_Existing_Water Heating_Natural Gas_Water Heater_E10 | F5 | Commercial | Miscellaneous | Existing | Water Heating | Natural Gas | Water Heater | E10 | Utility - Cost of Operation | 0 | 0 | 0 | 0 | 0 | 0 | 0 | 0 | 0 | 0 | 0 | 0 | 0 | 0 | 0 | 0 | 0 | 0 | 0 | 0 | 0 | 0 | 0 | 0 | 0 | 0 | 0 | 0 | 0 | 0 | 0 | 0 | 0
F6_Commercial_Miscellaneous_Existing_Water Heating_Natural Gas_Water Heater_E1 | F6 | Commercial | Miscellaneous | Existing | Water Heating | Natural Gas | Water Heater | E1 | Utility - Value of Sales | 0.23968 | 0.24097 | 0.24304 | 0.24259 | 0.24259 | 0.24259 | 0.24259 | 0.24259 | 0.24259 | 0.24259 | 0.24259 | 0.24259 | 0.24259 | 0.24259 | 0.24259 | 0.24259 | 0.24259 | 0.24259 | 0.24259 | 0.24259 | 0.24259 | 0.24259 | 0.24259 | 0.24259 | 0.24259 | 0.24259 | 0.24259 | 0.24259 | 0.24259 | 0.24259 | 0.24259 | 0.24259 | 0.24259
F6_Commercial_Miscellaneous_Existing_Water Heating_Natural Gas_Water Heater_E2 | F6 | Commercial | Miscellaneous | Existing | Water Heating | Natural Gas | Water Heater | E2 | Utility - Value of Sales | 0.23672 | 0.23799 | 0.24004 | 0.23959 | 0.23959 | 0.23959 | 0.23959 | 0.23959 | 0.23959 | 0.23959 | 0.23959 | 0.23959 | 0.23959 | 0.23959 | 0.23959 | 0.23959 | 0.23959 | 0.23959 | 0.23959 | 0.23959 | 0.23959 | 0.23959 | 0.23959 | 0.23959 | 0.23959 | 0.23959 | 0.23959 | 0.23959 | 0.23959 | 0.23959 | 0.23959 | 0.23959 | 0.23959
F6_Commercial_Miscellaneous_Existing_Water Heating_Natural Gas_Water Heater_E3 | F6 | Commercial | Miscellaneous | Existing | Water Heating | Natural Gas | Water Heater | E3 | Utility - Value of Sales | 0.21789 | 0.21906 | 0.22095 | 0.22053 | 0.22053 | 0.22053 | 0.22053 | 0.22053 | 0.22053 | 0.22053 | 0.22053 | 0.22053 | 0.22053 | 0.22053 | 0.22053 | 0.22053 | 0.22053 | 0.22053 | 0.22053 | 0.22053 | 0.22053 | 0.22053 | 0.22053 | 0.22053 | 0.22053 | 0.22053 | 0.22053 | 0.22053 | 0.22053 | 0.22053 | 0.22053 | 0.22053 | 0.22053
F6_Commercial_Miscellaneous_Existing_Water Heating_Natural Gas_Water Heater_E4 | F6 | Commercial | Miscellaneous | Existing | Water Heating | Natural Gas | Water Heater | E4 | Utility - Value of Sales | 0.20398 | 0.20508 | 0.20684 | 0.20646 | 0.20646 | 0.20646 | 0.20646 | 0.20646 | 0.20646 | 0.20646 | 0.20646 | 0.20646 | 0.20646 | 0.20646 | 0.20646 | 0.20646 | 0.20646 | 0.20646 | 0.20646 | 0.20646 | 0.20646 | 0.20646 | 0.20646 | 0.20646 | 0.20646 | 0.20646 | 0.20646 | 0.20646 | 0.20646 | 0.20646 | 0.20646 | 0.20646 | 0.20646
F6_Commercial_Miscellaneous_Existing_Water Heating_Natural Gas_Water Heater_E5 | F6 | Commercial | Miscellaneous | Existing | Water Heating | Natural Gas | Water Heater | E5 | Utility - Value of Sales | 0.19973 | 0.20081 | 0.20254 | 0.20216 | 0.20216 | 0.20216 | 0.20216 | 0.20216 | 0.20216 | 0.20216 | 0.20216 | 0.20216 | 0.20216 | 0.20216 | 0.20216 | 0.20216 | 0.20216 | 0.20216 | 0.20216 | 0.20216 | 0.20216 | 0.20216 | 0.20216 | 0.20216 | 0.20216 | 0.20216 | 0.20216 | 0.20216 | 0.20216 | 0.20216 | 0.20216 | 0.20216 | 0.20216
F6_Commercial_Miscellaneous_Existing_Water Heating_Natural Gas_Water Heater_E6 | F6 | Commercial | Miscellaneous | Existing | Water Heating | Natural Gas | Water Heater | E6 | Utility - Value of Sales | 0.19566 | 0.19671 | 0.1984 | 0.19803 | 0.19803 | 0.19803 | 0.19803 | 0.19803 | 0.19803 | 0.19803 | 0.19803 | 0.19803 | 0.19803 | 0.19803 | 0.19803 | 0.19803 | 0.19803 | 0.19803 | 0.19803 | 0.19803 | 0.19803 | 0.19803 | 0.19803 | 0.19803 | 0.19803 | 0.19803 | 0.19803 | 0.19803 | 0.19803 | 0.19803 | 0.19803 | 0.19803 | 0.19803
F6_Commercial_Miscellaneous_Existing_Water Heating_Natural Gas_Water Heater_E7 | F6 | Commercial | Miscellaneous | Existing | Water Heating | Natural Gas | Water Heater | E7 | Utility - Value of Sales | 0.12819 | 0.12872 | 0.12957 | 0.12938 | 0.12938 | 0.12938 | 0.12938 | 0.12938 | 0.12938 | 0.12938 | 0.12938 | 0.12938 | 0.12938 | 0.12938 | 0.12938 | 0.12938 | 0.12938 | 0.12938 | 0.12938 | 0.12938 | 0.12938 | 0.12938 | 0.12938 | 0.12938 | 0.12938 | 0.12938 | 0.12938 | 0.12938 | 0.12938 | 0.12938 | 0.12938 | 0.12938 | 0.12938
F6_Commercial_Miscellaneous_Existing_Water Heating_Natural Gas_Water Heater_E8 | F6 | Commercial | Miscellaneous | Existing | Water Heating | Natural Gas | Water Heater | E8 | Utility - Value of Sales | 0 | 0 | 0 | 0 | 0 | 0 | 0 | 0 | 0 | 0 | 0 | 0 | 0 | 0 | 0 | 0 | 0 | 0 | 0 | 0 | 0 | 0 | 0 | 0 | 0 | 0 | 0 | 0 | 0 | 0 | 0 | 0 | 0
F6_Commercial_Miscellaneous_Existing_Water Heating_Natural Gas_Water Heater_E9 | F6 | Commercial | Miscellaneous | Existing | Water Heating | Natural Gas | Water Heater | E9 | Utility - Value of Sales | 0 | 0 | 0 | 0 | 0 | 0 | 0 | 0 | 0 | 0 | 0 | 0 | 0 | 0 | 0 | 0 | 0 | 0 | 0 | 0 | 0 | 0 | 0 | 0 | 0 | 0 | 0 | 0 | 0 | 0 | 0 | 0 | 0
F6_Commercial_Miscellaneous_Existing_Water Heating_Natural Gas_Water Heater_E10 | F6 | Commercial | Miscellaneous | Existing | Water Heating | Natural Gas | Water Heater | E10 | Utility - Value of Sales | 0 | 0 | 0 | 0 | 0 | 0 | 0 | 0 | 0 | 0 | 0 | 0 | 0 | 0 | 0 | 0 | 0 | 0 | 0 | 0 | 0 | 0 | 0 | 0 | 0 | 0 | 0 | 0 | 0 | 0 | 0 | 0 | 0
F1_Commercial_Miscellaneous_Existing_Food Preparation_Natural Gas_Oven_E1 | F1 | Commercial | Miscellaneous | Existing | Food Preparation | Natural Gas | Oven | E1 | RVT - Cost of Equipment | 0.044896 | 0.044907 | 0.045132 | 0.04483 | 0.044651 | 0.044806 | 0.045243 | 0.045593 | 0.046023 | 0.046435 | 0.046845 | 0.047226 | 0.047636 | 0.048061 | 0.048468 | 0.048885 | 0.049305 | 0.049764 | 0.050239 | 0.050739 | 0.051226 | 0.051728 | 0.052187 | 0.05266 | 0.053076 | 0.053437 | 0.053764 | 0.054047 | 0.054269 | 0.05445 | 0.054549 | 0.054616 | 0.054616
F1_Commercial_Miscellaneous_Existing_Food Preparation_Natural Gas_Oven_E2 | F1 | Commercial | Miscellaneous | Existing | Food Preparation | Natural Gas | Oven | E2 | RVT - Cost of Equipment | 0.025709 | 0.025715 | 0.025844 | 0.025671 | 0.025568 | 0.025657 | 0.025907 | 0.026108 | 0.026354 | 0.02659 | 0.026825 | 0.027043 | 0.027277 | 0.027521 | 0.027754 | 0.027993 | 0.028234 | 0.028496 | 0.028768 | 0.029055 | 0.029333 | 0.029621 | 0.029884 | 0.030154 | 0.030393 | 0.030599 | 0.030787 | 0.030949 | 0.031076 | 0.03118 | 0.031236 | 0.031274 | 0.031274
F1_Commercial_Miscellaneous_Existing_Food Preparation_Natural Gas_Oven_E3 | F1 | Commercial | Miscellaneous | Existing | Food Preparation | Natural Gas | Oven | E3 | RVT - Cost of Equipment | 0 | 0 | 0 | 0 | 0 | 0 | 0 | 0 | 0 | 0 | 0 | 0 | 0 | 0 | 0 | 0 | 0 | 0 | 0 | 0 | 0 | 0 | 0 | 0 | 0 | 0 | 0 | 0 | 0 | 0 | 0 | 0 | 0
F1_Commercial_Miscellaneous_Existing_Food Preparation_Natural Gas_Oven_E4 | F1 | Commercial | Miscellaneous | Existing | Food Preparation | Natural Gas | Oven | E4 | RVT - Cost of Equipment | 0 | 0 | 0 | 0 | 0 | 0 | 0 | 0 | 0 | 0 | 0 | 0 | 0 | 0 | 0 | 0 | 0 | 0 | 0 | 0 | 0 | 0 | 0 | 0 | 0 | 0 | 0 | 0 | 0 | 0 | 0 | 0 | 0
F1_Commercial_Miscellaneous_Existing_Food Preparation_Natural Gas_Oven_E5 | F1 | Commercial | Miscellaneous | Existing | Food Preparation | Natural Gas | Oven | E5 | RVT - Cost of Equipment | 0 | 0 | 0 | 0 | 0 | 0 | 0 | 0 | 0 | 0 | 0 | 0 | 0 | 0 | 0 | 0 | 0 | 0 | 0 | 0 | 0 | 0 | 0 | 0 | 0 | 0 | 0 | 0 | 0 | 0 | 0 | 0 | 0
F1_Commercial_Miscellaneous_Existing_Food Preparation_Natural Gas_Oven_E6 | F1 | Commercial | Miscellaneous | Existing | Food Preparation | Natural Gas | Oven | E6 | RVT - Cost of Equipment | 0 | 0 | 0 | 0 | 0 | 0 | 0 | 0 | 0 | 0 | 0 | 0 | 0 | 0 | 0 | 0 | 0 | 0 | 0 | 0 | 0 | 0 | 0 | 0 | 0 | 0 | 0 | 0 | 0 | 0 | 0 | 0 | 0
F1_Commercial_Miscellaneous_Existing_Food Preparation_Natural Gas_Oven_E7 | F1 | Commercial | Miscellaneous | Existing | Food Preparation | Natural Gas | Oven | E7 | RVT - Cost of Equipment | 0 | 0 | 0 | 0 | 0 | 0 | 0 | 0 | 0 | 0 | 0 | 0 | 0 | 0 | 0 | 0 | 0 | 0 | 0 | 0 | 0 | 0 | 0 | 0 | 0 | 0 | 0 | 0 | 0 | 0 | 0 | 0 | 0
F1_Commercial_Miscellaneous_Existing_Food Preparation_Natural Gas_Oven_E8 | F1 | Commercial | Miscellaneous | Existing | Food Preparation | Natural Gas | Oven | E8 | RVT - Cost of Equipment | 0 | 0 | 0 | 0 | 0 | 0 | 0 | 0 | 0 | 0 | 0 | 0 | 0 | 0 | 0 | 0 | 0 | 0 | 0 | 0 | 0 | 0 | 0 | 0 | 0 | 0 | 0 | 0 | 0 | 0 | 0 | 0 | 0
F1_Commercial_Miscellaneous_Existing_Food Preparation_Natural Gas_Oven_E9 | F1 | Commercial | Miscellaneous | Existing | Food Preparation | Natural Gas | Oven | E9 | RVT - Cost of Equipment | 0 | 0 | 0 | 0 | 0 | 0 | 0 | 0 | 0 | 0 | 0 | 0 | 0 | 0 | 0 | 0 | 0 | 0 | 0 | 0 | 0 | 0 | 0 | 0 | 0 | 0 | 0 | 0 | 0 | 0 | 0 | 0 | 0
F1_Commercial_Miscellaneous_Existing_Food Preparation_Natural Gas_Oven_E10 | F1 | Commercial | Miscellaneous | Existing | Food Preparation | Natural Gas | Oven | E10 | RVT - Cost of Equipment | 0 | 0 | 0 | 0 | 0 | 0 | 0 | 0 | 0 | 0 | 0 | 0 | 0 | 0 | 0 | 0 | 0 | 0 | 0 | 0 | 0 | 0 | 0 | 0 | 0 | 0 | 0 | 0 | 0 | 0 | 0 | 0 | 0
F2_Commercial_Miscellaneous_Existing_Food Preparation_Natural Gas_Oven_E1 | F2 | Commercial | Miscellaneous | Existing | Food Preparation | Natural Gas | Oven | E1 | RVT - Cost of Operation | 0.053789 | 0.053802 | 0.054071 | 0.05371 | 0.053495 | 0.05368 | 0.054203 | 0.054623 | 0.055139 | 0.055632 | 0.056123 | 0.05658 | 0.057071 | 0.057581 | 0.058068 | 0.058567 | 0.059071 | 0.05962 | 0.06019 | 0.060789 | 0.061372 | 0.061973 | 0.062523 | 0.06309 | 0.063589 | 0.06402 | 0.064413 | 0.064752 | 0.065018 | 0.065235 | 0.065354 | 0.065433 | 0.065433
F2_Commercial_Miscellaneous_Existing_Food Preparation_Natural Gas_Oven_E2 | F2 | Commercial | Miscellaneous | Existing | Food Preparation | Natural Gas | Oven | E2 | RVT - Cost of Operation | 0.030801 | 0.030809 | 0.030963 | 0.030756 | 0.030633 | 0.030739 | 0.031038 | 0.031279 | 0.031574 | 0.031856 | 0.032138 | 0.032399 | 0.03268 | 0.032972 | 0.033252 | 0.033537 | 0.033826 | 0.03414 | 0.034466 | 0.03481 | 0.035143 | 0.035487 | 0.035803 | 0.036127 | 0.036413 | 0.03666 | 0.036885 | 0.037079 | 0.037231 | 0.037355 | 0.037423 | 0.037469 | 0.037469
F2_Commercial_Miscellaneous_Existing_Food Preparation_Natural Gas_Oven_E3 | F2 | Commercial | Miscellaneous | Existing | Food Preparation | Natural Gas | Oven | E3 | RVT - Cost of Operation | 0 | 0 | 0 | 0 | 0 | 0 | 0 | 0 | 0 | 0 | 0 | 0 | 0 | 0 | 0 | 0 | 0 | 0 | 0 | 0 | 0 | 0 | 0 | 0 | 0 | 0 | 0 | 0 | 0 | 0 | 0 | 0 | 0
F2_Commercial_Miscellaneous_Existing_Food Preparation_Natural Gas_Oven_E4 | F2 | Commercial | Miscellaneous | Existing | Food Preparation | Natural Gas | Oven | E4 | RVT - Cost of Operation | 0 | 0 | 0 | 0 | 0 | 0 | 0 | 0 | 0 | 0 | 0 | 0 | 0 | 0 | 0 | 0 | 0 | 0 | 0 | 0 | 0 | 0 | 0 | 0 | 0 | 0 | 0 | 0 | 0 | 0 | 0 | 0 | 0
F2_Commercial_Miscellaneous_Existing_Food Preparation_Natural Gas_Oven_E5 | F2 | Commercial | Miscellaneous | Existing | Food Preparation | Natural Gas | Oven | E5 | RVT - Cost of Operation | 0 | 0 | 0 | 0 | 0 | 0 | 0 | 0 | 0 | 0 | 0 | 0 | 0 | 0 | 0 | 0 | 0 | 0 | 0 | 0 | 0 | 0 | 0 | 0 | 0 | 0 | 0 | 0 | 0 | 0 | 0 | 0 | 0
F2_Commercial_Miscellaneous_Existing_Food Preparation_Natural Gas_Oven_E6 | F2 | Commercial | Miscellaneous | Existing | Food Preparation | Natural Gas | Oven | E6 | RVT - Cost of Operation | 0 | 0 | 0 | 0 | 0 | 0 | 0 | 0 | 0 | 0 | 0 | 0 | 0 | 0 | 0 | 0 | 0 | 0 | 0 | 0 | 0 | 0 | 0 | 0 | 0 | 0 | 0 | 0 | 0 | 0 | 0 | 0 | 0
F2_Commercial_Miscellaneous_Existing_Food Preparation_Natural Gas_Oven_E7 | F2 | Commercial | Miscellaneous | Existing | Food Preparation | Natural Gas | Oven | E7 | RVT - Cost of Operation | 0 | 0 | 0 | 0 | 0 | 0 | 0 | 0 | 0 | 0 | 0 | 0 | 0 | 0 | 0 | 0 | 0 | 0 | 0 | 0 | 0 | 0 | 0 | 0 | 0 | 0 | 0 | 0 | 0 | 0 | 0 | 0 | 0
F2_Commercial_Miscellaneous_Existing_Food Preparation_Natural Gas_Oven_E8 | F2 | Commercial | Miscellaneous | Existing | Food Preparation | Natural Gas | Oven | E8 | RVT - Cost of Operation | 0 | 0 | 0 | 0 | 0 | 0 | 0 | 0 | 0 | 0 | 0 | 0 | 0 | 0 | 0 | 0 | 0 | 0 | 0 | 0 | 0 | 0 | 0 | 0 | 0 | 0 | 0 | 0 | 0 | 0 | 0 | 0 | 0
F2_Commercial_Miscellaneous_Existing_Food Preparation_Natural Gas_Oven_E9 | F2 | Commercial | Miscellaneous | Existing | Food Preparation | Natural Gas | Oven | E9 | RVT - Cost of Operation | 0 | 0 | 0 | 0 | 0 | 0 | 0 | 0 | 0 | 0 | 0 | 0 | 0 | 0 | 0 | 0 | 0 | 0 | 0 | 0 | 0 | 0 | 0 | 0 | 0 | 0 | 0 | 0 | 0 | 0 | 0 | 0 | 0
F2_Commercial_Miscellaneous_Existing_Food Preparation_Natural Gas_Oven_E10 | F2 | Commercial | Miscellaneous | Existing | Food Preparation | Natural Gas | Oven | E10 | RVT - Cost of Operation | 0 | 0 | 0 | 0 | 0 | 0 | 0 | 0 | 0 | 0 | 0 | 0 | 0 | 0 | 0 | 0 | 0 | 0 | 0 | 0 | 0 | 0 | 0 | 0 | 0 | 0 | 0 | 0 | 0 | 0 | 0 | 0 | 0
F3_Commercial_Miscellaneous_Existing_Food Preparation_Natural Gas_Oven_E1 | F3 | Commercial | Miscellaneous | Existing | Food Preparation | Natural Gas | Oven | E1 | System - kBTUs of Consumption | 0.075303 | 0.075303 | 0.075303 | 0.075303 | 0.075303 | 0.075303 | 0.075303 | 0.075303 | 0.075303 | 0.075303 | 0.075303 | 0.075303 | 0.075303 | 0.075303 | 0.075303 | 0.075303 | 0.075303 | 0.075303 | 0.075303 | 0.075303 | 0.075303 | 0.075303 | 0.075303 | 0.075303 | 0.075303 | 0.075303 | 0.075303 | 0.075303 | 0.075303 | 0.075303 | 0.075303 | 0.075303 | 0.075303
F3_Commercial_Miscellaneous_Existing_Food Preparation_Natural Gas_Oven_E2 | F3 | Commercial | Miscellaneous | Existing | Food Preparation | Natural Gas | Oven | E2 | System - kBTUs of Consumption | 0.078467 | 0.078467 | 0.078467 | 0.078467 | 0.078467 | 0.078467 | 0.078467 | 0.078467 | 0.078467 | 0.078467 | 0.078467 | 0.078467 | 0.078467 | 0.078467 | 0.078467 | 0.078467 | 0.078467 | 0.078467 | 0.078467 | 0.078467 | 0.078467 | 0.078467 | 0.078467 | 0.078467 | 0.078467 | 0.078467 | 0.078467 | 0.078467 | 0.078467 | 0.078467 | 0.078467 | 0.078467 | 0.078467
F3_Commercial_Miscellaneous_Existing_Food Preparation_Natural Gas_Oven_E3 | F3 | Commercial | Miscellaneous | Existing | Food Preparation | Natural Gas | Oven | E3 | System - kBTUs of Consumption | 0 | 0 | 0 | 0 | 0 | 0 | 0 | 0 | 0 | 0 | 0 | 0 | 0 | 0 | 0 | 0 | 0 | 0 | 0 | 0 | 0 | 0 | 0 | 0 | 0 | 0 | 0 | 0 | 0 | 0 | 0 | 0 | 0
F3_Commercial_Miscellaneous_Existing_Food Preparation_Natural Gas_Oven_E4 | F3 | Commercial | Miscellaneous | Existing | Food Preparation | Natural Gas | Oven | E4 | System - kBTUs of Consumption | 0 | 0 | 0 | 0 | 0 | 0 | 0 | 0 | 0 | 0 | 0 | 0 | 0 | 0 | 0 | 0 | 0 | 0 | 0 | 0 | 0 | 0 | 0 | 0 | 0 | 0 | 0 | 0 | 0 | 0 | 0 | 0 | 0
F3_Commercial_Miscellaneous_Existing_Food Preparation_Natural Gas_Oven_E5 | F3 | Commercial | Miscellaneous | Existing | Food Preparation | Natural Gas | Oven | E5 | System - kBTUs of Consumption | 0 | 0 | 0 | 0 | 0 | 0 | 0 | 0 | 0 | 0 | 0 | 0 | 0 | 0 | 0 | 0 | 0 | 0 | 0 | 0 | 0 | 0 | 0 | 0 | 0 | 0 | 0 | 0 | 0 | 0 | 0 | 0 | 0
F3_Commercial_Miscellaneous_Existing_Food Preparation_Natural Gas_Oven_E6 | F3 | Commercial | Miscellaneous | Existing | Food Preparation | Natural Gas | Oven | E6 | System - kBTUs of Consumption | 0 | 0 | 0 | 0 | 0 | 0 | 0 | 0 | 0 | 0 | 0 | 0 | 0 | 0 | 0 | 0 | 0 | 0 | 0 | 0 | 0 | 0 | 0 | 0 | 0 | 0 | 0 | 0 | 0 | 0 | 0 | 0 | 0
F3_Commercial_Miscellaneous_Existing_Food Preparation_Natural Gas_Oven_E7 | F3 | Commercial | Miscellaneous | Existing | Food Preparation | Natural Gas | Oven | E7 | System - kBTUs of Consumption | 0 | 0 | 0 | 0 | 0 | 0 | 0 | 0 | 0 | 0 | 0 | 0 | 0 | 0 | 0 | 0 | 0 | 0 | 0 | 0 | 0 | 0 | 0 | 0 | 0 | 0 | 0 | 0 | 0 | 0 | 0 | 0 | 0
F3_Commercial_Miscellaneous_Existing_Food Preparation_Natural Gas_Oven_E8 | F3 | Commercial | Miscellaneous | Existing | Food Preparation | Natural Gas | Oven | E8 | System - kBTUs of Consumption | 0 | 0 | 0 | 0 | 0 | 0 | 0 | 0 | 0 | 0 | 0 | 0 | 0 | 0 | 0 | 0 | 0 | 0 | 0 | 0 | 0 | 0 | 0 | 0 | 0 | 0 | 0 | 0 | 0 | 0 | 0 | 0 | 0
F3_Commercial_Miscellaneous_Existing_Food Preparation_Natural Gas_Oven_E9 | F3 | Commercial | Miscellaneous | Existing | Food Preparation | Natural Gas | Oven | E9 | System - kBTUs of Consumption | 0 | 0 | 0 | 0 | 0 | 0 | 0 | 0 | 0 | 0 | 0 | 0 | 0 | 0 | 0 | 0 | 0 | 0 | 0 | 0 | 0 | 0 | 0 | 0 | 0 | 0 | 0 | 0 | 0 | 0 | 0 | 0 | 0
F3_Commercial_Miscellaneous_Existing_Food Preparation_Natural Gas_Oven_E10 | F3 | Commercial | Miscellaneous | Existing | Food Preparation | Natural Gas | Oven | E10 | System - kBTUs of Consumption | 0 | 0 | 0 | 0 | 0 | 0 | 0 | 0 | 0 | 0 | 0 | 0 | 0 | 0 | 0 | 0 | 0 | 0 | 0 | 0 | 0 | 0 | 0 | 0 | 0 | 0 | 0 | 0 | 0 | 0 | 0 | 0 | 0
F4_Commercial_Miscellaneous_Existing_Food Preparation_Natural Gas_Oven_E1 | F4 | Commercial | Miscellaneous | Existing | Food Preparation | Natural Gas | Oven | E1 | Utility - Cost of Equipment | 0.053789 | 0.053802 | 0.054071 | 0.05371 | 0.053495 | 0.05368 | 0.054203 | 0.054623 | 0.055139 | 0.055632 | 0.056123 | 0.05658 | 0.057071 | 0.057581 | 0.058068 | 0.058567 | 0.059071 | 0.05962 | 0.06019 | 0.060789 | 0.061372 | 0.061973 | 0.062523 | 0.06309 | 0.063589 | 0.06402 | 0.064413 | 0.064752 | 0.065018 | 0.065235 | 0.065354 | 0.065433 | 0.065433
F4_Commercial_Miscellaneous_Existing_Food Preparation_Natural Gas_Oven_E2 | F4 | Commercial | Miscellaneous | Existing | Food Preparation | Natural Gas | Oven | E2 | Utility - Cost of Equipment | 0.030801 | 0.030809 | 0.030963 | 0.030756 | 0.030633 | 0.030739 | 0.031038 | 0.031279 | 0.031574 | 0.031856 | 0.032138 | 0.032399 | 0.03268 | 0.032972 | 0.033252 | 0.033537 | 0.033826 | 0.03414 | 0.034466 | 0.03481 | 0.035143 | 0.035487 | 0.035803 | 0.036127 | 0.036413 | 0.03666 | 0.036885 | 0.037079 | 0.037231 | 0.037355 | 0.037423 | 0.037469 | 0.037469
F4_Commercial_Miscellaneous_Existing_Food Preparation_Natural Gas_Oven_E3 | F4 | Commercial | Miscellaneous | Existing | Food Preparation | Natural Gas | Oven | E3 | Utility - Cost of Equipment | 0 | 0 | 0 | 0 | 0 | 0 | 0 | 0 | 0 | 0 | 0 | 0 | 0 | 0 | 0 | 0 | 0 | 0 | 0 | 0 | 0 | 0 | 0 | 0 | 0 | 0 | 0 | 0 | 0 | 0 | 0 | 0 | 0
F4_Commercial_Miscellaneous_Existing_Food Preparation_Natural Gas_Oven_E4 | F4 | Commercial | Miscellaneous | Existing | Food Preparation | Natural Gas | Oven | E4 | Utility - Cost of Equipment | 0 | 0 | 0 | 0 | 0 | 0 | 0 | 0 | 0 | 0 | 0 | 0 | 0 | 0 | 0 | 0 | 0 | 0 | 0 | 0 | 0 | 0 | 0 | 0 | 0 | 0 | 0 | 0 | 0 | 0 | 0 | 0 | 0
F4_Commercial_Miscellaneous_Existing_Food Preparation_Natural Gas_Oven_E5 | F4 | Commercial | Miscellaneous | Existing | Food Preparation | Natural Gas | Oven | E5 | Utility - Cost of Equipment | 0 | 0 | 0 | 0 | 0 | 0 | 0 | 0 | 0 | 0 | 0 | 0 | 0 | 0 | 0 | 0 | 0 | 0 | 0 | 0 | 0 | 0 | 0 | 0 | 0 | 0 | 0 | 0 | 0 | 0 | 0 | 0 | 0
F4_Commercial_Miscellaneous_Existing_Food Preparation_Natural Gas_Oven_E6 | F4 | Commercial | Miscellaneous | Existing | Food Preparation | Natural Gas | Oven | E6 | Utility - Cost of Equipment | 0 | 0 | 0 | 0 | 0 | 0 | 0 | 0 | 0 | 0 | 0 | 0 | 0 | 0 | 0 | 0 | 0 | 0 | 0 | 0 | 0 | 0 | 0 | 0 | 0 | 0 | 0 | 0 | 0 | 0 | 0 | 0 | 0
F4_Commercial_Miscellaneous_Existing_Food Preparation_Natural Gas_Oven_E7 | F4 | Commercial | Miscellaneous | Existing | Food Preparation | Natural Gas | Oven | E7 | Utility - Cost of Equipment | 0 | 0 | 0 | 0 | 0 | 0 | 0 | 0 | 0 | 0 | 0 | 0 | 0 | 0 | 0 | 0 | 0 | 0 | 0 | 0 | 0 | 0 | 0 | 0 | 0 | 0 | 0 | 0 | 0 | 0 | 0 | 0 | 0
F4_Commercial_Miscellaneous_Existing_Food Preparation_Natural Gas_Oven_E8 | F4 | Commercial | Miscellaneous | Existing | Food Preparation | Natural Gas | Oven | E8 | Utility - Cost of Equipment | 0 | 0 | 0 | 0 | 0 | 0 | 0 | 0 | 0 | 0 | 0 | 0 | 0 | 0 | 0 | 0 | 0 | 0 | 0 | 0 | 0 | 0 | 0 | 0 | 0 | 0 | 0 | 0 | 0 | 0 | 0 | 0 | 0
F4_Commercial_Miscellaneous_Existing_Food Preparation_Natural Gas_Oven_E9 | F4 | Commercial | Miscellaneous | Existing | Food Preparation | Natural Gas | Oven | E9 | Utility - Cost of Equipment | 0 | 0 | 0 | 0 | 0 | 0 | 0 | 0 | 0 | 0 | 0 | 0 | 0 | 0 | 0 | 0 | 0 | 0 | 0 | 0 | 0 | 0 | 0 | 0 | 0 | 0 | 0 | 0 | 0 | 0 | 0 | 0 | 0
F4_Commercial_Miscellaneous_Existing_Food Preparation_Natural Gas_Oven_E10 | F4 | Commercial | Miscellaneous | Existing | Food Preparation | Natural Gas | Oven | E10 | Utility - Cost of Equipment | 0 | 0 | 0 | 0 | 0 | 0 | 0 | 0 | 0 | 0 | 0 | 0 | 0 | 0 | 0 | 0 | 0 | 0 | 0 | 0 | 0 | 0 | 0 | 0 | 0 | 0 | 0 | 0 | 0 | 0 | 0 | 0 | 0
F5_Commercial_Miscellaneous_Existing_Food Preparation_Natural Gas_Oven_E1 | F5 | Commercial | Miscellaneous | Existing | Food Preparation | Natural Gas | Oven | E1 | Utility - Cost of Operation | 0.075303 | 0.075303 | 0.075303 | 0.075303 | 0.075303 | 0.075303 | 0.075303 | 0.075303 | 0.075303 | 0.075303 | 0.075303 | 0.075303 | 0.075303 | 0.075303 | 0.075303 | 0.075303 | 0.075303 | 0.075303 | 0.075303 | 0.075303 | 0.075303 | 0.075303 | 0.075303 | 0.075303 | 0.075303 | 0.075303 | 0.075303 | 0.075303 | 0.075303 | 0.075303 | 0.075303 | 0.075303 | 0.075303
F5_Commercial_Miscellaneous_Existing_Food Preparation_Natural Gas_Oven_E2 | F5 | Commercial | Miscellaneous | Existing | Food Preparation | Natural Gas | Oven | E2 | Utility - Cost of Operation | 0.078467 | 0.078467 | 0.078467 | 0.078467 | 0.078467 | 0.078467 | 0.078467 | 0.078467 | 0.078467 | 0.078467 | 0.078467 | 0.078467 | 0.078467 | 0.078467 | 0.078467 | 0.078467 | 0.078467 | 0.078467 | 0.078467 | 0.078467 | 0.078467 | 0.078467 | 0.078467 | 0.078467 | 0.078467 | 0.078467 | 0.078467 | 0.078467 | 0.078467 | 0.078467 | 0.078467 | 0.078467 | 0.078467
F5_Commercial_Miscellaneous_Existing_Food Preparation_Natural Gas_Oven_E3 | F5 | Commercial | Miscellaneous | Existing | Food Preparation | Natural Gas | Oven | E3 | Utility - Cost of Operation | 0 | 0 | 0 | 0 | 0 | 0 | 0 | 0 | 0 | 0 | 0 | 0 | 0 | 0 | 0 | 0 | 0 | 0 | 0 | 0 | 0 | 0 | 0 | 0 | 0 | 0 | 0 | 0 | 0 | 0 | 0 | 0 | 0
F5_Commercial_Miscellaneous_Existing_Food Preparation_Natural Gas_Oven_E4 | F5 | Commercial | Miscellaneous | Existing | Food Preparation | Natural Gas | Oven | E4 | Utility - Cost of Operation | 0 | 0 | 0 | 0 | 0 | 0 | 0 | 0 | 0 | 0 | 0 | 0 | 0 | 0 | 0 | 0 | 0 | 0 | 0 | 0 | 0 | 0 | 0 | 0 | 0 | 0 | 0 | 0 | 0 | 0 | 0 | 0 | 0
F5_Commercial_Miscellaneous_Existing_Food Preparation_Natural Gas_Oven_E5 | F5 | Commercial | Miscellaneous | Existing | Food Preparation | Natural Gas | Oven | E5 | Utility - Cost of Operation | 0 | 0 | 0 | 0 | 0 | 0 | 0 | 0 | 0 | 0 | 0 | 0 | 0 | 0 | 0 | 0 | 0 | 0 | 0 | 0 | 0 | 0 | 0 | 0 | 0 | 0 | 0 | 0 | 0 | 0 | 0 | 0 | 0
F5_Commercial_Miscellaneous_Existing_Food Preparation_Natural Gas_Oven_E6 | F5 | Commercial | Miscellaneous | Existing | Food Preparation | Natural Gas | Oven | E6 | Utility - Cost of Operation | 0 | 0 | 0 | 0 | 0 | 0 | 0 | 0 | 0 | 0 | 0 | 0 | 0 | 0 | 0 | 0 | 0 | 0 | 0 | 0 | 0 | 0 | 0 | 0 | 0 | 0 | 0 | 0 | 0 | 0 | 0 | 0 | 0
F5_Commercial_Miscellaneous_Existing_Food Preparation_Natural Gas_Oven_E7 | F5 | Commercial | Miscellaneous | Existing | Food Preparation | Natural Gas | Oven | E7 | Utility - Cost of Operation | 0 | 0 | 0 | 0 | 0 | 0 | 0 | 0 | 0 | 0 | 0 | 0 | 0 | 0 | 0 | 0 | 0 | 0 | 0 | 0 | 0 | 0 | 0 | 0 | 0 | 0 | 0 | 0 | 0 | 0 | 0 | 0 | 0
F5_Commercial_Miscellaneous_Existing_Food Preparation_Natural Gas_Oven_E8 | F5 | Commercial | Miscellaneous | Existing | Food Preparation | Natural Gas | Oven | E8 | Utility - Cost of Operation | 0 | 0 | 0 | 0 | 0 | 0 | 0 | 0 | 0 | 0 | 0 | 0 | 0 | 0 | 0 | 0 | 0 | 0 | 0 | 0 | 0 | 0 | 0 | 0 | 0 | 0 | 0 | 0 | 0 | 0 | 0 | 0 | 0
F5_Commercial_Miscellaneous_Existing_Food Preparation_Natural Gas_Oven_E9 | F5 | Commercial | Miscellaneous | Existing | Food Preparation | Natural Gas | Oven | E9 | Utility - Cost of Operation | 0 | 0 | 0 | 0 | 0 | 0 | 0 | 0 | 0 | 0 | 0 | 0 | 0 | 0 | 0 | 0 | 0 | 0 | 0 | 0 | 0 | 0 | 0 | 0 | 0 | 0 | 0 | 0 | 0 | 0 | 0 | 0 | 0
F5_Commercial_Miscellaneous_Existing_Food Preparation_Natural Gas_Oven_E10 | F5 | Commercial | Miscellaneous | Existing | Food Preparation | Natural Gas | Oven | E10 | Utility - Cost of Operation | 0 | 0 | 0 | 0 | 0 | 0 | 0 | 0 | 0 | 0 | 0 | 0 | 0 | 0 | 0 | 0 | 0 | 0 | 0 | 0 | 0 | 0 | 0 | 0 | 0 | 0 | 0 | 0 | 0 | 0 | 0 | 0 | 0
F6_Commercial_Miscellaneous_Existing_Food Preparation_Natural Gas_Oven_E1 | F6 | Commercial | Miscellaneous | Existing | Food Preparation | Natural Gas | Oven | E1 | Utility - Value of Sales | 0.028493 | 0.028639 | 0.028873 | 0.028822 | 0.028822 | 0.028822 | 0.028822 | 0.028822 | 0.028822 | 0.028822 | 0.028822 | 0.028822 | 0.028822 | 0.028822 | 0.028822 | 0.028822 | 0.028822 | 0.028822 | 0.028822 | 0.028822 | 0.028822 | 0.028822 | 0.028822 | 0.028822 | 0.028822 | 0.028822 | 0.028822 | 0.028822 | 0.028822 | 0.028822 | 0.028822 | 0.028822 | 0.028822
F6_Commercial_Miscellaneous_Existing_Food Preparation_Natural Gas_Oven_E2 | F6 | Commercial | Miscellaneous | Existing | Food Preparation | Natural Gas | Oven | E2 | Utility - Value of Sales | 0.016316 | 0.016399 | 0.016534 | 0.016504 | 0.016504 | 0.016504 | 0.016504 | 0.016504 | 0.016504 | 0.016504 | 0.016504 | 0.016504 | 0.016504 | 0.016504 | 0.016504 | 0.016504 | 0.016504 | 0.016504 | 0.016504 | 0.016504 | 0.016504 | 0.016504 | 0.016504 | 0.016504 | 0.016504 | 0.016504 | 0.016504 | 0.016504 | 0.016504 | 0.016504 | 0.016504 | 0.016504 | 0.016504
F6_Commercial_Miscellaneous_Existing_Food Preparation_Natural Gas_Oven_E3 | F6 | Commercial | Miscellaneous | Existing | Food Preparation | Natural Gas | Oven | E3 | Utility - Value of Sales | 0 | 0 | 0 | 0 | 0 | 0 | 0 | 0 | 0 | 0 | 0 | 0 | 0 | 0 | 0 | 0 | 0 | 0 | 0 | 0 | 0 | 0 | 0 | 0 | 0 | 0 | 0 | 0 | 0 | 0 | 0 | 0 | 0
F6_Commercial_Miscellaneous_Existing_Food Preparation_Natural Gas_Oven_E4 | F6 | Commercial | Miscellaneous | Existing | Food Preparation | Natural Gas | Oven | E4 | Utility - Value of Sales | 0 | 0 | 0 | 0 | 0 | 0 | 0 | 0 | 0 | 0 | 0 | 0 | 0 | 0 | 0 | 0 | 0 | 0 | 0 | 0 | 0 | 0 | 0 | 0 | 0 | 0 | 0 | 0 | 0 | 0 | 0 | 0 | 0
F6_Commercial_Miscellaneous_Existing_Food Preparation_Natural Gas_Oven_E5 | F6 | Commercial | Miscellaneous | Existing | Food Preparation | Natural Gas | Oven | E5 | Utility - Value of Sales | 0 | 0 | 0 | 0 | 0 | 0 | 0 | 0 | 0 | 0 | 0 | 0 | 0 | 0 | 0 | 0 | 0 | 0 | 0 | 0 | 0 | 0 | 0 | 0 | 0 | 0 | 0 | 0 | 0 | 0 | 0 | 0 | 0
F6_Commercial_Miscellaneous_Existing_Food Preparation_Natural Gas_Oven_E6 | F6 | Commercial | Miscellaneous | Existing | Food Preparation | Natural Gas | Oven | E6 | Utility - Value of Sales | 0 | 0 | 0 | 0 | 0 | 0 | 0 | 0 | 0 | 0 | 0 | 0 | 0 | 0 | 0 | 0 | 0 | 0 | 0 | 0 | 0 | 0 | 0 | 0 | 0 | 0 | 0 | 0 | 0 | 0 | 0 | 0 | 0
F6_Commercial_Miscellaneous_Existing_Food Preparation_Natural Gas_Oven_E7 | F6 | Commercial | Miscellaneous | Existing | Food Preparation | Natural Gas | Oven | E7 | Utility - Value of Sales | 0 | 0 | 0 | 0 | 0 | 0 | 0 | 0 | 0 | 0 | 0 | 0 | 0 | 0 | 0 | 0 | 0 | 0 | 0 | 0 | 0 | 0 | 0 | 0 | 0 | 0 | 0 | 0 | 0 | 0 | 0 | 0 | 0
F6_Commercial_Miscellaneous_Existing_Food Preparation_Natural Gas_Oven_E8 | F6 | Commercial | Miscellaneous | Existing | Food Preparation | Natural Gas | Oven | E8 | Utility - Value of Sales | 0 | 0 | 0 | 0 | 0 | 0 | 0 | 0 | 0 | 0 | 0 | 0 | 0 | 0 | 0 | 0 | 0 | 0 | 0 | 0 | 0 | 0 | 0 | 0 | 0 | 0 | 0 | 0 | 0 | 0 | 0 | 0 | 0
F6_Commercial_Miscellaneous_Existing_Food Preparation_Natural Gas_Oven_E9 | F6 | Commercial | Miscellaneous | Existing | Food Preparation | Natural Gas | Oven | E9 | Utility - Value of Sales | 0 | 0 | 0 | 0 | 0 | 0 | 0 | 0 | 0 | 0 | 0 | 0 | 0 | 0 | 0 | 0 | 0 | 0 | 0 | 0 | 0 | 0 | 0 | 0 | 0 | 0 | 0 | 0 | 0 | 0 | 0 | 0 | 0
F6_Commercial_Miscellaneous_Existing_Food Preparation_Natural Gas_Oven_E10 | F6 | Commercial | Miscellaneous | Existing | Food Preparation | Natural Gas | Oven | E10 | Utility - Value of Sales | 0 | 0 | 0 | 0 | 0 | 0 | 0 | 0 | 0 | 0 | 0 | 0 | 0 | 0 | 0 | 0 | 0 | 0 | 0 | 0 | 0 | 0 | 0 | 0 | 0 | 0 | 0 | 0 | 0 | 0 | 0 | 0 | 0
F1_Commercial_Miscellaneous_Existing_Food Preparation_Natural Gas_Conveyor Oven_E1 | F1 | Commercial | Miscellaneous | Existing | Food Preparation | Natural Gas | Conveyor Oven | E1 | RVT - Cost of Equipment | 0.06772 | 0.067922 | 0.068333 | 0.068207 | 0.068208 | 0.068555 | 0.069195 | 0.069757 | 0.070409 | 0.071053 | 0.071705 | 0.072334 | 0.072993 | 0.073674 | 0.07433 | 0.074987 | 0.075625 | 0.076272 | 0.0769 | 0.077515 | 0.078081 | 0.078636 | 0.079124 | 0.079614 | 0.080038 | 0.080404 | 0.080738 | 0.081026 | 0.081251 | 0.081436 | 0.081537 | 0.081604 | 0.081604
F1_Commercial_Miscellaneous_Existing_Food Preparation_Natural Gas_Conveyor Oven_E2 | F1 | Commercial | Miscellaneous | Existing | Food Preparation | Natural Gas | Conveyor Oven | E2 | RVT - Cost of Equipment | 0.051478 | 0.051631 | 0.051944 | 0.051848 | 0.051849 | 0.052113 | 0.052599 | 0.053026 | 0.053521 | 0.054012 | 0.054507 | 0.054985 | 0.055486 | 0.056003 | 0.056503 | 0.057002 | 0.057487 | 0.057978 | 0.058456 | 0.058923 | 0.059354 | 0.059775 | 0.060147 | 0.060519 | 0.060841 | 0.06112 | 0.061373 | 0.061592 | 0.061764 | 0.061904 | 0.061981 | 0.062032 | 0.062032
F1_Commercial_Miscellaneous_Existing_Food Preparation_Natural Gas_Conveyor Oven_E3 | F1 | Commercial | Miscellaneous | Existing | Food Preparation | Natural Gas | Conveyor Oven | E3 | RVT - Cost of Equipment | 0 | 0 | 0 | 0 | 0 | 0 | 0 | 0 | 0 | 0 | 0 | 0 | 0 | 0 | 0 | 0 | 0 | 0 | 0 | 0 | 0 | 0 | 0 | 0 | 0 | 0 | 0 | 0 | 0 | 0 | 0 | 0 | 0
F1_Commercial_Miscellaneous_Existing_Food Preparation_Natural Gas_Conveyor Oven_E4 | F1 | Commercial | Miscellaneous | Existing | Food Preparation | Natural Gas | Conveyor Oven | E4 | RVT - Cost of Equipment | 0 | 0 | 0 | 0 | 0 | 0 | 0 | 0 | 0 | 0 | 0 | 0 | 0 | 0 | 0 | 0 | 0 | 0 | 0 | 0 | 0 | 0 | 0 | 0 | 0 | 0 | 0 | 0 | 0 | 0 | 0 | 0 | 0
F1_Commercial_Miscellaneous_Existing_Food Preparation_Natural Gas_Conveyor Oven_E5 | F1 | Commercial | Miscellaneous | Existing | Food Preparation | Natural Gas | Conveyor Oven | E5 | RVT - Cost of Equipment | 0 | 0 | 0 | 0 | 0 | 0 | 0 | 0 | 0 | 0 | 0 | 0 | 0 | 0 | 0 | 0 | 0 | 0 | 0 | 0 | 0 | 0 | 0 | 0 | 0 | 0 | 0 | 0 | 0 | 0 | 0 | 0 | 0
F1_Commercial_Miscellaneous_Existing_Food Preparation_Natural Gas_Conveyor Oven_E6 | F1 | Commercial | Miscellaneous | Existing | Food Preparation | Natural Gas | Conveyor Oven | E6 | RVT - Cost of Equipment | 0 | 0 | 0 | 0 | 0 | 0 | 0 | 0 | 0 | 0 | 0 | 0 | 0 | 0 | 0 | 0 | 0 | 0 | 0 | 0 | 0 | 0 | 0 | 0 | 0 | 0 | 0 | 0 | 0 | 0 | 0 | 0 | 0
F1_Commercial_Miscellaneous_Existing_Food Preparation_Natural Gas_Conveyor Oven_E7 | F1 | Commercial | Miscellaneous | Existing | Food Preparation | Natural Gas | Conveyor Oven | E7 | RVT - Cost of Equipment | 0 | 0 | 0 | 0 | 0 | 0 | 0 | 0 | 0 | 0 | 0 | 0 | 0 | 0 | 0 | 0 | 0 | 0 | 0 | 0 | 0 | 0 | 0 | 0 | 0 | 0 | 0 | 0 | 0 | 0 | 0 | 0 | 0
F1_Commercial_Miscellaneous_Existing_Food Preparation_Natural Gas_Conveyor Oven_E8 | F1 | Commercial | Miscellaneous | Existing | Food Preparation | Natural Gas | Conveyor Oven | E8 | RVT - Cost of Equipment | 0 | 0 | 0 | 0 | 0 | 0 | 0 | 0 | 0 | 0 | 0 | 0 | 0 | 0 | 0 | 0 | 0 | 0 | 0 | 0 | 0 | 0 | 0 | 0 | 0 | 0 | 0 | 0 | 0 | 0 | 0 | 0 | 0
F1_Commercial_Miscellaneous_Existing_Food Preparation_Natural Gas_Conveyor Oven_E9 | F1 | Commercial | Miscellaneous | Existing | Food Preparation | Natural Gas | Conveyor Oven | E9 | RVT - Cost of Equipment | 0 | 0 | 0 | 0 | 0 | 0 | 0 | 0 | 0 | 0 | 0 | 0 | 0 | 0 | 0 | 0 | 0 | 0 | 0 | 0 | 0 | 0 | 0 | 0 | 0 | 0 | 0 | 0 | 0 | 0 | 0 | 0 | 0
F1_Commercial_Miscellaneous_Existing_Food Preparation_Natural Gas_Conveyor Oven_E10 | F1 | Commercial | Miscellaneous | Existing | Food Preparation | Natural Gas | Conveyor Oven | E10 | RVT - Cost of Equipment | 0 | 0 | 0 | 0 | 0 | 0 | 0 | 0 | 0 | 0 | 0 | 0 | 0 | 0 | 0 | 0 | 0 | 0 | 0 | 0 | 0 | 0 | 0 | 0 | 0 | 0 | 0 | 0 | 0 | 0 | 0 | 0 | 0
F2_Commercial_Miscellaneous_Existing_Food Preparation_Natural Gas_Conveyor Oven_E1 | F2 | Commercial | Miscellaneous | Existing | Food Preparation | Natural Gas | Conveyor Oven | E1 | RVT - Cost of Operation | 0.081133 | 0.081375 | 0.081868 | 0.081717 | 0.081718 | 0.082134 | 0.0829 | 0.083574 | 0.084354 | 0.085127 | 0.085908 | 0.086661 | 0.08745 | 0.088266 | 0.089053 | 0.08984 | 0.090603 | 0.091378 | 0.092131 | 0.092868 | 0.093546 | 0.094211 | 0.094796 | 0.095383 | 0.095891 | 0.09633 | 0.096729 | 0.097074 | 0.097344 | 0.097566 | 0.097686 | 0.097767 | 0.097767
F2_Commercial_Miscellaneous_Existing_Food Preparation_Natural Gas_Conveyor Oven_E2 | F2 | Commercial | Miscellaneous | Existing | Food Preparation | Natural Gas | Conveyor Oven | E2 | RVT - Cost of Operation | 0.061673 | 0.061858 | 0.062232 | 0.062118 | 0.062118 | 0.062434 | 0.063017 | 0.063529 | 0.064122 | 0.064709 | 0.065303 | 0.065876 | 0.066476 | 0.067096 | 0.067694 | 0.068292 | 0.068873 | 0.069462 | 0.070034 | 0.070594 | 0.071109 | 0.071615 | 0.07206 | 0.072506 | 0.072892 | 0.073226 | 0.073529 | 0.073791 | 0.073997 | 0.074165 | 0.074257 | 0.074318 | 0.074318
F2_Commercial_Miscellaneous_Existing_Food Preparation_Natural Gas_Conveyor Oven_E3 | F2 | Commercial | Miscellaneous | Existing | Food Preparation | Natural Gas | Conveyor Oven | E3 | RVT - Cost of Operation | 0 | 0 | 0 | 0 | 0 | 0 | 0 | 0 | 0 | 0 | 0 | 0 | 0 | 0 | 0 | 0 | 0 | 0 | 0 | 0 | 0 | 0 | 0 | 0 | 0 | 0 | 0 | 0 | 0 | 0 | 0 | 0 | 0
F2_Commercial_Miscellaneous_Existing_Food Preparation_Natural Gas_Conveyor Oven_E4 | F2 | Commercial | Miscellaneous | Existing | Food Preparation | Natural Gas | Conveyor Oven | E4 | RVT - Cost of Operation | 0 | 0 | 0 | 0 | 0 | 0 | 0 | 0 | 0 | 0 | 0 | 0 | 0 | 0 | 0 | 0 | 0 | 0 | 0 | 0 | 0 | 0 | 0 | 0 | 0 | 0 | 0 | 0 | 0 | 0 | 0 | 0 | 0
F2_Commercial_Miscellaneous_Existing_Food Preparation_Natural Gas_Conveyor Oven_E5 | F2 | Commercial | Miscellaneous | Existing | Food Preparation | Natural Gas | Conveyor Oven | E5 | RVT - Cost of Operation | 0 | 0 | 0 | 0 | 0 | 0 | 0 | 0 | 0 | 0 | 0 | 0 | 0 | 0 | 0 | 0 | 0 | 0 | 0 | 0 | 0 | 0 | 0 | 0 | 0 | 0 | 0 | 0 | 0 | 0 | 0 | 0 | 0
F2_Commercial_Miscellaneous_Existing_Food Preparation_Natural Gas_Conveyor Oven_E6 | F2 | Commercial | Miscellaneous | Existing | Food Preparation | Natural Gas | Conveyor Oven | E6 | RVT - Cost of Operation | 0 | 0 | 0 | 0 | 0 | 0 | 0 | 0 | 0 | 0 | 0 | 0 | 0 | 0 | 0 | 0 | 0 | 0 | 0 | 0 | 0 | 0 | 0 | 0 | 0 | 0 | 0 | 0 | 0 | 0 | 0 | 0 | 0
F2_Commercial_Miscellaneous_Existing_Food Preparation_Natural Gas_Conveyor Oven_E7 | F2 | Commercial | Miscellaneous | Existing | Food Preparation | Natural Gas | Conveyor Oven | E7 | RVT - Cost of Operation | 0 | 0 | 0 | 0 | 0 | 0 | 0 | 0 | 0 | 0 | 0 | 0 | 0 | 0 | 0 | 0 | 0 | 0 | 0 | 0 | 0 | 0 | 0 | 0 | 0 | 0 | 0 | 0 | 0 | 0 | 0 | 0 | 0
F2_Commercial_Miscellaneous_Existing_Food Preparation_Natural Gas_Conveyor Oven_E8 | F2 | Commercial | Miscellaneous | Existing | Food Preparation | Natural Gas | Conveyor Oven | E8 | RVT - Cost of Operation | 0 | 0 | 0 | 0 | 0 | 0 | 0 | 0 | 0 | 0 | 0 | 0 | 0 | 0 | 0 | 0 | 0 | 0 | 0 | 0 | 0 | 0 | 0 | 0 | 0 | 0 | 0 | 0 | 0 | 0 | 0 | 0 | 0
F2_Commercial_Miscellaneous_Existing_Food Preparation_Natural Gas_Conveyor Oven_E9 | F2 | Commercial | Miscellaneous | Existing | Food Preparation | Natural Gas | Conveyor Oven | E9 | RVT - Cost of Operation | 0 | 0 | 0 | 0 | 0 | 0 | 0 | 0 | 0 | 0 | 0 | 0 | 0 | 0 | 0 | 0 | 0 | 0 | 0 | 0 | 0 | 0 | 0 | 0 | 0 | 0 | 0 | 0 | 0 | 0 | 0 | 0 | 0
F2_Commercial_Miscellaneous_Existing_Food Preparation_Natural Gas_Conveyor Oven_E10 | F2 | Commercial | Miscellaneous | Existing | Food Preparation | Natural Gas | Conveyor Oven | E10 | RVT - Cost of Operation | 0 | 0 | 0 | 0 | 0 | 0 | 0 | 0 | 0 | 0 | 0 | 0 | 0 | 0 | 0 | 0 | 0 | 0 | 0 | 0 | 0 | 0 | 0 | 0 | 0 | 0 | 0 | 0 | 0 | 0 | 0 | 0 | 0
F3_Commercial_Miscellaneous_Existing_Food Preparation_Natural Gas_Conveyor Oven_E1 | F3 | Commercial | Miscellaneous | Existing | Food Preparation | Natural Gas | Conveyor Oven | E1 | System - kBTUs of Consumption | 0.012222 | 0.012222 | 0.012222 | 0.012222 | 0.012222 | 0.012222 | 0.012222 | 0.012222 | 0.012222 | 0.012222 | 0.012222 | 0.012222 | 0.012222 | 0.012222 | 0.012222 | 0.012222 | 0.012222 | 0.012222 | 0.012222 | 0.012222 | 0.012222 | 0.012222 | 0.012222 | 0.012222 | 0.012222 | 0.012222 | 0.012222 | 0.012222 | 0.012222 | 0.012222 | 0.012222 | 0.012222 | 0.012222
F3_Commercial_Miscellaneous_Existing_Food Preparation_Natural Gas_Conveyor Oven_E2 | F3 | Commercial | Miscellaneous | Existing | Food Preparation | Natural Gas | Conveyor Oven | E2 | System - kBTUs of Consumption | 0.0149 | 0.0149 | 0.0149 | 0.0149 | 0.0149 | 0.0149 | 0.0149 | 0.0149 | 0.0149 | 0.0149 | 0.0149 | 0.0149 | 0.0149 | 0.0149 | 0.0149 | 0.0149 | 0.0149 | 0.0149 | 0.0149 | 0.0149 | 0.0149 | 0.0149 | 0.0149 | 0.0149 | 0.0149 | 0.0149 | 0.0149 | 0.0149 | 0.0149 | 0.0149 | 0.0149 | 0.0149 | 0.0149
F3_Commercial_Miscellaneous_Existing_Food Preparation_Natural Gas_Conveyor Oven_E3 | F3 | Commercial | Miscellaneous | Existing | Food Preparation | Natural Gas | Conveyor Oven | E3 | System - kBTUs of Consumption | 0 | 0 | 0 | 0 | 0 | 0 | 0 | 0 | 0 | 0 | 0 | 0 | 0 | 0 | 0 | 0 | 0 | 0 | 0 | 0 | 0 | 0 | 0 | 0 | 0 | 0 | 0 | 0 | 0 | 0 | 0 | 0 | 0
F3_Commercial_Miscellaneous_Existing_Food Preparation_Natural Gas_Conveyor Oven_E4 | F3 | Commercial | Miscellaneous | Existing | Food Preparation | Natural Gas | Conveyor Oven | E4 | System - kBTUs of Consumption | 0 | 0 | 0 | 0 | 0 | 0 | 0 | 0 | 0 | 0 | 0 | 0 | 0 | 0 | 0 | 0 | 0 | 0 | 0 | 0 | 0 | 0 | 0 | 0 | 0 | 0 | 0 | 0 | 0 | 0 | 0 | 0 | 0
F3_Commercial_Miscellaneous_Existing_Food Preparation_Natural Gas_Conveyor Oven_E5 | F3 | Commercial | Miscellaneous | Existing | Food Preparation | Natural Gas | Conveyor Oven | E5 | System - kBTUs of Consumption | 0 | 0 | 0 | 0 | 0 | 0 | 0 | 0 | 0 | 0 | 0 | 0 | 0 | 0 | 0 | 0 | 0 | 0 | 0 | 0 | 0 | 0 | 0 | 0 | 0 | 0 | 0 | 0 | 0 | 0 | 0 | 0 | 0
F3_Commercial_Miscellaneous_Existing_Food Preparation_Natural Gas_Conveyor Oven_E6 | F3 | Commercial | Miscellaneous | Existing | Food Preparation | Natural Gas | Conveyor Oven | E6 | System - kBTUs of Consumption | 0 | 0 | 0 | 0 | 0 | 0 | 0 | 0 | 0 | 0 | 0 | 0 | 0 | 0 | 0 | 0 | 0 | 0 | 0 | 0 | 0 | 0 | 0 | 0 | 0 | 0 | 0 | 0 | 0 | 0 | 0 | 0 | 0
F3_Commercial_Miscellaneous_Existing_Food Preparation_Natural Gas_Conveyor Oven_E7 | F3 | Commercial | Miscellaneous | Existing | Food Preparation | Natural Gas | Conveyor Oven | E7 | System - kBTUs of Consumption | 0 | 0 | 0 | 0 | 0 | 0 | 0 | 0 | 0 | 0 | 0 | 0 | 0 | 0 | 0 | 0 | 0 | 0 | 0 | 0 | 0 | 0 | 0 | 0 | 0 | 0 | 0 | 0 | 0 | 0 | 0 | 0 | 0
F3_Commercial_Miscellaneous_Existing_Food Preparation_Natural Gas_Conveyor Oven_E8 | F3 | Commercial | Miscellaneous | Existing | Food Preparation | Natural Gas | Conveyor Oven | E8 | System - kBTUs of Consumption | 0 | 0 | 0 | 0 | 0 | 0 | 0 | 0 | 0 | 0 | 0 | 0 | 0 | 0 | 0 | 0 | 0 | 0 | 0 | 0 | 0 | 0 | 0 | 0 | 0 | 0 | 0 | 0 | 0 | 0 | 0 | 0 | 0
F3_Commercial_Miscellaneous_Existing_Food Preparation_Natural Gas_Conveyor Oven_E9 | F3 | Commercial | Miscellaneous | Existing | Food Preparation | Natural Gas | Conveyor Oven | E9 | System - kBTUs of Consumption | 0 | 0 | 0 | 0 | 0 | 0 | 0 | 0 | 0 | 0 | 0 | 0 | 0 | 0 | 0 | 0 | 0 | 0 | 0 | 0 | 0 | 0 | 0 | 0 | 0 | 0 | 0 | 0 | 0 | 0 | 0 | 0 | 0
F3_Commercial_Miscellaneous_Existing_Food Preparation_Natural Gas_Conveyor Oven_E10 | F3 | Commercial | Miscellaneous | Existing | Food Preparation | Natural Gas | Conveyor Oven | E10 | System - kBTUs of Consumption | 0 | 0 | 0 | 0 | 0 | 0 | 0 | 0 | 0 | 0 | 0 | 0 | 0 | 0 | 0 | 0 | 0 | 0 | 0 | 0 | 0 | 0 | 0 | 0 | 0 | 0 | 0 | 0 | 0 | 0 | 0 | 0 | 0
F4_Commercial_Miscellaneous_Existing_Food Preparation_Natural Gas_Conveyor Oven_E1 | F4 | Commercial | Miscellaneous | Existing | Food Preparation | Natural Gas | Conveyor Oven | E1 | Utility - Cost of Equipment | 0.081133 | 0.081375 | 0.081868 | 0.081717 | 0.081718 | 0.082134 | 0.0829 | 0.083574 | 0.084354 | 0.085127 | 0.085908 | 0.086661 | 0.08745 | 0.088266 | 0.089053 | 0.08984 | 0.090603 | 0.091378 | 0.092131 | 0.092868 | 0.093546 | 0.094211 | 0.094796 | 0.095383 | 0.095891 | 0.09633 | 0.096729 | 0.097074 | 0.097344 | 0.097566 | 0.097686 | 0.097767 | 0.097767
F4_Commercial_Miscellaneous_Existing_Food Preparation_Natural Gas_Conveyor Oven_E2 | F4 | Commercial | Miscellaneous | Existing | Food Preparation | Natural Gas | Conveyor Oven | E2 | Utility - Cost of Equipment | 0.061673 | 0.061858 | 0.062232 | 0.062118 | 0.062118 | 0.062434 | 0.063017 | 0.063529 | 0.064122 | 0.064709 | 0.065303 | 0.065876 | 0.066476 | 0.067096 | 0.067694 | 0.068292 | 0.068873 | 0.069462 | 0.070034 | 0.070594 | 0.071109 | 0.071615 | 0.07206 | 0.072506 | 0.072892 | 0.073226 | 0.073529 | 0.073791 | 0.073997 | 0.074165 | 0.074257 | 0.074318 | 0.074318
F4_Commercial_Miscellaneous_Existing_Food Preparation_Natural Gas_Conveyor Oven_E3 | F4 | Commercial | Miscellaneous | Existing | Food Preparation | Natural Gas | Conveyor Oven | E3 | Utility - Cost of Equipment | 0 | 0 | 0 | 0 | 0 | 0 | 0 | 0 | 0 | 0 | 0 | 0 | 0 | 0 | 0 | 0 | 0 | 0 | 0 | 0 | 0 | 0 | 0 | 0 | 0 | 0 | 0 | 0 | 0 | 0 | 0 | 0 | 0
F4_Commercial_Miscellaneous_Existing_Food Preparation_Natural Gas_Conveyor Oven_E4 | F4 | Commercial | Miscellaneous | Existing | Food Preparation | Natural Gas | Conveyor Oven | E4 | Utility - Cost of Equipment | 0 | 0 | 0 | 0 | 0 | 0 | 0 | 0 | 0 | 0 | 0 | 0 | 0 | 0 | 0 | 0 | 0 | 0 | 0 | 0 | 0 | 0 | 0 | 0 | 0 | 0 | 0 | 0 | 0 | 0 | 0 | 0 | 0
F4_Commercial_Miscellaneous_Existing_Food Preparation_Natural Gas_Conveyor Oven_E5 | F4 | Commercial | Miscellaneous | Existing | Food Preparation | Natural Gas | Conveyor Oven | E5 | Utility - Cost of Equipment | 0 | 0 | 0 | 0 | 0 | 0 | 0 | 0 | 0 | 0 | 0 | 0 | 0 | 0 | 0 | 0 | 0 | 0 | 0 | 0 | 0 | 0 | 0 | 0 | 0 | 0 | 0 | 0 | 0 | 0 | 0 | 0 | 0
F4_Commercial_Miscellaneous_Existing_Food Preparation_Natural Gas_Conveyor Oven_E6 | F4 | Commercial | Miscellaneous | Existing | Food Preparation | Natural Gas | Conveyor Oven | E6 | Utility - Cost of Equipment | 0 | 0 | 0 | 0 | 0 | 0 | 0 | 0 | 0 | 0 | 0 | 0 | 0 | 0 | 0 | 0 | 0 | 0 | 0 | 0 | 0 | 0 | 0 | 0 | 0 | 0 | 0 | 0 | 0 | 0 | 0 | 0 | 0
F4_Commercial_Miscellaneous_Existing_Food Preparation_Natural Gas_Conveyor Oven_E7 | F4 | Commercial | Miscellaneous | Existing | Food Preparation | Natural Gas | Conveyor Oven | E7 | Utility - Cost of Equipment | 0 | 0 | 0 | 0 | 0 | 0 | 0 | 0 | 0 | 0 | 0 | 0 | 0 | 0 | 0 | 0 | 0 | 0 | 0 | 0 | 0 | 0 | 0 | 0 | 0 | 0 | 0 | 0 | 0 | 0 | 0 | 0 | 0
F4_Commercial_Miscellaneous_Existing_Food Preparation_Natural Gas_Conveyor Oven_E8 | F4 | Commercial | Miscellaneous | Existing | Food Preparation | Natural Gas | Conveyor Oven | E8 | Utility - Cost of Equipment | 0 | 0 | 0 | 0 | 0 | 0 | 0 | 0 | 0 | 0 | 0 | 0 | 0 | 0 | 0 | 0 | 0 | 0 | 0 | 0 | 0 | 0 | 0 | 0 | 0 | 0 | 0 | 0 | 0 | 0 | 0 | 0 | 0
F4_Commercial_Miscellaneous_Existing_Food Preparation_Natural Gas_Conveyor Oven_E9 | F4 | Commercial | Miscellaneous | Existing | Food Preparation | Natural Gas | Conveyor Oven | E9 | Utility - Cost of Equipment | 0 | 0 | 0 | 0 | 0 | 0 | 0 | 0 | 0 | 0 | 0 | 0 | 0 | 0 | 0 | 0 | 0 | 0 | 0 | 0 | 0 | 0 | 0 | 0 | 0 | 0 | 0 | 0 | 0 | 0 | 0 | 0 | 0
F4_Commercial_Miscellaneous_Existing_Food Preparation_Natural Gas_Conveyor Oven_E10 | F4 | Commercial | Miscellaneous | Existing | Food Preparation | Natural Gas | Conveyor Oven | E10 | Utility - Cost of Equipment | 0 | 0 | 0 | 0 | 0 | 0 | 0 | 0 | 0 | 0 | 0 | 0 | 0 | 0 | 0 | 0 | 0 | 0 | 0 | 0 | 0 | 0 | 0 | 0 | 0 | 0 | 0 | 0 | 0 | 0 | 0 | 0 | 0
F5_Commercial_Miscellaneous_Existing_Food Preparation_Natural Gas_Conveyor Oven_E1 | F5 | Commercial | Miscellaneous | Existing | Food Preparation | Natural Gas | Conveyor Oven | E1 | Utility - Cost of Operation | 0.012222 | 0.012222 | 0.012222 | 0.012222 | 0.012222 | 0.012222 | 0.012222 | 0.012222 | 0.012222 | 0.012222 | 0.012222 | 0.012222 | 0.012222 | 0.012222 | 0.012222 | 0.012222 | 0.012222 | 0.012222 | 0.012222 | 0.012222 | 0.012222 | 0.012222 | 0.012222 | 0.012222 | 0.012222 | 0.012222 | 0.012222 | 0.012222 | 0.012222 | 0.012222 | 0.012222 | 0.012222 | 0.012222
F5_Commercial_Miscellaneous_Existing_Food Preparation_Natural Gas_Conveyor Oven_E2 | F5 | Commercial | Miscellaneous | Existing | Food Preparation | Natural Gas | Conveyor Oven | E2 | Utility - Cost of Operation | 0.0149 | 0.0149 | 0.0149 | 0.0149 | 0.0149 | 0.0149 | 0.0149 | 0.0149 | 0.0149 | 0.0149 | 0.0149 | 0.0149 | 0.0149 | 0.0149 | 0.0149 | 0.0149 | 0.0149 | 0.0149 | 0.0149 | 0.0149 | 0.0149 | 0.0149 | 0.0149 | 0.0149 | 0.0149 | 0.0149 | 0.0149 | 0.0149 | 0.0149 | 0.0149 | 0.0149 | 0.0149 | 0.0149
F5_Commercial_Miscellaneous_Existing_Food Preparation_Natural Gas_Conveyor Oven_E3 | F5 | Commercial | Miscellaneous | Existing | Food Preparation | Natural Gas | Conveyor Oven | E3 | Utility - Cost of Operation | 0 | 0 | 0 | 0 | 0 | 0 | 0 | 0 | 0 | 0 | 0 | 0 | 0 | 0 | 0 | 0 | 0 | 0 | 0 | 0 | 0 | 0 | 0 | 0 | 0 | 0 | 0 | 0 | 0 | 0 | 0 | 0 | 0
F5_Commercial_Miscellaneous_Existing_Food Preparation_Natural Gas_Conveyor Oven_E4 | F5 | Commercial | Miscellaneous | Existing | Food Preparation | Natural Gas | Conveyor Oven | E4 | Utility - Cost of Operation | 0 | 0 | 0 | 0 | 0 | 0 | 0 | 0 | 0 | 0 | 0 | 0 | 0 | 0 | 0 | 0 | 0 | 0 | 0 | 0 | 0 | 0 | 0 | 0 | 0 | 0 | 0 | 0 | 0 | 0 | 0 | 0 | 0
F5_Commercial_Miscellaneous_Existing_Food Preparation_Natural Gas_Conveyor Oven_E5 | F5 | Commercial | Miscellaneous | Existing | Food Preparation | Natural Gas | Conveyor Oven | E5 | Utility - Cost of Operation | 0 | 0 | 0 | 0 | 0 | 0 | 0 | 0 | 0 | 0 | 0 | 0 | 0 | 0 | 0 | 0 | 0 | 0 | 0 | 0 | 0 | 0 | 0 | 0 | 0 | 0 | 0 | 0 | 0 | 0 | 0 | 0 | 0
F5_Commercial_Miscellaneous_Existing_Food Preparation_Natural Gas_Conveyor Oven_E6 | F5 | Commercial | Miscellaneous | Existing | Food Preparation | Natural Gas | Conveyor Oven | E6 | Utility - Cost of Operation | 0 | 0 | 0 | 0 | 0 | 0 | 0 | 0 | 0 | 0 | 0 | 0 | 0 | 0 | 0 | 0 | 0 | 0 | 0 | 0 | 0 | 0 | 0 | 0 | 0 | 0 | 0 | 0 | 0 | 0 | 0 | 0 | 0
F5_Commercial_Miscellaneous_Existing_Food Preparation_Natural Gas_Conveyor Oven_E7 | F5 | Commercial | Miscellaneous | Existing | Food Preparation | Natural Gas | Conveyor Oven | E7 | Utility - Cost of Operation | 0 | 0 | 0 | 0 | 0 | 0 | 0 | 0 | 0 | 0 | 0 | 0 | 0 | 0 | 0 | 0 | 0 | 0 | 0 | 0 | 0 | 0 | 0 | 0 | 0 | 0 | 0 | 0 | 0 | 0 | 0 | 0 | 0
F5_Commercial_Miscellaneous_Existing_Food Preparation_Natural Gas_Conveyor Oven_E8 | F5 | Commercial | Miscellaneous | Existing | Food Preparation | Natural Gas | Conveyor Oven | E8 | Utility - Cost of Operation | 0 | 0 | 0 | 0 | 0 | 0 | 0 | 0 | 0 | 0 | 0 | 0 | 0 | 0 | 0 | 0 | 0 | 0 | 0 | 0 | 0 | 0 | 0 | 0 | 0 | 0 | 0 | 0 | 0 | 0 | 0 | 0 | 0
F5_Commercial_Miscellaneous_Existing_Food Preparation_Natural Gas_Conveyor Oven_E9 | F5 | Commercial | Miscellaneous | Existing | Food Preparation | Natural Gas | Conveyor Oven | E9 | Utility - Cost of Operation | 0 | 0 | 0 | 0 | 0 | 0 | 0 | 0 | 0 | 0 | 0 | 0 | 0 | 0 | 0 | 0 | 0 | 0 | 0 | 0 | 0 | 0 | 0 | 0 | 0 | 0 | 0 | 0 | 0 | 0 | 0 | 0 | 0
F5_Commercial_Miscellaneous_Existing_Food Preparation_Natural Gas_Conveyor Oven_E10 | F5 | Commercial | Miscellaneous | Existing | Food Preparation | Natural Gas | Conveyor Oven | E10 | Utility - Cost of Operation | 0 | 0 | 0 | 0 | 0 | 0 | 0 | 0 | 0 | 0 | 0 | 0 | 0 | 0 | 0 | 0 | 0 | 0 | 0 | 0 | 0 | 0 | 0 | 0 | 0 | 0 | 0 | 0 | 0 | 0 | 0 | 0 | 0
F6_Commercial_Miscellaneous_Existing_Food Preparation_Natural Gas_Conveyor Oven_E1 | F6 | Commercial | Miscellaneous | Existing | Food Preparation | Natural Gas | Conveyor Oven | E1 | Utility - Value of Sales | 0.042658 | 0.042792 | 0.043008 | 0.042961 | 0.042961 | 0.042961 | 0.042961 | 0.042961 | 0.042961 | 0.042961 | 0.042961 | 0.042961 | 0.042961 | 0.042961 | 0.042961 | 0.042961 | 0.042961 | 0.042961 | 0.042961 | 0.042961 | 0.042961 | 0.042961 | 0.042961 | 0.042961 | 0.042961 | 0.042961 | 0.042961 | 0.042961 | 0.042961 | 0.042961 | 0.042961 | 0.042961 | 0.042961
F6_Commercial_Miscellaneous_Existing_Food Preparation_Natural Gas_Conveyor Oven_E2 | F6 | Commercial | Miscellaneous | Existing | Food Preparation | Natural Gas | Conveyor Oven | E2 | Utility - Value of Sales | 0.032426 | 0.032529 | 0.032693 | 0.032657 | 0.032657 | 0.032657 | 0.032657 | 0.032657 | 0.032657 | 0.032657 | 0.032657 | 0.032657 | 0.032657 | 0.032657 | 0.032657 | 0.032657 | 0.032657 | 0.032657 | 0.032657 | 0.032657 | 0.032657 | 0.032657 | 0.032657 | 0.032657 | 0.032657 | 0.032657 | 0.032657 | 0.032657 | 0.032657 | 0.032657 | 0.032657 | 0.032657 | 0.032657
F6_Commercial_Miscellaneous_Existing_Food Preparation_Natural Gas_Conveyor Oven_E3 | F6 | Commercial | Miscellaneous | Existing | Food Preparation | Natural Gas | Conveyor Oven | E3 | Utility - Value of Sales | 0 | 0 | 0 | 0 | 0 | 0 | 0 | 0 | 0 | 0 | 0 | 0 | 0 | 0 | 0 | 0 | 0 | 0 | 0 | 0 | 0 | 0 | 0 | 0 | 0 | 0 | 0 | 0 | 0 | 0 | 0 | 0 | 0
F6_Commercial_Miscellaneous_Existing_Food Preparation_Natural Gas_Conveyor Oven_E4 | F6 | Commercial | Miscellaneous | Existing | Food Preparation | Natural Gas | Conveyor Oven | E4 | Utility - Value of Sales | 0 | 0 | 0 | 0 | 0 | 0 | 0 | 0 | 0 | 0 | 0 | 0 | 0 | 0 | 0 | 0 | 0 | 0 | 0 | 0 | 0 | 0 | 0 | 0 | 0 | 0 | 0 | 0 | 0 | 0 | 0 | 0 | 0
F6_Commercial_Miscellaneous_Existing_Food Preparation_Natural Gas_Conveyor Oven_E5 | F6 | Commercial | Miscellaneous | Existing | Food Preparation | Natural Gas | Conveyor Oven | E5 | Utility - Value of Sales | 0 | 0 | 0 | 0 | 0 | 0 | 0 | 0 | 0 | 0 | 0 | 0 | 0 | 0 | 0 | 0 | 0 | 0 | 0 | 0 | 0 | 0 | 0 | 0 | 0 | 0 | 0 | 0 | 0 | 0 | 0 | 0 | 0
F6_Commercial_Miscellaneous_Existing_Food Preparation_Natural Gas_Conveyor Oven_E6 | F6 | Commercial | Miscellaneous | Existing | Food Preparation | Natural Gas | Conveyor Oven | E6 | Utility - Value of Sales | 0 | 0 | 0 | 0 | 0 | 0 | 0 | 0 | 0 | 0 | 0 | 0 | 0 | 0 | 0 | 0 | 0 | 0 | 0 | 0 | 0 | 0 | 0 | 0 | 0 | 0 | 0 | 0 | 0 | 0 | 0 | 0 | 0
F6_Commercial_Miscellaneous_Existing_Food Preparation_Natural Gas_Conveyor Oven_E7 | F6 | Commercial | Miscellaneous | Existing | Food Preparation | Natural Gas | Conveyor Oven | E7 | Utility - Value of Sales | 0 | 0 | 0 | 0 | 0 | 0 | 0 | 0 | 0 | 0 | 0 | 0 | 0 | 0 | 0 | 0 | 0 | 0 | 0 | 0 | 0 | 0 | 0 | 0 | 0 | 0 | 0 | 0 | 0 | 0 | 0 | 0 | 0
F6_Commercial_Miscellaneous_Existing_Food Preparation_Natural Gas_Conveyor Oven_E8 | F6 | Commercial | Miscellaneous | Existing | Food Preparation | Natural Gas | Conveyor Oven | E8 | Utility - Value of Sales | 0 | 0 | 0 | 0 | 0 | 0 | 0 | 0 | 0 | 0 | 0 | 0 | 0 | 0 | 0 | 0 | 0 | 0 | 0 | 0 | 0 | 0 | 0 | 0 | 0 | 0 | 0 | 0 | 0 | 0 | 0 | 0 | 0
F6_Commercial_Miscellaneous_Existing_Food Preparation_Natural Gas_Conveyor Oven_E9 | F6 | Commercial | Miscellaneous | Existing | Food Preparation | Natural Gas | Conveyor Oven | E9 | Utility - Value of Sales | 0 | 0 | 0 | 0 | 0 | 0 | 0 | 0 | 0 | 0 | 0 | 0 | 0 | 0 | 0 | 0 | 0 | 0 | 0 | 0 | 0 | 0 | 0 | 0 | 0 | 0 | 0 | 0 | 0 | 0 | 0 | 0 | 0
F6_Commercial_Miscellaneous_Existing_Food Preparation_Natural Gas_Conveyor Oven_E10 | F6 | Commercial | Miscellaneous | Existing | Food Preparation | Natural Gas | Conveyor Oven | E10 | Utility - Value of Sales | 0 | 0 | 0 | 0 | 0 | 0 | 0 | 0 | 0 | 0 | 0 | 0 | 0 | 0 | 0 | 0 | 0 | 0 | 0 | 0 | 0 | 0 | 0 | 0 | 0 | 0 | 0 | 0 | 0 | 0 | 0 | 0 | 0
F1_Commercial_Miscellaneous_Existing_Food Preparation_Natural Gas_Double Rack Oven_E1 | F1 | Commercial | Miscellaneous | Existing | Food Preparation | Natural Gas | Double Rack Oven | E1 | RVT - Cost of Equipment | 0.11952 | 0.11967 | 0.12033 | 0.11972 | 0.11941 | 0.11988 | 0.12103 | 0.12195 | 0.12309 | 0.12418 | 0.12529 | 0.12633 | 0.12744 | 0.12859 | 0.1297 | 0.13084 | 0.13199 | 0.13322 | 0.13451 | 0.13583 | 0.1371 | 0.13837 | 0.13951 | 0.14066 | 0.14165 | 0.14251 | 0.14329 | 0.14396 | 0.14449 | 0.14492 | 0.14516 | 0.14531 | 0.14531
F1_Commercial_Miscellaneous_Existing_Food Preparation_Natural Gas_Double Rack Oven_E2 | F1 | Commercial | Miscellaneous | Existing | Food Preparation | Natural Gas | Double Rack Oven | E2 | RVT - Cost of Equipment | 0.065194 | 0.065277 | 0.065633 | 0.065301 | 0.065132 | 0.065391 | 0.066014 | 0.066521 | 0.067139 | 0.067735 | 0.068337 | 0.068906 | 0.069512 | 0.070139 | 0.070747 | 0.071368 | 0.071995 | 0.072668 | 0.073367 | 0.074088 | 0.07478 | 0.075476 | 0.076099 | 0.076723 | 0.077264 | 0.077732 | 0.078157 | 0.078524 | 0.078812 | 0.079048 | 0.079176 | 0.079262 | 0.079262
F1_Commercial_Miscellaneous_Existing_Food Preparation_Natural Gas_Double Rack Oven_E3 | F1 | Commercial | Miscellaneous | Existing | Food Preparation | Natural Gas | Double Rack Oven | E3 | RVT - Cost of Equipment | 0 | 0 | 0 | 0 | 0 | 0 | 0 | 0 | 0 | 0 | 0 | 0 | 0 | 0 | 0 | 0 | 0 | 0 | 0 | 0 | 0 | 0 | 0 | 0 | 0 | 0 | 0 | 0 | 0 | 0 | 0 | 0 | 0
F1_Commercial_Miscellaneous_Existing_Food Preparation_Natural Gas_Double Rack Oven_E4 | F1 | Commercial | Miscellaneous | Existing | Food Preparation | Natural Gas | Double Rack Oven | E4 | RVT - Cost of Equipment | 0 | 0 | 0 | 0 | 0 | 0 | 0 | 0 | 0 | 0 | 0 | 0 | 0 | 0 | 0 | 0 | 0 | 0 | 0 | 0 | 0 | 0 | 0 | 0 | 0 | 0 | 0 | 0 | 0 | 0 | 0 | 0 | 0
F1_Commercial_Miscellaneous_Existing_Food Preparation_Natural Gas_Double Rack Oven_E5 | F1 | Commercial | Miscellaneous | Existing | Food Preparation | Natural Gas | Double Rack Oven | E5 | RVT - Cost of Equipment | 0 | 0 | 0 | 0 | 0 | 0 | 0 | 0 | 0 | 0 | 0 | 0 | 0 | 0 | 0 | 0 | 0 | 0 | 0 | 0 | 0 | 0 | 0 | 0 | 0 | 0 | 0 | 0 | 0 | 0 | 0 | 0 | 0
F1_Commercial_Miscellaneous_Existing_Food Preparation_Natural Gas_Double Rack Oven_E6 | F1 | Commercial | Miscellaneous | Existing | Food Preparation | Natural Gas | Double Rack Oven | E6 | RVT - Cost of Equipment | 0 | 0 | 0 | 0 | 0 | 0 | 0 | 0 | 0 | 0 | 0 | 0 | 0 | 0 | 0 | 0 | 0 | 0 | 0 | 0 | 0 | 0 | 0 | 0 | 0 | 0 | 0 | 0 | 0 | 0 | 0 | 0 | 0
F1_Commercial_Miscellaneous_Existing_Food Preparation_Natural Gas_Double Rack Oven_E7 | F1 | Commercial | Miscellaneous | Existing | Food Preparation | Natural Gas | Double Rack Oven | E7 | RVT - Cost of Equipment | 0 | 0 | 0 | 0 | 0 | 0 | 0 | 0 | 0 | 0 | 0 | 0 | 0 | 0 | 0 | 0 | 0 | 0 | 0 | 0 | 0 | 0 | 0 | 0 | 0 | 0 | 0 | 0 | 0 | 0 | 0 | 0 | 0
F1_Commercial_Miscellaneous_Existing_Food Preparation_Natural Gas_Double Rack Oven_E8 | F1 | Commercial | Miscellaneous | Existing | Food Preparation | Natural Gas | Double Rack Oven | E8 | RVT - Cost of Equipment | 0 | 0 | 0 | 0 | 0 | 0 | 0 | 0 | 0 | 0 | 0 | 0 | 0 | 0 | 0 | 0 | 0 | 0 | 0 | 0 | 0 | 0 | 0 | 0 | 0 | 0 | 0 | 0 | 0 | 0 | 0 | 0 | 0
F1_Commercial_Miscellaneous_Existing_Food Preparation_Natural Gas_Double Rack Oven_E9 | F1 | Commercial | Miscellaneous | Existing | Food Preparation | Natural Gas | Double Rack Oven | E9 | RVT - Cost of Equipment | 0 | 0 | 0 | 0 | 0 | 0 | 0 | 0 | 0 | 0 | 0 | 0 | 0 | 0 | 0 | 0 | 0 | 0 | 0 | 0 | 0 | 0 | 0 | 0 | 0 | 0 | 0 | 0 | 0 | 0 | 0 | 0 | 0
F1_Commercial_Miscellaneous_Existing_Food Preparation_Natural Gas_Double Rack Oven_E10 | F1 | Commercial | Miscellaneous | Existing | Food Preparation | Natural Gas | Double Rack Oven | E10 | RVT - Cost of Equipment | 0 | 0 | 0 | 0 | 0 | 0 | 0 | 0 | 0 | 0 | 0 | 0 | 0 | 0 | 0 | 0 | 0 | 0 | 0 | 0 | 0 | 0 | 0 | 0 | 0 | 0 | 0 | 0 | 0 | 0 | 0 | 0 | 0
F2_Commercial_Miscellaneous_Existing_Food Preparation_Natural Gas_Double Rack Oven_E1 | F2 | Commercial | Miscellaneous | Existing | Food Preparation | Natural Gas | Double Rack Oven | E1 | RVT - Cost of Operation | 0.14319 | 0.14338 | 0.14416 | 0.14343 | 0.14306 | 0.14363 | 0.145 | 0.14611 | 0.14747 | 0.14878 | 0.1501 | 0.15135 | 0.15268 | 0.15406 | 0.15539 | 0.15676 | 0.15813 | 0.15961 | 0.16115 | 0.16273 | 0.16425 | 0.16578 | 0.16715 | 0.16852 | 0.16971 | 0.17073 | 0.17167 | 0.17247 | 0.17311 | 0.17362 | 0.17391 | 0.1741 | 0.1741
F2_Commercial_Miscellaneous_Existing_Food Preparation_Natural Gas_Double Rack Oven_E2 | F2 | Commercial | Miscellaneous | Existing | Food Preparation | Natural Gas | Double Rack Oven | E2 | RVT - Cost of Operation | 0.078106 | 0.078206 | 0.078633 | 0.078235 | 0.078032 | 0.078343 | 0.079089 | 0.079696 | 0.080437 | 0.081151 | 0.081873 | 0.082554 | 0.08328 | 0.084031 | 0.084759 | 0.085504 | 0.086254 | 0.087061 | 0.087899 | 0.088763 | 0.089592 | 0.090425 | 0.091171 | 0.091919 | 0.092568 | 0.093128 | 0.093637 | 0.094077 | 0.094422 | 0.094704 | 0.094858 | 0.094961 | 0.094961
F2_Commercial_Miscellaneous_Existing_Food Preparation_Natural Gas_Double Rack Oven_E3 | F2 | Commercial | Miscellaneous | Existing | Food Preparation | Natural Gas | Double Rack Oven | E3 | RVT - Cost of Operation | 0 | 0 | 0 | 0 | 0 | 0 | 0 | 0 | 0 | 0 | 0 | 0 | 0 | 0 | 0 | 0 | 0 | 0 | 0 | 0 | 0 | 0 | 0 | 0 | 0 | 0 | 0 | 0 | 0 | 0 | 0 | 0 | 0
F2_Commercial_Miscellaneous_Existing_Food Preparation_Natural Gas_Double Rack Oven_E4 | F2 | Commercial | Miscellaneous | Existing | Food Preparation | Natural Gas | Double Rack Oven | E4 | RVT - Cost of Operation | 0 | 0 | 0 | 0 | 0 | 0 | 0 | 0 | 0 | 0 | 0 | 0 | 0 | 0 | 0 | 0 | 0 | 0 | 0 | 0 | 0 | 0 | 0 | 0 | 0 | 0 | 0 | 0 | 0 | 0 | 0 | 0 | 0
F2_Commercial_Miscellaneous_Existing_Food Preparation_Natural Gas_Double Rack Oven_E5 | F2 | Commercial | Miscellaneous | Existing | Food Preparation | Natural Gas | Double Rack Oven | E5 | RVT - Cost of Operation | 0 | 0 | 0 | 0 | 0 | 0 | 0 | 0 | 0 | 0 | 0 | 0 | 0 | 0 | 0 | 0 | 0 | 0 | 0 | 0 | 0 | 0 | 0 | 0 | 0 | 0 | 0 | 0 | 0 | 0 | 0 | 0 | 0
F2_Commercial_Miscellaneous_Existing_Food Preparation_Natural Gas_Double Rack Oven_E6 | F2 | Commercial | Miscellaneous | Existing | Food Preparation | Natural Gas | Double Rack Oven | E6 | RVT - Cost of Operation | 0 | 0 | 0 | 0 | 0 | 0 | 0 | 0 | 0 | 0 | 0 | 0 | 0 | 0 | 0 | 0 | 0 | 0 | 0 | 0 | 0 | 0 | 0 | 0 | 0 | 0 | 0 | 0 | 0 | 0 | 0 | 0 | 0
F2_Commercial_Miscellaneous_Existing_Food Preparation_Natural Gas_Double Rack Oven_E7 | F2 | Commercial | Miscellaneous | Existing | Food Preparation | Natural Gas | Double Rack Oven | E7 | RVT - Cost of Operation | 0 | 0 | 0 | 0 | 0 | 0 | 0 | 0 | 0 | 0 | 0 | 0 | 0 | 0 | 0 | 0 | 0 | 0 | 0 | 0 | 0 | 0 | 0 | 0 | 0 | 0 | 0 | 0 | 0 | 0 | 0 | 0 | 0
F2_Commercial_Miscellaneous_Existing_Food Preparation_Natural Gas_Double Rack Oven_E8 | F2 | Commercial | Miscellaneous | Existing | Food Preparation | Natural Gas | Double Rack Oven | E8 | RVT - Cost of Operation | 0 | 0 | 0 | 0 | 0 | 0 | 0 | 0 | 0 | 0 | 0 | 0 | 0 | 0 | 0 | 0 | 0 | 0 | 0 | 0 | 0 | 0 | 0 | 0 | 0 | 0 | 0 | 0 | 0 | 0 | 0 | 0 | 0
F2_Commercial_Miscellaneous_Existing_Food Preparation_Natural Gas_Double Rack Oven_E9 | F2 | Commercial | Miscellaneous | Existing | Food Preparation | Natural Gas | Double Rack Oven | E9 | RVT - Cost of Operation | 0 | 0 | 0 | 0 | 0 | 0 | 0 | 0 | 0 | 0 | 0 | 0 | 0 | 0 | 0 | 0 | 0 | 0 | 0 | 0 | 0 | 0 | 0 | 0 | 0 | 0 | 0 | 0 | 0 | 0 | 0 | 0 | 0
F2_Commercial_Miscellaneous_Existing_Food Preparation_Natural Gas_Double Rack Oven_E10 | F2 | Commercial | Miscellaneous | Existing | Food Preparation | Natural Gas | Double Rack Oven | E10 | RVT - Cost of Operation | 0 | 0 | 0 | 0 | 0 | 0 | 0 | 0 | 0 | 0 | 0 | 0 | 0 | 0 | 0 | 0 | 0 | 0 | 0 | 0 | 0 | 0 | 0 | 0 | 0 | 0 | 0 | 0 | 0 | 0 | 0 | 0 | 0
F3_Commercial_Miscellaneous_Existing_Food Preparation_Natural Gas_Double Rack Oven_E1 | F3 | Commercial | Miscellaneous | Existing | Food Preparation | Natural Gas | Double Rack Oven | E1 | System - kBTUs of Consumption | 0.023588 | 0.023588 | 0.023588 | 0.023588 | 0.023588 | 0.023588 | 0.023588 | 0.023588 | 0.023588 | 0.023588 | 0.023588 | 0.023588 | 0.023588 | 0.023588 | 0.023588 | 0.023588 | 0.023588 | 0.023588 | 0.023588 | 0.023588 | 0.023588 | 0.023588 | 0.023588 | 0.023588 | 0.023588 | 0.023588 | 0.023588 | 0.023588 | 0.023588 | 0.023588 | 0.023588 | 0.023588 | 0.023588
F3_Commercial_Miscellaneous_Existing_Food Preparation_Natural Gas_Double Rack Oven_E2 | F3 | Commercial | Miscellaneous | Existing | Food Preparation | Natural Gas | Double Rack Oven | E2 | System - kBTUs of Consumption | 0.03137 | 0.03137 | 0.03137 | 0.03137 | 0.03137 | 0.03137 | 0.03137 | 0.03137 | 0.03137 | 0.03137 | 0.03137 | 0.03137 | 0.03137 | 0.03137 | 0.03137 | 0.03137 | 0.03137 | 0.03137 | 0.03137 | 0.03137 | 0.03137 | 0.03137 | 0.03137 | 0.03137 | 0.03137 | 0.03137 | 0.03137 | 0.03137 | 0.03137 | 0.03137 | 0.03137 | 0.03137 | 0.03137
F3_Commercial_Miscellaneous_Existing_Food Preparation_Natural Gas_Double Rack Oven_E3 | F3 | Commercial | Miscellaneous | Existing | Food Preparation | Natural Gas | Double Rack Oven | E3 | System - kBTUs of Consumption | 0 | 0 | 0 | 0 | 0 | 0 | 0 | 0 | 0 | 0 | 0 | 0 | 0 | 0 | 0 | 0 | 0 | 0 | 0 | 0 | 0 | 0 | 0 | 0 | 0 | 0 | 0 | 0 | 0 | 0 | 0 | 0 | 0
F3_Commercial_Miscellaneous_Existing_Food Preparation_Natural Gas_Double Rack Oven_E4 | F3 | Commercial | Miscellaneous | Existing | Food Preparation | Natural Gas | Double Rack Oven | E4 | System - kBTUs of Consumption | 0 | 0 | 0 | 0 | 0 | 0 | 0 | 0 | 0 | 0 | 0 | 0 | 0 | 0 | 0 | 0 | 0 | 0 | 0 | 0 | 0 | 0 | 0 | 0 | 0 | 0 | 0 | 0 | 0 | 0 | 0 | 0 | 0
F3_Commercial_Miscellaneous_Existing_Food Preparation_Natural Gas_Double Rack Oven_E5 | F3 | Commercial | Miscellaneous | Existing | Food Preparation | Natural Gas | Double Rack Oven | E5 | System - kBTUs of Consumption | 0 | 0 | 0 | 0 | 0 | 0 | 0 | 0 | 0 | 0 | 0 | 0 | 0 | 0 | 0 | 0 | 0 | 0 | 0 | 0 | 0 | 0 | 0 | 0 | 0 | 0 | 0 | 0 | 0 | 0 | 0 | 0 | 0
F3_Commercial_Miscellaneous_Existing_Food Preparation_Natural Gas_Double Rack Oven_E6 | F3 | Commercial | Miscellaneous | Existing | Food Preparation | Natural Gas | Double Rack Oven | E6 | System - kBTUs of Consumption | 0 | 0 | 0 | 0 | 0 | 0 | 0 | 0 | 0 | 0 | 0 | 0 | 0 | 0 | 0 | 0 | 0 | 0 | 0 | 0 | 0 | 0 | 0 | 0 | 0 | 0 | 0 | 0 | 0 | 0 | 0 | 0 | 0
F3_Commercial_Miscellaneous_Existing_Food Preparation_Natural Gas_Double Rack Oven_E7 | F3 | Commercial | Miscellaneous | Existing | Food Preparation | Natural Gas | Double Rack Oven | E7 | System - kBTUs of Consumption | 0 | 0 | 0 | 0 | 0 | 0 | 0 | 0 | 0 | 0 | 0 | 0 | 0 | 0 | 0 | 0 | 0 | 0 | 0 | 0 | 0 | 0 | 0 | 0 | 0 | 0 | 0 | 0 | 0 | 0 | 0 | 0 | 0
F3_Commercial_Miscellaneous_Existing_Food Preparation_Natural Gas_Double Rack Oven_E8 | F3 | Commercial | Miscellaneous | Existing | Food Preparation | Natural Gas | Double Rack Oven | E8 | System - kBTUs of Consumption | 0 | 0 | 0 | 0 | 0 | 0 | 0 | 0 | 0 | 0 | 0 | 0 | 0 | 0 | 0 | 0 | 0 | 0 | 0 | 0 | 0 | 0 | 0 | 0 | 0 | 0 | 0 | 0 | 0 | 0 | 0 | 0 | 0
F3_Commercial_Miscellaneous_Existing_Food Preparation_Natural Gas_Double Rack Oven_E9 | F3 | Commercial | Miscellaneous | Existing | Food Preparation | Natural Gas | Double Rack Oven | E9 | System - kBTUs of Consumption | 0 | 0 | 0 | 0 | 0 | 0 | 0 | 0 | 0 | 0 | 0 | 0 | 0 | 0 | 0 | 0 | 0 | 0 | 0 | 0 | 0 | 0 | 0 | 0 | 0 | 0 | 0 | 0 | 0 | 0 | 0 | 0 | 0
F3_Commercial_Miscellaneous_Existing_Food Preparation_Natural Gas_Double Rack Oven_E10 | F3 | Commercial | Miscellaneous | Existing | Food Preparation | Natural Gas | Double Rack Oven | E10 | System - kBTUs of Consumption | 0 | 0 | 0 | 0 | 0 | 0 | 0 | 0 | 0 | 0 | 0 | 0 | 0 | 0 | 0 | 0 | 0 | 0 | 0 | 0 | 0 | 0 | 0 | 0 | 0 | 0 | 0 | 0 | 0 | 0 | 0 | 0 | 0
F4_Commercial_Miscellaneous_Existing_Food Preparation_Natural Gas_Double Rack Oven_E1 | F4 | Commercial | Miscellaneous | Existing | Food Preparation | Natural Gas | Double Rack Oven | E1 | Utility - Cost of Equipment | 0.14319 | 0.14338 | 0.14416 | 0.14343 | 0.14306 | 0.14363 | 0.145 | 0.14611 | 0.14747 | 0.14878 | 0.1501 | 0.15135 | 0.15268 | 0.15406 | 0.15539 | 0.15676 | 0.15813 | 0.15961 | 0.16115 | 0.16273 | 0.16425 | 0.16578 | 0.16715 | 0.16852 | 0.16971 | 0.17073 | 0.17167 | 0.17247 | 0.17311 | 0.17362 | 0.17391 | 0.1741 | 0.1741
F4_Commercial_Miscellaneous_Existing_Food Preparation_Natural Gas_Double Rack Oven_E2 | F4 | Commercial | Miscellaneous | Existing | Food Preparation | Natural Gas | Double Rack Oven | E2 | Utility - Cost of Equipment | 0.078106 | 0.078206 | 0.078633 | 0.078235 | 0.078032 | 0.078343 | 0.079089 | 0.079696 | 0.080437 | 0.081151 | 0.081873 | 0.082554 | 0.08328 | 0.084031 | 0.084759 | 0.085504 | 0.086254 | 0.087061 | 0.087899 | 0.088763 | 0.089592 | 0.090425 | 0.091171 | 0.091919 | 0.092568 | 0.093128 | 0.093637 | 0.094077 | 0.094422 | 0.094704 | 0.094858 | 0.094961 | 0.094961
F4_Commercial_Miscellaneous_Existing_Food Preparation_Natural Gas_Double Rack Oven_E3 | F4 | Commercial | Miscellaneous | Existing | Food Preparation | Natural Gas | Double Rack Oven | E3 | Utility - Cost of Equipment | 0 | 0 | 0 | 0 | 0 | 0 | 0 | 0 | 0 | 0 | 0 | 0 | 0 | 0 | 0 | 0 | 0 | 0 | 0 | 0 | 0 | 0 | 0 | 0 | 0 | 0 | 0 | 0 | 0 | 0 | 0 | 0 | 0
F4_Commercial_Miscellaneous_Existing_Food Preparation_Natural Gas_Double Rack Oven_E4 | F4 | Commercial | Miscellaneous | Existing | Food Preparation | Natural Gas | Double Rack Oven | E4 | Utility - Cost of Equipment | 0 | 0 | 0 | 0 | 0 | 0 | 0 | 0 | 0 | 0 | 0 | 0 | 0 | 0 | 0 | 0 | 0 | 0 | 0 | 0 | 0 | 0 | 0 | 0 | 0 | 0 | 0 | 0 | 0 | 0 | 0 | 0 | 0
F4_Commercial_Miscellaneous_Existing_Food Preparation_Natural Gas_Double Rack Oven_E5 | F4 | Commercial | Miscellaneous | Existing | Food Preparation | Natural Gas | Double Rack Oven | E5 | Utility - Cost of Equipment | 0 | 0 | 0 | 0 | 0 | 0 | 0 | 0 | 0 | 0 | 0 | 0 | 0 | 0 | 0 | 0 | 0 | 0 | 0 | 0 | 0 | 0 | 0 | 0 | 0 | 0 | 0 | 0 | 0 | 0 | 0 | 0 | 0
F4_Commercial_Miscellaneous_Existing_Food Preparation_Natural Gas_Double Rack Oven_E6 | F4 | Commercial | Miscellaneous | Existing | Food Preparation | Natural Gas | Double Rack Oven | E6 | Utility - Cost of Equipment | 0 | 0 | 0 | 0 | 0 | 0 | 0 | 0 | 0 | 0 | 0 | 0 | 0 | 0 | 0 | 0 | 0 | 0 | 0 | 0 | 0 | 0 | 0 | 0 | 0 | 0 | 0 | 0 | 0 | 0 | 0 | 0 | 0
F4_Commercial_Miscellaneous_Existing_Food Preparation_Natural Gas_Double Rack Oven_E7 | F4 | Commercial | Miscellaneous | Existing | Food Preparation | Natural Gas | Double Rack Oven | E7 | Utility - Cost of Equipment | 0 | 0 | 0 | 0 | 0 | 0 | 0 | 0 | 0 | 0 | 0 | 0 | 0 | 0 | 0 | 0 | 0 | 0 | 0 | 0 | 0 | 0 | 0 | 0 | 0 | 0 | 0 | 0 | 0 | 0 | 0 | 0 | 0
F4_Commercial_Miscellaneous_Existing_Food Preparation_Natural Gas_Double Rack Oven_E8 | F4 | Commercial | Miscellaneous | Existing | Food Preparation | Natural Gas | Double Rack Oven | E8 | Utility - Cost of Equipment | 0 | 0 | 0 | 0 | 0 | 0 | 0 | 0 | 0 | 0 | 0 | 0 | 0 | 0 | 0 | 0 | 0 | 0 | 0 | 0 | 0 | 0 | 0 | 0 | 0 | 0 | 0 | 0 | 0 | 0 | 0 | 0 | 0
F4_Commercial_Miscellaneous_Existing_Food Preparation_Natural Gas_Double Rack Oven_E9 | F4 | Commercial | Miscellaneous | Existing | Food Preparation | Natural Gas | Double Rack Oven | E9 | Utility - Cost of Equipment | 0 | 0 | 0 | 0 | 0 | 0 | 0 | 0 | 0 | 0 | 0 | 0 | 0 | 0 | 0 | 0 | 0 | 0 | 0 | 0 | 0 | 0 | 0 | 0 | 0 | 0 | 0 | 0 | 0 | 0 | 0 | 0 | 0
F4_Commercial_Miscellaneous_Existing_Food Preparation_Natural Gas_Double Rack Oven_E10 | F4 | Commercial | Miscellaneous | Existing | Food Preparation | Natural Gas | Double Rack Oven | E10 | Utility - Cost of Equipment | 0 | 0 | 0 | 0 | 0 | 0 | 0 | 0 | 0 | 0 | 0 | 0 | 0 | 0 | 0 | 0 | 0 | 0 | 0 | 0 | 0 | 0 | 0 | 0 | 0 | 0 | 0 | 0 | 0 | 0 | 0 | 0 | 0
F5_Commercial_Miscellaneous_Existing_Food Preparation_Natural Gas_Double Rack Oven_E1 | F5 | Commercial | Miscellaneous | Existing | Food Preparation | Natural Gas | Double Rack Oven | E1 | Utility - Cost of Operation | 0.023588 | 0.023588 | 0.023588 | 0.023588 | 0.023588 | 0.023588 | 0.023588 | 0.023588 | 0.023588 | 0.023588 | 0.023588 | 0.023588 | 0.023588 | 0.023588 | 0.023588 | 0.023588 | 0.023588 | 0.023588 | 0.023588 | 0.023588 | 0.023588 | 0.023588 | 0.023588 | 0.023588 | 0.023588 | 0.023588 | 0.023588 | 0.023588 | 0.023588 | 0.023588 | 0.023588 | 0.023588 | 0.023588
F5_Commercial_Miscellaneous_Existing_Food Preparation_Natural Gas_Double Rack Oven_E2 | F5 | Commercial | Miscellaneous | Existing | Food Preparation | Natural Gas | Double Rack Oven | E2 | Utility - Cost of Operation | 0.03137 | 0.03137 | 0.03137 | 0.03137 | 0.03137 | 0.03137 | 0.03137 | 0.03137 | 0.03137 | 0.03137 | 0.03137 | 0.03137 | 0.03137 | 0.03137 | 0.03137 | 0.03137 | 0.03137 | 0.03137 | 0.03137 | 0.03137 | 0.03137 | 0.03137 | 0.03137 | 0.03137 | 0.03137 | 0.03137 | 0.03137 | 0.03137 | 0.03137 | 0.03137 | 0.03137 | 0.03137 | 0.03137
F5_Commercial_Miscellaneous_Existing_Food Preparation_Natural Gas_Double Rack Oven_E3 | F5 | Commercial | Miscellaneous | Existing | Food Preparation | Natural Gas | Double Rack Oven | E3 | Utility - Cost of Operation | 0 | 0 | 0 | 0 | 0 | 0 | 0 | 0 | 0 | 0 | 0 | 0 | 0 | 0 | 0 | 0 | 0 | 0 | 0 | 0 | 0 | 0 | 0 | 0 | 0 | 0 | 0 | 0 | 0 | 0 | 0 | 0 | 0
F5_Commercial_Miscellaneous_Existing_Food Preparation_Natural Gas_Double Rack Oven_E4 | F5 | Commercial | Miscellaneous | Existing | Food Preparation | Natural Gas | Double Rack Oven | E4 | Utility - Cost of Operation | 0 | 0 | 0 | 0 | 0 | 0 | 0 | 0 | 0 | 0 | 0 | 0 | 0 | 0 | 0 | 0 | 0 | 0 | 0 | 0 | 0 | 0 | 0 | 0 | 0 | 0 | 0 | 0 | 0 | 0 | 0 | 0 | 0
F5_Commercial_Miscellaneous_Existing_Food Preparation_Natural Gas_Double Rack Oven_E5 | F5 | Commercial | Miscellaneous | Existing | Food Preparation | Natural Gas | Double Rack Oven | E5 | Utility - Cost of Operation | 0 | 0 | 0 | 0 | 0 | 0 | 0 | 0 | 0 | 0 | 0 | 0 | 0 | 0 | 0 | 0 | 0 | 0 | 0 | 0 | 0 | 0 | 0 | 0 | 0 | 0 | 0 | 0 | 0 | 0 | 0 | 0 | 0
F5_Commercial_Miscellaneous_Existing_Food Preparation_Natural Gas_Double Rack Oven_E6 | F5 | Commercial | Miscellaneous | Existing | Food Preparation | Natural Gas | Double Rack Oven | E6 | Utility - Cost of Operation | 0 | 0 | 0 | 0 | 0 | 0 | 0 | 0 | 0 | 0 | 0 | 0 | 0 | 0 | 0 | 0 | 0 | 0 | 0 | 0 | 0 | 0 | 0 | 0 | 0 | 0 | 0 | 0 | 0 | 0 | 0 | 0 | 0
F5_Commercial_Miscellaneous_Existing_Food Preparation_Natural Gas_Double Rack Oven_E7 | F5 | Commercial | Miscellaneous | Existing | Food Preparation | Natural Gas | Double Rack Oven | E7 | Utility - Cost of Operation | 0 | 0 | 0 | 0 | 0 | 0 | 0 | 0 | 0 | 0 | 0 | 0 | 0 | 0 | 0 | 0 | 0 | 0 | 0 | 0 | 0 | 0 | 0 | 0 | 0 | 0 | 0 | 0 | 0 | 0 | 0 | 0 | 0
F5_Commercial_Miscellaneous_Existing_Food Preparation_Natural Gas_Double Rack Oven_E8 | F5 | Commercial | Miscellaneous | Existing | Food Preparation | Natural Gas | Double Rack Oven | E8 | Utility - Cost of Operation | 0 | 0 | 0 | 0 | 0 | 0 | 0 | 0 | 0 | 0 | 0 | 0 | 0 | 0 | 0 | 0 | 0 | 0 | 0 | 0 | 0 | 0 | 0 | 0 | 0 | 0 | 0 | 0 | 0 | 0 | 0 | 0 | 0
F5_Commercial_Miscellaneous_Existing_Food Preparation_Natural Gas_Double Rack Oven_E9 | F5 | Commercial | Miscellaneous | Existing | Food Preparation | Natural Gas | Double Rack Oven | E9 | Utility - Cost of Operation | 0 | 0 | 0 | 0 | 0 | 0 | 0 | 0 | 0 | 0 | 0 | 0 | 0 | 0 | 0 | 0 | 0 | 0 | 0 | 0 | 0 | 0 | 0 | 0 | 0 | 0 | 0 | 0 | 0 | 0 | 0 | 0 | 0
F5_Commercial_Miscellaneous_Existing_Food Preparation_Natural Gas_Double Rack Oven_E10 | F5 | Commercial | Miscellaneous | Existing | Food Preparation | Natural Gas | Double Rack Oven | E10 | Utility - Cost of Operation | 0 | 0 | 0 | 0 | 0 | 0 | 0 | 0 | 0 | 0 | 0 | 0 | 0 | 0 | 0 | 0 | 0 | 0 | 0 | 0 | 0 | 0 | 0 | 0 | 0 | 0 | 0 | 0 | 0 | 0 | 0 | 0 | 0
F6_Commercial_Miscellaneous_Existing_Food Preparation_Natural Gas_Double Rack Oven_E1 | F6 | Commercial | Miscellaneous | Existing | Food Preparation | Natural Gas | Double Rack Oven | E1 | Utility - Value of Sales | 0.075797 | 0.076136 | 0.076682 | 0.076562 | 0.076562 | 0.076562 | 0.076562 | 0.076562 | 0.076562 | 0.076562 | 0.076562 | 0.076562 | 0.076562 | 0.076562 | 0.076562 | 0.076562 | 0.076562 | 0.076562 | 0.076562 | 0.076562 | 0.076562 | 0.076562 | 0.076562 | 0.076562 | 0.076562 | 0.076562 | 0.076562 | 0.076562 | 0.076562 | 0.076562 | 0.076562 | 0.076562 | 0.076562
F6_Commercial_Miscellaneous_Existing_Food Preparation_Natural Gas_Double Rack Oven_E2 | F6 | Commercial | Miscellaneous | Existing | Food Preparation | Natural Gas | Double Rack Oven | E2 | Utility - Value of Sales | 0.041344 | 0.041529 | 0.041826 | 0.041761 | 0.041761 | 0.041761 | 0.041761 | 0.041761 | 0.041761 | 0.041761 | 0.041761 | 0.041761 | 0.041761 | 0.041761 | 0.041761 | 0.041761 | 0.041761 | 0.041761 | 0.041761 | 0.041761 | 0.041761 | 0.041761 | 0.041761 | 0.041761 | 0.041761 | 0.041761 | 0.041761 | 0.041761 | 0.041761 | 0.041761 | 0.041761 | 0.041761 | 0.041761
F6_Commercial_Miscellaneous_Existing_Food Preparation_Natural Gas_Double Rack Oven_E3 | F6 | Commercial | Miscellaneous | Existing | Food Preparation | Natural Gas | Double Rack Oven | E3 | Utility - Value of Sales | 0 | 0 | 0 | 0 | 0 | 0 | 0 | 0 | 0 | 0 | 0 | 0 | 0 | 0 | 0 | 0 | 0 | 0 | 0 | 0 | 0 | 0 | 0 | 0 | 0 | 0 | 0 | 0 | 0 | 0 | 0 | 0 | 0
F6_Commercial_Miscellaneous_Existing_Food Preparation_Natural Gas_Double Rack Oven_E4 | F6 | Commercial | Miscellaneous | Existing | Food Preparation | Natural Gas | Double Rack Oven | E4 | Utility - Value of Sales | 0 | 0 | 0 | 0 | 0 | 0 | 0 | 0 | 0 | 0 | 0 | 0 | 0 | 0 | 0 | 0 | 0 | 0 | 0 | 0 | 0 | 0 | 0 | 0 | 0 | 0 | 0 | 0 | 0 | 0 | 0 | 0 | 0
F6_Commercial_Miscellaneous_Existing_Food Preparation_Natural Gas_Double Rack Oven_E5 | F6 | Commercial | Miscellaneous | Existing | Food Preparation | Natural Gas | Double Rack Oven | E5 | Utility - Value of Sales | 0 | 0 | 0 | 0 | 0 | 0 | 0 | 0 | 0 | 0 | 0 | 0 | 0 | 0 | 0 | 0 | 0 | 0 | 0 | 0 | 0 | 0 | 0 | 0 | 0 | 0 | 0 | 0 | 0 | 0 | 0 | 0 | 0
F6_Commercial_Miscellaneous_Existing_Food Preparation_Natural Gas_Double Rack Oven_E6 | F6 | Commercial | Miscellaneous | Existing | Food Preparation | Natural Gas | Double Rack Oven | E6 | Utility - Value of Sales | 0 | 0 | 0 | 0 | 0 | 0 | 0 | 0 | 0 | 0 | 0 | 0 | 0 | 0 | 0 | 0 | 0 | 0 | 0 | 0 | 0 | 0 | 0 | 0 | 0 | 0 | 0 | 0 | 0 | 0 | 0 | 0 | 0
F6_Commercial_Miscellaneous_Existing_Food Preparation_Natural Gas_Double Rack Oven_E7 | F6 | Commercial | Miscellaneous | Existing | Food Preparation | Natural Gas | Double Rack Oven | E7 | Utility - Value of Sales | 0 | 0 | 0 | 0 | 0 | 0 | 0 | 0 | 0 | 0 | 0 | 0 | 0 | 0 | 0 | 0 | 0 | 0 | 0 | 0 | 0 | 0 | 0 | 0 | 0 | 0 | 0 | 0 | 0 | 0 | 0 | 0 | 0
F6_Commercial_Miscellaneous_Existing_Food Preparation_Natural Gas_Double Rack Oven_E8 | F6 | Commercial | Miscellaneous | Existing | Food Preparation | Natural Gas | Double Rack Oven | E8 | Utility - Value of Sales | 0 | 0 | 0 | 0 | 0 | 0 | 0 | 0 | 0 | 0 | 0 | 0 | 0 | 0 | 0 | 0 | 0 | 0 | 0 | 0 | 0 | 0 | 0 | 0 | 0 | 0 | 0 | 0 | 0 | 0 | 0 | 0 | 0
F6_Commercial_Miscellaneous_Existing_Food Preparation_Natural Gas_Double Rack Oven_E9 | F6 | Commercial | Miscellaneous | Existing | Food Preparation | Natural Gas | Double Rack Oven | E9 | Utility - Value of Sales | 0 | 0 | 0 | 0 | 0 | 0 | 0 | 0 | 0 | 0 | 0 | 0 | 0 | 0 | 0 | 0 | 0 | 0 | 0 | 0 | 0 | 0 | 0 | 0 | 0 | 0 | 0 | 0 | 0 | 0 | 0 | 0 | 0
F6_Commercial_Miscellaneous_Existing_Food Preparation_Natural Gas_Double Rack Oven_E10 | F6 | Commercial | Miscellaneous | Existing | Food Preparation | Natural Gas | Double Rack Oven | E10 | Utility - Value of Sales | 0 | 0 | 0 | 0 | 0 | 0 | 0 | 0 | 0 | 0 | 0 | 0 | 0 | 0 | 0 | 0 | 0 | 0 | 0 | 0 | 0 | 0 | 0 | 0 | 0 | 0 | 0 | 0 | 0 | 0 | 0 | 0 | 0
F1_Commercial_Miscellaneous_Existing_Food Preparation_Natural Gas_Fryer_E1 | F1 | Commercial | Miscellaneous | Existing | Food Preparation | Natural Gas | Fryer | E1 | RVT - Cost of Equipment | 0.059448 | 0.059383 | 0.059638 | 0 | 0 | 0 | 0 | 0 | 0 | 0 | 0 | 0 | 0 | 0 | 0 | 0 | 0 | 0 | 0 | 0 | 0 | 0 | 0 | 0 | 0 | 0 | 0 | 0 | 0 | 0 | 0 | 0 | 0
F1_Commercial_Miscellaneous_Existing_Food Preparation_Natural Gas_Fryer_E2 | F1 | Commercial | Miscellaneous | Existing | Food Preparation | Natural Gas | Fryer | E2 | RVT - Cost of Equipment | 0.039949 | 0.039904 | 0.040076 | 0.039716 | 0.039486 | 0.039595 | 0.039991 | 0.040302 | 0.040692 | 0.041062 | 0.041425 | 0.041758 | 0.042112 | 0.042483 | 0.042833 | 0.043194 | 0.043553 | 0.043953 | 0.044369 | 0.044811 | 0.045244 | 0.045708 | 0.04614 | 0.046601 | 0.047012 | 0.047377 | 0.047709 | 0.047995 | 0.04822 | 0.048404 | 0.048504 | 0.048571 | 0.048571
F1_Commercial_Miscellaneous_Existing_Food Preparation_Natural Gas_Fryer_E3 | F1 | Commercial | Miscellaneous | Existing | Food Preparation | Natural Gas | Fryer | E3 | RVT - Cost of Equipment | 0 | 0 | 0 | 0 | 0 | 0 | 0 | 0 | 0 | 0 | 0 | 0 | 0 | 0 | 0 | 0 | 0 | 0 | 0 | 0 | 0 | 0 | 0 | 0 | 0 | 0 | 0 | 0 | 0 | 0 | 0 | 0 | 0
F1_Commercial_Miscellaneous_Existing_Food Preparation_Natural Gas_Fryer_E4 | F1 | Commercial | Miscellaneous | Existing | Food Preparation | Natural Gas | Fryer | E4 | RVT - Cost of Equipment | 0 | 0 | 0 | 0 | 0 | 0 | 0 | 0 | 0 | 0 | 0 | 0 | 0 | 0 | 0 | 0 | 0 | 0 | 0 | 0 | 0 | 0 | 0 | 0 | 0 | 0 | 0 | 0 | 0 | 0 | 0 | 0 | 0
F1_Commercial_Miscellaneous_Existing_Food Preparation_Natural Gas_Fryer_E5 | F1 | Commercial | Miscellaneous | Existing | Food Preparation | Natural Gas | Fryer | E5 | RVT - Cost of Equipment | 0 | 0 | 0 | 0 | 0 | 0 | 0 | 0 | 0 | 0 | 0 | 0 | 0 | 0 | 0 | 0 | 0 | 0 | 0 | 0 | 0 | 0 | 0 | 0 | 0 | 0 | 0 | 0 | 0 | 0 | 0 | 0 | 0
F1_Commercial_Miscellaneous_Existing_Food Preparation_Natural Gas_Fryer_E6 | F1 | Commercial | Miscellaneous | Existing | Food Preparation | Natural Gas | Fryer | E6 | RVT - Cost of Equipment | 0 | 0 | 0 | 0 | 0 | 0 | 0 | 0 | 0 | 0 | 0 | 0 | 0 | 0 | 0 | 0 | 0 | 0 | 0 | 0 | 0 | 0 | 0 | 0 | 0 | 0 | 0 | 0 | 0 | 0 | 0 | 0 | 0
F1_Commercial_Miscellaneous_Existing_Food Preparation_Natural Gas_Fryer_E7 | F1 | Commercial | Miscellaneous | Existing | Food Preparation | Natural Gas | Fryer | E7 | RVT - Cost of Equipment | 0 | 0 | 0 | 0 | 0 | 0 | 0 | 0 | 0 | 0 | 0 | 0 | 0 | 0 | 0 | 0 | 0 | 0 | 0 | 0 | 0 | 0 | 0 | 0 | 0 | 0 | 0 | 0 | 0 | 0 | 0 | 0 | 0
F1_Commercial_Miscellaneous_Existing_Food Preparation_Natural Gas_Fryer_E8 | F1 | Commercial | Miscellaneous | Existing | Food Preparation | Natural Gas | Fryer | E8 | RVT - Cost of Equipment | 0 | 0 | 0 | 0 | 0 | 0 | 0 | 0 | 0 | 0 | 0 | 0 | 0 | 0 | 0 | 0 | 0 | 0 | 0 | 0 | 0 | 0 | 0 | 0 | 0 | 0 | 0 | 0 | 0 | 0 | 0 | 0 | 0
F1_Commercial_Miscellaneous_Existing_Food Preparation_Natural Gas_Fryer_E9 | F1 | Commercial | Miscellaneous | Existing | Food Preparation | Natural Gas | Fryer | E9 | RVT - Cost of Equipment | 0 | 0 | 0 | 0 | 0 | 0 | 0 | 0 | 0 | 0 | 0 | 0 | 0 | 0 | 0 | 0 | 0 | 0 | 0 | 0 | 0 | 0 | 0 | 0 | 0 | 0 | 0 | 0 | 0 | 0 | 0 | 0 | 0
F1_Commercial_Miscellaneous_Existing_Food Preparation_Natural Gas_Fryer_E10 | F1 | Commercial | Miscellaneous | Existing | Food Preparation | Natural Gas | Fryer | E10 | RVT - Cost of Equipment | 0 | 0 | 0 | 0 | 0 | 0 | 0 | 0 | 0 | 0 | 0 | 0 | 0 | 0 | 0 | 0 | 0 | 0 | 0 | 0 | 0 | 0 | 0 | 0 | 0 | 0 | 0 | 0 | 0 | 0 | 0 | 0 | 0
F2_Commercial_Miscellaneous_Existing_Food Preparation_Natural Gas_Fryer_E1 | F2 | Commercial | Miscellaneous | Existing | Food Preparation | Natural Gas | Fryer | E1 | RVT - Cost of Operation | 0.071223 | 0.071144 | 0.071451 | 0 | 0 | 0 | 0 | 0 | 0 | 0 | 0 | 0 | 0 | 0 | 0 | 0 | 0 | 0 | 0 | 0 | 0 | 0 | 0 | 0 | 0 | 0 | 0 | 0 | 0 | 0 | 0 | 0 | 0
F2_Commercial_Miscellaneous_Existing_Food Preparation_Natural Gas_Fryer_E2 | F2 | Commercial | Miscellaneous | Existing | Food Preparation | Natural Gas | Fryer | E2 | RVT - Cost of Operation | 0.047861 | 0.047808 | 0.048014 | 0.047582 | 0.047307 | 0.047438 | 0.047912 | 0.048285 | 0.048752 | 0.049195 | 0.04963 | 0.050029 | 0.050452 | 0.050897 | 0.051316 | 0.051749 | 0.05218 | 0.052658 | 0.053157 | 0.053687 | 0.054205 | 0.054761 | 0.055278 | 0.055831 | 0.056324 | 0.056761 | 0.057159 | 0.057502 | 0.05777 | 0.057991 | 0.058111 | 0.058191 | 0.058191
F2_Commercial_Miscellaneous_Existing_Food Preparation_Natural Gas_Fryer_E3 | F2 | Commercial | Miscellaneous | Existing | Food Preparation | Natural Gas | Fryer | E3 | RVT - Cost of Operation | 0 | 0 | 0 | 0 | 0 | 0 | 0 | 0 | 0 | 0 | 0 | 0 | 0 | 0 | 0 | 0 | 0 | 0 | 0 | 0 | 0 | 0 | 0 | 0 | 0 | 0 | 0 | 0 | 0 | 0 | 0 | 0 | 0
F2_Commercial_Miscellaneous_Existing_Food Preparation_Natural Gas_Fryer_E4 | F2 | Commercial | Miscellaneous | Existing | Food Preparation | Natural Gas | Fryer | E4 | RVT - Cost of Operation | 0 | 0 | 0 | 0 | 0 | 0 | 0 | 0 | 0 | 0 | 0 | 0 | 0 | 0 | 0 | 0 | 0 | 0 | 0 | 0 | 0 | 0 | 0 | 0 | 0 | 0 | 0 | 0 | 0 | 0 | 0 | 0 | 0
F2_Commercial_Miscellaneous_Existing_Food Preparation_Natural Gas_Fryer_E5 | F2 | Commercial | Miscellaneous | Existing | Food Preparation | Natural Gas | Fryer | E5 | RVT - Cost of Operation | 0 | 0 | 0 | 0 | 0 | 0 | 0 | 0 | 0 | 0 | 0 | 0 | 0 | 0 | 0 | 0 | 0 | 0 | 0 | 0 | 0 | 0 | 0 | 0 | 0 | 0 | 0 | 0 | 0 | 0 | 0 | 0 | 0
F2_Commercial_Miscellaneous_Existing_Food Preparation_Natural Gas_Fryer_E6 | F2 | Commercial | Miscellaneous | Existing | Food Preparation | Natural Gas | Fryer | E6 | RVT - Cost of Operation | 0 | 0 | 0 | 0 | 0 | 0 | 0 | 0 | 0 | 0 | 0 | 0 | 0 | 0 | 0 | 0 | 0 | 0 | 0 | 0 | 0 | 0 | 0 | 0 | 0 | 0 | 0 | 0 | 0 | 0 | 0 | 0 | 0
F2_Commercial_Miscellaneous_Existing_Food Preparation_Natural Gas_Fryer_E7 | F2 | Commercial | Miscellaneous | Existing | Food Preparation | Natural Gas | Fryer | E7 | RVT - Cost of Operation | 0 | 0 | 0 | 0 | 0 | 0 | 0 | 0 | 0 | 0 | 0 | 0 | 0 | 0 | 0 | 0 | 0 | 0 | 0 | 0 | 0 | 0 | 0 | 0 | 0 | 0 | 0 | 0 | 0 | 0 | 0 | 0 | 0
F2_Commercial_Miscellaneous_Existing_Food Preparation_Natural Gas_Fryer_E8 | F2 | Commercial | Miscellaneous | Existing | Food Preparation | Natural Gas | Fryer | E8 | RVT - Cost of Operation | 0 | 0 | 0 | 0 | 0 | 0 | 0 | 0 | 0 | 0 | 0 | 0 | 0 | 0 | 0 | 0 | 0 | 0 | 0 | 0 | 0 | 0 | 0 | 0 | 0 | 0 | 0 | 0 | 0 | 0 | 0 | 0 | 0
F2_Commercial_Miscellaneous_Existing_Food Preparation_Natural Gas_Fryer_E9 | F2 | Commercial | Miscellaneous | Existing | Food Preparation | Natural Gas | Fryer | E9 | RVT - Cost of Operation | 0 | 0 | 0 | 0 | 0 | 0 | 0 | 0 | 0 | 0 | 0 | 0 | 0 | 0 | 0 | 0 | 0 | 0 | 0 | 0 | 0 | 0 | 0 | 0 | 0 | 0 | 0 | 0 | 0 | 0 | 0 | 0 | 0
F2_Commercial_Miscellaneous_Existing_Food Preparation_Natural Gas_Fryer_E10 | F2 | Commercial | Miscellaneous | Existing | Food Preparation | Natural Gas | Fryer | E10 | RVT - Cost of Operation | 0 | 0 | 0 | 0 | 0 | 0 | 0 | 0 | 0 | 0 | 0 | 0 | 0 | 0 | 0 | 0 | 0 | 0 | 0 | 0 | 0 | 0 | 0 | 0 | 0 | 0 | 0 | 0 | 0 | 0 | 0 | 0 | 0
F3_Commercial_Miscellaneous_Existing_Food Preparation_Natural Gas_Fryer_E1 | F3 | Commercial | Miscellaneous | Existing | Food Preparation | Natural Gas | Fryer | E1 | System - kBTUs of Consumption | 0.018972 | 0.018972 | 0.018972 | 0 | 0 | 0 | 0 | 0 | 0 | 0 | 0 | 0 | 0 | 0 | 0 | 0 | 0 | 0 | 0 | 0 | 0 | 0 | 0 | 0 | 0 | 0 | 0 | 0 | 0 | 0 | 0 | 0 | 0
F3_Commercial_Miscellaneous_Existing_Food Preparation_Natural Gas_Fryer_E2 | F3 | Commercial | Miscellaneous | Existing | Food Preparation | Natural Gas | Fryer | E2 | System - kBTUs of Consumption | 0.022626 | 0.022626 | 0.022626 | 0.022626 | 0.022626 | 0.022626 | 0.022626 | 0.022626 | 0.022626 | 0.022626 | 0.022626 | 0.022626 | 0.022626 | 0.022626 | 0.022626 | 0.022626 | 0.022626 | 0.022626 | 0.022626 | 0.022626 | 0.022626 | 0.022626 | 0.022626 | 0.022626 | 0.022626 | 0.022626 | 0.022626 | 0.022626 | 0.022626 | 0.022626 | 0.022626 | 0.022626 | 0.022626
F3_Commercial_Miscellaneous_Existing_Food Preparation_Natural Gas_Fryer_E3 | F3 | Commercial | Miscellaneous | Existing | Food Preparation | Natural Gas | Fryer | E3 | System - kBTUs of Consumption | 0 | 0 | 0 | 0 | 0 | 0 | 0 | 0 | 0 | 0 | 0 | 0 | 0 | 0 | 0 | 0 | 0 | 0 | 0 | 0 | 0 | 0 | 0 | 0 | 0 | 0 | 0 | 0 | 0 | 0 | 0 | 0 | 0
F3_Commercial_Miscellaneous_Existing_Food Preparation_Natural Gas_Fryer_E4 | F3 | Commercial | Miscellaneous | Existing | Food Preparation | Natural Gas | Fryer | E4 | System - kBTUs of Consumption | 0 | 0 | 0 | 0 | 0 | 0 | 0 | 0 | 0 | 0 | 0 | 0 | 0 | 0 | 0 | 0 | 0 | 0 | 0 | 0 | 0 | 0 | 0 | 0 | 0 | 0 | 0 | 0 | 0 | 0 | 0 | 0 | 0
F3_Commercial_Miscellaneous_Existing_Food Preparation_Natural Gas_Fryer_E5 | F3 | Commercial | Miscellaneous | Existing | Food Preparation | Natural Gas | Fryer | E5 | System - kBTUs of Consumption | 0 | 0 | 0 | 0 | 0 | 0 | 0 | 0 | 0 | 0 | 0 | 0 | 0 | 0 | 0 | 0 | 0 | 0 | 0 | 0 | 0 | 0 | 0 | 0 | 0 | 0 | 0 | 0 | 0 | 0 | 0 | 0 | 0
F3_Commercial_Miscellaneous_Existing_Food Preparation_Natural Gas_Fryer_E6 | F3 | Commercial | Miscellaneous | Existing | Food Preparation | Natural Gas | Fryer | E6 | System - kBTUs of Consumption | 0 | 0 | 0 | 0 | 0 | 0 | 0 | 0 | 0 | 0 | 0 | 0 | 0 | 0 | 0 | 0 | 0 | 0 | 0 | 0 | 0 | 0 | 0 | 0 | 0 | 0 | 0 | 0 | 0 | 0 | 0 | 0 | 0
F3_Commercial_Miscellaneous_Existing_Food Preparation_Natural Gas_Fryer_E7 | F3 | Commercial | Miscellaneous | Existing | Food Preparation | Natural Gas | Fryer | E7 | System - kBTUs of Consumption | 0 | 0 | 0 | 0 | 0 | 0 | 0 | 0 | 0 | 0 | 0 | 0 | 0 | 0 | 0 | 0 | 0 | 0 | 0 | 0 | 0 | 0 | 0 | 0 | 0 | 0 | 0 | 0 | 0 | 0 | 0 | 0 | 0
F3_Commercial_Miscellaneous_Existing_Food Preparation_Natural Gas_Fryer_E8 | F3 | Commercial | Miscellaneous | Existing | Food Preparation | Natural Gas | Fryer | E8 | System - kBTUs of Consumption | 0 | 0 | 0 | 0 | 0 | 0 | 0 | 0 | 0 | 0 | 0 | 0 | 0 | 0 | 0 | 0 | 0 | 0 | 0 | 0 | 0 | 0 | 0 | 0 | 0 | 0 | 0 | 0 | 0 | 0 | 0 | 0 | 0
F3_Commercial_Miscellaneous_Existing_Food Preparation_Natural Gas_Fryer_E9 | F3 | Commercial | Miscellaneous | Existing | Food Preparation | Natural Gas | Fryer | E9 | System - kBTUs of Consumption | 0 | 0 | 0 | 0 | 0 | 0 | 0 | 0 | 0 | 0 | 0 | 0 | 0 | 0 | 0 | 0 | 0 | 0 | 0 | 0 | 0 | 0 | 0 | 0 | 0 | 0 | 0 | 0 | 0 | 0 | 0 | 0 | 0
F3_Commercial_Miscellaneous_Existing_Food Preparation_Natural Gas_Fryer_E10 | F3 | Commercial | Miscellaneous | Existing | Food Preparation | Natural Gas | Fryer | E10 | System - kBTUs of Consumption | 0 | 0 | 0 | 0 | 0 | 0 | 0 | 0 | 0 | 0 | 0 | 0 | 0 | 0 | 0 | 0 | 0 | 0 | 0 | 0 | 0 | 0 | 0 | 0 | 0 | 0 | 0 | 0 | 0 | 0 | 0 | 0 | 0
F4_Commercial_Miscellaneous_Existing_Food Preparation_Natural Gas_Fryer_E1 | F4 | Commercial | Miscellaneous | Existing | Food Preparation | Natural Gas | Fryer | E1 | Utility - Cost of Equipment | 0.071223 | 0.071144 | 0.071451 | 0 | 0 | 0 | 0 | 0 | 0 | 0 | 0 | 0 | 0 | 0 | 0 | 0 | 0 | 0 | 0 | 0 | 0 | 0 | 0 | 0 | 0 | 0 | 0 | 0 | 0 | 0 | 0 | 0 | 0
F4_Commercial_Miscellaneous_Existing_Food Preparation_Natural Gas_Fryer_E2 | F4 | Commercial | Miscellaneous | Existing | Food Preparation | Natural Gas | Fryer | E2 | Utility - Cost of Equipment | 0.047861 | 0.047808 | 0.048014 | 0.047582 | 0.047307 | 0.047438 | 0.047912 | 0.048285 | 0.048752 | 0.049195 | 0.04963 | 0.050029 | 0.050452 | 0.050897 | 0.051316 | 0.051749 | 0.05218 | 0.052658 | 0.053157 | 0.053687 | 0.054205 | 0.054761 | 0.055278 | 0.055831 | 0.056324 | 0.056761 | 0.057159 | 0.057502 | 0.05777 | 0.057991 | 0.058111 | 0.058191 | 0.058191
F4_Commercial_Miscellaneous_Existing_Food Preparation_Natural Gas_Fryer_E3 | F4 | Commercial | Miscellaneous | Existing | Food Preparation | Natural Gas | Fryer | E3 | Utility - Cost of Equipment | 0 | 0 | 0 | 0 | 0 | 0 | 0 | 0 | 0 | 0 | 0 | 0 | 0 | 0 | 0 | 0 | 0 | 0 | 0 | 0 | 0 | 0 | 0 | 0 | 0 | 0 | 0 | 0 | 0 | 0 | 0 | 0 | 0
F4_Commercial_Miscellaneous_Existing_Food Preparation_Natural Gas_Fryer_E4 | F4 | Commercial | Miscellaneous | Existing | Food Preparation | Natural Gas | Fryer | E4 | Utility - Cost of Equipment | 0 | 0 | 0 | 0 | 0 | 0 | 0 | 0 | 0 | 0 | 0 | 0 | 0 | 0 | 0 | 0 | 0 | 0 | 0 | 0 | 0 | 0 | 0 | 0 | 0 | 0 | 0 | 0 | 0 | 0 | 0 | 0 | 0
F4_Commercial_Miscellaneous_Existing_Food Preparation_Natural Gas_Fryer_E5 | F4 | Commercial | Miscellaneous | Existing | Food Preparation | Natural Gas | Fryer | E5 | Utility - Cost of Equipment | 0 | 0 | 0 | 0 | 0 | 0 | 0 | 0 | 0 | 0 | 0 | 0 | 0 | 0 | 0 | 0 | 0 | 0 | 0 | 0 | 0 | 0 | 0 | 0 | 0 | 0 | 0 | 0 | 0 | 0 | 0 | 0 | 0
F4_Commercial_Miscellaneous_Existing_Food Preparation_Natural Gas_Fryer_E6 | F4 | Commercial | Miscellaneous | Existing | Food Preparation | Natural Gas | Fryer | E6 | Utility - Cost of Equipment | 0 | 0 | 0 | 0 | 0 | 0 | 0 | 0 | 0 | 0 | 0 | 0 | 0 | 0 | 0 | 0 | 0 | 0 | 0 | 0 | 0 | 0 | 0 | 0 | 0 | 0 | 0 | 0 | 0 | 0 | 0 | 0 | 0
F4_Commercial_Miscellaneous_Existing_Food Preparation_Natural Gas_Fryer_E7 | F4 | Commercial | Miscellaneous | Existing | Food Preparation | Natural Gas | Fryer | E7 | Utility - Cost of Equipment | 0 | 0 | 0 | 0 | 0 | 0 | 0 | 0 | 0 | 0 | 0 | 0 | 0 | 0 | 0 | 0 | 0 | 0 | 0 | 0 | 0 | 0 | 0 | 0 | 0 | 0 | 0 | 0 | 0 | 0 | 0 | 0 | 0
F4_Commercial_Miscellaneous_Existing_Food Preparation_Natural Gas_Fryer_E8 | F4 | Commercial | Miscellaneous | Existing | Food Preparation | Natural Gas | Fryer | E8 | Utility - Cost of Equipment | 0 | 0 | 0 | 0 | 0 | 0 | 0 | 0 | 0 | 0 | 0 | 0 | 0 | 0 | 0 | 0 | 0 | 0 | 0 | 0 | 0 | 0 | 0 | 0 | 0 | 0 | 0 | 0 | 0 | 0 | 0 | 0 | 0
F4_Commercial_Miscellaneous_Existing_Food Preparation_Natural Gas_Fryer_E9 | F4 | Commercial | Miscellaneous | Existing | Food Preparation | Natural Gas | Fryer | E9 | Utility - Cost of Equipment | 0 | 0 | 0 | 0 | 0 | 0 | 0 | 0 | 0 | 0 | 0 | 0 | 0 | 0 | 0 | 0 | 0 | 0 | 0 | 0 | 0 | 0 | 0 | 0 | 0 | 0 | 0 | 0 | 0 | 0 | 0 | 0 | 0
F4_Commercial_Miscellaneous_Existing_Food Preparation_Natural Gas_Fryer_E10 | F4 | Commercial | Miscellaneous | Existing | Food Preparation | Natural Gas | Fryer | E10 | Utility - Cost of Equipment | 0 | 0 | 0 | 0 | 0 | 0 | 0 | 0 | 0 | 0 | 0 | 0 | 0 | 0 | 0 | 0 | 0 | 0 | 0 | 0 | 0 | 0 | 0 | 0 | 0 | 0 | 0 | 0 | 0 | 0 | 0 | 0 | 0
F5_Commercial_Miscellaneous_Existing_Food Preparation_Natural Gas_Fryer_E1 | F5 | Commercial | Miscellaneous | Existing | Food Preparation | Natural Gas | Fryer | E1 | Utility - Cost of Operation | 0.018972 | 0.018972 | 0.018972 | 0 | 0 | 0 | 0 | 0 | 0 | 0 | 0 | 0 | 0 | 0 | 0 | 0 | 0 | 0 | 0 | 0 | 0 | 0 | 0 | 0 | 0 | 0 | 0 | 0 | 0 | 0 | 0 | 0 | 0
F5_Commercial_Miscellaneous_Existing_Food Preparation_Natural Gas_Fryer_E2 | F5 | Commercial | Miscellaneous | Existing | Food Preparation | Natural Gas | Fryer | E2 | Utility - Cost of Operation | 0.022626 | 0.022626 | 0.022626 | 0.022626 | 0.022626 | 0.022626 | 0.022626 | 0.022626 | 0.022626 | 0.022626 | 0.022626 | 0.022626 | 0.022626 | 0.022626 | 0.022626 | 0.022626 | 0.022626 | 0.022626 | 0.022626 | 0.022626 | 0.022626 | 0.022626 | 0.022626 | 0.022626 | 0.022626 | 0.022626 | 0.022626 | 0.022626 | 0.022626 | 0.022626 | 0.022626 | 0.022626 | 0.022626
F5_Commercial_Miscellaneous_Existing_Food Preparation_Natural Gas_Fryer_E3 | F5 | Commercial | Miscellaneous | Existing | Food Preparation | Natural Gas | Fryer | E3 | Utility - Cost of Operation | 0 | 0 | 0 | 0 | 0 | 0 | 0 | 0 | 0 | 0 | 0 | 0 | 0 | 0 | 0 | 0 | 0 | 0 | 0 | 0 | 0 | 0 | 0 | 0 | 0 | 0 | 0 | 0 | 0 | 0 | 0 | 0 | 0
F5_Commercial_Miscellaneous_Existing_Food Preparation_Natural Gas_Fryer_E4 | F5 | Commercial | Miscellaneous | Existing | Food Preparation | Natural Gas | Fryer | E4 | Utility - Cost of Operation | 0 | 0 | 0 | 0 | 0 | 0 | 0 | 0 | 0 | 0 | 0 | 0 | 0 | 0 | 0 | 0 | 0 | 0 | 0 | 0 | 0 | 0 | 0 | 0 | 0 | 0 | 0 | 0 | 0 | 0 | 0 | 0 | 0
F5_Commercial_Miscellaneous_Existing_Food Preparation_Natural Gas_Fryer_E5 | F5 | Commercial | Miscellaneous | Existing | Food Preparation | Natural Gas | Fryer | E5 | Utility - Cost of Operation | 0 | 0 | 0 | 0 | 0 | 0 | 0 | 0 | 0 | 0 | 0 | 0 | 0 | 0 | 0 | 0 | 0 | 0 | 0 | 0 | 0 | 0 | 0 | 0 | 0 | 0 | 0 | 0 | 0 | 0 | 0 | 0 | 0
F5_Commercial_Miscellaneous_Existing_Food Preparation_Natural Gas_Fryer_E6 | F5 | Commercial | Miscellaneous | Existing | Food Preparation | Natural Gas | Fryer | E6 | Utility - Cost of Operation | 0 | 0 | 0 | 0 | 0 | 0 | 0 | 0 | 0 | 0 | 0 | 0 | 0 | 0 | 0 | 0 | 0 | 0 | 0 | 0 | 0 | 0 | 0 | 0 | 0 | 0 | 0 | 0 | 0 | 0 | 0 | 0 | 0
F5_Commercial_Miscellaneous_Existing_Food Preparation_Natural Gas_Fryer_E7 | F5 | Commercial | Miscellaneous | Existing | Food Preparation | Natural Gas | Fryer | E7 | Utility - Cost of Operation | 0 | 0 | 0 | 0 | 0 | 0 | 0 | 0 | 0 | 0 | 0 | 0 | 0 | 0 | 0 | 0 | 0 | 0 | 0 | 0 | 0 | 0 | 0 | 0 | 0 | 0 | 0 | 0 | 0 | 0 | 0 | 0 | 0
F5_Commercial_Miscellaneous_Existing_Food Preparation_Natural Gas_Fryer_E8 | F5 | Commercial | Miscellaneous | Existing | Food Preparation | Natural Gas | Fryer | E8 | Utility - Cost of Operation | 0 | 0 | 0 | 0 | 0 | 0 | 0 | 0 | 0 | 0 | 0 | 0 | 0 | 0 | 0 | 0 | 0 | 0 | 0 | 0 | 0 | 0 | 0 | 0 | 0 | 0 | 0 | 0 | 0 | 0 | 0 | 0 | 0
F5_Commercial_Miscellaneous_Existing_Food Preparation_Natural Gas_Fryer_E9 | F5 | Commercial | Miscellaneous | Existing | Food Preparation | Natural Gas | Fryer | E9 | Utility - Cost of Operation | 0 | 0 | 0 | 0 | 0 | 0 | 0 | 0 | 0 | 0 | 0 | 0 | 0 | 0 | 0 | 0 | 0 | 0 | 0 | 0 | 0 | 0 | 0 | 0 | 0 | 0 | 0 | 0 | 0 | 0 | 0 | 0 | 0
F5_Commercial_Miscellaneous_Existing_Food Preparation_Natural Gas_Fryer_E10 | F5 | Commercial | Miscellaneous | Existing | Food Preparation | Natural Gas | Fryer | E10 | Utility - Cost of Operation | 0 | 0 | 0 | 0 | 0 | 0 | 0 | 0 | 0 | 0 | 0 | 0 | 0 | 0 | 0 | 0 | 0 | 0 | 0 | 0 | 0 | 0 | 0 | 0 | 0 | 0 | 0 | 0 | 0 | 0 | 0 | 0 | 0
F6_Commercial_Miscellaneous_Existing_Food Preparation_Natural Gas_Fryer_E1 | F6 | Commercial | Miscellaneous | Existing | Food Preparation | Natural Gas | Fryer | E1 | Utility - Value of Sales | 0.037609 | 0.037834 | 0.038196 | 0 | 0 | 0 | 0 | 0 | 0 | 0 | 0 | 0 | 0 | 0 | 0 | 0 | 0 | 0 | 0 | 0 | 0 | 0 | 0 | 0 | 0 | 0 | 0 | 0 | 0 | 0 | 0 | 0 | 0
F6_Commercial_Miscellaneous_Existing_Food Preparation_Natural Gas_Fryer_E2 | F6 | Commercial | Miscellaneous | Existing | Food Preparation | Natural Gas | Fryer | E2 | Utility - Value of Sales | 0.025273 | 0.025424 | 0.025668 | 0.025614 | 0.025614 | 0.025614 | 0.025614 | 0.025614 | 0.025614 | 0.025614 | 0.025614 | 0.025614 | 0.025614 | 0.025614 | 0.025614 | 0.025614 | 0.025614 | 0.025614 | 0.025614 | 0.025614 | 0.025614 | 0.025614 | 0.025614 | 0.025614 | 0.025614 | 0.025614 | 0.025614 | 0.025614 | 0.025614 | 0.025614 | 0.025614 | 0.025614 | 0.025614
F6_Commercial_Miscellaneous_Existing_Food Preparation_Natural Gas_Fryer_E3 | F6 | Commercial | Miscellaneous | Existing | Food Preparation | Natural Gas | Fryer | E3 | Utility - Value of Sales | 0 | 0 | 0 | 0 | 0 | 0 | 0 | 0 | 0 | 0 | 0 | 0 | 0 | 0 | 0 | 0 | 0 | 0 | 0 | 0 | 0 | 0 | 0 | 0 | 0 | 0 | 0 | 0 | 0 | 0 | 0 | 0 | 0
F6_Commercial_Miscellaneous_Existing_Food Preparation_Natural Gas_Fryer_E4 | F6 | Commercial | Miscellaneous | Existing | Food Preparation | Natural Gas | Fryer | E4 | Utility - Value of Sales | 0 | 0 | 0 | 0 | 0 | 0 | 0 | 0 | 0 | 0 | 0 | 0 | 0 | 0 | 0 | 0 | 0 | 0 | 0 | 0 | 0 | 0 | 0 | 0 | 0 | 0 | 0 | 0 | 0 | 0 | 0 | 0 | 0
F6_Commercial_Miscellaneous_Existing_Food Preparation_Natural Gas_Fryer_E5 | F6 | Commercial | Miscellaneous | Existing | Food Preparation | Natural Gas | Fryer | E5 | Utility - Value of Sales | 0 | 0 | 0 | 0 | 0 | 0 | 0 | 0 | 0 | 0 | 0 | 0 | 0 | 0 | 0 | 0 | 0 | 0 | 0 | 0 | 0 | 0 | 0 | 0 | 0 | 0 | 0 | 0 | 0 | 0 | 0 | 0 | 0
F6_Commercial_Miscellaneous_Existing_Food Preparation_Natural Gas_Fryer_E6 | F6 | Commercial | Miscellaneous | Existing | Food Preparation | Natural Gas | Fryer | E6 | Utility - Value of Sales | 0 | 0 | 0 | 0 | 0 | 0 | 0 | 0 | 0 | 0 | 0 | 0 | 0 | 0 | 0 | 0 | 0 | 0 | 0 | 0 | 0 | 0 | 0 | 0 | 0 | 0 | 0 | 0 | 0 | 0 | 0 | 0 | 0
F6_Commercial_Miscellaneous_Existing_Food Preparation_Natural Gas_Fryer_E7 | F6 | Commercial | Miscellaneous | Existing | Food Preparation | Natural Gas | Fryer | E7 | Utility - Value of Sales | 0 | 0 | 0 | 0 | 0 | 0 | 0 | 0 | 0 | 0 | 0 | 0 | 0 | 0 | 0 | 0 | 0 | 0 | 0 | 0 | 0 | 0 | 0 | 0 | 0 | 0 | 0 | 0 | 0 | 0 | 0 | 0 | 0
F6_Commercial_Miscellaneous_Existing_Food Preparation_Natural Gas_Fryer_E8 | F6 | Commercial | Miscellaneous | Existing | Food Preparation | Natural Gas | Fryer | E8 | Utility - Value of Sales | 0 | 0 | 0 | 0 | 0 | 0 | 0 | 0 | 0 | 0 | 0 | 0 | 0 | 0 | 0 | 0 | 0 | 0 | 0 | 0 | 0 | 0 | 0 | 0 | 0 | 0 | 0 | 0 | 0 | 0 | 0 | 0 | 0
F6_Commercial_Miscellaneous_Existing_Food Preparation_Natural Gas_Fryer_E9 | F6 | Commercial | Miscellaneous | Existing | Food Preparation | Natural Gas | Fryer | E9 | Utility - Value of Sales | 0 | 0 | 0 | 0 | 0 | 0 | 0 | 0 | 0 | 0 | 0 | 0 | 0 | 0 | 0 | 0 | 0 | 0 | 0 | 0 | 0 | 0 | 0 | 0 | 0 | 0 | 0 | 0 | 0 | 0 | 0 | 0 | 0
F6_Commercial_Miscellaneous_Existing_Food Preparation_Natural Gas_Fryer_E10 | F6 | Commercial | Miscellaneous | Existing | Food Preparation | Natural Gas | Fryer | E10 | Utility - Value of Sales | 0 | 0 | 0 | 0 | 0 | 0 | 0 | 0 | 0 | 0 | 0 | 0 | 0 | 0 | 0 | 0 | 0 | 0 | 0 | 0 | 0 | 0 | 0 | 0 | 0 | 0 | 0 | 0 | 0 | 0 | 0 | 0 | 0
F1_Commercial_Miscellaneous_Existing_Food Preparation_Natural Gas_Broiler_E1 | F1 | Commercial | Miscellaneous | Existing | Food Preparation | Natural Gas | Broiler | E1 | RVT - Cost of Equipment | 0.065994 | 0.066079 | 0.06644 | 0.066103 | 0.065932 | 0.066194 | 0.066825 | 0.067338 | 0.067964 | 0.068567 | 0.069177 | 0.069753 | 0.070366 | 0.071 | 0.071616 | 0.072245 | 0.072879 | 0.073561 | 0.074269 | 0.074999 | 0.075699 | 0.076403 | 0.077033 | 0.077666 | 0.078213 | 0.078686 | 0.079117 | 0.079489 | 0.07978 | 0.080018 | 0.080148 | 0.080236 | 0.080236
F1_Commercial_Miscellaneous_Existing_Food Preparation_Natural Gas_Broiler_E2 | F1 | Commercial | Miscellaneous | Existing | Food Preparation | Natural Gas | Broiler | E2 | RVT - Cost of Equipment | 0.042425 | 0.042479 | 0.042711 | 0.042495 | 0.042385 | 0.042553 | 0.042959 | 0.043289 | 0.043691 | 0.044079 | 0.044471 | 0.044841 | 0.045235 | 0.045643 | 0.046039 | 0.046443 | 0.046851 | 0.047289 | 0.047744 | 0.048213 | 0.048664 | 0.049116 | 0.049522 | 0.049928 | 0.05028 | 0.050584 | 0.050861 | 0.0511 | 0.051287 | 0.05144 | 0.051524 | 0.05158 | 0.05158
F1_Commercial_Miscellaneous_Existing_Food Preparation_Natural Gas_Broiler_E3 | F1 | Commercial | Miscellaneous | Existing | Food Preparation | Natural Gas | Broiler | E3 | RVT - Cost of Equipment | 0 | 0 | 0 | 0 | 0 | 0 | 0 | 0 | 0 | 0 | 0 | 0 | 0 | 0 | 0 | 0 | 0 | 0 | 0 | 0 | 0 | 0 | 0 | 0 | 0 | 0 | 0 | 0 | 0 | 0 | 0 | 0 | 0
F1_Commercial_Miscellaneous_Existing_Food Preparation_Natural Gas_Broiler_E4 | F1 | Commercial | Miscellaneous | Existing | Food Preparation | Natural Gas | Broiler | E4 | RVT - Cost of Equipment | 0 | 0 | 0 | 0 | 0 | 0 | 0 | 0 | 0 | 0 | 0 | 0 | 0 | 0 | 0 | 0 | 0 | 0 | 0 | 0 | 0 | 0 | 0 | 0 | 0 | 0 | 0 | 0 | 0 | 0 | 0 | 0 | 0
F1_Commercial_Miscellaneous_Existing_Food Preparation_Natural Gas_Broiler_E5 | F1 | Commercial | Miscellaneous | Existing | Food Preparation | Natural Gas | Broiler | E5 | RVT - Cost of Equipment | 0 | 0 | 0 | 0 | 0 | 0 | 0 | 0 | 0 | 0 | 0 | 0 | 0 | 0 | 0 | 0 | 0 | 0 | 0 | 0 | 0 | 0 | 0 | 0 | 0 | 0 | 0 | 0 | 0 | 0 | 0 | 0 | 0
F1_Commercial_Miscellaneous_Existing_Food Preparation_Natural Gas_Broiler_E6 | F1 | Commercial | Miscellaneous | Existing | Food Preparation | Natural Gas | Broiler | E6 | RVT - Cost of Equipment | 0 | 0 | 0 | 0 | 0 | 0 | 0 | 0 | 0 | 0 | 0 | 0 | 0 | 0 | 0 | 0 | 0 | 0 | 0 | 0 | 0 | 0 | 0 | 0 | 0 | 0 | 0 | 0 | 0 | 0 | 0 | 0 | 0
F1_Commercial_Miscellaneous_Existing_Food Preparation_Natural Gas_Broiler_E7 | F1 | Commercial | Miscellaneous | Existing | Food Preparation | Natural Gas | Broiler | E7 | RVT - Cost of Equipment | 0 | 0 | 0 | 0 | 0 | 0 | 0 | 0 | 0 | 0 | 0 | 0 | 0 | 0 | 0 | 0 | 0 | 0 | 0 | 0 | 0 | 0 | 0 | 0 | 0 | 0 | 0 | 0 | 0 | 0 | 0 | 0 | 0
F1_Commercial_Miscellaneous_Existing_Food Preparation_Natural Gas_Broiler_E8 | F1 | Commercial | Miscellaneous | Existing | Food Preparation | Natural Gas | Broiler | E8 | RVT - Cost of Equipment | 0 | 0 | 0 | 0 | 0 | 0 | 0 | 0 | 0 | 0 | 0 | 0 | 0 | 0 | 0 | 0 | 0 | 0 | 0 | 0 | 0 | 0 | 0 | 0 | 0 | 0 | 0 | 0 | 0 | 0 | 0 | 0 | 0
F1_Commercial_Miscellaneous_Existing_Food Preparation_Natural Gas_Broiler_E9 | F1 | Commercial | Miscellaneous | Existing | Food Preparation | Natural Gas | Broiler | E9 | RVT - Cost of Equipment | 0 | 0 | 0 | 0 | 0 | 0 | 0 | 0 | 0 | 0 | 0 | 0 | 0 | 0 | 0 | 0 | 0 | 0 | 0 | 0 | 0 | 0 | 0 | 0 | 0 | 0 | 0 | 0 | 0 | 0 | 0 | 0 | 0
F1_Commercial_Miscellaneous_Existing_Food Preparation_Natural Gas_Broiler_E10 | F1 | Commercial | Miscellaneous | Existing | Food Preparation | Natural Gas | Broiler | E10 | RVT - Cost of Equipment | 0 | 0 | 0 | 0 | 0 | 0 | 0 | 0 | 0 | 0 | 0 | 0 | 0 | 0 | 0 | 0 | 0 | 0 | 0 | 0 | 0 | 0 | 0 | 0 | 0 | 0 | 0 | 0 | 0 | 0 | 0 | 0 | 0
F2_Commercial_Miscellaneous_Existing_Food Preparation_Natural Gas_Broiler_E1 | F2 | Commercial | Miscellaneous | Existing | Food Preparation | Natural Gas | Broiler | E1 | RVT - Cost of Operation | 0.079066 | 0.079167 | 0.079599 | 0.079196 | 0.078991 | 0.079305 | 0.080061 | 0.080675 | 0.081425 | 0.082148 | 0.082878 | 0.083568 | 0.084303 | 0.085063 | 0.0858 | 0.086554 | 0.087314 | 0.08813 | 0.088979 | 0.089853 | 0.090692 | 0.091535 | 0.092291 | 0.093048 | 0.093705 | 0.094272 | 0.094788 | 0.095233 | 0.095581 | 0.095867 | 0.096023 | 0.096127 | 0.096127
F2_Commercial_Miscellaneous_Existing_Food Preparation_Natural Gas_Broiler_E2 | F2 | Commercial | Miscellaneous | Existing | Food Preparation | Natural Gas | Broiler | E2 | RVT - Cost of Operation | 0.050828 | 0.050893 | 0.051171 | 0.050912 | 0.05078 | 0.050982 | 0.051468 | 0.051863 | 0.052345 | 0.052809 | 0.053279 | 0.053722 | 0.054195 | 0.054683 | 0.055157 | 0.055642 | 0.05613 | 0.056655 | 0.057201 | 0.057763 | 0.058302 | 0.058844 | 0.05933 | 0.059817 | 0.060239 | 0.060603 | 0.060935 | 0.061221 | 0.061445 | 0.061629 | 0.061729 | 0.061796 | 0.061796
F2_Commercial_Miscellaneous_Existing_Food Preparation_Natural Gas_Broiler_E3 | F2 | Commercial | Miscellaneous | Existing | Food Preparation | Natural Gas | Broiler | E3 | RVT - Cost of Operation | 0 | 0 | 0 | 0 | 0 | 0 | 0 | 0 | 0 | 0 | 0 | 0 | 0 | 0 | 0 | 0 | 0 | 0 | 0 | 0 | 0 | 0 | 0 | 0 | 0 | 0 | 0 | 0 | 0 | 0 | 0 | 0 | 0
F2_Commercial_Miscellaneous_Existing_Food Preparation_Natural Gas_Broiler_E4 | F2 | Commercial | Miscellaneous | Existing | Food Preparation | Natural Gas | Broiler | E4 | RVT - Cost of Operation | 0 | 0 | 0 | 0 | 0 | 0 | 0 | 0 | 0 | 0 | 0 | 0 | 0 | 0 | 0 | 0 | 0 | 0 | 0 | 0 | 0 | 0 | 0 | 0 | 0 | 0 | 0 | 0 | 0 | 0 | 0 | 0 | 0
F2_Commercial_Miscellaneous_Existing_Food Preparation_Natural Gas_Broiler_E5 | F2 | Commercial | Miscellaneous | Existing | Food Preparation | Natural Gas | Broiler | E5 | RVT - Cost of Operation | 0 | 0 | 0 | 0 | 0 | 0 | 0 | 0 | 0 | 0 | 0 | 0 | 0 | 0 | 0 | 0 | 0 | 0 | 0 | 0 | 0 | 0 | 0 | 0 | 0 | 0 | 0 | 0 | 0 | 0 | 0 | 0 | 0
F2_Commercial_Miscellaneous_Existing_Food Preparation_Natural Gas_Broiler_E6 | F2 | Commercial | Miscellaneous | Existing | Food Preparation | Natural Gas | Broiler | E6 | RVT - Cost of Operation | 0 | 0 | 0 | 0 | 0 | 0 | 0 | 0 | 0 | 0 | 0 | 0 | 0 | 0 | 0 | 0 | 0 | 0 | 0 | 0 | 0 | 0 | 0 | 0 | 0 | 0 | 0 | 0 | 0 | 0 | 0 | 0 | 0
F2_Commercial_Miscellaneous_Existing_Food Preparation_Natural Gas_Broiler_E7 | F2 | Commercial | Miscellaneous | Existing | Food Preparation | Natural Gas | Broiler | E7 | RVT - Cost of Operation | 0 | 0 | 0 | 0 | 0 | 0 | 0 | 0 | 0 | 0 | 0 | 0 | 0 | 0 | 0 | 0 | 0 | 0 | 0 | 0 | 0 | 0 | 0 | 0 | 0 | 0 | 0 | 0 | 0 | 0 | 0 | 0 | 0
F2_Commercial_Miscellaneous_Existing_Food Preparation_Natural Gas_Broiler_E8 | F2 | Commercial | Miscellaneous | Existing | Food Preparation | Natural Gas | Broiler | E8 | RVT - Cost of Operation | 0 | 0 | 0 | 0 | 0 | 0 | 0 | 0 | 0 | 0 | 0 | 0 | 0 | 0 | 0 | 0 | 0 | 0 | 0 | 0 | 0 | 0 | 0 | 0 | 0 | 0 | 0 | 0 | 0 | 0 | 0 | 0 | 0
F2_Commercial_Miscellaneous_Existing_Food Preparation_Natural Gas_Broiler_E9 | F2 | Commercial | Miscellaneous | Existing | Food Preparation | Natural Gas | Broiler | E9 | RVT - Cost of Operation | 0 | 0 | 0 | 0 | 0 | 0 | 0 | 0 | 0 | 0 | 0 | 0 | 0 | 0 | 0 | 0 | 0 | 0 | 0 | 0 | 0 | 0 | 0 | 0 | 0 | 0 | 0 | 0 | 0 | 0 | 0 | 0 | 0
F2_Commercial_Miscellaneous_Existing_Food Preparation_Natural Gas_Broiler_E10 | F2 | Commercial | Miscellaneous | Existing | Food Preparation | Natural Gas | Broiler | E10 | RVT - Cost of Operation | 0 | 0 | 0 | 0 | 0 | 0 | 0 | 0 | 0 | 0 | 0 | 0 | 0 | 0 | 0 | 0 | 0 | 0 | 0 | 0 | 0 | 0 | 0 | 0 | 0 | 0 | 0 | 0 | 0 | 0 | 0 | 0 | 0
F3_Commercial_Miscellaneous_Existing_Food Preparation_Natural Gas_Broiler_E1 | F3 | Commercial | Miscellaneous | Existing | Food Preparation | Natural Gas | Broiler | E1 | System - kBTUs of Consumption | 0.017843 | 0.017843 | 0.017843 | 0.017843 | 0.017843 | 0.017843 | 0.017843 | 0.017843 | 0.017843 | 0.017843 | 0.017843 | 0.017843 | 0.017843 | 0.017843 | 0.017843 | 0.017843 | 0.017843 | 0.017843 | 0.017843 | 0.017843 | 0.017843 | 0.017843 | 0.017843 | 0.017843 | 0.017843 | 0.017843 | 0.017843 | 0.017843 | 0.017843 | 0.017843 | 0.017843 | 0.017843 | 0.017843
F3_Commercial_Miscellaneous_Existing_Food Preparation_Natural Gas_Broiler_E2 | F3 | Commercial | Miscellaneous | Existing | Food Preparation | Natural Gas | Broiler | E2 | System - kBTUs of Consumption | 0.02498 | 0.02498 | 0.02498 | 0.02498 | 0.02498 | 0.02498 | 0.02498 | 0.02498 | 0.02498 | 0.02498 | 0.02498 | 0.02498 | 0.02498 | 0.02498 | 0.02498 | 0.02498 | 0.02498 | 0.02498 | 0.02498 | 0.02498 | 0.02498 | 0.02498 | 0.02498 | 0.02498 | 0.02498 | 0.02498 | 0.02498 | 0.02498 | 0.02498 | 0.02498 | 0.02498 | 0.02498 | 0.02498
F3_Commercial_Miscellaneous_Existing_Food Preparation_Natural Gas_Broiler_E3 | F3 | Commercial | Miscellaneous | Existing | Food Preparation | Natural Gas | Broiler | E3 | System - kBTUs of Consumption | 0 | 0 | 0 | 0 | 0 | 0 | 0 | 0 | 0 | 0 | 0 | 0 | 0 | 0 | 0 | 0 | 0 | 0 | 0 | 0 | 0 | 0 | 0 | 0 | 0 | 0 | 0 | 0 | 0 | 0 | 0 | 0 | 0
F3_Commercial_Miscellaneous_Existing_Food Preparation_Natural Gas_Broiler_E4 | F3 | Commercial | Miscellaneous | Existing | Food Preparation | Natural Gas | Broiler | E4 | System - kBTUs of Consumption | 0 | 0 | 0 | 0 | 0 | 0 | 0 | 0 | 0 | 0 | 0 | 0 | 0 | 0 | 0 | 0 | 0 | 0 | 0 | 0 | 0 | 0 | 0 | 0 | 0 | 0 | 0 | 0 | 0 | 0 | 0 | 0 | 0
F3_Commercial_Miscellaneous_Existing_Food Preparation_Natural Gas_Broiler_E5 | F3 | Commercial | Miscellaneous | Existing | Food Preparation | Natural Gas | Broiler | E5 | System - kBTUs of Consumption | 0 | 0 | 0 | 0 | 0 | 0 | 0 | 0 | 0 | 0 | 0 | 0 | 0 | 0 | 0 | 0 | 0 | 0 | 0 | 0 | 0 | 0 | 0 | 0 | 0 | 0 | 0 | 0 | 0 | 0 | 0 | 0 | 0
F3_Commercial_Miscellaneous_Existing_Food Preparation_Natural Gas_Broiler_E6 | F3 | Commercial | Miscellaneous | Existing | Food Preparation | Natural Gas | Broiler | E6 | System - kBTUs of Consumption | 0 | 0 | 0 | 0 | 0 | 0 | 0 | 0 | 0 | 0 | 0 | 0 | 0 | 0 | 0 | 0 | 0 | 0 | 0 | 0 | 0 | 0 | 0 | 0 | 0 | 0 | 0 | 0 | 0 | 0 | 0 | 0 | 0
F3_Commercial_Miscellaneous_Existing_Food Preparation_Natural Gas_Broiler_E7 | F3 | Commercial | Miscellaneous | Existing | Food Preparation | Natural Gas | Broiler | E7 | System - kBTUs of Consumption | 0 | 0 | 0 | 0 | 0 | 0 | 0 | 0 | 0 | 0 | 0 | 0 | 0 | 0 | 0 | 0 | 0 | 0 | 0 | 0 | 0 | 0 | 0 | 0 | 0 | 0 | 0 | 0 | 0 | 0 | 0 | 0 | 0
F3_Commercial_Miscellaneous_Existing_Food Preparation_Natural Gas_Broiler_E8 | F3 | Commercial | Miscellaneous | Existing | Food Preparation | Natural Gas | Broiler | E8 | System - kBTUs of Consumption | 0 | 0 | 0 | 0 | 0 | 0 | 0 | 0 | 0 | 0 | 0 | 0 | 0 | 0 | 0 | 0 | 0 | 0 | 0 | 0 | 0 | 0 | 0 | 0 | 0 | 0 | 0 | 0 | 0 | 0 | 0 | 0 | 0
F3_Commercial_Miscellaneous_Existing_Food Preparation_Natural Gas_Broiler_E9 | F3 | Commercial | Miscellaneous | Existing | Food Preparation | Natural Gas | Broiler | E9 | System - kBTUs of Consumption | 0 | 0 | 0 | 0 | 0 | 0 | 0 | 0 | 0 | 0 | 0 | 0 | 0 | 0 | 0 | 0 | 0 | 0 | 0 | 0 | 0 | 0 | 0 | 0 | 0 | 0 | 0 | 0 | 0 | 0 | 0 | 0 | 0
F3_Commercial_Miscellaneous_Existing_Food Preparation_Natural Gas_Broiler_E10 | F3 | Commercial | Miscellaneous | Existing | Food Preparation | Natural Gas | Broiler | E10 | System - kBTUs of Consumption | 0 | 0 | 0 | 0 | 0 | 0 | 0 | 0 | 0 | 0 | 0 | 0 | 0 | 0 | 0 | 0 | 0 | 0 | 0 | 0 | 0 | 0 | 0 | 0 | 0 | 0 | 0 | 0 | 0 | 0 | 0 | 0 | 0
F4_Commercial_Miscellaneous_Existing_Food Preparation_Natural Gas_Broiler_E1 | F4 | Commercial | Miscellaneous | Existing | Food Preparation | Natural Gas | Broiler | E1 | Utility - Cost of Equipment | 0.079066 | 0.079167 | 0.079599 | 0.079196 | 0.078991 | 0.079305 | 0.080061 | 0.080675 | 0.081425 | 0.082148 | 0.082878 | 0.083568 | 0.084303 | 0.085063 | 0.0858 | 0.086554 | 0.087314 | 0.08813 | 0.088979 | 0.089853 | 0.090692 | 0.091535 | 0.092291 | 0.093048 | 0.093705 | 0.094272 | 0.094788 | 0.095233 | 0.095581 | 0.095867 | 0.096023 | 0.096127 | 0.096127
F4_Commercial_Miscellaneous_Existing_Food Preparation_Natural Gas_Broiler_E2 | F4 | Commercial | Miscellaneous | Existing | Food Preparation | Natural Gas | Broiler | E2 | Utility - Cost of Equipment | 0.050828 | 0.050893 | 0.051171 | 0.050912 | 0.05078 | 0.050982 | 0.051468 | 0.051863 | 0.052345 | 0.052809 | 0.053279 | 0.053722 | 0.054195 | 0.054683 | 0.055157 | 0.055642 | 0.05613 | 0.056655 | 0.057201 | 0.057763 | 0.058302 | 0.058844 | 0.05933 | 0.059817 | 0.060239 | 0.060603 | 0.060935 | 0.061221 | 0.061445 | 0.061629 | 0.061729 | 0.061796 | 0.061796
F4_Commercial_Miscellaneous_Existing_Food Preparation_Natural Gas_Broiler_E3 | F4 | Commercial | Miscellaneous | Existing | Food Preparation | Natural Gas | Broiler | E3 | Utility - Cost of Equipment | 0 | 0 | 0 | 0 | 0 | 0 | 0 | 0 | 0 | 0 | 0 | 0 | 0 | 0 | 0 | 0 | 0 | 0 | 0 | 0 | 0 | 0 | 0 | 0 | 0 | 0 | 0 | 0 | 0 | 0 | 0 | 0 | 0
F4_Commercial_Miscellaneous_Existing_Food Preparation_Natural Gas_Broiler_E4 | F4 | Commercial | Miscellaneous | Existing | Food Preparation | Natural Gas | Broiler | E4 | Utility - Cost of Equipment | 0 | 0 | 0 | 0 | 0 | 0 | 0 | 0 | 0 | 0 | 0 | 0 | 0 | 0 | 0 | 0 | 0 | 0 | 0 | 0 | 0 | 0 | 0 | 0 | 0 | 0 | 0 | 0 | 0 | 0 | 0 | 0 | 0
F4_Commercial_Miscellaneous_Existing_Food Preparation_Natural Gas_Broiler_E5 | F4 | Commercial | Miscellaneous | Existing | Food Preparation | Natural Gas | Broiler | E5 | Utility - Cost of Equipment | 0 | 0 | 0 | 0 | 0 | 0 | 0 | 0 | 0 | 0 | 0 | 0 | 0 | 0 | 0 | 0 | 0 | 0 | 0 | 0 | 0 | 0 | 0 | 0 | 0 | 0 | 0 | 0 | 0 | 0 | 0 | 0 | 0
F4_Commercial_Miscellaneous_Existing_Food Preparation_Natural Gas_Broiler_E6 | F4 | Commercial | Miscellaneous | Existing | Food Preparation | Natural Gas | Broiler | E6 | Utility - Cost of Equipment | 0 | 0 | 0 | 0 | 0 | 0 | 0 | 0 | 0 | 0 | 0 | 0 | 0 | 0 | 0 | 0 | 0 | 0 | 0 | 0 | 0 | 0 | 0 | 0 | 0 | 0 | 0 | 0 | 0 | 0 | 0 | 0 | 0
F4_Commercial_Miscellaneous_Existing_Food Preparation_Natural Gas_Broiler_E7 | F4 | Commercial | Miscellaneous | Existing | Food Preparation | Natural Gas | Broiler | E7 | Utility - Cost of Equipment | 0 | 0 | 0 | 0 | 0 | 0 | 0 | 0 | 0 | 0 | 0 | 0 | 0 | 0 | 0 | 0 | 0 | 0 | 0 | 0 | 0 | 0 | 0 | 0 | 0 | 0 | 0 | 0 | 0 | 0 | 0 | 0 | 0
F4_Commercial_Miscellaneous_Existing_Food Preparation_Natural Gas_Broiler_E8 | F4 | Commercial | Miscellaneous | Existing | Food Preparation | Natural Gas | Broiler | E8 | Utility - Cost of Equipment | 0 | 0 | 0 | 0 | 0 | 0 | 0 | 0 | 0 | 0 | 0 | 0 | 0 | 0 | 0 | 0 | 0 | 0 | 0 | 0 | 0 | 0 | 0 | 0 | 0 | 0 | 0 | 0 | 0 | 0 | 0 | 0 | 0
F4_Commercial_Miscellaneous_Existing_Food Preparation_Natural Gas_Broiler_E9 | F4 | Commercial | Miscellaneous | Existing | Food Preparation | Natural Gas | Broiler | E9 | Utility - Cost of Equipment | 0 | 0 | 0 | 0 | 0 | 0 | 0 | 0 | 0 | 0 | 0 | 0 | 0 | 0 | 0 | 0 | 0 | 0 | 0 | 0 | 0 | 0 | 0 | 0 | 0 | 0 | 0 | 0 | 0 | 0 | 0 | 0 | 0
F4_Commercial_Miscellaneous_Existing_Food Preparation_Natural Gas_Broiler_E10 | F4 | Commercial | Miscellaneous | Existing | Food Preparation | Natural Gas | Broiler | E10 | Utility - Cost of Equipment | 0 | 0 | 0 | 0 | 0 | 0 | 0 | 0 | 0 | 0 | 0 | 0 | 0 | 0 | 0 | 0 | 0 | 0 | 0 | 0 | 0 | 0 | 0 | 0 | 0 | 0 | 0 | 0 | 0 | 0 | 0 | 0 | 0
F5_Commercial_Miscellaneous_Existing_Food Preparation_Natural Gas_Broiler_E1 | F5 | Commercial | Miscellaneous | Existing | Food Preparation | Natural Gas | Broiler | E1 | Utility - Cost of Operation | 0.017843 | 0.017843 | 0.017843 | 0.017843 | 0.017843 | 0.017843 | 0.017843 | 0.017843 | 0.017843 | 0.017843 | 0.017843 | 0.017843 | 0.017843 | 0.017843 | 0.017843 | 0.017843 | 0.017843 | 0.017843 | 0.017843 | 0.017843 | 0.017843 | 0.017843 | 0.017843 | 0.017843 | 0.017843 | 0.017843 | 0.017843 | 0.017843 | 0.017843 | 0.017843 | 0.017843 | 0.017843 | 0.017843
F5_Commercial_Miscellaneous_Existing_Food Preparation_Natural Gas_Broiler_E2 | F5 | Commercial | Miscellaneous | Existing | Food Preparation | Natural Gas | Broiler | E2 | Utility - Cost of Operation | 0.02498 | 0.02498 | 0.02498 | 0.02498 | 0.02498 | 0.02498 | 0.02498 | 0.02498 | 0.02498 | 0.02498 | 0.02498 | 0.02498 | 0.02498 | 0.02498 | 0.02498 | 0.02498 | 0.02498 | 0.02498 | 0.02498 | 0.02498 | 0.02498 | 0.02498 | 0.02498 | 0.02498 | 0.02498 | 0.02498 | 0.02498 | 0.02498 | 0.02498 | 0.02498 | 0.02498 | 0.02498 | 0.02498
F5_Commercial_Miscellaneous_Existing_Food Preparation_Natural Gas_Broiler_E3 | F5 | Commercial | Miscellaneous | Existing | Food Preparation | Natural Gas | Broiler | E3 | Utility - Cost of Operation | 0 | 0 | 0 | 0 | 0 | 0 | 0 | 0 | 0 | 0 | 0 | 0 | 0 | 0 | 0 | 0 | 0 | 0 | 0 | 0 | 0 | 0 | 0 | 0 | 0 | 0 | 0 | 0 | 0 | 0 | 0 | 0 | 0
F5_Commercial_Miscellaneous_Existing_Food Preparation_Natural Gas_Broiler_E4 | F5 | Commercial | Miscellaneous | Existing | Food Preparation | Natural Gas | Broiler | E4 | Utility - Cost of Operation | 0 | 0 | 0 | 0 | 0 | 0 | 0 | 0 | 0 | 0 | 0 | 0 | 0 | 0 | 0 | 0 | 0 | 0 | 0 | 0 | 0 | 0 | 0 | 0 | 0 | 0 | 0 | 0 | 0 | 0 | 0 | 0 | 0
F5_Commercial_Miscellaneous_Existing_Food Preparation_Natural Gas_Broiler_E5 | F5 | Commercial | Miscellaneous | Existing | Food Preparation | Natural Gas | Broiler | E5 | Utility - Cost of Operation | 0 | 0 | 0 | 0 | 0 | 0 | 0 | 0 | 0 | 0 | 0 | 0 | 0 | 0 | 0 | 0 | 0 | 0 | 0 | 0 | 0 | 0 | 0 | 0 | 0 | 0 | 0 | 0 | 0 | 0 | 0 | 0 | 0
F5_Commercial_Miscellaneous_Existing_Food Preparation_Natural Gas_Broiler_E6 | F5 | Commercial | Miscellaneous | Existing | Food Preparation | Natural Gas | Broiler | E6 | Utility - Cost of Operation | 0 | 0 | 0 | 0 | 0 | 0 | 0 | 0 | 0 | 0 | 0 | 0 | 0 | 0 | 0 | 0 | 0 | 0 | 0 | 0 | 0 | 0 | 0 | 0 | 0 | 0 | 0 | 0 | 0 | 0 | 0 | 0 | 0
F5_Commercial_Miscellaneous_Existing_Food Preparation_Natural Gas_Broiler_E7 | F5 | Commercial | Miscellaneous | Existing | Food Preparation | Natural Gas | Broiler | E7 | Utility - Cost of Operation | 0 | 0 | 0 | 0 | 0 | 0 | 0 | 0 | 0 | 0 | 0 | 0 | 0 | 0 | 0 | 0 | 0 | 0 | 0 | 0 | 0 | 0 | 0 | 0 | 0 | 0 | 0 | 0 | 0 | 0 | 0 | 0 | 0
F5_Commercial_Miscellaneous_Existing_Food Preparation_Natural Gas_Broiler_E8 | F5 | Commercial | Miscellaneous | Existing | Food Preparation | Natural Gas | Broiler | E8 | Utility - Cost of Operation | 0 | 0 | 0 | 0 | 0 | 0 | 0 | 0 | 0 | 0 | 0 | 0 | 0 | 0 | 0 | 0 | 0 | 0 | 0 | 0 | 0 | 0 | 0 | 0 | 0 | 0 | 0 | 0 | 0 | 0 | 0 | 0 | 0
F5_Commercial_Miscellaneous_Existing_Food Preparation_Natural Gas_Broiler_E9 | F5 | Commercial | Miscellaneous | Existing | Food Preparation | Natural Gas | Broiler | E9 | Utility - Cost of Operation | 0 | 0 | 0 | 0 | 0 | 0 | 0 | 0 | 0 | 0 | 0 | 0 | 0 | 0 | 0 | 0 | 0 | 0 | 0 | 0 | 0 | 0 | 0 | 0 | 0 | 0 | 0 | 0 | 0 | 0 | 0 | 0 | 0
F5_Commercial_Miscellaneous_Existing_Food Preparation_Natural Gas_Broiler_E10 | F5 | Commercial | Miscellaneous | Existing | Food Preparation | Natural Gas | Broiler | E10 | Utility - Cost of Operation | 0 | 0 | 0 | 0 | 0 | 0 | 0 | 0 | 0 | 0 | 0 | 0 | 0 | 0 | 0 | 0 | 0 | 0 | 0 | 0 | 0 | 0 | 0 | 0 | 0 | 0 | 0 | 0 | 0 | 0 | 0 | 0 | 0
F6_Commercial_Miscellaneous_Existing_Food Preparation_Natural Gas_Broiler_E1 | F6 | Commercial | Miscellaneous | Existing | Food Preparation | Natural Gas | Broiler | E1 | Utility - Value of Sales | 0.041852 | 0.042039 | 0.04234 | 0.042274 | 0.042274 | 0.042274 | 0.042274 | 0.042274 | 0.042274 | 0.042274 | 0.042274 | 0.042274 | 0.042274 | 0.042274 | 0.042274 | 0.042274 | 0.042274 | 0.042274 | 0.042274 | 0.042274 | 0.042274 | 0.042274 | 0.042274 | 0.042274 | 0.042274 | 0.042274 | 0.042274 | 0.042274 | 0.042274 | 0.042274 | 0.042274 | 0.042274 | 0.042274
F6_Commercial_Miscellaneous_Existing_Food Preparation_Natural Gas_Broiler_E2 | F6 | Commercial | Miscellaneous | Existing | Food Preparation | Natural Gas | Broiler | E2 | Utility - Value of Sales | 0.026905 | 0.027025 | 0.027219 | 0.027176 | 0.027176 | 0.027176 | 0.027176 | 0.027176 | 0.027176 | 0.027176 | 0.027176 | 0.027176 | 0.027176 | 0.027176 | 0.027176 | 0.027176 | 0.027176 | 0.027176 | 0.027176 | 0.027176 | 0.027176 | 0.027176 | 0.027176 | 0.027176 | 0.027176 | 0.027176 | 0.027176 | 0.027176 | 0.027176 | 0.027176 | 0.027176 | 0.027176 | 0.027176
F6_Commercial_Miscellaneous_Existing_Food Preparation_Natural Gas_Broiler_E3 | F6 | Commercial | Miscellaneous | Existing | Food Preparation | Natural Gas | Broiler | E3 | Utility - Value of Sales | 0 | 0 | 0 | 0 | 0 | 0 | 0 | 0 | 0 | 0 | 0 | 0 | 0 | 0 | 0 | 0 | 0 | 0 | 0 | 0 | 0 | 0 | 0 | 0 | 0 | 0 | 0 | 0 | 0 | 0 | 0 | 0 | 0
F6_Commercial_Miscellaneous_Existing_Food Preparation_Natural Gas_Broiler_E4 | F6 | Commercial | Miscellaneous | Existing | Food Preparation | Natural Gas | Broiler | E4 | Utility - Value of Sales | 0 | 0 | 0 | 0 | 0 | 0 | 0 | 0 | 0 | 0 | 0 | 0 | 0 | 0 | 0 | 0 | 0 | 0 | 0 | 0 | 0 | 0 | 0 | 0 | 0 | 0 | 0 | 0 | 0 | 0 | 0 | 0 | 0
F6_Commercial_Miscellaneous_Existing_Food Preparation_Natural Gas_Broiler_E5 | F6 | Commercial | Miscellaneous | Existing | Food Preparation | Natural Gas | Broiler | E5 | Utility - Value of Sales | 0 | 0 | 0 | 0 | 0 | 0 | 0 | 0 | 0 | 0 | 0 | 0 | 0 | 0 | 0 | 0 | 0 | 0 | 0 | 0 | 0 | 0 | 0 | 0 | 0 | 0 | 0 | 0 | 0 | 0 | 0 | 0 | 0
F6_Commercial_Miscellaneous_Existing_Food Preparation_Natural Gas_Broiler_E6 | F6 | Commercial | Miscellaneous | Existing | Food Preparation | Natural Gas | Broiler | E6 | Utility - Value of Sales | 0 | 0 | 0 | 0 | 0 | 0 | 0 | 0 | 0 | 0 | 0 | 0 | 0 | 0 | 0 | 0 | 0 | 0 | 0 | 0 | 0 | 0 | 0 | 0 | 0 | 0 | 0 | 0 | 0 | 0 | 0 | 0 | 0
F6_Commercial_Miscellaneous_Existing_Food Preparation_Natural Gas_Broiler_E7 | F6 | Commercial | Miscellaneous | Existing | Food Preparation | Natural Gas | Broiler | E7 | Utility - Value of Sales | 0 | 0 | 0 | 0 | 0 | 0 | 0 | 0 | 0 | 0 | 0 | 0 | 0 | 0 | 0 | 0 | 0 | 0 | 0 | 0 | 0 | 0 | 0 | 0 | 0 | 0 | 0 | 0 | 0 | 0 | 0 | 0 | 0
F6_Commercial_Miscellaneous_Existing_Food Preparation_Natural Gas_Broiler_E8 | F6 | Commercial | Miscellaneous | Existing | Food Preparation | Natural Gas | Broiler | E8 | Utility - Value of Sales | 0 | 0 | 0 | 0 | 0 | 0 | 0 | 0 | 0 | 0 | 0 | 0 | 0 | 0 | 0 | 0 | 0 | 0 | 0 | 0 | 0 | 0 | 0 | 0 | 0 | 0 | 0 | 0 | 0 | 0 | 0 | 0 | 0
F6_Commercial_Miscellaneous_Existing_Food Preparation_Natural Gas_Broiler_E9 | F6 | Commercial | Miscellaneous | Existing | Food Preparation | Natural Gas | Broiler | E9 | Utility - Value of Sales | 0 | 0 | 0 | 0 | 0 | 0 | 0 | 0 | 0 | 0 | 0 | 0 | 0 | 0 | 0 | 0 | 0 | 0 | 0 | 0 | 0 | 0 | 0 | 0 | 0 | 0 | 0 | 0 | 0 | 0 | 0 | 0 | 0
F6_Commercial_Miscellaneous_Existing_Food Preparation_Natural Gas_Broiler_E10 | F6 | Commercial | Miscellaneous | Existing | Food Preparation | Natural Gas | Broiler | E10 | Utility - Value of Sales | 0 | 0 | 0 | 0 | 0 | 0 | 0 | 0 | 0 | 0 | 0 | 0 | 0 | 0 | 0 | 0 | 0 | 0 | 0 | 0 | 0 | 0 | 0 | 0 | 0 | 0 | 0 | 0 | 0 | 0 | 0 | 0 | 0
F1_Commercial_Miscellaneous_Existing_Food Preparation_Natural Gas_Griddle_E1 | F1 | Commercial | Miscellaneous | Existing | Food Preparation | Natural Gas | Griddle | E1 | RVT - Cost of Equipment | 0.041375 | 0.041428 | 0.041654 | 0 | 0 | 0 | 0 | 0 | 0 | 0 | 0 | 0 | 0 | 0 | 0 | 0 | 0 | 0 | 0 | 0 | 0 | 0 | 0 | 0 | 0 | 0 | 0 | 0 | 0 | 0 | 0 | 0 | 0
F1_Commercial_Miscellaneous_Existing_Food Preparation_Natural Gas_Griddle_E2 | F1 | Commercial | Miscellaneous | Existing | Food Preparation | Natural Gas | Griddle | E2 | RVT - Cost of Equipment | 0.035734 | 0.03578 | 0.035975 | 0.035793 | 0.0357 | 0.035842 | 0.036184 | 0.036461 | 0.0368 | 0.037127 | 0.037457 | 0.037769 | 0.038101 | 0.038444 | 0.038778 | 0.039118 | 0.039462 | 0.039831 | 0.040214 | 0.040609 | 0.040989 | 0.04137 | 0.041711 | 0.042054 | 0.04235 | 0.042606 | 0.04284 | 0.043041 | 0.043198 | 0.043328 | 0.043398 | 0.043445 | 0.043445
F1_Commercial_Miscellaneous_Existing_Food Preparation_Natural Gas_Griddle_E3 | F1 | Commercial | Miscellaneous | Existing | Food Preparation | Natural Gas | Griddle | E3 | RVT - Cost of Equipment | 0 | 0 | 0 | 0 | 0 | 0 | 0 | 0 | 0 | 0 | 0 | 0 | 0 | 0 | 0 | 0 | 0 | 0 | 0 | 0 | 0 | 0 | 0 | 0 | 0 | 0 | 0 | 0 | 0 | 0 | 0 | 0 | 0
F1_Commercial_Miscellaneous_Existing_Food Preparation_Natural Gas_Griddle_E4 | F1 | Commercial | Miscellaneous | Existing | Food Preparation | Natural Gas | Griddle | E4 | RVT - Cost of Equipment | 0 | 0 | 0 | 0 | 0 | 0 | 0 | 0 | 0 | 0 | 0 | 0 | 0 | 0 | 0 | 0 | 0 | 0 | 0 | 0 | 0 | 0 | 0 | 0 | 0 | 0 | 0 | 0 | 0 | 0 | 0 | 0 | 0
F1_Commercial_Miscellaneous_Existing_Food Preparation_Natural Gas_Griddle_E5 | F1 | Commercial | Miscellaneous | Existing | Food Preparation | Natural Gas | Griddle | E5 | RVT - Cost of Equipment | 0 | 0 | 0 | 0 | 0 | 0 | 0 | 0 | 0 | 0 | 0 | 0 | 0 | 0 | 0 | 0 | 0 | 0 | 0 | 0 | 0 | 0 | 0 | 0 | 0 | 0 | 0 | 0 | 0 | 0 | 0 | 0 | 0
F1_Commercial_Miscellaneous_Existing_Food Preparation_Natural Gas_Griddle_E6 | F1 | Commercial | Miscellaneous | Existing | Food Preparation | Natural Gas | Griddle | E6 | RVT - Cost of Equipment | 0 | 0 | 0 | 0 | 0 | 0 | 0 | 0 | 0 | 0 | 0 | 0 | 0 | 0 | 0 | 0 | 0 | 0 | 0 | 0 | 0 | 0 | 0 | 0 | 0 | 0 | 0 | 0 | 0 | 0 | 0 | 0 | 0
F1_Commercial_Miscellaneous_Existing_Food Preparation_Natural Gas_Griddle_E7 | F1 | Commercial | Miscellaneous | Existing | Food Preparation | Natural Gas | Griddle | E7 | RVT - Cost of Equipment | 0 | 0 | 0 | 0 | 0 | 0 | 0 | 0 | 0 | 0 | 0 | 0 | 0 | 0 | 0 | 0 | 0 | 0 | 0 | 0 | 0 | 0 | 0 | 0 | 0 | 0 | 0 | 0 | 0 | 0 | 0 | 0 | 0
F1_Commercial_Miscellaneous_Existing_Food Preparation_Natural Gas_Griddle_E8 | F1 | Commercial | Miscellaneous | Existing | Food Preparation | Natural Gas | Griddle | E8 | RVT - Cost of Equipment | 0 | 0 | 0 | 0 | 0 | 0 | 0 | 0 | 0 | 0 | 0 | 0 | 0 | 0 | 0 | 0 | 0 | 0 | 0 | 0 | 0 | 0 | 0 | 0 | 0 | 0 | 0 | 0 | 0 | 0 | 0 | 0 | 0
F1_Commercial_Miscellaneous_Existing_Food Preparation_Natural Gas_Griddle_E9 | F1 | Commercial | Miscellaneous | Existing | Food Preparation | Natural Gas | Griddle | E9 | RVT - Cost of Equipment | 0 | 0 | 0 | 0 | 0 | 0 | 0 | 0 | 0 | 0 | 0 | 0 | 0 | 0 | 0 | 0 | 0 | 0 | 0 | 0 | 0 | 0 | 0 | 0 | 0 | 0 | 0 | 0 | 0 | 0 | 0 | 0 | 0
F1_Commercial_Miscellaneous_Existing_Food Preparation_Natural Gas_Griddle_E10 | F1 | Commercial | Miscellaneous | Existing | Food Preparation | Natural Gas | Griddle | E10 | RVT - Cost of Equipment | 0 | 0 | 0 | 0 | 0 | 0 | 0 | 0 | 0 | 0 | 0 | 0 | 0 | 0 | 0 | 0 | 0 | 0 | 0 | 0 | 0 | 0 | 0 | 0 | 0 | 0 | 0 | 0 | 0 | 0 | 0 | 0 | 0
F2_Commercial_Miscellaneous_Existing_Food Preparation_Natural Gas_Griddle_E1 | F2 | Commercial | Miscellaneous | Existing | Food Preparation | Natural Gas | Griddle | E1 | RVT - Cost of Operation | 0.04957 | 0.049633 | 0.049904 | 0 | 0 | 0 | 0 | 0 | 0 | 0 | 0 | 0 | 0 | 0 | 0 | 0 | 0 | 0 | 0 | 0 | 0 | 0 | 0 | 0 | 0 | 0 | 0 | 0 | 0 | 0 | 0 | 0 | 0
F2_Commercial_Miscellaneous_Existing_Food Preparation_Natural Gas_Griddle_E2 | F2 | Commercial | Miscellaneous | Existing | Food Preparation | Natural Gas | Griddle | E2 | RVT - Cost of Operation | 0.042812 | 0.042866 | 0.0431 | 0.042882 | 0.042771 | 0.042941 | 0.04335 | 0.043683 | 0.044089 | 0.04448 | 0.044876 | 0.04525 | 0.045647 | 0.046059 | 0.046458 | 0.046866 | 0.047278 | 0.04772 | 0.048179 | 0.048653 | 0.049107 | 0.049564 | 0.049973 | 0.050383 | 0.050738 | 0.051045 | 0.051325 | 0.051566 | 0.051754 | 0.051909 | 0.051994 | 0.05205 | 0.05205
F2_Commercial_Miscellaneous_Existing_Food Preparation_Natural Gas_Griddle_E3 | F2 | Commercial | Miscellaneous | Existing | Food Preparation | Natural Gas | Griddle | E3 | RVT - Cost of Operation | 0 | 0 | 0 | 0 | 0 | 0 | 0 | 0 | 0 | 0 | 0 | 0 | 0 | 0 | 0 | 0 | 0 | 0 | 0 | 0 | 0 | 0 | 0 | 0 | 0 | 0 | 0 | 0 | 0 | 0 | 0 | 0 | 0
F2_Commercial_Miscellaneous_Existing_Food Preparation_Natural Gas_Griddle_E4 | F2 | Commercial | Miscellaneous | Existing | Food Preparation | Natural Gas | Griddle | E4 | RVT - Cost of Operation | 0 | 0 | 0 | 0 | 0 | 0 | 0 | 0 | 0 | 0 | 0 | 0 | 0 | 0 | 0 | 0 | 0 | 0 | 0 | 0 | 0 | 0 | 0 | 0 | 0 | 0 | 0 | 0 | 0 | 0 | 0 | 0 | 0
F2_Commercial_Miscellaneous_Existing_Food Preparation_Natural Gas_Griddle_E5 | F2 | Commercial | Miscellaneous | Existing | Food Preparation | Natural Gas | Griddle | E5 | RVT - Cost of Operation | 0 | 0 | 0 | 0 | 0 | 0 | 0 | 0 | 0 | 0 | 0 | 0 | 0 | 0 | 0 | 0 | 0 | 0 | 0 | 0 | 0 | 0 | 0 | 0 | 0 | 0 | 0 | 0 | 0 | 0 | 0 | 0 | 0
F2_Commercial_Miscellaneous_Existing_Food Preparation_Natural Gas_Griddle_E6 | F2 | Commercial | Miscellaneous | Existing | Food Preparation | Natural Gas | Griddle | E6 | RVT - Cost of Operation | 0 | 0 | 0 | 0 | 0 | 0 | 0 | 0 | 0 | 0 | 0 | 0 | 0 | 0 | 0 | 0 | 0 | 0 | 0 | 0 | 0 | 0 | 0 | 0 | 0 | 0 | 0 | 0 | 0 | 0 | 0 | 0 | 0
F2_Commercial_Miscellaneous_Existing_Food Preparation_Natural Gas_Griddle_E7 | F2 | Commercial | Miscellaneous | Existing | Food Preparation | Natural Gas | Griddle | E7 | RVT - Cost of Operation | 0 | 0 | 0 | 0 | 0 | 0 | 0 | 0 | 0 | 0 | 0 | 0 | 0 | 0 | 0 | 0 | 0 | 0 | 0 | 0 | 0 | 0 | 0 | 0 | 0 | 0 | 0 | 0 | 0 | 0 | 0 | 0 | 0
F2_Commercial_Miscellaneous_Existing_Food Preparation_Natural Gas_Griddle_E8 | F2 | Commercial | Miscellaneous | Existing | Food Preparation | Natural Gas | Griddle | E8 | RVT - Cost of Operation | 0 | 0 | 0 | 0 | 0 | 0 | 0 | 0 | 0 | 0 | 0 | 0 | 0 | 0 | 0 | 0 | 0 | 0 | 0 | 0 | 0 | 0 | 0 | 0 | 0 | 0 | 0 | 0 | 0 | 0 | 0 | 0 | 0
F2_Commercial_Miscellaneous_Existing_Food Preparation_Natural Gas_Griddle_E9 | F2 | Commercial | Miscellaneous | Existing | Food Preparation | Natural Gas | Griddle | E9 | RVT - Cost of Operation | 0 | 0 | 0 | 0 | 0 | 0 | 0 | 0 | 0 | 0 | 0 | 0 | 0 | 0 | 0 | 0 | 0 | 0 | 0 | 0 | 0 | 0 | 0 | 0 | 0 | 0 | 0 | 0 | 0 | 0 | 0 | 0 | 0
F2_Commercial_Miscellaneous_Existing_Food Preparation_Natural Gas_Griddle_E10 | F2 | Commercial | Miscellaneous | Existing | Food Preparation | Natural Gas | Griddle | E10 | RVT - Cost of Operation | 0 | 0 | 0 | 0 | 0 | 0 | 0 | 0 | 0 | 0 | 0 | 0 | 0 | 0 | 0 | 0 | 0 | 0 | 0 | 0 | 0 | 0 | 0 | 0 | 0 | 0 | 0 | 0 | 0 | 0 | 0 | 0 | 0
F3_Commercial_Miscellaneous_Existing_Food Preparation_Natural Gas_Griddle_E1 | F3 | Commercial | Miscellaneous | Existing | Food Preparation | Natural Gas | Griddle | E1 | System - kBTUs of Consumption | 0.01213 | 0.01213 | 0.01213 | 0 | 0 | 0 | 0 | 0 | 0 | 0 | 0 | 0 | 0 | 0 | 0 | 0 | 0 | 0 | 0 | 0 | 0 | 0 | 0 | 0 | 0 | 0 | 0 | 0 | 0 | 0 | 0 | 0 | 0
F3_Commercial_Miscellaneous_Existing_Food Preparation_Natural Gas_Griddle_E2 | F3 | Commercial | Miscellaneous | Existing | Food Preparation | Natural Gas | Griddle | E2 | System - kBTUs of Consumption | 0.012978 | 0.012978 | 0.012978 | 0.012978 | 0.012978 | 0.012978 | 0.012978 | 0.012978 | 0.012978 | 0.012978 | 0.012978 | 0.012978 | 0.012978 | 0.012978 | 0.012978 | 0.012978 | 0.012978 | 0.012978 | 0.012978 | 0.012978 | 0.012978 | 0.012978 | 0.012978 | 0.012978 | 0.012978 | 0.012978 | 0.012978 | 0.012978 | 0.012978 | 0.012978 | 0.012978 | 0.012978 | 0.012978
F3_Commercial_Miscellaneous_Existing_Food Preparation_Natural Gas_Griddle_E3 | F3 | Commercial | Miscellaneous | Existing | Food Preparation | Natural Gas | Griddle | E3 | System - kBTUs of Consumption | 0 | 0 | 0 | 0 | 0 | 0 | 0 | 0 | 0 | 0 | 0 | 0 | 0 | 0 | 0 | 0 | 0 | 0 | 0 | 0 | 0 | 0 | 0 | 0 | 0 | 0 | 0 | 0 | 0 | 0 | 0 | 0 | 0
F3_Commercial_Miscellaneous_Existing_Food Preparation_Natural Gas_Griddle_E4 | F3 | Commercial | Miscellaneous | Existing | Food Preparation | Natural Gas | Griddle | E4 | System - kBTUs of Consumption | 0 | 0 | 0 | 0 | 0 | 0 | 0 | 0 | 0 | 0 | 0 | 0 | 0 | 0 | 0 | 0 | 0 | 0 | 0 | 0 | 0 | 0 | 0 | 0 | 0 | 0 | 0 | 0 | 0 | 0 | 0 | 0 | 0
F3_Commercial_Miscellaneous_Existing_Food Preparation_Natural Gas_Griddle_E5 | F3 | Commercial | Miscellaneous | Existing | Food Preparation | Natural Gas | Griddle | E5 | System - kBTUs of Consumption | 0 | 0 | 0 | 0 | 0 | 0 | 0 | 0 | 0 | 0 | 0 | 0 | 0 | 0 | 0 | 0 | 0 | 0 | 0 | 0 | 0 | 0 | 0 | 0 | 0 | 0 | 0 | 0 | 0 | 0 | 0 | 0 | 0
F3_Commercial_Miscellaneous_Existing_Food Preparation_Natural Gas_Griddle_E6 | F3 | Commercial | Miscellaneous | Existing | Food Preparation | Natural Gas | Griddle | E6 | System - kBTUs of Consumption | 0 | 0 | 0 | 0 | 0 | 0 | 0 | 0 | 0 | 0 | 0 | 0 | 0 | 0 | 0 | 0 | 0 | 0 | 0 | 0 | 0 | 0 | 0 | 0 | 0 | 0 | 0 | 0 | 0 | 0 | 0 | 0 | 0
F3_Commercial_Miscellaneous_Existing_Food Preparation_Natural Gas_Griddle_E7 | F3 | Commercial | Miscellaneous | Existing | Food Preparation | Natural Gas | Griddle | E7 | System - kBTUs of Consumption | 0 | 0 | 0 | 0 | 0 | 0 | 0 | 0 | 0 | 0 | 0 | 0 | 0 | 0 | 0 | 0 | 0 | 0 | 0 | 0 | 0 | 0 | 0 | 0 | 0 | 0 | 0 | 0 | 0 | 0 | 0 | 0 | 0
F3_Commercial_Miscellaneous_Existing_Food Preparation_Natural Gas_Griddle_E8 | F3 | Commercial | Miscellaneous | Existing | Food Preparation | Natural Gas | Griddle | E8 | System - kBTUs of Consumption | 0 | 0 | 0 | 0 | 0 | 0 | 0 | 0 | 0 | 0 | 0 | 0 | 0 | 0 | 0 | 0 | 0 | 0 | 0 | 0 | 0 | 0 | 0 | 0 | 0 | 0 | 0 | 0 | 0 | 0 | 0 | 0 | 0
F3_Commercial_Miscellaneous_Existing_Food Preparation_Natural Gas_Griddle_E9 | F3 | Commercial | Miscellaneous | Existing | Food Preparation | Natural Gas | Griddle | E9 | System - kBTUs of Consumption | 0 | 0 | 0 | 0 | 0 | 0 | 0 | 0 | 0 | 0 | 0 | 0 | 0 | 0 | 0 | 0 | 0 | 0 | 0 | 0 | 0 | 0 | 0 | 0 | 0 | 0 | 0 | 0 | 0 | 0 | 0 | 0 | 0
F3_Commercial_Miscellaneous_Existing_Food Preparation_Natural Gas_Griddle_E10 | F3 | Commercial | Miscellaneous | Existing | Food Preparation | Natural Gas | Griddle | E10 | System - kBTUs of Consumption | 0 | 0 | 0 | 0 | 0 | 0 | 0 | 0 | 0 | 0 | 0 | 0 | 0 | 0 | 0 | 0 | 0 | 0 | 0 | 0 | 0 | 0 | 0 | 0 | 0 | 0 | 0 | 0 | 0 | 0 | 0 | 0 | 0
F4_Commercial_Miscellaneous_Existing_Food Preparation_Natural Gas_Griddle_E1 | F4 | Commercial | Miscellaneous | Existing | Food Preparation | Natural Gas | Griddle | E1 | Utility - Cost of Equipment | 0.04957 | 0.049633 | 0.049904 | 0 | 0 | 0 | 0 | 0 | 0 | 0 | 0 | 0 | 0 | 0 | 0 | 0 | 0 | 0 | 0 | 0 | 0 | 0 | 0 | 0 | 0 | 0 | 0 | 0 | 0 | 0 | 0 | 0 | 0
F4_Commercial_Miscellaneous_Existing_Food Preparation_Natural Gas_Griddle_E2 | F4 | Commercial | Miscellaneous | Existing | Food Preparation | Natural Gas | Griddle | E2 | Utility - Cost of Equipment | 0.042812 | 0.042866 | 0.0431 | 0.042882 | 0.042771 | 0.042941 | 0.04335 | 0.043683 | 0.044089 | 0.04448 | 0.044876 | 0.04525 | 0.045647 | 0.046059 | 0.046458 | 0.046866 | 0.047278 | 0.04772 | 0.048179 | 0.048653 | 0.049107 | 0.049564 | 0.049973 | 0.050383 | 0.050738 | 0.051045 | 0.051325 | 0.051566 | 0.051754 | 0.051909 | 0.051994 | 0.05205 | 0.05205
F4_Commercial_Miscellaneous_Existing_Food Preparation_Natural Gas_Griddle_E3 | F4 | Commercial | Miscellaneous | Existing | Food Preparation | Natural Gas | Griddle | E3 | Utility - Cost of Equipment | 0 | 0 | 0 | 0 | 0 | 0 | 0 | 0 | 0 | 0 | 0 | 0 | 0 | 0 | 0 | 0 | 0 | 0 | 0 | 0 | 0 | 0 | 0 | 0 | 0 | 0 | 0 | 0 | 0 | 0 | 0 | 0 | 0
F4_Commercial_Miscellaneous_Existing_Food Preparation_Natural Gas_Griddle_E4 | F4 | Commercial | Miscellaneous | Existing | Food Preparation | Natural Gas | Griddle | E4 | Utility - Cost of Equipment | 0 | 0 | 0 | 0 | 0 | 0 | 0 | 0 | 0 | 0 | 0 | 0 | 0 | 0 | 0 | 0 | 0 | 0 | 0 | 0 | 0 | 0 | 0 | 0 | 0 | 0 | 0 | 0 | 0 | 0 | 0 | 0 | 0
F4_Commercial_Miscellaneous_Existing_Food Preparation_Natural Gas_Griddle_E5 | F4 | Commercial | Miscellaneous | Existing | Food Preparation | Natural Gas | Griddle | E5 | Utility - Cost of Equipment | 0 | 0 | 0 | 0 | 0 | 0 | 0 | 0 | 0 | 0 | 0 | 0 | 0 | 0 | 0 | 0 | 0 | 0 | 0 | 0 | 0 | 0 | 0 | 0 | 0 | 0 | 0 | 0 | 0 | 0 | 0 | 0 | 0
F4_Commercial_Miscellaneous_Existing_Food Preparation_Natural Gas_Griddle_E6 | F4 | Commercial | Miscellaneous | Existing | Food Preparation | Natural Gas | Griddle | E6 | Utility - Cost of Equipment | 0 | 0 | 0 | 0 | 0 | 0 | 0 | 0 | 0 | 0 | 0 | 0 | 0 | 0 | 0 | 0 | 0 | 0 | 0 | 0 | 0 | 0 | 0 | 0 | 0 | 0 | 0 | 0 | 0 | 0 | 0 | 0 | 0
F4_Commercial_Miscellaneous_Existing_Food Preparation_Natural Gas_Griddle_E7 | F4 | Commercial | Miscellaneous | Existing | Food Preparation | Natural Gas | Griddle | E7 | Utility - Cost of Equipment | 0 | 0 | 0 | 0 | 0 | 0 | 0 | 0 | 0 | 0 | 0 | 0 | 0 | 0 | 0 | 0 | 0 | 0 | 0 | 0 | 0 | 0 | 0 | 0 | 0 | 0 | 0 | 0 | 0 | 0 | 0 | 0 | 0
F4_Commercial_Miscellaneous_Existing_Food Preparation_Natural Gas_Griddle_E8 | F4 | Commercial | Miscellaneous | Existing | Food Preparation | Natural Gas | Griddle | E8 | Utility - Cost of Equipment | 0 | 0 | 0 | 0 | 0 | 0 | 0 | 0 | 0 | 0 | 0 | 0 | 0 | 0 | 0 | 0 | 0 | 0 | 0 | 0 | 0 | 0 | 0 | 0 | 0 | 0 | 0 | 0 | 0 | 0 | 0 | 0 | 0
F4_Commercial_Miscellaneous_Existing_Food Preparation_Natural Gas_Griddle_E9 | F4 | Commercial | Miscellaneous | Existing | Food Preparation | Natural Gas | Griddle | E9 | Utility - Cost of Equipment | 0 | 0 | 0 | 0 | 0 | 0 | 0 | 0 | 0 | 0 | 0 | 0 | 0 | 0 | 0 | 0 | 0 | 0 | 0 | 0 | 0 | 0 | 0 | 0 | 0 | 0 | 0 | 0 | 0 | 0 | 0 | 0 | 0
F4_Commercial_Miscellaneous_Existing_Food Preparation_Natural Gas_Griddle_E10 | F4 | Commercial | Miscellaneous | Existing | Food Preparation | Natural Gas | Griddle | E10 | Utility - Cost of Equipment | 0 | 0 | 0 | 0 | 0 | 0 | 0 | 0 | 0 | 0 | 0 | 0 | 0 | 0 | 0 | 0 | 0 | 0 | 0 | 0 | 0 | 0 | 0 | 0 | 0 | 0 | 0 | 0 | 0 | 0 | 0 | 0 | 0
F5_Commercial_Miscellaneous_Existing_Food Preparation_Natural Gas_Griddle_E1 | F5 | Commercial | Miscellaneous | Existing | Food Preparation | Natural Gas | Griddle | E1 | Utility - Cost of Operation | 0.01213 | 0.01213 | 0.01213 | 0 | 0 | 0 | 0 | 0 | 0 | 0 | 0 | 0 | 0 | 0 | 0 | 0 | 0 | 0 | 0 | 0 | 0 | 0 | 0 | 0 | 0 | 0 | 0 | 0 | 0 | 0 | 0 | 0 | 0
F5_Commercial_Miscellaneous_Existing_Food Preparation_Natural Gas_Griddle_E2 | F5 | Commercial | Miscellaneous | Existing | Food Preparation | Natural Gas | Griddle | E2 | Utility - Cost of Operation | 0.012978 | 0.012978 | 0.012978 | 0.012978 | 0.012978 | 0.012978 | 0.012978 | 0.012978 | 0.012978 | 0.012978 | 0.012978 | 0.012978 | 0.012978 | 0.012978 | 0.012978 | 0.012978 | 0.012978 | 0.012978 | 0.012978 | 0.012978 | 0.012978 | 0.012978 | 0.012978 | 0.012978 | 0.012978 | 0.012978 | 0.012978 | 0.012978 | 0.012978 | 0.012978 | 0.012978 | 0.012978 | 0.012978
F5_Commercial_Miscellaneous_Existing_Food Preparation_Natural Gas_Griddle_E3 | F5 | Commercial | Miscellaneous | Existing | Food Preparation | Natural Gas | Griddle | E3 | Utility - Cost of Operation | 0 | 0 | 0 | 0 | 0 | 0 | 0 | 0 | 0 | 0 | 0 | 0 | 0 | 0 | 0 | 0 | 0 | 0 | 0 | 0 | 0 | 0 | 0 | 0 | 0 | 0 | 0 | 0 | 0 | 0 | 0 | 0 | 0
F5_Commercial_Miscellaneous_Existing_Food Preparation_Natural Gas_Griddle_E4 | F5 | Commercial | Miscellaneous | Existing | Food Preparation | Natural Gas | Griddle | E4 | Utility - Cost of Operation | 0 | 0 | 0 | 0 | 0 | 0 | 0 | 0 | 0 | 0 | 0 | 0 | 0 | 0 | 0 | 0 | 0 | 0 | 0 | 0 | 0 | 0 | 0 | 0 | 0 | 0 | 0 | 0 | 0 | 0 | 0 | 0 | 0
F5_Commercial_Miscellaneous_Existing_Food Preparation_Natural Gas_Griddle_E5 | F5 | Commercial | Miscellaneous | Existing | Food Preparation | Natural Gas | Griddle | E5 | Utility - Cost of Operation | 0 | 0 | 0 | 0 | 0 | 0 | 0 | 0 | 0 | 0 | 0 | 0 | 0 | 0 | 0 | 0 | 0 | 0 | 0 | 0 | 0 | 0 | 0 | 0 | 0 | 0 | 0 | 0 | 0 | 0 | 0 | 0 | 0
F5_Commercial_Miscellaneous_Existing_Food Preparation_Natural Gas_Griddle_E6 | F5 | Commercial | Miscellaneous | Existing | Food Preparation | Natural Gas | Griddle | E6 | Utility - Cost of Operation | 0 | 0 | 0 | 0 | 0 | 0 | 0 | 0 | 0 | 0 | 0 | 0 | 0 | 0 | 0 | 0 | 0 | 0 | 0 | 0 | 0 | 0 | 0 | 0 | 0 | 0 | 0 | 0 | 0 | 0 | 0 | 0 | 0
F5_Commercial_Miscellaneous_Existing_Food Preparation_Natural Gas_Griddle_E7 | F5 | Commercial | Miscellaneous | Existing | Food Preparation | Natural Gas | Griddle | E7 | Utility - Cost of Operation | 0 | 0 | 0 | 0 | 0 | 0 | 0 | 0 | 0 | 0 | 0 | 0 | 0 | 0 | 0 | 0 | 0 | 0 | 0 | 0 | 0 | 0 | 0 | 0 | 0 | 0 | 0 | 0 | 0 | 0 | 0 | 0 | 0
F5_Commercial_Miscellaneous_Existing_Food Preparation_Natural Gas_Griddle_E8 | F5 | Commercial | Miscellaneous | Existing | Food Preparation | Natural Gas | Griddle | E8 | Utility - Cost of Operation | 0 | 0 | 0 | 0 | 0 | 0 | 0 | 0 | 0 | 0 | 0 | 0 | 0 | 0 | 0 | 0 | 0 | 0 | 0 | 0 | 0 | 0 | 0 | 0 | 0 | 0 | 0 | 0 | 0 | 0 | 0 | 0 | 0
F5_Commercial_Miscellaneous_Existing_Food Preparation_Natural Gas_Griddle_E9 | F5 | Commercial | Miscellaneous | Existing | Food Preparation | Natural Gas | Griddle | E9 | Utility - Cost of Operation | 0 | 0 | 0 | 0 | 0 | 0 | 0 | 0 | 0 | 0 | 0 | 0 | 0 | 0 | 0 | 0 | 0 | 0 | 0 | 0 | 0 | 0 | 0 | 0 | 0 | 0 | 0 | 0 | 0 | 0 | 0 | 0 | 0
F5_Commercial_Miscellaneous_Existing_Food Preparation_Natural Gas_Griddle_E10 | F5 | Commercial | Miscellaneous | Existing | Food Preparation | Natural Gas | Griddle | E10 | Utility - Cost of Operation | 0 | 0 | 0 | 0 | 0 | 0 | 0 | 0 | 0 | 0 | 0 | 0 | 0 | 0 | 0 | 0 | 0 | 0 | 0 | 0 | 0 | 0 | 0 | 0 | 0 | 0 | 0 | 0 | 0 | 0 | 0 | 0 | 0
F6_Commercial_Miscellaneous_Existing_Food Preparation_Natural Gas_Griddle_E1 | F6 | Commercial | Miscellaneous | Existing | Food Preparation | Natural Gas | Griddle | E1 | Utility - Value of Sales | 0.026239 | 0.026356 | 0.026545 | 0 | 0 | 0 | 0 | 0 | 0 | 0 | 0 | 0 | 0 | 0 | 0 | 0 | 0 | 0 | 0 | 0 | 0 | 0 | 0 | 0 | 0 | 0 | 0 | 0 | 0 | 0 | 0 | 0 | 0
F6_Commercial_Miscellaneous_Existing_Food Preparation_Natural Gas_Griddle_E2 | F6 | Commercial | Miscellaneous | Existing | Food Preparation | Natural Gas | Griddle | E2 | Utility - Value of Sales | 0.022661 | 0.022763 | 0.022926 | 0.02289 | 0.02289 | 0.02289 | 0.02289 | 0.02289 | 0.02289 | 0.02289 | 0.02289 | 0.02289 | 0.02289 | 0.02289 | 0.02289 | 0.02289 | 0.02289 | 0.02289 | 0.02289 | 0.02289 | 0.02289 | 0.02289 | 0.02289 | 0.02289 | 0.02289 | 0.02289 | 0.02289 | 0.02289 | 0.02289 | 0.02289 | 0.02289 | 0.02289 | 0.02289
F6_Commercial_Miscellaneous_Existing_Food Preparation_Natural Gas_Griddle_E3 | F6 | Commercial | Miscellaneous | Existing | Food Preparation | Natural Gas | Griddle | E3 | Utility - Value of Sales | 0 | 0 | 0 | 0 | 0 | 0 | 0 | 0 | 0 | 0 | 0 | 0 | 0 | 0 | 0 | 0 | 0 | 0 | 0 | 0 | 0 | 0 | 0 | 0 | 0 | 0 | 0 | 0 | 0 | 0 | 0 | 0 | 0
F6_Commercial_Miscellaneous_Existing_Food Preparation_Natural Gas_Griddle_E4 | F6 | Commercial | Miscellaneous | Existing | Food Preparation | Natural Gas | Griddle | E4 | Utility - Value of Sales | 0 | 0 | 0 | 0 | 0 | 0 | 0 | 0 | 0 | 0 | 0 | 0 | 0 | 0 | 0 | 0 | 0 | 0 | 0 | 0 | 0 | 0 | 0 | 0 | 0 | 0 | 0 | 0 | 0 | 0 | 0 | 0 | 0
F6_Commercial_Miscellaneous_Existing_Food Preparation_Natural Gas_Griddle_E5 | F6 | Commercial | Miscellaneous | Existing | Food Preparation | Natural Gas | Griddle | E5 | Utility - Value of Sales | 0 | 0 | 0 | 0 | 0 | 0 | 0 | 0 | 0 | 0 | 0 | 0 | 0 | 0 | 0 | 0 | 0 | 0 | 0 | 0 | 0 | 0 | 0 | 0 | 0 | 0 | 0 | 0 | 0 | 0 | 0 | 0 | 0
F6_Commercial_Miscellaneous_Existing_Food Preparation_Natural Gas_Griddle_E6 | F6 | Commercial | Miscellaneous | Existing | Food Preparation | Natural Gas | Griddle | E6 | Utility - Value of Sales | 0 | 0 | 0 | 0 | 0 | 0 | 0 | 0 | 0 | 0 | 0 | 0 | 0 | 0 | 0 | 0 | 0 | 0 | 0 | 0 | 0 | 0 | 0 | 0 | 0 | 0 | 0 | 0 | 0 | 0 | 0 | 0 | 0
F6_Commercial_Miscellaneous_Existing_Food Preparation_Natural Gas_Griddle_E7 | F6 | Commercial | Miscellaneous | Existing | Food Preparation | Natural Gas | Griddle | E7 | Utility - Value of Sales | 0 | 0 | 0 | 0 | 0 | 0 | 0 | 0 | 0 | 0 | 0 | 0 | 0 | 0 | 0 | 0 | 0 | 0 | 0 | 0 | 0 | 0 | 0 | 0 | 0 | 0 | 0 | 0 | 0 | 0 | 0 | 0 | 0
F6_Commercial_Miscellaneous_Existing_Food Preparation_Natural Gas_Griddle_E8 | F6 | Commercial | Miscellaneous | Existing | Food Preparation | Natural Gas | Griddle | E8 | Utility - Value of Sales | 0 | 0 | 0 | 0 | 0 | 0 | 0 | 0 | 0 | 0 | 0 | 0 | 0 | 0 | 0 | 0 | 0 | 0 | 0 | 0 | 0 | 0 | 0 | 0 | 0 | 0 | 0 | 0 | 0 | 0 | 0 | 0 | 0
F6_Commercial_Miscellaneous_Existing_Food Preparation_Natural Gas_Griddle_E9 | F6 | Commercial | Miscellaneous | Existing | Food Preparation | Natural Gas | Griddle | E9 | Utility - Value of Sales | 0 | 0 | 0 | 0 | 0 | 0 | 0 | 0 | 0 | 0 | 0 | 0 | 0 | 0 | 0 | 0 | 0 | 0 | 0 | 0 | 0 | 0 | 0 | 0 | 0 | 0 | 0 | 0 | 0 | 0 | 0 | 0 | 0
F6_Commercial_Miscellaneous_Existing_Food Preparation_Natural Gas_Griddle_E10 | F6 | Commercial | Miscellaneous | Existing | Food Preparation | Natural Gas | Griddle | E10 | Utility - Value of Sales | 0 | 0 | 0 | 0 | 0 | 0 | 0 | 0 | 0 | 0 | 0 | 0 | 0 | 0 | 0 | 0 | 0 | 0 | 0 | 0 | 0 | 0 | 0 | 0 | 0 | 0 | 0 | 0 | 0 | 0 | 0 | 0 | 0
F1_Commercial_Miscellaneous_Existing_Food Preparation_Natural Gas_Range_E1 | F1 | Commercial | Miscellaneous | Existing | Food Preparation | Natural Gas | Range | E1 | RVT - Cost of Equipment | 0.048285 | 0.048277 | 0.04851 | 0.048153 | 0.047936 | 0.048094 | 0.048569 | 0.048944 | 0.049409 | 0.049849 | 0.050291 | 0.050697 | 0.051132 | 0.051587 | 0.052021 | 0.052463 | 0.052913 | 0.053401 | 0.053911 | 0.054447 | 0.054976 | 0.055528 | 0.056038 | 0.056565 | 0.057032 | 0.057435 | 0.057802 | 0.058119 | 0.058367 | 0.05857 | 0.058681 | 0.058755 | 0.058755
F1_Commercial_Miscellaneous_Existing_Food Preparation_Natural Gas_Range_E2 | F1 | Commercial | Miscellaneous | Existing | Food Preparation | Natural Gas | Range | E2 | RVT - Cost of Equipment | 0.036214 | 0.036208 | 0.036382 | 0.036114 | 0.035952 | 0.03607 | 0.036427 | 0.036708 | 0.037057 | 0.037387 | 0.037718 | 0.038023 | 0.038349 | 0.03869 | 0.039016 | 0.039347 | 0.039684 | 0.040051 | 0.040433 | 0.040836 | 0.041232 | 0.041646 | 0.042028 | 0.042424 | 0.042774 | 0.043076 | 0.043352 | 0.043589 | 0.043775 | 0.043928 | 0.044011 | 0.044066 | 0.044066
F1_Commercial_Miscellaneous_Existing_Food Preparation_Natural Gas_Range_E3 | F1 | Commercial | Miscellaneous | Existing | Food Preparation | Natural Gas | Range | E3 | RVT - Cost of Equipment | 0 | 0 | 0 | 0 | 0 | 0 | 0 | 0 | 0 | 0 | 0 | 0 | 0 | 0 | 0 | 0 | 0 | 0 | 0 | 0 | 0 | 0 | 0 | 0 | 0 | 0 | 0 | 0 | 0 | 0 | 0 | 0 | 0
F1_Commercial_Miscellaneous_Existing_Food Preparation_Natural Gas_Range_E4 | F1 | Commercial | Miscellaneous | Existing | Food Preparation | Natural Gas | Range | E4 | RVT - Cost of Equipment | 0 | 0 | 0 | 0 | 0 | 0 | 0 | 0 | 0 | 0 | 0 | 0 | 0 | 0 | 0 | 0 | 0 | 0 | 0 | 0 | 0 | 0 | 0 | 0 | 0 | 0 | 0 | 0 | 0 | 0 | 0 | 0 | 0
F1_Commercial_Miscellaneous_Existing_Food Preparation_Natural Gas_Range_E5 | F1 | Commercial | Miscellaneous | Existing | Food Preparation | Natural Gas | Range | E5 | RVT - Cost of Equipment | 0 | 0 | 0 | 0 | 0 | 0 | 0 | 0 | 0 | 0 | 0 | 0 | 0 | 0 | 0 | 0 | 0 | 0 | 0 | 0 | 0 | 0 | 0 | 0 | 0 | 0 | 0 | 0 | 0 | 0 | 0 | 0 | 0
F1_Commercial_Miscellaneous_Existing_Food Preparation_Natural Gas_Range_E6 | F1 | Commercial | Miscellaneous | Existing | Food Preparation | Natural Gas | Range | E6 | RVT - Cost of Equipment | 0 | 0 | 0 | 0 | 0 | 0 | 0 | 0 | 0 | 0 | 0 | 0 | 0 | 0 | 0 | 0 | 0 | 0 | 0 | 0 | 0 | 0 | 0 | 0 | 0 | 0 | 0 | 0 | 0 | 0 | 0 | 0 | 0
F1_Commercial_Miscellaneous_Existing_Food Preparation_Natural Gas_Range_E7 | F1 | Commercial | Miscellaneous | Existing | Food Preparation | Natural Gas | Range | E7 | RVT - Cost of Equipment | 0 | 0 | 0 | 0 | 0 | 0 | 0 | 0 | 0 | 0 | 0 | 0 | 0 | 0 | 0 | 0 | 0 | 0 | 0 | 0 | 0 | 0 | 0 | 0 | 0 | 0 | 0 | 0 | 0 | 0 | 0 | 0 | 0
F1_Commercial_Miscellaneous_Existing_Food Preparation_Natural Gas_Range_E8 | F1 | Commercial | Miscellaneous | Existing | Food Preparation | Natural Gas | Range | E8 | RVT - Cost of Equipment | 0 | 0 | 0 | 0 | 0 | 0 | 0 | 0 | 0 | 0 | 0 | 0 | 0 | 0 | 0 | 0 | 0 | 0 | 0 | 0 | 0 | 0 | 0 | 0 | 0 | 0 | 0 | 0 | 0 | 0 | 0 | 0 | 0
F1_Commercial_Miscellaneous_Existing_Food Preparation_Natural Gas_Range_E9 | F1 | Commercial | Miscellaneous | Existing | Food Preparation | Natural Gas | Range | E9 | RVT - Cost of Equipment | 0 | 0 | 0 | 0 | 0 | 0 | 0 | 0 | 0 | 0 | 0 | 0 | 0 | 0 | 0 | 0 | 0 | 0 | 0 | 0 | 0 | 0 | 0 | 0 | 0 | 0 | 0 | 0 | 0 | 0 | 0 | 0 | 0
F1_Commercial_Miscellaneous_Existing_Food Preparation_Natural Gas_Range_E10 | F1 | Commercial | Miscellaneous | Existing | Food Preparation | Natural Gas | Range | E10 | RVT - Cost of Equipment | 0 | 0 | 0 | 0 | 0 | 0 | 0 | 0 | 0 | 0 | 0 | 0 | 0 | 0 | 0 | 0 | 0 | 0 | 0 | 0 | 0 | 0 | 0 | 0 | 0 | 0 | 0 | 0 | 0 | 0 | 0 | 0 | 0
F2_Commercial_Miscellaneous_Existing_Food Preparation_Natural Gas_Range_E1 | F2 | Commercial | Miscellaneous | Existing | Food Preparation | Natural Gas | Range | E1 | RVT - Cost of Operation | 0.057849 | 0.057839 | 0.058118 | 0.05769 | 0.05743 | 0.057619 | 0.058188 | 0.058638 | 0.059196 | 0.059722 | 0.060252 | 0.060738 | 0.061259 | 0.061804 | 0.062325 | 0.062854 | 0.063393 | 0.063978 | 0.064589 | 0.065232 | 0.065865 | 0.066527 | 0.067137 | 0.067769 | 0.068328 | 0.068811 | 0.069251 | 0.06963 | 0.069927 | 0.070171 | 0.070303 | 0.070392 | 0.070392
F2_Commercial_Miscellaneous_Existing_Food Preparation_Natural Gas_Range_E2 | F2 | Commercial | Miscellaneous | Existing | Food Preparation | Natural Gas | Range | E2 | RVT - Cost of Operation | 0.043386 | 0.04338 | 0.043588 | 0.043267 | 0.043072 | 0.043214 | 0.043641 | 0.043978 | 0.044397 | 0.044792 | 0.045189 | 0.045554 | 0.045944 | 0.046353 | 0.046743 | 0.047141 | 0.047545 | 0.047983 | 0.048441 | 0.048924 | 0.049399 | 0.049895 | 0.050353 | 0.050827 | 0.051246 | 0.051608 | 0.051938 | 0.052223 | 0.052445 | 0.052628 | 0.052728 | 0.052794 | 0.052794
F2_Commercial_Miscellaneous_Existing_Food Preparation_Natural Gas_Range_E3 | F2 | Commercial | Miscellaneous | Existing | Food Preparation | Natural Gas | Range | E3 | RVT - Cost of Operation | 0 | 0 | 0 | 0 | 0 | 0 | 0 | 0 | 0 | 0 | 0 | 0 | 0 | 0 | 0 | 0 | 0 | 0 | 0 | 0 | 0 | 0 | 0 | 0 | 0 | 0 | 0 | 0 | 0 | 0 | 0 | 0 | 0
F2_Commercial_Miscellaneous_Existing_Food Preparation_Natural Gas_Range_E4 | F2 | Commercial | Miscellaneous | Existing | Food Preparation | Natural Gas | Range | E4 | RVT - Cost of Operation | 0 | 0 | 0 | 0 | 0 | 0 | 0 | 0 | 0 | 0 | 0 | 0 | 0 | 0 | 0 | 0 | 0 | 0 | 0 | 0 | 0 | 0 | 0 | 0 | 0 | 0 | 0 | 0 | 0 | 0 | 0 | 0 | 0
F2_Commercial_Miscellaneous_Existing_Food Preparation_Natural Gas_Range_E5 | F2 | Commercial | Miscellaneous | Existing | Food Preparation | Natural Gas | Range | E5 | RVT - Cost of Operation | 0 | 0 | 0 | 0 | 0 | 0 | 0 | 0 | 0 | 0 | 0 | 0 | 0 | 0 | 0 | 0 | 0 | 0 | 0 | 0 | 0 | 0 | 0 | 0 | 0 | 0 | 0 | 0 | 0 | 0 | 0 | 0 | 0
F2_Commercial_Miscellaneous_Existing_Food Preparation_Natural Gas_Range_E6 | F2 | Commercial | Miscellaneous | Existing | Food Preparation | Natural Gas | Range | E6 | RVT - Cost of Operation | 0 | 0 | 0 | 0 | 0 | 0 | 0 | 0 | 0 | 0 | 0 | 0 | 0 | 0 | 0 | 0 | 0 | 0 | 0 | 0 | 0 | 0 | 0 | 0 | 0 | 0 | 0 | 0 | 0 | 0 | 0 | 0 | 0
F2_Commercial_Miscellaneous_Existing_Food Preparation_Natural Gas_Range_E7 | F2 | Commercial | Miscellaneous | Existing | Food Preparation | Natural Gas | Range | E7 | RVT - Cost of Operation | 0 | 0 | 0 | 0 | 0 | 0 | 0 | 0 | 0 | 0 | 0 | 0 | 0 | 0 | 0 | 0 | 0 | 0 | 0 | 0 | 0 | 0 | 0 | 0 | 0 | 0 | 0 | 0 | 0 | 0 | 0 | 0 | 0
F2_Commercial_Miscellaneous_Existing_Food Preparation_Natural Gas_Range_E8 | F2 | Commercial | Miscellaneous | Existing | Food Preparation | Natural Gas | Range | E8 | RVT - Cost of Operation | 0 | 0 | 0 | 0 | 0 | 0 | 0 | 0 | 0 | 0 | 0 | 0 | 0 | 0 | 0 | 0 | 0 | 0 | 0 | 0 | 0 | 0 | 0 | 0 | 0 | 0 | 0 | 0 | 0 | 0 | 0 | 0 | 0
F2_Commercial_Miscellaneous_Existing_Food Preparation_Natural Gas_Range_E9 | F2 | Commercial | Miscellaneous | Existing | Food Preparation | Natural Gas | Range | E9 | RVT - Cost of Operation | 0 | 0 | 0 | 0 | 0 | 0 | 0 | 0 | 0 | 0 | 0 | 0 | 0 | 0 | 0 | 0 | 0 | 0 | 0 | 0 | 0 | 0 | 0 | 0 | 0 | 0 | 0 | 0 | 0 | 0 | 0 | 0 | 0
F2_Commercial_Miscellaneous_Existing_Food Preparation_Natural Gas_Range_E10 | F2 | Commercial | Miscellaneous | Existing | Food Preparation | Natural Gas | Range | E10 | RVT - Cost of Operation | 0 | 0 | 0 | 0 | 0 | 0 | 0 | 0 | 0 | 0 | 0 | 0 | 0 | 0 | 0 | 0 | 0 | 0 | 0 | 0 | 0 | 0 | 0 | 0 | 0 | 0 | 0 | 0 | 0 | 0 | 0 | 0 | 0
F3_Commercial_Miscellaneous_Existing_Food Preparation_Natural Gas_Range_E1 | F3 | Commercial | Miscellaneous | Existing | Food Preparation | Natural Gas | Range | E1 | System - kBTUs of Consumption | 0.023143 | 0.023143 | 0.023143 | 0.023143 | 0.023143 | 0.023143 | 0.023143 | 0.023143 | 0.023143 | 0.023143 | 0.023143 | 0.023143 | 0.023143 | 0.023143 | 0.023143 | 0.023143 | 0.023143 | 0.023143 | 0.023143 | 0.023143 | 0.023143 | 0.023143 | 0.023143 | 0.023143 | 0.023143 | 0.023143 | 0.023143 | 0.023143 | 0.023143 | 0.023143 | 0.023143 | 0.023143 | 0.023143
F3_Commercial_Miscellaneous_Existing_Food Preparation_Natural Gas_Range_E2 | F3 | Commercial | Miscellaneous | Existing | Food Preparation | Natural Gas | Range | E2 | System - kBTUs of Consumption | 0.023146 | 0.023146 | 0.023146 | 0.023146 | 0.023146 | 0.023146 | 0.023146 | 0.023146 | 0.023146 | 0.023146 | 0.023146 | 0.023146 | 0.023146 | 0.023146 | 0.023146 | 0.023146 | 0.023146 | 0.023146 | 0.023146 | 0.023146 | 0.023146 | 0.023146 | 0.023146 | 0.023146 | 0.023146 | 0.023146 | 0.023146 | 0.023146 | 0.023146 | 0.023146 | 0.023146 | 0.023146 | 0.023146
F3_Commercial_Miscellaneous_Existing_Food Preparation_Natural Gas_Range_E3 | F3 | Commercial | Miscellaneous | Existing | Food Preparation | Natural Gas | Range | E3 | System - kBTUs of Consumption | 0 | 0 | 0 | 0 | 0 | 0 | 0 | 0 | 0 | 0 | 0 | 0 | 0 | 0 | 0 | 0 | 0 | 0 | 0 | 0 | 0 | 0 | 0 | 0 | 0 | 0 | 0 | 0 | 0 | 0 | 0 | 0 | 0
F3_Commercial_Miscellaneous_Existing_Food Preparation_Natural Gas_Range_E4 | F3 | Commercial | Miscellaneous | Existing | Food Preparation | Natural Gas | Range | E4 | System - kBTUs of Consumption | 0 | 0 | 0 | 0 | 0 | 0 | 0 | 0 | 0 | 0 | 0 | 0 | 0 | 0 | 0 | 0 | 0 | 0 | 0 | 0 | 0 | 0 | 0 | 0 | 0 | 0 | 0 | 0 | 0 | 0 | 0 | 0 | 0
F3_Commercial_Miscellaneous_Existing_Food Preparation_Natural Gas_Range_E5 | F3 | Commercial | Miscellaneous | Existing | Food Preparation | Natural Gas | Range | E5 | System - kBTUs of Consumption | 0 | 0 | 0 | 0 | 0 | 0 | 0 | 0 | 0 | 0 | 0 | 0 | 0 | 0 | 0 | 0 | 0 | 0 | 0 | 0 | 0 | 0 | 0 | 0 | 0 | 0 | 0 | 0 | 0 | 0 | 0 | 0 | 0
F3_Commercial_Miscellaneous_Existing_Food Preparation_Natural Gas_Range_E6 | F3 | Commercial | Miscellaneous | Existing | Food Preparation | Natural Gas | Range | E6 | System - kBTUs of Consumption | 0 | 0 | 0 | 0 | 0 | 0 | 0 | 0 | 0 | 0 | 0 | 0 | 0 | 0 | 0 | 0 | 0 | 0 | 0 | 0 | 0 | 0 | 0 | 0 | 0 | 0 | 0 | 0 | 0 | 0 | 0 | 0 | 0
F3_Commercial_Miscellaneous_Existing_Food Preparation_Natural Gas_Range_E7 | F3 | Commercial | Miscellaneous | Existing | Food Preparation | Natural Gas | Range | E7 | System - kBTUs of Consumption | 0 | 0 | 0 | 0 | 0 | 0 | 0 | 0 | 0 | 0 | 0 | 0 | 0 | 0 | 0 | 0 | 0 | 0 | 0 | 0 | 0 | 0 | 0 | 0 | 0 | 0 | 0 | 0 | 0 | 0 | 0 | 0 | 0
F3_Commercial_Miscellaneous_Existing_Food Preparation_Natural Gas_Range_E8 | F3 | Commercial | Miscellaneous | Existing | Food Preparation | Natural Gas | Range | E8 | System - kBTUs of Consumption | 0 | 0 | 0 | 0 | 0 | 0 | 0 | 0 | 0 | 0 | 0 | 0 | 0 | 0 | 0 | 0 | 0 | 0 | 0 | 0 | 0 | 0 | 0 | 0 | 0 | 0 | 0 | 0 | 0 | 0 | 0 | 0 | 0
F3_Commercial_Miscellaneous_Existing_Food Preparation_Natural Gas_Range_E9 | F3 | Commercial | Miscellaneous | Existing | Food Preparation | Natural Gas | Range | E9 | System - kBTUs of Consumption | 0 | 0 | 0 | 0 | 0 | 0 | 0 | 0 | 0 | 0 | 0 | 0 | 0 | 0 | 0 | 0 | 0 | 0 | 0 | 0 | 0 | 0 | 0 | 0 | 0 | 0 | 0 | 0 | 0 | 0 | 0 | 0 | 0
F3_Commercial_Miscellaneous_Existing_Food Preparation_Natural Gas_Range_E10 | F3 | Commercial | Miscellaneous | Existing | Food Preparation | Natural Gas | Range | E10 | System - kBTUs of Consumption | 0 | 0 | 0 | 0 | 0 | 0 | 0 | 0 | 0 | 0 | 0 | 0 | 0 | 0 | 0 | 0 | 0 | 0 | 0 | 0 | 0 | 0 | 0 | 0 | 0 | 0 | 0 | 0 | 0 | 0 | 0 | 0 | 0
F4_Commercial_Miscellaneous_Existing_Food Preparation_Natural Gas_Range_E1 | F4 | Commercial | Miscellaneous | Existing | Food Preparation | Natural Gas | Range | E1 | Utility - Cost of Equipment | 0.057849 | 0.057839 | 0.058118 | 0.05769 | 0.05743 | 0.057619 | 0.058188 | 0.058638 | 0.059196 | 0.059722 | 0.060252 | 0.060738 | 0.061259 | 0.061804 | 0.062325 | 0.062854 | 0.063393 | 0.063978 | 0.064589 | 0.065232 | 0.065865 | 0.066527 | 0.067137 | 0.067769 | 0.068328 | 0.068811 | 0.069251 | 0.06963 | 0.069927 | 0.070171 | 0.070303 | 0.070392 | 0.070392
F4_Commercial_Miscellaneous_Existing_Food Preparation_Natural Gas_Range_E2 | F4 | Commercial | Miscellaneous | Existing | Food Preparation | Natural Gas | Range | E2 | Utility - Cost of Equipment | 0.043386 | 0.04338 | 0.043588 | 0.043267 | 0.043072 | 0.043214 | 0.043641 | 0.043978 | 0.044397 | 0.044792 | 0.045189 | 0.045554 | 0.045944 | 0.046353 | 0.046743 | 0.047141 | 0.047545 | 0.047983 | 0.048441 | 0.048924 | 0.049399 | 0.049895 | 0.050353 | 0.050827 | 0.051246 | 0.051608 | 0.051938 | 0.052223 | 0.052445 | 0.052628 | 0.052728 | 0.052794 | 0.052794
F4_Commercial_Miscellaneous_Existing_Food Preparation_Natural Gas_Range_E3 | F4 | Commercial | Miscellaneous | Existing | Food Preparation | Natural Gas | Range | E3 | Utility - Cost of Equipment | 0 | 0 | 0 | 0 | 0 | 0 | 0 | 0 | 0 | 0 | 0 | 0 | 0 | 0 | 0 | 0 | 0 | 0 | 0 | 0 | 0 | 0 | 0 | 0 | 0 | 0 | 0 | 0 | 0 | 0 | 0 | 0 | 0
F4_Commercial_Miscellaneous_Existing_Food Preparation_Natural Gas_Range_E4 | F4 | Commercial | Miscellaneous | Existing | Food Preparation | Natural Gas | Range | E4 | Utility - Cost of Equipment | 0 | 0 | 0 | 0 | 0 | 0 | 0 | 0 | 0 | 0 | 0 | 0 | 0 | 0 | 0 | 0 | 0 | 0 | 0 | 0 | 0 | 0 | 0 | 0 | 0 | 0 | 0 | 0 | 0 | 0 | 0 | 0 | 0
F4_Commercial_Miscellaneous_Existing_Food Preparation_Natural Gas_Range_E5 | F4 | Commercial | Miscellaneous | Existing | Food Preparation | Natural Gas | Range | E5 | Utility - Cost of Equipment | 0 | 0 | 0 | 0 | 0 | 0 | 0 | 0 | 0 | 0 | 0 | 0 | 0 | 0 | 0 | 0 | 0 | 0 | 0 | 0 | 0 | 0 | 0 | 0 | 0 | 0 | 0 | 0 | 0 | 0 | 0 | 0 | 0
F4_Commercial_Miscellaneous_Existing_Food Preparation_Natural Gas_Range_E6 | F4 | Commercial | Miscellaneous | Existing | Food Preparation | Natural Gas | Range | E6 | Utility - Cost of Equipment | 0 | 0 | 0 | 0 | 0 | 0 | 0 | 0 | 0 | 0 | 0 | 0 | 0 | 0 | 0 | 0 | 0 | 0 | 0 | 0 | 0 | 0 | 0 | 0 | 0 | 0 | 0 | 0 | 0 | 0 | 0 | 0 | 0
F4_Commercial_Miscellaneous_Existing_Food Preparation_Natural Gas_Range_E7 | F4 | Commercial | Miscellaneous | Existing | Food Preparation | Natural Gas | Range | E7 | Utility - Cost of Equipment | 0 | 0 | 0 | 0 | 0 | 0 | 0 | 0 | 0 | 0 | 0 | 0 | 0 | 0 | 0 | 0 | 0 | 0 | 0 | 0 | 0 | 0 | 0 | 0 | 0 | 0 | 0 | 0 | 0 | 0 | 0 | 0 | 0
F4_Commercial_Miscellaneous_Existing_Food Preparation_Natural Gas_Range_E8 | F4 | Commercial | Miscellaneous | Existing | Food Preparation | Natural Gas | Range | E8 | Utility - Cost of Equipment | 0 | 0 | 0 | 0 | 0 | 0 | 0 | 0 | 0 | 0 | 0 | 0 | 0 | 0 | 0 | 0 | 0 | 0 | 0 | 0 | 0 | 0 | 0 | 0 | 0 | 0 | 0 | 0 | 0 | 0 | 0 | 0 | 0
F4_Commercial_Miscellaneous_Existing_Food Preparation_Natural Gas_Range_E9 | F4 | Commercial | Miscellaneous | Existing | Food Preparation | Natural Gas | Range | E9 | Utility - Cost of Equipment | 0 | 0 | 0 | 0 | 0 | 0 | 0 | 0 | 0 | 0 | 0 | 0 | 0 | 0 | 0 | 0 | 0 | 0 | 0 | 0 | 0 | 0 | 0 | 0 | 0 | 0 | 0 | 0 | 0 | 0 | 0 | 0 | 0
F4_Commercial_Miscellaneous_Existing_Food Preparation_Natural Gas_Range_E10 | F4 | Commercial | Miscellaneous | Existing | Food Preparation | Natural Gas | Range | E10 | Utility - Cost of Equipment | 0 | 0 | 0 | 0 | 0 | 0 | 0 | 0 | 0 | 0 | 0 | 0 | 0 | 0 | 0 | 0 | 0 | 0 | 0 | 0 | 0 | 0 | 0 | 0 | 0 | 0 | 0 | 0 | 0 | 0 | 0 | 0 | 0
F5_Commercial_Miscellaneous_Existing_Food Preparation_Natural Gas_Range_E1 | F5 | Commercial | Miscellaneous | Existing | Food Preparation | Natural Gas | Range | E1 | Utility - Cost of Operation | 0.023143 | 0.023143 | 0.023143 | 0.023143 | 0.023143 | 0.023143 | 0.023143 | 0.023143 | 0.023143 | 0.023143 | 0.023143 | 0.023143 | 0.023143 | 0.023143 | 0.023143 | 0.023143 | 0.023143 | 0.023143 | 0.023143 | 0.023143 | 0.023143 | 0.023143 | 0.023143 | 0.023143 | 0.023143 | 0.023143 | 0.023143 | 0.023143 | 0.023143 | 0.023143 | 0.023143 | 0.023143 | 0.023143
F5_Commercial_Miscellaneous_Existing_Food Preparation_Natural Gas_Range_E2 | F5 | Commercial | Miscellaneous | Existing | Food Preparation | Natural Gas | Range | E2 | Utility - Cost of Operation | 0.023146 | 0.023146 | 0.023146 | 0.023146 | 0.023146 | 0.023146 | 0.023146 | 0.023146 | 0.023146 | 0.023146 | 0.023146 | 0.023146 | 0.023146 | 0.023146 | 0.023146 | 0.023146 | 0.023146 | 0.023146 | 0.023146 | 0.023146 | 0.023146 | 0.023146 | 0.023146 | 0.023146 | 0.023146 | 0.023146 | 0.023146 | 0.023146 | 0.023146 | 0.023146 | 0.023146 | 0.023146 | 0.023146
F5_Commercial_Miscellaneous_Existing_Food Preparation_Natural Gas_Range_E3 | F5 | Commercial | Miscellaneous | Existing | Food Preparation | Natural Gas | Range | E3 | Utility - Cost of Operation | 0 | 0 | 0 | 0 | 0 | 0 | 0 | 0 | 0 | 0 | 0 | 0 | 0 | 0 | 0 | 0 | 0 | 0 | 0 | 0 | 0 | 0 | 0 | 0 | 0 | 0 | 0 | 0 | 0 | 0 | 0 | 0 | 0
F5_Commercial_Miscellaneous_Existing_Food Preparation_Natural Gas_Range_E4 | F5 | Commercial | Miscellaneous | Existing | Food Preparation | Natural Gas | Range | E4 | Utility - Cost of Operation | 0 | 0 | 0 | 0 | 0 | 0 | 0 | 0 | 0 | 0 | 0 | 0 | 0 | 0 | 0 | 0 | 0 | 0 | 0 | 0 | 0 | 0 | 0 | 0 | 0 | 0 | 0 | 0 | 0 | 0 | 0 | 0 | 0
F5_Commercial_Miscellaneous_Existing_Food Preparation_Natural Gas_Range_E5 | F5 | Commercial | Miscellaneous | Existing | Food Preparation | Natural Gas | Range | E5 | Utility - Cost of Operation | 0 | 0 | 0 | 0 | 0 | 0 | 0 | 0 | 0 | 0 | 0 | 0 | 0 | 0 | 0 | 0 | 0 | 0 | 0 | 0 | 0 | 0 | 0 | 0 | 0 | 0 | 0 | 0 | 0 | 0 | 0 | 0 | 0
F5_Commercial_Miscellaneous_Existing_Food Preparation_Natural Gas_Range_E6 | F5 | Commercial | Miscellaneous | Existing | Food Preparation | Natural Gas | Range | E6 | Utility - Cost of Operation | 0 | 0 | 0 | 0 | 0 | 0 | 0 | 0 | 0 | 0 | 0 | 0 | 0 | 0 | 0 | 0 | 0 | 0 | 0 | 0 | 0 | 0 | 0 | 0 | 0 | 0 | 0 | 0 | 0 | 0 | 0 | 0 | 0
F5_Commercial_Miscellaneous_Existing_Food Preparation_Natural Gas_Range_E7 | F5 | Commercial | Miscellaneous | Existing | Food Preparation | Natural Gas | Range | E7 | Utility - Cost of Operation | 0 | 0 | 0 | 0 | 0 | 0 | 0 | 0 | 0 | 0 | 0 | 0 | 0 | 0 | 0 | 0 | 0 | 0 | 0 | 0 | 0 | 0 | 0 | 0 | 0 | 0 | 0 | 0 | 0 | 0 | 0 | 0 | 0
F5_Commercial_Miscellaneous_Existing_Food Preparation_Natural Gas_Range_E8 | F5 | Commercial | Miscellaneous | Existing | Food Preparation | Natural Gas | Range | E8 | Utility - Cost of Operation | 0 | 0 | 0 | 0 | 0 | 0 | 0 | 0 | 0 | 0 | 0 | 0 | 0 | 0 | 0 | 0 | 0 | 0 | 0 | 0 | 0 | 0 | 0 | 0 | 0 | 0 | 0 | 0 | 0 | 0 | 0 | 0 | 0
F5_Commercial_Miscellaneous_Existing_Food Preparation_Natural Gas_Range_E9 | F5 | Commercial | Miscellaneous | Existing | Food Preparation | Natural Gas | Range | E9 | Utility - Cost of Operation | 0 | 0 | 0 | 0 | 0 | 0 | 0 | 0 | 0 | 0 | 0 | 0 | 0 | 0 | 0 | 0 | 0 | 0 | 0 | 0 | 0 | 0 | 0 | 0 | 0 | 0 | 0 | 0 | 0 | 0 | 0 | 0 | 0
F5_Commercial_Miscellaneous_Existing_Food Preparation_Natural Gas_Range_E10 | F5 | Commercial | Miscellaneous | Existing | Food Preparation | Natural Gas | Range | E10 | Utility - Cost of Operation | 0 | 0 | 0 | 0 | 0 | 0 | 0 | 0 | 0 | 0 | 0 | 0 | 0 | 0 | 0 | 0 | 0 | 0 | 0 | 0 | 0 | 0 | 0 | 0 | 0 | 0 | 0 | 0 | 0 | 0 | 0 | 0 | 0
F6_Commercial_Miscellaneous_Existing_Food Preparation_Natural Gas_Range_E1 | F6 | Commercial | Miscellaneous | Existing | Food Preparation | Natural Gas | Range | E1 | Utility - Value of Sales | 0.030602 | 0.030767 | 0.031032 | 0.030974 | 0.030974 | 0.030974 | 0.030974 | 0.030974 | 0.030974 | 0.030974 | 0.030974 | 0.030974 | 0.030974 | 0.030974 | 0.030974 | 0.030974 | 0.030974 | 0.030974 | 0.030974 | 0.030974 | 0.030974 | 0.030974 | 0.030974 | 0.030974 | 0.030974 | 0.030974 | 0.030974 | 0.030974 | 0.030974 | 0.030974 | 0.030974 | 0.030974 | 0.030974
F6_Commercial_Miscellaneous_Existing_Food Preparation_Natural Gas_Range_E2 | F6 | Commercial | Miscellaneous | Existing | Food Preparation | Natural Gas | Range | E2 | Utility - Value of Sales | 0.022952 | 0.023075 | 0.023274 | 0.02323 | 0.02323 | 0.02323 | 0.02323 | 0.02323 | 0.02323 | 0.02323 | 0.02323 | 0.02323 | 0.02323 | 0.02323 | 0.02323 | 0.02323 | 0.02323 | 0.02323 | 0.02323 | 0.02323 | 0.02323 | 0.02323 | 0.02323 | 0.02323 | 0.02323 | 0.02323 | 0.02323 | 0.02323 | 0.02323 | 0.02323 | 0.02323 | 0.02323 | 0.02323
F6_Commercial_Miscellaneous_Existing_Food Preparation_Natural Gas_Range_E3 | F6 | Commercial | Miscellaneous | Existing | Food Preparation | Natural Gas | Range | E3 | Utility - Value of Sales | 0 | 0 | 0 | 0 | 0 | 0 | 0 | 0 | 0 | 0 | 0 | 0 | 0 | 0 | 0 | 0 | 0 | 0 | 0 | 0 | 0 | 0 | 0 | 0 | 0 | 0 | 0 | 0 | 0 | 0 | 0 | 0 | 0
F6_Commercial_Miscellaneous_Existing_Food Preparation_Natural Gas_Range_E4 | F6 | Commercial | Miscellaneous | Existing | Food Preparation | Natural Gas | Range | E4 | Utility - Value of Sales | 0 | 0 | 0 | 0 | 0 | 0 | 0 | 0 | 0 | 0 | 0 | 0 | 0 | 0 | 0 | 0 | 0 | 0 | 0 | 0 | 0 | 0 | 0 | 0 | 0 | 0 | 0 | 0 | 0 | 0 | 0 | 0 | 0
F6_Commercial_Miscellaneous_Existing_Food Preparation_Natural Gas_Range_E5 | F6 | Commercial | Miscellaneous | Existing | Food Preparation | Natural Gas | Range | E5 | Utility - Value of Sales | 0 | 0 | 0 | 0 | 0 | 0 | 0 | 0 | 0 | 0 | 0 | 0 | 0 | 0 | 0 | 0 | 0 | 0 | 0 | 0 | 0 | 0 | 0 | 0 | 0 | 0 | 0 | 0 | 0 | 0 | 0 | 0 | 0
F6_Commercial_Miscellaneous_Existing_Food Preparation_Natural Gas_Range_E6 | F6 | Commercial | Miscellaneous | Existing | Food Preparation | Natural Gas | Range | E6 | Utility - Value of Sales | 0 | 0 | 0 | 0 | 0 | 0 | 0 | 0 | 0 | 0 | 0 | 0 | 0 | 0 | 0 | 0 | 0 | 0 | 0 | 0 | 0 | 0 | 0 | 0 | 0 | 0 | 0 | 0 | 0 | 0 | 0 | 0 | 0
F6_Commercial_Miscellaneous_Existing_Food Preparation_Natural Gas_Range_E7 | F6 | Commercial | Miscellaneous | Existing | Food Preparation | Natural Gas | Range | E7 | Utility - Value of Sales | 0 | 0 | 0 | 0 | 0 | 0 | 0 | 0 | 0 | 0 | 0 | 0 | 0 | 0 | 0 | 0 | 0 | 0 | 0 | 0 | 0 | 0 | 0 | 0 | 0 | 0 | 0 | 0 | 0 | 0 | 0 | 0 | 0
F6_Commercial_Miscellaneous_Existing_Food Preparation_Natural Gas_Range_E8 | F6 | Commercial | Miscellaneous | Existing | Food Preparation | Natural Gas | Range | E8 | Utility - Value of Sales | 0 | 0 | 0 | 0 | 0 | 0 | 0 | 0 | 0 | 0 | 0 | 0 | 0 | 0 | 0 | 0 | 0 | 0 | 0 | 0 | 0 | 0 | 0 | 0 | 0 | 0 | 0 | 0 | 0 | 0 | 0 | 0 | 0
F6_Commercial_Miscellaneous_Existing_Food Preparation_Natural Gas_Range_E9 | F6 | Commercial | Miscellaneous | Existing | Food Preparation | Natural Gas | Range | E9 | Utility - Value of Sales | 0 | 0 | 0 | 0 | 0 | 0 | 0 | 0 | 0 | 0 | 0 | 0 | 0 | 0 | 0 | 0 | 0 | 0 | 0 | 0 | 0 | 0 | 0 | 0 | 0 | 0 | 0 | 0 | 0 | 0 | 0 | 0 | 0
F6_Commercial_Miscellaneous_Existing_Food Preparation_Natural Gas_Range_E10 | F6 | Commercial | Miscellaneous | Existing | Food Preparation | Natural Gas | Range | E10 | Utility - Value of Sales | 0 | 0 | 0 | 0 | 0 | 0 | 0 | 0 | 0 | 0 | 0 | 0 | 0 | 0 | 0 | 0 | 0 | 0 | 0 | 0 | 0 | 0 | 0 | 0 | 0 | 0 | 0 | 0 | 0 | 0 | 0 | 0 | 0
F1_Commercial_Miscellaneous_Existing_Food Preparation_Natural Gas_Steamer_E1 | F1 | Commercial | Miscellaneous | Existing | Food Preparation | Natural Gas | Steamer | E1 | RVT - Cost of Equipment | 0.11349 | 0.11363 | 0.11424 | 0 | 0 | 0 | 0 | 0 | 0 | 0 | 0 | 0 | 0 | 0 | 0 | 0 | 0 | 0 | 0 | 0 | 0 | 0 | 0 | 0 | 0 | 0 | 0 | 0 | 0 | 0 | 0 | 0 | 0
F1_Commercial_Miscellaneous_Existing_Food Preparation_Natural Gas_Steamer_E2 | F1 | Commercial | Miscellaneous | Existing | Food Preparation | Natural Gas | Steamer | E2 | RVT - Cost of Equipment | 0.023673 | 0.023701 | 0.023829 | 0.023705 | 0.02364 | 0.023733 | 0.02396 | 0.024147 | 0.024373 | 0.024592 | 0.024812 | 0.025019 | 0.025239 | 0.025467 | 0.025688 | 0.025913 | 0.02614 | 0.026383 | 0.02663 | 0.026883 | 0.027125 | 0.027369 | 0.027589 | 0.027814 | 0.028012 | 0.028182 | 0.028337 | 0.028471 | 0.028576 | 0.028662 | 0.028708 | 0.02874 | 0.02874
F1_Commercial_Miscellaneous_Existing_Food Preparation_Natural Gas_Steamer_E3 | F1 | Commercial | Miscellaneous | Existing | Food Preparation | Natural Gas | Steamer | E3 | RVT - Cost of Equipment | 0 | 0 | 0 | 0 | 0 | 0 | 0 | 0 | 0 | 0 | 0 | 0 | 0 | 0 | 0 | 0 | 0 | 0 | 0 | 0 | 0 | 0 | 0 | 0 | 0 | 0 | 0 | 0 | 0 | 0 | 0 | 0 | 0
F1_Commercial_Miscellaneous_Existing_Food Preparation_Natural Gas_Steamer_E4 | F1 | Commercial | Miscellaneous | Existing | Food Preparation | Natural Gas | Steamer | E4 | RVT - Cost of Equipment | 0 | 0 | 0 | 0 | 0 | 0 | 0 | 0 | 0 | 0 | 0 | 0 | 0 | 0 | 0 | 0 | 0 | 0 | 0 | 0 | 0 | 0 | 0 | 0 | 0 | 0 | 0 | 0 | 0 | 0 | 0 | 0 | 0
F1_Commercial_Miscellaneous_Existing_Food Preparation_Natural Gas_Steamer_E5 | F1 | Commercial | Miscellaneous | Existing | Food Preparation | Natural Gas | Steamer | E5 | RVT - Cost of Equipment | 0 | 0 | 0 | 0 | 0 | 0 | 0 | 0 | 0 | 0 | 0 | 0 | 0 | 0 | 0 | 0 | 0 | 0 | 0 | 0 | 0 | 0 | 0 | 0 | 0 | 0 | 0 | 0 | 0 | 0 | 0 | 0 | 0
F1_Commercial_Miscellaneous_Existing_Food Preparation_Natural Gas_Steamer_E6 | F1 | Commercial | Miscellaneous | Existing | Food Preparation | Natural Gas | Steamer | E6 | RVT - Cost of Equipment | 0 | 0 | 0 | 0 | 0 | 0 | 0 | 0 | 0 | 0 | 0 | 0 | 0 | 0 | 0 | 0 | 0 | 0 | 0 | 0 | 0 | 0 | 0 | 0 | 0 | 0 | 0 | 0 | 0 | 0 | 0 | 0 | 0
F1_Commercial_Miscellaneous_Existing_Food Preparation_Natural Gas_Steamer_E7 | F1 | Commercial | Miscellaneous | Existing | Food Preparation | Natural Gas | Steamer | E7 | RVT - Cost of Equipment | 0 | 0 | 0 | 0 | 0 | 0 | 0 | 0 | 0 | 0 | 0 | 0 | 0 | 0 | 0 | 0 | 0 | 0 | 0 | 0 | 0 | 0 | 0 | 0 | 0 | 0 | 0 | 0 | 0 | 0 | 0 | 0 | 0
F1_Commercial_Miscellaneous_Existing_Food Preparation_Natural Gas_Steamer_E8 | F1 | Commercial | Miscellaneous | Existing | Food Preparation | Natural Gas | Steamer | E8 | RVT - Cost of Equipment | 0 | 0 | 0 | 0 | 0 | 0 | 0 | 0 | 0 | 0 | 0 | 0 | 0 | 0 | 0 | 0 | 0 | 0 | 0 | 0 | 0 | 0 | 0 | 0 | 0 | 0 | 0 | 0 | 0 | 0 | 0 | 0 | 0
F1_Commercial_Miscellaneous_Existing_Food Preparation_Natural Gas_Steamer_E9 | F1 | Commercial | Miscellaneous | Existing | Food Preparation | Natural Gas | Steamer | E9 | RVT - Cost of Equipment | 0 | 0 | 0 | 0 | 0 | 0 | 0 | 0 | 0 | 0 | 0 | 0 | 0 | 0 | 0 | 0 | 0 | 0 | 0 | 0 | 0 | 0 | 0 | 0 | 0 | 0 | 0 | 0 | 0 | 0 | 0 | 0 | 0
F1_Commercial_Miscellaneous_Existing_Food Preparation_Natural Gas_Steamer_E10 | F1 | Commercial | Miscellaneous | Existing | Food Preparation | Natural Gas | Steamer | E10 | RVT - Cost of Equipment | 0 | 0 | 0 | 0 | 0 | 0 | 0 | 0 | 0 | 0 | 0 | 0 | 0 | 0 | 0 | 0 | 0 | 0 | 0 | 0 | 0 | 0 | 0 | 0 | 0 | 0 | 0 | 0 | 0 | 0 | 0 | 0 | 0
F2_Commercial_Miscellaneous_Existing_Food Preparation_Natural Gas_Steamer_E1 | F2 | Commercial | Miscellaneous | Existing | Food Preparation | Natural Gas | Steamer | E1 | RVT - Cost of Operation | 0.13597 | 0.13613 | 0.13686 | 0 | 0 | 0 | 0 | 0 | 0 | 0 | 0 | 0 | 0 | 0 | 0 | 0 | 0 | 0 | 0 | 0 | 0 | 0 | 0 | 0 | 0 | 0 | 0 | 0 | 0 | 0 | 0 | 0 | 0
F2_Commercial_Miscellaneous_Existing_Food Preparation_Natural Gas_Steamer_E2 | F2 | Commercial | Miscellaneous | Existing | Food Preparation | Natural Gas | Steamer | E2 | RVT - Cost of Operation | 0.028362 | 0.028396 | 0.028548 | 0.0284 | 0.028322 | 0.028433 | 0.028706 | 0.02893 | 0.029201 | 0.029463 | 0.029726 | 0.029974 | 0.030238 | 0.030512 | 0.030776 | 0.031045 | 0.031318 | 0.031609 | 0.031905 | 0.032208 | 0.032497 | 0.03279 | 0.033054 | 0.033323 | 0.03356 | 0.033764 | 0.03395 | 0.03411 | 0.034236 | 0.034338 | 0.034395 | 0.034432 | 0.034432
F2_Commercial_Miscellaneous_Existing_Food Preparation_Natural Gas_Steamer_E3 | F2 | Commercial | Miscellaneous | Existing | Food Preparation | Natural Gas | Steamer | E3 | RVT - Cost of Operation | 0 | 0 | 0 | 0 | 0 | 0 | 0 | 0 | 0 | 0 | 0 | 0 | 0 | 0 | 0 | 0 | 0 | 0 | 0 | 0 | 0 | 0 | 0 | 0 | 0 | 0 | 0 | 0 | 0 | 0 | 0 | 0 | 0
F2_Commercial_Miscellaneous_Existing_Food Preparation_Natural Gas_Steamer_E4 | F2 | Commercial | Miscellaneous | Existing | Food Preparation | Natural Gas | Steamer | E4 | RVT - Cost of Operation | 0 | 0 | 0 | 0 | 0 | 0 | 0 | 0 | 0 | 0 | 0 | 0 | 0 | 0 | 0 | 0 | 0 | 0 | 0 | 0 | 0 | 0 | 0 | 0 | 0 | 0 | 0 | 0 | 0 | 0 | 0 | 0 | 0
F2_Commercial_Miscellaneous_Existing_Food Preparation_Natural Gas_Steamer_E5 | F2 | Commercial | Miscellaneous | Existing | Food Preparation | Natural Gas | Steamer | E5 | RVT - Cost of Operation | 0 | 0 | 0 | 0 | 0 | 0 | 0 | 0 | 0 | 0 | 0 | 0 | 0 | 0 | 0 | 0 | 0 | 0 | 0 | 0 | 0 | 0 | 0 | 0 | 0 | 0 | 0 | 0 | 0 | 0 | 0 | 0 | 0
F2_Commercial_Miscellaneous_Existing_Food Preparation_Natural Gas_Steamer_E6 | F2 | Commercial | Miscellaneous | Existing | Food Preparation | Natural Gas | Steamer | E6 | RVT - Cost of Operation | 0 | 0 | 0 | 0 | 0 | 0 | 0 | 0 | 0 | 0 | 0 | 0 | 0 | 0 | 0 | 0 | 0 | 0 | 0 | 0 | 0 | 0 | 0 | 0 | 0 | 0 | 0 | 0 | 0 | 0 | 0 | 0 | 0
F2_Commercial_Miscellaneous_Existing_Food Preparation_Natural Gas_Steamer_E7 | F2 | Commercial | Miscellaneous | Existing | Food Preparation | Natural Gas | Steamer | E7 | RVT - Cost of Operation | 0 | 0 | 0 | 0 | 0 | 0 | 0 | 0 | 0 | 0 | 0 | 0 | 0 | 0 | 0 | 0 | 0 | 0 | 0 | 0 | 0 | 0 | 0 | 0 | 0 | 0 | 0 | 0 | 0 | 0 | 0 | 0 | 0
F2_Commercial_Miscellaneous_Existing_Food Preparation_Natural Gas_Steamer_E8 | F2 | Commercial | Miscellaneous | Existing | Food Preparation | Natural Gas | Steamer | E8 | RVT - Cost of Operation | 0 | 0 | 0 | 0 | 0 | 0 | 0 | 0 | 0 | 0 | 0 | 0 | 0 | 0 | 0 | 0 | 0 | 0 | 0 | 0 | 0 | 0 | 0 | 0 | 0 | 0 | 0 | 0 | 0 | 0 | 0 | 0 | 0
F2_Commercial_Miscellaneous_Existing_Food Preparation_Natural Gas_Steamer_E9 | F2 | Commercial | Miscellaneous | Existing | Food Preparation | Natural Gas | Steamer | E9 | RVT - Cost of Operation | 0 | 0 | 0 | 0 | 0 | 0 | 0 | 0 | 0 | 0 | 0 | 0 | 0 | 0 | 0 | 0 | 0 | 0 | 0 | 0 | 0 | 0 | 0 | 0 | 0 | 0 | 0 | 0 | 0 | 0 | 0 | 0 | 0
F2_Commercial_Miscellaneous_Existing_Food Preparation_Natural Gas_Steamer_E10 | F2 | Commercial | Miscellaneous | Existing | Food Preparation | Natural Gas | Steamer | E10 | RVT - Cost of Operation | 0 | 0 | 0 | 0 | 0 | 0 | 0 | 0 | 0 | 0 | 0 | 0 | 0 | 0 | 0 | 0 | 0 | 0 | 0 | 0 | 0 | 0 | 0 | 0 | 0 | 0 | 0 | 0 | 0 | 0 | 0 | 0 | 0
F3_Commercial_Miscellaneous_Existing_Food Preparation_Natural Gas_Steamer_E1 | F3 | Commercial | Miscellaneous | Existing | Food Preparation | Natural Gas | Steamer | E1 | System - kBTUs of Consumption | 0.069862 | 0.069862 | 0.069862 | 0 | 0 | 0 | 0 | 0 | 0 | 0 | 0 | 0 | 0 | 0 | 0 | 0 | 0 | 0 | 0 | 0 | 0 | 0 | 0 | 0 | 0 | 0 | 0 | 0 | 0 | 0 | 0 | 0 | 0
F3_Commercial_Miscellaneous_Existing_Food Preparation_Natural Gas_Steamer_E2 | F3 | Commercial | Miscellaneous | Existing | Food Preparation | Natural Gas | Steamer | E2 | System - kBTUs of Consumption | 0.075049 | 0.075049 | 0.075049 | 0.075049 | 0.075049 | 0.075049 | 0.075049 | 0.075049 | 0.075049 | 0.075049 | 0.075049 | 0.075049 | 0.075049 | 0.075049 | 0.075049 | 0.075049 | 0.075049 | 0.075049 | 0.075049 | 0.075049 | 0.075049 | 0.075049 | 0.075049 | 0.075049 | 0.075049 | 0.075049 | 0.075049 | 0.075049 | 0.075049 | 0.075049 | 0.075049 | 0.075049 | 0.075049
F3_Commercial_Miscellaneous_Existing_Food Preparation_Natural Gas_Steamer_E3 | F3 | Commercial | Miscellaneous | Existing | Food Preparation | Natural Gas | Steamer | E3 | System - kBTUs of Consumption | 0 | 0 | 0 | 0 | 0 | 0 | 0 | 0 | 0 | 0 | 0 | 0 | 0 | 0 | 0 | 0 | 0 | 0 | 0 | 0 | 0 | 0 | 0 | 0 | 0 | 0 | 0 | 0 | 0 | 0 | 0 | 0 | 0
F3_Commercial_Miscellaneous_Existing_Food Preparation_Natural Gas_Steamer_E4 | F3 | Commercial | Miscellaneous | Existing | Food Preparation | Natural Gas | Steamer | E4 | System - kBTUs of Consumption | 0 | 0 | 0 | 0 | 0 | 0 | 0 | 0 | 0 | 0 | 0 | 0 | 0 | 0 | 0 | 0 | 0 | 0 | 0 | 0 | 0 | 0 | 0 | 0 | 0 | 0 | 0 | 0 | 0 | 0 | 0 | 0 | 0
F3_Commercial_Miscellaneous_Existing_Food Preparation_Natural Gas_Steamer_E5 | F3 | Commercial | Miscellaneous | Existing | Food Preparation | Natural Gas | Steamer | E5 | System - kBTUs of Consumption | 0 | 0 | 0 | 0 | 0 | 0 | 0 | 0 | 0 | 0 | 0 | 0 | 0 | 0 | 0 | 0 | 0 | 0 | 0 | 0 | 0 | 0 | 0 | 0 | 0 | 0 | 0 | 0 | 0 | 0 | 0 | 0 | 0
F3_Commercial_Miscellaneous_Existing_Food Preparation_Natural Gas_Steamer_E6 | F3 | Commercial | Miscellaneous | Existing | Food Preparation | Natural Gas | Steamer | E6 | System - kBTUs of Consumption | 0 | 0 | 0 | 0 | 0 | 0 | 0 | 0 | 0 | 0 | 0 | 0 | 0 | 0 | 0 | 0 | 0 | 0 | 0 | 0 | 0 | 0 | 0 | 0 | 0 | 0 | 0 | 0 | 0 | 0 | 0 | 0 | 0
F3_Commercial_Miscellaneous_Existing_Food Preparation_Natural Gas_Steamer_E7 | F3 | Commercial | Miscellaneous | Existing | Food Preparation | Natural Gas | Steamer | E7 | System - kBTUs of Consumption | 0 | 0 | 0 | 0 | 0 | 0 | 0 | 0 | 0 | 0 | 0 | 0 | 0 | 0 | 0 | 0 | 0 | 0 | 0 | 0 | 0 | 0 | 0 | 0 | 0 | 0 | 0 | 0 | 0 | 0 | 0 | 0 | 0
F3_Commercial_Miscellaneous_Existing_Food Preparation_Natural Gas_Steamer_E8 | F3 | Commercial | Miscellaneous | Existing | Food Preparation | Natural Gas | Steamer | E8 | System - kBTUs of Consumption | 0 | 0 | 0 | 0 | 0 | 0 | 0 | 0 | 0 | 0 | 0 | 0 | 0 | 0 | 0 | 0 | 0 | 0 | 0 | 0 | 0 | 0 | 0 | 0 | 0 | 0 | 0 | 0 | 0 | 0 | 0 | 0 | 0
F3_Commercial_Miscellaneous_Existing_Food Preparation_Natural Gas_Steamer_E9 | F3 | Commercial | Miscellaneous | Existing | Food Preparation | Natural Gas | Steamer | E9 | System - kBTUs of Consumption | 0 | 0 | 0 | 0 | 0 | 0 | 0 | 0 | 0 | 0 | 0 | 0 | 0 | 0 | 0 | 0 | 0 | 0 | 0 | 0 | 0 | 0 | 0 | 0 | 0 | 0 | 0 | 0 | 0 | 0 | 0 | 0 | 0
F3_Commercial_Miscellaneous_Existing_Food Preparation_Natural Gas_Steamer_E10 | F3 | Commercial | Miscellaneous | Existing | Food Preparation | Natural Gas | Steamer | E10 | System - kBTUs of Consumption | 0 | 0 | 0 | 0 | 0 | 0 | 0 | 0 | 0 | 0 | 0 | 0 | 0 | 0 | 0 | 0 | 0 | 0 | 0 | 0 | 0 | 0 | 0 | 0 | 0 | 0 | 0 | 0 | 0 | 0 | 0 | 0 | 0
F4_Commercial_Miscellaneous_Existing_Food Preparation_Natural Gas_Steamer_E1 | F4 | Commercial | Miscellaneous | Existing | Food Preparation | Natural Gas | Steamer | E1 | Utility - Cost of Equipment | 0.13597 | 0.13613 | 0.13686 | 0 | 0 | 0 | 0 | 0 | 0 | 0 | 0 | 0 | 0 | 0 | 0 | 0 | 0 | 0 | 0 | 0 | 0 | 0 | 0 | 0 | 0 | 0 | 0 | 0 | 0 | 0 | 0 | 0 | 0
F4_Commercial_Miscellaneous_Existing_Food Preparation_Natural Gas_Steamer_E2 | F4 | Commercial | Miscellaneous | Existing | Food Preparation | Natural Gas | Steamer | E2 | Utility - Cost of Equipment | 0.028362 | 0.028396 | 0.028548 | 0.0284 | 0.028322 | 0.028433 | 0.028706 | 0.02893 | 0.029201 | 0.029463 | 0.029726 | 0.029974 | 0.030238 | 0.030512 | 0.030776 | 0.031045 | 0.031318 | 0.031609 | 0.031905 | 0.032208 | 0.032497 | 0.03279 | 0.033054 | 0.033323 | 0.03356 | 0.033764 | 0.03395 | 0.03411 | 0.034236 | 0.034338 | 0.034395 | 0.034432 | 0.034432
F4_Commercial_Miscellaneous_Existing_Food Preparation_Natural Gas_Steamer_E3 | F4 | Commercial | Miscellaneous | Existing | Food Preparation | Natural Gas | Steamer | E3 | Utility - Cost of Equipment | 0 | 0 | 0 | 0 | 0 | 0 | 0 | 0 | 0 | 0 | 0 | 0 | 0 | 0 | 0 | 0 | 0 | 0 | 0 | 0 | 0 | 0 | 0 | 0 | 0 | 0 | 0 | 0 | 0 | 0 | 0 | 0 | 0
F4_Commercial_Miscellaneous_Existing_Food Preparation_Natural Gas_Steamer_E4 | F4 | Commercial | Miscellaneous | Existing | Food Preparation | Natural Gas | Steamer | E4 | Utility - Cost of Equipment | 0 | 0 | 0 | 0 | 0 | 0 | 0 | 0 | 0 | 0 | 0 | 0 | 0 | 0 | 0 | 0 | 0 | 0 | 0 | 0 | 0 | 0 | 0 | 0 | 0 | 0 | 0 | 0 | 0 | 0 | 0 | 0 | 0
F4_Commercial_Miscellaneous_Existing_Food Preparation_Natural Gas_Steamer_E5 | F4 | Commercial | Miscellaneous | Existing | Food Preparation | Natural Gas | Steamer | E5 | Utility - Cost of Equipment | 0 | 0 | 0 | 0 | 0 | 0 | 0 | 0 | 0 | 0 | 0 | 0 | 0 | 0 | 0 | 0 | 0 | 0 | 0 | 0 | 0 | 0 | 0 | 0 | 0 | 0 | 0 | 0 | 0 | 0 | 0 | 0 | 0
F4_Commercial_Miscellaneous_Existing_Food Preparation_Natural Gas_Steamer_E6 | F4 | Commercial | Miscellaneous | Existing | Food Preparation | Natural Gas | Steamer | E6 | Utility - Cost of Equipment | 0 | 0 | 0 | 0 | 0 | 0 | 0 | 0 | 0 | 0 | 0 | 0 | 0 | 0 | 0 | 0 | 0 | 0 | 0 | 0 | 0 | 0 | 0 | 0 | 0 | 0 | 0 | 0 | 0 | 0 | 0 | 0 | 0
F4_Commercial_Miscellaneous_Existing_Food Preparation_Natural Gas_Steamer_E7 | F4 | Commercial | Miscellaneous | Existing | Food Preparation | Natural Gas | Steamer | E7 | Utility - Cost of Equipment | 0 | 0 | 0 | 0 | 0 | 0 | 0 | 0 | 0 | 0 | 0 | 0 | 0 | 0 | 0 | 0 | 0 | 0 | 0 | 0 | 0 | 0 | 0 | 0 | 0 | 0 | 0 | 0 | 0 | 0 | 0 | 0 | 0
F4_Commercial_Miscellaneous_Existing_Food Preparation_Natural Gas_Steamer_E8 | F4 | Commercial | Miscellaneous | Existing | Food Preparation | Natural Gas | Steamer | E8 | Utility - Cost of Equipment | 0 | 0 | 0 | 0 | 0 | 0 | 0 | 0 | 0 | 0 | 0 | 0 | 0 | 0 | 0 | 0 | 0 | 0 | 0 | 0 | 0 | 0 | 0 | 0 | 0 | 0 | 0 | 0 | 0 | 0 | 0 | 0 | 0
F4_Commercial_Miscellaneous_Existing_Food Preparation_Natural Gas_Steamer_E9 | F4 | Commercial | Miscellaneous | Existing | Food Preparation | Natural Gas | Steamer | E9 | Utility - Cost of Equipment | 0 | 0 | 0 | 0 | 0 | 0 | 0 | 0 | 0 | 0 | 0 | 0 | 0 | 0 | 0 | 0 | 0 | 0 | 0 | 0 | 0 | 0 | 0 | 0 | 0 | 0 | 0 | 0 | 0 | 0 | 0 | 0 | 0
F4_Commercial_Miscellaneous_Existing_Food Preparation_Natural Gas_Steamer_E10 | F4 | Commercial | Miscellaneous | Existing | Food Preparation | Natural Gas | Steamer | E10 | Utility - Cost of Equipment | 0 | 0 | 0 | 0 | 0 | 0 | 0 | 0 | 0 | 0 | 0 | 0 | 0 | 0 | 0 | 0 | 0 | 0 | 0 | 0 | 0 | 0 | 0 | 0 | 0 | 0 | 0 | 0 | 0 | 0 | 0 | 0 | 0
F5_Commercial_Miscellaneous_Existing_Food Preparation_Natural Gas_Steamer_E1 | F5 | Commercial | Miscellaneous | Existing | Food Preparation | Natural Gas | Steamer | E1 | Utility - Cost of Operation | 0.069862 | 0.069862 | 0.069862 | 0 | 0 | 0 | 0 | 0 | 0 | 0 | 0 | 0 | 0 | 0 | 0 | 0 | 0 | 0 | 0 | 0 | 0 | 0 | 0 | 0 | 0 | 0 | 0 | 0 | 0 | 0 | 0 | 0 | 0
F5_Commercial_Miscellaneous_Existing_Food Preparation_Natural Gas_Steamer_E2 | F5 | Commercial | Miscellaneous | Existing | Food Preparation | Natural Gas | Steamer | E2 | Utility - Cost of Operation | 0.075049 | 0.075049 | 0.075049 | 0.075049 | 0.075049 | 0.075049 | 0.075049 | 0.075049 | 0.075049 | 0.075049 | 0.075049 | 0.075049 | 0.075049 | 0.075049 | 0.075049 | 0.075049 | 0.075049 | 0.075049 | 0.075049 | 0.075049 | 0.075049 | 0.075049 | 0.075049 | 0.075049 | 0.075049 | 0.075049 | 0.075049 | 0.075049 | 0.075049 | 0.075049 | 0.075049 | 0.075049 | 0.075049
F5_Commercial_Miscellaneous_Existing_Food Preparation_Natural Gas_Steamer_E3 | F5 | Commercial | Miscellaneous | Existing | Food Preparation | Natural Gas | Steamer | E3 | Utility - Cost of Operation | 0 | 0 | 0 | 0 | 0 | 0 | 0 | 0 | 0 | 0 | 0 | 0 | 0 | 0 | 0 | 0 | 0 | 0 | 0 | 0 | 0 | 0 | 0 | 0 | 0 | 0 | 0 | 0 | 0 | 0 | 0 | 0 | 0
F5_Commercial_Miscellaneous_Existing_Food Preparation_Natural Gas_Steamer_E4 | F5 | Commercial | Miscellaneous | Existing | Food Preparation | Natural Gas | Steamer | E4 | Utility - Cost of Operation | 0 | 0 | 0 | 0 | 0 | 0 | 0 | 0 | 0 | 0 | 0 | 0 | 0 | 0 | 0 | 0 | 0 | 0 | 0 | 0 | 0 | 0 | 0 | 0 | 0 | 0 | 0 | 0 | 0 | 0 | 0 | 0 | 0
F5_Commercial_Miscellaneous_Existing_Food Preparation_Natural Gas_Steamer_E5 | F5 | Commercial | Miscellaneous | Existing | Food Preparation | Natural Gas | Steamer | E5 | Utility - Cost of Operation | 0 | 0 | 0 | 0 | 0 | 0 | 0 | 0 | 0 | 0 | 0 | 0 | 0 | 0 | 0 | 0 | 0 | 0 | 0 | 0 | 0 | 0 | 0 | 0 | 0 | 0 | 0 | 0 | 0 | 0 | 0 | 0 | 0
F5_Commercial_Miscellaneous_Existing_Food Preparation_Natural Gas_Steamer_E6 | F5 | Commercial | Miscellaneous | Existing | Food Preparation | Natural Gas | Steamer | E6 | Utility - Cost of Operation | 0 | 0 | 0 | 0 | 0 | 0 | 0 | 0 | 0 | 0 | 0 | 0 | 0 | 0 | 0 | 0 | 0 | 0 | 0 | 0 | 0 | 0 | 0 | 0 | 0 | 0 | 0 | 0 | 0 | 0 | 0 | 0 | 0
F5_Commercial_Miscellaneous_Existing_Food Preparation_Natural Gas_Steamer_E7 | F5 | Commercial | Miscellaneous | Existing | Food Preparation | Natural Gas | Steamer | E7 | Utility - Cost of Operation | 0 | 0 | 0 | 0 | 0 | 0 | 0 | 0 | 0 | 0 | 0 | 0 | 0 | 0 | 0 | 0 | 0 | 0 | 0 | 0 | 0 | 0 | 0 | 0 | 0 | 0 | 0 | 0 | 0 | 0 | 0 | 0 | 0
F5_Commercial_Miscellaneous_Existing_Food Preparation_Natural Gas_Steamer_E8 | F5 | Commercial | Miscellaneous | Existing | Food Preparation | Natural Gas | Steamer | E8 | Utility - Cost of Operation | 0 | 0 | 0 | 0 | 0 | 0 | 0 | 0 | 0 | 0 | 0 | 0 | 0 | 0 | 0 | 0 | 0 | 0 | 0 | 0 | 0 | 0 | 0 | 0 | 0 | 0 | 0 | 0 | 0 | 0 | 0 | 0 | 0
F5_Commercial_Miscellaneous_Existing_Food Preparation_Natural Gas_Steamer_E9 | F5 | Commercial | Miscellaneous | Existing | Food Preparation | Natural Gas | Steamer | E9 | Utility - Cost of Operation | 0 | 0 | 0 | 0 | 0 | 0 | 0 | 0 | 0 | 0 | 0 | 0 | 0 | 0 | 0 | 0 | 0 | 0 | 0 | 0 | 0 | 0 | 0 | 0 | 0 | 0 | 0 | 0 | 0 | 0 | 0 | 0 | 0
F5_Commercial_Miscellaneous_Existing_Food Preparation_Natural Gas_Steamer_E10 | F5 | Commercial | Miscellaneous | Existing | Food Preparation | Natural Gas | Steamer | E10 | Utility - Cost of Operation | 0 | 0 | 0 | 0 | 0 | 0 | 0 | 0 | 0 | 0 | 0 | 0 | 0 | 0 | 0 | 0 | 0 | 0 | 0 | 0 | 0 | 0 | 0 | 0 | 0 | 0 | 0 | 0 | 0 | 0 | 0 | 0 | 0
F6_Commercial_Miscellaneous_Existing_Food Preparation_Natural Gas_Steamer_E1 | F6 | Commercial | Miscellaneous | Existing | Food Preparation | Natural Gas | Steamer | E1 | Utility - Value of Sales | 0.07225 | 0.072573 | 0.073093 | 0 | 0 | 0 | 0 | 0 | 0 | 0 | 0 | 0 | 0 | 0 | 0 | 0 | 0 | 0 | 0 | 0 | 0 | 0 | 0 | 0 | 0 | 0 | 0 | 0 | 0 | 0 | 0 | 0 | 0
F6_Commercial_Miscellaneous_Existing_Food Preparation_Natural Gas_Steamer_E2 | F6 | Commercial | Miscellaneous | Existing | Food Preparation | Natural Gas | Steamer | E2 | Utility - Value of Sales | 0.015071 | 0.015138 | 0.015247 | 0.015223 | 0.015223 | 0.015223 | 0.015223 | 0.015223 | 0.015223 | 0.015223 | 0.015223 | 0.015223 | 0.015223 | 0.015223 | 0.015223 | 0.015223 | 0.015223 | 0.015223 | 0.015223 | 0.015223 | 0.015223 | 0.015223 | 0.015223 | 0.015223 | 0.015223 | 0.015223 | 0.015223 | 0.015223 | 0.015223 | 0.015223 | 0.015223 | 0.015223 | 0.015223
F6_Commercial_Miscellaneous_Existing_Food Preparation_Natural Gas_Steamer_E3 | F6 | Commercial | Miscellaneous | Existing | Food Preparation | Natural Gas | Steamer | E3 | Utility - Value of Sales | 0 | 0 | 0 | 0 | 0 | 0 | 0 | 0 | 0 | 0 | 0 | 0 | 0 | 0 | 0 | 0 | 0 | 0 | 0 | 0 | 0 | 0 | 0 | 0 | 0 | 0 | 0 | 0 | 0 | 0 | 0 | 0 | 0
F6_Commercial_Miscellaneous_Existing_Food Preparation_Natural Gas_Steamer_E4 | F6 | Commercial | Miscellaneous | Existing | Food Preparation | Natural Gas | Steamer | E4 | Utility - Value of Sales | 0 | 0 | 0 | 0 | 0 | 0 | 0 | 0 | 0 | 0 | 0 | 0 | 0 | 0 | 0 | 0 | 0 | 0 | 0 | 0 | 0 | 0 | 0 | 0 | 0 | 0 | 0 | 0 | 0 | 0 | 0 | 0 | 0
F6_Commercial_Miscellaneous_Existing_Food Preparation_Natural Gas_Steamer_E5 | F6 | Commercial | Miscellaneous | Existing | Food Preparation | Natural Gas | Steamer | E5 | Utility - Value of Sales | 0 | 0 | 0 | 0 | 0 | 0 | 0 | 0 | 0 | 0 | 0 | 0 | 0 | 0 | 0 | 0 | 0 | 0 | 0 | 0 | 0 | 0 | 0 | 0 | 0 | 0 | 0 | 0 | 0 | 0 | 0 | 0 | 0
F6_Commercial_Miscellaneous_Existing_Food Preparation_Natural Gas_Steamer_E6 | F6 | Commercial | Miscellaneous | Existing | Food Preparation | Natural Gas | Steamer | E6 | Utility - Value of Sales | 0 | 0 | 0 | 0 | 0 | 0 | 0 | 0 | 0 | 0 | 0 | 0 | 0 | 0 | 0 | 0 | 0 | 0 | 0 | 0 | 0 | 0 | 0 | 0 | 0 | 0 | 0 | 0 | 0 | 0 | 0 | 0 | 0
F6_Commercial_Miscellaneous_Existing_Food Preparation_Natural Gas_Steamer_E7 | F6 | Commercial | Miscellaneous | Existing | Food Preparation | Natural Gas | Steamer | E7 | Utility - Value of Sales | 0 | 0 | 0 | 0 | 0 | 0 | 0 | 0 | 0 | 0 | 0 | 0 | 0 | 0 | 0 | 0 | 0 | 0 | 0 | 0 | 0 | 0 | 0 | 0 | 0 | 0 | 0 | 0 | 0 | 0 | 0 | 0 | 0
F6_Commercial_Miscellaneous_Existing_Food Preparation_Natural Gas_Steamer_E8 | F6 | Commercial | Miscellaneous | Existing | Food Preparation | Natural Gas | Steamer | E8 | Utility - Value of Sales | 0 | 0 | 0 | 0 | 0 | 0 | 0 | 0 | 0 | 0 | 0 | 0 | 0 | 0 | 0 | 0 | 0 | 0 | 0 | 0 | 0 | 0 | 0 | 0 | 0 | 0 | 0 | 0 | 0 | 0 | 0 | 0 | 0
F6_Commercial_Miscellaneous_Existing_Food Preparation_Natural Gas_Steamer_E9 | F6 | Commercial | Miscellaneous | Existing | Food Preparation | Natural Gas | Steamer | E9 | Utility - Value of Sales | 0 | 0 | 0 | 0 | 0 | 0 | 0 | 0 | 0 | 0 | 0 | 0 | 0 | 0 | 0 | 0 | 0 | 0 | 0 | 0 | 0 | 0 | 0 | 0 | 0 | 0 | 0 | 0 | 0 | 0 | 0 | 0 | 0
F6_Commercial_Miscellaneous_Existing_Food Preparation_Natural Gas_Steamer_E10 | F6 | Commercial | Miscellaneous | Existing | Food Preparation | Natural Gas | Steamer | E10 | Utility - Value of Sales | 0 | 0 | 0 | 0 | 0 | 0 | 0 | 0 | 0 | 0 | 0 | 0 | 0 | 0 | 0 | 0 | 0 | 0 | 0 | 0 | 0 | 0 | 0 | 0 | 0 | 0 | 0 | 0 | 0 | 0 | 0 | 0 | 0
F1_Commercial_Miscellaneous_Existing_Food Preparation_Natural Gas_Food Prep Other_E1 | F1 | Commercial | Miscellaneous | Existing | Food Preparation | Natural Gas | Food Prep Other | E1 | RVT - Cost of Equipment | 0.017179 | 0.017176 | 0.017259 | 0.017132 | 0.017054 | 0.017111 | 0.01728 | 0.017413 | 0.017579 | 0.017735 | 0.017892 | 0.018037 | 0.018192 | 0.018353 | 0.018508 | 0.018665 | 0.018825 | 0.018999 | 0.01918 | 0.019371 | 0.019559 | 0.019756 | 0.019937 | 0.020125 | 0.020291 | 0.020434 | 0.020565 | 0.020677 | 0.020766 | 0.020838 | 0.020877 | 0.020904 | 0.020904
F1_Commercial_Miscellaneous_Existing_Food Preparation_Natural Gas_Food Prep Other_E2 | F1 | Commercial | Miscellaneous | Existing | Food Preparation | Natural Gas | Food Prep Other | E2 | RVT - Cost of Equipment | 0.017179 | 0.017176 | 0.017259 | 0.017132 | 0.017054 | 0.017111 | 0.01728 | 0.017413 | 0.017579 | 0.017735 | 0.017892 | 0.018037 | 0.018191 | 0.018353 | 0.018508 | 0.018665 | 0.018825 | 0.018999 | 0.01918 | 0.019371 | 0.019559 | 0.019756 | 0.019937 | 0.020125 | 0.020291 | 0.020434 | 0.020565 | 0.020677 | 0.020765 | 0.020838 | 0.020877 | 0.020904 | 0.020904
F1_Commercial_Miscellaneous_Existing_Food Preparation_Natural Gas_Food Prep Other_E3 | F1 | Commercial | Miscellaneous | Existing | Food Preparation | Natural Gas | Food Prep Other | E3 | RVT - Cost of Equipment | 0 | 0 | 0 | 0 | 0 | 0 | 0 | 0 | 0 | 0 | 0 | 0 | 0 | 0 | 0 | 0 | 0 | 0 | 0 | 0 | 0 | 0 | 0 | 0 | 0 | 0 | 0 | 0 | 0 | 0 | 0 | 0 | 0
F1_Commercial_Miscellaneous_Existing_Food Preparation_Natural Gas_Food Prep Other_E4 | F1 | Commercial | Miscellaneous | Existing | Food Preparation | Natural Gas | Food Prep Other | E4 | RVT - Cost of Equipment | 0 | 0 | 0 | 0 | 0 | 0 | 0 | 0 | 0 | 0 | 0 | 0 | 0 | 0 | 0 | 0 | 0 | 0 | 0 | 0 | 0 | 0 | 0 | 0 | 0 | 0 | 0 | 0 | 0 | 0 | 0 | 0 | 0
F1_Commercial_Miscellaneous_Existing_Food Preparation_Natural Gas_Food Prep Other_E5 | F1 | Commercial | Miscellaneous | Existing | Food Preparation | Natural Gas | Food Prep Other | E5 | RVT - Cost of Equipment | 0 | 0 | 0 | 0 | 0 | 0 | 0 | 0 | 0 | 0 | 0 | 0 | 0 | 0 | 0 | 0 | 0 | 0 | 0 | 0 | 0 | 0 | 0 | 0 | 0 | 0 | 0 | 0 | 0 | 0 | 0 | 0 | 0
F1_Commercial_Miscellaneous_Existing_Food Preparation_Natural Gas_Food Prep Other_E6 | F1 | Commercial | Miscellaneous | Existing | Food Preparation | Natural Gas | Food Prep Other | E6 | RVT - Cost of Equipment | 0 | 0 | 0 | 0 | 0 | 0 | 0 | 0 | 0 | 0 | 0 | 0 | 0 | 0 | 0 | 0 | 0 | 0 | 0 | 0 | 0 | 0 | 0 | 0 | 0 | 0 | 0 | 0 | 0 | 0 | 0 | 0 | 0
F1_Commercial_Miscellaneous_Existing_Food Preparation_Natural Gas_Food Prep Other_E7 | F1 | Commercial | Miscellaneous | Existing | Food Preparation | Natural Gas | Food Prep Other | E7 | RVT - Cost of Equipment | 0 | 0 | 0 | 0 | 0 | 0 | 0 | 0 | 0 | 0 | 0 | 0 | 0 | 0 | 0 | 0 | 0 | 0 | 0 | 0 | 0 | 0 | 0 | 0 | 0 | 0 | 0 | 0 | 0 | 0 | 0 | 0 | 0
F1_Commercial_Miscellaneous_Existing_Food Preparation_Natural Gas_Food Prep Other_E8 | F1 | Commercial | Miscellaneous | Existing | Food Preparation | Natural Gas | Food Prep Other | E8 | RVT - Cost of Equipment | 0 | 0 | 0 | 0 | 0 | 0 | 0 | 0 | 0 | 0 | 0 | 0 | 0 | 0 | 0 | 0 | 0 | 0 | 0 | 0 | 0 | 0 | 0 | 0 | 0 | 0 | 0 | 0 | 0 | 0 | 0 | 0 | 0
F1_Commercial_Miscellaneous_Existing_Food Preparation_Natural Gas_Food Prep Other_E9 | F1 | Commercial | Miscellaneous | Existing | Food Preparation | Natural Gas | Food Prep Other | E9 | RVT - Cost of Equipment | 0 | 0 | 0 | 0 | 0 | 0 | 0 | 0 | 0 | 0 | 0 | 0 | 0 | 0 | 0 | 0 | 0 | 0 | 0 | 0 | 0 | 0 | 0 | 0 | 0 | 0 | 0 | 0 | 0 | 0 | 0 | 0 | 0
F1_Commercial_Miscellaneous_Existing_Food Preparation_Natural Gas_Food Prep Other_E10 | F1 | Commercial | Miscellaneous | Existing | Food Preparation | Natural Gas | Food Prep Other | E10 | RVT - Cost of Equipment | 0 | 0 | 0 | 0 | 0 | 0 | 0 | 0 | 0 | 0 | 0 | 0 | 0 | 0 | 0 | 0 | 0 | 0 | 0 | 0 | 0 | 0 | 0 | 0 | 0 | 0 | 0 | 0 | 0 | 0 | 0 | 0 | 0
F2_Commercial_Miscellaneous_Existing_Food Preparation_Natural Gas_Food Prep Other_E1 | F2 | Commercial | Miscellaneous | Existing | Food Preparation | Natural Gas | Food Prep Other | E1 | RVT - Cost of Operation | 0.020581 | 0.020578 | 0.020677 | 0.020525 | 0.020432 | 0.0205 | 0.020702 | 0.020862 | 0.021061 | 0.021248 | 0.021436 | 0.021609 | 0.021795 | 0.021989 | 0.022174 | 0.022362 | 0.022554 | 0.022762 | 0.022979 | 0.023208 | 0.023433 | 0.023669 | 0.023886 | 0.024111 | 0.02431 | 0.024481 | 0.024638 | 0.024773 | 0.024879 | 0.024965 | 0.025012 | 0.025044 | 0.025044
F2_Commercial_Miscellaneous_Existing_Food Preparation_Natural Gas_Food Prep Other_E2 | F2 | Commercial | Miscellaneous | Existing | Food Preparation | Natural Gas | Food Prep Other | E2 | RVT - Cost of Operation | 0.020581 | 0.020578 | 0.020677 | 0.020525 | 0.020432 | 0.020499 | 0.020702 | 0.020862 | 0.02106 | 0.021248 | 0.021436 | 0.021609 | 0.021795 | 0.021988 | 0.022174 | 0.022362 | 0.022554 | 0.022762 | 0.022979 | 0.023208 | 0.023433 | 0.023669 | 0.023886 | 0.02411 | 0.024309 | 0.024481 | 0.024638 | 0.024773 | 0.024878 | 0.024965 | 0.025012 | 0.025044 | 0.025044
F2_Commercial_Miscellaneous_Existing_Food Preparation_Natural Gas_Food Prep Other_E3 | F2 | Commercial | Miscellaneous | Existing | Food Preparation | Natural Gas | Food Prep Other | E3 | RVT - Cost of Operation | 0 | 0 | 0 | 0 | 0 | 0 | 0 | 0 | 0 | 0 | 0 | 0 | 0 | 0 | 0 | 0 | 0 | 0 | 0 | 0 | 0 | 0 | 0 | 0 | 0 | 0 | 0 | 0 | 0 | 0 | 0 | 0 | 0
F2_Commercial_Miscellaneous_Existing_Food Preparation_Natural Gas_Food Prep Other_E4 | F2 | Commercial | Miscellaneous | Existing | Food Preparation | Natural Gas | Food Prep Other | E4 | RVT - Cost of Operation | 0 | 0 | 0 | 0 | 0 | 0 | 0 | 0 | 0 | 0 | 0 | 0 | 0 | 0 | 0 | 0 | 0 | 0 | 0 | 0 | 0 | 0 | 0 | 0 | 0 | 0 | 0 | 0 | 0 | 0 | 0 | 0 | 0
F2_Commercial_Miscellaneous_Existing_Food Preparation_Natural Gas_Food Prep Other_E5 | F2 | Commercial | Miscellaneous | Existing | Food Preparation | Natural Gas | Food Prep Other | E5 | RVT - Cost of Operation | 0 | 0 | 0 | 0 | 0 | 0 | 0 | 0 | 0 | 0 | 0 | 0 | 0 | 0 | 0 | 0 | 0 | 0 | 0 | 0 | 0 | 0 | 0 | 0 | 0 | 0 | 0 | 0 | 0 | 0 | 0 | 0 | 0
F2_Commercial_Miscellaneous_Existing_Food Preparation_Natural Gas_Food Prep Other_E6 | F2 | Commercial | Miscellaneous | Existing | Food Preparation | Natural Gas | Food Prep Other | E6 | RVT - Cost of Operation | 0 | 0 | 0 | 0 | 0 | 0 | 0 | 0 | 0 | 0 | 0 | 0 | 0 | 0 | 0 | 0 | 0 | 0 | 0 | 0 | 0 | 0 | 0 | 0 | 0 | 0 | 0 | 0 | 0 | 0 | 0 | 0 | 0
F2_Commercial_Miscellaneous_Existing_Food Preparation_Natural Gas_Food Prep Other_E7 | F2 | Commercial | Miscellaneous | Existing | Food Preparation | Natural Gas | Food Prep Other | E7 | RVT - Cost of Operation | 0 | 0 | 0 | 0 | 0 | 0 | 0 | 0 | 0 | 0 | 0 | 0 | 0 | 0 | 0 | 0 | 0 | 0 | 0 | 0 | 0 | 0 | 0 | 0 | 0 | 0 | 0 | 0 | 0 | 0 | 0 | 0 | 0
F2_Commercial_Miscellaneous_Existing_Food Preparation_Natural Gas_Food Prep Other_E8 | F2 | Commercial | Miscellaneous | Existing | Food Preparation | Natural Gas | Food Prep Other | E8 | RVT - Cost of Operation | 0 | 0 | 0 | 0 | 0 | 0 | 0 | 0 | 0 | 0 | 0 | 0 | 0 | 0 | 0 | 0 | 0 | 0 | 0 | 0 | 0 | 0 | 0 | 0 | 0 | 0 | 0 | 0 | 0 | 0 | 0 | 0 | 0
F2_Commercial_Miscellaneous_Existing_Food Preparation_Natural Gas_Food Prep Other_E9 | F2 | Commercial | Miscellaneous | Existing | Food Preparation | Natural Gas | Food Prep Other | E9 | RVT - Cost of Operation | 0 | 0 | 0 | 0 | 0 | 0 | 0 | 0 | 0 | 0 | 0 | 0 | 0 | 0 | 0 | 0 | 0 | 0 | 0 | 0 | 0 | 0 | 0 | 0 | 0 | 0 | 0 | 0 | 0 | 0 | 0 | 0 | 0
F2_Commercial_Miscellaneous_Existing_Food Preparation_Natural Gas_Food Prep Other_E10 | F2 | Commercial | Miscellaneous | Existing | Food Preparation | Natural Gas | Food Prep Other | E10 | RVT - Cost of Operation | 0 | 0 | 0 | 0 | 0 | 0 | 0 | 0 | 0 | 0 | 0 | 0 | 0 | 0 | 0 | 0 | 0 | 0 | 0 | 0 | 0 | 0 | 0 | 0 | 0 | 0 | 0 | 0 | 0 | 0 | 0 | 0 | 0
F3_Commercial_Miscellaneous_Existing_Food Preparation_Natural Gas_Food Prep Other_E1 | F3 | Commercial | Miscellaneous | Existing | Food Preparation | Natural Gas | Food Prep Other | E1 | System - kBTUs of Consumption | 0.0010394 | 0.0010394 | 0.0010394 | 0.0010394 | 0.0010394 | 0.0010394 | 0.0010394 | 0.0010394 | 0.0010394 | 0.0010394 | 0.0010394 | 0.0010394 | 0.0010394 | 0.0010394 | 0.0010394 | 0.0010394 | 0.0010394 | 0.0010394 | 0.0010394 | 0.0010394 | 0.0010394 | 0.0010394 | 0.0010394 | 0.0010394 | 0.0010394 | 0.0010394 | 0.0010394 | 0.0010394 | 0.0010394 | 0.0010394 | 0.0010394 | 0.0010394 | 0.0010394
F3_Commercial_Miscellaneous_Existing_Food Preparation_Natural Gas_Food Prep Other_E2 | F3 | Commercial | Miscellaneous | Existing | Food Preparation | Natural Gas | Food Prep Other | E2 | System - kBTUs of Consumption | 0.0010404 | 0.0010404 | 0.0010404 | 0.0010404 | 0.0010404 | 0.0010404 | 0.0010404 | 0.0010404 | 0.0010404 | 0.0010404 | 0.0010404 | 0.0010404 | 0.0010404 | 0.0010404 | 0.0010404 | 0.0010404 | 0.0010404 | 0.0010404 | 0.0010404 | 0.0010404 | 0.0010404 | 0.0010404 | 0.0010404 | 0.0010404 | 0.0010404 | 0.0010404 | 0.0010404 | 0.0010404 | 0.0010404 | 0.0010404 | 0.0010404 | 0.0010404 | 0.0010404
F3_Commercial_Miscellaneous_Existing_Food Preparation_Natural Gas_Food Prep Other_E3 | F3 | Commercial | Miscellaneous | Existing | Food Preparation | Natural Gas | Food Prep Other | E3 | System - kBTUs of Consumption | 0 | 0 | 0 | 0 | 0 | 0 | 0 | 0 | 0 | 0 | 0 | 0 | 0 | 0 | 0 | 0 | 0 | 0 | 0 | 0 | 0 | 0 | 0 | 0 | 0 | 0 | 0 | 0 | 0 | 0 | 0 | 0 | 0
F3_Commercial_Miscellaneous_Existing_Food Preparation_Natural Gas_Food Prep Other_E4 | F3 | Commercial | Miscellaneous | Existing | Food Preparation | Natural Gas | Food Prep Other | E4 | System - kBTUs of Consumption | 0 | 0 | 0 | 0 | 0 | 0 | 0 | 0 | 0 | 0 | 0 | 0 | 0 | 0 | 0 | 0 | 0 | 0 | 0 | 0 | 0 | 0 | 0 | 0 | 0 | 0 | 0 | 0 | 0 | 0 | 0 | 0 | 0
F3_Commercial_Miscellaneous_Existing_Food Preparation_Natural Gas_Food Prep Other_E5 | F3 | Commercial | Miscellaneous | Existing | Food Preparation | Natural Gas | Food Prep Other | E5 | System - kBTUs of Consumption | 0 | 0 | 0 | 0 | 0 | 0 | 0 | 0 | 0 | 0 | 0 | 0 | 0 | 0 | 0 | 0 | 0 | 0 | 0 | 0 | 0 | 0 | 0 | 0 | 0 | 0 | 0 | 0 | 0 | 0 | 0 | 0 | 0
F3_Commercial_Miscellaneous_Existing_Food Preparation_Natural Gas_Food Prep Other_E6 | F3 | Commercial | Miscellaneous | Existing | Food Preparation | Natural Gas | Food Prep Other | E6 | System - kBTUs of Consumption | 0 | 0 | 0 | 0 | 0 | 0 | 0 | 0 | 0 | 0 | 0 | 0 | 0 | 0 | 0 | 0 | 0 | 0 | 0 | 0 | 0 | 0 | 0 | 0 | 0 | 0 | 0 | 0 | 0 | 0 | 0 | 0 | 0
F3_Commercial_Miscellaneous_Existing_Food Preparation_Natural Gas_Food Prep Other_E7 | F3 | Commercial | Miscellaneous | Existing | Food Preparation | Natural Gas | Food Prep Other | E7 | System - kBTUs of Consumption | 0 | 0 | 0 | 0 | 0 | 0 | 0 | 0 | 0 | 0 | 0 | 0 | 0 | 0 | 0 | 0 | 0 | 0 | 0 | 0 | 0 | 0 | 0 | 0 | 0 | 0 | 0 | 0 | 0 | 0 | 0 | 0 | 0
F3_Commercial_Miscellaneous_Existing_Food Preparation_Natural Gas_Food Prep Other_E8 | F3 | Commercial | Miscellaneous | Existing | Food Preparation | Natural Gas | Food Prep Other | E8 | System - kBTUs of Consumption | 0 | 0 | 0 | 0 | 0 | 0 | 0 | 0 | 0 | 0 | 0 | 0 | 0 | 0 | 0 | 0 | 0 | 0 | 0 | 0 | 0 | 0 | 0 | 0 | 0 | 0 | 0 | 0 | 0 | 0 | 0 | 0 | 0
F3_Commercial_Miscellaneous_Existing_Food Preparation_Natural Gas_Food Prep Other_E9 | F3 | Commercial | Miscellaneous | Existing | Food Preparation | Natural Gas | Food Prep Other | E9 | System - kBTUs of Consumption | 0 | 0 | 0 | 0 | 0 | 0 | 0 | 0 | 0 | 0 | 0 | 0 | 0 | 0 | 0 | 0 | 0 | 0 | 0 | 0 | 0 | 0 | 0 | 0 | 0 | 0 | 0 | 0 | 0 | 0 | 0 | 0 | 0
F3_Commercial_Miscellaneous_Existing_Food Preparation_Natural Gas_Food Prep Other_E10 | F3 | Commercial | Miscellaneous | Existing | Food Preparation | Natural Gas | Food Prep Other | E10 | System - kBTUs of Consumption | 0 | 0 | 0 | 0 | 0 | 0 | 0 | 0 | 0 | 0 | 0 | 0 | 0 | 0 | 0 | 0 | 0 | 0 | 0 | 0 | 0 | 0 | 0 | 0 | 0 | 0 | 0 | 0 | 0 | 0 | 0 | 0 | 0
F4_Commercial_Miscellaneous_Existing_Food Preparation_Natural Gas_Food Prep Other_E1 | F4 | Commercial | Miscellaneous | Existing | Food Preparation | Natural Gas | Food Prep Other | E1 | Utility - Cost of Equipment | 0.020581 | 0.020578 | 0.020677 | 0.020525 | 0.020432 | 0.0205 | 0.020702 | 0.020862 | 0.021061 | 0.021248 | 0.021436 | 0.021609 | 0.021795 | 0.021989 | 0.022174 | 0.022362 | 0.022554 | 0.022762 | 0.022979 | 0.023208 | 0.023433 | 0.023669 | 0.023886 | 0.024111 | 0.02431 | 0.024481 | 0.024638 | 0.024773 | 0.024879 | 0.024965 | 0.025012 | 0.025044 | 0.025044
F4_Commercial_Miscellaneous_Existing_Food Preparation_Natural Gas_Food Prep Other_E2 | F4 | Commercial | Miscellaneous | Existing | Food Preparation | Natural Gas | Food Prep Other | E2 | Utility - Cost of Equipment | 0.020581 | 0.020578 | 0.020677 | 0.020525 | 0.020432 | 0.020499 | 0.020702 | 0.020862 | 0.02106 | 0.021248 | 0.021436 | 0.021609 | 0.021795 | 0.021988 | 0.022174 | 0.022362 | 0.022554 | 0.022762 | 0.022979 | 0.023208 | 0.023433 | 0.023669 | 0.023886 | 0.02411 | 0.024309 | 0.024481 | 0.024638 | 0.024773 | 0.024878 | 0.024965 | 0.025012 | 0.025044 | 0.025044
F4_Commercial_Miscellaneous_Existing_Food Preparation_Natural Gas_Food Prep Other_E3 | F4 | Commercial | Miscellaneous | Existing | Food Preparation | Natural Gas | Food Prep Other | E3 | Utility - Cost of Equipment | 0 | 0 | 0 | 0 | 0 | 0 | 0 | 0 | 0 | 0 | 0 | 0 | 0 | 0 | 0 | 0 | 0 | 0 | 0 | 0 | 0 | 0 | 0 | 0 | 0 | 0 | 0 | 0 | 0 | 0 | 0 | 0 | 0
F4_Commercial_Miscellaneous_Existing_Food Preparation_Natural Gas_Food Prep Other_E4 | F4 | Commercial | Miscellaneous | Existing | Food Preparation | Natural Gas | Food Prep Other | E4 | Utility - Cost of Equipment | 0 | 0 | 0 | 0 | 0 | 0 | 0 | 0 | 0 | 0 | 0 | 0 | 0 | 0 | 0 | 0 | 0 | 0 | 0 | 0 | 0 | 0 | 0 | 0 | 0 | 0 | 0 | 0 | 0 | 0 | 0 | 0 | 0
F4_Commercial_Miscellaneous_Existing_Food Preparation_Natural Gas_Food Prep Other_E5 | F4 | Commercial | Miscellaneous | Existing | Food Preparation | Natural Gas | Food Prep Other | E5 | Utility - Cost of Equipment | 0 | 0 | 0 | 0 | 0 | 0 | 0 | 0 | 0 | 0 | 0 | 0 | 0 | 0 | 0 | 0 | 0 | 0 | 0 | 0 | 0 | 0 | 0 | 0 | 0 | 0 | 0 | 0 | 0 | 0 | 0 | 0 | 0
F4_Commercial_Miscellaneous_Existing_Food Preparation_Natural Gas_Food Prep Other_E6 | F4 | Commercial | Miscellaneous | Existing | Food Preparation | Natural Gas | Food Prep Other | E6 | Utility - Cost of Equipment | 0 | 0 | 0 | 0 | 0 | 0 | 0 | 0 | 0 | 0 | 0 | 0 | 0 | 0 | 0 | 0 | 0 | 0 | 0 | 0 | 0 | 0 | 0 | 0 | 0 | 0 | 0 | 0 | 0 | 0 | 0 | 0 | 0
F4_Commercial_Miscellaneous_Existing_Food Preparation_Natural Gas_Food Prep Other_E7 | F4 | Commercial | Miscellaneous | Existing | Food Preparation | Natural Gas | Food Prep Other | E7 | Utility - Cost of Equipment | 0 | 0 | 0 | 0 | 0 | 0 | 0 | 0 | 0 | 0 | 0 | 0 | 0 | 0 | 0 | 0 | 0 | 0 | 0 | 0 | 0 | 0 | 0 | 0 | 0 | 0 | 0 | 0 | 0 | 0 | 0 | 0 | 0
F4_Commercial_Miscellaneous_Existing_Food Preparation_Natural Gas_Food Prep Other_E8 | F4 | Commercial | Miscellaneous | Existing | Food Preparation | Natural Gas | Food Prep Other | E8 | Utility - Cost of Equipment | 0 | 0 | 0 | 0 | 0 | 0 | 0 | 0 | 0 | 0 | 0 | 0 | 0 | 0 | 0 | 0 | 0 | 0 | 0 | 0 | 0 | 0 | 0 | 0 | 0 | 0 | 0 | 0 | 0 | 0 | 0 | 0 | 0
F4_Commercial_Miscellaneous_Existing_Food Preparation_Natural Gas_Food Prep Other_E9 | F4 | Commercial | Miscellaneous | Existing | Food Preparation | Natural Gas | Food Prep Other | E9 | Utility - Cost of Equipment | 0 | 0 | 0 | 0 | 0 | 0 | 0 | 0 | 0 | 0 | 0 | 0 | 0 | 0 | 0 | 0 | 0 | 0 | 0 | 0 | 0 | 0 | 0 | 0 | 0 | 0 | 0 | 0 | 0 | 0 | 0 | 0 | 0
F4_Commercial_Miscellaneous_Existing_Food Preparation_Natural Gas_Food Prep Other_E10 | F4 | Commercial | Miscellaneous | Existing | Food Preparation | Natural Gas | Food Prep Other | E10 | Utility - Cost of Equipment | 0 | 0 | 0 | 0 | 0 | 0 | 0 | 0 | 0 | 0 | 0 | 0 | 0 | 0 | 0 | 0 | 0 | 0 | 0 | 0 | 0 | 0 | 0 | 0 | 0 | 0 | 0 | 0 | 0 | 0 | 0 | 0 | 0
F5_Commercial_Miscellaneous_Existing_Food Preparation_Natural Gas_Food Prep Other_E1 | F5 | Commercial | Miscellaneous | Existing | Food Preparation | Natural Gas | Food Prep Other | E1 | Utility - Cost of Operation | 0.0010394 | 0.0010394 | 0.0010394 | 0.0010394 | 0.0010394 | 0.0010394 | 0.0010394 | 0.0010394 | 0.0010394 | 0.0010394 | 0.0010394 | 0.0010394 | 0.0010394 | 0.0010394 | 0.0010394 | 0.0010394 | 0.0010394 | 0.0010394 | 0.0010394 | 0.0010394 | 0.0010394 | 0.0010394 | 0.0010394 | 0.0010394 | 0.0010394 | 0.0010394 | 0.0010394 | 0.0010394 | 0.0010394 | 0.0010394 | 0.0010394 | 0.0010394 | 0.0010394
F5_Commercial_Miscellaneous_Existing_Food Preparation_Natural Gas_Food Prep Other_E2 | F5 | Commercial | Miscellaneous | Existing | Food Preparation | Natural Gas | Food Prep Other | E2 | Utility - Cost of Operation | 0.0010404 | 0.0010404 | 0.0010404 | 0.0010404 | 0.0010404 | 0.0010404 | 0.0010404 | 0.0010404 | 0.0010404 | 0.0010404 | 0.0010404 | 0.0010404 | 0.0010404 | 0.0010404 | 0.0010404 | 0.0010404 | 0.0010404 | 0.0010404 | 0.0010404 | 0.0010404 | 0.0010404 | 0.0010404 | 0.0010404 | 0.0010404 | 0.0010404 | 0.0010404 | 0.0010404 | 0.0010404 | 0.0010404 | 0.0010404 | 0.0010404 | 0.0010404 | 0.0010404
F5_Commercial_Miscellaneous_Existing_Food Preparation_Natural Gas_Food Prep Other_E3 | F5 | Commercial | Miscellaneous | Existing | Food Preparation | Natural Gas | Food Prep Other | E3 | Utility - Cost of Operation | 0 | 0 | 0 | 0 | 0 | 0 | 0 | 0 | 0 | 0 | 0 | 0 | 0 | 0 | 0 | 0 | 0 | 0 | 0 | 0 | 0 | 0 | 0 | 0 | 0 | 0 | 0 | 0 | 0 | 0 | 0 | 0 | 0
F5_Commercial_Miscellaneous_Existing_Food Preparation_Natural Gas_Food Prep Other_E4 | F5 | Commercial | Miscellaneous | Existing | Food Preparation | Natural Gas | Food Prep Other | E4 | Utility - Cost of Operation | 0 | 0 | 0 | 0 | 0 | 0 | 0 | 0 | 0 | 0 | 0 | 0 | 0 | 0 | 0 | 0 | 0 | 0 | 0 | 0 | 0 | 0 | 0 | 0 | 0 | 0 | 0 | 0 | 0 | 0 | 0 | 0 | 0
F5_Commercial_Miscellaneous_Existing_Food Preparation_Natural Gas_Food Prep Other_E5 | F5 | Commercial | Miscellaneous | Existing | Food Preparation | Natural Gas | Food Prep Other | E5 | Utility - Cost of Operation | 0 | 0 | 0 | 0 | 0 | 0 | 0 | 0 | 0 | 0 | 0 | 0 | 0 | 0 | 0 | 0 | 0 | 0 | 0 | 0 | 0 | 0 | 0 | 0 | 0 | 0 | 0 | 0 | 0 | 0 | 0 | 0 | 0
F5_Commercial_Miscellaneous_Existing_Food Preparation_Natural Gas_Food Prep Other_E6 | F5 | Commercial | Miscellaneous | Existing | Food Preparation | Natural Gas | Food Prep Other | E6 | Utility - Cost of Operation | 0 | 0 | 0 | 0 | 0 | 0 | 0 | 0 | 0 | 0 | 0 | 0 | 0 | 0 | 0 | 0 | 0 | 0 | 0 | 0 | 0 | 0 | 0 | 0 | 0 | 0 | 0 | 0 | 0 | 0 | 0 | 0 | 0
F5_Commercial_Miscellaneous_Existing_Food Preparation_Natural Gas_Food Prep Other_E7 | F5 | Commercial | Miscellaneous | Existing | Food Preparation | Natural Gas | Food Prep Other | E7 | Utility - Cost of Operation | 0 | 0 | 0 | 0 | 0 | 0 | 0 | 0 | 0 | 0 | 0 | 0 | 0 | 0 | 0 | 0 | 0 | 0 | 0 | 0 | 0 | 0 | 0 | 0 | 0 | 0 | 0 | 0 | 0 | 0 | 0 | 0 | 0
F5_Commercial_Miscellaneous_Existing_Food Preparation_Natural Gas_Food Prep Other_E8 | F5 | Commercial | Miscellaneous | Existing | Food Preparation | Natural Gas | Food Prep Other | E8 | Utility - Cost of Operation | 0 | 0 | 0 | 0 | 0 | 0 | 0 | 0 | 0 | 0 | 0 | 0 | 0 | 0 | 0 | 0 | 0 | 0 | 0 | 0 | 0 | 0 | 0 | 0 | 0 | 0 | 0 | 0 | 0 | 0 | 0 | 0 | 0
F5_Commercial_Miscellaneous_Existing_Food Preparation_Natural Gas_Food Prep Other_E9 | F5 | Commercial | Miscellaneous | Existing | Food Preparation | Natural Gas | Food Prep Other | E9 | Utility - Cost of Operation | 0 | 0 | 0 | 0 | 0 | 0 | 0 | 0 | 0 | 0 | 0 | 0 | 0 | 0 | 0 | 0 | 0 | 0 | 0 | 0 | 0 | 0 | 0 | 0 | 0 | 0 | 0 | 0 | 0 | 0 | 0 | 0 | 0
F5_Commercial_Miscellaneous_Existing_Food Preparation_Natural Gas_Food Prep Other_E10 | F5 | Commercial | Miscellaneous | Existing | Food Preparation | Natural Gas | Food Prep Other | E10 | Utility - Cost of Operation | 0 | 0 | 0 | 0 | 0 | 0 | 0 | 0 | 0 | 0 | 0 | 0 | 0 | 0 | 0 | 0 | 0 | 0 | 0 | 0 | 0 | 0 | 0 | 0 | 0 | 0 | 0 | 0 | 0 | 0 | 0 | 0 | 0
F6_Commercial_Miscellaneous_Existing_Food Preparation_Natural Gas_Food Prep Other_E1 | F6 | Commercial | Miscellaneous | Existing | Food Preparation | Natural Gas | Food Prep Other | E1 | Utility - Value of Sales | 0.010888 | 0.010946 | 0.01104 | 0.01102 | 0.01102 | 0.01102 | 0.01102 | 0.01102 | 0.01102 | 0.01102 | 0.01102 | 0.01102 | 0.01102 | 0.01102 | 0.01102 | 0.01102 | 0.01102 | 0.01102 | 0.01102 | 0.01102 | 0.01102 | 0.01102 | 0.01102 | 0.01102 | 0.01102 | 0.01102 | 0.01102 | 0.01102 | 0.01102 | 0.01102 | 0.01102 | 0.01102 | 0.01102
F6_Commercial_Miscellaneous_Existing_Food Preparation_Natural Gas_Food Prep Other_E2 | F6 | Commercial | Miscellaneous | Existing | Food Preparation | Natural Gas | Food Prep Other | E2 | Utility - Value of Sales | 0.010888 | 0.010946 | 0.01104 | 0.01102 | 0.01102 | 0.01102 | 0.01102 | 0.01102 | 0.01102 | 0.01102 | 0.01102 | 0.01102 | 0.01102 | 0.01102 | 0.01102 | 0.01102 | 0.01102 | 0.01102 | 0.01102 | 0.01102 | 0.01102 | 0.01102 | 0.01102 | 0.01102 | 0.01102 | 0.01102 | 0.01102 | 0.01102 | 0.01102 | 0.01102 | 0.01102 | 0.01102 | 0.01102
F6_Commercial_Miscellaneous_Existing_Food Preparation_Natural Gas_Food Prep Other_E3 | F6 | Commercial | Miscellaneous | Existing | Food Preparation | Natural Gas | Food Prep Other | E3 | Utility - Value of Sales | 0 | 0 | 0 | 0 | 0 | 0 | 0 | 0 | 0 | 0 | 0 | 0 | 0 | 0 | 0 | 0 | 0 | 0 | 0 | 0 | 0 | 0 | 0 | 0 | 0 | 0 | 0 | 0 | 0 | 0 | 0 | 0 | 0
F6_Commercial_Miscellaneous_Existing_Food Preparation_Natural Gas_Food Prep Other_E4 | F6 | Commercial | Miscellaneous | Existing | Food Preparation | Natural Gas | Food Prep Other | E4 | Utility - Value of Sales | 0 | 0 | 0 | 0 | 0 | 0 | 0 | 0 | 0 | 0 | 0 | 0 | 0 | 0 | 0 | 0 | 0 | 0 | 0 | 0 | 0 | 0 | 0 | 0 | 0 | 0 | 0 | 0 | 0 | 0 | 0 | 0 | 0
F6_Commercial_Miscellaneous_Existing_Food Preparation_Natural Gas_Food Prep Other_E5 | F6 | Commercial | Miscellaneous | Existing | Food Preparation | Natural Gas | Food Prep Other | E5 | Utility - Value of Sales | 0 | 0 | 0 | 0 | 0 | 0 | 0 | 0 | 0 | 0 | 0 | 0 | 0 | 0 | 0 | 0 | 0 | 0 | 0 | 0 | 0 | 0 | 0 | 0 | 0 | 0 | 0 | 0 | 0 | 0 | 0 | 0 | 0
F6_Commercial_Miscellaneous_Existing_Food Preparation_Natural Gas_Food Prep Other_E6 | F6 | Commercial | Miscellaneous | Existing | Food Preparation | Natural Gas | Food Prep Other | E6 | Utility - Value of Sales | 0 | 0 | 0 | 0 | 0 | 0 | 0 | 0 | 0 | 0 | 0 | 0 | 0 | 0 | 0 | 0 | 0 | 0 | 0 | 0 | 0 | 0 | 0 | 0 | 0 | 0 | 0 | 0 | 0 | 0 | 0 | 0 | 0
F6_Commercial_Miscellaneous_Existing_Food Preparation_Natural Gas_Food Prep Other_E7 | F6 | Commercial | Miscellaneous | Existing | Food Preparation | Natural Gas | Food Prep Other | E7 | Utility - Value of Sales | 0 | 0 | 0 | 0 | 0 | 0 | 0 | 0 | 0 | 0 | 0 | 0 | 0 | 0 | 0 | 0 | 0 | 0 | 0 | 0 | 0 | 0 | 0 | 0 | 0 | 0 | 0 | 0 | 0 | 0 | 0 | 0 | 0
F6_Commercial_Miscellaneous_Existing_Food Preparation_Natural Gas_Food Prep Other_E8 | F6 | Commercial | Miscellaneous | Existing | Food Preparation | Natural Gas | Food Prep Other | E8 | Utility - Value of Sales | 0 | 0 | 0 | 0 | 0 | 0 | 0 | 0 | 0 | 0 | 0 | 0 | 0 | 0 | 0 | 0 | 0 | 0 | 0 | 0 | 0 | 0 | 0 | 0 | 0 | 0 | 0 | 0 | 0 | 0 | 0 | 0 | 0
F6_Commercial_Miscellaneous_Existing_Food Preparation_Natural Gas_Food Prep Other_E9 | F6 | Commercial | Miscellaneous | Existing | Food Preparation | Natural Gas | Food Prep Other | E9 | Utility - Value of Sales | 0 | 0 | 0 | 0 | 0 | 0 | 0 | 0 | 0 | 0 | 0 | 0 | 0 | 0 | 0 | 0 | 0 | 0 | 0 | 0 | 0 | 0 | 0 | 0 | 0 | 0 | 0 | 0 | 0 | 0 | 0 | 0 | 0
F6_Commercial_Miscellaneous_Existing_Food Preparation_Natural Gas_Food Prep Other_E10 | F6 | Commercial | Miscellaneous | Existing | Food Preparation | Natural Gas | Food Prep Other | E10 | Utility - Value of Sales | 0 | 0 | 0 | 0 | 0 | 0 | 0 | 0 | 0 | 0 | 0 | 0 | 0 | 0 | 0 | 0 | 0 | 0 | 0 | 0 | 0 | 0 | 0 | 0 | 0 | 0 | 0 | 0 | 0 | 0 | 0 | 0 | 0
F1_Commercial_Miscellaneous_Existing_Miscellaneous_Natural Gas_Pool Heater_E1 | F1 | Commercial | Miscellaneous | Existing | Miscellaneous | Natural Gas | Pool Heater | E1 | RVT - Cost of Equipment | 0 | 0 | 0 | 0 | 0 | 0 | 0 | 0 | 0 | 0 | 0 | 0 | 0 | 0 | 0 | 0 | 0 | 0 | 0 | 0 | 0 | 0 | 0 | 0 | 0 | 0 | 0 | 0 | 0 | 0 | 0 | 0 | 0
F1_Commercial_Miscellaneous_Existing_Miscellaneous_Natural Gas_Pool Heater_E2 | F1 | Commercial | Miscellaneous | Existing | Miscellaneous | Natural Gas | Pool Heater | E2 | RVT - Cost of Equipment | 0 | 0 | 0 | 0 | 0 | 0 | 0 | 0 | 0 | 0 | 0 | 0 | 0 | 0 | 0 | 0 | 0 | 0 | 0 | 0 | 0 | 0 | 0 | 0 | 0 | 0 | 0 | 0 | 0 | 0 | 0 | 0 | 0
F1_Commercial_Miscellaneous_Existing_Miscellaneous_Natural Gas_Pool Heater_E3 | F1 | Commercial | Miscellaneous | Existing | Miscellaneous | Natural Gas | Pool Heater | E3 | RVT - Cost of Equipment | 0 | 0 | 0 | 0 | 0 | 0 | 0 | 0 | 0 | 0 | 0 | 0 | 0 | 0 | 0 | 0 | 0 | 0 | 0 | 0 | 0 | 0 | 0 | 0 | 0 | 0 | 0 | 0 | 0 | 0 | 0 | 0 | 0
F1_Commercial_Miscellaneous_Existing_Miscellaneous_Natural Gas_Pool Heater_E4 | F1 | Commercial | Miscellaneous | Existing | Miscellaneous | Natural Gas | Pool Heater | E4 | RVT - Cost of Equipment | 0 | 0 | 0 | 0 | 0 | 0 | 0 | 0 | 0 | 0 | 0 | 0 | 0 | 0 | 0 | 0 | 0 | 0 | 0 | 0 | 0 | 0 | 0 | 0 | 0 | 0 | 0 | 0 | 0 | 0 | 0 | 0 | 0
F1_Commercial_Miscellaneous_Existing_Miscellaneous_Natural Gas_Pool Heater_E5 | F1 | Commercial | Miscellaneous | Existing | Miscellaneous | Natural Gas | Pool Heater | E5 | RVT - Cost of Equipment | 0 | 0 | 0 | 0 | 0 | 0 | 0 | 0 | 0 | 0 | 0 | 0 | 0 | 0 | 0 | 0 | 0 | 0 | 0 | 0 | 0 | 0 | 0 | 0 | 0 | 0 | 0 | 0 | 0 | 0 | 0 | 0 | 0
F1_Commercial_Miscellaneous_Existing_Miscellaneous_Natural Gas_Pool Heater_E6 | F1 | Commercial | Miscellaneous | Existing | Miscellaneous | Natural Gas | Pool Heater | E6 | RVT - Cost of Equipment | 0 | 0 | 0 | 0 | 0 | 0 | 0 | 0 | 0 | 0 | 0 | 0 | 0 | 0 | 0 | 0 | 0 | 0 | 0 | 0 | 0 | 0 | 0 | 0 | 0 | 0 | 0 | 0 | 0 | 0 | 0 | 0 | 0
F1_Commercial_Miscellaneous_Existing_Miscellaneous_Natural Gas_Pool Heater_E7 | F1 | Commercial | Miscellaneous | Existing | Miscellaneous | Natural Gas | Pool Heater | E7 | RVT - Cost of Equipment | 0 | 0 | 0 | 0 | 0 | 0 | 0 | 0 | 0 | 0 | 0 | 0 | 0 | 0 | 0 | 0 | 0 | 0 | 0 | 0 | 0 | 0 | 0 | 0 | 0 | 0 | 0 | 0 | 0 | 0 | 0 | 0 | 0
F1_Commercial_Miscellaneous_Existing_Miscellaneous_Natural Gas_Pool Heater_E8 | F1 | Commercial | Miscellaneous | Existing | Miscellaneous | Natural Gas | Pool Heater | E8 | RVT - Cost of Equipment | 0 | 0 | 0 | 0 | 0 | 0 | 0 | 0 | 0 | 0 | 0 | 0 | 0 | 0 | 0 | 0 | 0 | 0 | 0 | 0 | 0 | 0 | 0 | 0 | 0 | 0 | 0 | 0 | 0 | 0 | 0 | 0 | 0
F1_Commercial_Miscellaneous_Existing_Miscellaneous_Natural Gas_Pool Heater_E9 | F1 | Commercial | Miscellaneous | Existing | Miscellaneous | Natural Gas | Pool Heater | E9 | RVT - Cost of Equipment | 0 | 0 | 0 | 0 | 0 | 0 | 0 | 0 | 0 | 0 | 0 | 0 | 0 | 0 | 0 | 0 | 0 | 0 | 0 | 0 | 0 | 0 | 0 | 0 | 0 | 0 | 0 | 0 | 0 | 0 | 0 | 0 | 0
F1_Commercial_Miscellaneous_Existing_Miscellaneous_Natural Gas_Pool Heater_E10 | F1 | Commercial | Miscellaneous | Existing | Miscellaneous | Natural Gas | Pool Heater | E10 | RVT - Cost of Equipment | 0 | 0 | 0 | 0 | 0 | 0 | 0 | 0 | 0 | 0 | 0 | 0 | 0 | 0 | 0 | 0 | 0 | 0 | 0 | 0 | 0 | 0 | 0 | 0 | 0 | 0 | 0 | 0 | 0 | 0 | 0 | 0 | 0
F2_Commercial_Miscellaneous_Existing_Miscellaneous_Natural Gas_Pool Heater_E1 | F2 | Commercial | Miscellaneous | Existing | Miscellaneous | Natural Gas | Pool Heater | E1 | RVT - Cost of Operation | 0 | 0 | 0 | 0 | 0 | 0 | 0 | 0 | 0 | 0 | 0 | 0 | 0 | 0 | 0 | 0 | 0 | 0 | 0 | 0 | 0 | 0 | 0 | 0 | 0 | 0 | 0 | 0 | 0 | 0 | 0 | 0 | 0
F2_Commercial_Miscellaneous_Existing_Miscellaneous_Natural Gas_Pool Heater_E2 | F2 | Commercial | Miscellaneous | Existing | Miscellaneous | Natural Gas | Pool Heater | E2 | RVT - Cost of Operation | 0 | 0 | 0 | 0 | 0 | 0 | 0 | 0 | 0 | 0 | 0 | 0 | 0 | 0 | 0 | 0 | 0 | 0 | 0 | 0 | 0 | 0 | 0 | 0 | 0 | 0 | 0 | 0 | 0 | 0 | 0 | 0 | 0
F2_Commercial_Miscellaneous_Existing_Miscellaneous_Natural Gas_Pool Heater_E3 | F2 | Commercial | Miscellaneous | Existing | Miscellaneous | Natural Gas | Pool Heater | E3 | RVT - Cost of Operation | 0 | 0 | 0 | 0 | 0 | 0 | 0 | 0 | 0 | 0 | 0 | 0 | 0 | 0 | 0 | 0 | 0 | 0 | 0 | 0 | 0 | 0 | 0 | 0 | 0 | 0 | 0 | 0 | 0 | 0 | 0 | 0 | 0
F2_Commercial_Miscellaneous_Existing_Miscellaneous_Natural Gas_Pool Heater_E4 | F2 | Commercial | Miscellaneous | Existing | Miscellaneous | Natural Gas | Pool Heater | E4 | RVT - Cost of Operation | 0 | 0 | 0 | 0 | 0 | 0 | 0 | 0 | 0 | 0 | 0 | 0 | 0 | 0 | 0 | 0 | 0 | 0 | 0 | 0 | 0 | 0 | 0 | 0 | 0 | 0 | 0 | 0 | 0 | 0 | 0 | 0 | 0
F2_Commercial_Miscellaneous_Existing_Miscellaneous_Natural Gas_Pool Heater_E5 | F2 | Commercial | Miscellaneous | Existing | Miscellaneous | Natural Gas | Pool Heater | E5 | RVT - Cost of Operation | 0 | 0 | 0 | 0 | 0 | 0 | 0 | 0 | 0 | 0 | 0 | 0 | 0 | 0 | 0 | 0 | 0 | 0 | 0 | 0 | 0 | 0 | 0 | 0 | 0 | 0 | 0 | 0 | 0 | 0 | 0 | 0 | 0
F2_Commercial_Miscellaneous_Existing_Miscellaneous_Natural Gas_Pool Heater_E6 | F2 | Commercial | Miscellaneous | Existing | Miscellaneous | Natural Gas | Pool Heater | E6 | RVT - Cost of Operation | 0 | 0 | 0 | 0 | 0 | 0 | 0 | 0 | 0 | 0 | 0 | 0 | 0 | 0 | 0 | 0 | 0 | 0 | 0 | 0 | 0 | 0 | 0 | 0 | 0 | 0 | 0 | 0 | 0 | 0 | 0 | 0 | 0
F2_Commercial_Miscellaneous_Existing_Miscellaneous_Natural Gas_Pool Heater_E7 | F2 | Commercial | Miscellaneous | Existing | Miscellaneous | Natural Gas | Pool Heater | E7 | RVT - Cost of Operation | 0 | 0 | 0 | 0 | 0 | 0 | 0 | 0 | 0 | 0 | 0 | 0 | 0 | 0 | 0 | 0 | 0 | 0 | 0 | 0 | 0 | 0 | 0 | 0 | 0 | 0 | 0 | 0 | 0 | 0 | 0 | 0 | 0
F2_Commercial_Miscellaneous_Existing_Miscellaneous_Natural Gas_Pool Heater_E8 | F2 | Commercial | Miscellaneous | Existing | Miscellaneous | Natural Gas | Pool Heater | E8 | RVT - Cost of Operation | 0 | 0 | 0 | 0 | 0 | 0 | 0 | 0 | 0 | 0 | 0 | 0 | 0 | 0 | 0 | 0 | 0 | 0 | 0 | 0 | 0 | 0 | 0 | 0 | 0 | 0 | 0 | 0 | 0 | 0 | 0 | 0 | 0
F2_Commercial_Miscellaneous_Existing_Miscellaneous_Natural Gas_Pool Heater_E9 | F2 | Commercial | Miscellaneous | Existing | Miscellaneous | Natural Gas | Pool Heater | E9 | RVT - Cost of Operation | 0 | 0 | 0 | 0 | 0 | 0 | 0 | 0 | 0 | 0 | 0 | 0 | 0 | 0 | 0 | 0 | 0 | 0 | 0 | 0 | 0 | 0 | 0 | 0 | 0 | 0 | 0 | 0 | 0 | 0 | 0 | 0 | 0
F2_Commercial_Miscellaneous_Existing_Miscellaneous_Natural Gas_Pool Heater_E10 | F2 | Commercial | Miscellaneous | Existing | Miscellaneous | Natural Gas | Pool Heater | E10 | RVT - Cost of Operation | 0 | 0 | 0 | 0 | 0 | 0 | 0 | 0 | 0 | 0 | 0 | 0 | 0 | 0 | 0 | 0 | 0 | 0 | 0 | 0 | 0 | 0 | 0 | 0 | 0 | 0 | 0 | 0 | 0 | 0 | 0 | 0 | 0
F3_Commercial_Miscellaneous_Existing_Miscellaneous_Natural Gas_Pool Heater_E1 | F3 | Commercial | Miscellaneous | Existing | Miscellaneous | Natural Gas | Pool Heater | E1 | System - kBTUs of Consumption | 0.00054925 | 0.00054925 | 0.00054925 | 0.00054925 | 0.00054925 | 0.00054925 | 0.00054925 | 0.00054925 | 0.00054925 | 0.00054925 | 0.00054925 | 0.00054925 | 0.00054925 | 0.00054925 | 0.00054925 | 0.00054925 | 0.00054925 | 0.00054925 | 0.00054925 | 0.00054925 | 0.00054925 | 0.00054925 | 0.00054925 | 0.00054925 | 0.00054925 | 0.00054925 | 0.00054925 | 0.00054925 | 0.00054925 | 0.00054925 | 0.00054925 | 0.00054925 | 0.00054925
F3_Commercial_Miscellaneous_Existing_Miscellaneous_Natural Gas_Pool Heater_E2 | F3 | Commercial | Miscellaneous | Existing | Miscellaneous | Natural Gas | Pool Heater | E2 | System - kBTUs of Consumption | 0.00089934 | 0.00089934 | 0.00089934 | 0.00089934 | 0.00089934 | 0.00089934 | 0.00089934 | 0.00089934 | 0.00089934 | 0.00089934 | 0.00089934 | 0.00089934 | 0.00089934 | 0.00089934 | 0.00089934 | 0.00089934 | 0.00089934 | 0.00089934 | 0.00089934 | 0.00089934 | 0.00089934 | 0.00089934 | 0.00089934 | 0.00089934 | 0.00089934 | 0.00089934 | 0.00089934 | 0.00089934 | 0.00089934 | 0.00089934 | 0.00089934 | 0.00089934 | 0.00089934
F3_Commercial_Miscellaneous_Existing_Miscellaneous_Natural Gas_Pool Heater_E3 | F3 | Commercial | Miscellaneous | Existing | Miscellaneous | Natural Gas | Pool Heater | E3 | System - kBTUs of Consumption | 0 | 0 | 0 | 0 | 0 | 0 | 0 | 0 | 0 | 0 | 0 | 0 | 0 | 0 | 0 | 0 | 0 | 0 | 0 | 0 | 0 | 0 | 0 | 0 | 0 | 0 | 0 | 0 | 0 | 0 | 0 | 0 | 0
F3_Commercial_Miscellaneous_Existing_Miscellaneous_Natural Gas_Pool Heater_E4 | F3 | Commercial | Miscellaneous | Existing | Miscellaneous | Natural Gas | Pool Heater | E4 | System - kBTUs of Consumption | 0 | 0 | 0 | 0 | 0 | 0 | 0 | 0 | 0 | 0 | 0 | 0 | 0 | 0 | 0 | 0 | 0 | 0 | 0 | 0 | 0 | 0 | 0 | 0 | 0 | 0 | 0 | 0 | 0 | 0 | 0 | 0 | 0
F3_Commercial_Miscellaneous_Existing_Miscellaneous_Natural Gas_Pool Heater_E5 | F3 | Commercial | Miscellaneous | Existing | Miscellaneous | Natural Gas | Pool Heater | E5 | System - kBTUs of Consumption | 0 | 0 | 0 | 0 | 0 | 0 | 0 | 0 | 0 | 0 | 0 | 0 | 0 | 0 | 0 | 0 | 0 | 0 | 0 | 0 | 0 | 0 | 0 | 0 | 0 | 0 | 0 | 0 | 0 | 0 | 0 | 0 | 0
F3_Commercial_Miscellaneous_Existing_Miscellaneous_Natural Gas_Pool Heater_E6 | F3 | Commercial | Miscellaneous | Existing | Miscellaneous | Natural Gas | Pool Heater | E6 | System - kBTUs of Consumption | 0 | 0 | 0 | 0 | 0 | 0 | 0 | 0 | 0 | 0 | 0 | 0 | 0 | 0 | 0 | 0 | 0 | 0 | 0 | 0 | 0 | 0 | 0 | 0 | 0 | 0 | 0 | 0 | 0 | 0 | 0 | 0 | 0
F3_Commercial_Miscellaneous_Existing_Miscellaneous_Natural Gas_Pool Heater_E7 | F3 | Commercial | Miscellaneous | Existing | Miscellaneous | Natural Gas | Pool Heater | E7 | System - kBTUs of Consumption | 0 | 0 | 0 | 0 | 0 | 0 | 0 | 0 | 0 | 0 | 0 | 0 | 0 | 0 | 0 | 0 | 0 | 0 | 0 | 0 | 0 | 0 | 0 | 0 | 0 | 0 | 0 | 0 | 0 | 0 | 0 | 0 | 0
F3_Commercial_Miscellaneous_Existing_Miscellaneous_Natural Gas_Pool Heater_E8 | F3 | Commercial | Miscellaneous | Existing | Miscellaneous | Natural Gas | Pool Heater | E8 | System - kBTUs of Consumption | 0 | 0 | 0 | 0 | 0 | 0 | 0 | 0 | 0 | 0 | 0 | 0 | 0 | 0 | 0 | 0 | 0 | 0 | 0 | 0 | 0 | 0 | 0 | 0 | 0 | 0 | 0 | 0 | 0 | 0 | 0 | 0 | 0
F3_Commercial_Miscellaneous_Existing_Miscellaneous_Natural Gas_Pool Heater_E9 | F3 | Commercial | Miscellaneous | Existing | Miscellaneous | Natural Gas | Pool Heater | E9 | System - kBTUs of Consumption | 0 | 0 | 0 | 0 | 0 | 0 | 0 | 0 | 0 | 0 | 0 | 0 | 0 | 0 | 0 | 0 | 0 | 0 | 0 | 0 | 0 | 0 | 0 | 0 | 0 | 0 | 0 | 0 | 0 | 0 | 0 | 0 | 0
F3_Commercial_Miscellaneous_Existing_Miscellaneous_Natural Gas_Pool Heater_E10 | F3 | Commercial | Miscellaneous | Existing | Miscellaneous | Natural Gas | Pool Heater | E10 | System - kBTUs of Consumption | 0 | 0 | 0 | 0 | 0 | 0 | 0 | 0 | 0 | 0 | 0 | 0 | 0 | 0 | 0 | 0 | 0 | 0 | 0 | 0 | 0 | 0 | 0 | 0 | 0 | 0 | 0 | 0 | 0 | 0 | 0 | 0 | 0
F4_Commercial_Miscellaneous_Existing_Miscellaneous_Natural Gas_Pool Heater_E1 | F4 | Commercial | Miscellaneous | Existing | Miscellaneous | Natural Gas | Pool Heater | E1 | Utility - Cost of Equipment | 0 | 0 | 0 | 0 | 0 | 0 | 0 | 0 | 0 | 0 | 0 | 0 | 0 | 0 | 0 | 0 | 0 | 0 | 0 | 0 | 0 | 0 | 0 | 0 | 0 | 0 | 0 | 0 | 0 | 0 | 0 | 0 | 0
F4_Commercial_Miscellaneous_Existing_Miscellaneous_Natural Gas_Pool Heater_E2 | F4 | Commercial | Miscellaneous | Existing | Miscellaneous | Natural Gas | Pool Heater | E2 | Utility - Cost of Equipment | 0 | 0 | 0 | 0 | 0 | 0 | 0 | 0 | 0 | 0 | 0 | 0 | 0 | 0 | 0 | 0 | 0 | 0 | 0 | 0 | 0 | 0 | 0 | 0 | 0 | 0 | 0 | 0 | 0 | 0 | 0 | 0 | 0
F4_Commercial_Miscellaneous_Existing_Miscellaneous_Natural Gas_Pool Heater_E3 | F4 | Commercial | Miscellaneous | Existing | Miscellaneous | Natural Gas | Pool Heater | E3 | Utility - Cost of Equipment | 0 | 0 | 0 | 0 | 0 | 0 | 0 | 0 | 0 | 0 | 0 | 0 | 0 | 0 | 0 | 0 | 0 | 0 | 0 | 0 | 0 | 0 | 0 | 0 | 0 | 0 | 0 | 0 | 0 | 0 | 0 | 0 | 0
F4_Commercial_Miscellaneous_Existing_Miscellaneous_Natural Gas_Pool Heater_E4 | F4 | Commercial | Miscellaneous | Existing | Miscellaneous | Natural Gas | Pool Heater | E4 | Utility - Cost of Equipment | 0 | 0 | 0 | 0 | 0 | 0 | 0 | 0 | 0 | 0 | 0 | 0 | 0 | 0 | 0 | 0 | 0 | 0 | 0 | 0 | 0 | 0 | 0 | 0 | 0 | 0 | 0 | 0 | 0 | 0 | 0 | 0 | 0
F4_Commercial_Miscellaneous_Existing_Miscellaneous_Natural Gas_Pool Heater_E5 | F4 | Commercial | Miscellaneous | Existing | Miscellaneous | Natural Gas | Pool Heater | E5 | Utility - Cost of Equipment | 0 | 0 | 0 | 0 | 0 | 0 | 0 | 0 | 0 | 0 | 0 | 0 | 0 | 0 | 0 | 0 | 0 | 0 | 0 | 0 | 0 | 0 | 0 | 0 | 0 | 0 | 0 | 0 | 0 | 0 | 0 | 0 | 0
F4_Commercial_Miscellaneous_Existing_Miscellaneous_Natural Gas_Pool Heater_E6 | F4 | Commercial | Miscellaneous | Existing | Miscellaneous | Natural Gas | Pool Heater | E6 | Utility - Cost of Equipment | 0 | 0 | 0 | 0 | 0 | 0 | 0 | 0 | 0 | 0 | 0 | 0 | 0 | 0 | 0 | 0 | 0 | 0 | 0 | 0 | 0 | 0 | 0 | 0 | 0 | 0 | 0 | 0 | 0 | 0 | 0 | 0 | 0
F4_Commercial_Miscellaneous_Existing_Miscellaneous_Natural Gas_Pool Heater_E7 | F4 | Commercial | Miscellaneous | Existing | Miscellaneous | Natural Gas | Pool Heater | E7 | Utility - Cost of Equipment | 0 | 0 | 0 | 0 | 0 | 0 | 0 | 0 | 0 | 0 | 0 | 0 | 0 | 0 | 0 | 0 | 0 | 0 | 0 | 0 | 0 | 0 | 0 | 0 | 0 | 0 | 0 | 0 | 0 | 0 | 0 | 0 | 0
F4_Commercial_Miscellaneous_Existing_Miscellaneous_Natural Gas_Pool Heater_E8 | F4 | Commercial | Miscellaneous | Existing | Miscellaneous | Natural Gas | Pool Heater | E8 | Utility - Cost of Equipment | 0 | 0 | 0 | 0 | 0 | 0 | 0 | 0 | 0 | 0 | 0 | 0 | 0 | 0 | 0 | 0 | 0 | 0 | 0 | 0 | 0 | 0 | 0 | 0 | 0 | 0 | 0 | 0 | 0 | 0 | 0 | 0 | 0
F4_Commercial_Miscellaneous_Existing_Miscellaneous_Natural Gas_Pool Heater_E9 | F4 | Commercial | Miscellaneous | Existing | Miscellaneous | Natural Gas | Pool Heater | E9 | Utility - Cost of Equipment | 0 | 0 | 0 | 0 | 0 | 0 | 0 | 0 | 0 | 0 | 0 | 0 | 0 | 0 | 0 | 0 | 0 | 0 | 0 | 0 | 0 | 0 | 0 | 0 | 0 | 0 | 0 | 0 | 0 | 0 | 0 | 0 | 0
F4_Commercial_Miscellaneous_Existing_Miscellaneous_Natural Gas_Pool Heater_E10 | F4 | Commercial | Miscellaneous | Existing | Miscellaneous | Natural Gas | Pool Heater | E10 | Utility - Cost of Equipment | 0 | 0 | 0 | 0 | 0 | 0 | 0 | 0 | 0 | 0 | 0 | 0 | 0 | 0 | 0 | 0 | 0 | 0 | 0 | 0 | 0 | 0 | 0 | 0 | 0 | 0 | 0 | 0 | 0 | 0 | 0 | 0 | 0
F5_Commercial_Miscellaneous_Existing_Miscellaneous_Natural Gas_Pool Heater_E1 | F5 | Commercial | Miscellaneous | Existing | Miscellaneous | Natural Gas | Pool Heater | E1 | Utility - Cost of Operation | 0.00054925 | 0.00054925 | 0.00054925 | 0.00054925 | 0.00054925 | 0.00054925 | 0.00054925 | 0.00054925 | 0.00054925 | 0.00054925 | 0.00054925 | 0.00054925 | 0.00054925 | 0.00054925 | 0.00054925 | 0.00054925 | 0.00054925 | 0.00054925 | 0.00054925 | 0.00054925 | 0.00054925 | 0.00054925 | 0.00054925 | 0.00054925 | 0.00054925 | 0.00054925 | 0.00054925 | 0.00054925 | 0.00054925 | 0.00054925 | 0.00054925 | 0.00054925 | 0.00054925
F5_Commercial_Miscellaneous_Existing_Miscellaneous_Natural Gas_Pool Heater_E2 | F5 | Commercial | Miscellaneous | Existing | Miscellaneous | Natural Gas | Pool Heater | E2 | Utility - Cost of Operation | 0.00089934 | 0.00089934 | 0.00089934 | 0.00089934 | 0.00089934 | 0.00089934 | 0.00089934 | 0.00089934 | 0.00089934 | 0.00089934 | 0.00089934 | 0.00089934 | 0.00089934 | 0.00089934 | 0.00089934 | 0.00089934 | 0.00089934 | 0.00089934 | 0.00089934 | 0.00089934 | 0.00089934 | 0.00089934 | 0.00089934 | 0.00089934 | 0.00089934 | 0.00089934 | 0.00089934 | 0.00089934 | 0.00089934 | 0.00089934 | 0.00089934 | 0.00089934 | 0.00089934
F5_Commercial_Miscellaneous_Existing_Miscellaneous_Natural Gas_Pool Heater_E3 | F5 | Commercial | Miscellaneous | Existing | Miscellaneous | Natural Gas | Pool Heater | E3 | Utility - Cost of Operation | 0 | 0 | 0 | 0 | 0 | 0 | 0 | 0 | 0 | 0 | 0 | 0 | 0 | 0 | 0 | 0 | 0 | 0 | 0 | 0 | 0 | 0 | 0 | 0 | 0 | 0 | 0 | 0 | 0 | 0 | 0 | 0 | 0
F5_Commercial_Miscellaneous_Existing_Miscellaneous_Natural Gas_Pool Heater_E4 | F5 | Commercial | Miscellaneous | Existing | Miscellaneous | Natural Gas | Pool Heater | E4 | Utility - Cost of Operation | 0 | 0 | 0 | 0 | 0 | 0 | 0 | 0 | 0 | 0 | 0 | 0 | 0 | 0 | 0 | 0 | 0 | 0 | 0 | 0 | 0 | 0 | 0 | 0 | 0 | 0 | 0 | 0 | 0 | 0 | 0 | 0 | 0
F5_Commercial_Miscellaneous_Existing_Miscellaneous_Natural Gas_Pool Heater_E5 | F5 | Commercial | Miscellaneous | Existing | Miscellaneous | Natural Gas | Pool Heater | E5 | Utility - Cost of Operation | 0 | 0 | 0 | 0 | 0 | 0 | 0 | 0 | 0 | 0 | 0 | 0 | 0 | 0 | 0 | 0 | 0 | 0 | 0 | 0 | 0 | 0 | 0 | 0 | 0 | 0 | 0 | 0 | 0 | 0 | 0 | 0 | 0
F5_Commercial_Miscellaneous_Existing_Miscellaneous_Natural Gas_Pool Heater_E6 | F5 | Commercial | Miscellaneous | Existing | Miscellaneous | Natural Gas | Pool Heater | E6 | Utility - Cost of Operation | 0 | 0 | 0 | 0 | 0 | 0 | 0 | 0 | 0 | 0 | 0 | 0 | 0 | 0 | 0 | 0 | 0 | 0 | 0 | 0 | 0 | 0 | 0 | 0 | 0 | 0 | 0 | 0 | 0 | 0 | 0 | 0 | 0
F5_Commercial_Miscellaneous_Existing_Miscellaneous_Natural Gas_Pool Heater_E7 | F5 | Commercial | Miscellaneous | Existing | Miscellaneous | Natural Gas | Pool Heater | E7 | Utility - Cost of Operation | 0 | 0 | 0 | 0 | 0 | 0 | 0 | 0 | 0 | 0 | 0 | 0 | 0 | 0 | 0 | 0 | 0 | 0 | 0 | 0 | 0 | 0 | 0 | 0 | 0 | 0 | 0 | 0 | 0 | 0 | 0 | 0 | 0
F5_Commercial_Miscellaneous_Existing_Miscellaneous_Natural Gas_Pool Heater_E8 | F5 | Commercial | Miscellaneous | Existing | Miscellaneous | Natural Gas | Pool Heater | E8 | Utility - Cost of Operation | 0 | 0 | 0 | 0 | 0 | 0 | 0 | 0 | 0 | 0 | 0 | 0 | 0 | 0 | 0 | 0 | 0 | 0 | 0 | 0 | 0 | 0 | 0 | 0 | 0 | 0 | 0 | 0 | 0 | 0 | 0 | 0 | 0
F5_Commercial_Miscellaneous_Existing_Miscellaneous_Natural Gas_Pool Heater_E9 | F5 | Commercial | Miscellaneous | Existing | Miscellaneous | Natural Gas | Pool Heater | E9 | Utility - Cost of Operation | 0 | 0 | 0 | 0 | 0 | 0 | 0 | 0 | 0 | 0 | 0 | 0 | 0 | 0 | 0 | 0 | 0 | 0 | 0 | 0 | 0 | 0 | 0 | 0 | 0 | 0 | 0 | 0 | 0 | 0 | 0 | 0 | 0
F5_Commercial_Miscellaneous_Existing_Miscellaneous_Natural Gas_Pool Heater_E10 | F5 | Commercial | Miscellaneous | Existing | Miscellaneous | Natural Gas | Pool Heater | E10 | Utility - Cost of Operation | 0 | 0 | 0 | 0 | 0 | 0 | 0 | 0 | 0 | 0 | 0 | 0 | 0 | 0 | 0 | 0 | 0 | 0 | 0 | 0 | 0 | 0 | 0 | 0 | 0 | 0 | 0 | 0 | 0 | 0 | 0 | 0 | 0
F6_Commercial_Miscellaneous_Existing_Miscellaneous_Natural Gas_Pool Heater_E1 | F6 | Commercial | Miscellaneous | Existing | Miscellaneous | Natural Gas | Pool Heater | E1 | Utility - Value of Sales | 0.002283 | 0.0023037 | 0.0023369 | 0.0023296 | 0.0023296 | 0.0023296 | 0.0023296 | 0.0023296 | 0.0023296 | 0.0023296 | 0.0023296 | 0.0023296 | 0.0023296 | 0.0023296 | 0.0023296 | 0.0023296 | 0.0023296 | 0.0023296 | 0.0023296 | 0.0023296 | 0.0023296 | 0.0023296 | 0.0023296 | 0.0023296 | 0.0023296 | 0.0023296 | 0.0023296 | 0.0023296 | 0.0023296 | 0.0023296 | 0.0023296 | 0.0023296 | 0.0023296
F6_Commercial_Miscellaneous_Existing_Miscellaneous_Natural Gas_Pool Heater_E2 | F6 | Commercial | Miscellaneous | Existing | Miscellaneous | Natural Gas | Pool Heater | E2 | Utility - Value of Sales | 0.0019406 | 0.0019581 | 0.0019863 | 0.0019802 | 0.0019802 | 0.0019802 | 0.0019802 | 0.0019802 | 0.0019802 | 0.0019802 | 0.0019802 | 0.0019802 | 0.0019802 | 0.0019802 | 0.0019802 | 0.0019802 | 0.0019802 | 0.0019802 | 0.0019802 | 0.0019802 | 0.0019802 | 0.0019802 | 0.0019802 | 0.0019802 | 0.0019802 | 0.0019802 | 0.0019802 | 0.0019802 | 0.0019802 | 0.0019802 | 0.0019802 | 0.0019802 | 0.0019802
F6_Commercial_Miscellaneous_Existing_Miscellaneous_Natural Gas_Pool Heater_E3 | F6 | Commercial | Miscellaneous | Existing | Miscellaneous | Natural Gas | Pool Heater | E3 | Utility - Value of Sales | 0 | 0 | 0 | 0 | 0 | 0 | 0 | 0 | 0 | 0 | 0 | 0 | 0 | 0 | 0 | 0 | 0 | 0 | 0 | 0 | 0 | 0 | 0 | 0 | 0 | 0 | 0 | 0 | 0 | 0 | 0 | 0 | 0
F6_Commercial_Miscellaneous_Existing_Miscellaneous_Natural Gas_Pool Heater_E4 | F6 | Commercial | Miscellaneous | Existing | Miscellaneous | Natural Gas | Pool Heater | E4 | Utility - Value of Sales | 0 | 0 | 0 | 0 | 0 | 0 | 0 | 0 | 0 | 0 | 0 | 0 | 0 | 0 | 0 | 0 | 0 | 0 | 0 | 0 | 0 | 0 | 0 | 0 | 0 | 0 | 0 | 0 | 0 | 0 | 0 | 0 | 0
F6_Commercial_Miscellaneous_Existing_Miscellaneous_Natural Gas_Pool Heater_E5 | F6 | Commercial | Miscellaneous | Existing | Miscellaneous | Natural Gas | Pool Heater | E5 | Utility - Value of Sales | 0 | 0 | 0 | 0 | 0 | 0 | 0 | 0 | 0 | 0 | 0 | 0 | 0 | 0 | 0 | 0 | 0 | 0 | 0 | 0 | 0 | 0 | 0 | 0 | 0 | 0 | 0 | 0 | 0 | 0 | 0 | 0 | 0
F6_Commercial_Miscellaneous_Existing_Miscellaneous_Natural Gas_Pool Heater_E6 | F6 | Commercial | Miscellaneous | Existing | Miscellaneous | Natural Gas | Pool Heater | E6 | Utility - Value of Sales | 0 | 0 | 0 | 0 | 0 | 0 | 0 | 0 | 0 | 0 | 0 | 0 | 0 | 0 | 0 | 0 | 0 | 0 | 0 | 0 | 0 | 0 | 0 | 0 | 0 | 0 | 0 | 0 | 0 | 0 | 0 | 0 | 0
F6_Commercial_Miscellaneous_Existing_Miscellaneous_Natural Gas_Pool Heater_E7 | F6 | Commercial | Miscellaneous | Existing | Miscellaneous | Natural Gas | Pool Heater | E7 | Utility - Value of Sales | 0 | 0 | 0 | 0 | 0 | 0 | 0 | 0 | 0 | 0 | 0 | 0 | 0 | 0 | 0 | 0 | 0 | 0 | 0 | 0 | 0 | 0 | 0 | 0 | 0 | 0 | 0 | 0 | 0 | 0 | 0 | 0 | 0
F6_Commercial_Miscellaneous_Existing_Miscellaneous_Natural Gas_Pool Heater_E8 | F6 | Commercial | Miscellaneous | Existing | Miscellaneous | Natural Gas | Pool Heater | E8 | Utility - Value of Sales | 0 | 0 | 0 | 0 | 0 | 0 | 0 | 0 | 0 | 0 | 0 | 0 | 0 | 0 | 0 | 0 | 0 | 0 | 0 | 0 | 0 | 0 | 0 | 0 | 0 | 0 | 0 | 0 | 0 | 0 | 0 | 0 | 0
F6_Commercial_Miscellaneous_Existing_Miscellaneous_Natural Gas_Pool Heater_E9 | F6 | Commercial | Miscellaneous | Existing | Miscellaneous | Natural Gas | Pool Heater | E9 | Utility - Value of Sales | 0 | 0 | 0 | 0 | 0 | 0 | 0 | 0 | 0 | 0 | 0 | 0 | 0 | 0 | 0 | 0 | 0 | 0 | 0 | 0 | 0 | 0 | 0 | 0 | 0 | 0 | 0 | 0 | 0 | 0 | 0 | 0 | 0
F6_Commercial_Miscellaneous_Existing_Miscellaneous_Natural Gas_Pool Heater_E10 | F6 | Commercial | Miscellaneous | Existing | Miscellaneous | Natural Gas | Pool Heater | E10 | Utility - Value of Sales | 0 | 0 | 0 | 0 | 0 | 0 | 0 | 0 | 0 | 0 | 0 | 0 | 0 | 0 | 0 | 0 | 0 | 0 | 0 | 0 | 0 | 0 | 0 | 0 | 0 | 0 | 0 | 0 | 0 | 0 | 0 | 0 | 0
F1_Commercial_Miscellaneous_Existing_Miscellaneous_Natural Gas_Miscellaneous_E1 | F1 | Commercial | Miscellaneous | Existing | Miscellaneous | Natural Gas | Miscellaneous | E1 | RVT - Cost of Equipment | 0 | 0 | 0 | 0 | 0 | 0 | 0 | 0 | 0 | 0 | 0 | 0 | 0 | 0 | 0 | 0 | 0 | 0 | 0 | 0 | 0 | 0 | 0 | 0 | 0 | 0 | 0 | 0 | 0 | 0 | 0 | 0 | 0
F1_Commercial_Miscellaneous_Existing_Miscellaneous_Natural Gas_Miscellaneous_E2 | F1 | Commercial | Miscellaneous | Existing | Miscellaneous | Natural Gas | Miscellaneous | E2 | RVT - Cost of Equipment | 0 | 0 | 0 | 0 | 0 | 0 | 0 | 0 | 0 | 0 | 0 | 0 | 0 | 0 | 0 | 0 | 0 | 0 | 0 | 0 | 0 | 0 | 0 | 0 | 0 | 0 | 0 | 0 | 0 | 0 | 0 | 0 | 0
F1_Commercial_Miscellaneous_Existing_Miscellaneous_Natural Gas_Miscellaneous_E3 | F1 | Commercial | Miscellaneous | Existing | Miscellaneous | Natural Gas | Miscellaneous | E3 | RVT - Cost of Equipment | 0 | 0 | 0 | 0 | 0 | 0 | 0 | 0 | 0 | 0 | 0 | 0 | 0 | 0 | 0 | 0 | 0 | 0 | 0 | 0 | 0 | 0 | 0 | 0 | 0 | 0 | 0 | 0 | 0 | 0 | 0 | 0 | 0
F1_Commercial_Miscellaneous_Existing_Miscellaneous_Natural Gas_Miscellaneous_E4 | F1 | Commercial | Miscellaneous | Existing | Miscellaneous | Natural Gas | Miscellaneous | E4 | RVT - Cost of Equipment | 0 | 0 | 0 | 0 | 0 | 0 | 0 | 0 | 0 | 0 | 0 | 0 | 0 | 0 | 0 | 0 | 0 | 0 | 0 | 0 | 0 | 0 | 0 | 0 | 0 | 0 | 0 | 0 | 0 | 0 | 0 | 0 | 0
F1_Commercial_Miscellaneous_Existing_Miscellaneous_Natural Gas_Miscellaneous_E5 | F1 | Commercial | Miscellaneous | Existing | Miscellaneous | Natural Gas | Miscellaneous | E5 | RVT - Cost of Equipment | 0 | 0 | 0 | 0 | 0 | 0 | 0 | 0 | 0 | 0 | 0 | 0 | 0 | 0 | 0 | 0 | 0 | 0 | 0 | 0 | 0 | 0 | 0 | 0 | 0 | 0 | 0 | 0 | 0 | 0 | 0 | 0 | 0
F1_Commercial_Miscellaneous_Existing_Miscellaneous_Natural Gas_Miscellaneous_E6 | F1 | Commercial | Miscellaneous | Existing | Miscellaneous | Natural Gas | Miscellaneous | E6 | RVT - Cost of Equipment | 0 | 0 | 0 | 0 | 0 | 0 | 0 | 0 | 0 | 0 | 0 | 0 | 0 | 0 | 0 | 0 | 0 | 0 | 0 | 0 | 0 | 0 | 0 | 0 | 0 | 0 | 0 | 0 | 0 | 0 | 0 | 0 | 0
F1_Commercial_Miscellaneous_Existing_Miscellaneous_Natural Gas_Miscellaneous_E7 | F1 | Commercial | Miscellaneous | Existing | Miscellaneous | Natural Gas | Miscellaneous | E7 | RVT - Cost of Equipment | 0 | 0 | 0 | 0 | 0 | 0 | 0 | 0 | 0 | 0 | 0 | 0 | 0 | 0 | 0 | 0 | 0 | 0 | 0 | 0 | 0 | 0 | 0 | 0 | 0 | 0 | 0 | 0 | 0 | 0 | 0 | 0 | 0
F1_Commercial_Miscellaneous_Existing_Miscellaneous_Natural Gas_Miscellaneous_E8 | F1 | Commercial | Miscellaneous | Existing | Miscellaneous | Natural Gas | Miscellaneous | E8 | RVT - Cost of Equipment | 0 | 0 | 0 | 0 | 0 | 0 | 0 | 0 | 0 | 0 | 0 | 0 | 0 | 0 | 0 | 0 | 0 | 0 | 0 | 0 | 0 | 0 | 0 | 0 | 0 | 0 | 0 | 0 | 0 | 0 | 0 | 0 | 0
F1_Commercial_Miscellaneous_Existing_Miscellaneous_Natural Gas_Miscellaneous_E9 | F1 | Commercial | Miscellaneous | Existing | Miscellaneous | Natural Gas | Miscellaneous | E9 | RVT - Cost of Equipment | 0 | 0 | 0 | 0 | 0 | 0 | 0 | 0 | 0 | 0 | 0 | 0 | 0 | 0 | 0 | 0 | 0 | 0 | 0 | 0 | 0 | 0 | 0 | 0 | 0 | 0 | 0 | 0 | 0 | 0 | 0 | 0 | 0
F1_Commercial_Miscellaneous_Existing_Miscellaneous_Natural Gas_Miscellaneous_E10 | F1 | Commercial | Miscellaneous | Existing | Miscellaneous | Natural Gas | Miscellaneous | E10 | RVT - Cost of Equipment | 0 | 0 | 0 | 0 | 0 | 0 | 0 | 0 | 0 | 0 | 0 | 0 | 0 | 0 | 0 | 0 | 0 | 0 | 0 | 0 | 0 | 0 | 0 | 0 | 0 | 0 | 0 | 0 | 0 | 0 | 0 | 0 | 0
F2_Commercial_Miscellaneous_Existing_Miscellaneous_Natural Gas_Miscellaneous_E1 | F2 | Commercial | Miscellaneous | Existing | Miscellaneous | Natural Gas | Miscellaneous | E1 | RVT - Cost of Operation | 0 | 0 | 0 | 0 | 0 | 0 | 0 | 0 | 0 | 0 | 0 | 0 | 0 | 0 | 0 | 0 | 0 | 0 | 0 | 0 | 0 | 0 | 0 | 0 | 0 | 0 | 0 | 0 | 0 | 0 | 0 | 0 | 0
F2_Commercial_Miscellaneous_Existing_Miscellaneous_Natural Gas_Miscellaneous_E2 | F2 | Commercial | Miscellaneous | Existing | Miscellaneous | Natural Gas | Miscellaneous | E2 | RVT - Cost of Operation | 0 | 0 | 0 | 0 | 0 | 0 | 0 | 0 | 0 | 0 | 0 | 0 | 0 | 0 | 0 | 0 | 0 | 0 | 0 | 0 | 0 | 0 | 0 | 0 | 0 | 0 | 0 | 0 | 0 | 0 | 0 | 0 | 0
F2_Commercial_Miscellaneous_Existing_Miscellaneous_Natural Gas_Miscellaneous_E3 | F2 | Commercial | Miscellaneous | Existing | Miscellaneous | Natural Gas | Miscellaneous | E3 | RVT - Cost of Operation | 0 | 0 | 0 | 0 | 0 | 0 | 0 | 0 | 0 | 0 | 0 | 0 | 0 | 0 | 0 | 0 | 0 | 0 | 0 | 0 | 0 | 0 | 0 | 0 | 0 | 0 | 0 | 0 | 0 | 0 | 0 | 0 | 0
F2_Commercial_Miscellaneous_Existing_Miscellaneous_Natural Gas_Miscellaneous_E4 | F2 | Commercial | Miscellaneous | Existing | Miscellaneous | Natural Gas | Miscellaneous | E4 | RVT - Cost of Operation | 0 | 0 | 0 | 0 | 0 | 0 | 0 | 0 | 0 | 0 | 0 | 0 | 0 | 0 | 0 | 0 | 0 | 0 | 0 | 0 | 0 | 0 | 0 | 0 | 0 | 0 | 0 | 0 | 0 | 0 | 0 | 0 | 0
F2_Commercial_Miscellaneous_Existing_Miscellaneous_Natural Gas_Miscellaneous_E5 | F2 | Commercial | Miscellaneous | Existing | Miscellaneous | Natural Gas | Miscellaneous | E5 | RVT - Cost of Operation | 0 | 0 | 0 | 0 | 0 | 0 | 0 | 0 | 0 | 0 | 0 | 0 | 0 | 0 | 0 | 0 | 0 | 0 | 0 | 0 | 0 | 0 | 0 | 0 | 0 | 0 | 0 | 0 | 0 | 0 | 0 | 0 | 0
F2_Commercial_Miscellaneous_Existing_Miscellaneous_Natural Gas_Miscellaneous_E6 | F2 | Commercial | Miscellaneous | Existing | Miscellaneous | Natural Gas | Miscellaneous | E6 | RVT - Cost of Operation | 0 | 0 | 0 | 0 | 0 | 0 | 0 | 0 | 0 | 0 | 0 | 0 | 0 | 0 | 0 | 0 | 0 | 0 | 0 | 0 | 0 | 0 | 0 | 0 | 0 | 0 | 0 | 0 | 0 | 0 | 0 | 0 | 0
F2_Commercial_Miscellaneous_Existing_Miscellaneous_Natural Gas_Miscellaneous_E7 | F2 | Commercial | Miscellaneous | Existing | Miscellaneous | Natural Gas | Miscellaneous | E7 | RVT - Cost of Operation | 0 | 0 | 0 | 0 | 0 | 0 | 0 | 0 | 0 | 0 | 0 | 0 | 0 | 0 | 0 | 0 | 0 | 0 | 0 | 0 | 0 | 0 | 0 | 0 | 0 | 0 | 0 | 0 | 0 | 0 | 0 | 0 | 0
F2_Commercial_Miscellaneous_Existing_Miscellaneous_Natural Gas_Miscellaneous_E8 | F2 | Commercial | Miscellaneous | Existing | Miscellaneous | Natural Gas | Miscellaneous | E8 | RVT - Cost of Operation | 0 | 0 | 0 | 0 | 0 | 0 | 0 | 0 | 0 | 0 | 0 | 0 | 0 | 0 | 0 | 0 | 0 | 0 | 0 | 0 | 0 | 0 | 0 | 0 | 0 | 0 | 0 | 0 | 0 | 0 | 0 | 0 | 0
F2_Commercial_Miscellaneous_Existing_Miscellaneous_Natural Gas_Miscellaneous_E9 | F2 | Commercial | Miscellaneous | Existing | Miscellaneous | Natural Gas | Miscellaneous | E9 | RVT - Cost of Operation | 0 | 0 | 0 | 0 | 0 | 0 | 0 | 0 | 0 | 0 | 0 | 0 | 0 | 0 | 0 | 0 | 0 | 0 | 0 | 0 | 0 | 0 | 0 | 0 | 0 | 0 | 0 | 0 | 0 | 0 | 0 | 0 | 0
F2_Commercial_Miscellaneous_Existing_Miscellaneous_Natural Gas_Miscellaneous_E10 | F2 | Commercial | Miscellaneous | Existing | Miscellaneous | Natural Gas | Miscellaneous | E10 | RVT - Cost of Operation | 0 | 0 | 0 | 0 | 0 | 0 | 0 | 0 | 0 | 0 | 0 | 0 | 0 | 0 | 0 | 0 | 0 | 0 | 0 | 0 | 0 | 0 | 0 | 0 | 0 | 0 | 0 | 0 | 0 | 0 | 0 | 0 | 0
F3_Commercial_Miscellaneous_Existing_Miscellaneous_Natural Gas_Miscellaneous_E1 | F3 | Commercial | Miscellaneous | Existing | Miscellaneous | Natural Gas | Miscellaneous | E1 | System - kBTUs of Consumption | 0.0021432 | 0.0021432 | 0.0021432 | 0.0021432 | 0.0021432 | 0.0021432 | 0.0021432 | 0.0021432 | 0.0021432 | 0.0021432 | 0.0021432 | 0.0021432 | 0.0021432 | 0.0021432 | 0.0021432 | 0.0021432 | 0.0021432 | 0.0021432 | 0.0021432 | 0.0021432 | 0.0021432 | 0.0021432 | 0.0021432 | 0.0021432 | 0.0021432 | 0.0021432 | 0.0021432 | 0.0021432 | 0.0021432 | 0.0021432 | 0.0021432 | 0.0021432 | 0.0021432
F3_Commercial_Miscellaneous_Existing_Miscellaneous_Natural Gas_Miscellaneous_E2 | F3 | Commercial | Miscellaneous | Existing | Miscellaneous | Natural Gas | Miscellaneous | E2 | System - kBTUs of Consumption | 0 | 0 | 0 | 0 | 0 | 0 | 0 | 0 | 0 | 0 | 0 | 0 | 0 | 0 | 0 | 0 | 0 | 0 | 0 | 0 | 0 | 0 | 0 | 0 | 0 | 0 | 0 | 0 | 0 | 0 | 0 | 0 | 0
F3_Commercial_Miscellaneous_Existing_Miscellaneous_Natural Gas_Miscellaneous_E3 | F3 | Commercial | Miscellaneous | Existing | Miscellaneous | Natural Gas | Miscellaneous | E3 | System - kBTUs of Consumption | 0 | 0 | 0 | 0 | 0 | 0 | 0 | 0 | 0 | 0 | 0 | 0 | 0 | 0 | 0 | 0 | 0 | 0 | 0 | 0 | 0 | 0 | 0 | 0 | 0 | 0 | 0 | 0 | 0 | 0 | 0 | 0 | 0
F3_Commercial_Miscellaneous_Existing_Miscellaneous_Natural Gas_Miscellaneous_E4 | F3 | Commercial | Miscellaneous | Existing | Miscellaneous | Natural Gas | Miscellaneous | E4 | System - kBTUs of Consumption | 0 | 0 | 0 | 0 | 0 | 0 | 0 | 0 | 0 | 0 | 0 | 0 | 0 | 0 | 0 | 0 | 0 | 0 | 0 | 0 | 0 | 0 | 0 | 0 | 0 | 0 | 0 | 0 | 0 | 0 | 0 | 0 | 0
F3_Commercial_Miscellaneous_Existing_Miscellaneous_Natural Gas_Miscellaneous_E5 | F3 | Commercial | Miscellaneous | Existing | Miscellaneous | Natural Gas | Miscellaneous | E5 | System - kBTUs of Consumption | 0 | 0 | 0 | 0 | 0 | 0 | 0 | 0 | 0 | 0 | 0 | 0 | 0 | 0 | 0 | 0 | 0 | 0 | 0 | 0 | 0 | 0 | 0 | 0 | 0 | 0 | 0 | 0 | 0 | 0 | 0 | 0 | 0
F3_Commercial_Miscellaneous_Existing_Miscellaneous_Natural Gas_Miscellaneous_E6 | F3 | Commercial | Miscellaneous | Existing | Miscellaneous | Natural Gas | Miscellaneous | E6 | System - kBTUs of Consumption | 0 | 0 | 0 | 0 | 0 | 0 | 0 | 0 | 0 | 0 | 0 | 0 | 0 | 0 | 0 | 0 | 0 | 0 | 0 | 0 | 0 | 0 | 0 | 0 | 0 | 0 | 0 | 0 | 0 | 0 | 0 | 0 | 0
F3_Commercial_Miscellaneous_Existing_Miscellaneous_Natural Gas_Miscellaneous_E7 | F3 | Commercial | Miscellaneous | Existing | Miscellaneous | Natural Gas | Miscellaneous | E7 | System - kBTUs of Consumption | 0 | 0 | 0 | 0 | 0 | 0 | 0 | 0 | 0 | 0 | 0 | 0 | 0 | 0 | 0 | 0 | 0 | 0 | 0 | 0 | 0 | 0 | 0 | 0 | 0 | 0 | 0 | 0 | 0 | 0 | 0 | 0 | 0
F3_Commercial_Miscellaneous_Existing_Miscellaneous_Natural Gas_Miscellaneous_E8 | F3 | Commercial | Miscellaneous | Existing | Miscellaneous | Natural Gas | Miscellaneous | E8 | System - kBTUs of Consumption | 0 | 0 | 0 | 0 | 0 | 0 | 0 | 0 | 0 | 0 | 0 | 0 | 0 | 0 | 0 | 0 | 0 | 0 | 0 | 0 | 0 | 0 | 0 | 0 | 0 | 0 | 0 | 0 | 0 | 0 | 0 | 0 | 0
F3_Commercial_Miscellaneous_Existing_Miscellaneous_Natural Gas_Miscellaneous_E9 | F3 | Commercial | Miscellaneous | Existing | Miscellaneous | Natural Gas | Miscellaneous | E9 | System - kBTUs of Consumption | 0 | 0 | 0 | 0 | 0 | 0 | 0 | 0 | 0 | 0 | 0 | 0 | 0 | 0 | 0 | 0 | 0 | 0 | 0 | 0 | 0 | 0 | 0 | 0 | 0 | 0 | 0 | 0 | 0 | 0 | 0 | 0 | 0
F3_Commercial_Miscellaneous_Existing_Miscellaneous_Natural Gas_Miscellaneous_E10 | F3 | Commercial | Miscellaneous | Existing | Miscellaneous | Natural Gas | Miscellaneous | E10 | System - kBTUs of Consumption | 0 | 0 | 0 | 0 | 0 | 0 | 0 | 0 | 0 | 0 | 0 | 0 | 0 | 0 | 0 | 0 | 0 | 0 | 0 | 0 | 0 | 0 | 0 | 0 | 0 | 0 | 0 | 0 | 0 | 0 | 0 | 0 | 0
F4_Commercial_Miscellaneous_Existing_Miscellaneous_Natural Gas_Miscellaneous_E1 | F4 | Commercial | Miscellaneous | Existing | Miscellaneous | Natural Gas | Miscellaneous | E1 | Utility - Cost of Equipment | 0 | 0 | 0 | 0 | 0 | 0 | 0 | 0 | 0 | 0 | 0 | 0 | 0 | 0 | 0 | 0 | 0 | 0 | 0 | 0 | 0 | 0 | 0 | 0 | 0 | 0 | 0 | 0 | 0 | 0 | 0 | 0 | 0
F4_Commercial_Miscellaneous_Existing_Miscellaneous_Natural Gas_Miscellaneous_E2 | F4 | Commercial | Miscellaneous | Existing | Miscellaneous | Natural Gas | Miscellaneous | E2 | Utility - Cost of Equipment | 0 | 0 | 0 | 0 | 0 | 0 | 0 | 0 | 0 | 0 | 0 | 0 | 0 | 0 | 0 | 0 | 0 | 0 | 0 | 0 | 0 | 0 | 0 | 0 | 0 | 0 | 0 | 0 | 0 | 0 | 0 | 0 | 0
F4_Commercial_Miscellaneous_Existing_Miscellaneous_Natural Gas_Miscellaneous_E3 | F4 | Commercial | Miscellaneous | Existing | Miscellaneous | Natural Gas | Miscellaneous | E3 | Utility - Cost of Equipment | 0 | 0 | 0 | 0 | 0 | 0 | 0 | 0 | 0 | 0 | 0 | 0 | 0 | 0 | 0 | 0 | 0 | 0 | 0 | 0 | 0 | 0 | 0 | 0 | 0 | 0 | 0 | 0 | 0 | 0 | 0 | 0 | 0
F4_Commercial_Miscellaneous_Existing_Miscellaneous_Natural Gas_Miscellaneous_E4 | F4 | Commercial | Miscellaneous | Existing | Miscellaneous | Natural Gas | Miscellaneous | E4 | Utility - Cost of Equipment | 0 | 0 | 0 | 0 | 0 | 0 | 0 | 0 | 0 | 0 | 0 | 0 | 0 | 0 | 0 | 0 | 0 | 0 | 0 | 0 | 0 | 0 | 0 | 0 | 0 | 0 | 0 | 0 | 0 | 0 | 0 | 0 | 0
F4_Commercial_Miscellaneous_Existing_Miscellaneous_Natural Gas_Miscellaneous_E5 | F4 | Commercial | Miscellaneous | Existing | Miscellaneous | Natural Gas | Miscellaneous | E5 | Utility - Cost of Equipment | 0 | 0 | 0 | 0 | 0 | 0 | 0 | 0 | 0 | 0 | 0 | 0 | 0 | 0 | 0 | 0 | 0 | 0 | 0 | 0 | 0 | 0 | 0 | 0 | 0 | 0 | 0 | 0 | 0 | 0 | 0 | 0 | 0
F4_Commercial_Miscellaneous_Existing_Miscellaneous_Natural Gas_Miscellaneous_E6 | F4 | Commercial | Miscellaneous | Existing | Miscellaneous | Natural Gas | Miscellaneous | E6 | Utility - Cost of Equipment | 0 | 0 | 0 | 0 | 0 | 0 | 0 | 0 | 0 | 0 | 0 | 0 | 0 | 0 | 0 | 0 | 0 | 0 | 0 | 0 | 0 | 0 | 0 | 0 | 0 | 0 | 0 | 0 | 0 | 0 | 0 | 0 | 0
F4_Commercial_Miscellaneous_Existing_Miscellaneous_Natural Gas_Miscellaneous_E7 | F4 | Commercial | Miscellaneous | Existing | Miscellaneous | Natural Gas | Miscellaneous | E7 | Utility - Cost of Equipment | 0 | 0 | 0 | 0 | 0 | 0 | 0 | 0 | 0 | 0 | 0 | 0 | 0 | 0 | 0 | 0 | 0 | 0 | 0 | 0 | 0 | 0 | 0 | 0 | 0 | 0 | 0 | 0 | 0 | 0 | 0 | 0 | 0
F4_Commercial_Miscellaneous_Existing_Miscellaneous_Natural Gas_Miscellaneous_E8 | F4 | Commercial | Miscellaneous | Existing | Miscellaneous | Natural Gas | Miscellaneous | E8 | Utility - Cost of Equipment | 0 | 0 | 0 | 0 | 0 | 0 | 0 | 0 | 0 | 0 | 0 | 0 | 0 | 0 | 0 | 0 | 0 | 0 | 0 | 0 | 0 | 0 | 0 | 0 | 0 | 0 | 0 | 0 | 0 | 0 | 0 | 0 | 0
F4_Commercial_Miscellaneous_Existing_Miscellaneous_Natural Gas_Miscellaneous_E9 | F4 | Commercial | Miscellaneous | Existing | Miscellaneous | Natural Gas | Miscellaneous | E9 | Utility - Cost of Equipment | 0 | 0 | 0 | 0 | 0 | 0 | 0 | 0 | 0 | 0 | 0 | 0 | 0 | 0 | 0 | 0 | 0 | 0 | 0 | 0 | 0 | 0 | 0 | 0 | 0 | 0 | 0 | 0 | 0 | 0 | 0 | 0 | 0
F4_Commercial_Miscellaneous_Existing_Miscellaneous_Natural Gas_Miscellaneous_E10 | F4 | Commercial | Miscellaneous | Existing | Miscellaneous | Natural Gas | Miscellaneous | E10 | Utility - Cost of Equipment | 0 | 0 | 0 | 0 | 0 | 0 | 0 | 0 | 0 | 0 | 0 | 0 | 0 | 0 | 0 | 0 | 0 | 0 | 0 | 0 | 0 | 0 | 0 | 0 | 0 | 0 | 0 | 0 | 0 | 0 | 0 | 0 | 0
F5_Commercial_Miscellaneous_Existing_Miscellaneous_Natural Gas_Miscellaneous_E1 | F5 | Commercial | Miscellaneous | Existing | Miscellaneous | Natural Gas | Miscellaneous | E1 | Utility - Cost of Operation | 0.0021432 | 0.0021432 | 0.0021432 | 0.0021432 | 0.0021432 | 0.0021432 | 0.0021432 | 0.0021432 | 0.0021432 | 0.0021432 | 0.0021432 | 0.0021432 | 0.0021432 | 0.0021432 | 0.0021432 | 0.0021432 | 0.0021432 | 0.0021432 | 0.0021432 | 0.0021432 | 0.0021432 | 0.0021432 | 0.0021432 | 0.0021432 | 0.0021432 | 0.0021432 | 0.0021432 | 0.0021432 | 0.0021432 | 0.0021432 | 0.0021432 | 0.0021432 | 0.0021432
F5_Commercial_Miscellaneous_Existing_Miscellaneous_Natural Gas_Miscellaneous_E2 | F5 | Commercial | Miscellaneous | Existing | Miscellaneous | Natural Gas | Miscellaneous | E2 | Utility - Cost of Operation | 0 | 0 | 0 | 0 | 0 | 0 | 0 | 0 | 0 | 0 | 0 | 0 | 0 | 0 | 0 | 0 | 0 | 0 | 0 | 0 | 0 | 0 | 0 | 0 | 0 | 0 | 0 | 0 | 0 | 0 | 0 | 0 | 0
F5_Commercial_Miscellaneous_Existing_Miscellaneous_Natural Gas_Miscellaneous_E3 | F5 | Commercial | Miscellaneous | Existing | Miscellaneous | Natural Gas | Miscellaneous | E3 | Utility - Cost of Operation | 0 | 0 | 0 | 0 | 0 | 0 | 0 | 0 | 0 | 0 | 0 | 0 | 0 | 0 | 0 | 0 | 0 | 0 | 0 | 0 | 0 | 0 | 0 | 0 | 0 | 0 | 0 | 0 | 0 | 0 | 0 | 0 | 0
F5_Commercial_Miscellaneous_Existing_Miscellaneous_Natural Gas_Miscellaneous_E4 | F5 | Commercial | Miscellaneous | Existing | Miscellaneous | Natural Gas | Miscellaneous | E4 | Utility - Cost of Operation | 0 | 0 | 0 | 0 | 0 | 0 | 0 | 0 | 0 | 0 | 0 | 0 | 0 | 0 | 0 | 0 | 0 | 0 | 0 | 0 | 0 | 0 | 0 | 0 | 0 | 0 | 0 | 0 | 0 | 0 | 0 | 0 | 0
F5_Commercial_Miscellaneous_Existing_Miscellaneous_Natural Gas_Miscellaneous_E5 | F5 | Commercial | Miscellaneous | Existing | Miscellaneous | Natural Gas | Miscellaneous | E5 | Utility - Cost of Operation | 0 | 0 | 0 | 0 | 0 | 0 | 0 | 0 | 0 | 0 | 0 | 0 | 0 | 0 | 0 | 0 | 0 | 0 | 0 | 0 | 0 | 0 | 0 | 0 | 0 | 0 | 0 | 0 | 0 | 0 | 0 | 0 | 0
F5_Commercial_Miscellaneous_Existing_Miscellaneous_Natural Gas_Miscellaneous_E6 | F5 | Commercial | Miscellaneous | Existing | Miscellaneous | Natural Gas | Miscellaneous | E6 | Utility - Cost of Operation | 0 | 0 | 0 | 0 | 0 | 0 | 0 | 0 | 0 | 0 | 0 | 0 | 0 | 0 | 0 | 0 | 0 | 0 | 0 | 0 | 0 | 0 | 0 | 0 | 0 | 0 | 0 | 0 | 0 | 0 | 0 | 0 | 0
F5_Commercial_Miscellaneous_Existing_Miscellaneous_Natural Gas_Miscellaneous_E7 | F5 | Commercial | Miscellaneous | Existing | Miscellaneous | Natural Gas | Miscellaneous | E7 | Utility - Cost of Operation | 0 | 0 | 0 | 0 | 0 | 0 | 0 | 0 | 0 | 0 | 0 | 0 | 0 | 0 | 0 | 0 | 0 | 0 | 0 | 0 | 0 | 0 | 0 | 0 | 0 | 0 | 0 | 0 | 0 | 0 | 0 | 0 | 0
F5_Commercial_Miscellaneous_Existing_Miscellaneous_Natural Gas_Miscellaneous_E8 | F5 | Commercial | Miscellaneous | Existing | Miscellaneous | Natural Gas | Miscellaneous | E8 | Utility - Cost of Operation | 0 | 0 | 0 | 0 | 0 | 0 | 0 | 0 | 0 | 0 | 0 | 0 | 0 | 0 | 0 | 0 | 0 | 0 | 0 | 0 | 0 | 0 | 0 | 0 | 0 | 0 | 0 | 0 | 0 | 0 | 0 | 0 | 0
F5_Commercial_Miscellaneous_Existing_Miscellaneous_Natural Gas_Miscellaneous_E9 | F5 | Commercial | Miscellaneous | Existing | Miscellaneous | Natural Gas | Miscellaneous | E9 | Utility - Cost of Operation | 0 | 0 | 0 | 0 | 0 | 0 | 0 | 0 | 0 | 0 | 0 | 0 | 0 | 0 | 0 | 0 | 0 | 0 | 0 | 0 | 0 | 0 | 0 | 0 | 0 | 0 | 0 | 0 | 0 | 0 | 0 | 0 | 0
F5_Commercial_Miscellaneous_Existing_Miscellaneous_Natural Gas_Miscellaneous_E10 | F5 | Commercial | Miscellaneous | Existing | Miscellaneous | Natural Gas | Miscellaneous | E10 | Utility - Cost of Operation | 0 | 0 | 0 | 0 | 0 | 0 | 0 | 0 | 0 | 0 | 0 | 0 | 0 | 0 | 0 | 0 | 0 | 0 | 0 | 0 | 0 | 0 | 0 | 0 | 0 | 0 | 0 | 0 | 0 | 0 | 0 | 0 | 0
F6_Commercial_Miscellaneous_Existing_Miscellaneous_Natural Gas_Miscellaneous_E1 | F6 | Commercial | Miscellaneous | Existing | Miscellaneous | Natural Gas | Miscellaneous | E1 | Utility - Value of Sales | 0.0093095 | 0.0094161 | 0.0095793 | 0.0095435 | 0.0095435 | 0.0095435 | 0.0095435 | 0.0095435 | 0.0095435 | 0.0095435 | 0.0095435 | 0.0095435 | 0.0095435 | 0.0095435 | 0.0095435 | 0.0095435 | 0.0095435 | 0.0095435 | 0.0095435 | 0.0095435 | 0.0095435 | 0.0095435 | 0.0095435 | 0.0095435 | 0.0095435 | 0.0095435 | 0.0095435 | 0.0095435 | 0.0095435 | 0.0095435 | 0.0095435 | 0.0095435 | 0.0095435
F6_Commercial_Miscellaneous_Existing_Miscellaneous_Natural Gas_Miscellaneous_E2 | F6 | Commercial | Miscellaneous | Existing | Miscellaneous | Natural Gas | Miscellaneous | E2 | Utility - Value of Sales | 0 | 0 | 0 | 0 | 0 | 0 | 0 | 0 | 0 | 0 | 0 | 0 | 0 | 0 | 0 | 0 | 0 | 0 | 0 | 0 | 0 | 0 | 0 | 0 | 0 | 0 | 0 | 0 | 0 | 0 | 0 | 0 | 0
F6_Commercial_Miscellaneous_Existing_Miscellaneous_Natural Gas_Miscellaneous_E3 | F6 | Commercial | Miscellaneous | Existing | Miscellaneous | Natural Gas | Miscellaneous | E3 | Utility - Value of Sales | 0 | 0 | 0 | 0 | 0 | 0 | 0 | 0 | 0 | 0 | 0 | 0 | 0 | 0 | 0 | 0 | 0 | 0 | 0 | 0 | 0 | 0 | 0 | 0 | 0 | 0 | 0 | 0 | 0 | 0 | 0 | 0 | 0
F6_Commercial_Miscellaneous_Existing_Miscellaneous_Natural Gas_Miscellaneous_E4 | F6 | Commercial | Miscellaneous | Existing | Miscellaneous | Natural Gas | Miscellaneous | E4 | Utility - Value of Sales | 0 | 0 | 0 | 0 | 0 | 0 | 0 | 0 | 0 | 0 | 0 | 0 | 0 | 0 | 0 | 0 | 0 | 0 | 0 | 0 | 0 | 0 | 0 | 0 | 0 | 0 | 0 | 0 | 0 | 0 | 0 | 0 | 0
F6_Commercial_Miscellaneous_Existing_Miscellaneous_Natural Gas_Miscellaneous_E5 | F6 | Commercial | Miscellaneous | Existing | Miscellaneous | Natural Gas | Miscellaneous | E5 | Utility - Value of Sales | 0 | 0 | 0 | 0 | 0 | 0 | 0 | 0 | 0 | 0 | 0 | 0 | 0 | 0 | 0 | 0 | 0 | 0 | 0 | 0 | 0 | 0 | 0 | 0 | 0 | 0 | 0 | 0 | 0 | 0 | 0 | 0 | 0
F6_Commercial_Miscellaneous_Existing_Miscellaneous_Natural Gas_Miscellaneous_E6 | F6 | Commercial | Miscellaneous | Existing | Miscellaneous | Natural Gas | Miscellaneous | E6 | Utility - Value of Sales | 0 | 0 | 0 | 0 | 0 | 0 | 0 | 0 | 0 | 0 | 0 | 0 | 0 | 0 | 0 | 0 | 0 | 0 | 0 | 0 | 0 | 0 | 0 | 0 | 0 | 0 | 0 | 0 | 0 | 0 | 0 | 0 | 0
F6_Commercial_Miscellaneous_Existing_Miscellaneous_Natural Gas_Miscellaneous_E7 | F6 | Commercial | Miscellaneous | Existing | Miscellaneous | Natural Gas | Miscellaneous | E7 | Utility - Value of Sales | 0 | 0 | 0 | 0 | 0 | 0 | 0 | 0 | 0 | 0 | 0 | 0 | 0 | 0 | 0 | 0 | 0 | 0 | 0 | 0 | 0 | 0 | 0 | 0 | 0 | 0 | 0 | 0 | 0 | 0 | 0 | 0 | 0
F6_Commercial_Miscellaneous_Existing_Miscellaneous_Natural Gas_Miscellaneous_E8 | F6 | Commercial | Miscellaneous | Existing | Miscellaneous | Natural Gas | Miscellaneous | E8 | Utility - Value of Sales | 0 | 0 | 0 | 0 | 0 | 0 | 0 | 0 | 0 | 0 | 0 | 0 | 0 | 0 | 0 | 0 | 0 | 0 | 0 | 0 | 0 | 0 | 0 | 0 | 0 | 0 | 0 | 0 | 0 | 0 | 0 | 0 | 0
F6_Commercial_Miscellaneous_Existing_Miscellaneous_Natural Gas_Miscellaneous_E9 | F6 | Commercial | Miscellaneous | Existing | Miscellaneous | Natural Gas | Miscellaneous | E9 | Utility - Value of Sales | 0 | 0 | 0 | 0 | 0 | 0 | 0 | 0 | 0 | 0 | 0 | 0 | 0 | 0 | 0 | 0 | 0 | 0 | 0 | 0 | 0 | 0 | 0 | 0 | 0 | 0 | 0 | 0 | 0 | 0 | 0 | 0 | 0
F6_Commercial_Miscellaneous_Existing_Miscellaneous_Natural Gas_Miscellaneous_E10 | F6 | Commercial | Miscellaneous | Existing | Miscellaneous | Natural Gas | Miscellaneous | E10 | Utility - Value of Sales | 0 | 0 | 0 | 0 | 0 | 0 | 0 | 0 | 0 | 0 | 0 | 0 | 0 | 0 | 0 | 0 | 0 | 0 | 0 | 0 | 0 | 0 | 0 | 0 | 0 | 0 | 0 | 0 | 0 | 0 | 0 | 0 | 0
F1_Commercial_Miscellaneous_New_Space Heating_Natural Gas_Furnace_E1 | F1 | Commercial | Miscellaneous | New | Space Heating | Natural Gas | Furnace | E1 | RVT - Cost of Equipment | 0.14402 | 0.14396 | 0.14422 | 0.14354 | 0.14307 | 0 | 0 | 0 | 0 | 0 | 0 | 0 | 0 | 0 | 0 | 0 | 0 | 0 | 0 | 0 | 0 | 0 | 0 | 0 | 0 | 0 | 0 | 0 | 0 | 0 | 0 | 0 | 0
F1_Commercial_Miscellaneous_New_Space Heating_Natural Gas_Furnace_E2 | F1 | Commercial | Miscellaneous | New | Space Heating | Natural Gas | Furnace | E2 | RVT - Cost of Equipment | 0.14224 | 0.14218 | 0.14244 | 0.14177 | 0.1413 | 0 | 0 | 0 | 0 | 0 | 0 | 0 | 0 | 0 | 0 | 0 | 0 | 0 | 0 | 0 | 0 | 0 | 0 | 0 | 0 | 0 | 0 | 0 | 0 | 0 | 0 | 0 | 0
F1_Commercial_Miscellaneous_New_Space Heating_Natural Gas_Furnace_E3 | F1 | Commercial | Miscellaneous | New | Space Heating | Natural Gas | Furnace | E3 | RVT - Cost of Equipment | 0.12945 | 0.1294 | 0.12964 | 0.12902 | 0.1286 | 0.12847 | 0.1286 | 0.12866 | 0.12881 | 0.12894 | 0.12904 | 0.12912 | 0.12923 | 0.12934 | 0.12943 | 0.12953 | 0.12962 | 0.12974 | 0.12985 | 0.13 | 0.13012 | 0.13026 | 0.13037 | 0.1305 | 0.1306 | 0.13069 | 0.13078 | 0.13088 | 0.13094 | 0.13101 | 0.13105 | 0.1311 | 0.1311
F1_Commercial_Miscellaneous_New_Space Heating_Natural Gas_Furnace_E4 | F1 | Commercial | Miscellaneous | New | Space Heating | Natural Gas | Furnace | E4 | RVT - Cost of Equipment | 0.12001 | 0.11997 | 0.12019 | 0.11962 | 0.11922 | 0.1191 | 0.11922 | 0.11928 | 0.11942 | 0.11954 | 0.11963 | 0.11971 | 0.1198 | 0.11991 | 0.11999 | 0.12008 | 0.12017 | 0.12028 | 0.12038 | 0.12052 | 0.12063 | 0.12076 | 0.12086 | 0.12098 | 0.12108 | 0.12116 | 0.12125 | 0.12133 | 0.12139 | 0.12146 | 0.12149 | 0.12154 | 0.12154
F1_Commercial_Miscellaneous_New_Space Heating_Natural Gas_Furnace_E5 | F1 | Commercial | Miscellaneous | New | Space Heating | Natural Gas | Furnace | E5 | RVT - Cost of Equipment | 0 | 0 | 0 | 0 | 0 | 0 | 0 | 0.088085 | 0.088188 | 0.088272 | 0.088345 | 0.0884 | 0.088471 | 0.08855 | 0.088611 | 0.088675 | 0.088739 | 0.088821 | 0.088898 | 0.088997 | 0.089083 | 0.089175 | 0.089251 | 0.089341 | 0.089411 | 0.089475 | 0.089535 | 0.089601 | 0.089643 | 0.089691 | 0.089718 | 0.089754 | 0.089754
F1_Commercial_Miscellaneous_New_Space Heating_Natural Gas_Furnace_E6 | F1 | Commercial | Miscellaneous | New | Space Heating | Natural Gas | Furnace | E6 | RVT - Cost of Equipment | 0 | 0 | 0 | 0 | 0 | 0 | 0 | 0 | 0 | 0 | 0 | 0 | 0 | 0 | 0 | 0 | 0 | 0 | 0 | 0 | 0 | 0 | 0 | 0 | 0 | 0 | 0 | 0 | 0 | 0 | 0 | 0 | 0
F1_Commercial_Miscellaneous_New_Space Heating_Natural Gas_Furnace_E7 | F1 | Commercial | Miscellaneous | New | Space Heating | Natural Gas | Furnace | E7 | RVT - Cost of Equipment | 0 | 0 | 0 | 0 | 0 | 0 | 0 | 0 | 0 | 0 | 0 | 0 | 0 | 0 | 0 | 0 | 0 | 0 | 0 | 0 | 0 | 0 | 0 | 0 | 0 | 0 | 0 | 0 | 0 | 0 | 0 | 0 | 0
F1_Commercial_Miscellaneous_New_Space Heating_Natural Gas_Furnace_E8 | F1 | Commercial | Miscellaneous | New | Space Heating | Natural Gas | Furnace | E8 | RVT - Cost of Equipment | 0 | 0 | 0 | 0 | 0 | 0 | 0 | 0 | 0 | 0 | 0 | 0 | 0 | 0 | 0 | 0 | 0 | 0 | 0 | 0 | 0 | 0 | 0 | 0 | 0 | 0 | 0 | 0 | 0 | 0 | 0 | 0 | 0
F1_Commercial_Miscellaneous_New_Space Heating_Natural Gas_Furnace_E9 | F1 | Commercial | Miscellaneous | New | Space Heating | Natural Gas | Furnace | E9 | RVT - Cost of Equipment | 0 | 0 | 0 | 0 | 0 | 0 | 0 | 0 | 0 | 0 | 0 | 0 | 0 | 0 | 0 | 0 | 0 | 0 | 0 | 0 | 0 | 0 | 0 | 0 | 0 | 0 | 0 | 0 | 0 | 0 | 0 | 0 | 0
F1_Commercial_Miscellaneous_New_Space Heating_Natural Gas_Furnace_E10 | F1 | Commercial | Miscellaneous | New | Space Heating | Natural Gas | Furnace | E10 | RVT - Cost of Equipment | 0 | 0 | 0 | 0 | 0 | 0 | 0 | 0 | 0 | 0 | 0 | 0 | 0 | 0 | 0 | 0 | 0 | 0 | 0 | 0 | 0 | 0 | 0 | 0 | 0 | 0 | 0 | 0 | 0 | 0 | 0 | 0 | 0
F2_Commercial_Miscellaneous_New_Space Heating_Natural Gas_Furnace_E1 | F2 | Commercial | Miscellaneous | New | Space Heating | Natural Gas | Furnace | E1 | RVT - Cost of Operation | 0.17254 | 0.17248 | 0.17279 | 0.17197 | 0.17141 | 0 | 0 | 0 | 0 | 0 | 0 | 0 | 0 | 0 | 0 | 0 | 0 | 0 | 0 | 0 | 0 | 0 | 0 | 0 | 0 | 0 | 0 | 0 | 0 | 0 | 0 | 0 | 0
F2_Commercial_Miscellaneous_New_Space Heating_Natural Gas_Furnace_E2 | F2 | Commercial | Miscellaneous | New | Space Heating | Natural Gas | Furnace | E2 | RVT - Cost of Operation | 0.17041 | 0.17035 | 0.17066 | 0.16985 | 0.16929 | 0 | 0 | 0 | 0 | 0 | 0 | 0 | 0 | 0 | 0 | 0 | 0 | 0 | 0 | 0 | 0 | 0 | 0 | 0 | 0 | 0 | 0 | 0 | 0 | 0 | 0 | 0 | 0
F2_Commercial_Miscellaneous_New_Space Heating_Natural Gas_Furnace_E3 | F2 | Commercial | Miscellaneous | New | Space Heating | Natural Gas | Furnace | E3 | RVT - Cost of Operation | 0.15509 | 0.15503 | 0.15532 | 0.15458 | 0.15407 | 0.15391 | 0.15407 | 0.15415 | 0.15433 | 0.15447 | 0.1546 | 0.1547 | 0.15482 | 0.15496 | 0.15507 | 0.15518 | 0.15529 | 0.15543 | 0.15557 | 0.15574 | 0.15589 | 0.15605 | 0.15619 | 0.15635 | 0.15647 | 0.15658 | 0.15668 | 0.1568 | 0.15687 | 0.15696 | 0.157 | 0.15707 | 0.15707
F2_Commercial_Miscellaneous_New_Space Heating_Natural Gas_Furnace_E4 | F2 | Commercial | Miscellaneous | New | Space Heating | Natural Gas | Furnace | E4 | RVT - Cost of Operation | 0.14379 | 0.14373 | 0.14399 | 0.14331 | 0.14284 | 0.14269 | 0.14283 | 0.14291 | 0.14307 | 0.14321 | 0.14333 | 0.14342 | 0.14353 | 0.14366 | 0.14376 | 0.14387 | 0.14397 | 0.1441 | 0.14423 | 0.14439 | 0.14453 | 0.14468 | 0.1448 | 0.14495 | 0.14506 | 0.14516 | 0.14526 | 0.14537 | 0.14544 | 0.14551 | 0.14556 | 0.14561 | 0.14561
F2_Commercial_Miscellaneous_New_Space Heating_Natural Gas_Furnace_E5 | F2 | Commercial | Miscellaneous | New | Space Heating | Natural Gas | Furnace | E5 | RVT - Cost of Operation | 0 | 0 | 0 | 0 | 0 | 0 | 0 | 0.10553 | 0.10565 | 0.10576 | 0.10584 | 0.10591 | 0.10599 | 0.10609 | 0.10616 | 0.10624 | 0.10631 | 0.10641 | 0.10651 | 0.10662 | 0.10673 | 0.10684 | 0.10693 | 0.10704 | 0.10712 | 0.1072 | 0.10727 | 0.10735 | 0.1074 | 0.10746 | 0.10749 | 0.10753 | 0.10753
F2_Commercial_Miscellaneous_New_Space Heating_Natural Gas_Furnace_E6 | F2 | Commercial | Miscellaneous | New | Space Heating | Natural Gas | Furnace | E6 | RVT - Cost of Operation | 0 | 0 | 0 | 0 | 0 | 0 | 0 | 0 | 0 | 0 | 0 | 0 | 0 | 0 | 0 | 0 | 0 | 0 | 0 | 0 | 0 | 0 | 0 | 0 | 0 | 0 | 0 | 0 | 0 | 0 | 0 | 0 | 0
F2_Commercial_Miscellaneous_New_Space Heating_Natural Gas_Furnace_E7 | F2 | Commercial | Miscellaneous | New | Space Heating | Natural Gas | Furnace | E7 | RVT - Cost of Operation | 0 | 0 | 0 | 0 | 0 | 0 | 0 | 0 | 0 | 0 | 0 | 0 | 0 | 0 | 0 | 0 | 0 | 0 | 0 | 0 | 0 | 0 | 0 | 0 | 0 | 0 | 0 | 0 | 0 | 0 | 0 | 0 | 0
F2_Commercial_Miscellaneous_New_Space Heating_Natural Gas_Furnace_E8 | F2 | Commercial | Miscellaneous | New | Space Heating | Natural Gas | Furnace | E8 | RVT - Cost of Operation | 0 | 0 | 0 | 0 | 0 | 0 | 0 | 0 | 0 | 0 | 0 | 0 | 0 | 0 | 0 | 0 | 0 | 0 | 0 | 0 | 0 | 0 | 0 | 0 | 0 | 0 | 0 | 0 | 0 | 0 | 0 | 0 | 0
F2_Commercial_Miscellaneous_New_Space Heating_Natural Gas_Furnace_E9 | F2 | Commercial | Miscellaneous | New | Space Heating | Natural Gas | Furnace | E9 | RVT - Cost of Operation | 0 | 0 | 0 | 0 | 0 | 0 | 0 | 0 | 0 | 0 | 0 | 0 | 0 | 0 | 0 | 0 | 0 | 0 | 0 | 0 | 0 | 0 | 0 | 0 | 0 | 0 | 0 | 0 | 0 | 0 | 0 | 0 | 0
F2_Commercial_Miscellaneous_New_Space Heating_Natural Gas_Furnace_E10 | F2 | Commercial | Miscellaneous | New | Space Heating | Natural Gas | Furnace | E10 | RVT - Cost of Operation | 0 | 0 | 0 | 0 | 0 | 0 | 0 | 0 | 0 | 0 | 0 | 0 | 0 | 0 | 0 | 0 | 0 | 0 | 0 | 0 | 0 | 0 | 0 | 0 | 0 | 0 | 0 | 0 | 0 | 0 | 0 | 0 | 0
F3_Commercial_Miscellaneous_New_Space Heating_Natural Gas_Furnace_E1 | F3 | Commercial | Miscellaneous | New | Space Heating | Natural Gas | Furnace | E1 | System - kBTUs of Consumption | 0.093391 | 0.093391 | 0.093391 | 0.093391 | 0.093391 | 0 | 0 | 0 | 0 | 0 | 0 | 0 | 0 | 0 | 0 | 0 | 0 | 0 | 0 | 0 | 0 | 0 | 0 | 0 | 0 | 0 | 0 | 0 | 0 | 0 | 0 | 0 | 0
F3_Commercial_Miscellaneous_New_Space Heating_Natural Gas_Furnace_E2 | F3 | Commercial | Miscellaneous | New | Space Heating | Natural Gas | Furnace | E2 | System - kBTUs of Consumption | 0.094194 | 0.094194 | 0.094194 | 0.094194 | 0.094194 | 0 | 0 | 0 | 0 | 0 | 0 | 0 | 0 | 0 | 0 | 0 | 0 | 0 | 0 | 0 | 0 | 0 | 0 | 0 | 0 | 0 | 0 | 0 | 0 | 0 | 0 | 0 | 0
F3_Commercial_Miscellaneous_New_Space Heating_Natural Gas_Furnace_E3 | F3 | Commercial | Miscellaneous | New | Space Heating | Natural Gas | Furnace | E3 | System - kBTUs of Consumption | 0.109 | 0.109 | 0.109 | 0.109 | 0.109 | 0.109 | 0.109 | 0.109 | 0.109 | 0.109 | 0.109 | 0.109 | 0.109 | 0.109 | 0.109 | 0.109 | 0.109 | 0.109 | 0.109 | 0.109 | 0.109 | 0.109 | 0.109 | 0.109 | 0.109 | 0.109 | 0.109 | 0.109 | 0.109 | 0.109 | 0.109 | 0.109 | 0.109
F3_Commercial_Miscellaneous_New_Space Heating_Natural Gas_Furnace_E4 | F3 | Commercial | Miscellaneous | New | Space Heating | Natural Gas | Furnace | E4 | System - kBTUs of Consumption | 0.13395 | 0.13395 | 0.13395 | 0.13395 | 0.13395 | 0.13395 | 0.13395 | 0.13395 | 0.13395 | 0.13395 | 0.13395 | 0.13395 | 0.13395 | 0.13395 | 0.13395 | 0.13395 | 0.13395 | 0.13395 | 0.13395 | 0.13395 | 0.13395 | 0.13395 | 0.13395 | 0.13395 | 0.13395 | 0.13395 | 0.13395 | 0.13395 | 0.13395 | 0.13395 | 0.13395 | 0.13395 | 0.13395
F3_Commercial_Miscellaneous_New_Space Heating_Natural Gas_Furnace_E5 | F3 | Commercial | Miscellaneous | New | Space Heating | Natural Gas | Furnace | E5 | System - kBTUs of Consumption | 0 | 0 | 0 | 0 | 0 | 0 | 0 | 1.0679 | 1.0679 | 1.0679 | 1.0679 | 1.0679 | 1.0679 | 1.0679 | 1.0679 | 1.0679 | 1.0679 | 1.0679 | 1.0679 | 1.0679 | 1.0679 | 1.0679 | 1.0679 | 1.0679 | 1.0679 | 1.0679 | 1.0679 | 1.0679 | 1.0679 | 1.0679 | 1.0679 | 1.0679 | 1.0679
F3_Commercial_Miscellaneous_New_Space Heating_Natural Gas_Furnace_E6 | F3 | Commercial | Miscellaneous | New | Space Heating | Natural Gas | Furnace | E6 | System - kBTUs of Consumption | 0 | 0 | 0 | 0 | 0 | 0 | 0 | 0 | 0 | 0 | 0 | 0 | 0 | 0 | 0 | 0 | 0 | 0 | 0 | 0 | 0 | 0 | 0 | 0 | 0 | 0 | 0 | 0 | 0 | 0 | 0 | 0 | 0
F3_Commercial_Miscellaneous_New_Space Heating_Natural Gas_Furnace_E7 | F3 | Commercial | Miscellaneous | New | Space Heating | Natural Gas | Furnace | E7 | System - kBTUs of Consumption | 0 | 0 | 0 | 0 | 0 | 0 | 0 | 0 | 0 | 0 | 0 | 0 | 0 | 0 | 0 | 0 | 0 | 0 | 0 | 0 | 0 | 0 | 0 | 0 | 0 | 0 | 0 | 0 | 0 | 0 | 0 | 0 | 0
F3_Commercial_Miscellaneous_New_Space Heating_Natural Gas_Furnace_E8 | F3 | Commercial | Miscellaneous | New | Space Heating | Natural Gas | Furnace | E8 | System - kBTUs of Consumption | 0 | 0 | 0 | 0 | 0 | 0 | 0 | 0 | 0 | 0 | 0 | 0 | 0 | 0 | 0 | 0 | 0 | 0 | 0 | 0 | 0 | 0 | 0 | 0 | 0 | 0 | 0 | 0 | 0 | 0 | 0 | 0 | 0
F3_Commercial_Miscellaneous_New_Space Heating_Natural Gas_Furnace_E9 | F3 | Commercial | Miscellaneous | New | Space Heating | Natural Gas | Furnace | E9 | System - kBTUs of Consumption | 0 | 0 | 0 | 0 | 0 | 0 | 0 | 0 | 0 | 0 | 0 | 0 | 0 | 0 | 0 | 0 | 0 | 0 | 0 | 0 | 0 | 0 | 0 | 0 | 0 | 0 | 0 | 0 | 0 | 0 | 0 | 0 | 0
F3_Commercial_Miscellaneous_New_Space Heating_Natural Gas_Furnace_E10 | F3 | Commercial | Miscellaneous | New | Space Heating | Natural Gas | Furnace | E10 | System - kBTUs of Consumption | 0 | 0 | 0 | 0 | 0 | 0 | 0 | 0 | 0 | 0 | 0 | 0 | 0 | 0 | 0 | 0 | 0 | 0 | 0 | 0 | 0 | 0 | 0 | 0 | 0 | 0 | 0 | 0 | 0 | 0 | 0 | 0 | 0
F4_Commercial_Miscellaneous_New_Space Heating_Natural Gas_Furnace_E1 | F4 | Commercial | Miscellaneous | New | Space Heating | Natural Gas | Furnace | E1 | Utility - Cost of Equipment | 0.17254 | 0.17248 | 0.17279 | 0.17197 | 0.17141 | 0 | 0 | 0 | 0 | 0 | 0 | 0 | 0 | 0 | 0 | 0 | 0 | 0 | 0 | 0 | 0 | 0 | 0 | 0 | 0 | 0 | 0 | 0 | 0 | 0 | 0 | 0 | 0
F4_Commercial_Miscellaneous_New_Space Heating_Natural Gas_Furnace_E2 | F4 | Commercial | Miscellaneous | New | Space Heating | Natural Gas | Furnace | E2 | Utility - Cost of Equipment | 0.17041 | 0.17035 | 0.17066 | 0.16985 | 0.16929 | 0 | 0 | 0 | 0 | 0 | 0 | 0 | 0 | 0 | 0 | 0 | 0 | 0 | 0 | 0 | 0 | 0 | 0 | 0 | 0 | 0 | 0 | 0 | 0 | 0 | 0 | 0 | 0
F4_Commercial_Miscellaneous_New_Space Heating_Natural Gas_Furnace_E3 | F4 | Commercial | Miscellaneous | New | Space Heating | Natural Gas | Furnace | E3 | Utility - Cost of Equipment | 0.15509 | 0.15503 | 0.15532 | 0.15458 | 0.15407 | 0.15391 | 0.15407 | 0.15415 | 0.15433 | 0.15447 | 0.1546 | 0.1547 | 0.15482 | 0.15496 | 0.15507 | 0.15518 | 0.15529 | 0.15543 | 0.15557 | 0.15574 | 0.15589 | 0.15605 | 0.15619 | 0.15635 | 0.15647 | 0.15658 | 0.15668 | 0.1568 | 0.15687 | 0.15696 | 0.157 | 0.15707 | 0.15707
F4_Commercial_Miscellaneous_New_Space Heating_Natural Gas_Furnace_E4 | F4 | Commercial | Miscellaneous | New | Space Heating | Natural Gas | Furnace | E4 | Utility - Cost of Equipment | 0.14379 | 0.14373 | 0.14399 | 0.14331 | 0.14284 | 0.14269 | 0.14283 | 0.14291 | 0.14307 | 0.14321 | 0.14333 | 0.14342 | 0.14353 | 0.14366 | 0.14376 | 0.14387 | 0.14397 | 0.1441 | 0.14423 | 0.14439 | 0.14453 | 0.14468 | 0.1448 | 0.14495 | 0.14506 | 0.14516 | 0.14526 | 0.14537 | 0.14544 | 0.14551 | 0.14556 | 0.14561 | 0.14561
F4_Commercial_Miscellaneous_New_Space Heating_Natural Gas_Furnace_E5 | F4 | Commercial | Miscellaneous | New | Space Heating | Natural Gas | Furnace | E5 | Utility - Cost of Equipment | 0 | 0 | 0 | 0 | 0 | 0 | 0 | 0.10553 | 0.10565 | 0.10576 | 0.10584 | 0.10591 | 0.10599 | 0.10609 | 0.10616 | 0.10624 | 0.10631 | 0.10641 | 0.10651 | 0.10662 | 0.10673 | 0.10684 | 0.10693 | 0.10704 | 0.10712 | 0.1072 | 0.10727 | 0.10735 | 0.1074 | 0.10746 | 0.10749 | 0.10753 | 0.10753
F4_Commercial_Miscellaneous_New_Space Heating_Natural Gas_Furnace_E6 | F4 | Commercial | Miscellaneous | New | Space Heating | Natural Gas | Furnace | E6 | Utility - Cost of Equipment | 0 | 0 | 0 | 0 | 0 | 0 | 0 | 0 | 0 | 0 | 0 | 0 | 0 | 0 | 0 | 0 | 0 | 0 | 0 | 0 | 0 | 0 | 0 | 0 | 0 | 0 | 0 | 0 | 0 | 0 | 0 | 0 | 0
F4_Commercial_Miscellaneous_New_Space Heating_Natural Gas_Furnace_E7 | F4 | Commercial | Miscellaneous | New | Space Heating | Natural Gas | Furnace | E7 | Utility - Cost of Equipment | 0 | 0 | 0 | 0 | 0 | 0 | 0 | 0 | 0 | 0 | 0 | 0 | 0 | 0 | 0 | 0 | 0 | 0 | 0 | 0 | 0 | 0 | 0 | 0 | 0 | 0 | 0 | 0 | 0 | 0 | 0 | 0 | 0
F4_Commercial_Miscellaneous_New_Space Heating_Natural Gas_Furnace_E8 | F4 | Commercial | Miscellaneous | New | Space Heating | Natural Gas | Furnace | E8 | Utility - Cost of Equipment | 0 | 0 | 0 | 0 | 0 | 0 | 0 | 0 | 0 | 0 | 0 | 0 | 0 | 0 | 0 | 0 | 0 | 0 | 0 | 0 | 0 | 0 | 0 | 0 | 0 | 0 | 0 | 0 | 0 | 0 | 0 | 0 | 0
F4_Commercial_Miscellaneous_New_Space Heating_Natural Gas_Furnace_E9 | F4 | Commercial | Miscellaneous | New | Space Heating | Natural Gas | Furnace | E9 | Utility - Cost of Equipment | 0 | 0 | 0 | 0 | 0 | 0 | 0 | 0 | 0 | 0 | 0 | 0 | 0 | 0 | 0 | 0 | 0 | 0 | 0 | 0 | 0 | 0 | 0 | 0 | 0 | 0 | 0 | 0 | 0 | 0 | 0 | 0 | 0
F4_Commercial_Miscellaneous_New_Space Heating_Natural Gas_Furnace_E10 | F4 | Commercial | Miscellaneous | New | Space Heating | Natural Gas | Furnace | E10 | Utility - Cost of Equipment | 0 | 0 | 0 | 0 | 0 | 0 | 0 | 0 | 0 | 0 | 0 | 0 | 0 | 0 | 0 | 0 | 0 | 0 | 0 | 0 | 0 | 0 | 0 | 0 | 0 | 0 | 0 | 0 | 0 | 0 | 0 | 0 | 0
F5_Commercial_Miscellaneous_New_Space Heating_Natural Gas_Furnace_E1 | F5 | Commercial | Miscellaneous | New | Space Heating | Natural Gas | Furnace | E1 | Utility - Cost of Operation | 0.093391 | 0.093391 | 0.093391 | 0.093391 | 0.093391 | 0 | 0 | 0 | 0 | 0 | 0 | 0 | 0 | 0 | 0 | 0 | 0 | 0 | 0 | 0 | 0 | 0 | 0 | 0 | 0 | 0 | 0 | 0 | 0 | 0 | 0 | 0 | 0
F5_Commercial_Miscellaneous_New_Space Heating_Natural Gas_Furnace_E2 | F5 | Commercial | Miscellaneous | New | Space Heating | Natural Gas | Furnace | E2 | Utility - Cost of Operation | 0.094194 | 0.094194 | 0.094194 | 0.094194 | 0.094194 | 0 | 0 | 0 | 0 | 0 | 0 | 0 | 0 | 0 | 0 | 0 | 0 | 0 | 0 | 0 | 0 | 0 | 0 | 0 | 0 | 0 | 0 | 0 | 0 | 0 | 0 | 0 | 0
F5_Commercial_Miscellaneous_New_Space Heating_Natural Gas_Furnace_E3 | F5 | Commercial | Miscellaneous | New | Space Heating | Natural Gas | Furnace | E3 | Utility - Cost of Operation | 0.109 | 0.109 | 0.109 | 0.109 | 0.109 | 0.109 | 0.109 | 0.109 | 0.109 | 0.109 | 0.109 | 0.109 | 0.109 | 0.109 | 0.109 | 0.109 | 0.109 | 0.109 | 0.109 | 0.109 | 0.109 | 0.109 | 0.109 | 0.109 | 0.109 | 0.109 | 0.109 | 0.109 | 0.109 | 0.109 | 0.109 | 0.109 | 0.109
F5_Commercial_Miscellaneous_New_Space Heating_Natural Gas_Furnace_E4 | F5 | Commercial | Miscellaneous | New | Space Heating | Natural Gas | Furnace | E4 | Utility - Cost of Operation | 0.13395 | 0.13395 | 0.13395 | 0.13395 | 0.13395 | 0.13395 | 0.13395 | 0.13395 | 0.13395 | 0.13395 | 0.13395 | 0.13395 | 0.13395 | 0.13395 | 0.13395 | 0.13395 | 0.13395 | 0.13395 | 0.13395 | 0.13395 | 0.13395 | 0.13395 | 0.13395 | 0.13395 | 0.13395 | 0.13395 | 0.13395 | 0.13395 | 0.13395 | 0.13395 | 0.13395 | 0.13395 | 0.13395
F5_Commercial_Miscellaneous_New_Space Heating_Natural Gas_Furnace_E5 | F5 | Commercial | Miscellaneous | New | Space Heating | Natural Gas | Furnace | E5 | Utility - Cost of Operation | 0 | 0 | 0 | 0 | 0 | 0 | 0 | 1.0679 | 1.0679 | 1.0679 | 1.0679 | 1.0679 | 1.0679 | 1.0679 | 1.0679 | 1.0679 | 1.0679 | 1.0679 | 1.0679 | 1.0679 | 1.0679 | 1.0679 | 1.0679 | 1.0679 | 1.0679 | 1.0679 | 1.0679 | 1.0679 | 1.0679 | 1.0679 | 1.0679 | 1.0679 | 1.0679
F5_Commercial_Miscellaneous_New_Space Heating_Natural Gas_Furnace_E6 | F5 | Commercial | Miscellaneous | New | Space Heating | Natural Gas | Furnace | E6 | Utility - Cost of Operation | 0 | 0 | 0 | 0 | 0 | 0 | 0 | 0 | 0 | 0 | 0 | 0 | 0 | 0 | 0 | 0 | 0 | 0 | 0 | 0 | 0 | 0 | 0 | 0 | 0 | 0 | 0 | 0 | 0 | 0 | 0 | 0 | 0
F5_Commercial_Miscellaneous_New_Space Heating_Natural Gas_Furnace_E7 | F5 | Commercial | Miscellaneous | New | Space Heating | Natural Gas | Furnace | E7 | Utility - Cost of Operation | 0 | 0 | 0 | 0 | 0 | 0 | 0 | 0 | 0 | 0 | 0 | 0 | 0 | 0 | 0 | 0 | 0 | 0 | 0 | 0 | 0 | 0 | 0 | 0 | 0 | 0 | 0 | 0 | 0 | 0 | 0 | 0 | 0
F5_Commercial_Miscellaneous_New_Space Heating_Natural Gas_Furnace_E8 | F5 | Commercial | Miscellaneous | New | Space Heating | Natural Gas | Furnace | E8 | Utility - Cost of Operation | 0 | 0 | 0 | 0 | 0 | 0 | 0 | 0 | 0 | 0 | 0 | 0 | 0 | 0 | 0 | 0 | 0 | 0 | 0 | 0 | 0 | 0 | 0 | 0 | 0 | 0 | 0 | 0 | 0 | 0 | 0 | 0 | 0
F5_Commercial_Miscellaneous_New_Space Heating_Natural Gas_Furnace_E9 | F5 | Commercial | Miscellaneous | New | Space Heating | Natural Gas | Furnace | E9 | Utility - Cost of Operation | 0 | 0 | 0 | 0 | 0 | 0 | 0 | 0 | 0 | 0 | 0 | 0 | 0 | 0 | 0 | 0 | 0 | 0 | 0 | 0 | 0 | 0 | 0 | 0 | 0 | 0 | 0 | 0 | 0 | 0 | 0 | 0 | 0
F5_Commercial_Miscellaneous_New_Space Heating_Natural Gas_Furnace_E10 | F5 | Commercial | Miscellaneous | New | Space Heating | Natural Gas | Furnace | E10 | Utility - Cost of Operation | 0 | 0 | 0 | 0 | 0 | 0 | 0 | 0 | 0 | 0 | 0 | 0 | 0 | 0 | 0 | 0 | 0 | 0 | 0 | 0 | 0 | 0 | 0 | 0 | 0 | 0 | 0 | 0 | 0 | 0 | 0 | 0 | 0
F6_Commercial_Miscellaneous_New_Space Heating_Natural Gas_Furnace_E1 | F6 | Commercial | Miscellaneous | New | Space Heating | Natural Gas | Furnace | E1 | Utility - Value of Sales | 0.065683 | 0.065491 | 0.065381 | 0.064955 | 0.064586 | 0 | 0 | 0 | 0 | 0 | 0 | 0 | 0 | 0 | 0 | 0 | 0 | 0 | 0 | 0 | 0 | 0 | 0 | 0 | 0 | 0 | 0 | 0 | 0 | 0 | 0 | 0 | 0
F6_Commercial_Miscellaneous_New_Space Heating_Natural Gas_Furnace_E2 | F6 | Commercial | Miscellaneous | New | Space Heating | Natural Gas | Furnace | E2 | Utility - Value of Sales | 0.064872 | 0.064682 | 0.064574 | 0.064153 | 0.063789 | 0 | 0 | 0 | 0 | 0 | 0 | 0 | 0 | 0 | 0 | 0 | 0 | 0 | 0 | 0 | 0 | 0 | 0 | 0 | 0 | 0 | 0 | 0 | 0 | 0 | 0 | 0 | 0
F6_Commercial_Miscellaneous_New_Space Heating_Natural Gas_Furnace_E3 | F6 | Commercial | Miscellaneous | New | Space Heating | Natural Gas | Furnace | E3 | Utility - Value of Sales | 0.059041 | 0.058868 | 0.058769 | 0.058386 | 0.058055 | 0.057726 | 0.0574 | 0.057079 | 0.056764 | 0.056455 | 0.056153 | 0.055861 | 0.055579 | 0.055308 | 0.055049 | 0.054803 | 0.054572 | 0.054356 | 0.054153 | 0.053966 | 0.053792 | 0.053633 | 0.053489 | 0.053359 | 0.053244 | 0.053142 | 0.053056 | 0.052984 | 0.052926 | 0.052882 | 0.052854 | 0.052839 | 0.052839
F6_Commercial_Miscellaneous_New_Space Heating_Natural Gas_Furnace_E4 | F6 | Commercial | Miscellaneous | New | Space Heating | Natural Gas | Furnace | E4 | Utility - Value of Sales | 0.054736 | 0.054576 | 0.054484 | 0.054129 | 0.053822 | 0.053517 | 0.053215 | 0.052917 | 0.052625 | 0.052338 | 0.052059 | 0.051788 | 0.051526 | 0.051275 | 0.051035 | 0.050807 | 0.050593 | 0.050392 | 0.050205 | 0.050031 | 0.04987 | 0.049723 | 0.049589 | 0.049468 | 0.049361 | 0.049267 | 0.049187 | 0.04912 | 0.049067 | 0.049026 | 0.049 | 0.048986 | 0.048986
F6_Commercial_Miscellaneous_New_Space Heating_Natural Gas_Furnace_E5 | F6 | Commercial | Miscellaneous | New | Space Heating | Natural Gas | Furnace | E5 | Utility - Value of Sales | 0 | 0 | 0 | 0 | 0 | 0 | 0 | 0.039077 | 0.038861 | 0.03865 | 0.038444 | 0.038243 | 0.03805 | 0.037865 | 0.037687 | 0.037519 | 0.037361 | 0.037213 | 0.037074 | 0.036946 | 0.036827 | 0.036718 | 0.036619 | 0.03653 | 0.036451 | 0.036382 | 0.036323 | 0.036273 | 0.036234 | 0.036204 | 0.036184 | 0.036174 | 0.036174
F6_Commercial_Miscellaneous_New_Space Heating_Natural Gas_Furnace_E6 | F6 | Commercial | Miscellaneous | New | Space Heating | Natural Gas | Furnace | E6 | Utility - Value of Sales | 0 | 0 | 0 | 0 | 0 | 0 | 0 | 0 | 0 | 0 | 0 | 0 | 0 | 0 | 0 | 0 | 0 | 0 | 0 | 0 | 0 | 0 | 0 | 0 | 0 | 0 | 0 | 0 | 0 | 0 | 0 | 0 | 0
F6_Commercial_Miscellaneous_New_Space Heating_Natural Gas_Furnace_E7 | F6 | Commercial | Miscellaneous | New | Space Heating | Natural Gas | Furnace | E7 | Utility - Value of Sales | 0 | 0 | 0 | 0 | 0 | 0 | 0 | 0 | 0 | 0 | 0 | 0 | 0 | 0 | 0 | 0 | 0 | 0 | 0 | 0 | 0 | 0 | 0 | 0 | 0 | 0 | 0 | 0 | 0 | 0 | 0 | 0 | 0
F6_Commercial_Miscellaneous_New_Space Heating_Natural Gas_Furnace_E8 | F6 | Commercial | Miscellaneous | New | Space Heating | Natural Gas | Furnace | E8 | Utility - Value of Sales | 0 | 0 | 0 | 0 | 0 | 0 | 0 | 0 | 0 | 0 | 0 | 0 | 0 | 0 | 0 | 0 | 0 | 0 | 0 | 0 | 0 | 0 | 0 | 0 | 0 | 0 | 0 | 0 | 0 | 0 | 0 | 0 | 0
F6_Commercial_Miscellaneous_New_Space Heating_Natural Gas_Furnace_E9 | F6 | Commercial | Miscellaneous | New | Space Heating | Natural Gas | Furnace | E9 | Utility - Value of Sales | 0 | 0 | 0 | 0 | 0 | 0 | 0 | 0 | 0 | 0 | 0 | 0 | 0 | 0 | 0 | 0 | 0 | 0 | 0 | 0 | 0 | 0 | 0 | 0 | 0 | 0 | 0 | 0 | 0 | 0 | 0 | 0 | 0
F6_Commercial_Miscellaneous_New_Space Heating_Natural Gas_Furnace_E10 | F6 | Commercial | Miscellaneous | New | Space Heating | Natural Gas | Furnace | E10 | Utility - Value of Sales | 0 | 0 | 0 | 0 | 0 | 0 | 0 | 0 | 0 | 0 | 0 | 0 | 0 | 0 | 0 | 0 | 0 | 0 | 0 | 0 | 0 | 0 | 0 | 0 | 0 | 0 | 0 | 0 | 0 | 0 | 0 | 0 | 0
F1_Commercial_Miscellaneous_New_Space Heating_Natural Gas_Boiler_E1 | F1 | Commercial | Miscellaneous | New | Space Heating | Natural Gas | Boiler | E1 | RVT - Cost of Equipment | 0.68936 | 0.68916 | 0.6904 | 0.68735 | 0.68528 | 0 | 0 | 0 | 0 | 0 | 0 | 0 | 0 | 0 | 0 | 0 | 0 | 0 | 0 | 0 | 0 | 0 | 0 | 0 | 0 | 0 | 0 | 0 | 0 | 0 | 0 | 0 | 0
F1_Commercial_Miscellaneous_New_Space Heating_Natural Gas_Boiler_E2 | F1 | Commercial | Miscellaneous | New | Space Heating | Natural Gas | Boiler | E2 | RVT - Cost of Equipment | 0.65654 | 0.65634 | 0.65753 | 0.65462 | 0.65265 | 0 | 0 | 0 | 0 | 0 | 0 | 0 | 0 | 0 | 0 | 0 | 0 | 0 | 0 | 0 | 0 | 0 | 0 | 0 | 0 | 0 | 0 | 0 | 0 | 0 | 0 | 0 | 0
F1_Commercial_Miscellaneous_New_Space Heating_Natural Gas_Boiler_E3 | F1 | Commercial | Miscellaneous | New | Space Heating | Natural Gas | Boiler | E3 | RVT - Cost of Equipment | 0.58669 | 0.58652 | 0.58758 | 0.58498 | 0.58322 | 0.58269 | 0.58328 | 0.58361 | 0.58429 | 0.58485 | 0.58533 | 0.5857 | 0.58617 | 0.58668 | 0.58707 | 0.58747 | 0.58787 | 0.58838 | 0.58887 | 0.58949 | 0.59003 | 0.5906 | 0.59108 | 0.59165 | 0.59208 | 0.59248 | 0.59286 | 0.59327 | 0.59354 | 0.59384 | 0.59401 | 0.59423 | 0.59423
F1_Commercial_Miscellaneous_New_Space Heating_Natural Gas_Boiler_E4 | F1 | Commercial | Miscellaneous | New | Space Heating | Natural Gas | Boiler | E4 | RVT - Cost of Equipment | 0.56274 | 0.56258 | 0.56359 | 0.56111 | 0.55941 | 0.55891 | 0.55948 | 0.55979 | 0.56044 | 0.56098 | 0.56144 | 0.56179 | 0.56224 | 0.56273 | 0.56311 | 0.5635 | 0.56388 | 0.56437 | 0.56483 | 0.56543 | 0.56594 | 0.5665 | 0.56695 | 0.5675 | 0.56791 | 0.5683 | 0.56866 | 0.56906 | 0.56931 | 0.5696 | 0.56976 | 0.56997 | 0.56997
F1_Commercial_Miscellaneous_New_Space Heating_Natural Gas_Boiler_E5 | F1 | Commercial | Miscellaneous | New | Space Heating | Natural Gas | Boiler | E5 | RVT - Cost of Equipment | 0.42422 | 0.4241 | 0.42486 | 0.42299 | 0.42171 | 0.42133 | 0.42176 | 0.42199 | 0.42248 | 0.42289 | 0.42324 | 0.42351 | 0.42384 | 0.42422 | 0.4245 | 0.42479 | 0.42508 | 0.42545 | 0.4258 | 0.42625 | 0.42663 | 0.42705 | 0.4274 | 0.42781 | 0.42812 | 0.42841 | 0.42868 | 0.42898 | 0.42917 | 0.42939 | 0.42951 | 0.42967 | 0.42967
F1_Commercial_Miscellaneous_New_Space Heating_Natural Gas_Boiler_E6 | F1 | Commercial | Miscellaneous | New | Space Heating | Natural Gas | Boiler | E6 | RVT - Cost of Equipment | 0 | 0 | 0 | 0 | 0 | 0 | 0 | 0 | 0 | 0 | 0 | 0 | 0 | 0 | 0 | 0 | 0 | 0 | 0 | 0 | 0 | 0 | 0 | 0 | 0 | 0 | 0 | 0 | 0 | 0 | 0 | 0 | 0
F1_Commercial_Miscellaneous_New_Space Heating_Natural Gas_Boiler_E7 | F1 | Commercial | Miscellaneous | New | Space Heating | Natural Gas | Boiler | E7 | RVT - Cost of Equipment | 0 | 0 | 0 | 0 | 0 | 0 | 0 | 0 | 0 | 0 | 0 | 0 | 0 | 0 | 0 | 0 | 0 | 0 | 0 | 0 | 0 | 0 | 0 | 0 | 0 | 0 | 0 | 0 | 0 | 0 | 0 | 0 | 0
F1_Commercial_Miscellaneous_New_Space Heating_Natural Gas_Boiler_E8 | F1 | Commercial | Miscellaneous | New | Space Heating | Natural Gas | Boiler | E8 | RVT - Cost of Equipment | 0 | 0 | 0 | 0 | 0 | 0 | 0 | 0 | 0 | 0 | 0 | 0 | 0 | 0 | 0 | 0 | 0 | 0 | 0 | 0 | 0 | 0 | 0 | 0 | 0 | 0 | 0 | 0 | 0 | 0 | 0 | 0 | 0
F1_Commercial_Miscellaneous_New_Space Heating_Natural Gas_Boiler_E9 | F1 | Commercial | Miscellaneous | New | Space Heating | Natural Gas | Boiler | E9 | RVT - Cost of Equipment | 0 | 0 | 0 | 0 | 0 | 0 | 0 | 0 | 0 | 0 | 0 | 0 | 0 | 0 | 0 | 0 | 0 | 0 | 0 | 0 | 0 | 0 | 0 | 0 | 0 | 0 | 0 | 0 | 0 | 0 | 0 | 0 | 0
F1_Commercial_Miscellaneous_New_Space Heating_Natural Gas_Boiler_E10 | F1 | Commercial | Miscellaneous | New | Space Heating | Natural Gas | Boiler | E10 | RVT - Cost of Equipment | 0 | 0 | 0 | 0 | 0 | 0 | 0 | 0 | 0 | 0 | 0 | 0 | 0 | 0 | 0 | 0 | 0 | 0 | 0 | 0 | 0 | 0 | 0 | 0 | 0 | 0 | 0 | 0 | 0 | 0 | 0 | 0 | 0
F2_Commercial_Miscellaneous_New_Space Heating_Natural Gas_Boiler_E1 | F2 | Commercial | Miscellaneous | New | Space Heating | Natural Gas | Boiler | E1 | RVT - Cost of Operation | 0.8259 | 0.82566 | 0.82715 | 0.8235 | 0.82101 | 0 | 0 | 0 | 0 | 0 | 0 | 0 | 0 | 0 | 0 | 0 | 0 | 0 | 0 | 0 | 0 | 0 | 0 | 0 | 0 | 0 | 0 | 0 | 0 | 0 | 0 | 0 | 0
F2_Commercial_Miscellaneous_New_Space Heating_Natural Gas_Boiler_E2 | F2 | Commercial | Miscellaneous | New | Space Heating | Natural Gas | Boiler | E2 | RVT - Cost of Operation | 0.78657 | 0.78634 | 0.78776 | 0.78428 | 0.78192 | 0 | 0 | 0 | 0 | 0 | 0 | 0 | 0 | 0 | 0 | 0 | 0 | 0 | 0 | 0 | 0 | 0 | 0 | 0 | 0 | 0 | 0 | 0 | 0 | 0 | 0 | 0 | 0
F2_Commercial_Miscellaneous_New_Space Heating_Natural Gas_Boiler_E3 | F2 | Commercial | Miscellaneous | New | Space Heating | Natural Gas | Boiler | E3 | RVT - Cost of Operation | 0.70289 | 0.70269 | 0.70395 | 0.70085 | 0.69874 | 0.6981 | 0.69881 | 0.6992 | 0.70001 | 0.70069 | 0.70127 | 0.70171 | 0.70227 | 0.70288 | 0.70335 | 0.70383 | 0.70431 | 0.70492 | 0.7055 | 0.70625 | 0.70689 | 0.70758 | 0.70815 | 0.70883 | 0.70935 | 0.70983 | 0.71028 | 0.71078 | 0.7111 | 0.71145 | 0.71166 | 0.71193 | 0.71193
F2_Commercial_Miscellaneous_New_Space Heating_Natural Gas_Boiler_E4 | F2 | Commercial | Miscellaneous | New | Space Heating | Natural Gas | Boiler | E4 | RVT - Cost of Operation | 0.6742 | 0.67401 | 0.67522 | 0.67224 | 0.67022 | 0.66961 | 0.67029 | 0.67066 | 0.67144 | 0.67209 | 0.67264 | 0.67307 | 0.6736 | 0.67419 | 0.67464 | 0.67511 | 0.67556 | 0.67615 | 0.67671 | 0.67742 | 0.67804 | 0.6787 | 0.67925 | 0.6799 | 0.6804 | 0.68086 | 0.68129 | 0.68177 | 0.68207 | 0.68242 | 0.68261 | 0.68287 | 0.68287
F2_Commercial_Miscellaneous_New_Space Heating_Natural Gas_Boiler_E5 | F2 | Commercial | Miscellaneous | New | Space Heating | Natural Gas | Boiler | E5 | RVT - Cost of Operation | 0.50825 | 0.5081 | 0.50901 | 0.50677 | 0.50524 | 0.50478 | 0.50529 | 0.50557 | 0.50616 | 0.50665 | 0.50707 | 0.50739 | 0.50779 | 0.50824 | 0.50858 | 0.50893 | 0.50927 | 0.50971 | 0.51013 | 0.51067 | 0.51114 | 0.51164 | 0.51205 | 0.51254 | 0.51292 | 0.51326 | 0.51359 | 0.51395 | 0.51418 | 0.51444 | 0.51458 | 0.51478 | 0.51478
F2_Commercial_Miscellaneous_New_Space Heating_Natural Gas_Boiler_E6 | F2 | Commercial | Miscellaneous | New | Space Heating | Natural Gas | Boiler | E6 | RVT - Cost of Operation | 0 | 0 | 0 | 0 | 0 | 0 | 0 | 0 | 0 | 0 | 0 | 0 | 0 | 0 | 0 | 0 | 0 | 0 | 0 | 0 | 0 | 0 | 0 | 0 | 0 | 0 | 0 | 0 | 0 | 0 | 0 | 0 | 0
F2_Commercial_Miscellaneous_New_Space Heating_Natural Gas_Boiler_E7 | F2 | Commercial | Miscellaneous | New | Space Heating | Natural Gas | Boiler | E7 | RVT - Cost of Operation | 0 | 0 | 0 | 0 | 0 | 0 | 0 | 0 | 0 | 0 | 0 | 0 | 0 | 0 | 0 | 0 | 0 | 0 | 0 | 0 | 0 | 0 | 0 | 0 | 0 | 0 | 0 | 0 | 0 | 0 | 0 | 0 | 0
F2_Commercial_Miscellaneous_New_Space Heating_Natural Gas_Boiler_E8 | F2 | Commercial | Miscellaneous | New | Space Heating | Natural Gas | Boiler | E8 | RVT - Cost of Operation | 0 | 0 | 0 | 0 | 0 | 0 | 0 | 0 | 0 | 0 | 0 | 0 | 0 | 0 | 0 | 0 | 0 | 0 | 0 | 0 | 0 | 0 | 0 | 0 | 0 | 0 | 0 | 0 | 0 | 0 | 0 | 0 | 0
F2_Commercial_Miscellaneous_New_Space Heating_Natural Gas_Boiler_E9 | F2 | Commercial | Miscellaneous | New | Space Heating | Natural Gas | Boiler | E9 | RVT - Cost of Operation | 0 | 0 | 0 | 0 | 0 | 0 | 0 | 0 | 0 | 0 | 0 | 0 | 0 | 0 | 0 | 0 | 0 | 0 | 0 | 0 | 0 | 0 | 0 | 0 | 0 | 0 | 0 | 0 | 0 | 0 | 0 | 0 | 0
F2_Commercial_Miscellaneous_New_Space Heating_Natural Gas_Boiler_E10 | F2 | Commercial | Miscellaneous | New | Space Heating | Natural Gas | Boiler | E10 | RVT - Cost of Operation | 0 | 0 | 0 | 0 | 0 | 0 | 0 | 0 | 0 | 0 | 0 | 0 | 0 | 0 | 0 | 0 | 0 | 0 | 0 | 0 | 0 | 0 | 0 | 0 | 0 | 0 | 0 | 0 | 0 | 0 | 0 | 0 | 0
F3_Commercial_Miscellaneous_New_Space Heating_Natural Gas_Boiler_E1 | F3 | Commercial | Miscellaneous | New | Space Heating | Natural Gas | Boiler | E1 | System - kBTUs of Consumption | 0.19691 | 0.19691 | 0.19691 | 0.19691 | 0.19691 | 0 | 0 | 0 | 0 | 0 | 0 | 0 | 0 | 0 | 0 | 0 | 0 | 0 | 0 | 0 | 0 | 0 | 0 | 0 | 0 | 0 | 0 | 0 | 0 | 0 | 0 | 0 | 0
F3_Commercial_Miscellaneous_New_Space Heating_Natural Gas_Boiler_E2 | F3 | Commercial | Miscellaneous | New | Space Heating | Natural Gas | Boiler | E2 | System - kBTUs of Consumption | 0.20355 | 0.20355 | 0.20355 | 0.20355 | 0.20355 | 0 | 0 | 0 | 0 | 0 | 0 | 0 | 0 | 0 | 0 | 0 | 0 | 0 | 0 | 0 | 0 | 0 | 0 | 0 | 0 | 0 | 0 | 0 | 0 | 0 | 0 | 0 | 0
F3_Commercial_Miscellaneous_New_Space Heating_Natural Gas_Boiler_E3 | F3 | Commercial | Miscellaneous | New | Space Heating | Natural Gas | Boiler | E3 | System - kBTUs of Consumption | 0.31996 | 0.31996 | 0.31996 | 0.31996 | 0.31996 | 0.31996 | 0.31996 | 0.31996 | 0.31996 | 0.31996 | 0.31996 | 0.31996 | 0.31996 | 0.31996 | 0.31996 | 0.31996 | 0.31996 | 0.31996 | 0.31996 | 0.31996 | 0.31996 | 0.31996 | 0.31996 | 0.31996 | 0.31996 | 0.31996 | 0.31996 | 0.31996 | 0.31996 | 0.31996 | 0.31996 | 0.31996 | 0.31996
F3_Commercial_Miscellaneous_New_Space Heating_Natural Gas_Boiler_E4 | F3 | Commercial | Miscellaneous | New | Space Heating | Natural Gas | Boiler | E4 | System - kBTUs of Consumption | 0.34992 | 0.34992 | 0.34992 | 0.34992 | 0.34992 | 0.34992 | 0.34992 | 0.34992 | 0.34992 | 0.34992 | 0.34992 | 0.34992 | 0.34992 | 0.34992 | 0.34992 | 0.34992 | 0.34992 | 0.34992 | 0.34992 | 0.34992 | 0.34992 | 0.34992 | 0.34992 | 0.34992 | 0.34992 | 0.34992 | 0.34992 | 0.34992 | 0.34992 | 0.34992 | 0.34992 | 0.34992 | 0.34992
F3_Commercial_Miscellaneous_New_Space Heating_Natural Gas_Boiler_E5 | F3 | Commercial | Miscellaneous | New | Space Heating | Natural Gas | Boiler | E5 | System - kBTUs of Consumption | 1.1838 | 1.1838 | 1.1838 | 1.1838 | 1.1838 | 1.1838 | 1.1838 | 1.1838 | 1.1838 | 1.1838 | 1.1838 | 1.1838 | 1.1838 | 1.1838 | 1.1838 | 1.1838 | 1.1838 | 1.1838 | 1.1838 | 1.1838 | 1.1838 | 1.1838 | 1.1838 | 1.1838 | 1.1838 | 1.1838 | 1.1838 | 1.1838 | 1.1838 | 1.1838 | 1.1838 | 1.1838 | 1.1838
F3_Commercial_Miscellaneous_New_Space Heating_Natural Gas_Boiler_E6 | F3 | Commercial | Miscellaneous | New | Space Heating | Natural Gas | Boiler | E6 | System - kBTUs of Consumption | 0 | 0 | 0 | 0 | 0 | 0 | 0 | 0 | 0 | 0 | 0 | 0 | 0 | 0 | 0 | 0 | 0 | 0 | 0 | 0 | 0 | 0 | 0 | 0 | 0 | 0 | 0 | 0 | 0 | 0 | 0 | 0 | 0
F3_Commercial_Miscellaneous_New_Space Heating_Natural Gas_Boiler_E7 | F3 | Commercial | Miscellaneous | New | Space Heating | Natural Gas | Boiler | E7 | System - kBTUs of Consumption | 0 | 0 | 0 | 0 | 0 | 0 | 0 | 0 | 0 | 0 | 0 | 0 | 0 | 0 | 0 | 0 | 0 | 0 | 0 | 0 | 0 | 0 | 0 | 0 | 0 | 0 | 0 | 0 | 0 | 0 | 0 | 0 | 0
F3_Commercial_Miscellaneous_New_Space Heating_Natural Gas_Boiler_E8 | F3 | Commercial | Miscellaneous | New | Space Heating | Natural Gas | Boiler | E8 | System - kBTUs of Consumption | 0 | 0 | 0 | 0 | 0 | 0 | 0 | 0 | 0 | 0 | 0 | 0 | 0 | 0 | 0 | 0 | 0 | 0 | 0 | 0 | 0 | 0 | 0 | 0 | 0 | 0 | 0 | 0 | 0 | 0 | 0 | 0 | 0
F3_Commercial_Miscellaneous_New_Space Heating_Natural Gas_Boiler_E9 | F3 | Commercial | Miscellaneous | New | Space Heating | Natural Gas | Boiler | E9 | System - kBTUs of Consumption | 0 | 0 | 0 | 0 | 0 | 0 | 0 | 0 | 0 | 0 | 0 | 0 | 0 | 0 | 0 | 0 | 0 | 0 | 0 | 0 | 0 | 0 | 0 | 0 | 0 | 0 | 0 | 0 | 0 | 0 | 0 | 0 | 0
F3_Commercial_Miscellaneous_New_Space Heating_Natural Gas_Boiler_E10 | F3 | Commercial | Miscellaneous | New | Space Heating | Natural Gas | Boiler | E10 | System - kBTUs of Consumption | 0 | 0 | 0 | 0 | 0 | 0 | 0 | 0 | 0 | 0 | 0 | 0 | 0 | 0 | 0 | 0 | 0 | 0 | 0 | 0 | 0 | 0 | 0 | 0 | 0 | 0 | 0 | 0 | 0 | 0 | 0 | 0 | 0
F4_Commercial_Miscellaneous_New_Space Heating_Natural Gas_Boiler_E1 | F4 | Commercial | Miscellaneous | New | Space Heating | Natural Gas | Boiler | E1 | Utility - Cost of Equipment | 0.8259 | 0.82566 | 0.82715 | 0.8235 | 0.82101 | 0 | 0 | 0 | 0 | 0 | 0 | 0 | 0 | 0 | 0 | 0 | 0 | 0 | 0 | 0 | 0 | 0 | 0 | 0 | 0 | 0 | 0 | 0 | 0 | 0 | 0 | 0 | 0
F4_Commercial_Miscellaneous_New_Space Heating_Natural Gas_Boiler_E2 | F4 | Commercial | Miscellaneous | New | Space Heating | Natural Gas | Boiler | E2 | Utility - Cost of Equipment | 0.78657 | 0.78634 | 0.78776 | 0.78428 | 0.78192 | 0 | 0 | 0 | 0 | 0 | 0 | 0 | 0 | 0 | 0 | 0 | 0 | 0 | 0 | 0 | 0 | 0 | 0 | 0 | 0 | 0 | 0 | 0 | 0 | 0 | 0 | 0 | 0
F4_Commercial_Miscellaneous_New_Space Heating_Natural Gas_Boiler_E3 | F4 | Commercial | Miscellaneous | New | Space Heating | Natural Gas | Boiler | E3 | Utility - Cost of Equipment | 0.70289 | 0.70269 | 0.70395 | 0.70085 | 0.69874 | 0.6981 | 0.69881 | 0.6992 | 0.70001 | 0.70069 | 0.70127 | 0.70171 | 0.70227 | 0.70288 | 0.70335 | 0.70383 | 0.70431 | 0.70492 | 0.7055 | 0.70625 | 0.70689 | 0.70758 | 0.70815 | 0.70883 | 0.70935 | 0.70983 | 0.71028 | 0.71078 | 0.7111 | 0.71145 | 0.71166 | 0.71193 | 0.71193
F4_Commercial_Miscellaneous_New_Space Heating_Natural Gas_Boiler_E4 | F4 | Commercial | Miscellaneous | New | Space Heating | Natural Gas | Boiler | E4 | Utility - Cost of Equipment | 0.6742 | 0.67401 | 0.67522 | 0.67224 | 0.67022 | 0.66961 | 0.67029 | 0.67066 | 0.67144 | 0.67209 | 0.67264 | 0.67307 | 0.6736 | 0.67419 | 0.67464 | 0.67511 | 0.67556 | 0.67615 | 0.67671 | 0.67742 | 0.67804 | 0.6787 | 0.67925 | 0.6799 | 0.6804 | 0.68086 | 0.68129 | 0.68177 | 0.68207 | 0.68242 | 0.68261 | 0.68287 | 0.68287
F4_Commercial_Miscellaneous_New_Space Heating_Natural Gas_Boiler_E5 | F4 | Commercial | Miscellaneous | New | Space Heating | Natural Gas | Boiler | E5 | Utility - Cost of Equipment | 0.50825 | 0.5081 | 0.50901 | 0.50677 | 0.50524 | 0.50478 | 0.50529 | 0.50557 | 0.50616 | 0.50665 | 0.50707 | 0.50739 | 0.50779 | 0.50824 | 0.50858 | 0.50893 | 0.50927 | 0.50971 | 0.51013 | 0.51067 | 0.51114 | 0.51164 | 0.51205 | 0.51254 | 0.51292 | 0.51326 | 0.51359 | 0.51395 | 0.51418 | 0.51444 | 0.51458 | 0.51478 | 0.51478
F4_Commercial_Miscellaneous_New_Space Heating_Natural Gas_Boiler_E6 | F4 | Commercial | Miscellaneous | New | Space Heating | Natural Gas | Boiler | E6 | Utility - Cost of Equipment | 0 | 0 | 0 | 0 | 0 | 0 | 0 | 0 | 0 | 0 | 0 | 0 | 0 | 0 | 0 | 0 | 0 | 0 | 0 | 0 | 0 | 0 | 0 | 0 | 0 | 0 | 0 | 0 | 0 | 0 | 0 | 0 | 0
F4_Commercial_Miscellaneous_New_Space Heating_Natural Gas_Boiler_E7 | F4 | Commercial | Miscellaneous | New | Space Heating | Natural Gas | Boiler | E7 | Utility - Cost of Equipment | 0 | 0 | 0 | 0 | 0 | 0 | 0 | 0 | 0 | 0 | 0 | 0 | 0 | 0 | 0 | 0 | 0 | 0 | 0 | 0 | 0 | 0 | 0 | 0 | 0 | 0 | 0 | 0 | 0 | 0 | 0 | 0 | 0
F4_Commercial_Miscellaneous_New_Space Heating_Natural Gas_Boiler_E8 | F4 | Commercial | Miscellaneous | New | Space Heating | Natural Gas | Boiler | E8 | Utility - Cost of Equipment | 0 | 0 | 0 | 0 | 0 | 0 | 0 | 0 | 0 | 0 | 0 | 0 | 0 | 0 | 0 | 0 | 0 | 0 | 0 | 0 | 0 | 0 | 0 | 0 | 0 | 0 | 0 | 0 | 0 | 0 | 0 | 0 | 0
F4_Commercial_Miscellaneous_New_Space Heating_Natural Gas_Boiler_E9 | F4 | Commercial | Miscellaneous | New | Space Heating | Natural Gas | Boiler | E9 | Utility - Cost of Equipment | 0 | 0 | 0 | 0 | 0 | 0 | 0 | 0 | 0 | 0 | 0 | 0 | 0 | 0 | 0 | 0 | 0 | 0 | 0 | 0 | 0 | 0 | 0 | 0 | 0 | 0 | 0 | 0 | 0 | 0 | 0 | 0 | 0
F4_Commercial_Miscellaneous_New_Space Heating_Natural Gas_Boiler_E10 | F4 | Commercial | Miscellaneous | New | Space Heating | Natural Gas | Boiler | E10 | Utility - Cost of Equipment | 0 | 0 | 0 | 0 | 0 | 0 | 0 | 0 | 0 | 0 | 0 | 0 | 0 | 0 | 0 | 0 | 0 | 0 | 0 | 0 | 0 | 0 | 0 | 0 | 0 | 0 | 0 | 0 | 0 | 0 | 0 | 0 | 0
F5_Commercial_Miscellaneous_New_Space Heating_Natural Gas_Boiler_E1 | F5 | Commercial | Miscellaneous | New | Space Heating | Natural Gas | Boiler | E1 | Utility - Cost of Operation | 0.19691 | 0.19691 | 0.19691 | 0.19691 | 0.19691 | 0 | 0 | 0 | 0 | 0 | 0 | 0 | 0 | 0 | 0 | 0 | 0 | 0 | 0 | 0 | 0 | 0 | 0 | 0 | 0 | 0 | 0 | 0 | 0 | 0 | 0 | 0 | 0
F5_Commercial_Miscellaneous_New_Space Heating_Natural Gas_Boiler_E2 | F5 | Commercial | Miscellaneous | New | Space Heating | Natural Gas | Boiler | E2 | Utility - Cost of Operation | 0.20355 | 0.20355 | 0.20355 | 0.20355 | 0.20355 | 0 | 0 | 0 | 0 | 0 | 0 | 0 | 0 | 0 | 0 | 0 | 0 | 0 | 0 | 0 | 0 | 0 | 0 | 0 | 0 | 0 | 0 | 0 | 0 | 0 | 0 | 0 | 0
F5_Commercial_Miscellaneous_New_Space Heating_Natural Gas_Boiler_E3 | F5 | Commercial | Miscellaneous | New | Space Heating | Natural Gas | Boiler | E3 | Utility - Cost of Operation | 0.31996 | 0.31996 | 0.31996 | 0.31996 | 0.31996 | 0.31996 | 0.31996 | 0.31996 | 0.31996 | 0.31996 | 0.31996 | 0.31996 | 0.31996 | 0.31996 | 0.31996 | 0.31996 | 0.31996 | 0.31996 | 0.31996 | 0.31996 | 0.31996 | 0.31996 | 0.31996 | 0.31996 | 0.31996 | 0.31996 | 0.31996 | 0.31996 | 0.31996 | 0.31996 | 0.31996 | 0.31996 | 0.31996
F5_Commercial_Miscellaneous_New_Space Heating_Natural Gas_Boiler_E4 | F5 | Commercial | Miscellaneous | New | Space Heating | Natural Gas | Boiler | E4 | Utility - Cost of Operation | 0.34992 | 0.34992 | 0.34992 | 0.34992 | 0.34992 | 0.34992 | 0.34992 | 0.34992 | 0.34992 | 0.34992 | 0.34992 | 0.34992 | 0.34992 | 0.34992 | 0.34992 | 0.34992 | 0.34992 | 0.34992 | 0.34992 | 0.34992 | 0.34992 | 0.34992 | 0.34992 | 0.34992 | 0.34992 | 0.34992 | 0.34992 | 0.34992 | 0.34992 | 0.34992 | 0.34992 | 0.34992 | 0.34992
F5_Commercial_Miscellaneous_New_Space Heating_Natural Gas_Boiler_E5 | F5 | Commercial | Miscellaneous | New | Space Heating | Natural Gas | Boiler | E5 | Utility - Cost of Operation | 1.1838 | 1.1838 | 1.1838 | 1.1838 | 1.1838 | 1.1838 | 1.1838 | 1.1838 | 1.1838 | 1.1838 | 1.1838 | 1.1838 | 1.1838 | 1.1838 | 1.1838 | 1.1838 | 1.1838 | 1.1838 | 1.1838 | 1.1838 | 1.1838 | 1.1838 | 1.1838 | 1.1838 | 1.1838 | 1.1838 | 1.1838 | 1.1838 | 1.1838 | 1.1838 | 1.1838 | 1.1838 | 1.1838
F5_Commercial_Miscellaneous_New_Space Heating_Natural Gas_Boiler_E6 | F5 | Commercial | Miscellaneous | New | Space Heating | Natural Gas | Boiler | E6 | Utility - Cost of Operation | 0 | 0 | 0 | 0 | 0 | 0 | 0 | 0 | 0 | 0 | 0 | 0 | 0 | 0 | 0 | 0 | 0 | 0 | 0 | 0 | 0 | 0 | 0 | 0 | 0 | 0 | 0 | 0 | 0 | 0 | 0 | 0 | 0
F5_Commercial_Miscellaneous_New_Space Heating_Natural Gas_Boiler_E7 | F5 | Commercial | Miscellaneous | New | Space Heating | Natural Gas | Boiler | E7 | Utility - Cost of Operation | 0 | 0 | 0 | 0 | 0 | 0 | 0 | 0 | 0 | 0 | 0 | 0 | 0 | 0 | 0 | 0 | 0 | 0 | 0 | 0 | 0 | 0 | 0 | 0 | 0 | 0 | 0 | 0 | 0 | 0 | 0 | 0 | 0
F5_Commercial_Miscellaneous_New_Space Heating_Natural Gas_Boiler_E8 | F5 | Commercial | Miscellaneous | New | Space Heating | Natural Gas | Boiler | E8 | Utility - Cost of Operation | 0 | 0 | 0 | 0 | 0 | 0 | 0 | 0 | 0 | 0 | 0 | 0 | 0 | 0 | 0 | 0 | 0 | 0 | 0 | 0 | 0 | 0 | 0 | 0 | 0 | 0 | 0 | 0 | 0 | 0 | 0 | 0 | 0
F5_Commercial_Miscellaneous_New_Space Heating_Natural Gas_Boiler_E9 | F5 | Commercial | Miscellaneous | New | Space Heating | Natural Gas | Boiler | E9 | Utility - Cost of Operation | 0 | 0 | 0 | 0 | 0 | 0 | 0 | 0 | 0 | 0 | 0 | 0 | 0 | 0 | 0 | 0 | 0 | 0 | 0 | 0 | 0 | 0 | 0 | 0 | 0 | 0 | 0 | 0 | 0 | 0 | 0 | 0 | 0
F5_Commercial_Miscellaneous_New_Space Heating_Natural Gas_Boiler_E10 | F5 | Commercial | Miscellaneous | New | Space Heating | Natural Gas | Boiler | E10 | Utility - Cost of Operation | 0 | 0 | 0 | 0 | 0 | 0 | 0 | 0 | 0 | 0 | 0 | 0 | 0 | 0 | 0 | 0 | 0 | 0 | 0 | 0 | 0 | 0 | 0 | 0 | 0 | 0 | 0 | 0 | 0 | 0 | 0 | 0 | 0
F6_Commercial_Miscellaneous_New_Space Heating_Natural Gas_Boiler_E1 | F6 | Commercial | Miscellaneous | New | Space Heating | Natural Gas | Boiler | E1 | Utility - Value of Sales | 0.31262 | 0.31163 | 0.31101 | 0.30901 | 0.30727 | 0 | 0 | 0 | 0 | 0 | 0 | 0 | 0 | 0 | 0 | 0 | 0 | 0 | 0 | 0 | 0 | 0 | 0 | 0 | 0 | 0 | 0 | 0 | 0 | 0 | 0 | 0 | 0
F6_Commercial_Miscellaneous_New_Space Heating_Natural Gas_Boiler_E2 | F6 | Commercial | Miscellaneous | New | Space Heating | Natural Gas | Boiler | E2 | Utility - Value of Sales | 0.29773 | 0.29679 | 0.2962 | 0.29429 | 0.29264 | 0 | 0 | 0 | 0 | 0 | 0 | 0 | 0 | 0 | 0 | 0 | 0 | 0 | 0 | 0 | 0 | 0 | 0 | 0 | 0 | 0 | 0 | 0 | 0 | 0 | 0 | 0 | 0
F6_Commercial_Miscellaneous_New_Space Heating_Natural Gas_Boiler_E3 | F6 | Commercial | Miscellaneous | New | Space Heating | Natural Gas | Boiler | E3 | Utility - Value of Sales | 0.26606 | 0.26522 | 0.26469 | 0.26299 | 0.26151 | 0.26005 | 0.25862 | 0.25721 | 0.25583 | 0.25449 | 0.2532 | 0.25195 | 0.25075 | 0.2496 | 0.24852 | 0.2475 | 0.24653 | 0.24563 | 0.24479 | 0.24401 | 0.24329 | 0.24262 | 0.24202 | 0.24148 | 0.241 | 0.24058 | 0.24022 | 0.23992 | 0.23967 | 0.23949 | 0.23937 | 0.23931 | 0.23931
F6_Commercial_Miscellaneous_New_Space Heating_Natural Gas_Boiler_E4 | F6 | Commercial | Miscellaneous | New | Space Heating | Natural Gas | Boiler | E4 | Utility - Value of Sales | 0.2552 | 0.25439 | 0.25389 | 0.25225 | 0.25084 | 0.24944 | 0.24806 | 0.24671 | 0.24539 | 0.24411 | 0.24286 | 0.24166 | 0.24051 | 0.23942 | 0.23838 | 0.2374 | 0.23647 | 0.23561 | 0.2348 | 0.23405 | 0.23336 | 0.23272 | 0.23214 | 0.23162 | 0.23116 | 0.23076 | 0.23041 | 0.23012 | 0.22989 | 0.22972 | 0.2296 | 0.22955 | 0.22955
F6_Commercial_Miscellaneous_New_Space Heating_Natural Gas_Boiler_E5 | F6 | Commercial | Miscellaneous | New | Space Heating | Natural Gas | Boiler | E5 | Utility - Value of Sales | 0.19238 | 0.19177 | 0.19139 | 0.19016 | 0.18909 | 0.18804 | 0.187 | 0.18598 | 0.18499 | 0.18402 | 0.18308 | 0.18218 | 0.18131 | 0.18048 | 0.1797 | 0.17896 | 0.17826 | 0.17761 | 0.177 | 0.17644 | 0.17591 | 0.17544 | 0.175 | 0.17461 | 0.17426 | 0.17396 | 0.17369 | 0.17348 | 0.1733 | 0.17317 | 0.17309 | 0.17304 | 0.17304
F6_Commercial_Miscellaneous_New_Space Heating_Natural Gas_Boiler_E6 | F6 | Commercial | Miscellaneous | New | Space Heating | Natural Gas | Boiler | E6 | Utility - Value of Sales | 0 | 0 | 0 | 0 | 0 | 0 | 0 | 0 | 0 | 0 | 0 | 0 | 0 | 0 | 0 | 0 | 0 | 0 | 0 | 0 | 0 | 0 | 0 | 0 | 0 | 0 | 0 | 0 | 0 | 0 | 0 | 0 | 0
F6_Commercial_Miscellaneous_New_Space Heating_Natural Gas_Boiler_E7 | F6 | Commercial | Miscellaneous | New | Space Heating | Natural Gas | Boiler | E7 | Utility - Value of Sales | 0 | 0 | 0 | 0 | 0 | 0 | 0 | 0 | 0 | 0 | 0 | 0 | 0 | 0 | 0 | 0 | 0 | 0 | 0 | 0 | 0 | 0 | 0 | 0 | 0 | 0 | 0 | 0 | 0 | 0 | 0 | 0 | 0
F6_Commercial_Miscellaneous_New_Space Heating_Natural Gas_Boiler_E8 | F6 | Commercial | Miscellaneous | New | Space Heating | Natural Gas | Boiler | E8 | Utility - Value of Sales | 0 | 0 | 0 | 0 | 0 | 0 | 0 | 0 | 0 | 0 | 0 | 0 | 0 | 0 | 0 | 0 | 0 | 0 | 0 | 0 | 0 | 0 | 0 | 0 | 0 | 0 | 0 | 0 | 0 | 0 | 0 | 0 | 0
F6_Commercial_Miscellaneous_New_Space Heating_Natural Gas_Boiler_E9 | F6 | Commercial | Miscellaneous | New | Space Heating | Natural Gas | Boiler | E9 | Utility - Value of Sales | 0 | 0 | 0 | 0 | 0 | 0 | 0 | 0 | 0 | 0 | 0 | 0 | 0 | 0 | 0 | 0 | 0 | 0 | 0 | 0 | 0 | 0 | 0 | 0 | 0 | 0 | 0 | 0 | 0 | 0 | 0 | 0 | 0
F6_Commercial_Miscellaneous_New_Space Heating_Natural Gas_Boiler_E10 | F6 | Commercial | Miscellaneous | New | Space Heating | Natural Gas | Boiler | E10 | Utility - Value of Sales | 0 | 0 | 0 | 0 | 0 | 0 | 0 | 0 | 0 | 0 | 0 | 0 | 0 | 0 | 0 | 0 | 0 | 0 | 0 | 0 | 0 | 0 | 0 | 0 | 0 | 0 | 0 | 0 | 0 | 0 | 0 | 0 | 0
F1_Commercial_Miscellaneous_New_Space Heating_Natural Gas_Unit Heater_E1 | F1 | Commercial | Miscellaneous | New | Space Heating | Natural Gas | Unit Heater | E1 | RVT - Cost of Equipment | 0.074263 | 0.074198 | 0.074395 | 0.073798 | 0.073374 | 0 | 0 | 0 | 0 | 0 | 0 | 0 | 0 | 0 | 0 | 0 | 0 | 0 | 0 | 0 | 0 | 0 | 0 | 0 | 0 | 0 | 0 | 0 | 0 | 0 | 0 | 0 | 0
F1_Commercial_Miscellaneous_New_Space Heating_Natural Gas_Unit Heater_E2 | F1 | Commercial | Miscellaneous | New | Space Heating | Natural Gas | Unit Heater | E2 | RVT - Cost of Equipment | 0.066829 | 0.06677 | 0.066947 | 0.06641 | 0.066028 | 0.065882 | 0.065948 | 0.065957 | 0.066029 | 0.066076 | 0.066108 | 0.066119 | 0.06615 | 0.066195 | 0.066219 | 0.066252 | 0.066288 | 0.066355 | 0.066422 | 0.066524 | 0.066614 | 0.066719 | 0.066806 | 0.066916 | 0.067001 | 0.067079 | 0.067152 | 0.067232 | 0.067284 | 0.067342 | 0.067375 | 0.067418 | 0.067418
F1_Commercial_Miscellaneous_New_Space Heating_Natural Gas_Unit Heater_E3 | F1 | Commercial | Miscellaneous | New | Space Heating | Natural Gas | Unit Heater | E3 | RVT - Cost of Equipment | 0.057716 | 0.057666 | 0.057819 | 0.057355 | 0.057025 | 0.056899 | 0.056956 | 0.056963 | 0.057026 | 0.057066 | 0.057094 | 0.057103 | 0.057131 | 0.057169 | 0.05719 | 0.057219 | 0.05725 | 0.057307 | 0.057365 | 0.057453 | 0.057531 | 0.057621 | 0.057697 | 0.057792 | 0.057865 | 0.057932 | 0.057996 | 0.058065 | 0.05811 | 0.05816 | 0.058188 | 0.058226 | 0.058226
F1_Commercial_Miscellaneous_New_Space Heating_Natural Gas_Unit Heater_E4 | F1 | Commercial | Miscellaneous | New | Space Heating | Natural Gas | Unit Heater | E4 | RVT - Cost of Equipment | 0 | 0 | 0 | 0 | 0 | 0 | 0 | 0 | 0 | 0 | 0 | 0 | 0 | 0 | 0 | 0 | 0 | 0 | 0 | 0 | 0 | 0 | 0 | 0 | 0 | 0 | 0 | 0 | 0 | 0 | 0 | 0 | 0
F1_Commercial_Miscellaneous_New_Space Heating_Natural Gas_Unit Heater_E5 | F1 | Commercial | Miscellaneous | New | Space Heating | Natural Gas | Unit Heater | E5 | RVT - Cost of Equipment | 0 | 0 | 0 | 0 | 0 | 0 | 0 | 0 | 0 | 0 | 0 | 0 | 0 | 0 | 0 | 0 | 0 | 0 | 0 | 0 | 0 | 0 | 0 | 0 | 0 | 0 | 0 | 0 | 0 | 0 | 0 | 0 | 0
F1_Commercial_Miscellaneous_New_Space Heating_Natural Gas_Unit Heater_E6 | F1 | Commercial | Miscellaneous | New | Space Heating | Natural Gas | Unit Heater | E6 | RVT - Cost of Equipment | 0 | 0 | 0 | 0 | 0 | 0 | 0 | 0 | 0 | 0 | 0 | 0 | 0 | 0 | 0 | 0 | 0 | 0 | 0 | 0 | 0 | 0 | 0 | 0 | 0 | 0 | 0 | 0 | 0 | 0 | 0 | 0 | 0
F1_Commercial_Miscellaneous_New_Space Heating_Natural Gas_Unit Heater_E7 | F1 | Commercial | Miscellaneous | New | Space Heating | Natural Gas | Unit Heater | E7 | RVT - Cost of Equipment | 0 | 0 | 0 | 0 | 0 | 0 | 0 | 0 | 0 | 0 | 0 | 0 | 0 | 0 | 0 | 0 | 0 | 0 | 0 | 0 | 0 | 0 | 0 | 0 | 0 | 0 | 0 | 0 | 0 | 0 | 0 | 0 | 0
F1_Commercial_Miscellaneous_New_Space Heating_Natural Gas_Unit Heater_E8 | F1 | Commercial | Miscellaneous | New | Space Heating | Natural Gas | Unit Heater | E8 | RVT - Cost of Equipment | 0 | 0 | 0 | 0 | 0 | 0 | 0 | 0 | 0 | 0 | 0 | 0 | 0 | 0 | 0 | 0 | 0 | 0 | 0 | 0 | 0 | 0 | 0 | 0 | 0 | 0 | 0 | 0 | 0 | 0 | 0 | 0 | 0
F1_Commercial_Miscellaneous_New_Space Heating_Natural Gas_Unit Heater_E9 | F1 | Commercial | Miscellaneous | New | Space Heating | Natural Gas | Unit Heater | E9 | RVT - Cost of Equipment | 0 | 0 | 0 | 0 | 0 | 0 | 0 | 0 | 0 | 0 | 0 | 0 | 0 | 0 | 0 | 0 | 0 | 0 | 0 | 0 | 0 | 0 | 0 | 0 | 0 | 0 | 0 | 0 | 0 | 0 | 0 | 0 | 0
F1_Commercial_Miscellaneous_New_Space Heating_Natural Gas_Unit Heater_E10 | F1 | Commercial | Miscellaneous | New | Space Heating | Natural Gas | Unit Heater | E10 | RVT - Cost of Equipment | 0 | 0 | 0 | 0 | 0 | 0 | 0 | 0 | 0 | 0 | 0 | 0 | 0 | 0 | 0 | 0 | 0 | 0 | 0 | 0 | 0 | 0 | 0 | 0 | 0 | 0 | 0 | 0 | 0 | 0 | 0 | 0 | 0
F2_Commercial_Miscellaneous_New_Space Heating_Natural Gas_Unit Heater_E1 | F2 | Commercial | Miscellaneous | New | Space Heating | Natural Gas | Unit Heater | E1 | RVT - Cost of Operation | 0.088972 | 0.088894 | 0.08913 | 0.088415 | 0.087907 | 0 | 0 | 0 | 0 | 0 | 0 | 0 | 0 | 0 | 0 | 0 | 0 | 0 | 0 | 0 | 0 | 0 | 0 | 0 | 0 | 0 | 0 | 0 | 0 | 0 | 0 | 0 | 0
F2_Commercial_Miscellaneous_New_Space Heating_Natural Gas_Unit Heater_E2 | F2 | Commercial | Miscellaneous | New | Space Heating | Natural Gas | Unit Heater | E2 | RVT - Cost of Operation | 0.080065 | 0.079995 | 0.080207 | 0.079563 | 0.079106 | 0.078931 | 0.07901 | 0.07902 | 0.079107 | 0.079164 | 0.079201 | 0.079215 | 0.079252 | 0.079306 | 0.079334 | 0.079374 | 0.079418 | 0.079497 | 0.079578 | 0.0797 | 0.079808 | 0.079933 | 0.080038 | 0.08017 | 0.080271 | 0.080365 | 0.080453 | 0.080548 | 0.080611 | 0.08068 | 0.08072 | 0.080772 | 0.080772
F2_Commercial_Miscellaneous_New_Space Heating_Natural Gas_Unit Heater_E3 | F2 | Commercial | Miscellaneous | New | Space Heating | Natural Gas | Unit Heater | E3 | RVT - Cost of Operation | 0.069148 | 0.069087 | 0.069271 | 0.068715 | 0.06832 | 0.068169 | 0.068237 | 0.068246 | 0.06832 | 0.068369 | 0.068402 | 0.068414 | 0.068446 | 0.068492 | 0.068517 | 0.068552 | 0.068589 | 0.068658 | 0.068728 | 0.068833 | 0.068926 | 0.069034 | 0.069125 | 0.069239 | 0.069326 | 0.069407 | 0.069483 | 0.069565 | 0.069619 | 0.069679 | 0.069713 | 0.069758 | 0.069758
F2_Commercial_Miscellaneous_New_Space Heating_Natural Gas_Unit Heater_E4 | F2 | Commercial | Miscellaneous | New | Space Heating | Natural Gas | Unit Heater | E4 | RVT - Cost of Operation | 0 | 0 | 0 | 0 | 0 | 0 | 0 | 0 | 0 | 0 | 0 | 0 | 0 | 0 | 0 | 0 | 0 | 0 | 0 | 0 | 0 | 0 | 0 | 0 | 0 | 0 | 0 | 0 | 0 | 0 | 0 | 0 | 0
F2_Commercial_Miscellaneous_New_Space Heating_Natural Gas_Unit Heater_E5 | F2 | Commercial | Miscellaneous | New | Space Heating | Natural Gas | Unit Heater | E5 | RVT - Cost of Operation | 0 | 0 | 0 | 0 | 0 | 0 | 0 | 0 | 0 | 0 | 0 | 0 | 0 | 0 | 0 | 0 | 0 | 0 | 0 | 0 | 0 | 0 | 0 | 0 | 0 | 0 | 0 | 0 | 0 | 0 | 0 | 0 | 0
F2_Commercial_Miscellaneous_New_Space Heating_Natural Gas_Unit Heater_E6 | F2 | Commercial | Miscellaneous | New | Space Heating | Natural Gas | Unit Heater | E6 | RVT - Cost of Operation | 0 | 0 | 0 | 0 | 0 | 0 | 0 | 0 | 0 | 0 | 0 | 0 | 0 | 0 | 0 | 0 | 0 | 0 | 0 | 0 | 0 | 0 | 0 | 0 | 0 | 0 | 0 | 0 | 0 | 0 | 0 | 0 | 0
F2_Commercial_Miscellaneous_New_Space Heating_Natural Gas_Unit Heater_E7 | F2 | Commercial | Miscellaneous | New | Space Heating | Natural Gas | Unit Heater | E7 | RVT - Cost of Operation | 0 | 0 | 0 | 0 | 0 | 0 | 0 | 0 | 0 | 0 | 0 | 0 | 0 | 0 | 0 | 0 | 0 | 0 | 0 | 0 | 0 | 0 | 0 | 0 | 0 | 0 | 0 | 0 | 0 | 0 | 0 | 0 | 0
F2_Commercial_Miscellaneous_New_Space Heating_Natural Gas_Unit Heater_E8 | F2 | Commercial | Miscellaneous | New | Space Heating | Natural Gas | Unit Heater | E8 | RVT - Cost of Operation | 0 | 0 | 0 | 0 | 0 | 0 | 0 | 0 | 0 | 0 | 0 | 0 | 0 | 0 | 0 | 0 | 0 | 0 | 0 | 0 | 0 | 0 | 0 | 0 | 0 | 0 | 0 | 0 | 0 | 0 | 0 | 0 | 0
F2_Commercial_Miscellaneous_New_Space Heating_Natural Gas_Unit Heater_E9 | F2 | Commercial | Miscellaneous | New | Space Heating | Natural Gas | Unit Heater | E9 | RVT - Cost of Operation | 0 | 0 | 0 | 0 | 0 | 0 | 0 | 0 | 0 | 0 | 0 | 0 | 0 | 0 | 0 | 0 | 0 | 0 | 0 | 0 | 0 | 0 | 0 | 0 | 0 | 0 | 0 | 0 | 0 | 0 | 0 | 0 | 0
F2_Commercial_Miscellaneous_New_Space Heating_Natural Gas_Unit Heater_E10 | F2 | Commercial | Miscellaneous | New | Space Heating | Natural Gas | Unit Heater | E10 | RVT - Cost of Operation | 0 | 0 | 0 | 0 | 0 | 0 | 0 | 0 | 0 | 0 | 0 | 0 | 0 | 0 | 0 | 0 | 0 | 0 | 0 | 0 | 0 | 0 | 0 | 0 | 0 | 0 | 0 | 0 | 0 | 0 | 0 | 0 | 0
F3_Commercial_Miscellaneous_New_Space Heating_Natural Gas_Unit Heater_E1 | F3 | Commercial | Miscellaneous | New | Space Heating | Natural Gas | Unit Heater | E1 | System - kBTUs of Consumption | 0.0029032 | 0.0029032 | 0.0029032 | 0.0029032 | 0.0029032 | 0 | 0 | 0 | 0 | 0 | 0 | 0 | 0 | 0 | 0 | 0 | 0 | 0 | 0 | 0 | 0 | 0 | 0 | 0 | 0 | 0 | 0 | 0 | 0 | 0 | 0 | 0 | 0
F3_Commercial_Miscellaneous_New_Space Heating_Natural Gas_Unit Heater_E2 | F3 | Commercial | Miscellaneous | New | Space Heating | Natural Gas | Unit Heater | E2 | System - kBTUs of Consumption | 0.0092836 | 0.0092836 | 0.0092836 | 0.0092836 | 0.0092836 | 0.0092836 | 0.0092836 | 0.0092836 | 0.0092836 | 0.0092836 | 0.0092836 | 0.0092836 | 0.0092836 | 0.0092836 | 0.0092836 | 0.0092836 | 0.0092836 | 0.0092836 | 0.0092836 | 0.0092836 | 0.0092836 | 0.0092836 | 0.0092836 | 0.0092836 | 0.0092836 | 0.0092836 | 0.0092836 | 0.0092836 | 0.0092836 | 0.0092836 | 0.0092836 | 0.0092836 | 0.0092836
F3_Commercial_Miscellaneous_New_Space Heating_Natural Gas_Unit Heater_E3 | F3 | Commercial | Miscellaneous | New | Space Heating | Natural Gas | Unit Heater | E3 | System - kBTUs of Consumption | 0.0040103 | 0.0040103 | 0.0040103 | 0.0040103 | 0.0040103 | 0.0040103 | 0.0040103 | 0.0040103 | 0.0040103 | 0.0040103 | 0.0040103 | 0.0040103 | 0.0040103 | 0.0040103 | 0.0040103 | 0.0040103 | 0.0040103 | 0.0040103 | 0.0040103 | 0.0040103 | 0.0040103 | 0.0040103 | 0.0040103 | 0.0040103 | 0.0040103 | 0.0040103 | 0.0040103 | 0.0040103 | 0.0040103 | 0.0040103 | 0.0040103 | 0.0040103 | 0.0040103
F3_Commercial_Miscellaneous_New_Space Heating_Natural Gas_Unit Heater_E4 | F3 | Commercial | Miscellaneous | New | Space Heating | Natural Gas | Unit Heater | E4 | System - kBTUs of Consumption | 0 | 0 | 0 | 0 | 0 | 0 | 0 | 0 | 0 | 0 | 0 | 0 | 0 | 0 | 0 | 0 | 0 | 0 | 0 | 0 | 0 | 0 | 0 | 0 | 0 | 0 | 0 | 0 | 0 | 0 | 0 | 0 | 0
F3_Commercial_Miscellaneous_New_Space Heating_Natural Gas_Unit Heater_E5 | F3 | Commercial | Miscellaneous | New | Space Heating | Natural Gas | Unit Heater | E5 | System - kBTUs of Consumption | 0 | 0 | 0 | 0 | 0 | 0 | 0 | 0 | 0 | 0 | 0 | 0 | 0 | 0 | 0 | 0 | 0 | 0 | 0 | 0 | 0 | 0 | 0 | 0 | 0 | 0 | 0 | 0 | 0 | 0 | 0 | 0 | 0
F3_Commercial_Miscellaneous_New_Space Heating_Natural Gas_Unit Heater_E6 | F3 | Commercial | Miscellaneous | New | Space Heating | Natural Gas | Unit Heater | E6 | System - kBTUs of Consumption | 0 | 0 | 0 | 0 | 0 | 0 | 0 | 0 | 0 | 0 | 0 | 0 | 0 | 0 | 0 | 0 | 0 | 0 | 0 | 0 | 0 | 0 | 0 | 0 | 0 | 0 | 0 | 0 | 0 | 0 | 0 | 0 | 0
F3_Commercial_Miscellaneous_New_Space Heating_Natural Gas_Unit Heater_E7 | F3 | Commercial | Miscellaneous | New | Space Heating | Natural Gas | Unit Heater | E7 | System - kBTUs of Consumption | 0 | 0 | 0 | 0 | 0 | 0 | 0 | 0 | 0 | 0 | 0 | 0 | 0 | 0 | 0 | 0 | 0 | 0 | 0 | 0 | 0 | 0 | 0 | 0 | 0 | 0 | 0 | 0 | 0 | 0 | 0 | 0 | 0
F3_Commercial_Miscellaneous_New_Space Heating_Natural Gas_Unit Heater_E8 | F3 | Commercial | Miscellaneous | New | Space Heating | Natural Gas | Unit Heater | E8 | System - kBTUs of Consumption | 0 | 0 | 0 | 0 | 0 | 0 | 0 | 0 | 0 | 0 | 0 | 0 | 0 | 0 | 0 | 0 | 0 | 0 | 0 | 0 | 0 | 0 | 0 | 0 | 0 | 0 | 0 | 0 | 0 | 0 | 0 | 0 | 0
F3_Commercial_Miscellaneous_New_Space Heating_Natural Gas_Unit Heater_E9 | F3 | Commercial | Miscellaneous | New | Space Heating | Natural Gas | Unit Heater | E9 | System - kBTUs of Consumption | 0 | 0 | 0 | 0 | 0 | 0 | 0 | 0 | 0 | 0 | 0 | 0 | 0 | 0 | 0 | 0 | 0 | 0 | 0 | 0 | 0 | 0 | 0 | 0 | 0 | 0 | 0 | 0 | 0 | 0 | 0 | 0 | 0
F3_Commercial_Miscellaneous_New_Space Heating_Natural Gas_Unit Heater_E10 | F3 | Commercial | Miscellaneous | New | Space Heating | Natural Gas | Unit Heater | E10 | System - kBTUs of Consumption | 0 | 0 | 0 | 0 | 0 | 0 | 0 | 0 | 0 | 0 | 0 | 0 | 0 | 0 | 0 | 0 | 0 | 0 | 0 | 0 | 0 | 0 | 0 | 0 | 0 | 0 | 0 | 0 | 0 | 0 | 0 | 0 | 0
F4_Commercial_Miscellaneous_New_Space Heating_Natural Gas_Unit Heater_E1 | F4 | Commercial | Miscellaneous | New | Space Heating | Natural Gas | Unit Heater | E1 | Utility - Cost of Equipment | 0.088972 | 0.088894 | 0.08913 | 0.088415 | 0.087907 | 0 | 0 | 0 | 0 | 0 | 0 | 0 | 0 | 0 | 0 | 0 | 0 | 0 | 0 | 0 | 0 | 0 | 0 | 0 | 0 | 0 | 0 | 0 | 0 | 0 | 0 | 0 | 0
F4_Commercial_Miscellaneous_New_Space Heating_Natural Gas_Unit Heater_E2 | F4 | Commercial | Miscellaneous | New | Space Heating | Natural Gas | Unit Heater | E2 | Utility - Cost of Equipment | 0.080065 | 0.079995 | 0.080207 | 0.079563 | 0.079106 | 0.078931 | 0.07901 | 0.07902 | 0.079107 | 0.079164 | 0.079201 | 0.079215 | 0.079252 | 0.079306 | 0.079334 | 0.079374 | 0.079418 | 0.079497 | 0.079578 | 0.0797 | 0.079808 | 0.079933 | 0.080038 | 0.08017 | 0.080271 | 0.080365 | 0.080453 | 0.080548 | 0.080611 | 0.08068 | 0.08072 | 0.080772 | 0.080772
F4_Commercial_Miscellaneous_New_Space Heating_Natural Gas_Unit Heater_E3 | F4 | Commercial | Miscellaneous | New | Space Heating | Natural Gas | Unit Heater | E3 | Utility - Cost of Equipment | 0.069148 | 0.069087 | 0.069271 | 0.068715 | 0.06832 | 0.068169 | 0.068237 | 0.068246 | 0.06832 | 0.068369 | 0.068402 | 0.068414 | 0.068446 | 0.068492 | 0.068517 | 0.068552 | 0.068589 | 0.068658 | 0.068728 | 0.068833 | 0.068926 | 0.069034 | 0.069125 | 0.069239 | 0.069326 | 0.069407 | 0.069483 | 0.069565 | 0.069619 | 0.069679 | 0.069713 | 0.069758 | 0.069758
F4_Commercial_Miscellaneous_New_Space Heating_Natural Gas_Unit Heater_E4 | F4 | Commercial | Miscellaneous | New | Space Heating | Natural Gas | Unit Heater | E4 | Utility - Cost of Equipment | 0 | 0 | 0 | 0 | 0 | 0 | 0 | 0 | 0 | 0 | 0 | 0 | 0 | 0 | 0 | 0 | 0 | 0 | 0 | 0 | 0 | 0 | 0 | 0 | 0 | 0 | 0 | 0 | 0 | 0 | 0 | 0 | 0
F4_Commercial_Miscellaneous_New_Space Heating_Natural Gas_Unit Heater_E5 | F4 | Commercial | Miscellaneous | New | Space Heating | Natural Gas | Unit Heater | E5 | Utility - Cost of Equipment | 0 | 0 | 0 | 0 | 0 | 0 | 0 | 0 | 0 | 0 | 0 | 0 | 0 | 0 | 0 | 0 | 0 | 0 | 0 | 0 | 0 | 0 | 0 | 0 | 0 | 0 | 0 | 0 | 0 | 0 | 0 | 0 | 0
F4_Commercial_Miscellaneous_New_Space Heating_Natural Gas_Unit Heater_E6 | F4 | Commercial | Miscellaneous | New | Space Heating | Natural Gas | Unit Heater | E6 | Utility - Cost of Equipment | 0 | 0 | 0 | 0 | 0 | 0 | 0 | 0 | 0 | 0 | 0 | 0 | 0 | 0 | 0 | 0 | 0 | 0 | 0 | 0 | 0 | 0 | 0 | 0 | 0 | 0 | 0 | 0 | 0 | 0 | 0 | 0 | 0
F4_Commercial_Miscellaneous_New_Space Heating_Natural Gas_Unit Heater_E7 | F4 | Commercial | Miscellaneous | New | Space Heating | Natural Gas | Unit Heater | E7 | Utility - Cost of Equipment | 0 | 0 | 0 | 0 | 0 | 0 | 0 | 0 | 0 | 0 | 0 | 0 | 0 | 0 | 0 | 0 | 0 | 0 | 0 | 0 | 0 | 0 | 0 | 0 | 0 | 0 | 0 | 0 | 0 | 0 | 0 | 0 | 0
F4_Commercial_Miscellaneous_New_Space Heating_Natural Gas_Unit Heater_E8 | F4 | Commercial | Miscellaneous | New | Space Heating | Natural Gas | Unit Heater | E8 | Utility - Cost of Equipment | 0 | 0 | 0 | 0 | 0 | 0 | 0 | 0 | 0 | 0 | 0 | 0 | 0 | 0 | 0 | 0 | 0 | 0 | 0 | 0 | 0 | 0 | 0 | 0 | 0 | 0 | 0 | 0 | 0 | 0 | 0 | 0 | 0
F4_Commercial_Miscellaneous_New_Space Heating_Natural Gas_Unit Heater_E9 | F4 | Commercial | Miscellaneous | New | Space Heating | Natural Gas | Unit Heater | E9 | Utility - Cost of Equipment | 0 | 0 | 0 | 0 | 0 | 0 | 0 | 0 | 0 | 0 | 0 | 0 | 0 | 0 | 0 | 0 | 0 | 0 | 0 | 0 | 0 | 0 | 0 | 0 | 0 | 0 | 0 | 0 | 0 | 0 | 0 | 0 | 0
F4_Commercial_Miscellaneous_New_Space Heating_Natural Gas_Unit Heater_E10 | F4 | Commercial | Miscellaneous | New | Space Heating | Natural Gas | Unit Heater | E10 | Utility - Cost of Equipment | 0 | 0 | 0 | 0 | 0 | 0 | 0 | 0 | 0 | 0 | 0 | 0 | 0 | 0 | 0 | 0 | 0 | 0 | 0 | 0 | 0 | 0 | 0 | 0 | 0 | 0 | 0 | 0 | 0 | 0 | 0 | 0 | 0
F5_Commercial_Miscellaneous_New_Space Heating_Natural Gas_Unit Heater_E1 | F5 | Commercial | Miscellaneous | New | Space Heating | Natural Gas | Unit Heater | E1 | Utility - Cost of Operation | 0.0029032 | 0.0029032 | 0.0029032 | 0.0029032 | 0.0029032 | 0 | 0 | 0 | 0 | 0 | 0 | 0 | 0 | 0 | 0 | 0 | 0 | 0 | 0 | 0 | 0 | 0 | 0 | 0 | 0 | 0 | 0 | 0 | 0 | 0 | 0 | 0 | 0
F5_Commercial_Miscellaneous_New_Space Heating_Natural Gas_Unit Heater_E2 | F5 | Commercial | Miscellaneous | New | Space Heating | Natural Gas | Unit Heater | E2 | Utility - Cost of Operation | 0.0092836 | 0.0092836 | 0.0092836 | 0.0092836 | 0.0092836 | 0.0092836 | 0.0092836 | 0.0092836 | 0.0092836 | 0.0092836 | 0.0092836 | 0.0092836 | 0.0092836 | 0.0092836 | 0.0092836 | 0.0092836 | 0.0092836 | 0.0092836 | 0.0092836 | 0.0092836 | 0.0092836 | 0.0092836 | 0.0092836 | 0.0092836 | 0.0092836 | 0.0092836 | 0.0092836 | 0.0092836 | 0.0092836 | 0.0092836 | 0.0092836 | 0.0092836 | 0.0092836
F5_Commercial_Miscellaneous_New_Space Heating_Natural Gas_Unit Heater_E3 | F5 | Commercial | Miscellaneous | New | Space Heating | Natural Gas | Unit Heater | E3 | Utility - Cost of Operation | 0.0040103 | 0.0040103 | 0.0040103 | 0.0040103 | 0.0040103 | 0.0040103 | 0.0040103 | 0.0040103 | 0.0040103 | 0.0040103 | 0.0040103 | 0.0040103 | 0.0040103 | 0.0040103 | 0.0040103 | 0.0040103 | 0.0040103 | 0.0040103 | 0.0040103 | 0.0040103 | 0.0040103 | 0.0040103 | 0.0040103 | 0.0040103 | 0.0040103 | 0.0040103 | 0.0040103 | 0.0040103 | 0.0040103 | 0.0040103 | 0.0040103 | 0.0040103 | 0.0040103
F5_Commercial_Miscellaneous_New_Space Heating_Natural Gas_Unit Heater_E4 | F5 | Commercial | Miscellaneous | New | Space Heating | Natural Gas | Unit Heater | E4 | Utility - Cost of Operation | 0 | 0 | 0 | 0 | 0 | 0 | 0 | 0 | 0 | 0 | 0 | 0 | 0 | 0 | 0 | 0 | 0 | 0 | 0 | 0 | 0 | 0 | 0 | 0 | 0 | 0 | 0 | 0 | 0 | 0 | 0 | 0 | 0
F5_Commercial_Miscellaneous_New_Space Heating_Natural Gas_Unit Heater_E5 | F5 | Commercial | Miscellaneous | New | Space Heating | Natural Gas | Unit Heater | E5 | Utility - Cost of Operation | 0 | 0 | 0 | 0 | 0 | 0 | 0 | 0 | 0 | 0 | 0 | 0 | 0 | 0 | 0 | 0 | 0 | 0 | 0 | 0 | 0 | 0 | 0 | 0 | 0 | 0 | 0 | 0 | 0 | 0 | 0 | 0 | 0
F5_Commercial_Miscellaneous_New_Space Heating_Natural Gas_Unit Heater_E6 | F5 | Commercial | Miscellaneous | New | Space Heating | Natural Gas | Unit Heater | E6 | Utility - Cost of Operation | 0 | 0 | 0 | 0 | 0 | 0 | 0 | 0 | 0 | 0 | 0 | 0 | 0 | 0 | 0 | 0 | 0 | 0 | 0 | 0 | 0 | 0 | 0 | 0 | 0 | 0 | 0 | 0 | 0 | 0 | 0 | 0 | 0
F5_Commercial_Miscellaneous_New_Space Heating_Natural Gas_Unit Heater_E7 | F5 | Commercial | Miscellaneous | New | Space Heating | Natural Gas | Unit Heater | E7 | Utility - Cost of Operation | 0 | 0 | 0 | 0 | 0 | 0 | 0 | 0 | 0 | 0 | 0 | 0 | 0 | 0 | 0 | 0 | 0 | 0 | 0 | 0 | 0 | 0 | 0 | 0 | 0 | 0 | 0 | 0 | 0 | 0 | 0 | 0 | 0
F5_Commercial_Miscellaneous_New_Space Heating_Natural Gas_Unit Heater_E8 | F5 | Commercial | Miscellaneous | New | Space Heating | Natural Gas | Unit Heater | E8 | Utility - Cost of Operation | 0 | 0 | 0 | 0 | 0 | 0 | 0 | 0 | 0 | 0 | 0 | 0 | 0 | 0 | 0 | 0 | 0 | 0 | 0 | 0 | 0 | 0 | 0 | 0 | 0 | 0 | 0 | 0 | 0 | 0 | 0 | 0 | 0
F5_Commercial_Miscellaneous_New_Space Heating_Natural Gas_Unit Heater_E9 | F5 | Commercial | Miscellaneous | New | Space Heating | Natural Gas | Unit Heater | E9 | Utility - Cost of Operation | 0 | 0 | 0 | 0 | 0 | 0 | 0 | 0 | 0 | 0 | 0 | 0 | 0 | 0 | 0 | 0 | 0 | 0 | 0 | 0 | 0 | 0 | 0 | 0 | 0 | 0 | 0 | 0 | 0 | 0 | 0 | 0 | 0
F5_Commercial_Miscellaneous_New_Space Heating_Natural Gas_Unit Heater_E10 | F5 | Commercial | Miscellaneous | New | Space Heating | Natural Gas | Unit Heater | E10 | Utility - Cost of Operation | 0 | 0 | 0 | 0 | 0 | 0 | 0 | 0 | 0 | 0 | 0 | 0 | 0 | 0 | 0 | 0 | 0 | 0 | 0 | 0 | 0 | 0 | 0 | 0 | 0 | 0 | 0 | 0 | 0 | 0 | 0 | 0 | 0
F6_Commercial_Miscellaneous_New_Space Heating_Natural Gas_Unit Heater_E1 | F6 | Commercial | Miscellaneous | New | Space Heating | Natural Gas | Unit Heater | E1 | Utility - Value of Sales | 0.034553 | 0.034538 | 0.034604 | 0.034358 | 0.034169 | 0 | 0 | 0 | 0 | 0 | 0 | 0 | 0 | 0 | 0 | 0 | 0 | 0 | 0 | 0 | 0 | 0 | 0 | 0 | 0 | 0 | 0 | 0 | 0 | 0 | 0 | 0 | 0
F6_Commercial_Miscellaneous_New_Space Heating_Natural Gas_Unit Heater_E2 | F6 | Commercial | Miscellaneous | New | Space Heating | Natural Gas | Unit Heater | E2 | Utility - Value of Sales | 0.031094 | 0.03108 | 0.031139 | 0.030919 | 0.030748 | 0.030578 | 0.030407 | 0.030236 | 0.030066 | 0.029895 | 0.029725 | 0.029554 | 0.029384 | 0.029213 | 0.029043 | 0.028872 | 0.028702 | 0.028532 | 0.028363 | 0.028199 | 0.028041 | 0.02789 | 0.02775 | 0.027623 | 0.027509 | 0.02741 | 0.027324 | 0.027253 | 0.027196 | 0.027154 | 0.027125 | 0.027111 | 0.027111
F6_Commercial_Miscellaneous_New_Space Heating_Natural Gas_Unit Heater_E3 | F6 | Commercial | Miscellaneous | New | Space Heating | Natural Gas | Unit Heater | E3 | Utility - Value of Sales | 0.026854 | 0.026842 | 0.026893 | 0.026703 | 0.026556 | 0.026408 | 0.026261 | 0.026114 | 0.025966 | 0.025819 | 0.025672 | 0.025525 | 0.025377 | 0.02523 | 0.025083 | 0.024936 | 0.024788 | 0.024641 | 0.024496 | 0.024354 | 0.024217 | 0.024087 | 0.023967 | 0.023856 | 0.023758 | 0.023672 | 0.023599 | 0.023537 | 0.023488 | 0.023451 | 0.023427 | 0.023415 | 0.023415
F6_Commercial_Miscellaneous_New_Space Heating_Natural Gas_Unit Heater_E4 | F6 | Commercial | Miscellaneous | New | Space Heating | Natural Gas | Unit Heater | E4 | Utility - Value of Sales | 0 | 0 | 0 | 0 | 0 | 0 | 0 | 0 | 0 | 0 | 0 | 0 | 0 | 0 | 0 | 0 | 0 | 0 | 0 | 0 | 0 | 0 | 0 | 0 | 0 | 0 | 0 | 0 | 0 | 0 | 0 | 0 | 0
F6_Commercial_Miscellaneous_New_Space Heating_Natural Gas_Unit Heater_E5 | F6 | Commercial | Miscellaneous | New | Space Heating | Natural Gas | Unit Heater | E5 | Utility - Value of Sales | 0 | 0 | 0 | 0 | 0 | 0 | 0 | 0 | 0 | 0 | 0 | 0 | 0 | 0 | 0 | 0 | 0 | 0 | 0 | 0 | 0 | 0 | 0 | 0 | 0 | 0 | 0 | 0 | 0 | 0 | 0 | 0 | 0
F6_Commercial_Miscellaneous_New_Space Heating_Natural Gas_Unit Heater_E6 | F6 | Commercial | Miscellaneous | New | Space Heating | Natural Gas | Unit Heater | E6 | Utility - Value of Sales | 0 | 0 | 0 | 0 | 0 | 0 | 0 | 0 | 0 | 0 | 0 | 0 | 0 | 0 | 0 | 0 | 0 | 0 | 0 | 0 | 0 | 0 | 0 | 0 | 0 | 0 | 0 | 0 | 0 | 0 | 0 | 0 | 0
F6_Commercial_Miscellaneous_New_Space Heating_Natural Gas_Unit Heater_E7 | F6 | Commercial | Miscellaneous | New | Space Heating | Natural Gas | Unit Heater | E7 | Utility - Value of Sales | 0 | 0 | 0 | 0 | 0 | 0 | 0 | 0 | 0 | 0 | 0 | 0 | 0 | 0 | 0 | 0 | 0 | 0 | 0 | 0 | 0 | 0 | 0 | 0 | 0 | 0 | 0 | 0 | 0 | 0 | 0 | 0 | 0
F6_Commercial_Miscellaneous_New_Space Heating_Natural Gas_Unit Heater_E8 | F6 | Commercial | Miscellaneous | New | Space Heating | Natural Gas | Unit Heater | E8 | Utility - Value of Sales | 0 | 0 | 0 | 0 | 0 | 0 | 0 | 0 | 0 | 0 | 0 | 0 | 0 | 0 | 0 | 0 | 0 | 0 | 0 | 0 | 0 | 0 | 0 | 0 | 0 | 0 | 0 | 0 | 0 | 0 | 0 | 0 | 0
F6_Commercial_Miscellaneous_New_Space Heating_Natural Gas_Unit Heater_E9 | F6 | Commercial | Miscellaneous | New | Space Heating | Natural Gas | Unit Heater | E9 | Utility - Value of Sales | 0 | 0 | 0 | 0 | 0 | 0 | 0 | 0 | 0 | 0 | 0 | 0 | 0 | 0 | 0 | 0 | 0 | 0 | 0 | 0 | 0 | 0 | 0 | 0 | 0 | 0 | 0 | 0 | 0 | 0 | 0 | 0 | 0
F6_Commercial_Miscellaneous_New_Space Heating_Natural Gas_Unit Heater_E10 | F6 | Commercial | Miscellaneous | New | Space Heating | Natural Gas | Unit Heater | E10 | Utility - Value of Sales | 0 | 0 | 0 | 0 | 0 | 0 | 0 | 0 | 0 | 0 | 0 | 0 | 0 | 0 | 0 | 0 | 0 | 0 | 0 | 0 | 0 | 0 | 0 | 0 | 0 | 0 | 0 | 0 | 0 | 0 | 0 | 0 | 0
F1_Commercial_Miscellaneous_New_Water Heating_Natural Gas_Water Heater_E1 | F1 | Commercial | Miscellaneous | New | Water Heating | Natural Gas | Water Heater | E1 | RVT - Cost of Equipment | 0.29749 | 0.29704 | 0.29814 | 0.29563 | 0.29404 | 0.29526 | 0.29897 | 0.3019 | 0.30554 | 0.30898 | 0.31241 | 0.31557 | 0.31896 | 0.3225 | 0.32589 | 0.32935 | 0.33285 | 0.33668 | 0.34065 | 0.34484 | 0.34898 | 0.3533 | 0.3573 | 0.36144 | 0.3651 | 0.36829 | 0.37117 | 0.37368 | 0.37563 | 0.37725 | 0.37815 | 0.37875 | 0.37875
F1_Commercial_Miscellaneous_New_Water Heating_Natural Gas_Water Heater_E2 | F1 | Commercial | Miscellaneous | New | Water Heating | Natural Gas | Water Heater | E2 | RVT - Cost of Equipment | 0.29382 | 0.29338 | 0.29446 | 0.29198 | 0.29041 | 0.29162 | 0.29528 | 0.29818 | 0.30177 | 0.30516 | 0.30856 | 0.31167 | 0.31502 | 0.31852 | 0.32187 | 0.32528 | 0.32874 | 0.33252 | 0.33644 | 0.34059 | 0.34468 | 0.34894 | 0.35289 | 0.35698 | 0.3606 | 0.36374 | 0.36659 | 0.36907 | 0.371 | 0.37259 | 0.37348 | 0.37407 | 0.37407
F1_Commercial_Miscellaneous_New_Water Heating_Natural Gas_Water Heater_E3 | F1 | Commercial | Miscellaneous | New | Water Heating | Natural Gas | Water Heater | E3 | RVT - Cost of Equipment | 0.27045 | 0.27004 | 0.27104 | 0.26876 | 0.26731 | 0.26842 | 0.27179 | 0.27446 | 0.27776 | 0.28089 | 0.28401 | 0.28688 | 0.28997 | 0.29319 | 0.29627 | 0.29941 | 0.30259 | 0.30607 | 0.30968 | 0.31349 | 0.31726 | 0.32118 | 0.32482 | 0.32858 | 0.33191 | 0.33481 | 0.33743 | 0.33971 | 0.34149 | 0.34295 | 0.34377 | 0.34432 | 0.34432
F1_Commercial_Miscellaneous_New_Water Heating_Natural Gas_Water Heater_E4 | F1 | Commercial | Miscellaneous | New | Water Heating | Natural Gas | Water Heater | E4 | RVT - Cost of Equipment | 0.25318 | 0.2528 | 0.25374 | 0.2516 | 0.25025 | 0.25129 | 0.25444 | 0.25694 | 0.26003 | 0.26296 | 0.26588 | 0.26857 | 0.27146 | 0.27447 | 0.27736 | 0.2803 | 0.28328 | 0.28653 | 0.28991 | 0.29348 | 0.29701 | 0.30068 | 0.30409 | 0.30761 | 0.31073 | 0.31344 | 0.31589 | 0.31803 | 0.31969 | 0.32106 | 0.32183 | 0.32234 | 0.32234
F1_Commercial_Miscellaneous_New_Water Heating_Natural Gas_Water Heater_E5 | F1 | Commercial | Miscellaneous | New | Water Heating | Natural Gas | Water Heater | E5 | RVT - Cost of Equipment | 0.24791 | 0.24754 | 0.24845 | 0.24636 | 0.24503 | 0.24605 | 0.24914 | 0.25159 | 0.25462 | 0.25748 | 0.26034 | 0.26297 | 0.2658 | 0.26875 | 0.27158 | 0.27446 | 0.27738 | 0.28056 | 0.28387 | 0.28737 | 0.29082 | 0.29442 | 0.29775 | 0.3012 | 0.30425 | 0.30691 | 0.30931 | 0.3114 | 0.31303 | 0.31437 | 0.31512 | 0.31563 | 0.31563
F1_Commercial_Miscellaneous_New_Water Heating_Natural Gas_Water Heater_E6 | F1 | Commercial | Miscellaneous | New | Water Heating | Natural Gas | Water Heater | E6 | RVT - Cost of Equipment | 0.24285 | 0.24249 | 0.24338 | 0.24133 | 0.24003 | 0.24103 | 0.24406 | 0.24645 | 0.24942 | 0.25223 | 0.25503 | 0.25761 | 0.26038 | 0.26327 | 0.26604 | 0.26885 | 0.27172 | 0.27484 | 0.27808 | 0.2815 | 0.28488 | 0.28841 | 0.29168 | 0.29505 | 0.29804 | 0.30064 | 0.303 | 0.30504 | 0.30664 | 0.30796 | 0.30869 | 0.30918 | 0.30918
F1_Commercial_Miscellaneous_New_Water Heating_Natural Gas_Water Heater_E7 | F1 | Commercial | Miscellaneous | New | Water Heating | Natural Gas | Water Heater | E7 | RVT - Cost of Equipment | 0.15892 | 0.1591 | 0.15993 | 0.15918 | 0.15882 | 0.15967 | 0.16159 | 0.16318 | 0.16508 | 0.16695 | 0.16882 | 0.1706 | 0.17249 | 0.17445 | 0.17635 | 0.1783 | 0.18025 | 0.18234 | 0.18445 | 0.18659 | 0.18863 | 0.19066 | 0.19248 | 0.1943 | 0.19587 | 0.19724 | 0.19848 | 0.19956 | 0.2004 | 0.20109 | 0.20148 | 0.20174 | 0.20174
F1_Commercial_Miscellaneous_New_Water Heating_Natural Gas_Water Heater_E8 | F1 | Commercial | Miscellaneous | New | Water Heating | Natural Gas | Water Heater | E8 | RVT - Cost of Equipment | 0 | 0 | 0 | 0 | 0 | 0 | 0 | 0 | 0 | 0 | 0 | 0 | 0 | 0 | 0 | 0 | 0 | 0 | 0 | 0 | 0 | 0 | 0 | 0 | 0 | 0 | 0 | 0 | 0 | 0 | 0 | 0 | 0
F1_Commercial_Miscellaneous_New_Water Heating_Natural Gas_Water Heater_E9 | F1 | Commercial | Miscellaneous | New | Water Heating | Natural Gas | Water Heater | E9 | RVT - Cost of Equipment | 0 | 0 | 0 | 0 | 0 | 0 | 0 | 0 | 0 | 0 | 0 | 0 | 0 | 0 | 0 | 0 | 0 | 0 | 0 | 0 | 0 | 0 | 0 | 0 | 0 | 0 | 0 | 0 | 0 | 0 | 0 | 0 | 0
F1_Commercial_Miscellaneous_New_Water Heating_Natural Gas_Water Heater_E10 | F1 | Commercial | Miscellaneous | New | Water Heating | Natural Gas | Water Heater | E10 | RVT - Cost of Equipment | 0 | 0 | 0 | 0 | 0 | 0 | 0 | 0 | 0 | 0 | 0 | 0 | 0 | 0 | 0 | 0 | 0 | 0 | 0 | 0 | 0 | 0 | 0 | 0 | 0 | 0 | 0 | 0 | 0 | 0 | 0 | 0 | 0
F2_Commercial_Miscellaneous_New_Water Heating_Natural Gas_Water Heater_E1 | F2 | Commercial | Miscellaneous | New | Water Heating | Natural Gas | Water Heater | E1 | RVT - Cost of Operation | 0.35641 | 0.35588 | 0.3572 | 0.35419 | 0.35228 | 0.35375 | 0.35819 | 0.3617 | 0.36606 | 0.37017 | 0.37429 | 0.37807 | 0.38214 | 0.38638 | 0.39044 | 0.39458 | 0.39878 | 0.40336 | 0.40812 | 0.41314 | 0.4181 | 0.42327 | 0.42807 | 0.43303 | 0.43742 | 0.44123 | 0.44469 | 0.44769 | 0.45004 | 0.45197 | 0.45305 | 0.45377 | 0.45377
F2_Commercial_Miscellaneous_New_Water Heating_Natural Gas_Water Heater_E2 | F2 | Commercial | Miscellaneous | New | Water Heating | Natural Gas | Water Heater | E2 | RVT - Cost of Operation | 0.35201 | 0.35148 | 0.35279 | 0.34981 | 0.34793 | 0.34938 | 0.35376 | 0.35723 | 0.36154 | 0.3656 | 0.36967 | 0.3734 | 0.37742 | 0.38161 | 0.38562 | 0.38971 | 0.39386 | 0.39838 | 0.40308 | 0.40804 | 0.41294 | 0.41805 | 0.42279 | 0.42768 | 0.43202 | 0.43578 | 0.4392 | 0.44217 | 0.44448 | 0.44639 | 0.44745 | 0.44817 | 0.44817
F2_Commercial_Miscellaneous_New_Water Heating_Natural Gas_Water Heater_E3 | F2 | Commercial | Miscellaneous | New | Water Heating | Natural Gas | Water Heater | E3 | RVT - Cost of Operation | 0.32401 | 0.32353 | 0.32472 | 0.32199 | 0.32025 | 0.32159 | 0.32562 | 0.32882 | 0.33278 | 0.33652 | 0.34026 | 0.3437 | 0.3474 | 0.35126 | 0.35495 | 0.35871 | 0.36253 | 0.36669 | 0.37102 | 0.37559 | 0.3801 | 0.38479 | 0.38916 | 0.39366 | 0.39765 | 0.40112 | 0.40427 | 0.40699 | 0.40912 | 0.41088 | 0.41186 | 0.41252 | 0.41252
F2_Commercial_Miscellaneous_New_Water Heating_Natural Gas_Water Heater_E4 | F2 | Commercial | Miscellaneous | New | Water Heating | Natural Gas | Water Heater | E4 | RVT - Cost of Operation | 0.30333 | 0.30288 | 0.304 | 0.30144 | 0.29981 | 0.30106 | 0.30484 | 0.30783 | 0.31154 | 0.31504 | 0.31855 | 0.32176 | 0.32522 | 0.32883 | 0.33229 | 0.33581 | 0.33939 | 0.34328 | 0.34733 | 0.35161 | 0.35583 | 0.36023 | 0.36432 | 0.36854 | 0.37227 | 0.37552 | 0.37846 | 0.38102 | 0.38301 | 0.38465 | 0.38557 | 0.38619 | 0.38619
F2_Commercial_Miscellaneous_New_Water Heating_Natural Gas_Water Heater_E5 | F2 | Commercial | Miscellaneous | New | Water Heating | Natural Gas | Water Heater | E5 | RVT - Cost of Operation | 0.29701 | 0.29657 | 0.29766 | 0.29516 | 0.29356 | 0.29479 | 0.29849 | 0.30142 | 0.30505 | 0.30848 | 0.31191 | 0.31506 | 0.31845 | 0.32198 | 0.32537 | 0.32882 | 0.33232 | 0.33613 | 0.3401 | 0.34429 | 0.34842 | 0.35273 | 0.35673 | 0.36086 | 0.36451 | 0.36769 | 0.37058 | 0.37308 | 0.37503 | 0.37664 | 0.37754 | 0.37814 | 0.37814
F2_Commercial_Miscellaneous_New_Water Heating_Natural Gas_Water Heater_E6 | F2 | Commercial | Miscellaneous | New | Water Heating | Natural Gas | Water Heater | E6 | RVT - Cost of Operation | 0.29095 | 0.29051 | 0.29159 | 0.28913 | 0.28757 | 0.28877 | 0.2924 | 0.29526 | 0.29882 | 0.30218 | 0.30554 | 0.30863 | 0.31195 | 0.31541 | 0.31873 | 0.32211 | 0.32553 | 0.32927 | 0.33316 | 0.33726 | 0.34131 | 0.34553 | 0.34945 | 0.35349 | 0.35708 | 0.36019 | 0.36301 | 0.36546 | 0.36738 | 0.36895 | 0.36983 | 0.37042 | 0.37042
F2_Commercial_Miscellaneous_New_Water Heating_Natural Gas_Water Heater_E7 | F2 | Commercial | Miscellaneous | New | Water Heating | Natural Gas | Water Heater | E7 | RVT - Cost of Operation | 0.1904 | 0.19062 | 0.1916 | 0.1907 | 0.19028 | 0.1913 | 0.19359 | 0.19549 | 0.19778 | 0.20001 | 0.20226 | 0.20439 | 0.20666 | 0.209 | 0.21128 | 0.21361 | 0.21596 | 0.21845 | 0.22098 | 0.22355 | 0.22599 | 0.22842 | 0.2306 | 0.23278 | 0.23467 | 0.23631 | 0.23779 | 0.23908 | 0.24009 | 0.24092 | 0.24139 | 0.2417 | 0.2417
F2_Commercial_Miscellaneous_New_Water Heating_Natural Gas_Water Heater_E8 | F2 | Commercial | Miscellaneous | New | Water Heating | Natural Gas | Water Heater | E8 | RVT - Cost of Operation | 0 | 0 | 0 | 0 | 0 | 0 | 0 | 0 | 0 | 0 | 0 | 0 | 0 | 0 | 0 | 0 | 0 | 0 | 0 | 0 | 0 | 0 | 0 | 0 | 0 | 0 | 0 | 0 | 0 | 0 | 0 | 0 | 0
F2_Commercial_Miscellaneous_New_Water Heating_Natural Gas_Water Heater_E9 | F2 | Commercial | Miscellaneous | New | Water Heating | Natural Gas | Water Heater | E9 | RVT - Cost of Operation | 0 | 0 | 0 | 0 | 0 | 0 | 0 | 0 | 0 | 0 | 0 | 0 | 0 | 0 | 0 | 0 | 0 | 0 | 0 | 0 | 0 | 0 | 0 | 0 | 0 | 0 | 0 | 0 | 0 | 0 | 0 | 0 | 0
F2_Commercial_Miscellaneous_New_Water Heating_Natural Gas_Water Heater_E10 | F2 | Commercial | Miscellaneous | New | Water Heating | Natural Gas | Water Heater | E10 | RVT - Cost of Operation | 0 | 0 | 0 | 0 | 0 | 0 | 0 | 0 | 0 | 0 | 0 | 0 | 0 | 0 | 0 | 0 | 0 | 0 | 0 | 0 | 0 | 0 | 0 | 0 | 0 | 0 | 0 | 0 | 0 | 0 | 0 | 0 | 0
F3_Commercial_Miscellaneous_New_Water Heating_Natural Gas_Water Heater_E1 | F3 | Commercial | Miscellaneous | New | Water Heating | Natural Gas | Water Heater | E1 | System - kBTUs of Consumption | 0.028517 | 0.028517 | 0.028517 | 0.028517 | 0.028517 | 0.028517 | 0.028517 | 0.028517 | 0.028517 | 0.028517 | 0.028517 | 0.028517 | 0.028517 | 0.028517 | 0.028517 | 0.028517 | 0.028517 | 0.028517 | 0.028517 | 0.028517 | 0.028517 | 0.028517 | 0.028517 | 0.028517 | 0.028517 | 0.028517 | 0.028517 | 0.028517 | 0.028517 | 0.028517 | 0.028517 | 0.028517 | 0.028517
F3_Commercial_Miscellaneous_New_Water Heating_Natural Gas_Water Heater_E2 | F3 | Commercial | Miscellaneous | New | Water Heating | Natural Gas | Water Heater | E2 | System - kBTUs of Consumption | 0.02851 | 0.02851 | 0.02851 | 0.02851 | 0.02851 | 0.02851 | 0.02851 | 0.02851 | 0.02851 | 0.02851 | 0.02851 | 0.02851 | 0.02851 | 0.02851 | 0.02851 | 0.02851 | 0.02851 | 0.02851 | 0.02851 | 0.02851 | 0.02851 | 0.02851 | 0.02851 | 0.02851 | 0.02851 | 0.02851 | 0.02851 | 0.02851 | 0.02851 | 0.02851 | 0.02851 | 0.02851 | 0.02851
F3_Commercial_Miscellaneous_New_Water Heating_Natural Gas_Water Heater_E3 | F3 | Commercial | Miscellaneous | New | Water Heating | Natural Gas | Water Heater | E3 | System - kBTUs of Consumption | 0.028925 | 0.028925 | 0.028925 | 0.028925 | 0.028925 | 0.028925 | 0.028925 | 0.028925 | 0.028925 | 0.028925 | 0.028925 | 0.028925 | 0.028925 | 0.028925 | 0.028925 | 0.028925 | 0.028925 | 0.028925 | 0.028925 | 0.028925 | 0.028925 | 0.028925 | 0.028925 | 0.028925 | 0.028925 | 0.028925 | 0.028925 | 0.028925 | 0.028925 | 0.028925 | 0.028925 | 0.028925 | 0.028925
F3_Commercial_Miscellaneous_New_Water Heating_Natural Gas_Water Heater_E4 | F3 | Commercial | Miscellaneous | New | Water Heating | Natural Gas | Water Heater | E4 | System - kBTUs of Consumption | 0.029341 | 0.029341 | 0.029341 | 0.029341 | 0.029341 | 0.029341 | 0.029341 | 0.029341 | 0.029341 | 0.029341 | 0.029341 | 0.029341 | 0.029341 | 0.029341 | 0.029341 | 0.029341 | 0.029341 | 0.029341 | 0.029341 | 0.029341 | 0.029341 | 0.029341 | 0.029341 | 0.029341 | 0.029341 | 0.029341 | 0.029341 | 0.029341 | 0.029341 | 0.029341 | 0.029341 | 0.029341 | 0.029341
F3_Commercial_Miscellaneous_New_Water Heating_Natural Gas_Water Heater_E5 | F3 | Commercial | Miscellaneous | New | Water Heating | Natural Gas | Water Heater | E5 | System - kBTUs of Consumption | 0.029965 | 0.029965 | 0.029965 | 0.029965 | 0.029965 | 0.029965 | 0.029965 | 0.029965 | 0.029965 | 0.029965 | 0.029965 | 0.029965 | 0.029965 | 0.029965 | 0.029965 | 0.029965 | 0.029965 | 0.029965 | 0.029965 | 0.029965 | 0.029965 | 0.029965 | 0.029965 | 0.029965 | 0.029965 | 0.029965 | 0.029965 | 0.029965 | 0.029965 | 0.029965 | 0.029965 | 0.029965 | 0.029965
F3_Commercial_Miscellaneous_New_Water Heating_Natural Gas_Water Heater_E6 | F3 | Commercial | Miscellaneous | New | Water Heating | Natural Gas | Water Heater | E6 | System - kBTUs of Consumption | 0.024944 | 0.024944 | 0.024944 | 0.024944 | 0.024944 | 0.024944 | 0.024944 | 0.024944 | 0.024944 | 0.024944 | 0.024944 | 0.024944 | 0.024944 | 0.024944 | 0.024944 | 0.024944 | 0.024944 | 0.024944 | 0.024944 | 0.024944 | 0.024944 | 0.024944 | 0.024944 | 0.024944 | 0.024944 | 0.024944 | 0.024944 | 0.024944 | 0.024944 | 0.024944 | 0.024944 | 0.024944 | 0.024944
F3_Commercial_Miscellaneous_New_Water Heating_Natural Gas_Water Heater_E7 | F3 | Commercial | Miscellaneous | New | Water Heating | Natural Gas | Water Heater | E7 | System - kBTUs of Consumption | 0.021728 | 0.021728 | 0.021728 | 0.021728 | 0.021728 | 0.021728 | 0.021728 | 0.021728 | 0.021728 | 0.021728 | 0.021728 | 0.021728 | 0.021728 | 0.021728 | 0.021728 | 0.021728 | 0.021728 | 0.021728 | 0.021728 | 0.021728 | 0.021728 | 0.021728 | 0.021728 | 0.021728 | 0.021728 | 0.021728 | 0.021728 | 0.021728 | 0.021728 | 0.021728 | 0.021728 | 0.021728 | 0.021728
F3_Commercial_Miscellaneous_New_Water Heating_Natural Gas_Water Heater_E8 | F3 | Commercial | Miscellaneous | New | Water Heating | Natural Gas | Water Heater | E8 | System - kBTUs of Consumption | 0 | 0 | 0 | 0 | 0 | 0 | 0 | 0 | 0 | 0 | 0 | 0 | 0 | 0 | 0 | 0 | 0 | 0 | 0 | 0 | 0 | 0 | 0 | 0 | 0 | 0 | 0 | 0 | 0 | 0 | 0 | 0 | 0
F3_Commercial_Miscellaneous_New_Water Heating_Natural Gas_Water Heater_E9 | F3 | Commercial | Miscellaneous | New | Water Heating | Natural Gas | Water Heater | E9 | System - kBTUs of Consumption | 0 | 0 | 0 | 0 | 0 | 0 | 0 | 0 | 0 | 0 | 0 | 0 | 0 | 0 | 0 | 0 | 0 | 0 | 0 | 0 | 0 | 0 | 0 | 0 | 0 | 0 | 0 | 0 | 0 | 0 | 0 | 0 | 0
F3_Commercial_Miscellaneous_New_Water Heating_Natural Gas_Water Heater_E10 | F3 | Commercial | Miscellaneous | New | Water Heating | Natural Gas | Water Heater | E10 | System - kBTUs of Consumption | 0 | 0 | 0 | 0 | 0 | 0 | 0 | 0 | 0 | 0 | 0 | 0 | 0 | 0 | 0 | 0 | 0 | 0 | 0 | 0 | 0 | 0 | 0 | 0 | 0 | 0 | 0 | 0 | 0 | 0 | 0 | 0 | 0
F4_Commercial_Miscellaneous_New_Water Heating_Natural Gas_Water Heater_E1 | F4 | Commercial | Miscellaneous | New | Water Heating | Natural Gas | Water Heater | E1 | Utility - Cost of Equipment | 0.35641 | 0.35588 | 0.3572 | 0.35419 | 0.35228 | 0.35375 | 0.35819 | 0.3617 | 0.36606 | 0.37017 | 0.37429 | 0.37807 | 0.38214 | 0.38638 | 0.39044 | 0.39458 | 0.39878 | 0.40336 | 0.40812 | 0.41314 | 0.4181 | 0.42327 | 0.42807 | 0.43303 | 0.43742 | 0.44123 | 0.44469 | 0.44769 | 0.45004 | 0.45197 | 0.45305 | 0.45377 | 0.45377
F4_Commercial_Miscellaneous_New_Water Heating_Natural Gas_Water Heater_E2 | F4 | Commercial | Miscellaneous | New | Water Heating | Natural Gas | Water Heater | E2 | Utility - Cost of Equipment | 0.35201 | 0.35148 | 0.35279 | 0.34981 | 0.34793 | 0.34938 | 0.35376 | 0.35723 | 0.36154 | 0.3656 | 0.36967 | 0.3734 | 0.37742 | 0.38161 | 0.38562 | 0.38971 | 0.39386 | 0.39838 | 0.40308 | 0.40804 | 0.41294 | 0.41805 | 0.42279 | 0.42768 | 0.43202 | 0.43578 | 0.4392 | 0.44217 | 0.44448 | 0.44639 | 0.44745 | 0.44817 | 0.44817
F4_Commercial_Miscellaneous_New_Water Heating_Natural Gas_Water Heater_E3 | F4 | Commercial | Miscellaneous | New | Water Heating | Natural Gas | Water Heater | E3 | Utility - Cost of Equipment | 0.32401 | 0.32353 | 0.32472 | 0.32199 | 0.32025 | 0.32159 | 0.32562 | 0.32882 | 0.33278 | 0.33652 | 0.34026 | 0.3437 | 0.3474 | 0.35126 | 0.35495 | 0.35871 | 0.36253 | 0.36669 | 0.37102 | 0.37559 | 0.3801 | 0.38479 | 0.38916 | 0.39366 | 0.39765 | 0.40112 | 0.40427 | 0.40699 | 0.40912 | 0.41088 | 0.41186 | 0.41252 | 0.41252
F4_Commercial_Miscellaneous_New_Water Heating_Natural Gas_Water Heater_E4 | F4 | Commercial | Miscellaneous | New | Water Heating | Natural Gas | Water Heater | E4 | Utility - Cost of Equipment | 0.30333 | 0.30288 | 0.304 | 0.30144 | 0.29981 | 0.30106 | 0.30484 | 0.30783 | 0.31154 | 0.31504 | 0.31855 | 0.32176 | 0.32522 | 0.32883 | 0.33229 | 0.33581 | 0.33939 | 0.34328 | 0.34733 | 0.35161 | 0.35583 | 0.36023 | 0.36432 | 0.36854 | 0.37227 | 0.37552 | 0.37846 | 0.38102 | 0.38301 | 0.38465 | 0.38557 | 0.38619 | 0.38619
F4_Commercial_Miscellaneous_New_Water Heating_Natural Gas_Water Heater_E5 | F4 | Commercial | Miscellaneous | New | Water Heating | Natural Gas | Water Heater | E5 | Utility - Cost of Equipment | 0.29701 | 0.29657 | 0.29766 | 0.29516 | 0.29356 | 0.29479 | 0.29849 | 0.30142 | 0.30505 | 0.30848 | 0.31191 | 0.31506 | 0.31845 | 0.32198 | 0.32537 | 0.32882 | 0.33232 | 0.33613 | 0.3401 | 0.34429 | 0.34842 | 0.35273 | 0.35673 | 0.36086 | 0.36451 | 0.36769 | 0.37058 | 0.37308 | 0.37503 | 0.37664 | 0.37754 | 0.37814 | 0.37814
F4_Commercial_Miscellaneous_New_Water Heating_Natural Gas_Water Heater_E6 | F4 | Commercial | Miscellaneous | New | Water Heating | Natural Gas | Water Heater | E6 | Utility - Cost of Equipment | 0.29095 | 0.29051 | 0.29159 | 0.28913 | 0.28757 | 0.28877 | 0.2924 | 0.29526 | 0.29882 | 0.30218 | 0.30554 | 0.30863 | 0.31195 | 0.31541 | 0.31873 | 0.32211 | 0.32553 | 0.32927 | 0.33316 | 0.33726 | 0.34131 | 0.34553 | 0.34945 | 0.35349 | 0.35708 | 0.36019 | 0.36301 | 0.36546 | 0.36738 | 0.36895 | 0.36983 | 0.37042 | 0.37042
F4_Commercial_Miscellaneous_New_Water Heating_Natural Gas_Water Heater_E7 | F4 | Commercial | Miscellaneous | New | Water Heating | Natural Gas | Water Heater | E7 | Utility - Cost of Equipment | 0.1904 | 0.19062 | 0.1916 | 0.1907 | 0.19028 | 0.1913 | 0.19359 | 0.19549 | 0.19778 | 0.20001 | 0.20226 | 0.20439 | 0.20666 | 0.209 | 0.21128 | 0.21361 | 0.21596 | 0.21845 | 0.22098 | 0.22355 | 0.22599 | 0.22842 | 0.2306 | 0.23278 | 0.23467 | 0.23631 | 0.23779 | 0.23908 | 0.24009 | 0.24092 | 0.24139 | 0.2417 | 0.2417
F4_Commercial_Miscellaneous_New_Water Heating_Natural Gas_Water Heater_E8 | F4 | Commercial | Miscellaneous | New | Water Heating | Natural Gas | Water Heater | E8 | Utility - Cost of Equipment | 0 | 0 | 0 | 0 | 0 | 0 | 0 | 0 | 0 | 0 | 0 | 0 | 0 | 0 | 0 | 0 | 0 | 0 | 0 | 0 | 0 | 0 | 0 | 0 | 0 | 0 | 0 | 0 | 0 | 0 | 0 | 0 | 0
F4_Commercial_Miscellaneous_New_Water Heating_Natural Gas_Water Heater_E9 | F4 | Commercial | Miscellaneous | New | Water Heating | Natural Gas | Water Heater | E9 | Utility - Cost of Equipment | 0 | 0 | 0 | 0 | 0 | 0 | 0 | 0 | 0 | 0 | 0 | 0 | 0 | 0 | 0 | 0 | 0 | 0 | 0 | 0 | 0 | 0 | 0 | 0 | 0 | 0 | 0 | 0 | 0 | 0 | 0 | 0 | 0
F4_Commercial_Miscellaneous_New_Water Heating_Natural Gas_Water Heater_E10 | F4 | Commercial | Miscellaneous | New | Water Heating | Natural Gas | Water Heater | E10 | Utility - Cost of Equipment | 0 | 0 | 0 | 0 | 0 | 0 | 0 | 0 | 0 | 0 | 0 | 0 | 0 | 0 | 0 | 0 | 0 | 0 | 0 | 0 | 0 | 0 | 0 | 0 | 0 | 0 | 0 | 0 | 0 | 0 | 0 | 0 | 0
F5_Commercial_Miscellaneous_New_Water Heating_Natural Gas_Water Heater_E1 | F5 | Commercial | Miscellaneous | New | Water Heating | Natural Gas | Water Heater | E1 | Utility - Cost of Operation | 0.028517 | 0.028517 | 0.028517 | 0.028517 | 0.028517 | 0.028517 | 0.028517 | 0.028517 | 0.028517 | 0.028517 | 0.028517 | 0.028517 | 0.028517 | 0.028517 | 0.028517 | 0.028517 | 0.028517 | 0.028517 | 0.028517 | 0.028517 | 0.028517 | 0.028517 | 0.028517 | 0.028517 | 0.028517 | 0.028517 | 0.028517 | 0.028517 | 0.028517 | 0.028517 | 0.028517 | 0.028517 | 0.028517
F5_Commercial_Miscellaneous_New_Water Heating_Natural Gas_Water Heater_E2 | F5 | Commercial | Miscellaneous | New | Water Heating | Natural Gas | Water Heater | E2 | Utility - Cost of Operation | 0.02851 | 0.02851 | 0.02851 | 0.02851 | 0.02851 | 0.02851 | 0.02851 | 0.02851 | 0.02851 | 0.02851 | 0.02851 | 0.02851 | 0.02851 | 0.02851 | 0.02851 | 0.02851 | 0.02851 | 0.02851 | 0.02851 | 0.02851 | 0.02851 | 0.02851 | 0.02851 | 0.02851 | 0.02851 | 0.02851 | 0.02851 | 0.02851 | 0.02851 | 0.02851 | 0.02851 | 0.02851 | 0.02851
F5_Commercial_Miscellaneous_New_Water Heating_Natural Gas_Water Heater_E3 | F5 | Commercial | Miscellaneous | New | Water Heating | Natural Gas | Water Heater | E3 | Utility - Cost of Operation | 0.028925 | 0.028925 | 0.028925 | 0.028925 | 0.028925 | 0.028925 | 0.028925 | 0.028925 | 0.028925 | 0.028925 | 0.028925 | 0.028925 | 0.028925 | 0.028925 | 0.028925 | 0.028925 | 0.028925 | 0.028925 | 0.028925 | 0.028925 | 0.028925 | 0.028925 | 0.028925 | 0.028925 | 0.028925 | 0.028925 | 0.028925 | 0.028925 | 0.028925 | 0.028925 | 0.028925 | 0.028925 | 0.028925
F5_Commercial_Miscellaneous_New_Water Heating_Natural Gas_Water Heater_E4 | F5 | Commercial | Miscellaneous | New | Water Heating | Natural Gas | Water Heater | E4 | Utility - Cost of Operation | 0.029341 | 0.029341 | 0.029341 | 0.029341 | 0.029341 | 0.029341 | 0.029341 | 0.029341 | 0.029341 | 0.029341 | 0.029341 | 0.029341 | 0.029341 | 0.029341 | 0.029341 | 0.029341 | 0.029341 | 0.029341 | 0.029341 | 0.029341 | 0.029341 | 0.029341 | 0.029341 | 0.029341 | 0.029341 | 0.029341 | 0.029341 | 0.029341 | 0.029341 | 0.029341 | 0.029341 | 0.029341 | 0.029341
F5_Commercial_Miscellaneous_New_Water Heating_Natural Gas_Water Heater_E5 | F5 | Commercial | Miscellaneous | New | Water Heating | Natural Gas | Water Heater | E5 | Utility - Cost of Operation | 0.029965 | 0.029965 | 0.029965 | 0.029965 | 0.029965 | 0.029965 | 0.029965 | 0.029965 | 0.029965 | 0.029965 | 0.029965 | 0.029965 | 0.029965 | 0.029965 | 0.029965 | 0.029965 | 0.029965 | 0.029965 | 0.029965 | 0.029965 | 0.029965 | 0.029965 | 0.029965 | 0.029965 | 0.029965 | 0.029965 | 0.029965 | 0.029965 | 0.029965 | 0.029965 | 0.029965 | 0.029965 | 0.029965
F5_Commercial_Miscellaneous_New_Water Heating_Natural Gas_Water Heater_E6 | F5 | Commercial | Miscellaneous | New | Water Heating | Natural Gas | Water Heater | E6 | Utility - Cost of Operation | 0.024944 | 0.024944 | 0.024944 | 0.024944 | 0.024944 | 0.024944 | 0.024944 | 0.024944 | 0.024944 | 0.024944 | 0.024944 | 0.024944 | 0.024944 | 0.024944 | 0.024944 | 0.024944 | 0.024944 | 0.024944 | 0.024944 | 0.024944 | 0.024944 | 0.024944 | 0.024944 | 0.024944 | 0.024944 | 0.024944 | 0.024944 | 0.024944 | 0.024944 | 0.024944 | 0.024944 | 0.024944 | 0.024944
F5_Commercial_Miscellaneous_New_Water Heating_Natural Gas_Water Heater_E7 | F5 | Commercial | Miscellaneous | New | Water Heating | Natural Gas | Water Heater | E7 | Utility - Cost of Operation | 0.021728 | 0.021728 | 0.021728 | 0.021728 | 0.021728 | 0.021728 | 0.021728 | 0.021728 | 0.021728 | 0.021728 | 0.021728 | 0.021728 | 0.021728 | 0.021728 | 0.021728 | 0.021728 | 0.021728 | 0.021728 | 0.021728 | 0.021728 | 0.021728 | 0.021728 | 0.021728 | 0.021728 | 0.021728 | 0.021728 | 0.021728 | 0.021728 | 0.021728 | 0.021728 | 0.021728 | 0.021728 | 0.021728
F5_Commercial_Miscellaneous_New_Water Heating_Natural Gas_Water Heater_E8 | F5 | Commercial | Miscellaneous | New | Water Heating | Natural Gas | Water Heater | E8 | Utility - Cost of Operation | 0 | 0 | 0 | 0 | 0 | 0 | 0 | 0 | 0 | 0 | 0 | 0 | 0 | 0 | 0 | 0 | 0 | 0 | 0 | 0 | 0 | 0 | 0 | 0 | 0 | 0 | 0 | 0 | 0 | 0 | 0 | 0 | 0
F5_Commercial_Miscellaneous_New_Water Heating_Natural Gas_Water Heater_E9 | F5 | Commercial | Miscellaneous | New | Water Heating | Natural Gas | Water Heater | E9 | Utility - Cost of Operation | 0 | 0 | 0 | 0 | 0 | 0 | 0 | 0 | 0 | 0 | 0 | 0 | 0 | 0 | 0 | 0 | 0 | 0 | 0 | 0 | 0 | 0 | 0 | 0 | 0 | 0 | 0 | 0 | 0 | 0 | 0 | 0 | 0
F5_Commercial_Miscellaneous_New_Water Heating_Natural Gas_Water Heater_E10 | F5 | Commercial | Miscellaneous | New | Water Heating | Natural Gas | Water Heater | E10 | Utility - Cost of Operation | 0 | 0 | 0 | 0 | 0 | 0 | 0 | 0 | 0 | 0 | 0 | 0 | 0 | 0 | 0 | 0 | 0 | 0 | 0 | 0 | 0 | 0 | 0 | 0 | 0 | 0 | 0 | 0 | 0 | 0 | 0 | 0 | 0
F6_Commercial_Miscellaneous_New_Water Heating_Natural Gas_Water Heater_E1 | F6 | Commercial | Miscellaneous | New | Water Heating | Natural Gas | Water Heater | E1 | Utility - Value of Sales | 0.23968 | 0.24097 | 0.24304 | 0.24259 | 0.24259 | 0.24259 | 0.24259 | 0.24259 | 0.24259 | 0.24259 | 0.24259 | 0.24259 | 0.24259 | 0.24259 | 0.24259 | 0.24259 | 0.24259 | 0.24259 | 0.24259 | 0.24259 | 0.24259 | 0.24259 | 0.24259 | 0.24259 | 0.24259 | 0.24259 | 0.24259 | 0.24259 | 0.24259 | 0.24259 | 0.24259 | 0.24259 | 0.24259
F6_Commercial_Miscellaneous_New_Water Heating_Natural Gas_Water Heater_E2 | F6 | Commercial | Miscellaneous | New | Water Heating | Natural Gas | Water Heater | E2 | Utility - Value of Sales | 0.23672 | 0.23799 | 0.24004 | 0.23959 | 0.23959 | 0.23959 | 0.23959 | 0.23959 | 0.23959 | 0.23959 | 0.23959 | 0.23959 | 0.23959 | 0.23959 | 0.23959 | 0.23959 | 0.23959 | 0.23959 | 0.23959 | 0.23959 | 0.23959 | 0.23959 | 0.23959 | 0.23959 | 0.23959 | 0.23959 | 0.23959 | 0.23959 | 0.23959 | 0.23959 | 0.23959 | 0.23959 | 0.23959
F6_Commercial_Miscellaneous_New_Water Heating_Natural Gas_Water Heater_E3 | F6 | Commercial | Miscellaneous | New | Water Heating | Natural Gas | Water Heater | E3 | Utility - Value of Sales | 0.21789 | 0.21906 | 0.22095 | 0.22054 | 0.22054 | 0.22054 | 0.22054 | 0.22054 | 0.22054 | 0.22054 | 0.22054 | 0.22054 | 0.22054 | 0.22054 | 0.22054 | 0.22054 | 0.22054 | 0.22054 | 0.22054 | 0.22054 | 0.22054 | 0.22054 | 0.22054 | 0.22054 | 0.22054 | 0.22054 | 0.22054 | 0.22054 | 0.22054 | 0.22054 | 0.22054 | 0.22054 | 0.22054
F6_Commercial_Miscellaneous_New_Water Heating_Natural Gas_Water Heater_E4 | F6 | Commercial | Miscellaneous | New | Water Heating | Natural Gas | Water Heater | E4 | Utility - Value of Sales | 0.20398 | 0.20508 | 0.20685 | 0.20646 | 0.20646 | 0.20646 | 0.20646 | 0.20646 | 0.20646 | 0.20646 | 0.20646 | 0.20646 | 0.20646 | 0.20646 | 0.20646 | 0.20646 | 0.20646 | 0.20646 | 0.20646 | 0.20646 | 0.20646 | 0.20646 | 0.20646 | 0.20646 | 0.20646 | 0.20646 | 0.20646 | 0.20646 | 0.20646 | 0.20646 | 0.20646 | 0.20646 | 0.20646
F6_Commercial_Miscellaneous_New_Water Heating_Natural Gas_Water Heater_E5 | F6 | Commercial | Miscellaneous | New | Water Heating | Natural Gas | Water Heater | E5 | Utility - Value of Sales | 0.19973 | 0.20081 | 0.20254 | 0.20216 | 0.20216 | 0.20216 | 0.20216 | 0.20216 | 0.20216 | 0.20216 | 0.20216 | 0.20216 | 0.20216 | 0.20216 | 0.20216 | 0.20216 | 0.20216 | 0.20216 | 0.20216 | 0.20216 | 0.20216 | 0.20216 | 0.20216 | 0.20216 | 0.20216 | 0.20216 | 0.20216 | 0.20216 | 0.20216 | 0.20216 | 0.20216 | 0.20216 | 0.20216
F6_Commercial_Miscellaneous_New_Water Heating_Natural Gas_Water Heater_E6 | F6 | Commercial | Miscellaneous | New | Water Heating | Natural Gas | Water Heater | E6 | Utility - Value of Sales | 0.19566 | 0.19671 | 0.1984 | 0.19803 | 0.19803 | 0.19803 | 0.19803 | 0.19803 | 0.19803 | 0.19803 | 0.19803 | 0.19803 | 0.19803 | 0.19803 | 0.19803 | 0.19803 | 0.19803 | 0.19803 | 0.19803 | 0.19803 | 0.19803 | 0.19803 | 0.19803 | 0.19803 | 0.19803 | 0.19803 | 0.19803 | 0.19803 | 0.19803 | 0.19803 | 0.19803 | 0.19803 | 0.19803
F6_Commercial_Miscellaneous_New_Water Heating_Natural Gas_Water Heater_E7 | F6 | Commercial | Miscellaneous | New | Water Heating | Natural Gas | Water Heater | E7 | Utility - Value of Sales | 0.12819 | 0.12872 | 0.12957 | 0.12938 | 0.12938 | 0.12938 | 0.12938 | 0.12938 | 0.12938 | 0.12938 | 0.12938 | 0.12938 | 0.12938 | 0.12938 | 0.12938 | 0.12938 | 0.12938 | 0.12938 | 0.12938 | 0.12938 | 0.12938 | 0.12938 | 0.12938 | 0.12938 | 0.12938 | 0.12938 | 0.12938 | 0.12938 | 0.12938 | 0.12938 | 0.12938 | 0.12938 | 0.12938
F6_Commercial_Miscellaneous_New_Water Heating_Natural Gas_Water Heater_E8 | F6 | Commercial | Miscellaneous | New | Water Heating | Natural Gas | Water Heater | E8 | Utility - Value of Sales | 0 | 0 | 0 | 0 | 0 | 0 | 0 | 0 | 0 | 0 | 0 | 0 | 0 | 0 | 0 | 0 | 0 | 0 | 0 | 0 | 0 | 0 | 0 | 0 | 0 | 0 | 0 | 0 | 0 | 0 | 0 | 0 | 0
F6_Commercial_Miscellaneous_New_Water Heating_Natural Gas_Water Heater_E9 | F6 | Commercial | Miscellaneous | New | Water Heating | Natural Gas | Water Heater | E9 | Utility - Value of Sales | 0 | 0 | 0 | 0 | 0 | 0 | 0 | 0 | 0 | 0 | 0 | 0 | 0 | 0 | 0 | 0 | 0 | 0 | 0 | 0 | 0 | 0 | 0 | 0 | 0 | 0 | 0 | 0 | 0 | 0 | 0 | 0 | 0
F6_Commercial_Miscellaneous_New_Water Heating_Natural Gas_Water Heater_E10 | F6 | Commercial | Miscellaneous | New | Water Heating | Natural Gas | Water Heater | E10 | Utility - Value of Sales | 0 | 0 | 0 | 0 | 0 | 0 | 0 | 0 | 0 | 0 | 0 | 0 | 0 | 0 | 0 | 0 | 0 | 0 | 0 | 0 | 0 | 0 | 0 | 0 | 0 | 0 | 0 | 0 | 0 | 0 | 0 | 0 | 0
F1_Commercial_Miscellaneous_New_Food Preparation_Natural Gas_Oven_E1 | F1 | Commercial | Miscellaneous | New | Food Preparation | Natural Gas | Oven | E1 | RVT - Cost of Equipment | 0.044896 | 0.044907 | 0.045132 | 0.04483 | 0.044651 | 0.044806 | 0.045243 | 0.045593 | 0.046023 | 0.046435 | 0.046845 | 0.047226 | 0.047636 | 0.048061 | 0.048468 | 0.048885 | 0.049305 | 0.049764 | 0.050239 | 0.050739 | 0.051226 | 0.051728 | 0.052187 | 0.05266 | 0.053076 | 0.053437 | 0.053764 | 0.054047 | 0.054269 | 0.05445 | 0.054549 | 0.054616 | 0.054616
F1_Commercial_Miscellaneous_New_Food Preparation_Natural Gas_Oven_E2 | F1 | Commercial | Miscellaneous | New | Food Preparation | Natural Gas | Oven | E2 | RVT - Cost of Equipment | 0.025709 | 0.025715 | 0.025844 | 0.025671 | 0.025568 | 0.025657 | 0.025907 | 0.026108 | 0.026354 | 0.02659 | 0.026825 | 0.027043 | 0.027277 | 0.027521 | 0.027754 | 0.027993 | 0.028234 | 0.028496 | 0.028768 | 0.029055 | 0.029333 | 0.029621 | 0.029884 | 0.030154 | 0.030393 | 0.030599 | 0.030787 | 0.030949 | 0.031076 | 0.03118 | 0.031236 | 0.031274 | 0.031274
F1_Commercial_Miscellaneous_New_Food Preparation_Natural Gas_Oven_E3 | F1 | Commercial | Miscellaneous | New | Food Preparation | Natural Gas | Oven | E3 | RVT - Cost of Equipment | 0 | 0 | 0 | 0 | 0 | 0 | 0 | 0 | 0 | 0 | 0 | 0 | 0 | 0 | 0 | 0 | 0 | 0 | 0 | 0 | 0 | 0 | 0 | 0 | 0 | 0 | 0 | 0 | 0 | 0 | 0 | 0 | 0
F1_Commercial_Miscellaneous_New_Food Preparation_Natural Gas_Oven_E4 | F1 | Commercial | Miscellaneous | New | Food Preparation | Natural Gas | Oven | E4 | RVT - Cost of Equipment | 0 | 0 | 0 | 0 | 0 | 0 | 0 | 0 | 0 | 0 | 0 | 0 | 0 | 0 | 0 | 0 | 0 | 0 | 0 | 0 | 0 | 0 | 0 | 0 | 0 | 0 | 0 | 0 | 0 | 0 | 0 | 0 | 0
F1_Commercial_Miscellaneous_New_Food Preparation_Natural Gas_Oven_E5 | F1 | Commercial | Miscellaneous | New | Food Preparation | Natural Gas | Oven | E5 | RVT - Cost of Equipment | 0 | 0 | 0 | 0 | 0 | 0 | 0 | 0 | 0 | 0 | 0 | 0 | 0 | 0 | 0 | 0 | 0 | 0 | 0 | 0 | 0 | 0 | 0 | 0 | 0 | 0 | 0 | 0 | 0 | 0 | 0 | 0 | 0
F1_Commercial_Miscellaneous_New_Food Preparation_Natural Gas_Oven_E6 | F1 | Commercial | Miscellaneous | New | Food Preparation | Natural Gas | Oven | E6 | RVT - Cost of Equipment | 0 | 0 | 0 | 0 | 0 | 0 | 0 | 0 | 0 | 0 | 0 | 0 | 0 | 0 | 0 | 0 | 0 | 0 | 0 | 0 | 0 | 0 | 0 | 0 | 0 | 0 | 0 | 0 | 0 | 0 | 0 | 0 | 0
F1_Commercial_Miscellaneous_New_Food Preparation_Natural Gas_Oven_E7 | F1 | Commercial | Miscellaneous | New | Food Preparation | Natural Gas | Oven | E7 | RVT - Cost of Equipment | 0 | 0 | 0 | 0 | 0 | 0 | 0 | 0 | 0 | 0 | 0 | 0 | 0 | 0 | 0 | 0 | 0 | 0 | 0 | 0 | 0 | 0 | 0 | 0 | 0 | 0 | 0 | 0 | 0 | 0 | 0 | 0 | 0
F1_Commercial_Miscellaneous_New_Food Preparation_Natural Gas_Oven_E8 | F1 | Commercial | Miscellaneous | New | Food Preparation | Natural Gas | Oven | E8 | RVT - Cost of Equipment | 0 | 0 | 0 | 0 | 0 | 0 | 0 | 0 | 0 | 0 | 0 | 0 | 0 | 0 | 0 | 0 | 0 | 0 | 0 | 0 | 0 | 0 | 0 | 0 | 0 | 0 | 0 | 0 | 0 | 0 | 0 | 0 | 0
F1_Commercial_Miscellaneous_New_Food Preparation_Natural Gas_Oven_E9 | F1 | Commercial | Miscellaneous | New | Food Preparation | Natural Gas | Oven | E9 | RVT - Cost of Equipment | 0 | 0 | 0 | 0 | 0 | 0 | 0 | 0 | 0 | 0 | 0 | 0 | 0 | 0 | 0 | 0 | 0 | 0 | 0 | 0 | 0 | 0 | 0 | 0 | 0 | 0 | 0 | 0 | 0 | 0 | 0 | 0 | 0
F1_Commercial_Miscellaneous_New_Food Preparation_Natural Gas_Oven_E10 | F1 | Commercial | Miscellaneous | New | Food Preparation | Natural Gas | Oven | E10 | RVT - Cost of Equipment | 0 | 0 | 0 | 0 | 0 | 0 | 0 | 0 | 0 | 0 | 0 | 0 | 0 | 0 | 0 | 0 | 0 | 0 | 0 | 0 | 0 | 0 | 0 | 0 | 0 | 0 | 0 | 0 | 0 | 0 | 0 | 0 | 0
F2_Commercial_Miscellaneous_New_Food Preparation_Natural Gas_Oven_E1 | F2 | Commercial | Miscellaneous | New | Food Preparation | Natural Gas | Oven | E1 | RVT - Cost of Operation | 0.053789 | 0.053802 | 0.054071 | 0.05371 | 0.053495 | 0.05368 | 0.054203 | 0.054623 | 0.055139 | 0.055632 | 0.056123 | 0.05658 | 0.057071 | 0.057581 | 0.058068 | 0.058567 | 0.059071 | 0.05962 | 0.06019 | 0.060789 | 0.061372 | 0.061973 | 0.062523 | 0.06309 | 0.063589 | 0.06402 | 0.064413 | 0.064752 | 0.065018 | 0.065235 | 0.065354 | 0.065433 | 0.065433
F2_Commercial_Miscellaneous_New_Food Preparation_Natural Gas_Oven_E2 | F2 | Commercial | Miscellaneous | New | Food Preparation | Natural Gas | Oven | E2 | RVT - Cost of Operation | 0.030801 | 0.030809 | 0.030963 | 0.030756 | 0.030633 | 0.030739 | 0.031038 | 0.031279 | 0.031574 | 0.031856 | 0.032138 | 0.032399 | 0.03268 | 0.032972 | 0.033252 | 0.033537 | 0.033826 | 0.03414 | 0.034466 | 0.03481 | 0.035143 | 0.035487 | 0.035803 | 0.036127 | 0.036413 | 0.03666 | 0.036885 | 0.037079 | 0.037231 | 0.037355 | 0.037423 | 0.037469 | 0.037469
F2_Commercial_Miscellaneous_New_Food Preparation_Natural Gas_Oven_E3 | F2 | Commercial | Miscellaneous | New | Food Preparation | Natural Gas | Oven | E3 | RVT - Cost of Operation | 0 | 0 | 0 | 0 | 0 | 0 | 0 | 0 | 0 | 0 | 0 | 0 | 0 | 0 | 0 | 0 | 0 | 0 | 0 | 0 | 0 | 0 | 0 | 0 | 0 | 0 | 0 | 0 | 0 | 0 | 0 | 0 | 0
F2_Commercial_Miscellaneous_New_Food Preparation_Natural Gas_Oven_E4 | F2 | Commercial | Miscellaneous | New | Food Preparation | Natural Gas | Oven | E4 | RVT - Cost of Operation | 0 | 0 | 0 | 0 | 0 | 0 | 0 | 0 | 0 | 0 | 0 | 0 | 0 | 0 | 0 | 0 | 0 | 0 | 0 | 0 | 0 | 0 | 0 | 0 | 0 | 0 | 0 | 0 | 0 | 0 | 0 | 0 | 0
F2_Commercial_Miscellaneous_New_Food Preparation_Natural Gas_Oven_E5 | F2 | Commercial | Miscellaneous | New | Food Preparation | Natural Gas | Oven | E5 | RVT - Cost of Operation | 0 | 0 | 0 | 0 | 0 | 0 | 0 | 0 | 0 | 0 | 0 | 0 | 0 | 0 | 0 | 0 | 0 | 0 | 0 | 0 | 0 | 0 | 0 | 0 | 0 | 0 | 0 | 0 | 0 | 0 | 0 | 0 | 0
F2_Commercial_Miscellaneous_New_Food Preparation_Natural Gas_Oven_E6 | F2 | Commercial | Miscellaneous | New | Food Preparation | Natural Gas | Oven | E6 | RVT - Cost of Operation | 0 | 0 | 0 | 0 | 0 | 0 | 0 | 0 | 0 | 0 | 0 | 0 | 0 | 0 | 0 | 0 | 0 | 0 | 0 | 0 | 0 | 0 | 0 | 0 | 0 | 0 | 0 | 0 | 0 | 0 | 0 | 0 | 0
F2_Commercial_Miscellaneous_New_Food Preparation_Natural Gas_Oven_E7 | F2 | Commercial | Miscellaneous | New | Food Preparation | Natural Gas | Oven | E7 | RVT - Cost of Operation | 0 | 0 | 0 | 0 | 0 | 0 | 0 | 0 | 0 | 0 | 0 | 0 | 0 | 0 | 0 | 0 | 0 | 0 | 0 | 0 | 0 | 0 | 0 | 0 | 0 | 0 | 0 | 0 | 0 | 0 | 0 | 0 | 0
F2_Commercial_Miscellaneous_New_Food Preparation_Natural Gas_Oven_E8 | F2 | Commercial | Miscellaneous | New | Food Preparation | Natural Gas | Oven | E8 | RVT - Cost of Operation | 0 | 0 | 0 | 0 | 0 | 0 | 0 | 0 | 0 | 0 | 0 | 0 | 0 | 0 | 0 | 0 | 0 | 0 | 0 | 0 | 0 | 0 | 0 | 0 | 0 | 0 | 0 | 0 | 0 | 0 | 0 | 0 | 0
F2_Commercial_Miscellaneous_New_Food Preparation_Natural Gas_Oven_E9 | F2 | Commercial | Miscellaneous | New | Food Preparation | Natural Gas | Oven | E9 | RVT - Cost of Operation | 0 | 0 | 0 | 0 | 0 | 0 | 0 | 0 | 0 | 0 | 0 | 0 | 0 | 0 | 0 | 0 | 0 | 0 | 0 | 0 | 0 | 0 | 0 | 0 | 0 | 0 | 0 | 0 | 0 | 0 | 0 | 0 | 0
F2_Commercial_Miscellaneous_New_Food Preparation_Natural Gas_Oven_E10 | F2 | Commercial | Miscellaneous | New | Food Preparation | Natural Gas | Oven | E10 | RVT - Cost of Operation | 0 | 0 | 0 | 0 | 0 | 0 | 0 | 0 | 0 | 0 | 0 | 0 | 0 | 0 | 0 | 0 | 0 | 0 | 0 | 0 | 0 | 0 | 0 | 0 | 0 | 0 | 0 | 0 | 0 | 0 | 0 | 0 | 0
F3_Commercial_Miscellaneous_New_Food Preparation_Natural Gas_Oven_E1 | F3 | Commercial | Miscellaneous | New | Food Preparation | Natural Gas | Oven | E1 | System - kBTUs of Consumption | 0.075303 | 0.075303 | 0.075303 | 0.075303 | 0.075303 | 0.075303 | 0.075303 | 0.075303 | 0.075303 | 0.075303 | 0.075303 | 0.075303 | 0.075303 | 0.075303 | 0.075303 | 0.075303 | 0.075303 | 0.075303 | 0.075303 | 0.075303 | 0.075303 | 0.075303 | 0.075303 | 0.075303 | 0.075303 | 0.075303 | 0.075303 | 0.075303 | 0.075303 | 0.075303 | 0.075303 | 0.075303 | 0.075303
F3_Commercial_Miscellaneous_New_Food Preparation_Natural Gas_Oven_E2 | F3 | Commercial | Miscellaneous | New | Food Preparation | Natural Gas | Oven | E2 | System - kBTUs of Consumption | 0.078467 | 0.078467 | 0.078467 | 0.078467 | 0.078467 | 0.078467 | 0.078467 | 0.078467 | 0.078467 | 0.078467 | 0.078467 | 0.078467 | 0.078467 | 0.078467 | 0.078467 | 0.078467 | 0.078467 | 0.078467 | 0.078467 | 0.078467 | 0.078467 | 0.078467 | 0.078467 | 0.078467 | 0.078467 | 0.078467 | 0.078467 | 0.078467 | 0.078467 | 0.078467 | 0.078467 | 0.078467 | 0.078467
F3_Commercial_Miscellaneous_New_Food Preparation_Natural Gas_Oven_E3 | F3 | Commercial | Miscellaneous | New | Food Preparation | Natural Gas | Oven | E3 | System - kBTUs of Consumption | 0 | 0 | 0 | 0 | 0 | 0 | 0 | 0 | 0 | 0 | 0 | 0 | 0 | 0 | 0 | 0 | 0 | 0 | 0 | 0 | 0 | 0 | 0 | 0 | 0 | 0 | 0 | 0 | 0 | 0 | 0 | 0 | 0
F3_Commercial_Miscellaneous_New_Food Preparation_Natural Gas_Oven_E4 | F3 | Commercial | Miscellaneous | New | Food Preparation | Natural Gas | Oven | E4 | System - kBTUs of Consumption | 0 | 0 | 0 | 0 | 0 | 0 | 0 | 0 | 0 | 0 | 0 | 0 | 0 | 0 | 0 | 0 | 0 | 0 | 0 | 0 | 0 | 0 | 0 | 0 | 0 | 0 | 0 | 0 | 0 | 0 | 0 | 0 | 0
F3_Commercial_Miscellaneous_New_Food Preparation_Natural Gas_Oven_E5 | F3 | Commercial | Miscellaneous | New | Food Preparation | Natural Gas | Oven | E5 | System - kBTUs of Consumption | 0 | 0 | 0 | 0 | 0 | 0 | 0 | 0 | 0 | 0 | 0 | 0 | 0 | 0 | 0 | 0 | 0 | 0 | 0 | 0 | 0 | 0 | 0 | 0 | 0 | 0 | 0 | 0 | 0 | 0 | 0 | 0 | 0
F3_Commercial_Miscellaneous_New_Food Preparation_Natural Gas_Oven_E6 | F3 | Commercial | Miscellaneous | New | Food Preparation | Natural Gas | Oven | E6 | System - kBTUs of Consumption | 0 | 0 | 0 | 0 | 0 | 0 | 0 | 0 | 0 | 0 | 0 | 0 | 0 | 0 | 0 | 0 | 0 | 0 | 0 | 0 | 0 | 0 | 0 | 0 | 0 | 0 | 0 | 0 | 0 | 0 | 0 | 0 | 0
F3_Commercial_Miscellaneous_New_Food Preparation_Natural Gas_Oven_E7 | F3 | Commercial | Miscellaneous | New | Food Preparation | Natural Gas | Oven | E7 | System - kBTUs of Consumption | 0 | 0 | 0 | 0 | 0 | 0 | 0 | 0 | 0 | 0 | 0 | 0 | 0 | 0 | 0 | 0 | 0 | 0 | 0 | 0 | 0 | 0 | 0 | 0 | 0 | 0 | 0 | 0 | 0 | 0 | 0 | 0 | 0
F3_Commercial_Miscellaneous_New_Food Preparation_Natural Gas_Oven_E8 | F3 | Commercial | Miscellaneous | New | Food Preparation | Natural Gas | Oven | E8 | System - kBTUs of Consumption | 0 | 0 | 0 | 0 | 0 | 0 | 0 | 0 | 0 | 0 | 0 | 0 | 0 | 0 | 0 | 0 | 0 | 0 | 0 | 0 | 0 | 0 | 0 | 0 | 0 | 0 | 0 | 0 | 0 | 0 | 0 | 0 | 0
F3_Commercial_Miscellaneous_New_Food Preparation_Natural Gas_Oven_E9 | F3 | Commercial | Miscellaneous | New | Food Preparation | Natural Gas | Oven | E9 | System - kBTUs of Consumption | 0 | 0 | 0 | 0 | 0 | 0 | 0 | 0 | 0 | 0 | 0 | 0 | 0 | 0 | 0 | 0 | 0 | 0 | 0 | 0 | 0 | 0 | 0 | 0 | 0 | 0 | 0 | 0 | 0 | 0 | 0 | 0 | 0
F3_Commercial_Miscellaneous_New_Food Preparation_Natural Gas_Oven_E10 | F3 | Commercial | Miscellaneous | New | Food Preparation | Natural Gas | Oven | E10 | System - kBTUs of Consumption | 0 | 0 | 0 | 0 | 0 | 0 | 0 | 0 | 0 | 0 | 0 | 0 | 0 | 0 | 0 | 0 | 0 | 0 | 0 | 0 | 0 | 0 | 0 | 0 | 0 | 0 | 0 | 0 | 0 | 0 | 0 | 0 | 0
F4_Commercial_Miscellaneous_New_Food Preparation_Natural Gas_Oven_E1 | F4 | Commercial | Miscellaneous | New | Food Preparation | Natural Gas | Oven | E1 | Utility - Cost of Equipment | 0.053789 | 0.053802 | 0.054071 | 0.05371 | 0.053495 | 0.05368 | 0.054203 | 0.054623 | 0.055139 | 0.055632 | 0.056123 | 0.05658 | 0.057071 | 0.057581 | 0.058068 | 0.058567 | 0.059071 | 0.05962 | 0.06019 | 0.060789 | 0.061372 | 0.061973 | 0.062523 | 0.06309 | 0.063589 | 0.06402 | 0.064413 | 0.064752 | 0.065018 | 0.065235 | 0.065354 | 0.065433 | 0.065433
F4_Commercial_Miscellaneous_New_Food Preparation_Natural Gas_Oven_E2 | F4 | Commercial | Miscellaneous | New | Food Preparation | Natural Gas | Oven | E2 | Utility - Cost of Equipment | 0.030801 | 0.030809 | 0.030963 | 0.030756 | 0.030633 | 0.030739 | 0.031038 | 0.031279 | 0.031574 | 0.031856 | 0.032138 | 0.032399 | 0.03268 | 0.032972 | 0.033252 | 0.033537 | 0.033826 | 0.03414 | 0.034466 | 0.03481 | 0.035143 | 0.035487 | 0.035803 | 0.036127 | 0.036413 | 0.03666 | 0.036885 | 0.037079 | 0.037231 | 0.037355 | 0.037423 | 0.037469 | 0.037469
F4_Commercial_Miscellaneous_New_Food Preparation_Natural Gas_Oven_E3 | F4 | Commercial | Miscellaneous | New | Food Preparation | Natural Gas | Oven | E3 | Utility - Cost of Equipment | 0 | 0 | 0 | 0 | 0 | 0 | 0 | 0 | 0 | 0 | 0 | 0 | 0 | 0 | 0 | 0 | 0 | 0 | 0 | 0 | 0 | 0 | 0 | 0 | 0 | 0 | 0 | 0 | 0 | 0 | 0 | 0 | 0
F4_Commercial_Miscellaneous_New_Food Preparation_Natural Gas_Oven_E4 | F4 | Commercial | Miscellaneous | New | Food Preparation | Natural Gas | Oven | E4 | Utility - Cost of Equipment | 0 | 0 | 0 | 0 | 0 | 0 | 0 | 0 | 0 | 0 | 0 | 0 | 0 | 0 | 0 | 0 | 0 | 0 | 0 | 0 | 0 | 0 | 0 | 0 | 0 | 0 | 0 | 0 | 0 | 0 | 0 | 0 | 0
F4_Commercial_Miscellaneous_New_Food Preparation_Natural Gas_Oven_E5 | F4 | Commercial | Miscellaneous | New | Food Preparation | Natural Gas | Oven | E5 | Utility - Cost of Equipment | 0 | 0 | 0 | 0 | 0 | 0 | 0 | 0 | 0 | 0 | 0 | 0 | 0 | 0 | 0 | 0 | 0 | 0 | 0 | 0 | 0 | 0 | 0 | 0 | 0 | 0 | 0 | 0 | 0 | 0 | 0 | 0 | 0
F4_Commercial_Miscellaneous_New_Food Preparation_Natural Gas_Oven_E6 | F4 | Commercial | Miscellaneous | New | Food Preparation | Natural Gas | Oven | E6 | Utility - Cost of Equipment | 0 | 0 | 0 | 0 | 0 | 0 | 0 | 0 | 0 | 0 | 0 | 0 | 0 | 0 | 0 | 0 | 0 | 0 | 0 | 0 | 0 | 0 | 0 | 0 | 0 | 0 | 0 | 0 | 0 | 0 | 0 | 0 | 0
F4_Commercial_Miscellaneous_New_Food Preparation_Natural Gas_Oven_E7 | F4 | Commercial | Miscellaneous | New | Food Preparation | Natural Gas | Oven | E7 | Utility - Cost of Equipment | 0 | 0 | 0 | 0 | 0 | 0 | 0 | 0 | 0 | 0 | 0 | 0 | 0 | 0 | 0 | 0 | 0 | 0 | 0 | 0 | 0 | 0 | 0 | 0 | 0 | 0 | 0 | 0 | 0 | 0 | 0 | 0 | 0
F4_Commercial_Miscellaneous_New_Food Preparation_Natural Gas_Oven_E8 | F4 | Commercial | Miscellaneous | New | Food Preparation | Natural Gas | Oven | E8 | Utility - Cost of Equipment | 0 | 0 | 0 | 0 | 0 | 0 | 0 | 0 | 0 | 0 | 0 | 0 | 0 | 0 | 0 | 0 | 0 | 0 | 0 | 0 | 0 | 0 | 0 | 0 | 0 | 0 | 0 | 0 | 0 | 0 | 0 | 0 | 0
F4_Commercial_Miscellaneous_New_Food Preparation_Natural Gas_Oven_E9 | F4 | Commercial | Miscellaneous | New | Food Preparation | Natural Gas | Oven | E9 | Utility - Cost of Equipment | 0 | 0 | 0 | 0 | 0 | 0 | 0 | 0 | 0 | 0 | 0 | 0 | 0 | 0 | 0 | 0 | 0 | 0 | 0 | 0 | 0 | 0 | 0 | 0 | 0 | 0 | 0 | 0 | 0 | 0 | 0 | 0 | 0
F4_Commercial_Miscellaneous_New_Food Preparation_Natural Gas_Oven_E10 | F4 | Commercial | Miscellaneous | New | Food Preparation | Natural Gas | Oven | E10 | Utility - Cost of Equipment | 0 | 0 | 0 | 0 | 0 | 0 | 0 | 0 | 0 | 0 | 0 | 0 | 0 | 0 | 0 | 0 | 0 | 0 | 0 | 0 | 0 | 0 | 0 | 0 | 0 | 0 | 0 | 0 | 0 | 0 | 0 | 0 | 0
F5_Commercial_Miscellaneous_New_Food Preparation_Natural Gas_Oven_E1 | F5 | Commercial | Miscellaneous | New | Food Preparation | Natural Gas | Oven | E1 | Utility - Cost of Operation | 0.075303 | 0.075303 | 0.075303 | 0.075303 | 0.075303 | 0.075303 | 0.075303 | 0.075303 | 0.075303 | 0.075303 | 0.075303 | 0.075303 | 0.075303 | 0.075303 | 0.075303 | 0.075303 | 0.075303 | 0.075303 | 0.075303 | 0.075303 | 0.075303 | 0.075303 | 0.075303 | 0.075303 | 0.075303 | 0.075303 | 0.075303 | 0.075303 | 0.075303 | 0.075303 | 0.075303 | 0.075303 | 0.075303
F5_Commercial_Miscellaneous_New_Food Preparation_Natural Gas_Oven_E2 | F5 | Commercial | Miscellaneous | New | Food Preparation | Natural Gas | Oven | E2 | Utility - Cost of Operation | 0.078467 | 0.078467 | 0.078467 | 0.078467 | 0.078467 | 0.078467 | 0.078467 | 0.078467 | 0.078467 | 0.078467 | 0.078467 | 0.078467 | 0.078467 | 0.078467 | 0.078467 | 0.078467 | 0.078467 | 0.078467 | 0.078467 | 0.078467 | 0.078467 | 0.078467 | 0.078467 | 0.078467 | 0.078467 | 0.078467 | 0.078467 | 0.078467 | 0.078467 | 0.078467 | 0.078467 | 0.078467 | 0.078467
F5_Commercial_Miscellaneous_New_Food Preparation_Natural Gas_Oven_E3 | F5 | Commercial | Miscellaneous | New | Food Preparation | Natural Gas | Oven | E3 | Utility - Cost of Operation | 0 | 0 | 0 | 0 | 0 | 0 | 0 | 0 | 0 | 0 | 0 | 0 | 0 | 0 | 0 | 0 | 0 | 0 | 0 | 0 | 0 | 0 | 0 | 0 | 0 | 0 | 0 | 0 | 0 | 0 | 0 | 0 | 0
F5_Commercial_Miscellaneous_New_Food Preparation_Natural Gas_Oven_E4 | F5 | Commercial | Miscellaneous | New | Food Preparation | Natural Gas | Oven | E4 | Utility - Cost of Operation | 0 | 0 | 0 | 0 | 0 | 0 | 0 | 0 | 0 | 0 | 0 | 0 | 0 | 0 | 0 | 0 | 0 | 0 | 0 | 0 | 0 | 0 | 0 | 0 | 0 | 0 | 0 | 0 | 0 | 0 | 0 | 0 | 0
F5_Commercial_Miscellaneous_New_Food Preparation_Natural Gas_Oven_E5 | F5 | Commercial | Miscellaneous | New | Food Preparation | Natural Gas | Oven | E5 | Utility - Cost of Operation | 0 | 0 | 0 | 0 | 0 | 0 | 0 | 0 | 0 | 0 | 0 | 0 | 0 | 0 | 0 | 0 | 0 | 0 | 0 | 0 | 0 | 0 | 0 | 0 | 0 | 0 | 0 | 0 | 0 | 0 | 0 | 0 | 0
F5_Commercial_Miscellaneous_New_Food Preparation_Natural Gas_Oven_E6 | F5 | Commercial | Miscellaneous | New | Food Preparation | Natural Gas | Oven | E6 | Utility - Cost of Operation | 0 | 0 | 0 | 0 | 0 | 0 | 0 | 0 | 0 | 0 | 0 | 0 | 0 | 0 | 0 | 0 | 0 | 0 | 0 | 0 | 0 | 0 | 0 | 0 | 0 | 0 | 0 | 0 | 0 | 0 | 0 | 0 | 0
F5_Commercial_Miscellaneous_New_Food Preparation_Natural Gas_Oven_E7 | F5 | Commercial | Miscellaneous | New | Food Preparation | Natural Gas | Oven | E7 | Utility - Cost of Operation | 0 | 0 | 0 | 0 | 0 | 0 | 0 | 0 | 0 | 0 | 0 | 0 | 0 | 0 | 0 | 0 | 0 | 0 | 0 | 0 | 0 | 0 | 0 | 0 | 0 | 0 | 0 | 0 | 0 | 0 | 0 | 0 | 0
F5_Commercial_Miscellaneous_New_Food Preparation_Natural Gas_Oven_E8 | F5 | Commercial | Miscellaneous | New | Food Preparation | Natural Gas | Oven | E8 | Utility - Cost of Operation | 0 | 0 | 0 | 0 | 0 | 0 | 0 | 0 | 0 | 0 | 0 | 0 | 0 | 0 | 0 | 0 | 0 | 0 | 0 | 0 | 0 | 0 | 0 | 0 | 0 | 0 | 0 | 0 | 0 | 0 | 0 | 0 | 0
F5_Commercial_Miscellaneous_New_Food Preparation_Natural Gas_Oven_E9 | F5 | Commercial | Miscellaneous | New | Food Preparation | Natural Gas | Oven | E9 | Utility - Cost of Operation | 0 | 0 | 0 | 0 | 0 | 0 | 0 | 0 | 0 | 0 | 0 | 0 | 0 | 0 | 0 | 0 | 0 | 0 | 0 | 0 | 0 | 0 | 0 | 0 | 0 | 0 | 0 | 0 | 0 | 0 | 0 | 0 | 0
F5_Commercial_Miscellaneous_New_Food Preparation_Natural Gas_Oven_E10 | F5 | Commercial | Miscellaneous | New | Food Preparation | Natural Gas | Oven | E10 | Utility - Cost of Operation | 0 | 0 | 0 | 0 | 0 | 0 | 0 | 0 | 0 | 0 | 0 | 0 | 0 | 0 | 0 | 0 | 0 | 0 | 0 | 0 | 0 | 0 | 0 | 0 | 0 | 0 | 0 | 0 | 0 | 0 | 0 | 0 | 0
F6_Commercial_Miscellaneous_New_Food Preparation_Natural Gas_Oven_E1 | F6 | Commercial | Miscellaneous | New | Food Preparation | Natural Gas | Oven | E1 | Utility - Value of Sales | 0.028493 | 0.028639 | 0.028873 | 0.028822 | 0.028822 | 0.028822 | 0.028822 | 0.028822 | 0.028822 | 0.028822 | 0.028822 | 0.028822 | 0.028822 | 0.028822 | 0.028822 | 0.028822 | 0.028822 | 0.028822 | 0.028822 | 0.028822 | 0.028822 | 0.028822 | 0.028822 | 0.028822 | 0.028822 | 0.028822 | 0.028822 | 0.028822 | 0.028822 | 0.028822 | 0.028822 | 0.028822 | 0.028822
F6_Commercial_Miscellaneous_New_Food Preparation_Natural Gas_Oven_E2 | F6 | Commercial | Miscellaneous | New | Food Preparation | Natural Gas | Oven | E2 | Utility - Value of Sales | 0.016316 | 0.016399 | 0.016534 | 0.016504 | 0.016504 | 0.016504 | 0.016504 | 0.016504 | 0.016504 | 0.016504 | 0.016504 | 0.016504 | 0.016504 | 0.016504 | 0.016504 | 0.016504 | 0.016504 | 0.016504 | 0.016504 | 0.016504 | 0.016504 | 0.016504 | 0.016504 | 0.016504 | 0.016504 | 0.016504 | 0.016504 | 0.016504 | 0.016504 | 0.016504 | 0.016504 | 0.016504 | 0.016504
F6_Commercial_Miscellaneous_New_Food Preparation_Natural Gas_Oven_E3 | F6 | Commercial | Miscellaneous | New | Food Preparation | Natural Gas | Oven | E3 | Utility - Value of Sales | 0 | 0 | 0 | 0 | 0 | 0 | 0 | 0 | 0 | 0 | 0 | 0 | 0 | 0 | 0 | 0 | 0 | 0 | 0 | 0 | 0 | 0 | 0 | 0 | 0 | 0 | 0 | 0 | 0 | 0 | 0 | 0 | 0
F6_Commercial_Miscellaneous_New_Food Preparation_Natural Gas_Oven_E4 | F6 | Commercial | Miscellaneous | New | Food Preparation | Natural Gas | Oven | E4 | Utility - Value of Sales | 0 | 0 | 0 | 0 | 0 | 0 | 0 | 0 | 0 | 0 | 0 | 0 | 0 | 0 | 0 | 0 | 0 | 0 | 0 | 0 | 0 | 0 | 0 | 0 | 0 | 0 | 0 | 0 | 0 | 0 | 0 | 0 | 0
F6_Commercial_Miscellaneous_New_Food Preparation_Natural Gas_Oven_E5 | F6 | Commercial | Miscellaneous | New | Food Preparation | Natural Gas | Oven | E5 | Utility - Value of Sales | 0 | 0 | 0 | 0 | 0 | 0 | 0 | 0 | 0 | 0 | 0 | 0 | 0 | 0 | 0 | 0 | 0 | 0 | 0 | 0 | 0 | 0 | 0 | 0 | 0 | 0 | 0 | 0 | 0 | 0 | 0 | 0 | 0
F6_Commercial_Miscellaneous_New_Food Preparation_Natural Gas_Oven_E6 | F6 | Commercial | Miscellaneous | New | Food Preparation | Natural Gas | Oven | E6 | Utility - Value of Sales | 0 | 0 | 0 | 0 | 0 | 0 | 0 | 0 | 0 | 0 | 0 | 0 | 0 | 0 | 0 | 0 | 0 | 0 | 0 | 0 | 0 | 0 | 0 | 0 | 0 | 0 | 0 | 0 | 0 | 0 | 0 | 0 | 0
F6_Commercial_Miscellaneous_New_Food Preparation_Natural Gas_Oven_E7 | F6 | Commercial | Miscellaneous | New | Food Preparation | Natural Gas | Oven | E7 | Utility - Value of Sales | 0 | 0 | 0 | 0 | 0 | 0 | 0 | 0 | 0 | 0 | 0 | 0 | 0 | 0 | 0 | 0 | 0 | 0 | 0 | 0 | 0 | 0 | 0 | 0 | 0 | 0 | 0 | 0 | 0 | 0 | 0 | 0 | 0
F6_Commercial_Miscellaneous_New_Food Preparation_Natural Gas_Oven_E8 | F6 | Commercial | Miscellaneous | New | Food Preparation | Natural Gas | Oven | E8 | Utility - Value of Sales | 0 | 0 | 0 | 0 | 0 | 0 | 0 | 0 | 0 | 0 | 0 | 0 | 0 | 0 | 0 | 0 | 0 | 0 | 0 | 0 | 0 | 0 | 0 | 0 | 0 | 0 | 0 | 0 | 0 | 0 | 0 | 0 | 0
F6_Commercial_Miscellaneous_New_Food Preparation_Natural Gas_Oven_E9 | F6 | Commercial | Miscellaneous | New | Food Preparation | Natural Gas | Oven | E9 | Utility - Value of Sales | 0 | 0 | 0 | 0 | 0 | 0 | 0 | 0 | 0 | 0 | 0 | 0 | 0 | 0 | 0 | 0 | 0 | 0 | 0 | 0 | 0 | 0 | 0 | 0 | 0 | 0 | 0 | 0 | 0 | 0 | 0 | 0 | 0
F6_Commercial_Miscellaneous_New_Food Preparation_Natural Gas_Oven_E10 | F6 | Commercial | Miscellaneous | New | Food Preparation | Natural Gas | Oven | E10 | Utility - Value of Sales | 0 | 0 | 0 | 0 | 0 | 0 | 0 | 0 | 0 | 0 | 0 | 0 | 0 | 0 | 0 | 0 | 0 | 0 | 0 | 0 | 0 | 0 | 0 | 0 | 0 | 0 | 0 | 0 | 0 | 0 | 0 | 0 | 0
F1_Commercial_Miscellaneous_New_Food Preparation_Natural Gas_Conveyor Oven_E1 | F1 | Commercial | Miscellaneous | New | Food Preparation | Natural Gas | Conveyor Oven | E1 | RVT - Cost of Equipment | 0.06772 | 0.067922 | 0.068333 | 0.068207 | 0.068208 | 0.068555 | 0.069195 | 0.069757 | 0.070409 | 0.071053 | 0.071705 | 0.072334 | 0.072993 | 0.073674 | 0.07433 | 0.074987 | 0.075625 | 0.076272 | 0.0769 | 0.077515 | 0.078081 | 0.078636 | 0.079124 | 0.079614 | 0.080038 | 0.080404 | 0.080738 | 0.081026 | 0.081251 | 0.081436 | 0.081537 | 0.081604 | 0.081604
F1_Commercial_Miscellaneous_New_Food Preparation_Natural Gas_Conveyor Oven_E2 | F1 | Commercial | Miscellaneous | New | Food Preparation | Natural Gas | Conveyor Oven | E2 | RVT - Cost of Equipment | 0.051478 | 0.051631 | 0.051944 | 0.051848 | 0.051849 | 0.052113 | 0.052599 | 0.053026 | 0.053521 | 0.054012 | 0.054507 | 0.054985 | 0.055486 | 0.056003 | 0.056503 | 0.057002 | 0.057487 | 0.057978 | 0.058456 | 0.058923 | 0.059354 | 0.059775 | 0.060147 | 0.060519 | 0.060841 | 0.06112 | 0.061373 | 0.061592 | 0.061764 | 0.061904 | 0.061981 | 0.062032 | 0.062032
F1_Commercial_Miscellaneous_New_Food Preparation_Natural Gas_Conveyor Oven_E3 | F1 | Commercial | Miscellaneous | New | Food Preparation | Natural Gas | Conveyor Oven | E3 | RVT - Cost of Equipment | 0 | 0 | 0 | 0 | 0 | 0 | 0 | 0 | 0 | 0 | 0 | 0 | 0 | 0 | 0 | 0 | 0 | 0 | 0 | 0 | 0 | 0 | 0 | 0 | 0 | 0 | 0 | 0 | 0 | 0 | 0 | 0 | 0
F1_Commercial_Miscellaneous_New_Food Preparation_Natural Gas_Conveyor Oven_E4 | F1 | Commercial | Miscellaneous | New | Food Preparation | Natural Gas | Conveyor Oven | E4 | RVT - Cost of Equipment | 0 | 0 | 0 | 0 | 0 | 0 | 0 | 0 | 0 | 0 | 0 | 0 | 0 | 0 | 0 | 0 | 0 | 0 | 0 | 0 | 0 | 0 | 0 | 0 | 0 | 0 | 0 | 0 | 0 | 0 | 0 | 0 | 0
F1_Commercial_Miscellaneous_New_Food Preparation_Natural Gas_Conveyor Oven_E5 | F1 | Commercial | Miscellaneous | New | Food Preparation | Natural Gas | Conveyor Oven | E5 | RVT - Cost of Equipment | 0 | 0 | 0 | 0 | 0 | 0 | 0 | 0 | 0 | 0 | 0 | 0 | 0 | 0 | 0 | 0 | 0 | 0 | 0 | 0 | 0 | 0 | 0 | 0 | 0 | 0 | 0 | 0 | 0 | 0 | 0 | 0 | 0
F1_Commercial_Miscellaneous_New_Food Preparation_Natural Gas_Conveyor Oven_E6 | F1 | Commercial | Miscellaneous | New | Food Preparation | Natural Gas | Conveyor Oven | E6 | RVT - Cost of Equipment | 0 | 0 | 0 | 0 | 0 | 0 | 0 | 0 | 0 | 0 | 0 | 0 | 0 | 0 | 0 | 0 | 0 | 0 | 0 | 0 | 0 | 0 | 0 | 0 | 0 | 0 | 0 | 0 | 0 | 0 | 0 | 0 | 0
F1_Commercial_Miscellaneous_New_Food Preparation_Natural Gas_Conveyor Oven_E7 | F1 | Commercial | Miscellaneous | New | Food Preparation | Natural Gas | Conveyor Oven | E7 | RVT - Cost of Equipment | 0 | 0 | 0 | 0 | 0 | 0 | 0 | 0 | 0 | 0 | 0 | 0 | 0 | 0 | 0 | 0 | 0 | 0 | 0 | 0 | 0 | 0 | 0 | 0 | 0 | 0 | 0 | 0 | 0 | 0 | 0 | 0 | 0
F1_Commercial_Miscellaneous_New_Food Preparation_Natural Gas_Conveyor Oven_E8 | F1 | Commercial | Miscellaneous | New | Food Preparation | Natural Gas | Conveyor Oven | E8 | RVT - Cost of Equipment | 0 | 0 | 0 | 0 | 0 | 0 | 0 | 0 | 0 | 0 | 0 | 0 | 0 | 0 | 0 | 0 | 0 | 0 | 0 | 0 | 0 | 0 | 0 | 0 | 0 | 0 | 0 | 0 | 0 | 0 | 0 | 0 | 0
F1_Commercial_Miscellaneous_New_Food Preparation_Natural Gas_Conveyor Oven_E9 | F1 | Commercial | Miscellaneous | New | Food Preparation | Natural Gas | Conveyor Oven | E9 | RVT - Cost of Equipment | 0 | 0 | 0 | 0 | 0 | 0 | 0 | 0 | 0 | 0 | 0 | 0 | 0 | 0 | 0 | 0 | 0 | 0 | 0 | 0 | 0 | 0 | 0 | 0 | 0 | 0 | 0 | 0 | 0 | 0 | 0 | 0 | 0
F1_Commercial_Miscellaneous_New_Food Preparation_Natural Gas_Conveyor Oven_E10 | F1 | Commercial | Miscellaneous | New | Food Preparation | Natural Gas | Conveyor Oven | E10 | RVT - Cost of Equipment | 0 | 0 | 0 | 0 | 0 | 0 | 0 | 0 | 0 | 0 | 0 | 0 | 0 | 0 | 0 | 0 | 0 | 0 | 0 | 0 | 0 | 0 | 0 | 0 | 0 | 0 | 0 | 0 | 0 | 0 | 0 | 0 | 0
F2_Commercial_Miscellaneous_New_Food Preparation_Natural Gas_Conveyor Oven_E1 | F2 | Commercial | Miscellaneous | New | Food Preparation | Natural Gas | Conveyor Oven | E1 | RVT - Cost of Operation | 0.081133 | 0.081375 | 0.081868 | 0.081717 | 0.081718 | 0.082134 | 0.0829 | 0.083574 | 0.084354 | 0.085127 | 0.085908 | 0.086661 | 0.08745 | 0.088266 | 0.089053 | 0.08984 | 0.090603 | 0.091378 | 0.092131 | 0.092868 | 0.093546 | 0.094211 | 0.094796 | 0.095383 | 0.095891 | 0.09633 | 0.096729 | 0.097074 | 0.097344 | 0.097566 | 0.097686 | 0.097767 | 0.097767
F2_Commercial_Miscellaneous_New_Food Preparation_Natural Gas_Conveyor Oven_E2 | F2 | Commercial | Miscellaneous | New | Food Preparation | Natural Gas | Conveyor Oven | E2 | RVT - Cost of Operation | 0.061673 | 0.061858 | 0.062232 | 0.062118 | 0.062118 | 0.062434 | 0.063017 | 0.063529 | 0.064122 | 0.064709 | 0.065303 | 0.065876 | 0.066476 | 0.067096 | 0.067694 | 0.068292 | 0.068873 | 0.069462 | 0.070034 | 0.070594 | 0.071109 | 0.071615 | 0.07206 | 0.072506 | 0.072892 | 0.073226 | 0.073529 | 0.073791 | 0.073997 | 0.074165 | 0.074257 | 0.074318 | 0.074318
F2_Commercial_Miscellaneous_New_Food Preparation_Natural Gas_Conveyor Oven_E3 | F2 | Commercial | Miscellaneous | New | Food Preparation | Natural Gas | Conveyor Oven | E3 | RVT - Cost of Operation | 0 | 0 | 0 | 0 | 0 | 0 | 0 | 0 | 0 | 0 | 0 | 0 | 0 | 0 | 0 | 0 | 0 | 0 | 0 | 0 | 0 | 0 | 0 | 0 | 0 | 0 | 0 | 0 | 0 | 0 | 0 | 0 | 0
F2_Commercial_Miscellaneous_New_Food Preparation_Natural Gas_Conveyor Oven_E4 | F2 | Commercial | Miscellaneous | New | Food Preparation | Natural Gas | Conveyor Oven | E4 | RVT - Cost of Operation | 0 | 0 | 0 | 0 | 0 | 0 | 0 | 0 | 0 | 0 | 0 | 0 | 0 | 0 | 0 | 0 | 0 | 0 | 0 | 0 | 0 | 0 | 0 | 0 | 0 | 0 | 0 | 0 | 0 | 0 | 0 | 0 | 0
F2_Commercial_Miscellaneous_New_Food Preparation_Natural Gas_Conveyor Oven_E5 | F2 | Commercial | Miscellaneous | New | Food Preparation | Natural Gas | Conveyor Oven | E5 | RVT - Cost of Operation | 0 | 0 | 0 | 0 | 0 | 0 | 0 | 0 | 0 | 0 | 0 | 0 | 0 | 0 | 0 | 0 | 0 | 0 | 0 | 0 | 0 | 0 | 0 | 0 | 0 | 0 | 0 | 0 | 0 | 0 | 0 | 0 | 0
F2_Commercial_Miscellaneous_New_Food Preparation_Natural Gas_Conveyor Oven_E6 | F2 | Commercial | Miscellaneous | New | Food Preparation | Natural Gas | Conveyor Oven | E6 | RVT - Cost of Operation | 0 | 0 | 0 | 0 | 0 | 0 | 0 | 0 | 0 | 0 | 0 | 0 | 0 | 0 | 0 | 0 | 0 | 0 | 0 | 0 | 0 | 0 | 0 | 0 | 0 | 0 | 0 | 0 | 0 | 0 | 0 | 0 | 0
F2_Commercial_Miscellaneous_New_Food Preparation_Natural Gas_Conveyor Oven_E7 | F2 | Commercial | Miscellaneous | New | Food Preparation | Natural Gas | Conveyor Oven | E7 | RVT - Cost of Operation | 0 | 0 | 0 | 0 | 0 | 0 | 0 | 0 | 0 | 0 | 0 | 0 | 0 | 0 | 0 | 0 | 0 | 0 | 0 | 0 | 0 | 0 | 0 | 0 | 0 | 0 | 0 | 0 | 0 | 0 | 0 | 0 | 0
F2_Commercial_Miscellaneous_New_Food Preparation_Natural Gas_Conveyor Oven_E8 | F2 | Commercial | Miscellaneous | New | Food Preparation | Natural Gas | Conveyor Oven | E8 | RVT - Cost of Operation | 0 | 0 | 0 | 0 | 0 | 0 | 0 | 0 | 0 | 0 | 0 | 0 | 0 | 0 | 0 | 0 | 0 | 0 | 0 | 0 | 0 | 0 | 0 | 0 | 0 | 0 | 0 | 0 | 0 | 0 | 0 | 0 | 0
F2_Commercial_Miscellaneous_New_Food Preparation_Natural Gas_Conveyor Oven_E9 | F2 | Commercial | Miscellaneous | New | Food Preparation | Natural Gas | Conveyor Oven | E9 | RVT - Cost of Operation | 0 | 0 | 0 | 0 | 0 | 0 | 0 | 0 | 0 | 0 | 0 | 0 | 0 | 0 | 0 | 0 | 0 | 0 | 0 | 0 | 0 | 0 | 0 | 0 | 0 | 0 | 0 | 0 | 0 | 0 | 0 | 0 | 0
F2_Commercial_Miscellaneous_New_Food Preparation_Natural Gas_Conveyor Oven_E10 | F2 | Commercial | Miscellaneous | New | Food Preparation | Natural Gas | Conveyor Oven | E10 | RVT - Cost of Operation | 0 | 0 | 0 | 0 | 0 | 0 | 0 | 0 | 0 | 0 | 0 | 0 | 0 | 0 | 0 | 0 | 0 | 0 | 0 | 0 | 0 | 0 | 0 | 0 | 0 | 0 | 0 | 0 | 0 | 0 | 0 | 0 | 0
F3_Commercial_Miscellaneous_New_Food Preparation_Natural Gas_Conveyor Oven_E1 | F3 | Commercial | Miscellaneous | New | Food Preparation | Natural Gas | Conveyor Oven | E1 | System - kBTUs of Consumption | 0.012222 | 0.012222 | 0.012222 | 0.012222 | 0.012222 | 0.012222 | 0.012222 | 0.012222 | 0.012222 | 0.012222 | 0.012222 | 0.012222 | 0.012222 | 0.012222 | 0.012222 | 0.012222 | 0.012222 | 0.012222 | 0.012222 | 0.012222 | 0.012222 | 0.012222 | 0.012222 | 0.012222 | 0.012222 | 0.012222 | 0.012222 | 0.012222 | 0.012222 | 0.012222 | 0.012222 | 0.012222 | 0.012222
F3_Commercial_Miscellaneous_New_Food Preparation_Natural Gas_Conveyor Oven_E2 | F3 | Commercial | Miscellaneous | New | Food Preparation | Natural Gas | Conveyor Oven | E2 | System - kBTUs of Consumption | 0.0149 | 0.0149 | 0.0149 | 0.0149 | 0.0149 | 0.0149 | 0.0149 | 0.0149 | 0.0149 | 0.0149 | 0.0149 | 0.0149 | 0.0149 | 0.0149 | 0.0149 | 0.0149 | 0.0149 | 0.0149 | 0.0149 | 0.0149 | 0.0149 | 0.0149 | 0.0149 | 0.0149 | 0.0149 | 0.0149 | 0.0149 | 0.0149 | 0.0149 | 0.0149 | 0.0149 | 0.0149 | 0.0149
F3_Commercial_Miscellaneous_New_Food Preparation_Natural Gas_Conveyor Oven_E3 | F3 | Commercial | Miscellaneous | New | Food Preparation | Natural Gas | Conveyor Oven | E3 | System - kBTUs of Consumption | 0 | 0 | 0 | 0 | 0 | 0 | 0 | 0 | 0 | 0 | 0 | 0 | 0 | 0 | 0 | 0 | 0 | 0 | 0 | 0 | 0 | 0 | 0 | 0 | 0 | 0 | 0 | 0 | 0 | 0 | 0 | 0 | 0
F3_Commercial_Miscellaneous_New_Food Preparation_Natural Gas_Conveyor Oven_E4 | F3 | Commercial | Miscellaneous | New | Food Preparation | Natural Gas | Conveyor Oven | E4 | System - kBTUs of Consumption | 0 | 0 | 0 | 0 | 0 | 0 | 0 | 0 | 0 | 0 | 0 | 0 | 0 | 0 | 0 | 0 | 0 | 0 | 0 | 0 | 0 | 0 | 0 | 0 | 0 | 0 | 0 | 0 | 0 | 0 | 0 | 0 | 0
F3_Commercial_Miscellaneous_New_Food Preparation_Natural Gas_Conveyor Oven_E5 | F3 | Commercial | Miscellaneous | New | Food Preparation | Natural Gas | Conveyor Oven | E5 | System - kBTUs of Consumption | 0 | 0 | 0 | 0 | 0 | 0 | 0 | 0 | 0 | 0 | 0 | 0 | 0 | 0 | 0 | 0 | 0 | 0 | 0 | 0 | 0 | 0 | 0 | 0 | 0 | 0 | 0 | 0 | 0 | 0 | 0 | 0 | 0
F3_Commercial_Miscellaneous_New_Food Preparation_Natural Gas_Conveyor Oven_E6 | F3 | Commercial | Miscellaneous | New | Food Preparation | Natural Gas | Conveyor Oven | E6 | System - kBTUs of Consumption | 0 | 0 | 0 | 0 | 0 | 0 | 0 | 0 | 0 | 0 | 0 | 0 | 0 | 0 | 0 | 0 | 0 | 0 | 0 | 0 | 0 | 0 | 0 | 0 | 0 | 0 | 0 | 0 | 0 | 0 | 0 | 0 | 0
F3_Commercial_Miscellaneous_New_Food Preparation_Natural Gas_Conveyor Oven_E7 | F3 | Commercial | Miscellaneous | New | Food Preparation | Natural Gas | Conveyor Oven | E7 | System - kBTUs of Consumption | 0 | 0 | 0 | 0 | 0 | 0 | 0 | 0 | 0 | 0 | 0 | 0 | 0 | 0 | 0 | 0 | 0 | 0 | 0 | 0 | 0 | 0 | 0 | 0 | 0 | 0 | 0 | 0 | 0 | 0 | 0 | 0 | 0
F3_Commercial_Miscellaneous_New_Food Preparation_Natural Gas_Conveyor Oven_E8 | F3 | Commercial | Miscellaneous | New | Food Preparation | Natural Gas | Conveyor Oven | E8 | System - kBTUs of Consumption | 0 | 0 | 0 | 0 | 0 | 0 | 0 | 0 | 0 | 0 | 0 | 0 | 0 | 0 | 0 | 0 | 0 | 0 | 0 | 0 | 0 | 0 | 0 | 0 | 0 | 0 | 0 | 0 | 0 | 0 | 0 | 0 | 0
F3_Commercial_Miscellaneous_New_Food Preparation_Natural Gas_Conveyor Oven_E9 | F3 | Commercial | Miscellaneous | New | Food Preparation | Natural Gas | Conveyor Oven | E9 | System - kBTUs of Consumption | 0 | 0 | 0 | 0 | 0 | 0 | 0 | 0 | 0 | 0 | 0 | 0 | 0 | 0 | 0 | 0 | 0 | 0 | 0 | 0 | 0 | 0 | 0 | 0 | 0 | 0 | 0 | 0 | 0 | 0 | 0 | 0 | 0
F3_Commercial_Miscellaneous_New_Food Preparation_Natural Gas_Conveyor Oven_E10 | F3 | Commercial | Miscellaneous | New | Food Preparation | Natural Gas | Conveyor Oven | E10 | System - kBTUs of Consumption | 0 | 0 | 0 | 0 | 0 | 0 | 0 | 0 | 0 | 0 | 0 | 0 | 0 | 0 | 0 | 0 | 0 | 0 | 0 | 0 | 0 | 0 | 0 | 0 | 0 | 0 | 0 | 0 | 0 | 0 | 0 | 0 | 0
F4_Commercial_Miscellaneous_New_Food Preparation_Natural Gas_Conveyor Oven_E1 | F4 | Commercial | Miscellaneous | New | Food Preparation | Natural Gas | Conveyor Oven | E1 | Utility - Cost of Equipment | 0.081133 | 0.081375 | 0.081868 | 0.081717 | 0.081718 | 0.082134 | 0.0829 | 0.083574 | 0.084354 | 0.085127 | 0.085908 | 0.086661 | 0.08745 | 0.088266 | 0.089053 | 0.08984 | 0.090603 | 0.091378 | 0.092131 | 0.092868 | 0.093546 | 0.094211 | 0.094796 | 0.095383 | 0.095891 | 0.09633 | 0.096729 | 0.097074 | 0.097344 | 0.097566 | 0.097686 | 0.097767 | 0.097767
F4_Commercial_Miscellaneous_New_Food Preparation_Natural Gas_Conveyor Oven_E2 | F4 | Commercial | Miscellaneous | New | Food Preparation | Natural Gas | Conveyor Oven | E2 | Utility - Cost of Equipment | 0.061673 | 0.061858 | 0.062232 | 0.062118 | 0.062118 | 0.062434 | 0.063017 | 0.063529 | 0.064122 | 0.064709 | 0.065303 | 0.065876 | 0.066476 | 0.067096 | 0.067694 | 0.068292 | 0.068873 | 0.069462 | 0.070034 | 0.070594 | 0.071109 | 0.071615 | 0.07206 | 0.072506 | 0.072892 | 0.073226 | 0.073529 | 0.073791 | 0.073997 | 0.074165 | 0.074257 | 0.074318 | 0.074318
F4_Commercial_Miscellaneous_New_Food Preparation_Natural Gas_Conveyor Oven_E3 | F4 | Commercial | Miscellaneous | New | Food Preparation | Natural Gas | Conveyor Oven | E3 | Utility - Cost of Equipment | 0 | 0 | 0 | 0 | 0 | 0 | 0 | 0 | 0 | 0 | 0 | 0 | 0 | 0 | 0 | 0 | 0 | 0 | 0 | 0 | 0 | 0 | 0 | 0 | 0 | 0 | 0 | 0 | 0 | 0 | 0 | 0 | 0
F4_Commercial_Miscellaneous_New_Food Preparation_Natural Gas_Conveyor Oven_E4 | F4 | Commercial | Miscellaneous | New | Food Preparation | Natural Gas | Conveyor Oven | E4 | Utility - Cost of Equipment | 0 | 0 | 0 | 0 | 0 | 0 | 0 | 0 | 0 | 0 | 0 | 0 | 0 | 0 | 0 | 0 | 0 | 0 | 0 | 0 | 0 | 0 | 0 | 0 | 0 | 0 | 0 | 0 | 0 | 0 | 0 | 0 | 0
F4_Commercial_Miscellaneous_New_Food Preparation_Natural Gas_Conveyor Oven_E5 | F4 | Commercial | Miscellaneous | New | Food Preparation | Natural Gas | Conveyor Oven | E5 | Utility - Cost of Equipment | 0 | 0 | 0 | 0 | 0 | 0 | 0 | 0 | 0 | 0 | 0 | 0 | 0 | 0 | 0 | 0 | 0 | 0 | 0 | 0 | 0 | 0 | 0 | 0 | 0 | 0 | 0 | 0 | 0 | 0 | 0 | 0 | 0
F4_Commercial_Miscellaneous_New_Food Preparation_Natural Gas_Conveyor Oven_E6 | F4 | Commercial | Miscellaneous | New | Food Preparation | Natural Gas | Conveyor Oven | E6 | Utility - Cost of Equipment | 0 | 0 | 0 | 0 | 0 | 0 | 0 | 0 | 0 | 0 | 0 | 0 | 0 | 0 | 0 | 0 | 0 | 0 | 0 | 0 | 0 | 0 | 0 | 0 | 0 | 0 | 0 | 0 | 0 | 0 | 0 | 0 | 0
F4_Commercial_Miscellaneous_New_Food Preparation_Natural Gas_Conveyor Oven_E7 | F4 | Commercial | Miscellaneous | New | Food Preparation | Natural Gas | Conveyor Oven | E7 | Utility - Cost of Equipment | 0 | 0 | 0 | 0 | 0 | 0 | 0 | 0 | 0 | 0 | 0 | 0 | 0 | 0 | 0 | 0 | 0 | 0 | 0 | 0 | 0 | 0 | 0 | 0 | 0 | 0 | 0 | 0 | 0 | 0 | 0 | 0 | 0
F4_Commercial_Miscellaneous_New_Food Preparation_Natural Gas_Conveyor Oven_E8 | F4 | Commercial | Miscellaneous | New | Food Preparation | Natural Gas | Conveyor Oven | E8 | Utility - Cost of Equipment | 0 | 0 | 0 | 0 | 0 | 0 | 0 | 0 | 0 | 0 | 0 | 0 | 0 | 0 | 0 | 0 | 0 | 0 | 0 | 0 | 0 | 0 | 0 | 0 | 0 | 0 | 0 | 0 | 0 | 0 | 0 | 0 | 0
F4_Commercial_Miscellaneous_New_Food Preparation_Natural Gas_Conveyor Oven_E9 | F4 | Commercial | Miscellaneous | New | Food Preparation | Natural Gas | Conveyor Oven | E9 | Utility - Cost of Equipment | 0 | 0 | 0 | 0 | 0 | 0 | 0 | 0 | 0 | 0 | 0 | 0 | 0 | 0 | 0 | 0 | 0 | 0 | 0 | 0 | 0 | 0 | 0 | 0 | 0 | 0 | 0 | 0 | 0 | 0 | 0 | 0 | 0
F4_Commercial_Miscellaneous_New_Food Preparation_Natural Gas_Conveyor Oven_E10 | F4 | Commercial | Miscellaneous | New | Food Preparation | Natural Gas | Conveyor Oven | E10 | Utility - Cost of Equipment | 0 | 0 | 0 | 0 | 0 | 0 | 0 | 0 | 0 | 0 | 0 | 0 | 0 | 0 | 0 | 0 | 0 | 0 | 0 | 0 | 0 | 0 | 0 | 0 | 0 | 0 | 0 | 0 | 0 | 0 | 0 | 0 | 0
F5_Commercial_Miscellaneous_New_Food Preparation_Natural Gas_Conveyor Oven_E1 | F5 | Commercial | Miscellaneous | New | Food Preparation | Natural Gas | Conveyor Oven | E1 | Utility - Cost of Operation | 0.012222 | 0.012222 | 0.012222 | 0.012222 | 0.012222 | 0.012222 | 0.012222 | 0.012222 | 0.012222 | 0.012222 | 0.012222 | 0.012222 | 0.012222 | 0.012222 | 0.012222 | 0.012222 | 0.012222 | 0.012222 | 0.012222 | 0.012222 | 0.012222 | 0.012222 | 0.012222 | 0.012222 | 0.012222 | 0.012222 | 0.012222 | 0.012222 | 0.012222 | 0.012222 | 0.012222 | 0.012222 | 0.012222
F5_Commercial_Miscellaneous_New_Food Preparation_Natural Gas_Conveyor Oven_E2 | F5 | Commercial | Miscellaneous | New | Food Preparation | Natural Gas | Conveyor Oven | E2 | Utility - Cost of Operation | 0.0149 | 0.0149 | 0.0149 | 0.0149 | 0.0149 | 0.0149 | 0.0149 | 0.0149 | 0.0149 | 0.0149 | 0.0149 | 0.0149 | 0.0149 | 0.0149 | 0.0149 | 0.0149 | 0.0149 | 0.0149 | 0.0149 | 0.0149 | 0.0149 | 0.0149 | 0.0149 | 0.0149 | 0.0149 | 0.0149 | 0.0149 | 0.0149 | 0.0149 | 0.0149 | 0.0149 | 0.0149 | 0.0149
F5_Commercial_Miscellaneous_New_Food Preparation_Natural Gas_Conveyor Oven_E3 | F5 | Commercial | Miscellaneous | New | Food Preparation | Natural Gas | Conveyor Oven | E3 | Utility - Cost of Operation | 0 | 0 | 0 | 0 | 0 | 0 | 0 | 0 | 0 | 0 | 0 | 0 | 0 | 0 | 0 | 0 | 0 | 0 | 0 | 0 | 0 | 0 | 0 | 0 | 0 | 0 | 0 | 0 | 0 | 0 | 0 | 0 | 0
F5_Commercial_Miscellaneous_New_Food Preparation_Natural Gas_Conveyor Oven_E4 | F5 | Commercial | Miscellaneous | New | Food Preparation | Natural Gas | Conveyor Oven | E4 | Utility - Cost of Operation | 0 | 0 | 0 | 0 | 0 | 0 | 0 | 0 | 0 | 0 | 0 | 0 | 0 | 0 | 0 | 0 | 0 | 0 | 0 | 0 | 0 | 0 | 0 | 0 | 0 | 0 | 0 | 0 | 0 | 0 | 0 | 0 | 0
F5_Commercial_Miscellaneous_New_Food Preparation_Natural Gas_Conveyor Oven_E5 | F5 | Commercial | Miscellaneous | New | Food Preparation | Natural Gas | Conveyor Oven | E5 | Utility - Cost of Operation | 0 | 0 | 0 | 0 | 0 | 0 | 0 | 0 | 0 | 0 | 0 | 0 | 0 | 0 | 0 | 0 | 0 | 0 | 0 | 0 | 0 | 0 | 0 | 0 | 0 | 0 | 0 | 0 | 0 | 0 | 0 | 0 | 0
F5_Commercial_Miscellaneous_New_Food Preparation_Natural Gas_Conveyor Oven_E6 | F5 | Commercial | Miscellaneous | New | Food Preparation | Natural Gas | Conveyor Oven | E6 | Utility - Cost of Operation | 0 | 0 | 0 | 0 | 0 | 0 | 0 | 0 | 0 | 0 | 0 | 0 | 0 | 0 | 0 | 0 | 0 | 0 | 0 | 0 | 0 | 0 | 0 | 0 | 0 | 0 | 0 | 0 | 0 | 0 | 0 | 0 | 0
F5_Commercial_Miscellaneous_New_Food Preparation_Natural Gas_Conveyor Oven_E7 | F5 | Commercial | Miscellaneous | New | Food Preparation | Natural Gas | Conveyor Oven | E7 | Utility - Cost of Operation | 0 | 0 | 0 | 0 | 0 | 0 | 0 | 0 | 0 | 0 | 0 | 0 | 0 | 0 | 0 | 0 | 0 | 0 | 0 | 0 | 0 | 0 | 0 | 0 | 0 | 0 | 0 | 0 | 0 | 0 | 0 | 0 | 0
F5_Commercial_Miscellaneous_New_Food Preparation_Natural Gas_Conveyor Oven_E8 | F5 | Commercial | Miscellaneous | New | Food Preparation | Natural Gas | Conveyor Oven | E8 | Utility - Cost of Operation | 0 | 0 | 0 | 0 | 0 | 0 | 0 | 0 | 0 | 0 | 0 | 0 | 0 | 0 | 0 | 0 | 0 | 0 | 0 | 0 | 0 | 0 | 0 | 0 | 0 | 0 | 0 | 0 | 0 | 0 | 0 | 0 | 0
F5_Commercial_Miscellaneous_New_Food Preparation_Natural Gas_Conveyor Oven_E9 | F5 | Commercial | Miscellaneous | New | Food Preparation | Natural Gas | Conveyor Oven | E9 | Utility - Cost of Operation | 0 | 0 | 0 | 0 | 0 | 0 | 0 | 0 | 0 | 0 | 0 | 0 | 0 | 0 | 0 | 0 | 0 | 0 | 0 | 0 | 0 | 0 | 0 | 0 | 0 | 0 | 0 | 0 | 0 | 0 | 0 | 0 | 0
F5_Commercial_Miscellaneous_New_Food Preparation_Natural Gas_Conveyor Oven_E10 | F5 | Commercial | Miscellaneous | New | Food Preparation | Natural Gas | Conveyor Oven | E10 | Utility - Cost of Operation | 0 | 0 | 0 | 0 | 0 | 0 | 0 | 0 | 0 | 0 | 0 | 0 | 0 | 0 | 0 | 0 | 0 | 0 | 0 | 0 | 0 | 0 | 0 | 0 | 0 | 0 | 0 | 0 | 0 | 0 | 0 | 0 | 0
F6_Commercial_Miscellaneous_New_Food Preparation_Natural Gas_Conveyor Oven_E1 | F6 | Commercial | Miscellaneous | New | Food Preparation | Natural Gas | Conveyor Oven | E1 | Utility - Value of Sales | 0.042658 | 0.042792 | 0.043008 | 0.042961 | 0.042961 | 0.042961 | 0.042961 | 0.042961 | 0.042961 | 0.042961 | 0.042961 | 0.042961 | 0.042961 | 0.042961 | 0.042961 | 0.042961 | 0.042961 | 0.042961 | 0.042961 | 0.042961 | 0.042961 | 0.042961 | 0.042961 | 0.042961 | 0.042961 | 0.042961 | 0.042961 | 0.042961 | 0.042961 | 0.042961 | 0.042961 | 0.042961 | 0.042961
F6_Commercial_Miscellaneous_New_Food Preparation_Natural Gas_Conveyor Oven_E2 | F6 | Commercial | Miscellaneous | New | Food Preparation | Natural Gas | Conveyor Oven | E2 | Utility - Value of Sales | 0.032426 | 0.032529 | 0.032693 | 0.032657 | 0.032657 | 0.032657 | 0.032657 | 0.032657 | 0.032657 | 0.032657 | 0.032657 | 0.032657 | 0.032657 | 0.032657 | 0.032657 | 0.032657 | 0.032657 | 0.032657 | 0.032657 | 0.032657 | 0.032657 | 0.032657 | 0.032657 | 0.032657 | 0.032657 | 0.032657 | 0.032657 | 0.032657 | 0.032657 | 0.032657 | 0.032657 | 0.032657 | 0.032657
F6_Commercial_Miscellaneous_New_Food Preparation_Natural Gas_Conveyor Oven_E3 | F6 | Commercial | Miscellaneous | New | Food Preparation | Natural Gas | Conveyor Oven | E3 | Utility - Value of Sales | 0 | 0 | 0 | 0 | 0 | 0 | 0 | 0 | 0 | 0 | 0 | 0 | 0 | 0 | 0 | 0 | 0 | 0 | 0 | 0 | 0 | 0 | 0 | 0 | 0 | 0 | 0 | 0 | 0 | 0 | 0 | 0 | 0
F6_Commercial_Miscellaneous_New_Food Preparation_Natural Gas_Conveyor Oven_E4 | F6 | Commercial | Miscellaneous | New | Food Preparation | Natural Gas | Conveyor Oven | E4 | Utility - Value of Sales | 0 | 0 | 0 | 0 | 0 | 0 | 0 | 0 | 0 | 0 | 0 | 0 | 0 | 0 | 0 | 0 | 0 | 0 | 0 | 0 | 0 | 0 | 0 | 0 | 0 | 0 | 0 | 0 | 0 | 0 | 0 | 0 | 0
F6_Commercial_Miscellaneous_New_Food Preparation_Natural Gas_Conveyor Oven_E5 | F6 | Commercial | Miscellaneous | New | Food Preparation | Natural Gas | Conveyor Oven | E5 | Utility - Value of Sales | 0 | 0 | 0 | 0 | 0 | 0 | 0 | 0 | 0 | 0 | 0 | 0 | 0 | 0 | 0 | 0 | 0 | 0 | 0 | 0 | 0 | 0 | 0 | 0 | 0 | 0 | 0 | 0 | 0 | 0 | 0 | 0 | 0
F6_Commercial_Miscellaneous_New_Food Preparation_Natural Gas_Conveyor Oven_E6 | F6 | Commercial | Miscellaneous | New | Food Preparation | Natural Gas | Conveyor Oven | E6 | Utility - Value of Sales | 0 | 0 | 0 | 0 | 0 | 0 | 0 | 0 | 0 | 0 | 0 | 0 | 0 | 0 | 0 | 0 | 0 | 0 | 0 | 0 | 0 | 0 | 0 | 0 | 0 | 0 | 0 | 0 | 0 | 0 | 0 | 0 | 0
F6_Commercial_Miscellaneous_New_Food Preparation_Natural Gas_Conveyor Oven_E7 | F6 | Commercial | Miscellaneous | New | Food Preparation | Natural Gas | Conveyor Oven | E7 | Utility - Value of Sales | 0 | 0 | 0 | 0 | 0 | 0 | 0 | 0 | 0 | 0 | 0 | 0 | 0 | 0 | 0 | 0 | 0 | 0 | 0 | 0 | 0 | 0 | 0 | 0 | 0 | 0 | 0 | 0 | 0 | 0 | 0 | 0 | 0
F6_Commercial_Miscellaneous_New_Food Preparation_Natural Gas_Conveyor Oven_E8 | F6 | Commercial | Miscellaneous | New | Food Preparation | Natural Gas | Conveyor Oven | E8 | Utility - Value of Sales | 0 | 0 | 0 | 0 | 0 | 0 | 0 | 0 | 0 | 0 | 0 | 0 | 0 | 0 | 0 | 0 | 0 | 0 | 0 | 0 | 0 | 0 | 0 | 0 | 0 | 0 | 0 | 0 | 0 | 0 | 0 | 0 | 0
F6_Commercial_Miscellaneous_New_Food Preparation_Natural Gas_Conveyor Oven_E9 | F6 | Commercial | Miscellaneous | New | Food Preparation | Natural Gas | Conveyor Oven | E9 | Utility - Value of Sales | 0 | 0 | 0 | 0 | 0 | 0 | 0 | 0 | 0 | 0 | 0 | 0 | 0 | 0 | 0 | 0 | 0 | 0 | 0 | 0 | 0 | 0 | 0 | 0 | 0 | 0 | 0 | 0 | 0 | 0 | 0 | 0 | 0
F6_Commercial_Miscellaneous_New_Food Preparation_Natural Gas_Conveyor Oven_E10 | F6 | Commercial | Miscellaneous | New | Food Preparation | Natural Gas | Conveyor Oven | E10 | Utility - Value of Sales | 0 | 0 | 0 | 0 | 0 | 0 | 0 | 0 | 0 | 0 | 0 | 0 | 0 | 0 | 0 | 0 | 0 | 0 | 0 | 0 | 0 | 0 | 0 | 0 | 0 | 0 | 0 | 0 | 0 | 0 | 0 | 0 | 0
F1_Commercial_Miscellaneous_New_Food Preparation_Natural Gas_Double Rack Oven_E1 | F1 | Commercial | Miscellaneous | New | Food Preparation | Natural Gas | Double Rack Oven | E1 | RVT - Cost of Equipment | 0.11952 | 0.11967 | 0.12033 | 0.11972 | 0.11941 | 0.11988 | 0.12103 | 0.12195 | 0.12309 | 0.12418 | 0.12529 | 0.12633 | 0.12744 | 0.12859 | 0.1297 | 0.13084 | 0.13199 | 0.13322 | 0.13451 | 0.13583 | 0.1371 | 0.13837 | 0.13951 | 0.14066 | 0.14165 | 0.14251 | 0.14329 | 0.14396 | 0.14449 | 0.14492 | 0.14516 | 0.14531 | 0.14531
F1_Commercial_Miscellaneous_New_Food Preparation_Natural Gas_Double Rack Oven_E2 | F1 | Commercial | Miscellaneous | New | Food Preparation | Natural Gas | Double Rack Oven | E2 | RVT - Cost of Equipment | 0.065194 | 0.065277 | 0.065633 | 0.065301 | 0.065132 | 0.065391 | 0.066014 | 0.066521 | 0.067139 | 0.067735 | 0.068337 | 0.068906 | 0.069512 | 0.070139 | 0.070747 | 0.071368 | 0.071995 | 0.072668 | 0.073367 | 0.074088 | 0.07478 | 0.075476 | 0.076099 | 0.076723 | 0.077264 | 0.077732 | 0.078157 | 0.078524 | 0.078812 | 0.079048 | 0.079176 | 0.079262 | 0.079262
F1_Commercial_Miscellaneous_New_Food Preparation_Natural Gas_Double Rack Oven_E3 | F1 | Commercial | Miscellaneous | New | Food Preparation | Natural Gas | Double Rack Oven | E3 | RVT - Cost of Equipment | 0 | 0 | 0 | 0 | 0 | 0 | 0 | 0 | 0 | 0 | 0 | 0 | 0 | 0 | 0 | 0 | 0 | 0 | 0 | 0 | 0 | 0 | 0 | 0 | 0 | 0 | 0 | 0 | 0 | 0 | 0 | 0 | 0
F1_Commercial_Miscellaneous_New_Food Preparation_Natural Gas_Double Rack Oven_E4 | F1 | Commercial | Miscellaneous | New | Food Preparation | Natural Gas | Double Rack Oven | E4 | RVT - Cost of Equipment | 0 | 0 | 0 | 0 | 0 | 0 | 0 | 0 | 0 | 0 | 0 | 0 | 0 | 0 | 0 | 0 | 0 | 0 | 0 | 0 | 0 | 0 | 0 | 0 | 0 | 0 | 0 | 0 | 0 | 0 | 0 | 0 | 0
F1_Commercial_Miscellaneous_New_Food Preparation_Natural Gas_Double Rack Oven_E5 | F1 | Commercial | Miscellaneous | New | Food Preparation | Natural Gas | Double Rack Oven | E5 | RVT - Cost of Equipment | 0 | 0 | 0 | 0 | 0 | 0 | 0 | 0 | 0 | 0 | 0 | 0 | 0 | 0 | 0 | 0 | 0 | 0 | 0 | 0 | 0 | 0 | 0 | 0 | 0 | 0 | 0 | 0 | 0 | 0 | 0 | 0 | 0
F1_Commercial_Miscellaneous_New_Food Preparation_Natural Gas_Double Rack Oven_E6 | F1 | Commercial | Miscellaneous | New | Food Preparation | Natural Gas | Double Rack Oven | E6 | RVT - Cost of Equipment | 0 | 0 | 0 | 0 | 0 | 0 | 0 | 0 | 0 | 0 | 0 | 0 | 0 | 0 | 0 | 0 | 0 | 0 | 0 | 0 | 0 | 0 | 0 | 0 | 0 | 0 | 0 | 0 | 0 | 0 | 0 | 0 | 0
F1_Commercial_Miscellaneous_New_Food Preparation_Natural Gas_Double Rack Oven_E7 | F1 | Commercial | Miscellaneous | New | Food Preparation | Natural Gas | Double Rack Oven | E7 | RVT - Cost of Equipment | 0 | 0 | 0 | 0 | 0 | 0 | 0 | 0 | 0 | 0 | 0 | 0 | 0 | 0 | 0 | 0 | 0 | 0 | 0 | 0 | 0 | 0 | 0 | 0 | 0 | 0 | 0 | 0 | 0 | 0 | 0 | 0 | 0
F1_Commercial_Miscellaneous_New_Food Preparation_Natural Gas_Double Rack Oven_E8 | F1 | Commercial | Miscellaneous | New | Food Preparation | Natural Gas | Double Rack Oven | E8 | RVT - Cost of Equipment | 0 | 0 | 0 | 0 | 0 | 0 | 0 | 0 | 0 | 0 | 0 | 0 | 0 | 0 | 0 | 0 | 0 | 0 | 0 | 0 | 0 | 0 | 0 | 0 | 0 | 0 | 0 | 0 | 0 | 0 | 0 | 0 | 0
F1_Commercial_Miscellaneous_New_Food Preparation_Natural Gas_Double Rack Oven_E9 | F1 | Commercial | Miscellaneous | New | Food Preparation | Natural Gas | Double Rack Oven | E9 | RVT - Cost of Equipment | 0 | 0 | 0 | 0 | 0 | 0 | 0 | 0 | 0 | 0 | 0 | 0 | 0 | 0 | 0 | 0 | 0 | 0 | 0 | 0 | 0 | 0 | 0 | 0 | 0 | 0 | 0 | 0 | 0 | 0 | 0 | 0 | 0
F1_Commercial_Miscellaneous_New_Food Preparation_Natural Gas_Double Rack Oven_E10 | F1 | Commercial | Miscellaneous | New | Food Preparation | Natural Gas | Double Rack Oven | E10 | RVT - Cost of Equipment | 0 | 0 | 0 | 0 | 0 | 0 | 0 | 0 | 0 | 0 | 0 | 0 | 0 | 0 | 0 | 0 | 0 | 0 | 0 | 0 | 0 | 0 | 0 | 0 | 0 | 0 | 0 | 0 | 0 | 0 | 0 | 0 | 0
F2_Commercial_Miscellaneous_New_Food Preparation_Natural Gas_Double Rack Oven_E1 | F2 | Commercial | Miscellaneous | New | Food Preparation | Natural Gas | Double Rack Oven | E1 | RVT - Cost of Operation | 0.14319 | 0.14338 | 0.14416 | 0.14343 | 0.14306 | 0.14363 | 0.145 | 0.14611 | 0.14747 | 0.14878 | 0.1501 | 0.15135 | 0.15268 | 0.15406 | 0.15539 | 0.15676 | 0.15813 | 0.15961 | 0.16115 | 0.16273 | 0.16425 | 0.16578 | 0.16715 | 0.16852 | 0.16971 | 0.17073 | 0.17167 | 0.17247 | 0.17311 | 0.17362 | 0.17391 | 0.1741 | 0.1741
F2_Commercial_Miscellaneous_New_Food Preparation_Natural Gas_Double Rack Oven_E2 | F2 | Commercial | Miscellaneous | New | Food Preparation | Natural Gas | Double Rack Oven | E2 | RVT - Cost of Operation | 0.078106 | 0.078206 | 0.078633 | 0.078235 | 0.078032 | 0.078343 | 0.079089 | 0.079696 | 0.080437 | 0.081151 | 0.081873 | 0.082554 | 0.08328 | 0.084031 | 0.084759 | 0.085504 | 0.086254 | 0.087061 | 0.087899 | 0.088763 | 0.089592 | 0.090425 | 0.091171 | 0.091919 | 0.092568 | 0.093128 | 0.093637 | 0.094077 | 0.094422 | 0.094704 | 0.094858 | 0.094961 | 0.094961
F2_Commercial_Miscellaneous_New_Food Preparation_Natural Gas_Double Rack Oven_E3 | F2 | Commercial | Miscellaneous | New | Food Preparation | Natural Gas | Double Rack Oven | E3 | RVT - Cost of Operation | 0 | 0 | 0 | 0 | 0 | 0 | 0 | 0 | 0 | 0 | 0 | 0 | 0 | 0 | 0 | 0 | 0 | 0 | 0 | 0 | 0 | 0 | 0 | 0 | 0 | 0 | 0 | 0 | 0 | 0 | 0 | 0 | 0
F2_Commercial_Miscellaneous_New_Food Preparation_Natural Gas_Double Rack Oven_E4 | F2 | Commercial | Miscellaneous | New | Food Preparation | Natural Gas | Double Rack Oven | E4 | RVT - Cost of Operation | 0 | 0 | 0 | 0 | 0 | 0 | 0 | 0 | 0 | 0 | 0 | 0 | 0 | 0 | 0 | 0 | 0 | 0 | 0 | 0 | 0 | 0 | 0 | 0 | 0 | 0 | 0 | 0 | 0 | 0 | 0 | 0 | 0
F2_Commercial_Miscellaneous_New_Food Preparation_Natural Gas_Double Rack Oven_E5 | F2 | Commercial | Miscellaneous | New | Food Preparation | Natural Gas | Double Rack Oven | E5 | RVT - Cost of Operation | 0 | 0 | 0 | 0 | 0 | 0 | 0 | 0 | 0 | 0 | 0 | 0 | 0 | 0 | 0 | 0 | 0 | 0 | 0 | 0 | 0 | 0 | 0 | 0 | 0 | 0 | 0 | 0 | 0 | 0 | 0 | 0 | 0
F2_Commercial_Miscellaneous_New_Food Preparation_Natural Gas_Double Rack Oven_E6 | F2 | Commercial | Miscellaneous | New | Food Preparation | Natural Gas | Double Rack Oven | E6 | RVT - Cost of Operation | 0 | 0 | 0 | 0 | 0 | 0 | 0 | 0 | 0 | 0 | 0 | 0 | 0 | 0 | 0 | 0 | 0 | 0 | 0 | 0 | 0 | 0 | 0 | 0 | 0 | 0 | 0 | 0 | 0 | 0 | 0 | 0 | 0
F2_Commercial_Miscellaneous_New_Food Preparation_Natural Gas_Double Rack Oven_E7 | F2 | Commercial | Miscellaneous | New | Food Preparation | Natural Gas | Double Rack Oven | E7 | RVT - Cost of Operation | 0 | 0 | 0 | 0 | 0 | 0 | 0 | 0 | 0 | 0 | 0 | 0 | 0 | 0 | 0 | 0 | 0 | 0 | 0 | 0 | 0 | 0 | 0 | 0 | 0 | 0 | 0 | 0 | 0 | 0 | 0 | 0 | 0
F2_Commercial_Miscellaneous_New_Food Preparation_Natural Gas_Double Rack Oven_E8 | F2 | Commercial | Miscellaneous | New | Food Preparation | Natural Gas | Double Rack Oven | E8 | RVT - Cost of Operation | 0 | 0 | 0 | 0 | 0 | 0 | 0 | 0 | 0 | 0 | 0 | 0 | 0 | 0 | 0 | 0 | 0 | 0 | 0 | 0 | 0 | 0 | 0 | 0 | 0 | 0 | 0 | 0 | 0 | 0 | 0 | 0 | 0
F2_Commercial_Miscellaneous_New_Food Preparation_Natural Gas_Double Rack Oven_E9 | F2 | Commercial | Miscellaneous | New | Food Preparation | Natural Gas | Double Rack Oven | E9 | RVT - Cost of Operation | 0 | 0 | 0 | 0 | 0 | 0 | 0 | 0 | 0 | 0 | 0 | 0 | 0 | 0 | 0 | 0 | 0 | 0 | 0 | 0 | 0 | 0 | 0 | 0 | 0 | 0 | 0 | 0 | 0 | 0 | 0 | 0 | 0
F2_Commercial_Miscellaneous_New_Food Preparation_Natural Gas_Double Rack Oven_E10 | F2 | Commercial | Miscellaneous | New | Food Preparation | Natural Gas | Double Rack Oven | E10 | RVT - Cost of Operation | 0 | 0 | 0 | 0 | 0 | 0 | 0 | 0 | 0 | 0 | 0 | 0 | 0 | 0 | 0 | 0 | 0 | 0 | 0 | 0 | 0 | 0 | 0 | 0 | 0 | 0 | 0 | 0 | 0 | 0 | 0 | 0 | 0
F3_Commercial_Miscellaneous_New_Food Preparation_Natural Gas_Double Rack Oven_E1 | F3 | Commercial | Miscellaneous | New | Food Preparation | Natural Gas | Double Rack Oven | E1 | System - kBTUs of Consumption | 0.023588 | 0.023588 | 0.023588 | 0.023588 | 0.023588 | 0.023588 | 0.023588 | 0.023588 | 0.023588 | 0.023588 | 0.023588 | 0.023588 | 0.023588 | 0.023588 | 0.023588 | 0.023588 | 0.023588 | 0.023588 | 0.023588 | 0.023588 | 0.023588 | 0.023588 | 0.023588 | 0.023588 | 0.023588 | 0.023588 | 0.023588 | 0.023588 | 0.023588 | 0.023588 | 0.023588 | 0.023588 | 0.023588
F3_Commercial_Miscellaneous_New_Food Preparation_Natural Gas_Double Rack Oven_E2 | F3 | Commercial | Miscellaneous | New | Food Preparation | Natural Gas | Double Rack Oven | E2 | System - kBTUs of Consumption | 0.03137 | 0.03137 | 0.03137 | 0.03137 | 0.03137 | 0.03137 | 0.03137 | 0.03137 | 0.03137 | 0.03137 | 0.03137 | 0.03137 | 0.03137 | 0.03137 | 0.03137 | 0.03137 | 0.03137 | 0.03137 | 0.03137 | 0.03137 | 0.03137 | 0.03137 | 0.03137 | 0.03137 | 0.03137 | 0.03137 | 0.03137 | 0.03137 | 0.03137 | 0.03137 | 0.03137 | 0.03137 | 0.03137
F3_Commercial_Miscellaneous_New_Food Preparation_Natural Gas_Double Rack Oven_E3 | F3 | Commercial | Miscellaneous | New | Food Preparation | Natural Gas | Double Rack Oven | E3 | System - kBTUs of Consumption | 0 | 0 | 0 | 0 | 0 | 0 | 0 | 0 | 0 | 0 | 0 | 0 | 0 | 0 | 0 | 0 | 0 | 0 | 0 | 0 | 0 | 0 | 0 | 0 | 0 | 0 | 0 | 0 | 0 | 0 | 0 | 0 | 0
F3_Commercial_Miscellaneous_New_Food Preparation_Natural Gas_Double Rack Oven_E4 | F3 | Commercial | Miscellaneous | New | Food Preparation | Natural Gas | Double Rack Oven | E4 | System - kBTUs of Consumption | 0 | 0 | 0 | 0 | 0 | 0 | 0 | 0 | 0 | 0 | 0 | 0 | 0 | 0 | 0 | 0 | 0 | 0 | 0 | 0 | 0 | 0 | 0 | 0 | 0 | 0 | 0 | 0 | 0 | 0 | 0 | 0 | 0
F3_Commercial_Miscellaneous_New_Food Preparation_Natural Gas_Double Rack Oven_E5 | F3 | Commercial | Miscellaneous | New | Food Preparation | Natural Gas | Double Rack Oven | E5 | System - kBTUs of Consumption | 0 | 0 | 0 | 0 | 0 | 0 | 0 | 0 | 0 | 0 | 0 | 0 | 0 | 0 | 0 | 0 | 0 | 0 | 0 | 0 | 0 | 0 | 0 | 0 | 0 | 0 | 0 | 0 | 0 | 0 | 0 | 0 | 0
F3_Commercial_Miscellaneous_New_Food Preparation_Natural Gas_Double Rack Oven_E6 | F3 | Commercial | Miscellaneous | New | Food Preparation | Natural Gas | Double Rack Oven | E6 | System - kBTUs of Consumption | 0 | 0 | 0 | 0 | 0 | 0 | 0 | 0 | 0 | 0 | 0 | 0 | 0 | 0 | 0 | 0 | 0 | 0 | 0 | 0 | 0 | 0 | 0 | 0 | 0 | 0 | 0 | 0 | 0 | 0 | 0 | 0 | 0
F3_Commercial_Miscellaneous_New_Food Preparation_Natural Gas_Double Rack Oven_E7 | F3 | Commercial | Miscellaneous | New | Food Preparation | Natural Gas | Double Rack Oven | E7 | System - kBTUs of Consumption | 0 | 0 | 0 | 0 | 0 | 0 | 0 | 0 | 0 | 0 | 0 | 0 | 0 | 0 | 0 | 0 | 0 | 0 | 0 | 0 | 0 | 0 | 0 | 0 | 0 | 0 | 0 | 0 | 0 | 0 | 0 | 0 | 0
F3_Commercial_Miscellaneous_New_Food Preparation_Natural Gas_Double Rack Oven_E8 | F3 | Commercial | Miscellaneous | New | Food Preparation | Natural Gas | Double Rack Oven | E8 | System - kBTUs of Consumption | 0 | 0 | 0 | 0 | 0 | 0 | 0 | 0 | 0 | 0 | 0 | 0 | 0 | 0 | 0 | 0 | 0 | 0 | 0 | 0 | 0 | 0 | 0 | 0 | 0 | 0 | 0 | 0 | 0 | 0 | 0 | 0 | 0
F3_Commercial_Miscellaneous_New_Food Preparation_Natural Gas_Double Rack Oven_E9 | F3 | Commercial | Miscellaneous | New | Food Preparation | Natural Gas | Double Rack Oven | E9 | System - kBTUs of Consumption | 0 | 0 | 0 | 0 | 0 | 0 | 0 | 0 | 0 | 0 | 0 | 0 | 0 | 0 | 0 | 0 | 0 | 0 | 0 | 0 | 0 | 0 | 0 | 0 | 0 | 0 | 0 | 0 | 0 | 0 | 0 | 0 | 0
F3_Commercial_Miscellaneous_New_Food Preparation_Natural Gas_Double Rack Oven_E10 | F3 | Commercial | Miscellaneous | New | Food Preparation | Natural Gas | Double Rack Oven | E10 | System - kBTUs of Consumption | 0 | 0 | 0 | 0 | 0 | 0 | 0 | 0 | 0 | 0 | 0 | 0 | 0 | 0 | 0 | 0 | 0 | 0 | 0 | 0 | 0 | 0 | 0 | 0 | 0 | 0 | 0 | 0 | 0 | 0 | 0 | 0 | 0
F4_Commercial_Miscellaneous_New_Food Preparation_Natural Gas_Double Rack Oven_E1 | F4 | Commercial | Miscellaneous | New | Food Preparation | Natural Gas | Double Rack Oven | E1 | Utility - Cost of Equipment | 0.14319 | 0.14338 | 0.14416 | 0.14343 | 0.14306 | 0.14363 | 0.145 | 0.14611 | 0.14747 | 0.14878 | 0.1501 | 0.15135 | 0.15268 | 0.15406 | 0.15539 | 0.15676 | 0.15813 | 0.15961 | 0.16115 | 0.16273 | 0.16425 | 0.16578 | 0.16715 | 0.16852 | 0.16971 | 0.17073 | 0.17167 | 0.17247 | 0.17311 | 0.17362 | 0.17391 | 0.1741 | 0.1741
F4_Commercial_Miscellaneous_New_Food Preparation_Natural Gas_Double Rack Oven_E2 | F4 | Commercial | Miscellaneous | New | Food Preparation | Natural Gas | Double Rack Oven | E2 | Utility - Cost of Equipment | 0.078106 | 0.078206 | 0.078633 | 0.078235 | 0.078032 | 0.078343 | 0.079089 | 0.079696 | 0.080437 | 0.081151 | 0.081873 | 0.082554 | 0.08328 | 0.084031 | 0.084759 | 0.085504 | 0.086254 | 0.087061 | 0.087899 | 0.088763 | 0.089592 | 0.090425 | 0.091171 | 0.091919 | 0.092568 | 0.093128 | 0.093637 | 0.094077 | 0.094422 | 0.094704 | 0.094858 | 0.094961 | 0.094961
F4_Commercial_Miscellaneous_New_Food Preparation_Natural Gas_Double Rack Oven_E3 | F4 | Commercial | Miscellaneous | New | Food Preparation | Natural Gas | Double Rack Oven | E3 | Utility - Cost of Equipment | 0 | 0 | 0 | 0 | 0 | 0 | 0 | 0 | 0 | 0 | 0 | 0 | 0 | 0 | 0 | 0 | 0 | 0 | 0 | 0 | 0 | 0 | 0 | 0 | 0 | 0 | 0 | 0 | 0 | 0 | 0 | 0 | 0
F4_Commercial_Miscellaneous_New_Food Preparation_Natural Gas_Double Rack Oven_E4 | F4 | Commercial | Miscellaneous | New | Food Preparation | Natural Gas | Double Rack Oven | E4 | Utility - Cost of Equipment | 0 | 0 | 0 | 0 | 0 | 0 | 0 | 0 | 0 | 0 | 0 | 0 | 0 | 0 | 0 | 0 | 0 | 0 | 0 | 0 | 0 | 0 | 0 | 0 | 0 | 0 | 0 | 0 | 0 | 0 | 0 | 0 | 0
F4_Commercial_Miscellaneous_New_Food Preparation_Natural Gas_Double Rack Oven_E5 | F4 | Commercial | Miscellaneous | New | Food Preparation | Natural Gas | Double Rack Oven | E5 | Utility - Cost of Equipment | 0 | 0 | 0 | 0 | 0 | 0 | 0 | 0 | 0 | 0 | 0 | 0 | 0 | 0 | 0 | 0 | 0 | 0 | 0 | 0 | 0 | 0 | 0 | 0 | 0 | 0 | 0 | 0 | 0 | 0 | 0 | 0 | 0
F4_Commercial_Miscellaneous_New_Food Preparation_Natural Gas_Double Rack Oven_E6 | F4 | Commercial | Miscellaneous | New | Food Preparation | Natural Gas | Double Rack Oven | E6 | Utility - Cost of Equipment | 0 | 0 | 0 | 0 | 0 | 0 | 0 | 0 | 0 | 0 | 0 | 0 | 0 | 0 | 0 | 0 | 0 | 0 | 0 | 0 | 0 | 0 | 0 | 0 | 0 | 0 | 0 | 0 | 0 | 0 | 0 | 0 | 0
F4_Commercial_Miscellaneous_New_Food Preparation_Natural Gas_Double Rack Oven_E7 | F4 | Commercial | Miscellaneous | New | Food Preparation | Natural Gas | Double Rack Oven | E7 | Utility - Cost of Equipment | 0 | 0 | 0 | 0 | 0 | 0 | 0 | 0 | 0 | 0 | 0 | 0 | 0 | 0 | 0 | 0 | 0 | 0 | 0 | 0 | 0 | 0 | 0 | 0 | 0 | 0 | 0 | 0 | 0 | 0 | 0 | 0 | 0
F4_Commercial_Miscellaneous_New_Food Preparation_Natural Gas_Double Rack Oven_E8 | F4 | Commercial | Miscellaneous | New | Food Preparation | Natural Gas | Double Rack Oven | E8 | Utility - Cost of Equipment | 0 | 0 | 0 | 0 | 0 | 0 | 0 | 0 | 0 | 0 | 0 | 0 | 0 | 0 | 0 | 0 | 0 | 0 | 0 | 0 | 0 | 0 | 0 | 0 | 0 | 0 | 0 | 0 | 0 | 0 | 0 | 0 | 0
F4_Commercial_Miscellaneous_New_Food Preparation_Natural Gas_Double Rack Oven_E9 | F4 | Commercial | Miscellaneous | New | Food Preparation | Natural Gas | Double Rack Oven | E9 | Utility - Cost of Equipment | 0 | 0 | 0 | 0 | 0 | 0 | 0 | 0 | 0 | 0 | 0 | 0 | 0 | 0 | 0 | 0 | 0 | 0 | 0 | 0 | 0 | 0 | 0 | 0 | 0 | 0 | 0 | 0 | 0 | 0 | 0 | 0 | 0
F4_Commercial_Miscellaneous_New_Food Preparation_Natural Gas_Double Rack Oven_E10 | F4 | Commercial | Miscellaneous | New | Food Preparation | Natural Gas | Double Rack Oven | E10 | Utility - Cost of Equipment | 0 | 0 | 0 | 0 | 0 | 0 | 0 | 0 | 0 | 0 | 0 | 0 | 0 | 0 | 0 | 0 | 0 | 0 | 0 | 0 | 0 | 0 | 0 | 0 | 0 | 0 | 0 | 0 | 0 | 0 | 0 | 0 | 0
F5_Commercial_Miscellaneous_New_Food Preparation_Natural Gas_Double Rack Oven_E1 | F5 | Commercial | Miscellaneous | New | Food Preparation | Natural Gas | Double Rack Oven | E1 | Utility - Cost of Operation | 0.023588 | 0.023588 | 0.023588 | 0.023588 | 0.023588 | 0.023588 | 0.023588 | 0.023588 | 0.023588 | 0.023588 | 0.023588 | 0.023588 | 0.023588 | 0.023588 | 0.023588 | 0.023588 | 0.023588 | 0.023588 | 0.023588 | 0.023588 | 0.023588 | 0.023588 | 0.023588 | 0.023588 | 0.023588 | 0.023588 | 0.023588 | 0.023588 | 0.023588 | 0.023588 | 0.023588 | 0.023588 | 0.023588
F5_Commercial_Miscellaneous_New_Food Preparation_Natural Gas_Double Rack Oven_E2 | F5 | Commercial | Miscellaneous | New | Food Preparation | Natural Gas | Double Rack Oven | E2 | Utility - Cost of Operation | 0.03137 | 0.03137 | 0.03137 | 0.03137 | 0.03137 | 0.03137 | 0.03137 | 0.03137 | 0.03137 | 0.03137 | 0.03137 | 0.03137 | 0.03137 | 0.03137 | 0.03137 | 0.03137 | 0.03137 | 0.03137 | 0.03137 | 0.03137 | 0.03137 | 0.03137 | 0.03137 | 0.03137 | 0.03137 | 0.03137 | 0.03137 | 0.03137 | 0.03137 | 0.03137 | 0.03137 | 0.03137 | 0.03137
F5_Commercial_Miscellaneous_New_Food Preparation_Natural Gas_Double Rack Oven_E3 | F5 | Commercial | Miscellaneous | New | Food Preparation | Natural Gas | Double Rack Oven | E3 | Utility - Cost of Operation | 0 | 0 | 0 | 0 | 0 | 0 | 0 | 0 | 0 | 0 | 0 | 0 | 0 | 0 | 0 | 0 | 0 | 0 | 0 | 0 | 0 | 0 | 0 | 0 | 0 | 0 | 0 | 0 | 0 | 0 | 0 | 0 | 0
F5_Commercial_Miscellaneous_New_Food Preparation_Natural Gas_Double Rack Oven_E4 | F5 | Commercial | Miscellaneous | New | Food Preparation | Natural Gas | Double Rack Oven | E4 | Utility - Cost of Operation | 0 | 0 | 0 | 0 | 0 | 0 | 0 | 0 | 0 | 0 | 0 | 0 | 0 | 0 | 0 | 0 | 0 | 0 | 0 | 0 | 0 | 0 | 0 | 0 | 0 | 0 | 0 | 0 | 0 | 0 | 0 | 0 | 0
F5_Commercial_Miscellaneous_New_Food Preparation_Natural Gas_Double Rack Oven_E5 | F5 | Commercial | Miscellaneous | New | Food Preparation | Natural Gas | Double Rack Oven | E5 | Utility - Cost of Operation | 0 | 0 | 0 | 0 | 0 | 0 | 0 | 0 | 0 | 0 | 0 | 0 | 0 | 0 | 0 | 0 | 0 | 0 | 0 | 0 | 0 | 0 | 0 | 0 | 0 | 0 | 0 | 0 | 0 | 0 | 0 | 0 | 0
F5_Commercial_Miscellaneous_New_Food Preparation_Natural Gas_Double Rack Oven_E6 | F5 | Commercial | Miscellaneous | New | Food Preparation | Natural Gas | Double Rack Oven | E6 | Utility - Cost of Operation | 0 | 0 | 0 | 0 | 0 | 0 | 0 | 0 | 0 | 0 | 0 | 0 | 0 | 0 | 0 | 0 | 0 | 0 | 0 | 0 | 0 | 0 | 0 | 0 | 0 | 0 | 0 | 0 | 0 | 0 | 0 | 0 | 0
F5_Commercial_Miscellaneous_New_Food Preparation_Natural Gas_Double Rack Oven_E7 | F5 | Commercial | Miscellaneous | New | Food Preparation | Natural Gas | Double Rack Oven | E7 | Utility - Cost of Operation | 0 | 0 | 0 | 0 | 0 | 0 | 0 | 0 | 0 | 0 | 0 | 0 | 0 | 0 | 0 | 0 | 0 | 0 | 0 | 0 | 0 | 0 | 0 | 0 | 0 | 0 | 0 | 0 | 0 | 0 | 0 | 0 | 0
F5_Commercial_Miscellaneous_New_Food Preparation_Natural Gas_Double Rack Oven_E8 | F5 | Commercial | Miscellaneous | New | Food Preparation | Natural Gas | Double Rack Oven | E8 | Utility - Cost of Operation | 0 | 0 | 0 | 0 | 0 | 0 | 0 | 0 | 0 | 0 | 0 | 0 | 0 | 0 | 0 | 0 | 0 | 0 | 0 | 0 | 0 | 0 | 0 | 0 | 0 | 0 | 0 | 0 | 0 | 0 | 0 | 0 | 0
F5_Commercial_Miscellaneous_New_Food Preparation_Natural Gas_Double Rack Oven_E9 | F5 | Commercial | Miscellaneous | New | Food Preparation | Natural Gas | Double Rack Oven | E9 | Utility - Cost of Operation | 0 | 0 | 0 | 0 | 0 | 0 | 0 | 0 | 0 | 0 | 0 | 0 | 0 | 0 | 0 | 0 | 0 | 0 | 0 | 0 | 0 | 0 | 0 | 0 | 0 | 0 | 0 | 0 | 0 | 0 | 0 | 0 | 0
F5_Commercial_Miscellaneous_New_Food Preparation_Natural Gas_Double Rack Oven_E10 | F5 | Commercial | Miscellaneous | New | Food Preparation | Natural Gas | Double Rack Oven | E10 | Utility - Cost of Operation | 0 | 0 | 0 | 0 | 0 | 0 | 0 | 0 | 0 | 0 | 0 | 0 | 0 | 0 | 0 | 0 | 0 | 0 | 0 | 0 | 0 | 0 | 0 | 0 | 0 | 0 | 0 | 0 | 0 | 0 | 0 | 0 | 0
F6_Commercial_Miscellaneous_New_Food Preparation_Natural Gas_Double Rack Oven_E1 | F6 | Commercial | Miscellaneous | New | Food Preparation | Natural Gas | Double Rack Oven | E1 | Utility - Value of Sales | 0.075797 | 0.076136 | 0.076682 | 0.076562 | 0.076562 | 0.076562 | 0.076562 | 0.076562 | 0.076562 | 0.076562 | 0.076562 | 0.076562 | 0.076562 | 0.076562 | 0.076562 | 0.076562 | 0.076562 | 0.076562 | 0.076562 | 0.076562 | 0.076562 | 0.076562 | 0.076562 | 0.076562 | 0.076562 | 0.076562 | 0.076562 | 0.076562 | 0.076562 | 0.076562 | 0.076562 | 0.076562 | 0.076562
F6_Commercial_Miscellaneous_New_Food Preparation_Natural Gas_Double Rack Oven_E2 | F6 | Commercial | Miscellaneous | New | Food Preparation | Natural Gas | Double Rack Oven | E2 | Utility - Value of Sales | 0.041344 | 0.041529 | 0.041826 | 0.041761 | 0.041761 | 0.041761 | 0.041761 | 0.041761 | 0.041761 | 0.041761 | 0.041761 | 0.041761 | 0.041761 | 0.041761 | 0.041761 | 0.041761 | 0.041761 | 0.041761 | 0.041761 | 0.041761 | 0.041761 | 0.041761 | 0.041761 | 0.041761 | 0.041761 | 0.041761 | 0.041761 | 0.041761 | 0.041761 | 0.041761 | 0.041761 | 0.041761 | 0.041761
F6_Commercial_Miscellaneous_New_Food Preparation_Natural Gas_Double Rack Oven_E3 | F6 | Commercial | Miscellaneous | New | Food Preparation | Natural Gas | Double Rack Oven | E3 | Utility - Value of Sales | 0 | 0 | 0 | 0 | 0 | 0 | 0 | 0 | 0 | 0 | 0 | 0 | 0 | 0 | 0 | 0 | 0 | 0 | 0 | 0 | 0 | 0 | 0 | 0 | 0 | 0 | 0 | 0 | 0 | 0 | 0 | 0 | 0
F6_Commercial_Miscellaneous_New_Food Preparation_Natural Gas_Double Rack Oven_E4 | F6 | Commercial | Miscellaneous | New | Food Preparation | Natural Gas | Double Rack Oven | E4 | Utility - Value of Sales | 0 | 0 | 0 | 0 | 0 | 0 | 0 | 0 | 0 | 0 | 0 | 0 | 0 | 0 | 0 | 0 | 0 | 0 | 0 | 0 | 0 | 0 | 0 | 0 | 0 | 0 | 0 | 0 | 0 | 0 | 0 | 0 | 0
F6_Commercial_Miscellaneous_New_Food Preparation_Natural Gas_Double Rack Oven_E5 | F6 | Commercial | Miscellaneous | New | Food Preparation | Natural Gas | Double Rack Oven | E5 | Utility - Value of Sales | 0 | 0 | 0 | 0 | 0 | 0 | 0 | 0 | 0 | 0 | 0 | 0 | 0 | 0 | 0 | 0 | 0 | 0 | 0 | 0 | 0 | 0 | 0 | 0 | 0 | 0 | 0 | 0 | 0 | 0 | 0 | 0 | 0
F6_Commercial_Miscellaneous_New_Food Preparation_Natural Gas_Double Rack Oven_E6 | F6 | Commercial | Miscellaneous | New | Food Preparation | Natural Gas | Double Rack Oven | E6 | Utility - Value of Sales | 0 | 0 | 0 | 0 | 0 | 0 | 0 | 0 | 0 | 0 | 0 | 0 | 0 | 0 | 0 | 0 | 0 | 0 | 0 | 0 | 0 | 0 | 0 | 0 | 0 | 0 | 0 | 0 | 0 | 0 | 0 | 0 | 0
F6_Commercial_Miscellaneous_New_Food Preparation_Natural Gas_Double Rack Oven_E7 | F6 | Commercial | Miscellaneous | New | Food Preparation | Natural Gas | Double Rack Oven | E7 | Utility - Value of Sales | 0 | 0 | 0 | 0 | 0 | 0 | 0 | 0 | 0 | 0 | 0 | 0 | 0 | 0 | 0 | 0 | 0 | 0 | 0 | 0 | 0 | 0 | 0 | 0 | 0 | 0 | 0 | 0 | 0 | 0 | 0 | 0 | 0
F6_Commercial_Miscellaneous_New_Food Preparation_Natural Gas_Double Rack Oven_E8 | F6 | Commercial | Miscellaneous | New | Food Preparation | Natural Gas | Double Rack Oven | E8 | Utility - Value of Sales | 0 | 0 | 0 | 0 | 0 | 0 | 0 | 0 | 0 | 0 | 0 | 0 | 0 | 0 | 0 | 0 | 0 | 0 | 0 | 0 | 0 | 0 | 0 | 0 | 0 | 0 | 0 | 0 | 0 | 0 | 0 | 0 | 0
F6_Commercial_Miscellaneous_New_Food Preparation_Natural Gas_Double Rack Oven_E9 | F6 | Commercial | Miscellaneous | New | Food Preparation | Natural Gas | Double Rack Oven | E9 | Utility - Value of Sales | 0 | 0 | 0 | 0 | 0 | 0 | 0 | 0 | 0 | 0 | 0 | 0 | 0 | 0 | 0 | 0 | 0 | 0 | 0 | 0 | 0 | 0 | 0 | 0 | 0 | 0 | 0 | 0 | 0 | 0 | 0 | 0 | 0
F6_Commercial_Miscellaneous_New_Food Preparation_Natural Gas_Double Rack Oven_E10 | F6 | Commercial | Miscellaneous | New | Food Preparation | Natural Gas | Double Rack Oven | E10 | Utility - Value of Sales | 0 | 0 | 0 | 0 | 0 | 0 | 0 | 0 | 0 | 0 | 0 | 0 | 0 | 0 | 0 | 0 | 0 | 0 | 0 | 0 | 0 | 0 | 0 | 0 | 0 | 0 | 0 | 0 | 0 | 0 | 0 | 0 | 0
F1_Commercial_Miscellaneous_New_Food Preparation_Natural Gas_Fryer_E1 | F1 | Commercial | Miscellaneous | New | Food Preparation | Natural Gas | Fryer | E1 | RVT - Cost of Equipment | 0.059448 | 0.059383 | 0.059638 | 0 | 0 | 0 | 0 | 0 | 0 | 0 | 0 | 0 | 0 | 0 | 0 | 0 | 0 | 0 | 0 | 0 | 0 | 0 | 0 | 0 | 0 | 0 | 0 | 0 | 0 | 0 | 0 | 0 | 0
F1_Commercial_Miscellaneous_New_Food Preparation_Natural Gas_Fryer_E2 | F1 | Commercial | Miscellaneous | New | Food Preparation | Natural Gas | Fryer | E2 | RVT - Cost of Equipment | 0.039949 | 0.039904 | 0.040076 | 0.039716 | 0.039486 | 0.039595 | 0.039991 | 0.040302 | 0.040692 | 0.041062 | 0.041425 | 0.041758 | 0.042112 | 0.042483 | 0.042833 | 0.043194 | 0.043553 | 0.043953 | 0.044369 | 0.044811 | 0.045244 | 0.045708 | 0.04614 | 0.046601 | 0.047012 | 0.047377 | 0.047709 | 0.047995 | 0.04822 | 0.048404 | 0.048504 | 0.048571 | 0.048571
F1_Commercial_Miscellaneous_New_Food Preparation_Natural Gas_Fryer_E3 | F1 | Commercial | Miscellaneous | New | Food Preparation | Natural Gas | Fryer | E3 | RVT - Cost of Equipment | 0 | 0 | 0 | 0 | 0 | 0 | 0 | 0 | 0 | 0 | 0 | 0 | 0 | 0 | 0 | 0 | 0 | 0 | 0 | 0 | 0 | 0 | 0 | 0 | 0 | 0 | 0 | 0 | 0 | 0 | 0 | 0 | 0
F1_Commercial_Miscellaneous_New_Food Preparation_Natural Gas_Fryer_E4 | F1 | Commercial | Miscellaneous | New | Food Preparation | Natural Gas | Fryer | E4 | RVT - Cost of Equipment | 0 | 0 | 0 | 0 | 0 | 0 | 0 | 0 | 0 | 0 | 0 | 0 | 0 | 0 | 0 | 0 | 0 | 0 | 0 | 0 | 0 | 0 | 0 | 0 | 0 | 0 | 0 | 0 | 0 | 0 | 0 | 0 | 0
F1_Commercial_Miscellaneous_New_Food Preparation_Natural Gas_Fryer_E5 | F1 | Commercial | Miscellaneous | New | Food Preparation | Natural Gas | Fryer | E5 | RVT - Cost of Equipment | 0 | 0 | 0 | 0 | 0 | 0 | 0 | 0 | 0 | 0 | 0 | 0 | 0 | 0 | 0 | 0 | 0 | 0 | 0 | 0 | 0 | 0 | 0 | 0 | 0 | 0 | 0 | 0 | 0 | 0 | 0 | 0 | 0
F1_Commercial_Miscellaneous_New_Food Preparation_Natural Gas_Fryer_E6 | F1 | Commercial | Miscellaneous | New | Food Preparation | Natural Gas | Fryer | E6 | RVT - Cost of Equipment | 0 | 0 | 0 | 0 | 0 | 0 | 0 | 0 | 0 | 0 | 0 | 0 | 0 | 0 | 0 | 0 | 0 | 0 | 0 | 0 | 0 | 0 | 0 | 0 | 0 | 0 | 0 | 0 | 0 | 0 | 0 | 0 | 0
F1_Commercial_Miscellaneous_New_Food Preparation_Natural Gas_Fryer_E7 | F1 | Commercial | Miscellaneous | New | Food Preparation | Natural Gas | Fryer | E7 | RVT - Cost of Equipment | 0 | 0 | 0 | 0 | 0 | 0 | 0 | 0 | 0 | 0 | 0 | 0 | 0 | 0 | 0 | 0 | 0 | 0 | 0 | 0 | 0 | 0 | 0 | 0 | 0 | 0 | 0 | 0 | 0 | 0 | 0 | 0 | 0
F1_Commercial_Miscellaneous_New_Food Preparation_Natural Gas_Fryer_E8 | F1 | Commercial | Miscellaneous | New | Food Preparation | Natural Gas | Fryer | E8 | RVT - Cost of Equipment | 0 | 0 | 0 | 0 | 0 | 0 | 0 | 0 | 0 | 0 | 0 | 0 | 0 | 0 | 0 | 0 | 0 | 0 | 0 | 0 | 0 | 0 | 0 | 0 | 0 | 0 | 0 | 0 | 0 | 0 | 0 | 0 | 0
F1_Commercial_Miscellaneous_New_Food Preparation_Natural Gas_Fryer_E9 | F1 | Commercial | Miscellaneous | New | Food Preparation | Natural Gas | Fryer | E9 | RVT - Cost of Equipment | 0 | 0 | 0 | 0 | 0 | 0 | 0 | 0 | 0 | 0 | 0 | 0 | 0 | 0 | 0 | 0 | 0 | 0 | 0 | 0 | 0 | 0 | 0 | 0 | 0 | 0 | 0 | 0 | 0 | 0 | 0 | 0 | 0
F1_Commercial_Miscellaneous_New_Food Preparation_Natural Gas_Fryer_E10 | F1 | Commercial | Miscellaneous | New | Food Preparation | Natural Gas | Fryer | E10 | RVT - Cost of Equipment | 0 | 0 | 0 | 0 | 0 | 0 | 0 | 0 | 0 | 0 | 0 | 0 | 0 | 0 | 0 | 0 | 0 | 0 | 0 | 0 | 0 | 0 | 0 | 0 | 0 | 0 | 0 | 0 | 0 | 0 | 0 | 0 | 0
F2_Commercial_Miscellaneous_New_Food Preparation_Natural Gas_Fryer_E1 | F2 | Commercial | Miscellaneous | New | Food Preparation | Natural Gas | Fryer | E1 | RVT - Cost of Operation | 0.071223 | 0.071144 | 0.071451 | 0 | 0 | 0 | 0 | 0 | 0 | 0 | 0 | 0 | 0 | 0 | 0 | 0 | 0 | 0 | 0 | 0 | 0 | 0 | 0 | 0 | 0 | 0 | 0 | 0 | 0 | 0 | 0 | 0 | 0
F2_Commercial_Miscellaneous_New_Food Preparation_Natural Gas_Fryer_E2 | F2 | Commercial | Miscellaneous | New | Food Preparation | Natural Gas | Fryer | E2 | RVT - Cost of Operation | 0.047861 | 0.047808 | 0.048014 | 0.047582 | 0.047307 | 0.047438 | 0.047912 | 0.048285 | 0.048752 | 0.049195 | 0.04963 | 0.050029 | 0.050452 | 0.050897 | 0.051316 | 0.051749 | 0.05218 | 0.052658 | 0.053157 | 0.053687 | 0.054205 | 0.054761 | 0.055278 | 0.055831 | 0.056324 | 0.056761 | 0.057159 | 0.057502 | 0.05777 | 0.057991 | 0.058111 | 0.058191 | 0.058191
F2_Commercial_Miscellaneous_New_Food Preparation_Natural Gas_Fryer_E3 | F2 | Commercial | Miscellaneous | New | Food Preparation | Natural Gas | Fryer | E3 | RVT - Cost of Operation | 0 | 0 | 0 | 0 | 0 | 0 | 0 | 0 | 0 | 0 | 0 | 0 | 0 | 0 | 0 | 0 | 0 | 0 | 0 | 0 | 0 | 0 | 0 | 0 | 0 | 0 | 0 | 0 | 0 | 0 | 0 | 0 | 0
F2_Commercial_Miscellaneous_New_Food Preparation_Natural Gas_Fryer_E4 | F2 | Commercial | Miscellaneous | New | Food Preparation | Natural Gas | Fryer | E4 | RVT - Cost of Operation | 0 | 0 | 0 | 0 | 0 | 0 | 0 | 0 | 0 | 0 | 0 | 0 | 0 | 0 | 0 | 0 | 0 | 0 | 0 | 0 | 0 | 0 | 0 | 0 | 0 | 0 | 0 | 0 | 0 | 0 | 0 | 0 | 0
F2_Commercial_Miscellaneous_New_Food Preparation_Natural Gas_Fryer_E5 | F2 | Commercial | Miscellaneous | New | Food Preparation | Natural Gas | Fryer | E5 | RVT - Cost of Operation | 0 | 0 | 0 | 0 | 0 | 0 | 0 | 0 | 0 | 0 | 0 | 0 | 0 | 0 | 0 | 0 | 0 | 0 | 0 | 0 | 0 | 0 | 0 | 0 | 0 | 0 | 0 | 0 | 0 | 0 | 0 | 0 | 0
F2_Commercial_Miscellaneous_New_Food Preparation_Natural Gas_Fryer_E6 | F2 | Commercial | Miscellaneous | New | Food Preparation | Natural Gas | Fryer | E6 | RVT - Cost of Operation | 0 | 0 | 0 | 0 | 0 | 0 | 0 | 0 | 0 | 0 | 0 | 0 | 0 | 0 | 0 | 0 | 0 | 0 | 0 | 0 | 0 | 0 | 0 | 0 | 0 | 0 | 0 | 0 | 0 | 0 | 0 | 0 | 0
F2_Commercial_Miscellaneous_New_Food Preparation_Natural Gas_Fryer_E7 | F2 | Commercial | Miscellaneous | New | Food Preparation | Natural Gas | Fryer | E7 | RVT - Cost of Operation | 0 | 0 | 0 | 0 | 0 | 0 | 0 | 0 | 0 | 0 | 0 | 0 | 0 | 0 | 0 | 0 | 0 | 0 | 0 | 0 | 0 | 0 | 0 | 0 | 0 | 0 | 0 | 0 | 0 | 0 | 0 | 0 | 0
F2_Commercial_Miscellaneous_New_Food Preparation_Natural Gas_Fryer_E8 | F2 | Commercial | Miscellaneous | New | Food Preparation | Natural Gas | Fryer | E8 | RVT - Cost of Operation | 0 | 0 | 0 | 0 | 0 | 0 | 0 | 0 | 0 | 0 | 0 | 0 | 0 | 0 | 0 | 0 | 0 | 0 | 0 | 0 | 0 | 0 | 0 | 0 | 0 | 0 | 0 | 0 | 0 | 0 | 0 | 0 | 0
F2_Commercial_Miscellaneous_New_Food Preparation_Natural Gas_Fryer_E9 | F2 | Commercial | Miscellaneous | New | Food Preparation | Natural Gas | Fryer | E9 | RVT - Cost of Operation | 0 | 0 | 0 | 0 | 0 | 0 | 0 | 0 | 0 | 0 | 0 | 0 | 0 | 0 | 0 | 0 | 0 | 0 | 0 | 0 | 0 | 0 | 0 | 0 | 0 | 0 | 0 | 0 | 0 | 0 | 0 | 0 | 0
F2_Commercial_Miscellaneous_New_Food Preparation_Natural Gas_Fryer_E10 | F2 | Commercial | Miscellaneous | New | Food Preparation | Natural Gas | Fryer | E10 | RVT - Cost of Operation | 0 | 0 | 0 | 0 | 0 | 0 | 0 | 0 | 0 | 0 | 0 | 0 | 0 | 0 | 0 | 0 | 0 | 0 | 0 | 0 | 0 | 0 | 0 | 0 | 0 | 0 | 0 | 0 | 0 | 0 | 0 | 0 | 0
F3_Commercial_Miscellaneous_New_Food Preparation_Natural Gas_Fryer_E1 | F3 | Commercial | Miscellaneous | New | Food Preparation | Natural Gas | Fryer | E1 | System - kBTUs of Consumption | 0.018972 | 0.018972 | 0.018972 | 0 | 0 | 0 | 0 | 0 | 0 | 0 | 0 | 0 | 0 | 0 | 0 | 0 | 0 | 0 | 0 | 0 | 0 | 0 | 0 | 0 | 0 | 0 | 0 | 0 | 0 | 0 | 0 | 0 | 0
F3_Commercial_Miscellaneous_New_Food Preparation_Natural Gas_Fryer_E2 | F3 | Commercial | Miscellaneous | New | Food Preparation | Natural Gas | Fryer | E2 | System - kBTUs of Consumption | 0.022626 | 0.022626 | 0.022626 | 0.022626 | 0.022626 | 0.022626 | 0.022626 | 0.022626 | 0.022626 | 0.022626 | 0.022626 | 0.022626 | 0.022626 | 0.022626 | 0.022626 | 0.022626 | 0.022626 | 0.022626 | 0.022626 | 0.022626 | 0.022626 | 0.022626 | 0.022626 | 0.022626 | 0.022626 | 0.022626 | 0.022626 | 0.022626 | 0.022626 | 0.022626 | 0.022626 | 0.022626 | 0.022626
F3_Commercial_Miscellaneous_New_Food Preparation_Natural Gas_Fryer_E3 | F3 | Commercial | Miscellaneous | New | Food Preparation | Natural Gas | Fryer | E3 | System - kBTUs of Consumption | 0 | 0 | 0 | 0 | 0 | 0 | 0 | 0 | 0 | 0 | 0 | 0 | 0 | 0 | 0 | 0 | 0 | 0 | 0 | 0 | 0 | 0 | 0 | 0 | 0 | 0 | 0 | 0 | 0 | 0 | 0 | 0 | 0
F3_Commercial_Miscellaneous_New_Food Preparation_Natural Gas_Fryer_E4 | F3 | Commercial | Miscellaneous | New | Food Preparation | Natural Gas | Fryer | E4 | System - kBTUs of Consumption | 0 | 0 | 0 | 0 | 0 | 0 | 0 | 0 | 0 | 0 | 0 | 0 | 0 | 0 | 0 | 0 | 0 | 0 | 0 | 0 | 0 | 0 | 0 | 0 | 0 | 0 | 0 | 0 | 0 | 0 | 0 | 0 | 0
F3_Commercial_Miscellaneous_New_Food Preparation_Natural Gas_Fryer_E5 | F3 | Commercial | Miscellaneous | New | Food Preparation | Natural Gas | Fryer | E5 | System - kBTUs of Consumption | 0 | 0 | 0 | 0 | 0 | 0 | 0 | 0 | 0 | 0 | 0 | 0 | 0 | 0 | 0 | 0 | 0 | 0 | 0 | 0 | 0 | 0 | 0 | 0 | 0 | 0 | 0 | 0 | 0 | 0 | 0 | 0 | 0
F3_Commercial_Miscellaneous_New_Food Preparation_Natural Gas_Fryer_E6 | F3 | Commercial | Miscellaneous | New | Food Preparation | Natural Gas | Fryer | E6 | System - kBTUs of Consumption | 0 | 0 | 0 | 0 | 0 | 0 | 0 | 0 | 0 | 0 | 0 | 0 | 0 | 0 | 0 | 0 | 0 | 0 | 0 | 0 | 0 | 0 | 0 | 0 | 0 | 0 | 0 | 0 | 0 | 0 | 0 | 0 | 0
F3_Commercial_Miscellaneous_New_Food Preparation_Natural Gas_Fryer_E7 | F3 | Commercial | Miscellaneous | New | Food Preparation | Natural Gas | Fryer | E7 | System - kBTUs of Consumption | 0 | 0 | 0 | 0 | 0 | 0 | 0 | 0 | 0 | 0 | 0 | 0 | 0 | 0 | 0 | 0 | 0 | 0 | 0 | 0 | 0 | 0 | 0 | 0 | 0 | 0 | 0 | 0 | 0 | 0 | 0 | 0 | 0
F3_Commercial_Miscellaneous_New_Food Preparation_Natural Gas_Fryer_E8 | F3 | Commercial | Miscellaneous | New | Food Preparation | Natural Gas | Fryer | E8 | System - kBTUs of Consumption | 0 | 0 | 0 | 0 | 0 | 0 | 0 | 0 | 0 | 0 | 0 | 0 | 0 | 0 | 0 | 0 | 0 | 0 | 0 | 0 | 0 | 0 | 0 | 0 | 0 | 0 | 0 | 0 | 0 | 0 | 0 | 0 | 0
F3_Commercial_Miscellaneous_New_Food Preparation_Natural Gas_Fryer_E9 | F3 | Commercial | Miscellaneous | New | Food Preparation | Natural Gas | Fryer | E9 | System - kBTUs of Consumption | 0 | 0 | 0 | 0 | 0 | 0 | 0 | 0 | 0 | 0 | 0 | 0 | 0 | 0 | 0 | 0 | 0 | 0 | 0 | 0 | 0 | 0 | 0 | 0 | 0 | 0 | 0 | 0 | 0 | 0 | 0 | 0 | 0
F3_Commercial_Miscellaneous_New_Food Preparation_Natural Gas_Fryer_E10 | F3 | Commercial | Miscellaneous | New | Food Preparation | Natural Gas | Fryer | E10 | System - kBTUs of Consumption | 0 | 0 | 0 | 0 | 0 | 0 | 0 | 0 | 0 | 0 | 0 | 0 | 0 | 0 | 0 | 0 | 0 | 0 | 0 | 0 | 0 | 0 | 0 | 0 | 0 | 0 | 0 | 0 | 0 | 0 | 0 | 0 | 0
F4_Commercial_Miscellaneous_New_Food Preparation_Natural Gas_Fryer_E1 | F4 | Commercial | Miscellaneous | New | Food Preparation | Natural Gas | Fryer | E1 | Utility - Cost of Equipment | 0.071223 | 0.071144 | 0.071451 | 0 | 0 | 0 | 0 | 0 | 0 | 0 | 0 | 0 | 0 | 0 | 0 | 0 | 0 | 0 | 0 | 0 | 0 | 0 | 0 | 0 | 0 | 0 | 0 | 0 | 0 | 0 | 0 | 0 | 0
F4_Commercial_Miscellaneous_New_Food Preparation_Natural Gas_Fryer_E2 | F4 | Commercial | Miscellaneous | New | Food Preparation | Natural Gas | Fryer | E2 | Utility - Cost of Equipment | 0.047861 | 0.047808 | 0.048014 | 0.047582 | 0.047307 | 0.047438 | 0.047912 | 0.048285 | 0.048752 | 0.049195 | 0.04963 | 0.050029 | 0.050452 | 0.050897 | 0.051316 | 0.051749 | 0.05218 | 0.052658 | 0.053157 | 0.053687 | 0.054205 | 0.054761 | 0.055278 | 0.055831 | 0.056324 | 0.056761 | 0.057159 | 0.057502 | 0.05777 | 0.057991 | 0.058111 | 0.058191 | 0.058191
F4_Commercial_Miscellaneous_New_Food Preparation_Natural Gas_Fryer_E3 | F4 | Commercial | Miscellaneous | New | Food Preparation | Natural Gas | Fryer | E3 | Utility - Cost of Equipment | 0 | 0 | 0 | 0 | 0 | 0 | 0 | 0 | 0 | 0 | 0 | 0 | 0 | 0 | 0 | 0 | 0 | 0 | 0 | 0 | 0 | 0 | 0 | 0 | 0 | 0 | 0 | 0 | 0 | 0 | 0 | 0 | 0
F4_Commercial_Miscellaneous_New_Food Preparation_Natural Gas_Fryer_E4 | F4 | Commercial | Miscellaneous | New | Food Preparation | Natural Gas | Fryer | E4 | Utility - Cost of Equipment | 0 | 0 | 0 | 0 | 0 | 0 | 0 | 0 | 0 | 0 | 0 | 0 | 0 | 0 | 0 | 0 | 0 | 0 | 0 | 0 | 0 | 0 | 0 | 0 | 0 | 0 | 0 | 0 | 0 | 0 | 0 | 0 | 0
F4_Commercial_Miscellaneous_New_Food Preparation_Natural Gas_Fryer_E5 | F4 | Commercial | Miscellaneous | New | Food Preparation | Natural Gas | Fryer | E5 | Utility - Cost of Equipment | 0 | 0 | 0 | 0 | 0 | 0 | 0 | 0 | 0 | 0 | 0 | 0 | 0 | 0 | 0 | 0 | 0 | 0 | 0 | 0 | 0 | 0 | 0 | 0 | 0 | 0 | 0 | 0 | 0 | 0 | 0 | 0 | 0
F4_Commercial_Miscellaneous_New_Food Preparation_Natural Gas_Fryer_E6 | F4 | Commercial | Miscellaneous | New | Food Preparation | Natural Gas | Fryer | E6 | Utility - Cost of Equipment | 0 | 0 | 0 | 0 | 0 | 0 | 0 | 0 | 0 | 0 | 0 | 0 | 0 | 0 | 0 | 0 | 0 | 0 | 0 | 0 | 0 | 0 | 0 | 0 | 0 | 0 | 0 | 0 | 0 | 0 | 0 | 0 | 0
F4_Commercial_Miscellaneous_New_Food Preparation_Natural Gas_Fryer_E7 | F4 | Commercial | Miscellaneous | New | Food Preparation | Natural Gas | Fryer | E7 | Utility - Cost of Equipment | 0 | 0 | 0 | 0 | 0 | 0 | 0 | 0 | 0 | 0 | 0 | 0 | 0 | 0 | 0 | 0 | 0 | 0 | 0 | 0 | 0 | 0 | 0 | 0 | 0 | 0 | 0 | 0 | 0 | 0 | 0 | 0 | 0
F4_Commercial_Miscellaneous_New_Food Preparation_Natural Gas_Fryer_E8 | F4 | Commercial | Miscellaneous | New | Food Preparation | Natural Gas | Fryer | E8 | Utility - Cost of Equipment | 0 | 0 | 0 | 0 | 0 | 0 | 0 | 0 | 0 | 0 | 0 | 0 | 0 | 0 | 0 | 0 | 0 | 0 | 0 | 0 | 0 | 0 | 0 | 0 | 0 | 0 | 0 | 0 | 0 | 0 | 0 | 0 | 0
F4_Commercial_Miscellaneous_New_Food Preparation_Natural Gas_Fryer_E9 | F4 | Commercial | Miscellaneous | New | Food Preparation | Natural Gas | Fryer | E9 | Utility - Cost of Equipment | 0 | 0 | 0 | 0 | 0 | 0 | 0 | 0 | 0 | 0 | 0 | 0 | 0 | 0 | 0 | 0 | 0 | 0 | 0 | 0 | 0 | 0 | 0 | 0 | 0 | 0 | 0 | 0 | 0 | 0 | 0 | 0 | 0
F4_Commercial_Miscellaneous_New_Food Preparation_Natural Gas_Fryer_E10 | F4 | Commercial | Miscellaneous | New | Food Preparation | Natural Gas | Fryer | E10 | Utility - Cost of Equipment | 0 | 0 | 0 | 0 | 0 | 0 | 0 | 0 | 0 | 0 | 0 | 0 | 0 | 0 | 0 | 0 | 0 | 0 | 0 | 0 | 0 | 0 | 0 | 0 | 0 | 0 | 0 | 0 | 0 | 0 | 0 | 0 | 0
F5_Commercial_Miscellaneous_New_Food Preparation_Natural Gas_Fryer_E1 | F5 | Commercial | Miscellaneous | New | Food Preparation | Natural Gas | Fryer | E1 | Utility - Cost of Operation | 0.018972 | 0.018972 | 0.018972 | 0 | 0 | 0 | 0 | 0 | 0 | 0 | 0 | 0 | 0 | 0 | 0 | 0 | 0 | 0 | 0 | 0 | 0 | 0 | 0 | 0 | 0 | 0 | 0 | 0 | 0 | 0 | 0 | 0 | 0
F5_Commercial_Miscellaneous_New_Food Preparation_Natural Gas_Fryer_E2 | F5 | Commercial | Miscellaneous | New | Food Preparation | Natural Gas | Fryer | E2 | Utility - Cost of Operation | 0.022626 | 0.022626 | 0.022626 | 0.022626 | 0.022626 | 0.022626 | 0.022626 | 0.022626 | 0.022626 | 0.022626 | 0.022626 | 0.022626 | 0.022626 | 0.022626 | 0.022626 | 0.022626 | 0.022626 | 0.022626 | 0.022626 | 0.022626 | 0.022626 | 0.022626 | 0.022626 | 0.022626 | 0.022626 | 0.022626 | 0.022626 | 0.022626 | 0.022626 | 0.022626 | 0.022626 | 0.022626 | 0.022626
F5_Commercial_Miscellaneous_New_Food Preparation_Natural Gas_Fryer_E3 | F5 | Commercial | Miscellaneous | New | Food Preparation | Natural Gas | Fryer | E3 | Utility - Cost of Operation | 0 | 0 | 0 | 0 | 0 | 0 | 0 | 0 | 0 | 0 | 0 | 0 | 0 | 0 | 0 | 0 | 0 | 0 | 0 | 0 | 0 | 0 | 0 | 0 | 0 | 0 | 0 | 0 | 0 | 0 | 0 | 0 | 0
F5_Commercial_Miscellaneous_New_Food Preparation_Natural Gas_Fryer_E4 | F5 | Commercial | Miscellaneous | New | Food Preparation | Natural Gas | Fryer | E4 | Utility - Cost of Operation | 0 | 0 | 0 | 0 | 0 | 0 | 0 | 0 | 0 | 0 | 0 | 0 | 0 | 0 | 0 | 0 | 0 | 0 | 0 | 0 | 0 | 0 | 0 | 0 | 0 | 0 | 0 | 0 | 0 | 0 | 0 | 0 | 0
F5_Commercial_Miscellaneous_New_Food Preparation_Natural Gas_Fryer_E5 | F5 | Commercial | Miscellaneous | New | Food Preparation | Natural Gas | Fryer | E5 | Utility - Cost of Operation | 0 | 0 | 0 | 0 | 0 | 0 | 0 | 0 | 0 | 0 | 0 | 0 | 0 | 0 | 0 | 0 | 0 | 0 | 0 | 0 | 0 | 0 | 0 | 0 | 0 | 0 | 0 | 0 | 0 | 0 | 0 | 0 | 0
F5_Commercial_Miscellaneous_New_Food Preparation_Natural Gas_Fryer_E6 | F5 | Commercial | Miscellaneous | New | Food Preparation | Natural Gas | Fryer | E6 | Utility - Cost of Operation | 0 | 0 | 0 | 0 | 0 | 0 | 0 | 0 | 0 | 0 | 0 | 0 | 0 | 0 | 0 | 0 | 0 | 0 | 0 | 0 | 0 | 0 | 0 | 0 | 0 | 0 | 0 | 0 | 0 | 0 | 0 | 0 | 0
F5_Commercial_Miscellaneous_New_Food Preparation_Natural Gas_Fryer_E7 | F5 | Commercial | Miscellaneous | New | Food Preparation | Natural Gas | Fryer | E7 | Utility - Cost of Operation | 0 | 0 | 0 | 0 | 0 | 0 | 0 | 0 | 0 | 0 | 0 | 0 | 0 | 0 | 0 | 0 | 0 | 0 | 0 | 0 | 0 | 0 | 0 | 0 | 0 | 0 | 0 | 0 | 0 | 0 | 0 | 0 | 0
F5_Commercial_Miscellaneous_New_Food Preparation_Natural Gas_Fryer_E8 | F5 | Commercial | Miscellaneous | New | Food Preparation | Natural Gas | Fryer | E8 | Utility - Cost of Operation | 0 | 0 | 0 | 0 | 0 | 0 | 0 | 0 | 0 | 0 | 0 | 0 | 0 | 0 | 0 | 0 | 0 | 0 | 0 | 0 | 0 | 0 | 0 | 0 | 0 | 0 | 0 | 0 | 0 | 0 | 0 | 0 | 0
F5_Commercial_Miscellaneous_New_Food Preparation_Natural Gas_Fryer_E9 | F5 | Commercial | Miscellaneous | New | Food Preparation | Natural Gas | Fryer | E9 | Utility - Cost of Operation | 0 | 0 | 0 | 0 | 0 | 0 | 0 | 0 | 0 | 0 | 0 | 0 | 0 | 0 | 0 | 0 | 0 | 0 | 0 | 0 | 0 | 0 | 0 | 0 | 0 | 0 | 0 | 0 | 0 | 0 | 0 | 0 | 0
F5_Commercial_Miscellaneous_New_Food Preparation_Natural Gas_Fryer_E10 | F5 | Commercial | Miscellaneous | New | Food Preparation | Natural Gas | Fryer | E10 | Utility - Cost of Operation | 0 | 0 | 0 | 0 | 0 | 0 | 0 | 0 | 0 | 0 | 0 | 0 | 0 | 0 | 0 | 0 | 0 | 0 | 0 | 0 | 0 | 0 | 0 | 0 | 0 | 0 | 0 | 0 | 0 | 0 | 0 | 0 | 0
F6_Commercial_Miscellaneous_New_Food Preparation_Natural Gas_Fryer_E1 | F6 | Commercial | Miscellaneous | New | Food Preparation | Natural Gas | Fryer | E1 | Utility - Value of Sales | 0.037609 | 0.037834 | 0.038196 | 0 | 0 | 0 | 0 | 0 | 0 | 0 | 0 | 0 | 0 | 0 | 0 | 0 | 0 | 0 | 0 | 0 | 0 | 0 | 0 | 0 | 0 | 0 | 0 | 0 | 0 | 0 | 0 | 0 | 0
F6_Commercial_Miscellaneous_New_Food Preparation_Natural Gas_Fryer_E2 | F6 | Commercial | Miscellaneous | New | Food Preparation | Natural Gas | Fryer | E2 | Utility - Value of Sales | 0.025273 | 0.025424 | 0.025668 | 0.025614 | 0.025614 | 0.025614 | 0.025614 | 0.025614 | 0.025614 | 0.025614 | 0.025614 | 0.025614 | 0.025614 | 0.025614 | 0.025614 | 0.025614 | 0.025614 | 0.025614 | 0.025614 | 0.025614 | 0.025614 | 0.025614 | 0.025614 | 0.025614 | 0.025614 | 0.025614 | 0.025614 | 0.025614 | 0.025614 | 0.025614 | 0.025614 | 0.025614 | 0.025614
F6_Commercial_Miscellaneous_New_Food Preparation_Natural Gas_Fryer_E3 | F6 | Commercial | Miscellaneous | New | Food Preparation | Natural Gas | Fryer | E3 | Utility - Value of Sales | 0 | 0 | 0 | 0 | 0 | 0 | 0 | 0 | 0 | 0 | 0 | 0 | 0 | 0 | 0 | 0 | 0 | 0 | 0 | 0 | 0 | 0 | 0 | 0 | 0 | 0 | 0 | 0 | 0 | 0 | 0 | 0 | 0
F6_Commercial_Miscellaneous_New_Food Preparation_Natural Gas_Fryer_E4 | F6 | Commercial | Miscellaneous | New | Food Preparation | Natural Gas | Fryer | E4 | Utility - Value of Sales | 0 | 0 | 0 | 0 | 0 | 0 | 0 | 0 | 0 | 0 | 0 | 0 | 0 | 0 | 0 | 0 | 0 | 0 | 0 | 0 | 0 | 0 | 0 | 0 | 0 | 0 | 0 | 0 | 0 | 0 | 0 | 0 | 0
F6_Commercial_Miscellaneous_New_Food Preparation_Natural Gas_Fryer_E5 | F6 | Commercial | Miscellaneous | New | Food Preparation | Natural Gas | Fryer | E5 | Utility - Value of Sales | 0 | 0 | 0 | 0 | 0 | 0 | 0 | 0 | 0 | 0 | 0 | 0 | 0 | 0 | 0 | 0 | 0 | 0 | 0 | 0 | 0 | 0 | 0 | 0 | 0 | 0 | 0 | 0 | 0 | 0 | 0 | 0 | 0
F6_Commercial_Miscellaneous_New_Food Preparation_Natural Gas_Fryer_E6 | F6 | Commercial | Miscellaneous | New | Food Preparation | Natural Gas | Fryer | E6 | Utility - Value of Sales | 0 | 0 | 0 | 0 | 0 | 0 | 0 | 0 | 0 | 0 | 0 | 0 | 0 | 0 | 0 | 0 | 0 | 0 | 0 | 0 | 0 | 0 | 0 | 0 | 0 | 0 | 0 | 0 | 0 | 0 | 0 | 0 | 0
F6_Commercial_Miscellaneous_New_Food Preparation_Natural Gas_Fryer_E7 | F6 | Commercial | Miscellaneous | New | Food Preparation | Natural Gas | Fryer | E7 | Utility - Value of Sales | 0 | 0 | 0 | 0 | 0 | 0 | 0 | 0 | 0 | 0 | 0 | 0 | 0 | 0 | 0 | 0 | 0 | 0 | 0 | 0 | 0 | 0 | 0 | 0 | 0 | 0 | 0 | 0 | 0 | 0 | 0 | 0 | 0
F6_Commercial_Miscellaneous_New_Food Preparation_Natural Gas_Fryer_E8 | F6 | Commercial | Miscellaneous | New | Food Preparation | Natural Gas | Fryer | E8 | Utility - Value of Sales | 0 | 0 | 0 | 0 | 0 | 0 | 0 | 0 | 0 | 0 | 0 | 0 | 0 | 0 | 0 | 0 | 0 | 0 | 0 | 0 | 0 | 0 | 0 | 0 | 0 | 0 | 0 | 0 | 0 | 0 | 0 | 0 | 0
F6_Commercial_Miscellaneous_New_Food Preparation_Natural Gas_Fryer_E9 | F6 | Commercial | Miscellaneous | New | Food Preparation | Natural Gas | Fryer | E9 | Utility - Value of Sales | 0 | 0 | 0 | 0 | 0 | 0 | 0 | 0 | 0 | 0 | 0 | 0 | 0 | 0 | 0 | 0 | 0 | 0 | 0 | 0 | 0 | 0 | 0 | 0 | 0 | 0 | 0 | 0 | 0 | 0 | 0 | 0 | 0
F6_Commercial_Miscellaneous_New_Food Preparation_Natural Gas_Fryer_E10 | F6 | Commercial | Miscellaneous | New | Food Preparation | Natural Gas | Fryer | E10 | Utility - Value of Sales | 0 | 0 | 0 | 0 | 0 | 0 | 0 | 0 | 0 | 0 | 0 | 0 | 0 | 0 | 0 | 0 | 0 | 0 | 0 | 0 | 0 | 0 | 0 | 0 | 0 | 0 | 0 | 0 | 0 | 0 | 0 | 0 | 0
F1_Commercial_Miscellaneous_New_Food Preparation_Natural Gas_Broiler_E1 | F1 | Commercial | Miscellaneous | New | Food Preparation | Natural Gas | Broiler | E1 | RVT - Cost of Equipment | 0.065994 | 0.066079 | 0.06644 | 0.066103 | 0.065932 | 0.066194 | 0.066825 | 0.067338 | 0.067964 | 0.068567 | 0.069177 | 0.069753 | 0.070366 | 0.071 | 0.071616 | 0.072245 | 0.072879 | 0.073561 | 0.074269 | 0.074999 | 0.075699 | 0.076403 | 0.077033 | 0.077666 | 0.078213 | 0.078686 | 0.079117 | 0.079489 | 0.07978 | 0.080018 | 0.080148 | 0.080236 | 0.080236
F1_Commercial_Miscellaneous_New_Food Preparation_Natural Gas_Broiler_E2 | F1 | Commercial | Miscellaneous | New | Food Preparation | Natural Gas | Broiler | E2 | RVT - Cost of Equipment | 0.042425 | 0.042479 | 0.042711 | 0.042495 | 0.042385 | 0.042553 | 0.042959 | 0.043289 | 0.043691 | 0.044079 | 0.044471 | 0.044841 | 0.045235 | 0.045643 | 0.046039 | 0.046443 | 0.046851 | 0.047289 | 0.047744 | 0.048213 | 0.048664 | 0.049116 | 0.049522 | 0.049928 | 0.05028 | 0.050584 | 0.050861 | 0.0511 | 0.051287 | 0.05144 | 0.051524 | 0.05158 | 0.05158
F1_Commercial_Miscellaneous_New_Food Preparation_Natural Gas_Broiler_E3 | F1 | Commercial | Miscellaneous | New | Food Preparation | Natural Gas | Broiler | E3 | RVT - Cost of Equipment | 0 | 0 | 0 | 0 | 0 | 0 | 0 | 0 | 0 | 0 | 0 | 0 | 0 | 0 | 0 | 0 | 0 | 0 | 0 | 0 | 0 | 0 | 0 | 0 | 0 | 0 | 0 | 0 | 0 | 0 | 0 | 0 | 0
F1_Commercial_Miscellaneous_New_Food Preparation_Natural Gas_Broiler_E4 | F1 | Commercial | Miscellaneous | New | Food Preparation | Natural Gas | Broiler | E4 | RVT - Cost of Equipment | 0 | 0 | 0 | 0 | 0 | 0 | 0 | 0 | 0 | 0 | 0 | 0 | 0 | 0 | 0 | 0 | 0 | 0 | 0 | 0 | 0 | 0 | 0 | 0 | 0 | 0 | 0 | 0 | 0 | 0 | 0 | 0 | 0
F1_Commercial_Miscellaneous_New_Food Preparation_Natural Gas_Broiler_E5 | F1 | Commercial | Miscellaneous | New | Food Preparation | Natural Gas | Broiler | E5 | RVT - Cost of Equipment | 0 | 0 | 0 | 0 | 0 | 0 | 0 | 0 | 0 | 0 | 0 | 0 | 0 | 0 | 0 | 0 | 0 | 0 | 0 | 0 | 0 | 0 | 0 | 0 | 0 | 0 | 0 | 0 | 0 | 0 | 0 | 0 | 0
F1_Commercial_Miscellaneous_New_Food Preparation_Natural Gas_Broiler_E6 | F1 | Commercial | Miscellaneous | New | Food Preparation | Natural Gas | Broiler | E6 | RVT - Cost of Equipment | 0 | 0 | 0 | 0 | 0 | 0 | 0 | 0 | 0 | 0 | 0 | 0 | 0 | 0 | 0 | 0 | 0 | 0 | 0 | 0 | 0 | 0 | 0 | 0 | 0 | 0 | 0 | 0 | 0 | 0 | 0 | 0 | 0
F1_Commercial_Miscellaneous_New_Food Preparation_Natural Gas_Broiler_E7 | F1 | Commercial | Miscellaneous | New | Food Preparation | Natural Gas | Broiler | E7 | RVT - Cost of Equipment | 0 | 0 | 0 | 0 | 0 | 0 | 0 | 0 | 0 | 0 | 0 | 0 | 0 | 0 | 0 | 0 | 0 | 0 | 0 | 0 | 0 | 0 | 0 | 0 | 0 | 0 | 0 | 0 | 0 | 0 | 0 | 0 | 0
F1_Commercial_Miscellaneous_New_Food Preparation_Natural Gas_Broiler_E8 | F1 | Commercial | Miscellaneous | New | Food Preparation | Natural Gas | Broiler | E8 | RVT - Cost of Equipment | 0 | 0 | 0 | 0 | 0 | 0 | 0 | 0 | 0 | 0 | 0 | 0 | 0 | 0 | 0 | 0 | 0 | 0 | 0 | 0 | 0 | 0 | 0 | 0 | 0 | 0 | 0 | 0 | 0 | 0 | 0 | 0 | 0
F1_Commercial_Miscellaneous_New_Food Preparation_Natural Gas_Broiler_E9 | F1 | Commercial | Miscellaneous | New | Food Preparation | Natural Gas | Broiler | E9 | RVT - Cost of Equipment | 0 | 0 | 0 | 0 | 0 | 0 | 0 | 0 | 0 | 0 | 0 | 0 | 0 | 0 | 0 | 0 | 0 | 0 | 0 | 0 | 0 | 0 | 0 | 0 | 0 | 0 | 0 | 0 | 0 | 0 | 0 | 0 | 0
F1_Commercial_Miscellaneous_New_Food Preparation_Natural Gas_Broiler_E10 | F1 | Commercial | Miscellaneous | New | Food Preparation | Natural Gas | Broiler | E10 | RVT - Cost of Equipment | 0 | 0 | 0 | 0 | 0 | 0 | 0 | 0 | 0 | 0 | 0 | 0 | 0 | 0 | 0 | 0 | 0 | 0 | 0 | 0 | 0 | 0 | 0 | 0 | 0 | 0 | 0 | 0 | 0 | 0 | 0 | 0 | 0
F2_Commercial_Miscellaneous_New_Food Preparation_Natural Gas_Broiler_E1 | F2 | Commercial | Miscellaneous | New | Food Preparation | Natural Gas | Broiler | E1 | RVT - Cost of Operation | 0.079066 | 0.079167 | 0.079599 | 0.079196 | 0.078991 | 0.079305 | 0.080061 | 0.080675 | 0.081425 | 0.082148 | 0.082878 | 0.083568 | 0.084303 | 0.085063 | 0.0858 | 0.086554 | 0.087314 | 0.08813 | 0.088979 | 0.089853 | 0.090692 | 0.091535 | 0.092291 | 0.093048 | 0.093705 | 0.094272 | 0.094788 | 0.095233 | 0.095581 | 0.095867 | 0.096023 | 0.096127 | 0.096127
F2_Commercial_Miscellaneous_New_Food Preparation_Natural Gas_Broiler_E2 | F2 | Commercial | Miscellaneous | New | Food Preparation | Natural Gas | Broiler | E2 | RVT - Cost of Operation | 0.050828 | 0.050893 | 0.051171 | 0.050912 | 0.05078 | 0.050982 | 0.051468 | 0.051863 | 0.052345 | 0.052809 | 0.053279 | 0.053722 | 0.054195 | 0.054683 | 0.055157 | 0.055642 | 0.05613 | 0.056655 | 0.057201 | 0.057763 | 0.058302 | 0.058844 | 0.05933 | 0.059817 | 0.060239 | 0.060603 | 0.060935 | 0.061221 | 0.061445 | 0.061629 | 0.061729 | 0.061796 | 0.061796
F2_Commercial_Miscellaneous_New_Food Preparation_Natural Gas_Broiler_E3 | F2 | Commercial | Miscellaneous | New | Food Preparation | Natural Gas | Broiler | E3 | RVT - Cost of Operation | 0 | 0 | 0 | 0 | 0 | 0 | 0 | 0 | 0 | 0 | 0 | 0 | 0 | 0 | 0 | 0 | 0 | 0 | 0 | 0 | 0 | 0 | 0 | 0 | 0 | 0 | 0 | 0 | 0 | 0 | 0 | 0 | 0
F2_Commercial_Miscellaneous_New_Food Preparation_Natural Gas_Broiler_E4 | F2 | Commercial | Miscellaneous | New | Food Preparation | Natural Gas | Broiler | E4 | RVT - Cost of Operation | 0 | 0 | 0 | 0 | 0 | 0 | 0 | 0 | 0 | 0 | 0 | 0 | 0 | 0 | 0 | 0 | 0 | 0 | 0 | 0 | 0 | 0 | 0 | 0 | 0 | 0 | 0 | 0 | 0 | 0 | 0 | 0 | 0
F2_Commercial_Miscellaneous_New_Food Preparation_Natural Gas_Broiler_E5 | F2 | Commercial | Miscellaneous | New | Food Preparation | Natural Gas | Broiler | E5 | RVT - Cost of Operation | 0 | 0 | 0 | 0 | 0 | 0 | 0 | 0 | 0 | 0 | 0 | 0 | 0 | 0 | 0 | 0 | 0 | 0 | 0 | 0 | 0 | 0 | 0 | 0 | 0 | 0 | 0 | 0 | 0 | 0 | 0 | 0 | 0
F2_Commercial_Miscellaneous_New_Food Preparation_Natural Gas_Broiler_E6 | F2 | Commercial | Miscellaneous | New | Food Preparation | Natural Gas | Broiler | E6 | RVT - Cost of Operation | 0 | 0 | 0 | 0 | 0 | 0 | 0 | 0 | 0 | 0 | 0 | 0 | 0 | 0 | 0 | 0 | 0 | 0 | 0 | 0 | 0 | 0 | 0 | 0 | 0 | 0 | 0 | 0 | 0 | 0 | 0 | 0 | 0
F2_Commercial_Miscellaneous_New_Food Preparation_Natural Gas_Broiler_E7 | F2 | Commercial | Miscellaneous | New | Food Preparation | Natural Gas | Broiler | E7 | RVT - Cost of Operation | 0 | 0 | 0 | 0 | 0 | 0 | 0 | 0 | 0 | 0 | 0 | 0 | 0 | 0 | 0 | 0 | 0 | 0 | 0 | 0 | 0 | 0 | 0 | 0 | 0 | 0 | 0 | 0 | 0 | 0 | 0 | 0 | 0
F2_Commercial_Miscellaneous_New_Food Preparation_Natural Gas_Broiler_E8 | F2 | Commercial | Miscellaneous | New | Food Preparation | Natural Gas | Broiler | E8 | RVT - Cost of Operation | 0 | 0 | 0 | 0 | 0 | 0 | 0 | 0 | 0 | 0 | 0 | 0 | 0 | 0 | 0 | 0 | 0 | 0 | 0 | 0 | 0 | 0 | 0 | 0 | 0 | 0 | 0 | 0 | 0 | 0 | 0 | 0 | 0
F2_Commercial_Miscellaneous_New_Food Preparation_Natural Gas_Broiler_E9 | F2 | Commercial | Miscellaneous | New | Food Preparation | Natural Gas | Broiler | E9 | RVT - Cost of Operation | 0 | 0 | 0 | 0 | 0 | 0 | 0 | 0 | 0 | 0 | 0 | 0 | 0 | 0 | 0 | 0 | 0 | 0 | 0 | 0 | 0 | 0 | 0 | 0 | 0 | 0 | 0 | 0 | 0 | 0 | 0 | 0 | 0
F2_Commercial_Miscellaneous_New_Food Preparation_Natural Gas_Broiler_E10 | F2 | Commercial | Miscellaneous | New | Food Preparation | Natural Gas | Broiler | E10 | RVT - Cost of Operation | 0 | 0 | 0 | 0 | 0 | 0 | 0 | 0 | 0 | 0 | 0 | 0 | 0 | 0 | 0 | 0 | 0 | 0 | 0 | 0 | 0 | 0 | 0 | 0 | 0 | 0 | 0 | 0 | 0 | 0 | 0 | 0 | 0
F3_Commercial_Miscellaneous_New_Food Preparation_Natural Gas_Broiler_E1 | F3 | Commercial | Miscellaneous | New | Food Preparation | Natural Gas | Broiler | E1 | System - kBTUs of Consumption | 0.017843 | 0.017843 | 0.017843 | 0.017843 | 0.017843 | 0.017843 | 0.017843 | 0.017843 | 0.017843 | 0.017843 | 0.017843 | 0.017843 | 0.017843 | 0.017843 | 0.017843 | 0.017843 | 0.017843 | 0.017843 | 0.017843 | 0.017843 | 0.017843 | 0.017843 | 0.017843 | 0.017843 | 0.017843 | 0.017843 | 0.017843 | 0.017843 | 0.017843 | 0.017843 | 0.017843 | 0.017843 | 0.017843
F3_Commercial_Miscellaneous_New_Food Preparation_Natural Gas_Broiler_E2 | F3 | Commercial | Miscellaneous | New | Food Preparation | Natural Gas | Broiler | E2 | System - kBTUs of Consumption | 0.02498 | 0.02498 | 0.02498 | 0.02498 | 0.02498 | 0.02498 | 0.02498 | 0.02498 | 0.02498 | 0.02498 | 0.02498 | 0.02498 | 0.02498 | 0.02498 | 0.02498 | 0.02498 | 0.02498 | 0.02498 | 0.02498 | 0.02498 | 0.02498 | 0.02498 | 0.02498 | 0.02498 | 0.02498 | 0.02498 | 0.02498 | 0.02498 | 0.02498 | 0.02498 | 0.02498 | 0.02498 | 0.02498
F3_Commercial_Miscellaneous_New_Food Preparation_Natural Gas_Broiler_E3 | F3 | Commercial | Miscellaneous | New | Food Preparation | Natural Gas | Broiler | E3 | System - kBTUs of Consumption | 0 | 0 | 0 | 0 | 0 | 0 | 0 | 0 | 0 | 0 | 0 | 0 | 0 | 0 | 0 | 0 | 0 | 0 | 0 | 0 | 0 | 0 | 0 | 0 | 0 | 0 | 0 | 0 | 0 | 0 | 0 | 0 | 0
F3_Commercial_Miscellaneous_New_Food Preparation_Natural Gas_Broiler_E4 | F3 | Commercial | Miscellaneous | New | Food Preparation | Natural Gas | Broiler | E4 | System - kBTUs of Consumption | 0 | 0 | 0 | 0 | 0 | 0 | 0 | 0 | 0 | 0 | 0 | 0 | 0 | 0 | 0 | 0 | 0 | 0 | 0 | 0 | 0 | 0 | 0 | 0 | 0 | 0 | 0 | 0 | 0 | 0 | 0 | 0 | 0
F3_Commercial_Miscellaneous_New_Food Preparation_Natural Gas_Broiler_E5 | F3 | Commercial | Miscellaneous | New | Food Preparation | Natural Gas | Broiler | E5 | System - kBTUs of Consumption | 0 | 0 | 0 | 0 | 0 | 0 | 0 | 0 | 0 | 0 | 0 | 0 | 0 | 0 | 0 | 0 | 0 | 0 | 0 | 0 | 0 | 0 | 0 | 0 | 0 | 0 | 0 | 0 | 0 | 0 | 0 | 0 | 0
F3_Commercial_Miscellaneous_New_Food Preparation_Natural Gas_Broiler_E6 | F3 | Commercial | Miscellaneous | New | Food Preparation | Natural Gas | Broiler | E6 | System - kBTUs of Consumption | 0 | 0 | 0 | 0 | 0 | 0 | 0 | 0 | 0 | 0 | 0 | 0 | 0 | 0 | 0 | 0 | 0 | 0 | 0 | 0 | 0 | 0 | 0 | 0 | 0 | 0 | 0 | 0 | 0 | 0 | 0 | 0 | 0
F3_Commercial_Miscellaneous_New_Food Preparation_Natural Gas_Broiler_E7 | F3 | Commercial | Miscellaneous | New | Food Preparation | Natural Gas | Broiler | E7 | System - kBTUs of Consumption | 0 | 0 | 0 | 0 | 0 | 0 | 0 | 0 | 0 | 0 | 0 | 0 | 0 | 0 | 0 | 0 | 0 | 0 | 0 | 0 | 0 | 0 | 0 | 0 | 0 | 0 | 0 | 0 | 0 | 0 | 0 | 0 | 0
F3_Commercial_Miscellaneous_New_Food Preparation_Natural Gas_Broiler_E8 | F3 | Commercial | Miscellaneous | New | Food Preparation | Natural Gas | Broiler | E8 | System - kBTUs of Consumption | 0 | 0 | 0 | 0 | 0 | 0 | 0 | 0 | 0 | 0 | 0 | 0 | 0 | 0 | 0 | 0 | 0 | 0 | 0 | 0 | 0 | 0 | 0 | 0 | 0 | 0 | 0 | 0 | 0 | 0 | 0 | 0 | 0
F3_Commercial_Miscellaneous_New_Food Preparation_Natural Gas_Broiler_E9 | F3 | Commercial | Miscellaneous | New | Food Preparation | Natural Gas | Broiler | E9 | System - kBTUs of Consumption | 0 | 0 | 0 | 0 | 0 | 0 | 0 | 0 | 0 | 0 | 0 | 0 | 0 | 0 | 0 | 0 | 0 | 0 | 0 | 0 | 0 | 0 | 0 | 0 | 0 | 0 | 0 | 0 | 0 | 0 | 0 | 0 | 0
F3_Commercial_Miscellaneous_New_Food Preparation_Natural Gas_Broiler_E10 | F3 | Commercial | Miscellaneous | New | Food Preparation | Natural Gas | Broiler | E10 | System - kBTUs of Consumption | 0 | 0 | 0 | 0 | 0 | 0 | 0 | 0 | 0 | 0 | 0 | 0 | 0 | 0 | 0 | 0 | 0 | 0 | 0 | 0 | 0 | 0 | 0 | 0 | 0 | 0 | 0 | 0 | 0 | 0 | 0 | 0 | 0
F4_Commercial_Miscellaneous_New_Food Preparation_Natural Gas_Broiler_E1 | F4 | Commercial | Miscellaneous | New | Food Preparation | Natural Gas | Broiler | E1 | Utility - Cost of Equipment | 0.079066 | 0.079167 | 0.079599 | 0.079196 | 0.078991 | 0.079305 | 0.080061 | 0.080675 | 0.081425 | 0.082148 | 0.082878 | 0.083568 | 0.084303 | 0.085063 | 0.0858 | 0.086554 | 0.087314 | 0.08813 | 0.088979 | 0.089853 | 0.090692 | 0.091535 | 0.092291 | 0.093048 | 0.093705 | 0.094272 | 0.094788 | 0.095233 | 0.095581 | 0.095867 | 0.096023 | 0.096127 | 0.096127
F4_Commercial_Miscellaneous_New_Food Preparation_Natural Gas_Broiler_E2 | F4 | Commercial | Miscellaneous | New | Food Preparation | Natural Gas | Broiler | E2 | Utility - Cost of Equipment | 0.050828 | 0.050893 | 0.051171 | 0.050912 | 0.05078 | 0.050982 | 0.051468 | 0.051863 | 0.052345 | 0.052809 | 0.053279 | 0.053722 | 0.054195 | 0.054683 | 0.055157 | 0.055642 | 0.05613 | 0.056655 | 0.057201 | 0.057763 | 0.058302 | 0.058844 | 0.05933 | 0.059817 | 0.060239 | 0.060603 | 0.060935 | 0.061221 | 0.061445 | 0.061629 | 0.061729 | 0.061796 | 0.061796
F4_Commercial_Miscellaneous_New_Food Preparation_Natural Gas_Broiler_E3 | F4 | Commercial | Miscellaneous | New | Food Preparation | Natural Gas | Broiler | E3 | Utility - Cost of Equipment | 0 | 0 | 0 | 0 | 0 | 0 | 0 | 0 | 0 | 0 | 0 | 0 | 0 | 0 | 0 | 0 | 0 | 0 | 0 | 0 | 0 | 0 | 0 | 0 | 0 | 0 | 0 | 0 | 0 | 0 | 0 | 0 | 0
F4_Commercial_Miscellaneous_New_Food Preparation_Natural Gas_Broiler_E4 | F4 | Commercial | Miscellaneous | New | Food Preparation | Natural Gas | Broiler | E4 | Utility - Cost of Equipment | 0 | 0 | 0 | 0 | 0 | 0 | 0 | 0 | 0 | 0 | 0 | 0 | 0 | 0 | 0 | 0 | 0 | 0 | 0 | 0 | 0 | 0 | 0 | 0 | 0 | 0 | 0 | 0 | 0 | 0 | 0 | 0 | 0
F4_Commercial_Miscellaneous_New_Food Preparation_Natural Gas_Broiler_E5 | F4 | Commercial | Miscellaneous | New | Food Preparation | Natural Gas | Broiler | E5 | Utility - Cost of Equipment | 0 | 0 | 0 | 0 | 0 | 0 | 0 | 0 | 0 | 0 | 0 | 0 | 0 | 0 | 0 | 0 | 0 | 0 | 0 | 0 | 0 | 0 | 0 | 0 | 0 | 0 | 0 | 0 | 0 | 0 | 0 | 0 | 0
F4_Commercial_Miscellaneous_New_Food Preparation_Natural Gas_Broiler_E6 | F4 | Commercial | Miscellaneous | New | Food Preparation | Natural Gas | Broiler | E6 | Utility - Cost of Equipment | 0 | 0 | 0 | 0 | 0 | 0 | 0 | 0 | 0 | 0 | 0 | 0 | 0 | 0 | 0 | 0 | 0 | 0 | 0 | 0 | 0 | 0 | 0 | 0 | 0 | 0 | 0 | 0 | 0 | 0 | 0 | 0 | 0
F4_Commercial_Miscellaneous_New_Food Preparation_Natural Gas_Broiler_E7 | F4 | Commercial | Miscellaneous | New | Food Preparation | Natural Gas | Broiler | E7 | Utility - Cost of Equipment | 0 | 0 | 0 | 0 | 0 | 0 | 0 | 0 | 0 | 0 | 0 | 0 | 0 | 0 | 0 | 0 | 0 | 0 | 0 | 0 | 0 | 0 | 0 | 0 | 0 | 0 | 0 | 0 | 0 | 0 | 0 | 0 | 0
F4_Commercial_Miscellaneous_New_Food Preparation_Natural Gas_Broiler_E8 | F4 | Commercial | Miscellaneous | New | Food Preparation | Natural Gas | Broiler | E8 | Utility - Cost of Equipment | 0 | 0 | 0 | 0 | 0 | 0 | 0 | 0 | 0 | 0 | 0 | 0 | 0 | 0 | 0 | 0 | 0 | 0 | 0 | 0 | 0 | 0 | 0 | 0 | 0 | 0 | 0 | 0 | 0 | 0 | 0 | 0 | 0
F4_Commercial_Miscellaneous_New_Food Preparation_Natural Gas_Broiler_E9 | F4 | Commercial | Miscellaneous | New | Food Preparation | Natural Gas | Broiler | E9 | Utility - Cost of Equipment | 0 | 0 | 0 | 0 | 0 | 0 | 0 | 0 | 0 | 0 | 0 | 0 | 0 | 0 | 0 | 0 | 0 | 0 | 0 | 0 | 0 | 0 | 0 | 0 | 0 | 0 | 0 | 0 | 0 | 0 | 0 | 0 | 0
F4_Commercial_Miscellaneous_New_Food Preparation_Natural Gas_Broiler_E10 | F4 | Commercial | Miscellaneous | New | Food Preparation | Natural Gas | Broiler | E10 | Utility - Cost of Equipment | 0 | 0 | 0 | 0 | 0 | 0 | 0 | 0 | 0 | 0 | 0 | 0 | 0 | 0 | 0 | 0 | 0 | 0 | 0 | 0 | 0 | 0 | 0 | 0 | 0 | 0 | 0 | 0 | 0 | 0 | 0 | 0 | 0
F5_Commercial_Miscellaneous_New_Food Preparation_Natural Gas_Broiler_E1 | F5 | Commercial | Miscellaneous | New | Food Preparation | Natural Gas | Broiler | E1 | Utility - Cost of Operation | 0.017843 | 0.017843 | 0.017843 | 0.017843 | 0.017843 | 0.017843 | 0.017843 | 0.017843 | 0.017843 | 0.017843 | 0.017843 | 0.017843 | 0.017843 | 0.017843 | 0.017843 | 0.017843 | 0.017843 | 0.017843 | 0.017843 | 0.017843 | 0.017843 | 0.017843 | 0.017843 | 0.017843 | 0.017843 | 0.017843 | 0.017843 | 0.017843 | 0.017843 | 0.017843 | 0.017843 | 0.017843 | 0.017843
F5_Commercial_Miscellaneous_New_Food Preparation_Natural Gas_Broiler_E2 | F5 | Commercial | Miscellaneous | New | Food Preparation | Natural Gas | Broiler | E2 | Utility - Cost of Operation | 0.02498 | 0.02498 | 0.02498 | 0.02498 | 0.02498 | 0.02498 | 0.02498 | 0.02498 | 0.02498 | 0.02498 | 0.02498 | 0.02498 | 0.02498 | 0.02498 | 0.02498 | 0.02498 | 0.02498 | 0.02498 | 0.02498 | 0.02498 | 0.02498 | 0.02498 | 0.02498 | 0.02498 | 0.02498 | 0.02498 | 0.02498 | 0.02498 | 0.02498 | 0.02498 | 0.02498 | 0.02498 | 0.02498
F5_Commercial_Miscellaneous_New_Food Preparation_Natural Gas_Broiler_E3 | F5 | Commercial | Miscellaneous | New | Food Preparation | Natural Gas | Broiler | E3 | Utility - Cost of Operation | 0 | 0 | 0 | 0 | 0 | 0 | 0 | 0 | 0 | 0 | 0 | 0 | 0 | 0 | 0 | 0 | 0 | 0 | 0 | 0 | 0 | 0 | 0 | 0 | 0 | 0 | 0 | 0 | 0 | 0 | 0 | 0 | 0
F5_Commercial_Miscellaneous_New_Food Preparation_Natural Gas_Broiler_E4 | F5 | Commercial | Miscellaneous | New | Food Preparation | Natural Gas | Broiler | E4 | Utility - Cost of Operation | 0 | 0 | 0 | 0 | 0 | 0 | 0 | 0 | 0 | 0 | 0 | 0 | 0 | 0 | 0 | 0 | 0 | 0 | 0 | 0 | 0 | 0 | 0 | 0 | 0 | 0 | 0 | 0 | 0 | 0 | 0 | 0 | 0
F5_Commercial_Miscellaneous_New_Food Preparation_Natural Gas_Broiler_E5 | F5 | Commercial | Miscellaneous | New | Food Preparation | Natural Gas | Broiler | E5 | Utility - Cost of Operation | 0 | 0 | 0 | 0 | 0 | 0 | 0 | 0 | 0 | 0 | 0 | 0 | 0 | 0 | 0 | 0 | 0 | 0 | 0 | 0 | 0 | 0 | 0 | 0 | 0 | 0 | 0 | 0 | 0 | 0 | 0 | 0 | 0
F5_Commercial_Miscellaneous_New_Food Preparation_Natural Gas_Broiler_E6 | F5 | Commercial | Miscellaneous | New | Food Preparation | Natural Gas | Broiler | E6 | Utility - Cost of Operation | 0 | 0 | 0 | 0 | 0 | 0 | 0 | 0 | 0 | 0 | 0 | 0 | 0 | 0 | 0 | 0 | 0 | 0 | 0 | 0 | 0 | 0 | 0 | 0 | 0 | 0 | 0 | 0 | 0 | 0 | 0 | 0 | 0
F5_Commercial_Miscellaneous_New_Food Preparation_Natural Gas_Broiler_E7 | F5 | Commercial | Miscellaneous | New | Food Preparation | Natural Gas | Broiler | E7 | Utility - Cost of Operation | 0 | 0 | 0 | 0 | 0 | 0 | 0 | 0 | 0 | 0 | 0 | 0 | 0 | 0 | 0 | 0 | 0 | 0 | 0 | 0 | 0 | 0 | 0 | 0 | 0 | 0 | 0 | 0 | 0 | 0 | 0 | 0 | 0
F5_Commercial_Miscellaneous_New_Food Preparation_Natural Gas_Broiler_E8 | F5 | Commercial | Miscellaneous | New | Food Preparation | Natural Gas | Broiler | E8 | Utility - Cost of Operation | 0 | 0 | 0 | 0 | 0 | 0 | 0 | 0 | 0 | 0 | 0 | 0 | 0 | 0 | 0 | 0 | 0 | 0 | 0 | 0 | 0 | 0 | 0 | 0 | 0 | 0 | 0 | 0 | 0 | 0 | 0 | 0 | 0
F5_Commercial_Miscellaneous_New_Food Preparation_Natural Gas_Broiler_E9 | F5 | Commercial | Miscellaneous | New | Food Preparation | Natural Gas | Broiler | E9 | Utility - Cost of Operation | 0 | 0 | 0 | 0 | 0 | 0 | 0 | 0 | 0 | 0 | 0 | 0 | 0 | 0 | 0 | 0 | 0 | 0 | 0 | 0 | 0 | 0 | 0 | 0 | 0 | 0 | 0 | 0 | 0 | 0 | 0 | 0 | 0
F5_Commercial_Miscellaneous_New_Food Preparation_Natural Gas_Broiler_E10 | F5 | Commercial | Miscellaneous | New | Food Preparation | Natural Gas | Broiler | E10 | Utility - Cost of Operation | 0 | 0 | 0 | 0 | 0 | 0 | 0 | 0 | 0 | 0 | 0 | 0 | 0 | 0 | 0 | 0 | 0 | 0 | 0 | 0 | 0 | 0 | 0 | 0 | 0 | 0 | 0 | 0 | 0 | 0 | 0 | 0 | 0
F6_Commercial_Miscellaneous_New_Food Preparation_Natural Gas_Broiler_E1 | F6 | Commercial | Miscellaneous | New | Food Preparation | Natural Gas | Broiler | E1 | Utility - Value of Sales | 0.041852 | 0.042039 | 0.04234 | 0.042274 | 0.042274 | 0.042274 | 0.042274 | 0.042274 | 0.042274 | 0.042274 | 0.042274 | 0.042274 | 0.042274 | 0.042274 | 0.042274 | 0.042274 | 0.042274 | 0.042274 | 0.042274 | 0.042274 | 0.042274 | 0.042274 | 0.042274 | 0.042274 | 0.042274 | 0.042274 | 0.042274 | 0.042274 | 0.042274 | 0.042274 | 0.042274 | 0.042274 | 0.042274
F6_Commercial_Miscellaneous_New_Food Preparation_Natural Gas_Broiler_E2 | F6 | Commercial | Miscellaneous | New | Food Preparation | Natural Gas | Broiler | E2 | Utility - Value of Sales | 0.026905 | 0.027025 | 0.027219 | 0.027176 | 0.027176 | 0.027176 | 0.027176 | 0.027176 | 0.027176 | 0.027176 | 0.027176 | 0.027176 | 0.027176 | 0.027176 | 0.027176 | 0.027176 | 0.027176 | 0.027176 | 0.027176 | 0.027176 | 0.027176 | 0.027176 | 0.027176 | 0.027176 | 0.027176 | 0.027176 | 0.027176 | 0.027176 | 0.027176 | 0.027176 | 0.027176 | 0.027176 | 0.027176
F6_Commercial_Miscellaneous_New_Food Preparation_Natural Gas_Broiler_E3 | F6 | Commercial | Miscellaneous | New | Food Preparation | Natural Gas | Broiler | E3 | Utility - Value of Sales | 0 | 0 | 0 | 0 | 0 | 0 | 0 | 0 | 0 | 0 | 0 | 0 | 0 | 0 | 0 | 0 | 0 | 0 | 0 | 0 | 0 | 0 | 0 | 0 | 0 | 0 | 0 | 0 | 0 | 0 | 0 | 0 | 0
F6_Commercial_Miscellaneous_New_Food Preparation_Natural Gas_Broiler_E4 | F6 | Commercial | Miscellaneous | New | Food Preparation | Natural Gas | Broiler | E4 | Utility - Value of Sales | 0 | 0 | 0 | 0 | 0 | 0 | 0 | 0 | 0 | 0 | 0 | 0 | 0 | 0 | 0 | 0 | 0 | 0 | 0 | 0 | 0 | 0 | 0 | 0 | 0 | 0 | 0 | 0 | 0 | 0 | 0 | 0 | 0
F6_Commercial_Miscellaneous_New_Food Preparation_Natural Gas_Broiler_E5 | F6 | Commercial | Miscellaneous | New | Food Preparation | Natural Gas | Broiler | E5 | Utility - Value of Sales | 0 | 0 | 0 | 0 | 0 | 0 | 0 | 0 | 0 | 0 | 0 | 0 | 0 | 0 | 0 | 0 | 0 | 0 | 0 | 0 | 0 | 0 | 0 | 0 | 0 | 0 | 0 | 0 | 0 | 0 | 0 | 0 | 0
F6_Commercial_Miscellaneous_New_Food Preparation_Natural Gas_Broiler_E6 | F6 | Commercial | Miscellaneous | New | Food Preparation | Natural Gas | Broiler | E6 | Utility - Value of Sales | 0 | 0 | 0 | 0 | 0 | 0 | 0 | 0 | 0 | 0 | 0 | 0 | 0 | 0 | 0 | 0 | 0 | 0 | 0 | 0 | 0 | 0 | 0 | 0 | 0 | 0 | 0 | 0 | 0 | 0 | 0 | 0 | 0
F6_Commercial_Miscellaneous_New_Food Preparation_Natural Gas_Broiler_E7 | F6 | Commercial | Miscellaneous | New | Food Preparation | Natural Gas | Broiler | E7 | Utility - Value of Sales | 0 | 0 | 0 | 0 | 0 | 0 | 0 | 0 | 0 | 0 | 0 | 0 | 0 | 0 | 0 | 0 | 0 | 0 | 0 | 0 | 0 | 0 | 0 | 0 | 0 | 0 | 0 | 0 | 0 | 0 | 0 | 0 | 0
F6_Commercial_Miscellaneous_New_Food Preparation_Natural Gas_Broiler_E8 | F6 | Commercial | Miscellaneous | New | Food Preparation | Natural Gas | Broiler | E8 | Utility - Value of Sales | 0 | 0 | 0 | 0 | 0 | 0 | 0 | 0 | 0 | 0 | 0 | 0 | 0 | 0 | 0 | 0 | 0 | 0 | 0 | 0 | 0 | 0 | 0 | 0 | 0 | 0 | 0 | 0 | 0 | 0 | 0 | 0 | 0
F6_Commercial_Miscellaneous_New_Food Preparation_Natural Gas_Broiler_E9 | F6 | Commercial | Miscellaneous | New | Food Preparation | Natural Gas | Broiler | E9 | Utility - Value of Sales | 0 | 0 | 0 | 0 | 0 | 0 | 0 | 0 | 0 | 0 | 0 | 0 | 0 | 0 | 0 | 0 | 0 | 0 | 0 | 0 | 0 | 0 | 0 | 0 | 0 | 0 | 0 | 0 | 0 | 0 | 0 | 0 | 0
F6_Commercial_Miscellaneous_New_Food Preparation_Natural Gas_Broiler_E10 | F6 | Commercial | Miscellaneous | New | Food Preparation | Natural Gas | Broiler | E10 | Utility - Value of Sales | 0 | 0 | 0 | 0 | 0 | 0 | 0 | 0 | 0 | 0 | 0 | 0 | 0 | 0 | 0 | 0 | 0 | 0 | 0 | 0 | 0 | 0 | 0 | 0 | 0 | 0 | 0 | 0 | 0 | 0 | 0 | 0 | 0
F1_Commercial_Miscellaneous_New_Food Preparation_Natural Gas_Griddle_E1 | F1 | Commercial | Miscellaneous | New | Food Preparation | Natural Gas | Griddle | E1 | RVT - Cost of Equipment | 0.041375 | 0.041428 | 0.041654 | 0 | 0 | 0 | 0 | 0 | 0 | 0 | 0 | 0 | 0 | 0 | 0 | 0 | 0 | 0 | 0 | 0 | 0 | 0 | 0 | 0 | 0 | 0 | 0 | 0 | 0 | 0 | 0 | 0 | 0
F1_Commercial_Miscellaneous_New_Food Preparation_Natural Gas_Griddle_E2 | F1 | Commercial | Miscellaneous | New | Food Preparation | Natural Gas | Griddle | E2 | RVT - Cost of Equipment | 0.035734 | 0.03578 | 0.035975 | 0.035793 | 0.0357 | 0.035842 | 0.036184 | 0.036461 | 0.0368 | 0.037127 | 0.037457 | 0.037769 | 0.038101 | 0.038444 | 0.038778 | 0.039118 | 0.039462 | 0.039831 | 0.040214 | 0.040609 | 0.040989 | 0.04137 | 0.041711 | 0.042054 | 0.04235 | 0.042606 | 0.04284 | 0.043041 | 0.043198 | 0.043328 | 0.043398 | 0.043445 | 0.043445
F1_Commercial_Miscellaneous_New_Food Preparation_Natural Gas_Griddle_E3 | F1 | Commercial | Miscellaneous | New | Food Preparation | Natural Gas | Griddle | E3 | RVT - Cost of Equipment | 0 | 0 | 0 | 0 | 0 | 0 | 0 | 0 | 0 | 0 | 0 | 0 | 0 | 0 | 0 | 0 | 0 | 0 | 0 | 0 | 0 | 0 | 0 | 0 | 0 | 0 | 0 | 0 | 0 | 0 | 0 | 0 | 0
F1_Commercial_Miscellaneous_New_Food Preparation_Natural Gas_Griddle_E4 | F1 | Commercial | Miscellaneous | New | Food Preparation | Natural Gas | Griddle | E4 | RVT - Cost of Equipment | 0 | 0 | 0 | 0 | 0 | 0 | 0 | 0 | 0 | 0 | 0 | 0 | 0 | 0 | 0 | 0 | 0 | 0 | 0 | 0 | 0 | 0 | 0 | 0 | 0 | 0 | 0 | 0 | 0 | 0 | 0 | 0 | 0
F1_Commercial_Miscellaneous_New_Food Preparation_Natural Gas_Griddle_E5 | F1 | Commercial | Miscellaneous | New | Food Preparation | Natural Gas | Griddle | E5 | RVT - Cost of Equipment | 0 | 0 | 0 | 0 | 0 | 0 | 0 | 0 | 0 | 0 | 0 | 0 | 0 | 0 | 0 | 0 | 0 | 0 | 0 | 0 | 0 | 0 | 0 | 0 | 0 | 0 | 0 | 0 | 0 | 0 | 0 | 0 | 0
F1_Commercial_Miscellaneous_New_Food Preparation_Natural Gas_Griddle_E6 | F1 | Commercial | Miscellaneous | New | Food Preparation | Natural Gas | Griddle | E6 | RVT - Cost of Equipment | 0 | 0 | 0 | 0 | 0 | 0 | 0 | 0 | 0 | 0 | 0 | 0 | 0 | 0 | 0 | 0 | 0 | 0 | 0 | 0 | 0 | 0 | 0 | 0 | 0 | 0 | 0 | 0 | 0 | 0 | 0 | 0 | 0
F1_Commercial_Miscellaneous_New_Food Preparation_Natural Gas_Griddle_E7 | F1 | Commercial | Miscellaneous | New | Food Preparation | Natural Gas | Griddle | E7 | RVT - Cost of Equipment | 0 | 0 | 0 | 0 | 0 | 0 | 0 | 0 | 0 | 0 | 0 | 0 | 0 | 0 | 0 | 0 | 0 | 0 | 0 | 0 | 0 | 0 | 0 | 0 | 0 | 0 | 0 | 0 | 0 | 0 | 0 | 0 | 0
F1_Commercial_Miscellaneous_New_Food Preparation_Natural Gas_Griddle_E8 | F1 | Commercial | Miscellaneous | New | Food Preparation | Natural Gas | Griddle | E8 | RVT - Cost of Equipment | 0 | 0 | 0 | 0 | 0 | 0 | 0 | 0 | 0 | 0 | 0 | 0 | 0 | 0 | 0 | 0 | 0 | 0 | 0 | 0 | 0 | 0 | 0 | 0 | 0 | 0 | 0 | 0 | 0 | 0 | 0 | 0 | 0
F1_Commercial_Miscellaneous_New_Food Preparation_Natural Gas_Griddle_E9 | F1 | Commercial | Miscellaneous | New | Food Preparation | Natural Gas | Griddle | E9 | RVT - Cost of Equipment | 0 | 0 | 0 | 0 | 0 | 0 | 0 | 0 | 0 | 0 | 0 | 0 | 0 | 0 | 0 | 0 | 0 | 0 | 0 | 0 | 0 | 0 | 0 | 0 | 0 | 0 | 0 | 0 | 0 | 0 | 0 | 0 | 0
F1_Commercial_Miscellaneous_New_Food Preparation_Natural Gas_Griddle_E10 | F1 | Commercial | Miscellaneous | New | Food Preparation | Natural Gas | Griddle | E10 | RVT - Cost of Equipment | 0 | 0 | 0 | 0 | 0 | 0 | 0 | 0 | 0 | 0 | 0 | 0 | 0 | 0 | 0 | 0 | 0 | 0 | 0 | 0 | 0 | 0 | 0 | 0 | 0 | 0 | 0 | 0 | 0 | 0 | 0 | 0 | 0
F2_Commercial_Miscellaneous_New_Food Preparation_Natural Gas_Griddle_E1 | F2 | Commercial | Miscellaneous | New | Food Preparation | Natural Gas | Griddle | E1 | RVT - Cost of Operation | 0.04957 | 0.049633 | 0.049904 | 0 | 0 | 0 | 0 | 0 | 0 | 0 | 0 | 0 | 0 | 0 | 0 | 0 | 0 | 0 | 0 | 0 | 0 | 0 | 0 | 0 | 0 | 0 | 0 | 0 | 0 | 0 | 0 | 0 | 0
F2_Commercial_Miscellaneous_New_Food Preparation_Natural Gas_Griddle_E2 | F2 | Commercial | Miscellaneous | New | Food Preparation | Natural Gas | Griddle | E2 | RVT - Cost of Operation | 0.042812 | 0.042866 | 0.0431 | 0.042882 | 0.042771 | 0.042941 | 0.04335 | 0.043683 | 0.044089 | 0.04448 | 0.044876 | 0.04525 | 0.045647 | 0.046059 | 0.046458 | 0.046866 | 0.047278 | 0.04772 | 0.048179 | 0.048653 | 0.049107 | 0.049564 | 0.049973 | 0.050383 | 0.050738 | 0.051045 | 0.051325 | 0.051566 | 0.051754 | 0.051909 | 0.051994 | 0.05205 | 0.05205
F2_Commercial_Miscellaneous_New_Food Preparation_Natural Gas_Griddle_E3 | F2 | Commercial | Miscellaneous | New | Food Preparation | Natural Gas | Griddle | E3 | RVT - Cost of Operation | 0 | 0 | 0 | 0 | 0 | 0 | 0 | 0 | 0 | 0 | 0 | 0 | 0 | 0 | 0 | 0 | 0 | 0 | 0 | 0 | 0 | 0 | 0 | 0 | 0 | 0 | 0 | 0 | 0 | 0 | 0 | 0 | 0
F2_Commercial_Miscellaneous_New_Food Preparation_Natural Gas_Griddle_E4 | F2 | Commercial | Miscellaneous | New | Food Preparation | Natural Gas | Griddle | E4 | RVT - Cost of Operation | 0 | 0 | 0 | 0 | 0 | 0 | 0 | 0 | 0 | 0 | 0 | 0 | 0 | 0 | 0 | 0 | 0 | 0 | 0 | 0 | 0 | 0 | 0 | 0 | 0 | 0 | 0 | 0 | 0 | 0 | 0 | 0 | 0
F2_Commercial_Miscellaneous_New_Food Preparation_Natural Gas_Griddle_E5 | F2 | Commercial | Miscellaneous | New | Food Preparation | Natural Gas | Griddle | E5 | RVT - Cost of Operation | 0 | 0 | 0 | 0 | 0 | 0 | 0 | 0 | 0 | 0 | 0 | 0 | 0 | 0 | 0 | 0 | 0 | 0 | 0 | 0 | 0 | 0 | 0 | 0 | 0 | 0 | 0 | 0 | 0 | 0 | 0 | 0 | 0
F2_Commercial_Miscellaneous_New_Food Preparation_Natural Gas_Griddle_E6 | F2 | Commercial | Miscellaneous | New | Food Preparation | Natural Gas | Griddle | E6 | RVT - Cost of Operation | 0 | 0 | 0 | 0 | 0 | 0 | 0 | 0 | 0 | 0 | 0 | 0 | 0 | 0 | 0 | 0 | 0 | 0 | 0 | 0 | 0 | 0 | 0 | 0 | 0 | 0 | 0 | 0 | 0 | 0 | 0 | 0 | 0
F2_Commercial_Miscellaneous_New_Food Preparation_Natural Gas_Griddle_E7 | F2 | Commercial | Miscellaneous | New | Food Preparation | Natural Gas | Griddle | E7 | RVT - Cost of Operation | 0 | 0 | 0 | 0 | 0 | 0 | 0 | 0 | 0 | 0 | 0 | 0 | 0 | 0 | 0 | 0 | 0 | 0 | 0 | 0 | 0 | 0 | 0 | 0 | 0 | 0 | 0 | 0 | 0 | 0 | 0 | 0 | 0
F2_Commercial_Miscellaneous_New_Food Preparation_Natural Gas_Griddle_E8 | F2 | Commercial | Miscellaneous | New | Food Preparation | Natural Gas | Griddle | E8 | RVT - Cost of Operation | 0 | 0 | 0 | 0 | 0 | 0 | 0 | 0 | 0 | 0 | 0 | 0 | 0 | 0 | 0 | 0 | 0 | 0 | 0 | 0 | 0 | 0 | 0 | 0 | 0 | 0 | 0 | 0 | 0 | 0 | 0 | 0 | 0
F2_Commercial_Miscellaneous_New_Food Preparation_Natural Gas_Griddle_E9 | F2 | Commercial | Miscellaneous | New | Food Preparation | Natural Gas | Griddle | E9 | RVT - Cost of Operation | 0 | 0 | 0 | 0 | 0 | 0 | 0 | 0 | 0 | 0 | 0 | 0 | 0 | 0 | 0 | 0 | 0 | 0 | 0 | 0 | 0 | 0 | 0 | 0 | 0 | 0 | 0 | 0 | 0 | 0 | 0 | 0 | 0
F2_Commercial_Miscellaneous_New_Food Preparation_Natural Gas_Griddle_E10 | F2 | Commercial | Miscellaneous | New | Food Preparation | Natural Gas | Griddle | E10 | RVT - Cost of Operation | 0 | 0 | 0 | 0 | 0 | 0 | 0 | 0 | 0 | 0 | 0 | 0 | 0 | 0 | 0 | 0 | 0 | 0 | 0 | 0 | 0 | 0 | 0 | 0 | 0 | 0 | 0 | 0 | 0 | 0 | 0 | 0 | 0
F3_Commercial_Miscellaneous_New_Food Preparation_Natural Gas_Griddle_E1 | F3 | Commercial | Miscellaneous | New | Food Preparation | Natural Gas | Griddle | E1 | System - kBTUs of Consumption | 0.01213 | 0.01213 | 0.01213 | 0 | 0 | 0 | 0 | 0 | 0 | 0 | 0 | 0 | 0 | 0 | 0 | 0 | 0 | 0 | 0 | 0 | 0 | 0 | 0 | 0 | 0 | 0 | 0 | 0 | 0 | 0 | 0 | 0 | 0
F3_Commercial_Miscellaneous_New_Food Preparation_Natural Gas_Griddle_E2 | F3 | Commercial | Miscellaneous | New | Food Preparation | Natural Gas | Griddle | E2 | System - kBTUs of Consumption | 0.012978 | 0.012978 | 0.012978 | 0.012978 | 0.012978 | 0.012978 | 0.012978 | 0.012978 | 0.012978 | 0.012978 | 0.012978 | 0.012978 | 0.012978 | 0.012978 | 0.012978 | 0.012978 | 0.012978 | 0.012978 | 0.012978 | 0.012978 | 0.012978 | 0.012978 | 0.012978 | 0.012978 | 0.012978 | 0.012978 | 0.012978 | 0.012978 | 0.012978 | 0.012978 | 0.012978 | 0.012978 | 0.012978
F3_Commercial_Miscellaneous_New_Food Preparation_Natural Gas_Griddle_E3 | F3 | Commercial | Miscellaneous | New | Food Preparation | Natural Gas | Griddle | E3 | System - kBTUs of Consumption | 0 | 0 | 0 | 0 | 0 | 0 | 0 | 0 | 0 | 0 | 0 | 0 | 0 | 0 | 0 | 0 | 0 | 0 | 0 | 0 | 0 | 0 | 0 | 0 | 0 | 0 | 0 | 0 | 0 | 0 | 0 | 0 | 0
F3_Commercial_Miscellaneous_New_Food Preparation_Natural Gas_Griddle_E4 | F3 | Commercial | Miscellaneous | New | Food Preparation | Natural Gas | Griddle | E4 | System - kBTUs of Consumption | 0 | 0 | 0 | 0 | 0 | 0 | 0 | 0 | 0 | 0 | 0 | 0 | 0 | 0 | 0 | 0 | 0 | 0 | 0 | 0 | 0 | 0 | 0 | 0 | 0 | 0 | 0 | 0 | 0 | 0 | 0 | 0 | 0
F3_Commercial_Miscellaneous_New_Food Preparation_Natural Gas_Griddle_E5 | F3 | Commercial | Miscellaneous | New | Food Preparation | Natural Gas | Griddle | E5 | System - kBTUs of Consumption | 0 | 0 | 0 | 0 | 0 | 0 | 0 | 0 | 0 | 0 | 0 | 0 | 0 | 0 | 0 | 0 | 0 | 0 | 0 | 0 | 0 | 0 | 0 | 0 | 0 | 0 | 0 | 0 | 0 | 0 | 0 | 0 | 0
F3_Commercial_Miscellaneous_New_Food Preparation_Natural Gas_Griddle_E6 | F3 | Commercial | Miscellaneous | New | Food Preparation | Natural Gas | Griddle | E6 | System - kBTUs of Consumption | 0 | 0 | 0 | 0 | 0 | 0 | 0 | 0 | 0 | 0 | 0 | 0 | 0 | 0 | 0 | 0 | 0 | 0 | 0 | 0 | 0 | 0 | 0 | 0 | 0 | 0 | 0 | 0 | 0 | 0 | 0 | 0 | 0
F3_Commercial_Miscellaneous_New_Food Preparation_Natural Gas_Griddle_E7 | F3 | Commercial | Miscellaneous | New | Food Preparation | Natural Gas | Griddle | E7 | System - kBTUs of Consumption | 0 | 0 | 0 | 0 | 0 | 0 | 0 | 0 | 0 | 0 | 0 | 0 | 0 | 0 | 0 | 0 | 0 | 0 | 0 | 0 | 0 | 0 | 0 | 0 | 0 | 0 | 0 | 0 | 0 | 0 | 0 | 0 | 0
F3_Commercial_Miscellaneous_New_Food Preparation_Natural Gas_Griddle_E8 | F3 | Commercial | Miscellaneous | New | Food Preparation | Natural Gas | Griddle | E8 | System - kBTUs of Consumption | 0 | 0 | 0 | 0 | 0 | 0 | 0 | 0 | 0 | 0 | 0 | 0 | 0 | 0 | 0 | 0 | 0 | 0 | 0 | 0 | 0 | 0 | 0 | 0 | 0 | 0 | 0 | 0 | 0 | 0 | 0 | 0 | 0
F3_Commercial_Miscellaneous_New_Food Preparation_Natural Gas_Griddle_E9 | F3 | Commercial | Miscellaneous | New | Food Preparation | Natural Gas | Griddle | E9 | System - kBTUs of Consumption | 0 | 0 | 0 | 0 | 0 | 0 | 0 | 0 | 0 | 0 | 0 | 0 | 0 | 0 | 0 | 0 | 0 | 0 | 0 | 0 | 0 | 0 | 0 | 0 | 0 | 0 | 0 | 0 | 0 | 0 | 0 | 0 | 0
F3_Commercial_Miscellaneous_New_Food Preparation_Natural Gas_Griddle_E10 | F3 | Commercial | Miscellaneous | New | Food Preparation | Natural Gas | Griddle | E10 | System - kBTUs of Consumption | 0 | 0 | 0 | 0 | 0 | 0 | 0 | 0 | 0 | 0 | 0 | 0 | 0 | 0 | 0 | 0 | 0 | 0 | 0 | 0 | 0 | 0 | 0 | 0 | 0 | 0 | 0 | 0 | 0 | 0 | 0 | 0 | 0
F4_Commercial_Miscellaneous_New_Food Preparation_Natural Gas_Griddle_E1 | F4 | Commercial | Miscellaneous | New | Food Preparation | Natural Gas | Griddle | E1 | Utility - Cost of Equipment | 0.04957 | 0.049633 | 0.049904 | 0 | 0 | 0 | 0 | 0 | 0 | 0 | 0 | 0 | 0 | 0 | 0 | 0 | 0 | 0 | 0 | 0 | 0 | 0 | 0 | 0 | 0 | 0 | 0 | 0 | 0 | 0 | 0 | 0 | 0
F4_Commercial_Miscellaneous_New_Food Preparation_Natural Gas_Griddle_E2 | F4 | Commercial | Miscellaneous | New | Food Preparation | Natural Gas | Griddle | E2 | Utility - Cost of Equipment | 0.042812 | 0.042866 | 0.0431 | 0.042882 | 0.042771 | 0.042941 | 0.04335 | 0.043683 | 0.044089 | 0.04448 | 0.044876 | 0.04525 | 0.045647 | 0.046059 | 0.046458 | 0.046866 | 0.047278 | 0.04772 | 0.048179 | 0.048653 | 0.049107 | 0.049564 | 0.049973 | 0.050383 | 0.050738 | 0.051045 | 0.051325 | 0.051566 | 0.051754 | 0.051909 | 0.051994 | 0.05205 | 0.05205
F4_Commercial_Miscellaneous_New_Food Preparation_Natural Gas_Griddle_E3 | F4 | Commercial | Miscellaneous | New | Food Preparation | Natural Gas | Griddle | E3 | Utility - Cost of Equipment | 0 | 0 | 0 | 0 | 0 | 0 | 0 | 0 | 0 | 0 | 0 | 0 | 0 | 0 | 0 | 0 | 0 | 0 | 0 | 0 | 0 | 0 | 0 | 0 | 0 | 0 | 0 | 0 | 0 | 0 | 0 | 0 | 0
F4_Commercial_Miscellaneous_New_Food Preparation_Natural Gas_Griddle_E4 | F4 | Commercial | Miscellaneous | New | Food Preparation | Natural Gas | Griddle | E4 | Utility - Cost of Equipment | 0 | 0 | 0 | 0 | 0 | 0 | 0 | 0 | 0 | 0 | 0 | 0 | 0 | 0 | 0 | 0 | 0 | 0 | 0 | 0 | 0 | 0 | 0 | 0 | 0 | 0 | 0 | 0 | 0 | 0 | 0 | 0 | 0
F4_Commercial_Miscellaneous_New_Food Preparation_Natural Gas_Griddle_E5 | F4 | Commercial | Miscellaneous | New | Food Preparation | Natural Gas | Griddle | E5 | Utility - Cost of Equipment | 0 | 0 | 0 | 0 | 0 | 0 | 0 | 0 | 0 | 0 | 0 | 0 | 0 | 0 | 0 | 0 | 0 | 0 | 0 | 0 | 0 | 0 | 0 | 0 | 0 | 0 | 0 | 0 | 0 | 0 | 0 | 0 | 0
F4_Commercial_Miscellaneous_New_Food Preparation_Natural Gas_Griddle_E6 | F4 | Commercial | Miscellaneous | New | Food Preparation | Natural Gas | Griddle | E6 | Utility - Cost of Equipment | 0 | 0 | 0 | 0 | 0 | 0 | 0 | 0 | 0 | 0 | 0 | 0 | 0 | 0 | 0 | 0 | 0 | 0 | 0 | 0 | 0 | 0 | 0 | 0 | 0 | 0 | 0 | 0 | 0 | 0 | 0 | 0 | 0
F4_Commercial_Miscellaneous_New_Food Preparation_Natural Gas_Griddle_E7 | F4 | Commercial | Miscellaneous | New | Food Preparation | Natural Gas | Griddle | E7 | Utility - Cost of Equipment | 0 | 0 | 0 | 0 | 0 | 0 | 0 | 0 | 0 | 0 | 0 | 0 | 0 | 0 | 0 | 0 | 0 | 0 | 0 | 0 | 0 | 0 | 0 | 0 | 0 | 0 | 0 | 0 | 0 | 0 | 0 | 0 | 0
F4_Commercial_Miscellaneous_New_Food Preparation_Natural Gas_Griddle_E8 | F4 | Commercial | Miscellaneous | New | Food Preparation | Natural Gas | Griddle | E8 | Utility - Cost of Equipment | 0 | 0 | 0 | 0 | 0 | 0 | 0 | 0 | 0 | 0 | 0 | 0 | 0 | 0 | 0 | 0 | 0 | 0 | 0 | 0 | 0 | 0 | 0 | 0 | 0 | 0 | 0 | 0 | 0 | 0 | 0 | 0 | 0
F4_Commercial_Miscellaneous_New_Food Preparation_Natural Gas_Griddle_E9 | F4 | Commercial | Miscellaneous | New | Food Preparation | Natural Gas | Griddle | E9 | Utility - Cost of Equipment | 0 | 0 | 0 | 0 | 0 | 0 | 0 | 0 | 0 | 0 | 0 | 0 | 0 | 0 | 0 | 0 | 0 | 0 | 0 | 0 | 0 | 0 | 0 | 0 | 0 | 0 | 0 | 0 | 0 | 0 | 0 | 0 | 0
F4_Commercial_Miscellaneous_New_Food Preparation_Natural Gas_Griddle_E10 | F4 | Commercial | Miscellaneous | New | Food Preparation | Natural Gas | Griddle | E10 | Utility - Cost of Equipment | 0 | 0 | 0 | 0 | 0 | 0 | 0 | 0 | 0 | 0 | 0 | 0 | 0 | 0 | 0 | 0 | 0 | 0 | 0 | 0 | 0 | 0 | 0 | 0 | 0 | 0 | 0 | 0 | 0 | 0 | 0 | 0 | 0
F5_Commercial_Miscellaneous_New_Food Preparation_Natural Gas_Griddle_E1 | F5 | Commercial | Miscellaneous | New | Food Preparation | Natural Gas | Griddle | E1 | Utility - Cost of Operation | 0.01213 | 0.01213 | 0.01213 | 0 | 0 | 0 | 0 | 0 | 0 | 0 | 0 | 0 | 0 | 0 | 0 | 0 | 0 | 0 | 0 | 0 | 0 | 0 | 0 | 0 | 0 | 0 | 0 | 0 | 0 | 0 | 0 | 0 | 0
F5_Commercial_Miscellaneous_New_Food Preparation_Natural Gas_Griddle_E2 | F5 | Commercial | Miscellaneous | New | Food Preparation | Natural Gas | Griddle | E2 | Utility - Cost of Operation | 0.012978 | 0.012978 | 0.012978 | 0.012978 | 0.012978 | 0.012978 | 0.012978 | 0.012978 | 0.012978 | 0.012978 | 0.012978 | 0.012978 | 0.012978 | 0.012978 | 0.012978 | 0.012978 | 0.012978 | 0.012978 | 0.012978 | 0.012978 | 0.012978 | 0.012978 | 0.012978 | 0.012978 | 0.012978 | 0.012978 | 0.012978 | 0.012978 | 0.012978 | 0.012978 | 0.012978 | 0.012978 | 0.012978
F5_Commercial_Miscellaneous_New_Food Preparation_Natural Gas_Griddle_E3 | F5 | Commercial | Miscellaneous | New | Food Preparation | Natural Gas | Griddle | E3 | Utility - Cost of Operation | 0 | 0 | 0 | 0 | 0 | 0 | 0 | 0 | 0 | 0 | 0 | 0 | 0 | 0 | 0 | 0 | 0 | 0 | 0 | 0 | 0 | 0 | 0 | 0 | 0 | 0 | 0 | 0 | 0 | 0 | 0 | 0 | 0
F5_Commercial_Miscellaneous_New_Food Preparation_Natural Gas_Griddle_E4 | F5 | Commercial | Miscellaneous | New | Food Preparation | Natural Gas | Griddle | E4 | Utility - Cost of Operation | 0 | 0 | 0 | 0 | 0 | 0 | 0 | 0 | 0 | 0 | 0 | 0 | 0 | 0 | 0 | 0 | 0 | 0 | 0 | 0 | 0 | 0 | 0 | 0 | 0 | 0 | 0 | 0 | 0 | 0 | 0 | 0 | 0
F5_Commercial_Miscellaneous_New_Food Preparation_Natural Gas_Griddle_E5 | F5 | Commercial | Miscellaneous | New | Food Preparation | Natural Gas | Griddle | E5 | Utility - Cost of Operation | 0 | 0 | 0 | 0 | 0 | 0 | 0 | 0 | 0 | 0 | 0 | 0 | 0 | 0 | 0 | 0 | 0 | 0 | 0 | 0 | 0 | 0 | 0 | 0 | 0 | 0 | 0 | 0 | 0 | 0 | 0 | 0 | 0
F5_Commercial_Miscellaneous_New_Food Preparation_Natural Gas_Griddle_E6 | F5 | Commercial | Miscellaneous | New | Food Preparation | Natural Gas | Griddle | E6 | Utility - Cost of Operation | 0 | 0 | 0 | 0 | 0 | 0 | 0 | 0 | 0 | 0 | 0 | 0 | 0 | 0 | 0 | 0 | 0 | 0 | 0 | 0 | 0 | 0 | 0 | 0 | 0 | 0 | 0 | 0 | 0 | 0 | 0 | 0 | 0
F5_Commercial_Miscellaneous_New_Food Preparation_Natural Gas_Griddle_E7 | F5 | Commercial | Miscellaneous | New | Food Preparation | Natural Gas | Griddle | E7 | Utility - Cost of Operation | 0 | 0 | 0 | 0 | 0 | 0 | 0 | 0 | 0 | 0 | 0 | 0 | 0 | 0 | 0 | 0 | 0 | 0 | 0 | 0 | 0 | 0 | 0 | 0 | 0 | 0 | 0 | 0 | 0 | 0 | 0 | 0 | 0
F5_Commercial_Miscellaneous_New_Food Preparation_Natural Gas_Griddle_E8 | F5 | Commercial | Miscellaneous | New | Food Preparation | Natural Gas | Griddle | E8 | Utility - Cost of Operation | 0 | 0 | 0 | 0 | 0 | 0 | 0 | 0 | 0 | 0 | 0 | 0 | 0 | 0 | 0 | 0 | 0 | 0 | 0 | 0 | 0 | 0 | 0 | 0 | 0 | 0 | 0 | 0 | 0 | 0 | 0 | 0 | 0
F5_Commercial_Miscellaneous_New_Food Preparation_Natural Gas_Griddle_E9 | F5 | Commercial | Miscellaneous | New | Food Preparation | Natural Gas | Griddle | E9 | Utility - Cost of Operation | 0 | 0 | 0 | 0 | 0 | 0 | 0 | 0 | 0 | 0 | 0 | 0 | 0 | 0 | 0 | 0 | 0 | 0 | 0 | 0 | 0 | 0 | 0 | 0 | 0 | 0 | 0 | 0 | 0 | 0 | 0 | 0 | 0
F5_Commercial_Miscellaneous_New_Food Preparation_Natural Gas_Griddle_E10 | F5 | Commercial | Miscellaneous | New | Food Preparation | Natural Gas | Griddle | E10 | Utility - Cost of Operation | 0 | 0 | 0 | 0 | 0 | 0 | 0 | 0 | 0 | 0 | 0 | 0 | 0 | 0 | 0 | 0 | 0 | 0 | 0 | 0 | 0 | 0 | 0 | 0 | 0 | 0 | 0 | 0 | 0 | 0 | 0 | 0 | 0
F6_Commercial_Miscellaneous_New_Food Preparation_Natural Gas_Griddle_E1 | F6 | Commercial | Miscellaneous | New | Food Preparation | Natural Gas | Griddle | E1 | Utility - Value of Sales | 0.026239 | 0.026356 | 0.026545 | 0 | 0 | 0 | 0 | 0 | 0 | 0 | 0 | 0 | 0 | 0 | 0 | 0 | 0 | 0 | 0 | 0 | 0 | 0 | 0 | 0 | 0 | 0 | 0 | 0 | 0 | 0 | 0 | 0 | 0
F6_Commercial_Miscellaneous_New_Food Preparation_Natural Gas_Griddle_E2 | F6 | Commercial | Miscellaneous | New | Food Preparation | Natural Gas | Griddle | E2 | Utility - Value of Sales | 0.022661 | 0.022763 | 0.022926 | 0.02289 | 0.02289 | 0.02289 | 0.02289 | 0.02289 | 0.02289 | 0.02289 | 0.02289 | 0.02289 | 0.02289 | 0.02289 | 0.02289 | 0.02289 | 0.02289 | 0.02289 | 0.02289 | 0.02289 | 0.02289 | 0.02289 | 0.02289 | 0.02289 | 0.02289 | 0.02289 | 0.02289 | 0.02289 | 0.02289 | 0.02289 | 0.02289 | 0.02289 | 0.02289
F6_Commercial_Miscellaneous_New_Food Preparation_Natural Gas_Griddle_E3 | F6 | Commercial | Miscellaneous | New | Food Preparation | Natural Gas | Griddle | E3 | Utility - Value of Sales | 0 | 0 | 0 | 0 | 0 | 0 | 0 | 0 | 0 | 0 | 0 | 0 | 0 | 0 | 0 | 0 | 0 | 0 | 0 | 0 | 0 | 0 | 0 | 0 | 0 | 0 | 0 | 0 | 0 | 0 | 0 | 0 | 0
F6_Commercial_Miscellaneous_New_Food Preparation_Natural Gas_Griddle_E4 | F6 | Commercial | Miscellaneous | New | Food Preparation | Natural Gas | Griddle | E4 | Utility - Value of Sales | 0 | 0 | 0 | 0 | 0 | 0 | 0 | 0 | 0 | 0 | 0 | 0 | 0 | 0 | 0 | 0 | 0 | 0 | 0 | 0 | 0 | 0 | 0 | 0 | 0 | 0 | 0 | 0 | 0 | 0 | 0 | 0 | 0
F6_Commercial_Miscellaneous_New_Food Preparation_Natural Gas_Griddle_E5 | F6 | Commercial | Miscellaneous | New | Food Preparation | Natural Gas | Griddle | E5 | Utility - Value of Sales | 0 | 0 | 0 | 0 | 0 | 0 | 0 | 0 | 0 | 0 | 0 | 0 | 0 | 0 | 0 | 0 | 0 | 0 | 0 | 0 | 0 | 0 | 0 | 0 | 0 | 0 | 0 | 0 | 0 | 0 | 0 | 0 | 0
F6_Commercial_Miscellaneous_New_Food Preparation_Natural Gas_Griddle_E6 | F6 | Commercial | Miscellaneous | New | Food Preparation | Natural Gas | Griddle | E6 | Utility - Value of Sales | 0 | 0 | 0 | 0 | 0 | 0 | 0 | 0 | 0 | 0 | 0 | 0 | 0 | 0 | 0 | 0 | 0 | 0 | 0 | 0 | 0 | 0 | 0 | 0 | 0 | 0 | 0 | 0 | 0 | 0 | 0 | 0 | 0
F6_Commercial_Miscellaneous_New_Food Preparation_Natural Gas_Griddle_E7 | F6 | Commercial | Miscellaneous | New | Food Preparation | Natural Gas | Griddle | E7 | Utility - Value of Sales | 0 | 0 | 0 | 0 | 0 | 0 | 0 | 0 | 0 | 0 | 0 | 0 | 0 | 0 | 0 | 0 | 0 | 0 | 0 | 0 | 0 | 0 | 0 | 0 | 0 | 0 | 0 | 0 | 0 | 0 | 0 | 0 | 0
F6_Commercial_Miscellaneous_New_Food Preparation_Natural Gas_Griddle_E8 | F6 | Commercial | Miscellaneous | New | Food Preparation | Natural Gas | Griddle | E8 | Utility - Value of Sales | 0 | 0 | 0 | 0 | 0 | 0 | 0 | 0 | 0 | 0 | 0 | 0 | 0 | 0 | 0 | 0 | 0 | 0 | 0 | 0 | 0 | 0 | 0 | 0 | 0 | 0 | 0 | 0 | 0 | 0 | 0 | 0 | 0
F6_Commercial_Miscellaneous_New_Food Preparation_Natural Gas_Griddle_E9 | F6 | Commercial | Miscellaneous | New | Food Preparation | Natural Gas | Griddle | E9 | Utility - Value of Sales | 0 | 0 | 0 | 0 | 0 | 0 | 0 | 0 | 0 | 0 | 0 | 0 | 0 | 0 | 0 | 0 | 0 | 0 | 0 | 0 | 0 | 0 | 0 | 0 | 0 | 0 | 0 | 0 | 0 | 0 | 0 | 0 | 0
F6_Commercial_Miscellaneous_New_Food Preparation_Natural Gas_Griddle_E10 | F6 | Commercial | Miscellaneous | New | Food Preparation | Natural Gas | Griddle | E10 | Utility - Value of Sales | 0 | 0 | 0 | 0 | 0 | 0 | 0 | 0 | 0 | 0 | 0 | 0 | 0 | 0 | 0 | 0 | 0 | 0 | 0 | 0 | 0 | 0 | 0 | 0 | 0 | 0 | 0 | 0 | 0 | 0 | 0 | 0 | 0
F1_Commercial_Miscellaneous_New_Food Preparation_Natural Gas_Range_E1 | F1 | Commercial | Miscellaneous | New | Food Preparation | Natural Gas | Range | E1 | RVT - Cost of Equipment | 0.048285 | 0.048277 | 0.04851 | 0.048153 | 0.047936 | 0.048094 | 0.048569 | 0.048944 | 0.049409 | 0.049849 | 0.050291 | 0.050697 | 0.051132 | 0.051587 | 0.052021 | 0.052463 | 0.052913 | 0.053401 | 0.053911 | 0.054447 | 0.054976 | 0.055528 | 0.056038 | 0.056565 | 0.057032 | 0.057435 | 0.057802 | 0.058119 | 0.058367 | 0.05857 | 0.058681 | 0.058755 | 0.058755
F1_Commercial_Miscellaneous_New_Food Preparation_Natural Gas_Range_E2 | F1 | Commercial | Miscellaneous | New | Food Preparation | Natural Gas | Range | E2 | RVT - Cost of Equipment | 0.036214 | 0.036208 | 0.036382 | 0.036114 | 0.035952 | 0.03607 | 0.036427 | 0.036708 | 0.037057 | 0.037387 | 0.037718 | 0.038023 | 0.038349 | 0.03869 | 0.039016 | 0.039347 | 0.039684 | 0.040051 | 0.040433 | 0.040836 | 0.041232 | 0.041646 | 0.042028 | 0.042424 | 0.042774 | 0.043076 | 0.043352 | 0.043589 | 0.043775 | 0.043928 | 0.044011 | 0.044066 | 0.044066
F1_Commercial_Miscellaneous_New_Food Preparation_Natural Gas_Range_E3 | F1 | Commercial | Miscellaneous | New | Food Preparation | Natural Gas | Range | E3 | RVT - Cost of Equipment | 0 | 0 | 0 | 0 | 0 | 0 | 0 | 0 | 0 | 0 | 0 | 0 | 0 | 0 | 0 | 0 | 0 | 0 | 0 | 0 | 0 | 0 | 0 | 0 | 0 | 0 | 0 | 0 | 0 | 0 | 0 | 0 | 0
F1_Commercial_Miscellaneous_New_Food Preparation_Natural Gas_Range_E4 | F1 | Commercial | Miscellaneous | New | Food Preparation | Natural Gas | Range | E4 | RVT - Cost of Equipment | 0 | 0 | 0 | 0 | 0 | 0 | 0 | 0 | 0 | 0 | 0 | 0 | 0 | 0 | 0 | 0 | 0 | 0 | 0 | 0 | 0 | 0 | 0 | 0 | 0 | 0 | 0 | 0 | 0 | 0 | 0 | 0 | 0
F1_Commercial_Miscellaneous_New_Food Preparation_Natural Gas_Range_E5 | F1 | Commercial | Miscellaneous | New | Food Preparation | Natural Gas | Range | E5 | RVT - Cost of Equipment | 0 | 0 | 0 | 0 | 0 | 0 | 0 | 0 | 0 | 0 | 0 | 0 | 0 | 0 | 0 | 0 | 0 | 0 | 0 | 0 | 0 | 0 | 0 | 0 | 0 | 0 | 0 | 0 | 0 | 0 | 0 | 0 | 0
F1_Commercial_Miscellaneous_New_Food Preparation_Natural Gas_Range_E6 | F1 | Commercial | Miscellaneous | New | Food Preparation | Natural Gas | Range | E6 | RVT - Cost of Equipment | 0 | 0 | 0 | 0 | 0 | 0 | 0 | 0 | 0 | 0 | 0 | 0 | 0 | 0 | 0 | 0 | 0 | 0 | 0 | 0 | 0 | 0 | 0 | 0 | 0 | 0 | 0 | 0 | 0 | 0 | 0 | 0 | 0
F1_Commercial_Miscellaneous_New_Food Preparation_Natural Gas_Range_E7 | F1 | Commercial | Miscellaneous | New | Food Preparation | Natural Gas | Range | E7 | RVT - Cost of Equipment | 0 | 0 | 0 | 0 | 0 | 0 | 0 | 0 | 0 | 0 | 0 | 0 | 0 | 0 | 0 | 0 | 0 | 0 | 0 | 0 | 0 | 0 | 0 | 0 | 0 | 0 | 0 | 0 | 0 | 0 | 0 | 0 | 0
F1_Commercial_Miscellaneous_New_Food Preparation_Natural Gas_Range_E8 | F1 | Commercial | Miscellaneous | New | Food Preparation | Natural Gas | Range | E8 | RVT - Cost of Equipment | 0 | 0 | 0 | 0 | 0 | 0 | 0 | 0 | 0 | 0 | 0 | 0 | 0 | 0 | 0 | 0 | 0 | 0 | 0 | 0 | 0 | 0 | 0 | 0 | 0 | 0 | 0 | 0 | 0 | 0 | 0 | 0 | 0
F1_Commercial_Miscellaneous_New_Food Preparation_Natural Gas_Range_E9 | F1 | Commercial | Miscellaneous | New | Food Preparation | Natural Gas | Range | E9 | RVT - Cost of Equipment | 0 | 0 | 0 | 0 | 0 | 0 | 0 | 0 | 0 | 0 | 0 | 0 | 0 | 0 | 0 | 0 | 0 | 0 | 0 | 0 | 0 | 0 | 0 | 0 | 0 | 0 | 0 | 0 | 0 | 0 | 0 | 0 | 0
F1_Commercial_Miscellaneous_New_Food Preparation_Natural Gas_Range_E10 | F1 | Commercial | Miscellaneous | New | Food Preparation | Natural Gas | Range | E10 | RVT - Cost of Equipment | 0 | 0 | 0 | 0 | 0 | 0 | 0 | 0 | 0 | 0 | 0 | 0 | 0 | 0 | 0 | 0 | 0 | 0 | 0 | 0 | 0 | 0 | 0 | 0 | 0 | 0 | 0 | 0 | 0 | 0 | 0 | 0 | 0
F2_Commercial_Miscellaneous_New_Food Preparation_Natural Gas_Range_E1 | F2 | Commercial | Miscellaneous | New | Food Preparation | Natural Gas | Range | E1 | RVT - Cost of Operation | 0.057849 | 0.057839 | 0.058118 | 0.05769 | 0.05743 | 0.057619 | 0.058188 | 0.058638 | 0.059196 | 0.059722 | 0.060252 | 0.060738 | 0.061259 | 0.061804 | 0.062325 | 0.062854 | 0.063393 | 0.063978 | 0.064589 | 0.065232 | 0.065865 | 0.066527 | 0.067137 | 0.067769 | 0.068328 | 0.068811 | 0.069251 | 0.06963 | 0.069927 | 0.070171 | 0.070303 | 0.070392 | 0.070392
F2_Commercial_Miscellaneous_New_Food Preparation_Natural Gas_Range_E2 | F2 | Commercial | Miscellaneous | New | Food Preparation | Natural Gas | Range | E2 | RVT - Cost of Operation | 0.043386 | 0.04338 | 0.043588 | 0.043267 | 0.043072 | 0.043214 | 0.043641 | 0.043978 | 0.044397 | 0.044792 | 0.045189 | 0.045554 | 0.045944 | 0.046353 | 0.046743 | 0.047141 | 0.047545 | 0.047983 | 0.048441 | 0.048924 | 0.049399 | 0.049895 | 0.050353 | 0.050827 | 0.051246 | 0.051608 | 0.051938 | 0.052223 | 0.052445 | 0.052628 | 0.052728 | 0.052794 | 0.052794
F2_Commercial_Miscellaneous_New_Food Preparation_Natural Gas_Range_E3 | F2 | Commercial | Miscellaneous | New | Food Preparation | Natural Gas | Range | E3 | RVT - Cost of Operation | 0 | 0 | 0 | 0 | 0 | 0 | 0 | 0 | 0 | 0 | 0 | 0 | 0 | 0 | 0 | 0 | 0 | 0 | 0 | 0 | 0 | 0 | 0 | 0 | 0 | 0 | 0 | 0 | 0 | 0 | 0 | 0 | 0
F2_Commercial_Miscellaneous_New_Food Preparation_Natural Gas_Range_E4 | F2 | Commercial | Miscellaneous | New | Food Preparation | Natural Gas | Range | E4 | RVT - Cost of Operation | 0 | 0 | 0 | 0 | 0 | 0 | 0 | 0 | 0 | 0 | 0 | 0 | 0 | 0 | 0 | 0 | 0 | 0 | 0 | 0 | 0 | 0 | 0 | 0 | 0 | 0 | 0 | 0 | 0 | 0 | 0 | 0 | 0
F2_Commercial_Miscellaneous_New_Food Preparation_Natural Gas_Range_E5 | F2 | Commercial | Miscellaneous | New | Food Preparation | Natural Gas | Range | E5 | RVT - Cost of Operation | 0 | 0 | 0 | 0 | 0 | 0 | 0 | 0 | 0 | 0 | 0 | 0 | 0 | 0 | 0 | 0 | 0 | 0 | 0 | 0 | 0 | 0 | 0 | 0 | 0 | 0 | 0 | 0 | 0 | 0 | 0 | 0 | 0
F2_Commercial_Miscellaneous_New_Food Preparation_Natural Gas_Range_E6 | F2 | Commercial | Miscellaneous | New | Food Preparation | Natural Gas | Range | E6 | RVT - Cost of Operation | 0 | 0 | 0 | 0 | 0 | 0 | 0 | 0 | 0 | 0 | 0 | 0 | 0 | 0 | 0 | 0 | 0 | 0 | 0 | 0 | 0 | 0 | 0 | 0 | 0 | 0 | 0 | 0 | 0 | 0 | 0 | 0 | 0
F2_Commercial_Miscellaneous_New_Food Preparation_Natural Gas_Range_E7 | F2 | Commercial | Miscellaneous | New | Food Preparation | Natural Gas | Range | E7 | RVT - Cost of Operation | 0 | 0 | 0 | 0 | 0 | 0 | 0 | 0 | 0 | 0 | 0 | 0 | 0 | 0 | 0 | 0 | 0 | 0 | 0 | 0 | 0 | 0 | 0 | 0 | 0 | 0 | 0 | 0 | 0 | 0 | 0 | 0 | 0
F2_Commercial_Miscellaneous_New_Food Preparation_Natural Gas_Range_E8 | F2 | Commercial | Miscellaneous | New | Food Preparation | Natural Gas | Range | E8 | RVT - Cost of Operation | 0 | 0 | 0 | 0 | 0 | 0 | 0 | 0 | 0 | 0 | 0 | 0 | 0 | 0 | 0 | 0 | 0 | 0 | 0 | 0 | 0 | 0 | 0 | 0 | 0 | 0 | 0 | 0 | 0 | 0 | 0 | 0 | 0
F2_Commercial_Miscellaneous_New_Food Preparation_Natural Gas_Range_E9 | F2 | Commercial | Miscellaneous | New | Food Preparation | Natural Gas | Range | E9 | RVT - Cost of Operation | 0 | 0 | 0 | 0 | 0 | 0 | 0 | 0 | 0 | 0 | 0 | 0 | 0 | 0 | 0 | 0 | 0 | 0 | 0 | 0 | 0 | 0 | 0 | 0 | 0 | 0 | 0 | 0 | 0 | 0 | 0 | 0 | 0
F2_Commercial_Miscellaneous_New_Food Preparation_Natural Gas_Range_E10 | F2 | Commercial | Miscellaneous | New | Food Preparation | Natural Gas | Range | E10 | RVT - Cost of Operation | 0 | 0 | 0 | 0 | 0 | 0 | 0 | 0 | 0 | 0 | 0 | 0 | 0 | 0 | 0 | 0 | 0 | 0 | 0 | 0 | 0 | 0 | 0 | 0 | 0 | 0 | 0 | 0 | 0 | 0 | 0 | 0 | 0
F3_Commercial_Miscellaneous_New_Food Preparation_Natural Gas_Range_E1 | F3 | Commercial | Miscellaneous | New | Food Preparation | Natural Gas | Range | E1 | System - kBTUs of Consumption | 0.023143 | 0.023143 | 0.023143 | 0.023143 | 0.023143 | 0.023143 | 0.023143 | 0.023143 | 0.023143 | 0.023143 | 0.023143 | 0.023143 | 0.023143 | 0.023143 | 0.023143 | 0.023143 | 0.023143 | 0.023143 | 0.023143 | 0.023143 | 0.023143 | 0.023143 | 0.023143 | 0.023143 | 0.023143 | 0.023143 | 0.023143 | 0.023143 | 0.023143 | 0.023143 | 0.023143 | 0.023143 | 0.023143
F3_Commercial_Miscellaneous_New_Food Preparation_Natural Gas_Range_E2 | F3 | Commercial | Miscellaneous | New | Food Preparation | Natural Gas | Range | E2 | System - kBTUs of Consumption | 0.023146 | 0.023146 | 0.023146 | 0.023146 | 0.023146 | 0.023146 | 0.023146 | 0.023146 | 0.023146 | 0.023146 | 0.023146 | 0.023146 | 0.023146 | 0.023146 | 0.023146 | 0.023146 | 0.023146 | 0.023146 | 0.023146 | 0.023146 | 0.023146 | 0.023146 | 0.023146 | 0.023146 | 0.023146 | 0.023146 | 0.023146 | 0.023146 | 0.023146 | 0.023146 | 0.023146 | 0.023146 | 0.023146
F3_Commercial_Miscellaneous_New_Food Preparation_Natural Gas_Range_E3 | F3 | Commercial | Miscellaneous | New | Food Preparation | Natural Gas | Range | E3 | System - kBTUs of Consumption | 0 | 0 | 0 | 0 | 0 | 0 | 0 | 0 | 0 | 0 | 0 | 0 | 0 | 0 | 0 | 0 | 0 | 0 | 0 | 0 | 0 | 0 | 0 | 0 | 0 | 0 | 0 | 0 | 0 | 0 | 0 | 0 | 0
F3_Commercial_Miscellaneous_New_Food Preparation_Natural Gas_Range_E4 | F3 | Commercial | Miscellaneous | New | Food Preparation | Natural Gas | Range | E4 | System - kBTUs of Consumption | 0 | 0 | 0 | 0 | 0 | 0 | 0 | 0 | 0 | 0 | 0 | 0 | 0 | 0 | 0 | 0 | 0 | 0 | 0 | 0 | 0 | 0 | 0 | 0 | 0 | 0 | 0 | 0 | 0 | 0 | 0 | 0 | 0
F3_Commercial_Miscellaneous_New_Food Preparation_Natural Gas_Range_E5 | F3 | Commercial | Miscellaneous | New | Food Preparation | Natural Gas | Range | E5 | System - kBTUs of Consumption | 0 | 0 | 0 | 0 | 0 | 0 | 0 | 0 | 0 | 0 | 0 | 0 | 0 | 0 | 0 | 0 | 0 | 0 | 0 | 0 | 0 | 0 | 0 | 0 | 0 | 0 | 0 | 0 | 0 | 0 | 0 | 0 | 0
F3_Commercial_Miscellaneous_New_Food Preparation_Natural Gas_Range_E6 | F3 | Commercial | Miscellaneous | New | Food Preparation | Natural Gas | Range | E6 | System - kBTUs of Consumption | 0 | 0 | 0 | 0 | 0 | 0 | 0 | 0 | 0 | 0 | 0 | 0 | 0 | 0 | 0 | 0 | 0 | 0 | 0 | 0 | 0 | 0 | 0 | 0 | 0 | 0 | 0 | 0 | 0 | 0 | 0 | 0 | 0
F3_Commercial_Miscellaneous_New_Food Preparation_Natural Gas_Range_E7 | F3 | Commercial | Miscellaneous | New | Food Preparation | Natural Gas | Range | E7 | System - kBTUs of Consumption | 0 | 0 | 0 | 0 | 0 | 0 | 0 | 0 | 0 | 0 | 0 | 0 | 0 | 0 | 0 | 0 | 0 | 0 | 0 | 0 | 0 | 0 | 0 | 0 | 0 | 0 | 0 | 0 | 0 | 0 | 0 | 0 | 0
F3_Commercial_Miscellaneous_New_Food Preparation_Natural Gas_Range_E8 | F3 | Commercial | Miscellaneous | New | Food Preparation | Natural Gas | Range | E8 | System - kBTUs of Consumption | 0 | 0 | 0 | 0 | 0 | 0 | 0 | 0 | 0 | 0 | 0 | 0 | 0 | 0 | 0 | 0 | 0 | 0 | 0 | 0 | 0 | 0 | 0 | 0 | 0 | 0 | 0 | 0 | 0 | 0 | 0 | 0 | 0
F3_Commercial_Miscellaneous_New_Food Preparation_Natural Gas_Range_E9 | F3 | Commercial | Miscellaneous | New | Food Preparation | Natural Gas | Range | E9 | System - kBTUs of Consumption | 0 | 0 | 0 | 0 | 0 | 0 | 0 | 0 | 0 | 0 | 0 | 0 | 0 | 0 | 0 | 0 | 0 | 0 | 0 | 0 | 0 | 0 | 0 | 0 | 0 | 0 | 0 | 0 | 0 | 0 | 0 | 0 | 0
F3_Commercial_Miscellaneous_New_Food Preparation_Natural Gas_Range_E10 | F3 | Commercial | Miscellaneous | New | Food Preparation | Natural Gas | Range | E10 | System - kBTUs of Consumption | 0 | 0 | 0 | 0 | 0 | 0 | 0 | 0 | 0 | 0 | 0 | 0 | 0 | 0 | 0 | 0 | 0 | 0 | 0 | 0 | 0 | 0 | 0 | 0 | 0 | 0 | 0 | 0 | 0 | 0 | 0 | 0 | 0
F4_Commercial_Miscellaneous_New_Food Preparation_Natural Gas_Range_E1 | F4 | Commercial | Miscellaneous | New | Food Preparation | Natural Gas | Range | E1 | Utility - Cost of Equipment | 0.057849 | 0.057839 | 0.058118 | 0.05769 | 0.05743 | 0.057619 | 0.058188 | 0.058638 | 0.059196 | 0.059722 | 0.060252 | 0.060738 | 0.061259 | 0.061804 | 0.062325 | 0.062854 | 0.063393 | 0.063978 | 0.064589 | 0.065232 | 0.065865 | 0.066527 | 0.067137 | 0.067769 | 0.068328 | 0.068811 | 0.069251 | 0.06963 | 0.069927 | 0.070171 | 0.070303 | 0.070392 | 0.070392
F4_Commercial_Miscellaneous_New_Food Preparation_Natural Gas_Range_E2 | F4 | Commercial | Miscellaneous | New | Food Preparation | Natural Gas | Range | E2 | Utility - Cost of Equipment | 0.043386 | 0.04338 | 0.043588 | 0.043267 | 0.043072 | 0.043214 | 0.043641 | 0.043978 | 0.044397 | 0.044792 | 0.045189 | 0.045554 | 0.045944 | 0.046353 | 0.046743 | 0.047141 | 0.047545 | 0.047983 | 0.048441 | 0.048924 | 0.049399 | 0.049895 | 0.050353 | 0.050827 | 0.051246 | 0.051608 | 0.051938 | 0.052223 | 0.052445 | 0.052628 | 0.052728 | 0.052794 | 0.052794
F4_Commercial_Miscellaneous_New_Food Preparation_Natural Gas_Range_E3 | F4 | Commercial | Miscellaneous | New | Food Preparation | Natural Gas | Range | E3 | Utility - Cost of Equipment | 0 | 0 | 0 | 0 | 0 | 0 | 0 | 0 | 0 | 0 | 0 | 0 | 0 | 0 | 0 | 0 | 0 | 0 | 0 | 0 | 0 | 0 | 0 | 0 | 0 | 0 | 0 | 0 | 0 | 0 | 0 | 0 | 0
F4_Commercial_Miscellaneous_New_Food Preparation_Natural Gas_Range_E4 | F4 | Commercial | Miscellaneous | New | Food Preparation | Natural Gas | Range | E4 | Utility - Cost of Equipment | 0 | 0 | 0 | 0 | 0 | 0 | 0 | 0 | 0 | 0 | 0 | 0 | 0 | 0 | 0 | 0 | 0 | 0 | 0 | 0 | 0 | 0 | 0 | 0 | 0 | 0 | 0 | 0 | 0 | 0 | 0 | 0 | 0
F4_Commercial_Miscellaneous_New_Food Preparation_Natural Gas_Range_E5 | F4 | Commercial | Miscellaneous | New | Food Preparation | Natural Gas | Range | E5 | Utility - Cost of Equipment | 0 | 0 | 0 | 0 | 0 | 0 | 0 | 0 | 0 | 0 | 0 | 0 | 0 | 0 | 0 | 0 | 0 | 0 | 0 | 0 | 0 | 0 | 0 | 0 | 0 | 0 | 0 | 0 | 0 | 0 | 0 | 0 | 0
F4_Commercial_Miscellaneous_New_Food Preparation_Natural Gas_Range_E6 | F4 | Commercial | Miscellaneous | New | Food Preparation | Natural Gas | Range | E6 | Utility - Cost of Equipment | 0 | 0 | 0 | 0 | 0 | 0 | 0 | 0 | 0 | 0 | 0 | 0 | 0 | 0 | 0 | 0 | 0 | 0 | 0 | 0 | 0 | 0 | 0 | 0 | 0 | 0 | 0 | 0 | 0 | 0 | 0 | 0 | 0
F4_Commercial_Miscellaneous_New_Food Preparation_Natural Gas_Range_E7 | F4 | Commercial | Miscellaneous | New | Food Preparation | Natural Gas | Range | E7 | Utility - Cost of Equipment | 0 | 0 | 0 | 0 | 0 | 0 | 0 | 0 | 0 | 0 | 0 | 0 | 0 | 0 | 0 | 0 | 0 | 0 | 0 | 0 | 0 | 0 | 0 | 0 | 0 | 0 | 0 | 0 | 0 | 0 | 0 | 0 | 0
F4_Commercial_Miscellaneous_New_Food Preparation_Natural Gas_Range_E8 | F4 | Commercial | Miscellaneous | New | Food Preparation | Natural Gas | Range | E8 | Utility - Cost of Equipment | 0 | 0 | 0 | 0 | 0 | 0 | 0 | 0 | 0 | 0 | 0 | 0 | 0 | 0 | 0 | 0 | 0 | 0 | 0 | 0 | 0 | 0 | 0 | 0 | 0 | 0 | 0 | 0 | 0 | 0 | 0 | 0 | 0
F4_Commercial_Miscellaneous_New_Food Preparation_Natural Gas_Range_E9 | F4 | Commercial | Miscellaneous | New | Food Preparation | Natural Gas | Range | E9 | Utility - Cost of Equipment | 0 | 0 | 0 | 0 | 0 | 0 | 0 | 0 | 0 | 0 | 0 | 0 | 0 | 0 | 0 | 0 | 0 | 0 | 0 | 0 | 0 | 0 | 0 | 0 | 0 | 0 | 0 | 0 | 0 | 0 | 0 | 0 | 0
F4_Commercial_Miscellaneous_New_Food Preparation_Natural Gas_Range_E10 | F4 | Commercial | Miscellaneous | New | Food Preparation | Natural Gas | Range | E10 | Utility - Cost of Equipment | 0 | 0 | 0 | 0 | 0 | 0 | 0 | 0 | 0 | 0 | 0 | 0 | 0 | 0 | 0 | 0 | 0 | 0 | 0 | 0 | 0 | 0 | 0 | 0 | 0 | 0 | 0 | 0 | 0 | 0 | 0 | 0 | 0
F5_Commercial_Miscellaneous_New_Food Preparation_Natural Gas_Range_E1 | F5 | Commercial | Miscellaneous | New | Food Preparation | Natural Gas | Range | E1 | Utility - Cost of Operation | 0.023143 | 0.023143 | 0.023143 | 0.023143 | 0.023143 | 0.023143 | 0.023143 | 0.023143 | 0.023143 | 0.023143 | 0.023143 | 0.023143 | 0.023143 | 0.023143 | 0.023143 | 0.023143 | 0.023143 | 0.023143 | 0.023143 | 0.023143 | 0.023143 | 0.023143 | 0.023143 | 0.023143 | 0.023143 | 0.023143 | 0.023143 | 0.023143 | 0.023143 | 0.023143 | 0.023143 | 0.023143 | 0.023143
F5_Commercial_Miscellaneous_New_Food Preparation_Natural Gas_Range_E2 | F5 | Commercial | Miscellaneous | New | Food Preparation | Natural Gas | Range | E2 | Utility - Cost of Operation | 0.023146 | 0.023146 | 0.023146 | 0.023146 | 0.023146 | 0.023146 | 0.023146 | 0.023146 | 0.023146 | 0.023146 | 0.023146 | 0.023146 | 0.023146 | 0.023146 | 0.023146 | 0.023146 | 0.023146 | 0.023146 | 0.023146 | 0.023146 | 0.023146 | 0.023146 | 0.023146 | 0.023146 | 0.023146 | 0.023146 | 0.023146 | 0.023146 | 0.023146 | 0.023146 | 0.023146 | 0.023146 | 0.023146
F5_Commercial_Miscellaneous_New_Food Preparation_Natural Gas_Range_E3 | F5 | Commercial | Miscellaneous | New | Food Preparation | Natural Gas | Range | E3 | Utility - Cost of Operation | 0 | 0 | 0 | 0 | 0 | 0 | 0 | 0 | 0 | 0 | 0 | 0 | 0 | 0 | 0 | 0 | 0 | 0 | 0 | 0 | 0 | 0 | 0 | 0 | 0 | 0 | 0 | 0 | 0 | 0 | 0 | 0 | 0
F5_Commercial_Miscellaneous_New_Food Preparation_Natural Gas_Range_E4 | F5 | Commercial | Miscellaneous | New | Food Preparation | Natural Gas | Range | E4 | Utility - Cost of Operation | 0 | 0 | 0 | 0 | 0 | 0 | 0 | 0 | 0 | 0 | 0 | 0 | 0 | 0 | 0 | 0 | 0 | 0 | 0 | 0 | 0 | 0 | 0 | 0 | 0 | 0 | 0 | 0 | 0 | 0 | 0 | 0 | 0
F5_Commercial_Miscellaneous_New_Food Preparation_Natural Gas_Range_E5 | F5 | Commercial | Miscellaneous | New | Food Preparation | Natural Gas | Range | E5 | Utility - Cost of Operation | 0 | 0 | 0 | 0 | 0 | 0 | 0 | 0 | 0 | 0 | 0 | 0 | 0 | 0 | 0 | 0 | 0 | 0 | 0 | 0 | 0 | 0 | 0 | 0 | 0 | 0 | 0 | 0 | 0 | 0 | 0 | 0 | 0
F5_Commercial_Miscellaneous_New_Food Preparation_Natural Gas_Range_E6 | F5 | Commercial | Miscellaneous | New | Food Preparation | Natural Gas | Range | E6 | Utility - Cost of Operation | 0 | 0 | 0 | 0 | 0 | 0 | 0 | 0 | 0 | 0 | 0 | 0 | 0 | 0 | 0 | 0 | 0 | 0 | 0 | 0 | 0 | 0 | 0 | 0 | 0 | 0 | 0 | 0 | 0 | 0 | 0 | 0 | 0
F5_Commercial_Miscellaneous_New_Food Preparation_Natural Gas_Range_E7 | F5 | Commercial | Miscellaneous | New | Food Preparation | Natural Gas | Range | E7 | Utility - Cost of Operation | 0 | 0 | 0 | 0 | 0 | 0 | 0 | 0 | 0 | 0 | 0 | 0 | 0 | 0 | 0 | 0 | 0 | 0 | 0 | 0 | 0 | 0 | 0 | 0 | 0 | 0 | 0 | 0 | 0 | 0 | 0 | 0 | 0
F5_Commercial_Miscellaneous_New_Food Preparation_Natural Gas_Range_E8 | F5 | Commercial | Miscellaneous | New | Food Preparation | Natural Gas | Range | E8 | Utility - Cost of Operation | 0 | 0 | 0 | 0 | 0 | 0 | 0 | 0 | 0 | 0 | 0 | 0 | 0 | 0 | 0 | 0 | 0 | 0 | 0 | 0 | 0 | 0 | 0 | 0 | 0 | 0 | 0 | 0 | 0 | 0 | 0 | 0 | 0
F5_Commercial_Miscellaneous_New_Food Preparation_Natural Gas_Range_E9 | F5 | Commercial | Miscellaneous | New | Food Preparation | Natural Gas | Range | E9 | Utility - Cost of Operation | 0 | 0 | 0 | 0 | 0 | 0 | 0 | 0 | 0 | 0 | 0 | 0 | 0 | 0 | 0 | 0 | 0 | 0 | 0 | 0 | 0 | 0 | 0 | 0 | 0 | 0 | 0 | 0 | 0 | 0 | 0 | 0 | 0
F5_Commercial_Miscellaneous_New_Food Preparation_Natural Gas_Range_E10 | F5 | Commercial | Miscellaneous | New | Food Preparation | Natural Gas | Range | E10 | Utility - Cost of Operation | 0 | 0 | 0 | 0 | 0 | 0 | 0 | 0 | 0 | 0 | 0 | 0 | 0 | 0 | 0 | 0 | 0 | 0 | 0 | 0 | 0 | 0 | 0 | 0 | 0 | 0 | 0 | 0 | 0 | 0 | 0 | 0 | 0
F6_Commercial_Miscellaneous_New_Food Preparation_Natural Gas_Range_E1 | F6 | Commercial | Miscellaneous | New | Food Preparation | Natural Gas | Range | E1 | Utility - Value of Sales | 0.030602 | 0.030767 | 0.031032 | 0.030974 | 0.030974 | 0.030974 | 0.030974 | 0.030974 | 0.030974 | 0.030974 | 0.030974 | 0.030974 | 0.030974 | 0.030974 | 0.030974 | 0.030974 | 0.030974 | 0.030974 | 0.030974 | 0.030974 | 0.030974 | 0.030974 | 0.030974 | 0.030974 | 0.030974 | 0.030974 | 0.030974 | 0.030974 | 0.030974 | 0.030974 | 0.030974 | 0.030974 | 0.030974
F6_Commercial_Miscellaneous_New_Food Preparation_Natural Gas_Range_E2 | F6 | Commercial | Miscellaneous | New | Food Preparation | Natural Gas | Range | E2 | Utility - Value of Sales | 0.022952 | 0.023075 | 0.023274 | 0.02323 | 0.02323 | 0.02323 | 0.02323 | 0.02323 | 0.02323 | 0.02323 | 0.02323 | 0.02323 | 0.02323 | 0.02323 | 0.02323 | 0.02323 | 0.02323 | 0.02323 | 0.02323 | 0.02323 | 0.02323 | 0.02323 | 0.02323 | 0.02323 | 0.02323 | 0.02323 | 0.02323 | 0.02323 | 0.02323 | 0.02323 | 0.02323 | 0.02323 | 0.02323
F6_Commercial_Miscellaneous_New_Food Preparation_Natural Gas_Range_E3 | F6 | Commercial | Miscellaneous | New | Food Preparation | Natural Gas | Range | E3 | Utility - Value of Sales | 0 | 0 | 0 | 0 | 0 | 0 | 0 | 0 | 0 | 0 | 0 | 0 | 0 | 0 | 0 | 0 | 0 | 0 | 0 | 0 | 0 | 0 | 0 | 0 | 0 | 0 | 0 | 0 | 0 | 0 | 0 | 0 | 0
F6_Commercial_Miscellaneous_New_Food Preparation_Natural Gas_Range_E4 | F6 | Commercial | Miscellaneous | New | Food Preparation | Natural Gas | Range | E4 | Utility - Value of Sales | 0 | 0 | 0 | 0 | 0 | 0 | 0 | 0 | 0 | 0 | 0 | 0 | 0 | 0 | 0 | 0 | 0 | 0 | 0 | 0 | 0 | 0 | 0 | 0 | 0 | 0 | 0 | 0 | 0 | 0 | 0 | 0 | 0
F6_Commercial_Miscellaneous_New_Food Preparation_Natural Gas_Range_E5 | F6 | Commercial | Miscellaneous | New | Food Preparation | Natural Gas | Range | E5 | Utility - Value of Sales | 0 | 0 | 0 | 0 | 0 | 0 | 0 | 0 | 0 | 0 | 0 | 0 | 0 | 0 | 0 | 0 | 0 | 0 | 0 | 0 | 0 | 0 | 0 | 0 | 0 | 0 | 0 | 0 | 0 | 0 | 0 | 0 | 0
F6_Commercial_Miscellaneous_New_Food Preparation_Natural Gas_Range_E6 | F6 | Commercial | Miscellaneous | New | Food Preparation | Natural Gas | Range | E6 | Utility - Value of Sales | 0 | 0 | 0 | 0 | 0 | 0 | 0 | 0 | 0 | 0 | 0 | 0 | 0 | 0 | 0 | 0 | 0 | 0 | 0 | 0 | 0 | 0 | 0 | 0 | 0 | 0 | 0 | 0 | 0 | 0 | 0 | 0 | 0
F6_Commercial_Miscellaneous_New_Food Preparation_Natural Gas_Range_E7 | F6 | Commercial | Miscellaneous | New | Food Preparation | Natural Gas | Range | E7 | Utility - Value of Sales | 0 | 0 | 0 | 0 | 0 | 0 | 0 | 0 | 0 | 0 | 0 | 0 | 0 | 0 | 0 | 0 | 0 | 0 | 0 | 0 | 0 | 0 | 0 | 0 | 0 | 0 | 0 | 0 | 0 | 0 | 0 | 0 | 0
F6_Commercial_Miscellaneous_New_Food Preparation_Natural Gas_Range_E8 | F6 | Commercial | Miscellaneous | New | Food Preparation | Natural Gas | Range | E8 | Utility - Value of Sales | 0 | 0 | 0 | 0 | 0 | 0 | 0 | 0 | 0 | 0 | 0 | 0 | 0 | 0 | 0 | 0 | 0 | 0 | 0 | 0 | 0 | 0 | 0 | 0 | 0 | 0 | 0 | 0 | 0 | 0 | 0 | 0 | 0
F6_Commercial_Miscellaneous_New_Food Preparation_Natural Gas_Range_E9 | F6 | Commercial | Miscellaneous | New | Food Preparation | Natural Gas | Range | E9 | Utility - Value of Sales | 0 | 0 | 0 | 0 | 0 | 0 | 0 | 0 | 0 | 0 | 0 | 0 | 0 | 0 | 0 | 0 | 0 | 0 | 0 | 0 | 0 | 0 | 0 | 0 | 0 | 0 | 0 | 0 | 0 | 0 | 0 | 0 | 0
F6_Commercial_Miscellaneous_New_Food Preparation_Natural Gas_Range_E10 | F6 | Commercial | Miscellaneous | New | Food Preparation | Natural Gas | Range | E10 | Utility - Value of Sales | 0 | 0 | 0 | 0 | 0 | 0 | 0 | 0 | 0 | 0 | 0 | 0 | 0 | 0 | 0 | 0 | 0 | 0 | 0 | 0 | 0 | 0 | 0 | 0 | 0 | 0 | 0 | 0 | 0 | 0 | 0 | 0 | 0
F1_Commercial_Miscellaneous_New_Food Preparation_Natural Gas_Steamer_E1 | F1 | Commercial | Miscellaneous | New | Food Preparation | Natural Gas | Steamer | E1 | RVT - Cost of Equipment | 0.11349 | 0.11363 | 0.11424 | 0 | 0 | 0 | 0 | 0 | 0 | 0 | 0 | 0 | 0 | 0 | 0 | 0 | 0 | 0 | 0 | 0 | 0 | 0 | 0 | 0 | 0 | 0 | 0 | 0 | 0 | 0 | 0 | 0 | 0
F1_Commercial_Miscellaneous_New_Food Preparation_Natural Gas_Steamer_E2 | F1 | Commercial | Miscellaneous | New | Food Preparation | Natural Gas | Steamer | E2 | RVT - Cost of Equipment | 0.023673 | 0.023701 | 0.023829 | 0.023705 | 0.02364 | 0.023733 | 0.02396 | 0.024147 | 0.024373 | 0.024592 | 0.024812 | 0.025019 | 0.025239 | 0.025467 | 0.025688 | 0.025913 | 0.02614 | 0.026383 | 0.02663 | 0.026883 | 0.027125 | 0.027369 | 0.027589 | 0.027814 | 0.028012 | 0.028182 | 0.028337 | 0.028471 | 0.028576 | 0.028662 | 0.028708 | 0.02874 | 0.02874
F1_Commercial_Miscellaneous_New_Food Preparation_Natural Gas_Steamer_E3 | F1 | Commercial | Miscellaneous | New | Food Preparation | Natural Gas | Steamer | E3 | RVT - Cost of Equipment | 0 | 0 | 0 | 0 | 0 | 0 | 0 | 0 | 0 | 0 | 0 | 0 | 0 | 0 | 0 | 0 | 0 | 0 | 0 | 0 | 0 | 0 | 0 | 0 | 0 | 0 | 0 | 0 | 0 | 0 | 0 | 0 | 0
F1_Commercial_Miscellaneous_New_Food Preparation_Natural Gas_Steamer_E4 | F1 | Commercial | Miscellaneous | New | Food Preparation | Natural Gas | Steamer | E4 | RVT - Cost of Equipment | 0 | 0 | 0 | 0 | 0 | 0 | 0 | 0 | 0 | 0 | 0 | 0 | 0 | 0 | 0 | 0 | 0 | 0 | 0 | 0 | 0 | 0 | 0 | 0 | 0 | 0 | 0 | 0 | 0 | 0 | 0 | 0 | 0
F1_Commercial_Miscellaneous_New_Food Preparation_Natural Gas_Steamer_E5 | F1 | Commercial | Miscellaneous | New | Food Preparation | Natural Gas | Steamer | E5 | RVT - Cost of Equipment | 0 | 0 | 0 | 0 | 0 | 0 | 0 | 0 | 0 | 0 | 0 | 0 | 0 | 0 | 0 | 0 | 0 | 0 | 0 | 0 | 0 | 0 | 0 | 0 | 0 | 0 | 0 | 0 | 0 | 0 | 0 | 0 | 0
F1_Commercial_Miscellaneous_New_Food Preparation_Natural Gas_Steamer_E6 | F1 | Commercial | Miscellaneous | New | Food Preparation | Natural Gas | Steamer | E6 | RVT - Cost of Equipment | 0 | 0 | 0 | 0 | 0 | 0 | 0 | 0 | 0 | 0 | 0 | 0 | 0 | 0 | 0 | 0 | 0 | 0 | 0 | 0 | 0 | 0 | 0 | 0 | 0 | 0 | 0 | 0 | 0 | 0 | 0 | 0 | 0
F1_Commercial_Miscellaneous_New_Food Preparation_Natural Gas_Steamer_E7 | F1 | Commercial | Miscellaneous | New | Food Preparation | Natural Gas | Steamer | E7 | RVT - Cost of Equipment | 0 | 0 | 0 | 0 | 0 | 0 | 0 | 0 | 0 | 0 | 0 | 0 | 0 | 0 | 0 | 0 | 0 | 0 | 0 | 0 | 0 | 0 | 0 | 0 | 0 | 0 | 0 | 0 | 0 | 0 | 0 | 0 | 0
F1_Commercial_Miscellaneous_New_Food Preparation_Natural Gas_Steamer_E8 | F1 | Commercial | Miscellaneous | New | Food Preparation | Natural Gas | Steamer | E8 | RVT - Cost of Equipment | 0 | 0 | 0 | 0 | 0 | 0 | 0 | 0 | 0 | 0 | 0 | 0 | 0 | 0 | 0 | 0 | 0 | 0 | 0 | 0 | 0 | 0 | 0 | 0 | 0 | 0 | 0 | 0 | 0 | 0 | 0 | 0 | 0
F1_Commercial_Miscellaneous_New_Food Preparation_Natural Gas_Steamer_E9 | F1 | Commercial | Miscellaneous | New | Food Preparation | Natural Gas | Steamer | E9 | RVT - Cost of Equipment | 0 | 0 | 0 | 0 | 0 | 0 | 0 | 0 | 0 | 0 | 0 | 0 | 0 | 0 | 0 | 0 | 0 | 0 | 0 | 0 | 0 | 0 | 0 | 0 | 0 | 0 | 0 | 0 | 0 | 0 | 0 | 0 | 0
F1_Commercial_Miscellaneous_New_Food Preparation_Natural Gas_Steamer_E10 | F1 | Commercial | Miscellaneous | New | Food Preparation | Natural Gas | Steamer | E10 | RVT - Cost of Equipment | 0 | 0 | 0 | 0 | 0 | 0 | 0 | 0 | 0 | 0 | 0 | 0 | 0 | 0 | 0 | 0 | 0 | 0 | 0 | 0 | 0 | 0 | 0 | 0 | 0 | 0 | 0 | 0 | 0 | 0 | 0 | 0 | 0
F2_Commercial_Miscellaneous_New_Food Preparation_Natural Gas_Steamer_E1 | F2 | Commercial | Miscellaneous | New | Food Preparation | Natural Gas | Steamer | E1 | RVT - Cost of Operation | 0.13597 | 0.13613 | 0.13686 | 0 | 0 | 0 | 0 | 0 | 0 | 0 | 0 | 0 | 0 | 0 | 0 | 0 | 0 | 0 | 0 | 0 | 0 | 0 | 0 | 0 | 0 | 0 | 0 | 0 | 0 | 0 | 0 | 0 | 0
F2_Commercial_Miscellaneous_New_Food Preparation_Natural Gas_Steamer_E2 | F2 | Commercial | Miscellaneous | New | Food Preparation | Natural Gas | Steamer | E2 | RVT - Cost of Operation | 0.028362 | 0.028396 | 0.028548 | 0.0284 | 0.028322 | 0.028433 | 0.028706 | 0.02893 | 0.029201 | 0.029463 | 0.029726 | 0.029974 | 0.030238 | 0.030512 | 0.030776 | 0.031045 | 0.031318 | 0.031609 | 0.031905 | 0.032208 | 0.032497 | 0.03279 | 0.033054 | 0.033323 | 0.03356 | 0.033764 | 0.03395 | 0.03411 | 0.034236 | 0.034338 | 0.034395 | 0.034432 | 0.034432
F2_Commercial_Miscellaneous_New_Food Preparation_Natural Gas_Steamer_E3 | F2 | Commercial | Miscellaneous | New | Food Preparation | Natural Gas | Steamer | E3 | RVT - Cost of Operation | 0 | 0 | 0 | 0 | 0 | 0 | 0 | 0 | 0 | 0 | 0 | 0 | 0 | 0 | 0 | 0 | 0 | 0 | 0 | 0 | 0 | 0 | 0 | 0 | 0 | 0 | 0 | 0 | 0 | 0 | 0 | 0 | 0
F2_Commercial_Miscellaneous_New_Food Preparation_Natural Gas_Steamer_E4 | F2 | Commercial | Miscellaneous | New | Food Preparation | Natural Gas | Steamer | E4 | RVT - Cost of Operation | 0 | 0 | 0 | 0 | 0 | 0 | 0 | 0 | 0 | 0 | 0 | 0 | 0 | 0 | 0 | 0 | 0 | 0 | 0 | 0 | 0 | 0 | 0 | 0 | 0 | 0 | 0 | 0 | 0 | 0 | 0 | 0 | 0
F2_Commercial_Miscellaneous_New_Food Preparation_Natural Gas_Steamer_E5 | F2 | Commercial | Miscellaneous | New | Food Preparation | Natural Gas | Steamer | E5 | RVT - Cost of Operation | 0 | 0 | 0 | 0 | 0 | 0 | 0 | 0 | 0 | 0 | 0 | 0 | 0 | 0 | 0 | 0 | 0 | 0 | 0 | 0 | 0 | 0 | 0 | 0 | 0 | 0 | 0 | 0 | 0 | 0 | 0 | 0 | 0
F2_Commercial_Miscellaneous_New_Food Preparation_Natural Gas_Steamer_E6 | F2 | Commercial | Miscellaneous | New | Food Preparation | Natural Gas | Steamer | E6 | RVT - Cost of Operation | 0 | 0 | 0 | 0 | 0 | 0 | 0 | 0 | 0 | 0 | 0 | 0 | 0 | 0 | 0 | 0 | 0 | 0 | 0 | 0 | 0 | 0 | 0 | 0 | 0 | 0 | 0 | 0 | 0 | 0 | 0 | 0 | 0
F2_Commercial_Miscellaneous_New_Food Preparation_Natural Gas_Steamer_E7 | F2 | Commercial | Miscellaneous | New | Food Preparation | Natural Gas | Steamer | E7 | RVT - Cost of Operation | 0 | 0 | 0 | 0 | 0 | 0 | 0 | 0 | 0 | 0 | 0 | 0 | 0 | 0 | 0 | 0 | 0 | 0 | 0 | 0 | 0 | 0 | 0 | 0 | 0 | 0 | 0 | 0 | 0 | 0 | 0 | 0 | 0
F2_Commercial_Miscellaneous_New_Food Preparation_Natural Gas_Steamer_E8 | F2 | Commercial | Miscellaneous | New | Food Preparation | Natural Gas | Steamer | E8 | RVT - Cost of Operation | 0 | 0 | 0 | 0 | 0 | 0 | 0 | 0 | 0 | 0 | 0 | 0 | 0 | 0 | 0 | 0 | 0 | 0 | 0 | 0 | 0 | 0 | 0 | 0 | 0 | 0 | 0 | 0 | 0 | 0 | 0 | 0 | 0
F2_Commercial_Miscellaneous_New_Food Preparation_Natural Gas_Steamer_E9 | F2 | Commercial | Miscellaneous | New | Food Preparation | Natural Gas | Steamer | E9 | RVT - Cost of Operation | 0 | 0 | 0 | 0 | 0 | 0 | 0 | 0 | 0 | 0 | 0 | 0 | 0 | 0 | 0 | 0 | 0 | 0 | 0 | 0 | 0 | 0 | 0 | 0 | 0 | 0 | 0 | 0 | 0 | 0 | 0 | 0 | 0
F2_Commercial_Miscellaneous_New_Food Preparation_Natural Gas_Steamer_E10 | F2 | Commercial | Miscellaneous | New | Food Preparation | Natural Gas | Steamer | E10 | RVT - Cost of Operation | 0 | 0 | 0 | 0 | 0 | 0 | 0 | 0 | 0 | 0 | 0 | 0 | 0 | 0 | 0 | 0 | 0 | 0 | 0 | 0 | 0 | 0 | 0 | 0 | 0 | 0 | 0 | 0 | 0 | 0 | 0 | 0 | 0
F3_Commercial_Miscellaneous_New_Food Preparation_Natural Gas_Steamer_E1 | F3 | Commercial | Miscellaneous | New | Food Preparation | Natural Gas | Steamer | E1 | System - kBTUs of Consumption | 0.069862 | 0.069862 | 0.069862 | 0 | 0 | 0 | 0 | 0 | 0 | 0 | 0 | 0 | 0 | 0 | 0 | 0 | 0 | 0 | 0 | 0 | 0 | 0 | 0 | 0 | 0 | 0 | 0 | 0 | 0 | 0 | 0 | 0 | 0
F3_Commercial_Miscellaneous_New_Food Preparation_Natural Gas_Steamer_E2 | F3 | Commercial | Miscellaneous | New | Food Preparation | Natural Gas | Steamer | E2 | System - kBTUs of Consumption | 0.075049 | 0.075049 | 0.075049 | 0.075049 | 0.075049 | 0.075049 | 0.075049 | 0.075049 | 0.075049 | 0.075049 | 0.075049 | 0.075049 | 0.075049 | 0.075049 | 0.075049 | 0.075049 | 0.075049 | 0.075049 | 0.075049 | 0.075049 | 0.075049 | 0.075049 | 0.075049 | 0.075049 | 0.075049 | 0.075049 | 0.075049 | 0.075049 | 0.075049 | 0.075049 | 0.075049 | 0.075049 | 0.075049
F3_Commercial_Miscellaneous_New_Food Preparation_Natural Gas_Steamer_E3 | F3 | Commercial | Miscellaneous | New | Food Preparation | Natural Gas | Steamer | E3 | System - kBTUs of Consumption | 0 | 0 | 0 | 0 | 0 | 0 | 0 | 0 | 0 | 0 | 0 | 0 | 0 | 0 | 0 | 0 | 0 | 0 | 0 | 0 | 0 | 0 | 0 | 0 | 0 | 0 | 0 | 0 | 0 | 0 | 0 | 0 | 0
F3_Commercial_Miscellaneous_New_Food Preparation_Natural Gas_Steamer_E4 | F3 | Commercial | Miscellaneous | New | Food Preparation | Natural Gas | Steamer | E4 | System - kBTUs of Consumption | 0 | 0 | 0 | 0 | 0 | 0 | 0 | 0 | 0 | 0 | 0 | 0 | 0 | 0 | 0 | 0 | 0 | 0 | 0 | 0 | 0 | 0 | 0 | 0 | 0 | 0 | 0 | 0 | 0 | 0 | 0 | 0 | 0
F3_Commercial_Miscellaneous_New_Food Preparation_Natural Gas_Steamer_E5 | F3 | Commercial | Miscellaneous | New | Food Preparation | Natural Gas | Steamer | E5 | System - kBTUs of Consumption | 0 | 0 | 0 | 0 | 0 | 0 | 0 | 0 | 0 | 0 | 0 | 0 | 0 | 0 | 0 | 0 | 0 | 0 | 0 | 0 | 0 | 0 | 0 | 0 | 0 | 0 | 0 | 0 | 0 | 0 | 0 | 0 | 0
F3_Commercial_Miscellaneous_New_Food Preparation_Natural Gas_Steamer_E6 | F3 | Commercial | Miscellaneous | New | Food Preparation | Natural Gas | Steamer | E6 | System - kBTUs of Consumption | 0 | 0 | 0 | 0 | 0 | 0 | 0 | 0 | 0 | 0 | 0 | 0 | 0 | 0 | 0 | 0 | 0 | 0 | 0 | 0 | 0 | 0 | 0 | 0 | 0 | 0 | 0 | 0 | 0 | 0 | 0 | 0 | 0
F3_Commercial_Miscellaneous_New_Food Preparation_Natural Gas_Steamer_E7 | F3 | Commercial | Miscellaneous | New | Food Preparation | Natural Gas | Steamer | E7 | System - kBTUs of Consumption | 0 | 0 | 0 | 0 | 0 | 0 | 0 | 0 | 0 | 0 | 0 | 0 | 0 | 0 | 0 | 0 | 0 | 0 | 0 | 0 | 0 | 0 | 0 | 0 | 0 | 0 | 0 | 0 | 0 | 0 | 0 | 0 | 0
F3_Commercial_Miscellaneous_New_Food Preparation_Natural Gas_Steamer_E8 | F3 | Commercial | Miscellaneous | New | Food Preparation | Natural Gas | Steamer | E8 | System - kBTUs of Consumption | 0 | 0 | 0 | 0 | 0 | 0 | 0 | 0 | 0 | 0 | 0 | 0 | 0 | 0 | 0 | 0 | 0 | 0 | 0 | 0 | 0 | 0 | 0 | 0 | 0 | 0 | 0 | 0 | 0 | 0 | 0 | 0 | 0
F3_Commercial_Miscellaneous_New_Food Preparation_Natural Gas_Steamer_E9 | F3 | Commercial | Miscellaneous | New | Food Preparation | Natural Gas | Steamer | E9 | System - kBTUs of Consumption | 0 | 0 | 0 | 0 | 0 | 0 | 0 | 0 | 0 | 0 | 0 | 0 | 0 | 0 | 0 | 0 | 0 | 0 | 0 | 0 | 0 | 0 | 0 | 0 | 0 | 0 | 0 | 0 | 0 | 0 | 0 | 0 | 0
F3_Commercial_Miscellaneous_New_Food Preparation_Natural Gas_Steamer_E10 | F3 | Commercial | Miscellaneous | New | Food Preparation | Natural Gas | Steamer | E10 | System - kBTUs of Consumption | 0 | 0 | 0 | 0 | 0 | 0 | 0 | 0 | 0 | 0 | 0 | 0 | 0 | 0 | 0 | 0 | 0 | 0 | 0 | 0 | 0 | 0 | 0 | 0 | 0 | 0 | 0 | 0 | 0 | 0 | 0 | 0 | 0
F4_Commercial_Miscellaneous_New_Food Preparation_Natural Gas_Steamer_E1 | F4 | Commercial | Miscellaneous | New | Food Preparation | Natural Gas | Steamer | E1 | Utility - Cost of Equipment | 0.13597 | 0.13613 | 0.13686 | 0 | 0 | 0 | 0 | 0 | 0 | 0 | 0 | 0 | 0 | 0 | 0 | 0 | 0 | 0 | 0 | 0 | 0 | 0 | 0 | 0 | 0 | 0 | 0 | 0 | 0 | 0 | 0 | 0 | 0
F4_Commercial_Miscellaneous_New_Food Preparation_Natural Gas_Steamer_E2 | F4 | Commercial | Miscellaneous | New | Food Preparation | Natural Gas | Steamer | E2 | Utility - Cost of Equipment | 0.028362 | 0.028396 | 0.028548 | 0.0284 | 0.028322 | 0.028433 | 0.028706 | 0.02893 | 0.029201 | 0.029463 | 0.029726 | 0.029974 | 0.030238 | 0.030512 | 0.030776 | 0.031045 | 0.031318 | 0.031609 | 0.031905 | 0.032208 | 0.032497 | 0.03279 | 0.033054 | 0.033323 | 0.03356 | 0.033764 | 0.03395 | 0.03411 | 0.034236 | 0.034338 | 0.034395 | 0.034432 | 0.034432
F4_Commercial_Miscellaneous_New_Food Preparation_Natural Gas_Steamer_E3 | F4 | Commercial | Miscellaneous | New | Food Preparation | Natural Gas | Steamer | E3 | Utility - Cost of Equipment | 0 | 0 | 0 | 0 | 0 | 0 | 0 | 0 | 0 | 0 | 0 | 0 | 0 | 0 | 0 | 0 | 0 | 0 | 0 | 0 | 0 | 0 | 0 | 0 | 0 | 0 | 0 | 0 | 0 | 0 | 0 | 0 | 0
F4_Commercial_Miscellaneous_New_Food Preparation_Natural Gas_Steamer_E4 | F4 | Commercial | Miscellaneous | New | Food Preparation | Natural Gas | Steamer | E4 | Utility - Cost of Equipment | 0 | 0 | 0 | 0 | 0 | 0 | 0 | 0 | 0 | 0 | 0 | 0 | 0 | 0 | 0 | 0 | 0 | 0 | 0 | 0 | 0 | 0 | 0 | 0 | 0 | 0 | 0 | 0 | 0 | 0 | 0 | 0 | 0
F4_Commercial_Miscellaneous_New_Food Preparation_Natural Gas_Steamer_E5 | F4 | Commercial | Miscellaneous | New | Food Preparation | Natural Gas | Steamer | E5 | Utility - Cost of Equipment | 0 | 0 | 0 | 0 | 0 | 0 | 0 | 0 | 0 | 0 | 0 | 0 | 0 | 0 | 0 | 0 | 0 | 0 | 0 | 0 | 0 | 0 | 0 | 0 | 0 | 0 | 0 | 0 | 0 | 0 | 0 | 0 | 0
F4_Commercial_Miscellaneous_New_Food Preparation_Natural Gas_Steamer_E6 | F4 | Commercial | Miscellaneous | New | Food Preparation | Natural Gas | Steamer | E6 | Utility - Cost of Equipment | 0 | 0 | 0 | 0 | 0 | 0 | 0 | 0 | 0 | 0 | 0 | 0 | 0 | 0 | 0 | 0 | 0 | 0 | 0 | 0 | 0 | 0 | 0 | 0 | 0 | 0 | 0 | 0 | 0 | 0 | 0 | 0 | 0
F4_Commercial_Miscellaneous_New_Food Preparation_Natural Gas_Steamer_E7 | F4 | Commercial | Miscellaneous | New | Food Preparation | Natural Gas | Steamer | E7 | Utility - Cost of Equipment | 0 | 0 | 0 | 0 | 0 | 0 | 0 | 0 | 0 | 0 | 0 | 0 | 0 | 0 | 0 | 0 | 0 | 0 | 0 | 0 | 0 | 0 | 0 | 0 | 0 | 0 | 0 | 0 | 0 | 0 | 0 | 0 | 0
F4_Commercial_Miscellaneous_New_Food Preparation_Natural Gas_Steamer_E8 | F4 | Commercial | Miscellaneous | New | Food Preparation | Natural Gas | Steamer | E8 | Utility - Cost of Equipment | 0 | 0 | 0 | 0 | 0 | 0 | 0 | 0 | 0 | 0 | 0 | 0 | 0 | 0 | 0 | 0 | 0 | 0 | 0 | 0 | 0 | 0 | 0 | 0 | 0 | 0 | 0 | 0 | 0 | 0 | 0 | 0 | 0
F4_Commercial_Miscellaneous_New_Food Preparation_Natural Gas_Steamer_E9 | F4 | Commercial | Miscellaneous | New | Food Preparation | Natural Gas | Steamer | E9 | Utility - Cost of Equipment | 0 | 0 | 0 | 0 | 0 | 0 | 0 | 0 | 0 | 0 | 0 | 0 | 0 | 0 | 0 | 0 | 0 | 0 | 0 | 0 | 0 | 0 | 0 | 0 | 0 | 0 | 0 | 0 | 0 | 0 | 0 | 0 | 0
F4_Commercial_Miscellaneous_New_Food Preparation_Natural Gas_Steamer_E10 | F4 | Commercial | Miscellaneous | New | Food Preparation | Natural Gas | Steamer | E10 | Utility - Cost of Equipment | 0 | 0 | 0 | 0 | 0 | 0 | 0 | 0 | 0 | 0 | 0 | 0 | 0 | 0 | 0 | 0 | 0 | 0 | 0 | 0 | 0 | 0 | 0 | 0 | 0 | 0 | 0 | 0 | 0 | 0 | 0 | 0 | 0
F5_Commercial_Miscellaneous_New_Food Preparation_Natural Gas_Steamer_E1 | F5 | Commercial | Miscellaneous | New | Food Preparation | Natural Gas | Steamer | E1 | Utility - Cost of Operation | 0.069862 | 0.069862 | 0.069862 | 0 | 0 | 0 | 0 | 0 | 0 | 0 | 0 | 0 | 0 | 0 | 0 | 0 | 0 | 0 | 0 | 0 | 0 | 0 | 0 | 0 | 0 | 0 | 0 | 0 | 0 | 0 | 0 | 0 | 0
F5_Commercial_Miscellaneous_New_Food Preparation_Natural Gas_Steamer_E2 | F5 | Commercial | Miscellaneous | New | Food Preparation | Natural Gas | Steamer | E2 | Utility - Cost of Operation | 0.075049 | 0.075049 | 0.075049 | 0.075049 | 0.075049 | 0.075049 | 0.075049 | 0.075049 | 0.075049 | 0.075049 | 0.075049 | 0.075049 | 0.075049 | 0.075049 | 0.075049 | 0.075049 | 0.075049 | 0.075049 | 0.075049 | 0.075049 | 0.075049 | 0.075049 | 0.075049 | 0.075049 | 0.075049 | 0.075049 | 0.075049 | 0.075049 | 0.075049 | 0.075049 | 0.075049 | 0.075049 | 0.075049
F5_Commercial_Miscellaneous_New_Food Preparation_Natural Gas_Steamer_E3 | F5 | Commercial | Miscellaneous | New | Food Preparation | Natural Gas | Steamer | E3 | Utility - Cost of Operation | 0 | 0 | 0 | 0 | 0 | 0 | 0 | 0 | 0 | 0 | 0 | 0 | 0 | 0 | 0 | 0 | 0 | 0 | 0 | 0 | 0 | 0 | 0 | 0 | 0 | 0 | 0 | 0 | 0 | 0 | 0 | 0 | 0
F5_Commercial_Miscellaneous_New_Food Preparation_Natural Gas_Steamer_E4 | F5 | Commercial | Miscellaneous | New | Food Preparation | Natural Gas | Steamer | E4 | Utility - Cost of Operation | 0 | 0 | 0 | 0 | 0 | 0 | 0 | 0 | 0 | 0 | 0 | 0 | 0 | 0 | 0 | 0 | 0 | 0 | 0 | 0 | 0 | 0 | 0 | 0 | 0 | 0 | 0 | 0 | 0 | 0 | 0 | 0 | 0
F5_Commercial_Miscellaneous_New_Food Preparation_Natural Gas_Steamer_E5 | F5 | Commercial | Miscellaneous | New | Food Preparation | Natural Gas | Steamer | E5 | Utility - Cost of Operation | 0 | 0 | 0 | 0 | 0 | 0 | 0 | 0 | 0 | 0 | 0 | 0 | 0 | 0 | 0 | 0 | 0 | 0 | 0 | 0 | 0 | 0 | 0 | 0 | 0 | 0 | 0 | 0 | 0 | 0 | 0 | 0 | 0
F5_Commercial_Miscellaneous_New_Food Preparation_Natural Gas_Steamer_E6 | F5 | Commercial | Miscellaneous | New | Food Preparation | Natural Gas | Steamer | E6 | Utility - Cost of Operation | 0 | 0 | 0 | 0 | 0 | 0 | 0 | 0 | 0 | 0 | 0 | 0 | 0 | 0 | 0 | 0 | 0 | 0 | 0 | 0 | 0 | 0 | 0 | 0 | 0 | 0 | 0 | 0 | 0 | 0 | 0 | 0 | 0
F5_Commercial_Miscellaneous_New_Food Preparation_Natural Gas_Steamer_E7 | F5 | Commercial | Miscellaneous | New | Food Preparation | Natural Gas | Steamer | E7 | Utility - Cost of Operation | 0 | 0 | 0 | 0 | 0 | 0 | 0 | 0 | 0 | 0 | 0 | 0 | 0 | 0 | 0 | 0 | 0 | 0 | 0 | 0 | 0 | 0 | 0 | 0 | 0 | 0 | 0 | 0 | 0 | 0 | 0 | 0 | 0
F5_Commercial_Miscellaneous_New_Food Preparation_Natural Gas_Steamer_E8 | F5 | Commercial | Miscellaneous | New | Food Preparation | Natural Gas | Steamer | E8 | Utility - Cost of Operation | 0 | 0 | 0 | 0 | 0 | 0 | 0 | 0 | 0 | 0 | 0 | 0 | 0 | 0 | 0 | 0 | 0 | 0 | 0 | 0 | 0 | 0 | 0 | 0 | 0 | 0 | 0 | 0 | 0 | 0 | 0 | 0 | 0
F5_Commercial_Miscellaneous_New_Food Preparation_Natural Gas_Steamer_E9 | F5 | Commercial | Miscellaneous | New | Food Preparation | Natural Gas | Steamer | E9 | Utility - Cost of Operation | 0 | 0 | 0 | 0 | 0 | 0 | 0 | 0 | 0 | 0 | 0 | 0 | 0 | 0 | 0 | 0 | 0 | 0 | 0 | 0 | 0 | 0 | 0 | 0 | 0 | 0 | 0 | 0 | 0 | 0 | 0 | 0 | 0
F5_Commercial_Miscellaneous_New_Food Preparation_Natural Gas_Steamer_E10 | F5 | Commercial | Miscellaneous | New | Food Preparation | Natural Gas | Steamer | E10 | Utility - Cost of Operation | 0 | 0 | 0 | 0 | 0 | 0 | 0 | 0 | 0 | 0 | 0 | 0 | 0 | 0 | 0 | 0 | 0 | 0 | 0 | 0 | 0 | 0 | 0 | 0 | 0 | 0 | 0 | 0 | 0 | 0 | 0 | 0 | 0
F6_Commercial_Miscellaneous_New_Food Preparation_Natural Gas_Steamer_E1 | F6 | Commercial | Miscellaneous | New | Food Preparation | Natural Gas | Steamer | E1 | Utility - Value of Sales | 0.07225 | 0.072573 | 0.073093 | 0 | 0 | 0 | 0 | 0 | 0 | 0 | 0 | 0 | 0 | 0 | 0 | 0 | 0 | 0 | 0 | 0 | 0 | 0 | 0 | 0 | 0 | 0 | 0 | 0 | 0 | 0 | 0 | 0 | 0
F6_Commercial_Miscellaneous_New_Food Preparation_Natural Gas_Steamer_E2 | F6 | Commercial | Miscellaneous | New | Food Preparation | Natural Gas | Steamer | E2 | Utility - Value of Sales | 0.015071 | 0.015138 | 0.015247 | 0.015223 | 0.015223 | 0.015223 | 0.015223 | 0.015223 | 0.015223 | 0.015223 | 0.015223 | 0.015223 | 0.015223 | 0.015223 | 0.015223 | 0.015223 | 0.015223 | 0.015223 | 0.015223 | 0.015223 | 0.015223 | 0.015223 | 0.015223 | 0.015223 | 0.015223 | 0.015223 | 0.015223 | 0.015223 | 0.015223 | 0.015223 | 0.015223 | 0.015223 | 0.015223
F6_Commercial_Miscellaneous_New_Food Preparation_Natural Gas_Steamer_E3 | F6 | Commercial | Miscellaneous | New | Food Preparation | Natural Gas | Steamer | E3 | Utility - Value of Sales | 0 | 0 | 0 | 0 | 0 | 0 | 0 | 0 | 0 | 0 | 0 | 0 | 0 | 0 | 0 | 0 | 0 | 0 | 0 | 0 | 0 | 0 | 0 | 0 | 0 | 0 | 0 | 0 | 0 | 0 | 0 | 0 | 0
F6_Commercial_Miscellaneous_New_Food Preparation_Natural Gas_Steamer_E4 | F6 | Commercial | Miscellaneous | New | Food Preparation | Natural Gas | Steamer | E4 | Utility - Value of Sales | 0 | 0 | 0 | 0 | 0 | 0 | 0 | 0 | 0 | 0 | 0 | 0 | 0 | 0 | 0 | 0 | 0 | 0 | 0 | 0 | 0 | 0 | 0 | 0 | 0 | 0 | 0 | 0 | 0 | 0 | 0 | 0 | 0
F6_Commercial_Miscellaneous_New_Food Preparation_Natural Gas_Steamer_E5 | F6 | Commercial | Miscellaneous | New | Food Preparation | Natural Gas | Steamer | E5 | Utility - Value of Sales | 0 | 0 | 0 | 0 | 0 | 0 | 0 | 0 | 0 | 0 | 0 | 0 | 0 | 0 | 0 | 0 | 0 | 0 | 0 | 0 | 0 | 0 | 0 | 0 | 0 | 0 | 0 | 0 | 0 | 0 | 0 | 0 | 0
F6_Commercial_Miscellaneous_New_Food Preparation_Natural Gas_Steamer_E6 | F6 | Commercial | Miscellaneous | New | Food Preparation | Natural Gas | Steamer | E6 | Utility - Value of Sales | 0 | 0 | 0 | 0 | 0 | 0 | 0 | 0 | 0 | 0 | 0 | 0 | 0 | 0 | 0 | 0 | 0 | 0 | 0 | 0 | 0 | 0 | 0 | 0 | 0 | 0 | 0 | 0 | 0 | 0 | 0 | 0 | 0
F6_Commercial_Miscellaneous_New_Food Preparation_Natural Gas_Steamer_E7 | F6 | Commercial | Miscellaneous | New | Food Preparation | Natural Gas | Steamer | E7 | Utility - Value of Sales | 0 | 0 | 0 | 0 | 0 | 0 | 0 | 0 | 0 | 0 | 0 | 0 | 0 | 0 | 0 | 0 | 0 | 0 | 0 | 0 | 0 | 0 | 0 | 0 | 0 | 0 | 0 | 0 | 0 | 0 | 0 | 0 | 0
F6_Commercial_Miscellaneous_New_Food Preparation_Natural Gas_Steamer_E8 | F6 | Commercial | Miscellaneous | New | Food Preparation | Natural Gas | Steamer | E8 | Utility - Value of Sales | 0 | 0 | 0 | 0 | 0 | 0 | 0 | 0 | 0 | 0 | 0 | 0 | 0 | 0 | 0 | 0 | 0 | 0 | 0 | 0 | 0 | 0 | 0 | 0 | 0 | 0 | 0 | 0 | 0 | 0 | 0 | 0 | 0
F6_Commercial_Miscellaneous_New_Food Preparation_Natural Gas_Steamer_E9 | F6 | Commercial | Miscellaneous | New | Food Preparation | Natural Gas | Steamer | E9 | Utility - Value of Sales | 0 | 0 | 0 | 0 | 0 | 0 | 0 | 0 | 0 | 0 | 0 | 0 | 0 | 0 | 0 | 0 | 0 | 0 | 0 | 0 | 0 | 0 | 0 | 0 | 0 | 0 | 0 | 0 | 0 | 0 | 0 | 0 | 0
F6_Commercial_Miscellaneous_New_Food Preparation_Natural Gas_Steamer_E10 | F6 | Commercial | Miscellaneous | New | Food Preparation | Natural Gas | Steamer | E10 | Utility - Value of Sales | 0 | 0 | 0 | 0 | 0 | 0 | 0 | 0 | 0 | 0 | 0 | 0 | 0 | 0 | 0 | 0 | 0 | 0 | 0 | 0 | 0 | 0 | 0 | 0 | 0 | 0 | 0 | 0 | 0 | 0 | 0 | 0 | 0
F1_Commercial_Miscellaneous_New_Food Preparation_Natural Gas_Food Prep Other_E1 | F1 | Commercial | Miscellaneous | New | Food Preparation | Natural Gas | Food Prep Other | E1 | RVT - Cost of Equipment | 0.017179 | 0.017176 | 0.017259 | 0.017132 | 0.017054 | 0.017111 | 0.01728 | 0.017413 | 0.017579 | 0.017735 | 0.017892 | 0.018037 | 0.018192 | 0.018353 | 0.018508 | 0.018665 | 0.018825 | 0.018999 | 0.01918 | 0.019371 | 0.019559 | 0.019756 | 0.019937 | 0.020125 | 0.020291 | 0.020434 | 0.020565 | 0.020677 | 0.020766 | 0.020838 | 0.020877 | 0.020904 | 0.020904
F1_Commercial_Miscellaneous_New_Food Preparation_Natural Gas_Food Prep Other_E2 | F1 | Commercial | Miscellaneous | New | Food Preparation | Natural Gas | Food Prep Other | E2 | RVT - Cost of Equipment | 0.017179 | 0.017176 | 0.017259 | 0.017132 | 0.017054 | 0.017111 | 0.01728 | 0.017413 | 0.017579 | 0.017735 | 0.017892 | 0.018037 | 0.018191 | 0.018353 | 0.018508 | 0.018665 | 0.018825 | 0.018999 | 0.01918 | 0.019371 | 0.019559 | 0.019756 | 0.019937 | 0.020125 | 0.020291 | 0.020434 | 0.020565 | 0.020677 | 0.020765 | 0.020838 | 0.020877 | 0.020904 | 0.020904
F1_Commercial_Miscellaneous_New_Food Preparation_Natural Gas_Food Prep Other_E3 | F1 | Commercial | Miscellaneous | New | Food Preparation | Natural Gas | Food Prep Other | E3 | RVT - Cost of Equipment | 0 | 0 | 0 | 0 | 0 | 0 | 0 | 0 | 0 | 0 | 0 | 0 | 0 | 0 | 0 | 0 | 0 | 0 | 0 | 0 | 0 | 0 | 0 | 0 | 0 | 0 | 0 | 0 | 0 | 0 | 0 | 0 | 0
F1_Commercial_Miscellaneous_New_Food Preparation_Natural Gas_Food Prep Other_E4 | F1 | Commercial | Miscellaneous | New | Food Preparation | Natural Gas | Food Prep Other | E4 | RVT - Cost of Equipment | 0 | 0 | 0 | 0 | 0 | 0 | 0 | 0 | 0 | 0 | 0 | 0 | 0 | 0 | 0 | 0 | 0 | 0 | 0 | 0 | 0 | 0 | 0 | 0 | 0 | 0 | 0 | 0 | 0 | 0 | 0 | 0 | 0
F1_Commercial_Miscellaneous_New_Food Preparation_Natural Gas_Food Prep Other_E5 | F1 | Commercial | Miscellaneous | New | Food Preparation | Natural Gas | Food Prep Other | E5 | RVT - Cost of Equipment | 0 | 0 | 0 | 0 | 0 | 0 | 0 | 0 | 0 | 0 | 0 | 0 | 0 | 0 | 0 | 0 | 0 | 0 | 0 | 0 | 0 | 0 | 0 | 0 | 0 | 0 | 0 | 0 | 0 | 0 | 0 | 0 | 0
F1_Commercial_Miscellaneous_New_Food Preparation_Natural Gas_Food Prep Other_E6 | F1 | Commercial | Miscellaneous | New | Food Preparation | Natural Gas | Food Prep Other | E6 | RVT - Cost of Equipment | 0 | 0 | 0 | 0 | 0 | 0 | 0 | 0 | 0 | 0 | 0 | 0 | 0 | 0 | 0 | 0 | 0 | 0 | 0 | 0 | 0 | 0 | 0 | 0 | 0 | 0 | 0 | 0 | 0 | 0 | 0 | 0 | 0
F1_Commercial_Miscellaneous_New_Food Preparation_Natural Gas_Food Prep Other_E7 | F1 | Commercial | Miscellaneous | New | Food Preparation | Natural Gas | Food Prep Other | E7 | RVT - Cost of Equipment | 0 | 0 | 0 | 0 | 0 | 0 | 0 | 0 | 0 | 0 | 0 | 0 | 0 | 0 | 0 | 0 | 0 | 0 | 0 | 0 | 0 | 0 | 0 | 0 | 0 | 0 | 0 | 0 | 0 | 0 | 0 | 0 | 0
F1_Commercial_Miscellaneous_New_Food Preparation_Natural Gas_Food Prep Other_E8 | F1 | Commercial | Miscellaneous | New | Food Preparation | Natural Gas | Food Prep Other | E8 | RVT - Cost of Equipment | 0 | 0 | 0 | 0 | 0 | 0 | 0 | 0 | 0 | 0 | 0 | 0 | 0 | 0 | 0 | 0 | 0 | 0 | 0 | 0 | 0 | 0 | 0 | 0 | 0 | 0 | 0 | 0 | 0 | 0 | 0 | 0 | 0
F1_Commercial_Miscellaneous_New_Food Preparation_Natural Gas_Food Prep Other_E9 | F1 | Commercial | Miscellaneous | New | Food Preparation | Natural Gas | Food Prep Other | E9 | RVT - Cost of Equipment | 0 | 0 | 0 | 0 | 0 | 0 | 0 | 0 | 0 | 0 | 0 | 0 | 0 | 0 | 0 | 0 | 0 | 0 | 0 | 0 | 0 | 0 | 0 | 0 | 0 | 0 | 0 | 0 | 0 | 0 | 0 | 0 | 0
F1_Commercial_Miscellaneous_New_Food Preparation_Natural Gas_Food Prep Other_E10 | F1 | Commercial | Miscellaneous | New | Food Preparation | Natural Gas | Food Prep Other | E10 | RVT - Cost of Equipment | 0 | 0 | 0 | 0 | 0 | 0 | 0 | 0 | 0 | 0 | 0 | 0 | 0 | 0 | 0 | 0 | 0 | 0 | 0 | 0 | 0 | 0 | 0 | 0 | 0 | 0 | 0 | 0 | 0 | 0 | 0 | 0 | 0
F2_Commercial_Miscellaneous_New_Food Preparation_Natural Gas_Food Prep Other_E1 | F2 | Commercial | Miscellaneous | New | Food Preparation | Natural Gas | Food Prep Other | E1 | RVT - Cost of Operation | 0.020581 | 0.020578 | 0.020677 | 0.020525 | 0.020432 | 0.0205 | 0.020702 | 0.020862 | 0.021061 | 0.021248 | 0.021436 | 0.021609 | 0.021795 | 0.021989 | 0.022174 | 0.022362 | 0.022554 | 0.022762 | 0.022979 | 0.023208 | 0.023433 | 0.023669 | 0.023886 | 0.024111 | 0.02431 | 0.024481 | 0.024638 | 0.024773 | 0.024879 | 0.024965 | 0.025012 | 0.025044 | 0.025044
F2_Commercial_Miscellaneous_New_Food Preparation_Natural Gas_Food Prep Other_E2 | F2 | Commercial | Miscellaneous | New | Food Preparation | Natural Gas | Food Prep Other | E2 | RVT - Cost of Operation | 0.020581 | 0.020578 | 0.020677 | 0.020525 | 0.020432 | 0.020499 | 0.020702 | 0.020862 | 0.02106 | 0.021248 | 0.021436 | 0.021609 | 0.021795 | 0.021988 | 0.022174 | 0.022362 | 0.022554 | 0.022762 | 0.022979 | 0.023208 | 0.023433 | 0.023669 | 0.023886 | 0.02411 | 0.024309 | 0.024481 | 0.024638 | 0.024773 | 0.024878 | 0.024965 | 0.025012 | 0.025044 | 0.025044
F2_Commercial_Miscellaneous_New_Food Preparation_Natural Gas_Food Prep Other_E3 | F2 | Commercial | Miscellaneous | New | Food Preparation | Natural Gas | Food Prep Other | E3 | RVT - Cost of Operation | 0 | 0 | 0 | 0 | 0 | 0 | 0 | 0 | 0 | 0 | 0 | 0 | 0 | 0 | 0 | 0 | 0 | 0 | 0 | 0 | 0 | 0 | 0 | 0 | 0 | 0 | 0 | 0 | 0 | 0 | 0 | 0 | 0
F2_Commercial_Miscellaneous_New_Food Preparation_Natural Gas_Food Prep Other_E4 | F2 | Commercial | Miscellaneous | New | Food Preparation | Natural Gas | Food Prep Other | E4 | RVT - Cost of Operation | 0 | 0 | 0 | 0 | 0 | 0 | 0 | 0 | 0 | 0 | 0 | 0 | 0 | 0 | 0 | 0 | 0 | 0 | 0 | 0 | 0 | 0 | 0 | 0 | 0 | 0 | 0 | 0 | 0 | 0 | 0 | 0 | 0
F2_Commercial_Miscellaneous_New_Food Preparation_Natural Gas_Food Prep Other_E5 | F2 | Commercial | Miscellaneous | New | Food Preparation | Natural Gas | Food Prep Other | E5 | RVT - Cost of Operation | 0 | 0 | 0 | 0 | 0 | 0 | 0 | 0 | 0 | 0 | 0 | 0 | 0 | 0 | 0 | 0 | 0 | 0 | 0 | 0 | 0 | 0 | 0 | 0 | 0 | 0 | 0 | 0 | 0 | 0 | 0 | 0 | 0
F2_Commercial_Miscellaneous_New_Food Preparation_Natural Gas_Food Prep Other_E6 | F2 | Commercial | Miscellaneous | New | Food Preparation | Natural Gas | Food Prep Other | E6 | RVT - Cost of Operation | 0 | 0 | 0 | 0 | 0 | 0 | 0 | 0 | 0 | 0 | 0 | 0 | 0 | 0 | 0 | 0 | 0 | 0 | 0 | 0 | 0 | 0 | 0 | 0 | 0 | 0 | 0 | 0 | 0 | 0 | 0 | 0 | 0
F2_Commercial_Miscellaneous_New_Food Preparation_Natural Gas_Food Prep Other_E7 | F2 | Commercial | Miscellaneous | New | Food Preparation | Natural Gas | Food Prep Other | E7 | RVT - Cost of Operation | 0 | 0 | 0 | 0 | 0 | 0 | 0 | 0 | 0 | 0 | 0 | 0 | 0 | 0 | 0 | 0 | 0 | 0 | 0 | 0 | 0 | 0 | 0 | 0 | 0 | 0 | 0 | 0 | 0 | 0 | 0 | 0 | 0
F2_Commercial_Miscellaneous_New_Food Preparation_Natural Gas_Food Prep Other_E8 | F2 | Commercial | Miscellaneous | New | Food Preparation | Natural Gas | Food Prep Other | E8 | RVT - Cost of Operation | 0 | 0 | 0 | 0 | 0 | 0 | 0 | 0 | 0 | 0 | 0 | 0 | 0 | 0 | 0 | 0 | 0 | 0 | 0 | 0 | 0 | 0 | 0 | 0 | 0 | 0 | 0 | 0 | 0 | 0 | 0 | 0 | 0
F2_Commercial_Miscellaneous_New_Food Preparation_Natural Gas_Food Prep Other_E9 | F2 | Commercial | Miscellaneous | New | Food Preparation | Natural Gas | Food Prep Other | E9 | RVT - Cost of Operation | 0 | 0 | 0 | 0 | 0 | 0 | 0 | 0 | 0 | 0 | 0 | 0 | 0 | 0 | 0 | 0 | 0 | 0 | 0 | 0 | 0 | 0 | 0 | 0 | 0 | 0 | 0 | 0 | 0 | 0 | 0 | 0 | 0
F2_Commercial_Miscellaneous_New_Food Preparation_Natural Gas_Food Prep Other_E10 | F2 | Commercial | Miscellaneous | New | Food Preparation | Natural Gas | Food Prep Other | E10 | RVT - Cost of Operation | 0 | 0 | 0 | 0 | 0 | 0 | 0 | 0 | 0 | 0 | 0 | 0 | 0 | 0 | 0 | 0 | 0 | 0 | 0 | 0 | 0 | 0 | 0 | 0 | 0 | 0 | 0 | 0 | 0 | 0 | 0 | 0 | 0
F3_Commercial_Miscellaneous_New_Food Preparation_Natural Gas_Food Prep Other_E1 | F3 | Commercial | Miscellaneous | New | Food Preparation | Natural Gas | Food Prep Other | E1 | System - kBTUs of Consumption | 0.0010394 | 0.0010394 | 0.0010394 | 0.0010394 | 0.0010394 | 0.0010394 | 0.0010394 | 0.0010394 | 0.0010394 | 0.0010394 | 0.0010394 | 0.0010394 | 0.0010394 | 0.0010394 | 0.0010394 | 0.0010394 | 0.0010394 | 0.0010394 | 0.0010394 | 0.0010394 | 0.0010394 | 0.0010394 | 0.0010394 | 0.0010394 | 0.0010394 | 0.0010394 | 0.0010394 | 0.0010394 | 0.0010394 | 0.0010394 | 0.0010394 | 0.0010394 | 0.0010394
F3_Commercial_Miscellaneous_New_Food Preparation_Natural Gas_Food Prep Other_E2 | F3 | Commercial | Miscellaneous | New | Food Preparation | Natural Gas | Food Prep Other | E2 | System - kBTUs of Consumption | 0.0010404 | 0.0010404 | 0.0010404 | 0.0010404 | 0.0010404 | 0.0010404 | 0.0010404 | 0.0010404 | 0.0010404 | 0.0010404 | 0.0010404 | 0.0010404 | 0.0010404 | 0.0010404 | 0.0010404 | 0.0010404 | 0.0010404 | 0.0010404 | 0.0010404 | 0.0010404 | 0.0010404 | 0.0010404 | 0.0010404 | 0.0010404 | 0.0010404 | 0.0010404 | 0.0010404 | 0.0010404 | 0.0010404 | 0.0010404 | 0.0010404 | 0.0010404 | 0.0010404
F3_Commercial_Miscellaneous_New_Food Preparation_Natural Gas_Food Prep Other_E3 | F3 | Commercial | Miscellaneous | New | Food Preparation | Natural Gas | Food Prep Other | E3 | System - kBTUs of Consumption | 0 | 0 | 0 | 0 | 0 | 0 | 0 | 0 | 0 | 0 | 0 | 0 | 0 | 0 | 0 | 0 | 0 | 0 | 0 | 0 | 0 | 0 | 0 | 0 | 0 | 0 | 0 | 0 | 0 | 0 | 0 | 0 | 0
F3_Commercial_Miscellaneous_New_Food Preparation_Natural Gas_Food Prep Other_E4 | F3 | Commercial | Miscellaneous | New | Food Preparation | Natural Gas | Food Prep Other | E4 | System - kBTUs of Consumption | 0 | 0 | 0 | 0 | 0 | 0 | 0 | 0 | 0 | 0 | 0 | 0 | 0 | 0 | 0 | 0 | 0 | 0 | 0 | 0 | 0 | 0 | 0 | 0 | 0 | 0 | 0 | 0 | 0 | 0 | 0 | 0 | 0
F3_Commercial_Miscellaneous_New_Food Preparation_Natural Gas_Food Prep Other_E5 | F3 | Commercial | Miscellaneous | New | Food Preparation | Natural Gas | Food Prep Other | E5 | System - kBTUs of Consumption | 0 | 0 | 0 | 0 | 0 | 0 | 0 | 0 | 0 | 0 | 0 | 0 | 0 | 0 | 0 | 0 | 0 | 0 | 0 | 0 | 0 | 0 | 0 | 0 | 0 | 0 | 0 | 0 | 0 | 0 | 0 | 0 | 0
F3_Commercial_Miscellaneous_New_Food Preparation_Natural Gas_Food Prep Other_E6 | F3 | Commercial | Miscellaneous | New | Food Preparation | Natural Gas | Food Prep Other | E6 | System - kBTUs of Consumption | 0 | 0 | 0 | 0 | 0 | 0 | 0 | 0 | 0 | 0 | 0 | 0 | 0 | 0 | 0 | 0 | 0 | 0 | 0 | 0 | 0 | 0 | 0 | 0 | 0 | 0 | 0 | 0 | 0 | 0 | 0 | 0 | 0
F3_Commercial_Miscellaneous_New_Food Preparation_Natural Gas_Food Prep Other_E7 | F3 | Commercial | Miscellaneous | New | Food Preparation | Natural Gas | Food Prep Other | E7 | System - kBTUs of Consumption | 0 | 0 | 0 | 0 | 0 | 0 | 0 | 0 | 0 | 0 | 0 | 0 | 0 | 0 | 0 | 0 | 0 | 0 | 0 | 0 | 0 | 0 | 0 | 0 | 0 | 0 | 0 | 0 | 0 | 0 | 0 | 0 | 0
F3_Commercial_Miscellaneous_New_Food Preparation_Natural Gas_Food Prep Other_E8 | F3 | Commercial | Miscellaneous | New | Food Preparation | Natural Gas | Food Prep Other | E8 | System - kBTUs of Consumption | 0 | 0 | 0 | 0 | 0 | 0 | 0 | 0 | 0 | 0 | 0 | 0 | 0 | 0 | 0 | 0 | 0 | 0 | 0 | 0 | 0 | 0 | 0 | 0 | 0 | 0 | 0 | 0 | 0 | 0 | 0 | 0 | 0
F3_Commercial_Miscellaneous_New_Food Preparation_Natural Gas_Food Prep Other_E9 | F3 | Commercial | Miscellaneous | New | Food Preparation | Natural Gas | Food Prep Other | E9 | System - kBTUs of Consumption | 0 | 0 | 0 | 0 | 0 | 0 | 0 | 0 | 0 | 0 | 0 | 0 | 0 | 0 | 0 | 0 | 0 | 0 | 0 | 0 | 0 | 0 | 0 | 0 | 0 | 0 | 0 | 0 | 0 | 0 | 0 | 0 | 0
F3_Commercial_Miscellaneous_New_Food Preparation_Natural Gas_Food Prep Other_E10 | F3 | Commercial | Miscellaneous | New | Food Preparation | Natural Gas | Food Prep Other | E10 | System - kBTUs of Consumption | 0 | 0 | 0 | 0 | 0 | 0 | 0 | 0 | 0 | 0 | 0 | 0 | 0 | 0 | 0 | 0 | 0 | 0 | 0 | 0 | 0 | 0 | 0 | 0 | 0 | 0 | 0 | 0 | 0 | 0 | 0 | 0 | 0
F4_Commercial_Miscellaneous_New_Food Preparation_Natural Gas_Food Prep Other_E1 | F4 | Commercial | Miscellaneous | New | Food Preparation | Natural Gas | Food Prep Other | E1 | Utility - Cost of Equipment | 0.020581 | 0.020578 | 0.020677 | 0.020525 | 0.020432 | 0.0205 | 0.020702 | 0.020862 | 0.021061 | 0.021248 | 0.021436 | 0.021609 | 0.021795 | 0.021989 | 0.022174 | 0.022362 | 0.022554 | 0.022762 | 0.022979 | 0.023208 | 0.023433 | 0.023669 | 0.023886 | 0.024111 | 0.02431 | 0.024481 | 0.024638 | 0.024773 | 0.024879 | 0.024965 | 0.025012 | 0.025044 | 0.025044
F4_Commercial_Miscellaneous_New_Food Preparation_Natural Gas_Food Prep Other_E2 | F4 | Commercial | Miscellaneous | New | Food Preparation | Natural Gas | Food Prep Other | E2 | Utility - Cost of Equipment | 0.020581 | 0.020578 | 0.020677 | 0.020525 | 0.020432 | 0.020499 | 0.020702 | 0.020862 | 0.02106 | 0.021248 | 0.021436 | 0.021609 | 0.021795 | 0.021988 | 0.022174 | 0.022362 | 0.022554 | 0.022762 | 0.022979 | 0.023208 | 0.023433 | 0.023669 | 0.023886 | 0.02411 | 0.024309 | 0.024481 | 0.024638 | 0.024773 | 0.024878 | 0.024965 | 0.025012 | 0.025044 | 0.025044
F4_Commercial_Miscellaneous_New_Food Preparation_Natural Gas_Food Prep Other_E3 | F4 | Commercial | Miscellaneous | New | Food Preparation | Natural Gas | Food Prep Other | E3 | Utility - Cost of Equipment | 0 | 0 | 0 | 0 | 0 | 0 | 0 | 0 | 0 | 0 | 0 | 0 | 0 | 0 | 0 | 0 | 0 | 0 | 0 | 0 | 0 | 0 | 0 | 0 | 0 | 0 | 0 | 0 | 0 | 0 | 0 | 0 | 0
F4_Commercial_Miscellaneous_New_Food Preparation_Natural Gas_Food Prep Other_E4 | F4 | Commercial | Miscellaneous | New | Food Preparation | Natural Gas | Food Prep Other | E4 | Utility - Cost of Equipment | 0 | 0 | 0 | 0 | 0 | 0 | 0 | 0 | 0 | 0 | 0 | 0 | 0 | 0 | 0 | 0 | 0 | 0 | 0 | 0 | 0 | 0 | 0 | 0 | 0 | 0 | 0 | 0 | 0 | 0 | 0 | 0 | 0
F4_Commercial_Miscellaneous_New_Food Preparation_Natural Gas_Food Prep Other_E5 | F4 | Commercial | Miscellaneous | New | Food Preparation | Natural Gas | Food Prep Other | E5 | Utility - Cost of Equipment | 0 | 0 | 0 | 0 | 0 | 0 | 0 | 0 | 0 | 0 | 0 | 0 | 0 | 0 | 0 | 0 | 0 | 0 | 0 | 0 | 0 | 0 | 0 | 0 | 0 | 0 | 0 | 0 | 0 | 0 | 0 | 0 | 0
F4_Commercial_Miscellaneous_New_Food Preparation_Natural Gas_Food Prep Other_E6 | F4 | Commercial | Miscellaneous | New | Food Preparation | Natural Gas | Food Prep Other | E6 | Utility - Cost of Equipment | 0 | 0 | 0 | 0 | 0 | 0 | 0 | 0 | 0 | 0 | 0 | 0 | 0 | 0 | 0 | 0 | 0 | 0 | 0 | 0 | 0 | 0 | 0 | 0 | 0 | 0 | 0 | 0 | 0 | 0 | 0 | 0 | 0
F4_Commercial_Miscellaneous_New_Food Preparation_Natural Gas_Food Prep Other_E7 | F4 | Commercial | Miscellaneous | New | Food Preparation | Natural Gas | Food Prep Other | E7 | Utility - Cost of Equipment | 0 | 0 | 0 | 0 | 0 | 0 | 0 | 0 | 0 | 0 | 0 | 0 | 0 | 0 | 0 | 0 | 0 | 0 | 0 | 0 | 0 | 0 | 0 | 0 | 0 | 0 | 0 | 0 | 0 | 0 | 0 | 0 | 0
F4_Commercial_Miscellaneous_New_Food Preparation_Natural Gas_Food Prep Other_E8 | F4 | Commercial | Miscellaneous | New | Food Preparation | Natural Gas | Food Prep Other | E8 | Utility - Cost of Equipment | 0 | 0 | 0 | 0 | 0 | 0 | 0 | 0 | 0 | 0 | 0 | 0 | 0 | 0 | 0 | 0 | 0 | 0 | 0 | 0 | 0 | 0 | 0 | 0 | 0 | 0 | 0 | 0 | 0 | 0 | 0 | 0 | 0
F4_Commercial_Miscellaneous_New_Food Preparation_Natural Gas_Food Prep Other_E9 | F4 | Commercial | Miscellaneous | New | Food Preparation | Natural Gas | Food Prep Other | E9 | Utility - Cost of Equipment | 0 | 0 | 0 | 0 | 0 | 0 | 0 | 0 | 0 | 0 | 0 | 0 | 0 | 0 | 0 | 0 | 0 | 0 | 0 | 0 | 0 | 0 | 0 | 0 | 0 | 0 | 0 | 0 | 0 | 0 | 0 | 0 | 0
F4_Commercial_Miscellaneous_New_Food Preparation_Natural Gas_Food Prep Other_E10 | F4 | Commercial | Miscellaneous | New | Food Preparation | Natural Gas | Food Prep Other | E10 | Utility - Cost of Equipment | 0 | 0 | 0 | 0 | 0 | 0 | 0 | 0 | 0 | 0 | 0 | 0 | 0 | 0 | 0 | 0 | 0 | 0 | 0 | 0 | 0 | 0 | 0 | 0 | 0 | 0 | 0 | 0 | 0 | 0 | 0 | 0 | 0
F5_Commercial_Miscellaneous_New_Food Preparation_Natural Gas_Food Prep Other_E1 | F5 | Commercial | Miscellaneous | New | Food Preparation | Natural Gas | Food Prep Other | E1 | Utility - Cost of Operation | 0.0010394 | 0.0010394 | 0.0010394 | 0.0010394 | 0.0010394 | 0.0010394 | 0.0010394 | 0.0010394 | 0.0010394 | 0.0010394 | 0.0010394 | 0.0010394 | 0.0010394 | 0.0010394 | 0.0010394 | 0.0010394 | 0.0010394 | 0.0010394 | 0.0010394 | 0.0010394 | 0.0010394 | 0.0010394 | 0.0010394 | 0.0010394 | 0.0010394 | 0.0010394 | 0.0010394 | 0.0010394 | 0.0010394 | 0.0010394 | 0.0010394 | 0.0010394 | 0.0010394
F5_Commercial_Miscellaneous_New_Food Preparation_Natural Gas_Food Prep Other_E2 | F5 | Commercial | Miscellaneous | New | Food Preparation | Natural Gas | Food Prep Other | E2 | Utility - Cost of Operation | 0.0010404 | 0.0010404 | 0.0010404 | 0.0010404 | 0.0010404 | 0.0010404 | 0.0010404 | 0.0010404 | 0.0010404 | 0.0010404 | 0.0010404 | 0.0010404 | 0.0010404 | 0.0010404 | 0.0010404 | 0.0010404 | 0.0010404 | 0.0010404 | 0.0010404 | 0.0010404 | 0.0010404 | 0.0010404 | 0.0010404 | 0.0010404 | 0.0010404 | 0.0010404 | 0.0010404 | 0.0010404 | 0.0010404 | 0.0010404 | 0.0010404 | 0.0010404 | 0.0010404
F5_Commercial_Miscellaneous_New_Food Preparation_Natural Gas_Food Prep Other_E3 | F5 | Commercial | Miscellaneous | New | Food Preparation | Natural Gas | Food Prep Other | E3 | Utility - Cost of Operation | 0 | 0 | 0 | 0 | 0 | 0 | 0 | 0 | 0 | 0 | 0 | 0 | 0 | 0 | 0 | 0 | 0 | 0 | 0 | 0 | 0 | 0 | 0 | 0 | 0 | 0 | 0 | 0 | 0 | 0 | 0 | 0 | 0
F5_Commercial_Miscellaneous_New_Food Preparation_Natural Gas_Food Prep Other_E4 | F5 | Commercial | Miscellaneous | New | Food Preparation | Natural Gas | Food Prep Other | E4 | Utility - Cost of Operation | 0 | 0 | 0 | 0 | 0 | 0 | 0 | 0 | 0 | 0 | 0 | 0 | 0 | 0 | 0 | 0 | 0 | 0 | 0 | 0 | 0 | 0 | 0 | 0 | 0 | 0 | 0 | 0 | 0 | 0 | 0 | 0 | 0
F5_Commercial_Miscellaneous_New_Food Preparation_Natural Gas_Food Prep Other_E5 | F5 | Commercial | Miscellaneous | New | Food Preparation | Natural Gas | Food Prep Other | E5 | Utility - Cost of Operation | 0 | 0 | 0 | 0 | 0 | 0 | 0 | 0 | 0 | 0 | 0 | 0 | 0 | 0 | 0 | 0 | 0 | 0 | 0 | 0 | 0 | 0 | 0 | 0 | 0 | 0 | 0 | 0 | 0 | 0 | 0 | 0 | 0
F5_Commercial_Miscellaneous_New_Food Preparation_Natural Gas_Food Prep Other_E6 | F5 | Commercial | Miscellaneous | New | Food Preparation | Natural Gas | Food Prep Other | E6 | Utility - Cost of Operation | 0 | 0 | 0 | 0 | 0 | 0 | 0 | 0 | 0 | 0 | 0 | 0 | 0 | 0 | 0 | 0 | 0 | 0 | 0 | 0 | 0 | 0 | 0 | 0 | 0 | 0 | 0 | 0 | 0 | 0 | 0 | 0 | 0
F5_Commercial_Miscellaneous_New_Food Preparation_Natural Gas_Food Prep Other_E7 | F5 | Commercial | Miscellaneous | New | Food Preparation | Natural Gas | Food Prep Other | E7 | Utility - Cost of Operation | 0 | 0 | 0 | 0 | 0 | 0 | 0 | 0 | 0 | 0 | 0 | 0 | 0 | 0 | 0 | 0 | 0 | 0 | 0 | 0 | 0 | 0 | 0 | 0 | 0 | 0 | 0 | 0 | 0 | 0 | 0 | 0 | 0
F5_Commercial_Miscellaneous_New_Food Preparation_Natural Gas_Food Prep Other_E8 | F5 | Commercial | Miscellaneous | New | Food Preparation | Natural Gas | Food Prep Other | E8 | Utility - Cost of Operation | 0 | 0 | 0 | 0 | 0 | 0 | 0 | 0 | 0 | 0 | 0 | 0 | 0 | 0 | 0 | 0 | 0 | 0 | 0 | 0 | 0 | 0 | 0 | 0 | 0 | 0 | 0 | 0 | 0 | 0 | 0 | 0 | 0
F5_Commercial_Miscellaneous_New_Food Preparation_Natural Gas_Food Prep Other_E9 | F5 | Commercial | Miscellaneous | New | Food Preparation | Natural Gas | Food Prep Other | E9 | Utility - Cost of Operation | 0 | 0 | 0 | 0 | 0 | 0 | 0 | 0 | 0 | 0 | 0 | 0 | 0 | 0 | 0 | 0 | 0 | 0 | 0 | 0 | 0 | 0 | 0 | 0 | 0 | 0 | 0 | 0 | 0 | 0 | 0 | 0 | 0
F5_Commercial_Miscellaneous_New_Food Preparation_Natural Gas_Food Prep Other_E10 | F5 | Commercial | Miscellaneous | New | Food Preparation | Natural Gas | Food Prep Other | E10 | Utility - Cost of Operation | 0 | 0 | 0 | 0 | 0 | 0 | 0 | 0 | 0 | 0 | 0 | 0 | 0 | 0 | 0 | 0 | 0 | 0 | 0 | 0 | 0 | 0 | 0 | 0 | 0 | 0 | 0 | 0 | 0 | 0 | 0 | 0 | 0
F6_Commercial_Miscellaneous_New_Food Preparation_Natural Gas_Food Prep Other_E1 | F6 | Commercial | Miscellaneous | New | Food Preparation | Natural Gas | Food Prep Other | E1 | Utility - Value of Sales | 0.010888 | 0.010946 | 0.01104 | 0.01102 | 0.01102 | 0.01102 | 0.01102 | 0.01102 | 0.01102 | 0.01102 | 0.01102 | 0.01102 | 0.01102 | 0.01102 | 0.01102 | 0.01102 | 0.01102 | 0.01102 | 0.01102 | 0.01102 | 0.01102 | 0.01102 | 0.01102 | 0.01102 | 0.01102 | 0.01102 | 0.01102 | 0.01102 | 0.01102 | 0.01102 | 0.01102 | 0.01102 | 0.01102
F6_Commercial_Miscellaneous_New_Food Preparation_Natural Gas_Food Prep Other_E2 | F6 | Commercial | Miscellaneous | New | Food Preparation | Natural Gas | Food Prep Other | E2 | Utility - Value of Sales | 0.010888 | 0.010946 | 0.01104 | 0.01102 | 0.01102 | 0.01102 | 0.01102 | 0.01102 | 0.01102 | 0.01102 | 0.01102 | 0.01102 | 0.01102 | 0.01102 | 0.01102 | 0.01102 | 0.01102 | 0.01102 | 0.01102 | 0.01102 | 0.01102 | 0.01102 | 0.01102 | 0.01102 | 0.01102 | 0.01102 | 0.01102 | 0.01102 | 0.01102 | 0.01102 | 0.01102 | 0.01102 | 0.01102
F6_Commercial_Miscellaneous_New_Food Preparation_Natural Gas_Food Prep Other_E3 | F6 | Commercial | Miscellaneous | New | Food Preparation | Natural Gas | Food Prep Other | E3 | Utility - Value of Sales | 0 | 0 | 0 | 0 | 0 | 0 | 0 | 0 | 0 | 0 | 0 | 0 | 0 | 0 | 0 | 0 | 0 | 0 | 0 | 0 | 0 | 0 | 0 | 0 | 0 | 0 | 0 | 0 | 0 | 0 | 0 | 0 | 0
F6_Commercial_Miscellaneous_New_Food Preparation_Natural Gas_Food Prep Other_E4 | F6 | Commercial | Miscellaneous | New | Food Preparation | Natural Gas | Food Prep Other | E4 | Utility - Value of Sales | 0 | 0 | 0 | 0 | 0 | 0 | 0 | 0 | 0 | 0 | 0 | 0 | 0 | 0 | 0 | 0 | 0 | 0 | 0 | 0 | 0 | 0 | 0 | 0 | 0 | 0 | 0 | 0 | 0 | 0 | 0 | 0 | 0
F6_Commercial_Miscellaneous_New_Food Preparation_Natural Gas_Food Prep Other_E5 | F6 | Commercial | Miscellaneous | New | Food Preparation | Natural Gas | Food Prep Other | E5 | Utility - Value of Sales | 0 | 0 | 0 | 0 | 0 | 0 | 0 | 0 | 0 | 0 | 0 | 0 | 0 | 0 | 0 | 0 | 0 | 0 | 0 | 0 | 0 | 0 | 0 | 0 | 0 | 0 | 0 | 0 | 0 | 0 | 0 | 0 | 0
F6_Commercial_Miscellaneous_New_Food Preparation_Natural Gas_Food Prep Other_E6 | F6 | Commercial | Miscellaneous | New | Food Preparation | Natural Gas | Food Prep Other | E6 | Utility - Value of Sales | 0 | 0 | 0 | 0 | 0 | 0 | 0 | 0 | 0 | 0 | 0 | 0 | 0 | 0 | 0 | 0 | 0 | 0 | 0 | 0 | 0 | 0 | 0 | 0 | 0 | 0 | 0 | 0 | 0 | 0 | 0 | 0 | 0
F6_Commercial_Miscellaneous_New_Food Preparation_Natural Gas_Food Prep Other_E7 | F6 | Commercial | Miscellaneous | New | Food Preparation | Natural Gas | Food Prep Other | E7 | Utility - Value of Sales | 0 | 0 | 0 | 0 | 0 | 0 | 0 | 0 | 0 | 0 | 0 | 0 | 0 | 0 | 0 | 0 | 0 | 0 | 0 | 0 | 0 | 0 | 0 | 0 | 0 | 0 | 0 | 0 | 0 | 0 | 0 | 0 | 0
F6_Commercial_Miscellaneous_New_Food Preparation_Natural Gas_Food Prep Other_E8 | F6 | Commercial | Miscellaneous | New | Food Preparation | Natural Gas | Food Prep Other | E8 | Utility - Value of Sales | 0 | 0 | 0 | 0 | 0 | 0 | 0 | 0 | 0 | 0 | 0 | 0 | 0 | 0 | 0 | 0 | 0 | 0 | 0 | 0 | 0 | 0 | 0 | 0 | 0 | 0 | 0 | 0 | 0 | 0 | 0 | 0 | 0
F6_Commercial_Miscellaneous_New_Food Preparation_Natural Gas_Food Prep Other_E9 | F6 | Commercial | Miscellaneous | New | Food Preparation | Natural Gas | Food Prep Other | E9 | Utility - Value of Sales | 0 | 0 | 0 | 0 | 0 | 0 | 0 | 0 | 0 | 0 | 0 | 0 | 0 | 0 | 0 | 0 | 0 | 0 | 0 | 0 | 0 | 0 | 0 | 0 | 0 | 0 | 0 | 0 | 0 | 0 | 0 | 0 | 0
F6_Commercial_Miscellaneous_New_Food Preparation_Natural Gas_Food Prep Other_E10 | F6 | Commercial | Miscellaneous | New | Food Preparation | Natural Gas | Food Prep Other | E10 | Utility - Value of Sales | 0 | 0 | 0 | 0 | 0 | 0 | 0 | 0 | 0 | 0 | 0 | 0 | 0 | 0 | 0 | 0 | 0 | 0 | 0 | 0 | 0 | 0 | 0 | 0 | 0 | 0 | 0 | 0 | 0 | 0 | 0 | 0 | 0
F1_Commercial_Miscellaneous_New_Miscellaneous_Natural Gas_Pool Heater_E1 | F1 | Commercial | Miscellaneous | New | Miscellaneous | Natural Gas | Pool Heater | E1 | RVT - Cost of Equipment | 0 | 0 | 0 | 0 | 0 | 0 | 0 | 0 | 0 | 0 | 0 | 0 | 0 | 0 | 0 | 0 | 0 | 0 | 0 | 0 | 0 | 0 | 0 | 0 | 0 | 0 | 0 | 0 | 0 | 0 | 0 | 0 | 0
F1_Commercial_Miscellaneous_New_Miscellaneous_Natural Gas_Pool Heater_E2 | F1 | Commercial | Miscellaneous | New | Miscellaneous | Natural Gas | Pool Heater | E2 | RVT - Cost of Equipment | 0 | 0 | 0 | 0 | 0 | 0 | 0 | 0 | 0 | 0 | 0 | 0 | 0 | 0 | 0 | 0 | 0 | 0 | 0 | 0 | 0 | 0 | 0 | 0 | 0 | 0 | 0 | 0 | 0 | 0 | 0 | 0 | 0
F1_Commercial_Miscellaneous_New_Miscellaneous_Natural Gas_Pool Heater_E3 | F1 | Commercial | Miscellaneous | New | Miscellaneous | Natural Gas | Pool Heater | E3 | RVT - Cost of Equipment | 0 | 0 | 0 | 0 | 0 | 0 | 0 | 0 | 0 | 0 | 0 | 0 | 0 | 0 | 0 | 0 | 0 | 0 | 0 | 0 | 0 | 0 | 0 | 0 | 0 | 0 | 0 | 0 | 0 | 0 | 0 | 0 | 0
F1_Commercial_Miscellaneous_New_Miscellaneous_Natural Gas_Pool Heater_E4 | F1 | Commercial | Miscellaneous | New | Miscellaneous | Natural Gas | Pool Heater | E4 | RVT - Cost of Equipment | 0 | 0 | 0 | 0 | 0 | 0 | 0 | 0 | 0 | 0 | 0 | 0 | 0 | 0 | 0 | 0 | 0 | 0 | 0 | 0 | 0 | 0 | 0 | 0 | 0 | 0 | 0 | 0 | 0 | 0 | 0 | 0 | 0
F1_Commercial_Miscellaneous_New_Miscellaneous_Natural Gas_Pool Heater_E5 | F1 | Commercial | Miscellaneous | New | Miscellaneous | Natural Gas | Pool Heater | E5 | RVT - Cost of Equipment | 0 | 0 | 0 | 0 | 0 | 0 | 0 | 0 | 0 | 0 | 0 | 0 | 0 | 0 | 0 | 0 | 0 | 0 | 0 | 0 | 0 | 0 | 0 | 0 | 0 | 0 | 0 | 0 | 0 | 0 | 0 | 0 | 0
F1_Commercial_Miscellaneous_New_Miscellaneous_Natural Gas_Pool Heater_E6 | F1 | Commercial | Miscellaneous | New | Miscellaneous | Natural Gas | Pool Heater | E6 | RVT - Cost of Equipment | 0 | 0 | 0 | 0 | 0 | 0 | 0 | 0 | 0 | 0 | 0 | 0 | 0 | 0 | 0 | 0 | 0 | 0 | 0 | 0 | 0 | 0 | 0 | 0 | 0 | 0 | 0 | 0 | 0 | 0 | 0 | 0 | 0
F1_Commercial_Miscellaneous_New_Miscellaneous_Natural Gas_Pool Heater_E7 | F1 | Commercial | Miscellaneous | New | Miscellaneous | Natural Gas | Pool Heater | E7 | RVT - Cost of Equipment | 0 | 0 | 0 | 0 | 0 | 0 | 0 | 0 | 0 | 0 | 0 | 0 | 0 | 0 | 0 | 0 | 0 | 0 | 0 | 0 | 0 | 0 | 0 | 0 | 0 | 0 | 0 | 0 | 0 | 0 | 0 | 0 | 0
F1_Commercial_Miscellaneous_New_Miscellaneous_Natural Gas_Pool Heater_E8 | F1 | Commercial | Miscellaneous | New | Miscellaneous | Natural Gas | Pool Heater | E8 | RVT - Cost of Equipment | 0 | 0 | 0 | 0 | 0 | 0 | 0 | 0 | 0 | 0 | 0 | 0 | 0 | 0 | 0 | 0 | 0 | 0 | 0 | 0 | 0 | 0 | 0 | 0 | 0 | 0 | 0 | 0 | 0 | 0 | 0 | 0 | 0
F1_Commercial_Miscellaneous_New_Miscellaneous_Natural Gas_Pool Heater_E9 | F1 | Commercial | Miscellaneous | New | Miscellaneous | Natural Gas | Pool Heater | E9 | RVT - Cost of Equipment | 0 | 0 | 0 | 0 | 0 | 0 | 0 | 0 | 0 | 0 | 0 | 0 | 0 | 0 | 0 | 0 | 0 | 0 | 0 | 0 | 0 | 0 | 0 | 0 | 0 | 0 | 0 | 0 | 0 | 0 | 0 | 0 | 0
F1_Commercial_Miscellaneous_New_Miscellaneous_Natural Gas_Pool Heater_E10 | F1 | Commercial | Miscellaneous | New | Miscellaneous | Natural Gas | Pool Heater | E10 | RVT - Cost of Equipment | 0 | 0 | 0 | 0 | 0 | 0 | 0 | 0 | 0 | 0 | 0 | 0 | 0 | 0 | 0 | 0 | 0 | 0 | 0 | 0 | 0 | 0 | 0 | 0 | 0 | 0 | 0 | 0 | 0 | 0 | 0 | 0 | 0
F2_Commercial_Miscellaneous_New_Miscellaneous_Natural Gas_Pool Heater_E1 | F2 | Commercial | Miscellaneous | New | Miscellaneous | Natural Gas | Pool Heater | E1 | RVT - Cost of Operation | 0 | 0 | 0 | 0 | 0 | 0 | 0 | 0 | 0 | 0 | 0 | 0 | 0 | 0 | 0 | 0 | 0 | 0 | 0 | 0 | 0 | 0 | 0 | 0 | 0 | 0 | 0 | 0 | 0 | 0 | 0 | 0 | 0
F2_Commercial_Miscellaneous_New_Miscellaneous_Natural Gas_Pool Heater_E2 | F2 | Commercial | Miscellaneous | New | Miscellaneous | Natural Gas | Pool Heater | E2 | RVT - Cost of Operation | 0 | 0 | 0 | 0 | 0 | 0 | 0 | 0 | 0 | 0 | 0 | 0 | 0 | 0 | 0 | 0 | 0 | 0 | 0 | 0 | 0 | 0 | 0 | 0 | 0 | 0 | 0 | 0 | 0 | 0 | 0 | 0 | 0
F2_Commercial_Miscellaneous_New_Miscellaneous_Natural Gas_Pool Heater_E3 | F2 | Commercial | Miscellaneous | New | Miscellaneous | Natural Gas | Pool Heater | E3 | RVT - Cost of Operation | 0 | 0 | 0 | 0 | 0 | 0 | 0 | 0 | 0 | 0 | 0 | 0 | 0 | 0 | 0 | 0 | 0 | 0 | 0 | 0 | 0 | 0 | 0 | 0 | 0 | 0 | 0 | 0 | 0 | 0 | 0 | 0 | 0
F2_Commercial_Miscellaneous_New_Miscellaneous_Natural Gas_Pool Heater_E4 | F2 | Commercial | Miscellaneous | New | Miscellaneous | Natural Gas | Pool Heater | E4 | RVT - Cost of Operation | 0 | 0 | 0 | 0 | 0 | 0 | 0 | 0 | 0 | 0 | 0 | 0 | 0 | 0 | 0 | 0 | 0 | 0 | 0 | 0 | 0 | 0 | 0 | 0 | 0 | 0 | 0 | 0 | 0 | 0 | 0 | 0 | 0
F2_Commercial_Miscellaneous_New_Miscellaneous_Natural Gas_Pool Heater_E5 | F2 | Commercial | Miscellaneous | New | Miscellaneous | Natural Gas | Pool Heater | E5 | RVT - Cost of Operation | 0 | 0 | 0 | 0 | 0 | 0 | 0 | 0 | 0 | 0 | 0 | 0 | 0 | 0 | 0 | 0 | 0 | 0 | 0 | 0 | 0 | 0 | 0 | 0 | 0 | 0 | 0 | 0 | 0 | 0 | 0 | 0 | 0
F2_Commercial_Miscellaneous_New_Miscellaneous_Natural Gas_Pool Heater_E6 | F2 | Commercial | Miscellaneous | New | Miscellaneous | Natural Gas | Pool Heater | E6 | RVT - Cost of Operation | 0 | 0 | 0 | 0 | 0 | 0 | 0 | 0 | 0 | 0 | 0 | 0 | 0 | 0 | 0 | 0 | 0 | 0 | 0 | 0 | 0 | 0 | 0 | 0 | 0 | 0 | 0 | 0 | 0 | 0 | 0 | 0 | 0
F2_Commercial_Miscellaneous_New_Miscellaneous_Natural Gas_Pool Heater_E7 | F2 | Commercial | Miscellaneous | New | Miscellaneous | Natural Gas | Pool Heater | E7 | RVT - Cost of Operation | 0 | 0 | 0 | 0 | 0 | 0 | 0 | 0 | 0 | 0 | 0 | 0 | 0 | 0 | 0 | 0 | 0 | 0 | 0 | 0 | 0 | 0 | 0 | 0 | 0 | 0 | 0 | 0 | 0 | 0 | 0 | 0 | 0
F2_Commercial_Miscellaneous_New_Miscellaneous_Natural Gas_Pool Heater_E8 | F2 | Commercial | Miscellaneous | New | Miscellaneous | Natural Gas | Pool Heater | E8 | RVT - Cost of Operation | 0 | 0 | 0 | 0 | 0 | 0 | 0 | 0 | 0 | 0 | 0 | 0 | 0 | 0 | 0 | 0 | 0 | 0 | 0 | 0 | 0 | 0 | 0 | 0 | 0 | 0 | 0 | 0 | 0 | 0 | 0 | 0 | 0
F2_Commercial_Miscellaneous_New_Miscellaneous_Natural Gas_Pool Heater_E9 | F2 | Commercial | Miscellaneous | New | Miscellaneous | Natural Gas | Pool Heater | E9 | RVT - Cost of Operation | 0 | 0 | 0 | 0 | 0 | 0 | 0 | 0 | 0 | 0 | 0 | 0 | 0 | 0 | 0 | 0 | 0 | 0 | 0 | 0 | 0 | 0 | 0 | 0 | 0 | 0 | 0 | 0 | 0 | 0 | 0 | 0 | 0
F2_Commercial_Miscellaneous_New_Miscellaneous_Natural Gas_Pool Heater_E10 | F2 | Commercial | Miscellaneous | New | Miscellaneous | Natural Gas | Pool Heater | E10 | RVT - Cost of Operation | 0 | 0 | 0 | 0 | 0 | 0 | 0 | 0 | 0 | 0 | 0 | 0 | 0 | 0 | 0 | 0 | 0 | 0 | 0 | 0 | 0 | 0 | 0 | 0 | 0 | 0 | 0 | 0 | 0 | 0 | 0 | 0 | 0
F3_Commercial_Miscellaneous_New_Miscellaneous_Natural Gas_Pool Heater_E1 | F3 | Commercial | Miscellaneous | New | Miscellaneous | Natural Gas | Pool Heater | E1 | System - kBTUs of Consumption | 0.00054925 | 0.00054925 | 0.00054925 | 0.00054925 | 0.00054925 | 0.00054925 | 0.00054925 | 0.00054925 | 0.00054925 | 0.00054925 | 0.00054925 | 0.00054925 | 0.00054925 | 0.00054925 | 0.00054925 | 0.00054925 | 0.00054925 | 0.00054925 | 0.00054925 | 0.00054925 | 0.00054925 | 0.00054925 | 0.00054925 | 0.00054925 | 0.00054925 | 0.00054925 | 0.00054925 | 0.00054925 | 0.00054925 | 0.00054925 | 0.00054925 | 0.00054925 | 0.00054925
F3_Commercial_Miscellaneous_New_Miscellaneous_Natural Gas_Pool Heater_E2 | F3 | Commercial | Miscellaneous | New | Miscellaneous | Natural Gas | Pool Heater | E2 | System - kBTUs of Consumption | 0.00089934 | 0.00089934 | 0.00089934 | 0.00089934 | 0.00089934 | 0.00089934 | 0.00089934 | 0.00089934 | 0.00089934 | 0.00089934 | 0.00089934 | 0.00089934 | 0.00089934 | 0.00089934 | 0.00089934 | 0.00089934 | 0.00089934 | 0.00089934 | 0.00089934 | 0.00089934 | 0.00089934 | 0.00089934 | 0.00089934 | 0.00089934 | 0.00089934 | 0.00089934 | 0.00089934 | 0.00089934 | 0.00089934 | 0.00089934 | 0.00089934 | 0.00089934 | 0.00089934
F3_Commercial_Miscellaneous_New_Miscellaneous_Natural Gas_Pool Heater_E3 | F3 | Commercial | Miscellaneous | New | Miscellaneous | Natural Gas | Pool Heater | E3 | System - kBTUs of Consumption | 0 | 0 | 0 | 0 | 0 | 0 | 0 | 0 | 0 | 0 | 0 | 0 | 0 | 0 | 0 | 0 | 0 | 0 | 0 | 0 | 0 | 0 | 0 | 0 | 0 | 0 | 0 | 0 | 0 | 0 | 0 | 0 | 0
F3_Commercial_Miscellaneous_New_Miscellaneous_Natural Gas_Pool Heater_E4 | F3 | Commercial | Miscellaneous | New | Miscellaneous | Natural Gas | Pool Heater | E4 | System - kBTUs of Consumption | 0 | 0 | 0 | 0 | 0 | 0 | 0 | 0 | 0 | 0 | 0 | 0 | 0 | 0 | 0 | 0 | 0 | 0 | 0 | 0 | 0 | 0 | 0 | 0 | 0 | 0 | 0 | 0 | 0 | 0 | 0 | 0 | 0
F3_Commercial_Miscellaneous_New_Miscellaneous_Natural Gas_Pool Heater_E5 | F3 | Commercial | Miscellaneous | New | Miscellaneous | Natural Gas | Pool Heater | E5 | System - kBTUs of Consumption | 0 | 0 | 0 | 0 | 0 | 0 | 0 | 0 | 0 | 0 | 0 | 0 | 0 | 0 | 0 | 0 | 0 | 0 | 0 | 0 | 0 | 0 | 0 | 0 | 0 | 0 | 0 | 0 | 0 | 0 | 0 | 0 | 0
F3_Commercial_Miscellaneous_New_Miscellaneous_Natural Gas_Pool Heater_E6 | F3 | Commercial | Miscellaneous | New | Miscellaneous | Natural Gas | Pool Heater | E6 | System - kBTUs of Consumption | 0 | 0 | 0 | 0 | 0 | 0 | 0 | 0 | 0 | 0 | 0 | 0 | 0 | 0 | 0 | 0 | 0 | 0 | 0 | 0 | 0 | 0 | 0 | 0 | 0 | 0 | 0 | 0 | 0 | 0 | 0 | 0 | 0
F3_Commercial_Miscellaneous_New_Miscellaneous_Natural Gas_Pool Heater_E7 | F3 | Commercial | Miscellaneous | New | Miscellaneous | Natural Gas | Pool Heater | E7 | System - kBTUs of Consumption | 0 | 0 | 0 | 0 | 0 | 0 | 0 | 0 | 0 | 0 | 0 | 0 | 0 | 0 | 0 | 0 | 0 | 0 | 0 | 0 | 0 | 0 | 0 | 0 | 0 | 0 | 0 | 0 | 0 | 0 | 0 | 0 | 0
F3_Commercial_Miscellaneous_New_Miscellaneous_Natural Gas_Pool Heater_E8 | F3 | Commercial | Miscellaneous | New | Miscellaneous | Natural Gas | Pool Heater | E8 | System - kBTUs of Consumption | 0 | 0 | 0 | 0 | 0 | 0 | 0 | 0 | 0 | 0 | 0 | 0 | 0 | 0 | 0 | 0 | 0 | 0 | 0 | 0 | 0 | 0 | 0 | 0 | 0 | 0 | 0 | 0 | 0 | 0 | 0 | 0 | 0
F3_Commercial_Miscellaneous_New_Miscellaneous_Natural Gas_Pool Heater_E9 | F3 | Commercial | Miscellaneous | New | Miscellaneous | Natural Gas | Pool Heater | E9 | System - kBTUs of Consumption | 0 | 0 | 0 | 0 | 0 | 0 | 0 | 0 | 0 | 0 | 0 | 0 | 0 | 0 | 0 | 0 | 0 | 0 | 0 | 0 | 0 | 0 | 0 | 0 | 0 | 0 | 0 | 0 | 0 | 0 | 0 | 0 | 0
F3_Commercial_Miscellaneous_New_Miscellaneous_Natural Gas_Pool Heater_E10 | F3 | Commercial | Miscellaneous | New | Miscellaneous | Natural Gas | Pool Heater | E10 | System - kBTUs of Consumption | 0 | 0 | 0 | 0 | 0 | 0 | 0 | 0 | 0 | 0 | 0 | 0 | 0 | 0 | 0 | 0 | 0 | 0 | 0 | 0 | 0 | 0 | 0 | 0 | 0 | 0 | 0 | 0 | 0 | 0 | 0 | 0 | 0
F4_Commercial_Miscellaneous_New_Miscellaneous_Natural Gas_Pool Heater_E1 | F4 | Commercial | Miscellaneous | New | Miscellaneous | Natural Gas | Pool Heater | E1 | Utility - Cost of Equipment | 0 | 0 | 0 | 0 | 0 | 0 | 0 | 0 | 0 | 0 | 0 | 0 | 0 | 0 | 0 | 0 | 0 | 0 | 0 | 0 | 0 | 0 | 0 | 0 | 0 | 0 | 0 | 0 | 0 | 0 | 0 | 0 | 0
F4_Commercial_Miscellaneous_New_Miscellaneous_Natural Gas_Pool Heater_E2 | F4 | Commercial | Miscellaneous | New | Miscellaneous | Natural Gas | Pool Heater | E2 | Utility - Cost of Equipment | 0 | 0 | 0 | 0 | 0 | 0 | 0 | 0 | 0 | 0 | 0 | 0 | 0 | 0 | 0 | 0 | 0 | 0 | 0 | 0 | 0 | 0 | 0 | 0 | 0 | 0 | 0 | 0 | 0 | 0 | 0 | 0 | 0
F4_Commercial_Miscellaneous_New_Miscellaneous_Natural Gas_Pool Heater_E3 | F4 | Commercial | Miscellaneous | New | Miscellaneous | Natural Gas | Pool Heater | E3 | Utility - Cost of Equipment | 0 | 0 | 0 | 0 | 0 | 0 | 0 | 0 | 0 | 0 | 0 | 0 | 0 | 0 | 0 | 0 | 0 | 0 | 0 | 0 | 0 | 0 | 0 | 0 | 0 | 0 | 0 | 0 | 0 | 0 | 0 | 0 | 0
F4_Commercial_Miscellaneous_New_Miscellaneous_Natural Gas_Pool Heater_E4 | F4 | Commercial | Miscellaneous | New | Miscellaneous | Natural Gas | Pool Heater | E4 | Utility - Cost of Equipment | 0 | 0 | 0 | 0 | 0 | 0 | 0 | 0 | 0 | 0 | 0 | 0 | 0 | 0 | 0 | 0 | 0 | 0 | 0 | 0 | 0 | 0 | 0 | 0 | 0 | 0 | 0 | 0 | 0 | 0 | 0 | 0 | 0
F4_Commercial_Miscellaneous_New_Miscellaneous_Natural Gas_Pool Heater_E5 | F4 | Commercial | Miscellaneous | New | Miscellaneous | Natural Gas | Pool Heater | E5 | Utility - Cost of Equipment | 0 | 0 | 0 | 0 | 0 | 0 | 0 | 0 | 0 | 0 | 0 | 0 | 0 | 0 | 0 | 0 | 0 | 0 | 0 | 0 | 0 | 0 | 0 | 0 | 0 | 0 | 0 | 0 | 0 | 0 | 0 | 0 | 0
F4_Commercial_Miscellaneous_New_Miscellaneous_Natural Gas_Pool Heater_E6 | F4 | Commercial | Miscellaneous | New | Miscellaneous | Natural Gas | Pool Heater | E6 | Utility - Cost of Equipment | 0 | 0 | 0 | 0 | 0 | 0 | 0 | 0 | 0 | 0 | 0 | 0 | 0 | 0 | 0 | 0 | 0 | 0 | 0 | 0 | 0 | 0 | 0 | 0 | 0 | 0 | 0 | 0 | 0 | 0 | 0 | 0 | 0
F4_Commercial_Miscellaneous_New_Miscellaneous_Natural Gas_Pool Heater_E7 | F4 | Commercial | Miscellaneous | New | Miscellaneous | Natural Gas | Pool Heater | E7 | Utility - Cost of Equipment | 0 | 0 | 0 | 0 | 0 | 0 | 0 | 0 | 0 | 0 | 0 | 0 | 0 | 0 | 0 | 0 | 0 | 0 | 0 | 0 | 0 | 0 | 0 | 0 | 0 | 0 | 0 | 0 | 0 | 0 | 0 | 0 | 0
F4_Commercial_Miscellaneous_New_Miscellaneous_Natural Gas_Pool Heater_E8 | F4 | Commercial | Miscellaneous | New | Miscellaneous | Natural Gas | Pool Heater | E8 | Utility - Cost of Equipment | 0 | 0 | 0 | 0 | 0 | 0 | 0 | 0 | 0 | 0 | 0 | 0 | 0 | 0 | 0 | 0 | 0 | 0 | 0 | 0 | 0 | 0 | 0 | 0 | 0 | 0 | 0 | 0 | 0 | 0 | 0 | 0 | 0
F4_Commercial_Miscellaneous_New_Miscellaneous_Natural Gas_Pool Heater_E9 | F4 | Commercial | Miscellaneous | New | Miscellaneous | Natural Gas | Pool Heater | E9 | Utility - Cost of Equipment | 0 | 0 | 0 | 0 | 0 | 0 | 0 | 0 | 0 | 0 | 0 | 0 | 0 | 0 | 0 | 0 | 0 | 0 | 0 | 0 | 0 | 0 | 0 | 0 | 0 | 0 | 0 | 0 | 0 | 0 | 0 | 0 | 0
F4_Commercial_Miscellaneous_New_Miscellaneous_Natural Gas_Pool Heater_E10 | F4 | Commercial | Miscellaneous | New | Miscellaneous | Natural Gas | Pool Heater | E10 | Utility - Cost of Equipment | 0 | 0 | 0 | 0 | 0 | 0 | 0 | 0 | 0 | 0 | 0 | 0 | 0 | 0 | 0 | 0 | 0 | 0 | 0 | 0 | 0 | 0 | 0 | 0 | 0 | 0 | 0 | 0 | 0 | 0 | 0 | 0 | 0
F5_Commercial_Miscellaneous_New_Miscellaneous_Natural Gas_Pool Heater_E1 | F5 | Commercial | Miscellaneous | New | Miscellaneous | Natural Gas | Pool Heater | E1 | Utility - Cost of Operation | 0.00054925 | 0.00054925 | 0.00054925 | 0.00054925 | 0.00054925 | 0.00054925 | 0.00054925 | 0.00054925 | 0.00054925 | 0.00054925 | 0.00054925 | 0.00054925 | 0.00054925 | 0.00054925 | 0.00054925 | 0.00054925 | 0.00054925 | 0.00054925 | 0.00054925 | 0.00054925 | 0.00054925 | 0.00054925 | 0.00054925 | 0.00054925 | 0.00054925 | 0.00054925 | 0.00054925 | 0.00054925 | 0.00054925 | 0.00054925 | 0.00054925 | 0.00054925 | 0.00054925
F5_Commercial_Miscellaneous_New_Miscellaneous_Natural Gas_Pool Heater_E2 | F5 | Commercial | Miscellaneous | New | Miscellaneous | Natural Gas | Pool Heater | E2 | Utility - Cost of Operation | 0.00089934 | 0.00089934 | 0.00089934 | 0.00089934 | 0.00089934 | 0.00089934 | 0.00089934 | 0.00089934 | 0.00089934 | 0.00089934 | 0.00089934 | 0.00089934 | 0.00089934 | 0.00089934 | 0.00089934 | 0.00089934 | 0.00089934 | 0.00089934 | 0.00089934 | 0.00089934 | 0.00089934 | 0.00089934 | 0.00089934 | 0.00089934 | 0.00089934 | 0.00089934 | 0.00089934 | 0.00089934 | 0.00089934 | 0.00089934 | 0.00089934 | 0.00089934 | 0.00089934
F5_Commercial_Miscellaneous_New_Miscellaneous_Natural Gas_Pool Heater_E3 | F5 | Commercial | Miscellaneous | New | Miscellaneous | Natural Gas | Pool Heater | E3 | Utility - Cost of Operation | 0 | 0 | 0 | 0 | 0 | 0 | 0 | 0 | 0 | 0 | 0 | 0 | 0 | 0 | 0 | 0 | 0 | 0 | 0 | 0 | 0 | 0 | 0 | 0 | 0 | 0 | 0 | 0 | 0 | 0 | 0 | 0 | 0
F5_Commercial_Miscellaneous_New_Miscellaneous_Natural Gas_Pool Heater_E4 | F5 | Commercial | Miscellaneous | New | Miscellaneous | Natural Gas | Pool Heater | E4 | Utility - Cost of Operation | 0 | 0 | 0 | 0 | 0 | 0 | 0 | 0 | 0 | 0 | 0 | 0 | 0 | 0 | 0 | 0 | 0 | 0 | 0 | 0 | 0 | 0 | 0 | 0 | 0 | 0 | 0 | 0 | 0 | 0 | 0 | 0 | 0
F5_Commercial_Miscellaneous_New_Miscellaneous_Natural Gas_Pool Heater_E5 | F5 | Commercial | Miscellaneous | New | Miscellaneous | Natural Gas | Pool Heater | E5 | Utility - Cost of Operation | 0 | 0 | 0 | 0 | 0 | 0 | 0 | 0 | 0 | 0 | 0 | 0 | 0 | 0 | 0 | 0 | 0 | 0 | 0 | 0 | 0 | 0 | 0 | 0 | 0 | 0 | 0 | 0 | 0 | 0 | 0 | 0 | 0
F5_Commercial_Miscellaneous_New_Miscellaneous_Natural Gas_Pool Heater_E6 | F5 | Commercial | Miscellaneous | New | Miscellaneous | Natural Gas | Pool Heater | E6 | Utility - Cost of Operation | 0 | 0 | 0 | 0 | 0 | 0 | 0 | 0 | 0 | 0 | 0 | 0 | 0 | 0 | 0 | 0 | 0 | 0 | 0 | 0 | 0 | 0 | 0 | 0 | 0 | 0 | 0 | 0 | 0 | 0 | 0 | 0 | 0
F5_Commercial_Miscellaneous_New_Miscellaneous_Natural Gas_Pool Heater_E7 | F5 | Commercial | Miscellaneous | New | Miscellaneous | Natural Gas | Pool Heater | E7 | Utility - Cost of Operation | 0 | 0 | 0 | 0 | 0 | 0 | 0 | 0 | 0 | 0 | 0 | 0 | 0 | 0 | 0 | 0 | 0 | 0 | 0 | 0 | 0 | 0 | 0 | 0 | 0 | 0 | 0 | 0 | 0 | 0 | 0 | 0 | 0
F5_Commercial_Miscellaneous_New_Miscellaneous_Natural Gas_Pool Heater_E8 | F5 | Commercial | Miscellaneous | New | Miscellaneous | Natural Gas | Pool Heater | E8 | Utility - Cost of Operation | 0 | 0 | 0 | 0 | 0 | 0 | 0 | 0 | 0 | 0 | 0 | 0 | 0 | 0 | 0 | 0 | 0 | 0 | 0 | 0 | 0 | 0 | 0 | 0 | 0 | 0 | 0 | 0 | 0 | 0 | 0 | 0 | 0
F5_Commercial_Miscellaneous_New_Miscellaneous_Natural Gas_Pool Heater_E9 | F5 | Commercial | Miscellaneous | New | Miscellaneous | Natural Gas | Pool Heater | E9 | Utility - Cost of Operation | 0 | 0 | 0 | 0 | 0 | 0 | 0 | 0 | 0 | 0 | 0 | 0 | 0 | 0 | 0 | 0 | 0 | 0 | 0 | 0 | 0 | 0 | 0 | 0 | 0 | 0 | 0 | 0 | 0 | 0 | 0 | 0 | 0
F5_Commercial_Miscellaneous_New_Miscellaneous_Natural Gas_Pool Heater_E10 | F5 | Commercial | Miscellaneous | New | Miscellaneous | Natural Gas | Pool Heater | E10 | Utility - Cost of Operation | 0 | 0 | 0 | 0 | 0 | 0 | 0 | 0 | 0 | 0 | 0 | 0 | 0 | 0 | 0 | 0 | 0 | 0 | 0 | 0 | 0 | 0 | 0 | 0 | 0 | 0 | 0 | 0 | 0 | 0 | 0 | 0 | 0
F6_Commercial_Miscellaneous_New_Miscellaneous_Natural Gas_Pool Heater_E1 | F6 | Commercial | Miscellaneous | New | Miscellaneous | Natural Gas | Pool Heater | E1 | Utility - Value of Sales | 0.002283 | 0.0023037 | 0.0023369 | 0.0023296 | 0.0023296 | 0.0023296 | 0.0023296 | 0.0023296 | 0.0023296 | 0.0023296 | 0.0023296 | 0.0023296 | 0.0023296 | 0.0023296 | 0.0023296 | 0.0023296 | 0.0023296 | 0.0023296 | 0.0023296 | 0.0023296 | 0.0023296 | 0.0023296 | 0.0023296 | 0.0023296 | 0.0023296 | 0.0023296 | 0.0023296 | 0.0023296 | 0.0023296 | 0.0023296 | 0.0023296 | 0.0023296 | 0.0023296
F6_Commercial_Miscellaneous_New_Miscellaneous_Natural Gas_Pool Heater_E2 | F6 | Commercial | Miscellaneous | New | Miscellaneous | Natural Gas | Pool Heater | E2 | Utility - Value of Sales | 0.0019406 | 0.0019581 | 0.0019863 | 0.0019802 | 0.0019802 | 0.0019802 | 0.0019802 | 0.0019802 | 0.0019802 | 0.0019802 | 0.0019802 | 0.0019802 | 0.0019802 | 0.0019802 | 0.0019802 | 0.0019802 | 0.0019802 | 0.0019802 | 0.0019802 | 0.0019802 | 0.0019802 | 0.0019802 | 0.0019802 | 0.0019802 | 0.0019802 | 0.0019802 | 0.0019802 | 0.0019802 | 0.0019802 | 0.0019802 | 0.0019802 | 0.0019802 | 0.0019802
F6_Commercial_Miscellaneous_New_Miscellaneous_Natural Gas_Pool Heater_E3 | F6 | Commercial | Miscellaneous | New | Miscellaneous | Natural Gas | Pool Heater | E3 | Utility - Value of Sales | 0 | 0 | 0 | 0 | 0 | 0 | 0 | 0 | 0 | 0 | 0 | 0 | 0 | 0 | 0 | 0 | 0 | 0 | 0 | 0 | 0 | 0 | 0 | 0 | 0 | 0 | 0 | 0 | 0 | 0 | 0 | 0 | 0
F6_Commercial_Miscellaneous_New_Miscellaneous_Natural Gas_Pool Heater_E4 | F6 | Commercial | Miscellaneous | New | Miscellaneous | Natural Gas | Pool Heater | E4 | Utility - Value of Sales | 0 | 0 | 0 | 0 | 0 | 0 | 0 | 0 | 0 | 0 | 0 | 0 | 0 | 0 | 0 | 0 | 0 | 0 | 0 | 0 | 0 | 0 | 0 | 0 | 0 | 0 | 0 | 0 | 0 | 0 | 0 | 0 | 0
F6_Commercial_Miscellaneous_New_Miscellaneous_Natural Gas_Pool Heater_E5 | F6 | Commercial | Miscellaneous | New | Miscellaneous | Natural Gas | Pool Heater | E5 | Utility - Value of Sales | 0 | 0 | 0 | 0 | 0 | 0 | 0 | 0 | 0 | 0 | 0 | 0 | 0 | 0 | 0 | 0 | 0 | 0 | 0 | 0 | 0 | 0 | 0 | 0 | 0 | 0 | 0 | 0 | 0 | 0 | 0 | 0 | 0
F6_Commercial_Miscellaneous_New_Miscellaneous_Natural Gas_Pool Heater_E6 | F6 | Commercial | Miscellaneous | New | Miscellaneous | Natural Gas | Pool Heater | E6 | Utility - Value of Sales | 0 | 0 | 0 | 0 | 0 | 0 | 0 | 0 | 0 | 0 | 0 | 0 | 0 | 0 | 0 | 0 | 0 | 0 | 0 | 0 | 0 | 0 | 0 | 0 | 0 | 0 | 0 | 0 | 0 | 0 | 0 | 0 | 0
F6_Commercial_Miscellaneous_New_Miscellaneous_Natural Gas_Pool Heater_E7 | F6 | Commercial | Miscellaneous | New | Miscellaneous | Natural Gas | Pool Heater | E7 | Utility - Value of Sales | 0 | 0 | 0 | 0 | 0 | 0 | 0 | 0 | 0 | 0 | 0 | 0 | 0 | 0 | 0 | 0 | 0 | 0 | 0 | 0 | 0 | 0 | 0 | 0 | 0 | 0 | 0 | 0 | 0 | 0 | 0 | 0 | 0
F6_Commercial_Miscellaneous_New_Miscellaneous_Natural Gas_Pool Heater_E8 | F6 | Commercial | Miscellaneous | New | Miscellaneous | Natural Gas | Pool Heater | E8 | Utility - Value of Sales | 0 | 0 | 0 | 0 | 0 | 0 | 0 | 0 | 0 | 0 | 0 | 0 | 0 | 0 | 0 | 0 | 0 | 0 | 0 | 0 | 0 | 0 | 0 | 0 | 0 | 0 | 0 | 0 | 0 | 0 | 0 | 0 | 0
F6_Commercial_Miscellaneous_New_Miscellaneous_Natural Gas_Pool Heater_E9 | F6 | Commercial | Miscellaneous | New | Miscellaneous | Natural Gas | Pool Heater | E9 | Utility - Value of Sales | 0 | 0 | 0 | 0 | 0 | 0 | 0 | 0 | 0 | 0 | 0 | 0 | 0 | 0 | 0 | 0 | 0 | 0 | 0 | 0 | 0 | 0 | 0 | 0 | 0 | 0 | 0 | 0 | 0 | 0 | 0 | 0 | 0
F6_Commercial_Miscellaneous_New_Miscellaneous_Natural Gas_Pool Heater_E10 | F6 | Commercial | Miscellaneous | New | Miscellaneous | Natural Gas | Pool Heater | E10 | Utility - Value of Sales | 0 | 0 | 0 | 0 | 0 | 0 | 0 | 0 | 0 | 0 | 0 | 0 | 0 | 0 | 0 | 0 | 0 | 0 | 0 | 0 | 0 | 0 | 0 | 0 | 0 | 0 | 0 | 0 | 0 | 0 | 0 | 0 | 0
F1_Commercial_Miscellaneous_New_Miscellaneous_Natural Gas_Miscellaneous_E1 | F1 | Commercial | Miscellaneous | New | Miscellaneous | Natural Gas | Miscellaneous | E1 | RVT - Cost of Equipment | 0 | 0 | 0 | 0 | 0 | 0 | 0 | 0 | 0 | 0 | 0 | 0 | 0 | 0 | 0 | 0 | 0 | 0 | 0 | 0 | 0 | 0 | 0 | 0 | 0 | 0 | 0 | 0 | 0 | 0 | 0 | 0 | 0
F1_Commercial_Miscellaneous_New_Miscellaneous_Natural Gas_Miscellaneous_E2 | F1 | Commercial | Miscellaneous | New | Miscellaneous | Natural Gas | Miscellaneous | E2 | RVT - Cost of Equipment | 0 | 0 | 0 | 0 | 0 | 0 | 0 | 0 | 0 | 0 | 0 | 0 | 0 | 0 | 0 | 0 | 0 | 0 | 0 | 0 | 0 | 0 | 0 | 0 | 0 | 0 | 0 | 0 | 0 | 0 | 0 | 0 | 0
F1_Commercial_Miscellaneous_New_Miscellaneous_Natural Gas_Miscellaneous_E3 | F1 | Commercial | Miscellaneous | New | Miscellaneous | Natural Gas | Miscellaneous | E3 | RVT - Cost of Equipment | 0 | 0 | 0 | 0 | 0 | 0 | 0 | 0 | 0 | 0 | 0 | 0 | 0 | 0 | 0 | 0 | 0 | 0 | 0 | 0 | 0 | 0 | 0 | 0 | 0 | 0 | 0 | 0 | 0 | 0 | 0 | 0 | 0
F1_Commercial_Miscellaneous_New_Miscellaneous_Natural Gas_Miscellaneous_E4 | F1 | Commercial | Miscellaneous | New | Miscellaneous | Natural Gas | Miscellaneous | E4 | RVT - Cost of Equipment | 0 | 0 | 0 | 0 | 0 | 0 | 0 | 0 | 0 | 0 | 0 | 0 | 0 | 0 | 0 | 0 | 0 | 0 | 0 | 0 | 0 | 0 | 0 | 0 | 0 | 0 | 0 | 0 | 0 | 0 | 0 | 0 | 0
F1_Commercial_Miscellaneous_New_Miscellaneous_Natural Gas_Miscellaneous_E5 | F1 | Commercial | Miscellaneous | New | Miscellaneous | Natural Gas | Miscellaneous | E5 | RVT - Cost of Equipment | 0 | 0 | 0 | 0 | 0 | 0 | 0 | 0 | 0 | 0 | 0 | 0 | 0 | 0 | 0 | 0 | 0 | 0 | 0 | 0 | 0 | 0 | 0 | 0 | 0 | 0 | 0 | 0 | 0 | 0 | 0 | 0 | 0
F1_Commercial_Miscellaneous_New_Miscellaneous_Natural Gas_Miscellaneous_E6 | F1 | Commercial | Miscellaneous | New | Miscellaneous | Natural Gas | Miscellaneous | E6 | RVT - Cost of Equipment | 0 | 0 | 0 | 0 | 0 | 0 | 0 | 0 | 0 | 0 | 0 | 0 | 0 | 0 | 0 | 0 | 0 | 0 | 0 | 0 | 0 | 0 | 0 | 0 | 0 | 0 | 0 | 0 | 0 | 0 | 0 | 0 | 0
F1_Commercial_Miscellaneous_New_Miscellaneous_Natural Gas_Miscellaneous_E7 | F1 | Commercial | Miscellaneous | New | Miscellaneous | Natural Gas | Miscellaneous | E7 | RVT - Cost of Equipment | 0 | 0 | 0 | 0 | 0 | 0 | 0 | 0 | 0 | 0 | 0 | 0 | 0 | 0 | 0 | 0 | 0 | 0 | 0 | 0 | 0 | 0 | 0 | 0 | 0 | 0 | 0 | 0 | 0 | 0 | 0 | 0 | 0
F1_Commercial_Miscellaneous_New_Miscellaneous_Natural Gas_Miscellaneous_E8 | F1 | Commercial | Miscellaneous | New | Miscellaneous | Natural Gas | Miscellaneous | E8 | RVT - Cost of Equipment | 0 | 0 | 0 | 0 | 0 | 0 | 0 | 0 | 0 | 0 | 0 | 0 | 0 | 0 | 0 | 0 | 0 | 0 | 0 | 0 | 0 | 0 | 0 | 0 | 0 | 0 | 0 | 0 | 0 | 0 | 0 | 0 | 0
F1_Commercial_Miscellaneous_New_Miscellaneous_Natural Gas_Miscellaneous_E9 | F1 | Commercial | Miscellaneous | New | Miscellaneous | Natural Gas | Miscellaneous | E9 | RVT - Cost of Equipment | 0 | 0 | 0 | 0 | 0 | 0 | 0 | 0 | 0 | 0 | 0 | 0 | 0 | 0 | 0 | 0 | 0 | 0 | 0 | 0 | 0 | 0 | 0 | 0 | 0 | 0 | 0 | 0 | 0 | 0 | 0 | 0 | 0
F1_Commercial_Miscellaneous_New_Miscellaneous_Natural Gas_Miscellaneous_E10 | F1 | Commercial | Miscellaneous | New | Miscellaneous | Natural Gas | Miscellaneous | E10 | RVT - Cost of Equipment | 0 | 0 | 0 | 0 | 0 | 0 | 0 | 0 | 0 | 0 | 0 | 0 | 0 | 0 | 0 | 0 | 0 | 0 | 0 | 0 | 0 | 0 | 0 | 0 | 0 | 0 | 0 | 0 | 0 | 0 | 0 | 0 | 0
F2_Commercial_Miscellaneous_New_Miscellaneous_Natural Gas_Miscellaneous_E1 | F2 | Commercial | Miscellaneous | New | Miscellaneous | Natural Gas | Miscellaneous | E1 | RVT - Cost of Operation | 0 | 0 | 0 | 0 | 0 | 0 | 0 | 0 | 0 | 0 | 0 | 0 | 0 | 0 | 0 | 0 | 0 | 0 | 0 | 0 | 0 | 0 | 0 | 0 | 0 | 0 | 0 | 0 | 0 | 0 | 0 | 0 | 0
F2_Commercial_Miscellaneous_New_Miscellaneous_Natural Gas_Miscellaneous_E2 | F2 | Commercial | Miscellaneous | New | Miscellaneous | Natural Gas | Miscellaneous | E2 | RVT - Cost of Operation | 0 | 0 | 0 | 0 | 0 | 0 | 0 | 0 | 0 | 0 | 0 | 0 | 0 | 0 | 0 | 0 | 0 | 0 | 0 | 0 | 0 | 0 | 0 | 0 | 0 | 0 | 0 | 0 | 0 | 0 | 0 | 0 | 0
F2_Commercial_Miscellaneous_New_Miscellaneous_Natural Gas_Miscellaneous_E3 | F2 | Commercial | Miscellaneous | New | Miscellaneous | Natural Gas | Miscellaneous | E3 | RVT - Cost of Operation | 0 | 0 | 0 | 0 | 0 | 0 | 0 | 0 | 0 | 0 | 0 | 0 | 0 | 0 | 0 | 0 | 0 | 0 | 0 | 0 | 0 | 0 | 0 | 0 | 0 | 0 | 0 | 0 | 0 | 0 | 0 | 0 | 0
F2_Commercial_Miscellaneous_New_Miscellaneous_Natural Gas_Miscellaneous_E4 | F2 | Commercial | Miscellaneous | New | Miscellaneous | Natural Gas | Miscellaneous | E4 | RVT - Cost of Operation | 0 | 0 | 0 | 0 | 0 | 0 | 0 | 0 | 0 | 0 | 0 | 0 | 0 | 0 | 0 | 0 | 0 | 0 | 0 | 0 | 0 | 0 | 0 | 0 | 0 | 0 | 0 | 0 | 0 | 0 | 0 | 0 | 0
F2_Commercial_Miscellaneous_New_Miscellaneous_Natural Gas_Miscellaneous_E5 | F2 | Commercial | Miscellaneous | New | Miscellaneous | Natural Gas | Miscellaneous | E5 | RVT - Cost of Operation | 0 | 0 | 0 | 0 | 0 | 0 | 0 | 0 | 0 | 0 | 0 | 0 | 0 | 0 | 0 | 0 | 0 | 0 | 0 | 0 | 0 | 0 | 0 | 0 | 0 | 0 | 0 | 0 | 0 | 0 | 0 | 0 | 0
F2_Commercial_Miscellaneous_New_Miscellaneous_Natural Gas_Miscellaneous_E6 | F2 | Commercial | Miscellaneous | New | Miscellaneous | Natural Gas | Miscellaneous | E6 | RVT - Cost of Operation | 0 | 0 | 0 | 0 | 0 | 0 | 0 | 0 | 0 | 0 | 0 | 0 | 0 | 0 | 0 | 0 | 0 | 0 | 0 | 0 | 0 | 0 | 0 | 0 | 0 | 0 | 0 | 0 | 0 | 0 | 0 | 0 | 0
F2_Commercial_Miscellaneous_New_Miscellaneous_Natural Gas_Miscellaneous_E7 | F2 | Commercial | Miscellaneous | New | Miscellaneous | Natural Gas | Miscellaneous | E7 | RVT - Cost of Operation | 0 | 0 | 0 | 0 | 0 | 0 | 0 | 0 | 0 | 0 | 0 | 0 | 0 | 0 | 0 | 0 | 0 | 0 | 0 | 0 | 0 | 0 | 0 | 0 | 0 | 0 | 0 | 0 | 0 | 0 | 0 | 0 | 0
F2_Commercial_Miscellaneous_New_Miscellaneous_Natural Gas_Miscellaneous_E8 | F2 | Commercial | Miscellaneous | New | Miscellaneous | Natural Gas | Miscellaneous | E8 | RVT - Cost of Operation | 0 | 0 | 0 | 0 | 0 | 0 | 0 | 0 | 0 | 0 | 0 | 0 | 0 | 0 | 0 | 0 | 0 | 0 | 0 | 0 | 0 | 0 | 0 | 0 | 0 | 0 | 0 | 0 | 0 | 0 | 0 | 0 | 0
F2_Commercial_Miscellaneous_New_Miscellaneous_Natural Gas_Miscellaneous_E9 | F2 | Commercial | Miscellaneous | New | Miscellaneous | Natural Gas | Miscellaneous | E9 | RVT - Cost of Operation | 0 | 0 | 0 | 0 | 0 | 0 | 0 | 0 | 0 | 0 | 0 | 0 | 0 | 0 | 0 | 0 | 0 | 0 | 0 | 0 | 0 | 0 | 0 | 0 | 0 | 0 | 0 | 0 | 0 | 0 | 0 | 0 | 0
F2_Commercial_Miscellaneous_New_Miscellaneous_Natural Gas_Miscellaneous_E10 | F2 | Commercial | Miscellaneous | New | Miscellaneous | Natural Gas | Miscellaneous | E10 | RVT - Cost of Operation | 0 | 0 | 0 | 0 | 0 | 0 | 0 | 0 | 0 | 0 | 0 | 0 | 0 | 0 | 0 | 0 | 0 | 0 | 0 | 0 | 0 | 0 | 0 | 0 | 0 | 0 | 0 | 0 | 0 | 0 | 0 | 0 | 0
F3_Commercial_Miscellaneous_New_Miscellaneous_Natural Gas_Miscellaneous_E1 | F3 | Commercial | Miscellaneous | New | Miscellaneous | Natural Gas | Miscellaneous | E1 | System - kBTUs of Consumption | 0.23718 | 0.23718 | 0.23718 | 0.23718 | 0.23718 | 0.23718 | 0.23718 | 0.23718 | 0.23718 | 0.23718 | 0.23718 | 0.23718 | 0.23718 | 0.23718 | 0.23718 | 0.23718 | 0.23718 | 0.23718 | 0.23718 | 0.23718 | 0.23718 | 0.23718 | 0.23718 | 0.23718 | 0.23718 | 0.23718 | 0.23718 | 0.23718 | 0.23718 | 0.23718 | 0.23718 | 0.23718 | 0.23718
F3_Commercial_Miscellaneous_New_Miscellaneous_Natural Gas_Miscellaneous_E2 | F3 | Commercial | Miscellaneous | New | Miscellaneous | Natural Gas | Miscellaneous | E2 | System - kBTUs of Consumption | 0 | 0 | 0 | 0 | 0 | 0 | 0 | 0 | 0 | 0 | 0 | 0 | 0 | 0 | 0 | 0 | 0 | 0 | 0 | 0 | 0 | 0 | 0 | 0 | 0 | 0 | 0 | 0 | 0 | 0 | 0 | 0 | 0
F3_Commercial_Miscellaneous_New_Miscellaneous_Natural Gas_Miscellaneous_E3 | F3 | Commercial | Miscellaneous | New | Miscellaneous | Natural Gas | Miscellaneous | E3 | System - kBTUs of Consumption | 0 | 0 | 0 | 0 | 0 | 0 | 0 | 0 | 0 | 0 | 0 | 0 | 0 | 0 | 0 | 0 | 0 | 0 | 0 | 0 | 0 | 0 | 0 | 0 | 0 | 0 | 0 | 0 | 0 | 0 | 0 | 0 | 0
F3_Commercial_Miscellaneous_New_Miscellaneous_Natural Gas_Miscellaneous_E4 | F3 | Commercial | Miscellaneous | New | Miscellaneous | Natural Gas | Miscellaneous | E4 | System - kBTUs of Consumption | 0 | 0 | 0 | 0 | 0 | 0 | 0 | 0 | 0 | 0 | 0 | 0 | 0 | 0 | 0 | 0 | 0 | 0 | 0 | 0 | 0 | 0 | 0 | 0 | 0 | 0 | 0 | 0 | 0 | 0 | 0 | 0 | 0
F3_Commercial_Miscellaneous_New_Miscellaneous_Natural Gas_Miscellaneous_E5 | F3 | Commercial | Miscellaneous | New | Miscellaneous | Natural Gas | Miscellaneous | E5 | System - kBTUs of Consumption | 0 | 0 | 0 | 0 | 0 | 0 | 0 | 0 | 0 | 0 | 0 | 0 | 0 | 0 | 0 | 0 | 0 | 0 | 0 | 0 | 0 | 0 | 0 | 0 | 0 | 0 | 0 | 0 | 0 | 0 | 0 | 0 | 0
F3_Commercial_Miscellaneous_New_Miscellaneous_Natural Gas_Miscellaneous_E6 | F3 | Commercial | Miscellaneous | New | Miscellaneous | Natural Gas | Miscellaneous | E6 | System - kBTUs of Consumption | 0 | 0 | 0 | 0 | 0 | 0 | 0 | 0 | 0 | 0 | 0 | 0 | 0 | 0 | 0 | 0 | 0 | 0 | 0 | 0 | 0 | 0 | 0 | 0 | 0 | 0 | 0 | 0 | 0 | 0 | 0 | 0 | 0
F3_Commercial_Miscellaneous_New_Miscellaneous_Natural Gas_Miscellaneous_E7 | F3 | Commercial | Miscellaneous | New | Miscellaneous | Natural Gas | Miscellaneous | E7 | System - kBTUs of Consumption | 0 | 0 | 0 | 0 | 0 | 0 | 0 | 0 | 0 | 0 | 0 | 0 | 0 | 0 | 0 | 0 | 0 | 0 | 0 | 0 | 0 | 0 | 0 | 0 | 0 | 0 | 0 | 0 | 0 | 0 | 0 | 0 | 0
F3_Commercial_Miscellaneous_New_Miscellaneous_Natural Gas_Miscellaneous_E8 | F3 | Commercial | Miscellaneous | New | Miscellaneous | Natural Gas | Miscellaneous | E8 | System - kBTUs of Consumption | 0 | 0 | 0 | 0 | 0 | 0 | 0 | 0 | 0 | 0 | 0 | 0 | 0 | 0 | 0 | 0 | 0 | 0 | 0 | 0 | 0 | 0 | 0 | 0 | 0 | 0 | 0 | 0 | 0 | 0 | 0 | 0 | 0
F3_Commercial_Miscellaneous_New_Miscellaneous_Natural Gas_Miscellaneous_E9 | F3 | Commercial | Miscellaneous | New | Miscellaneous | Natural Gas | Miscellaneous | E9 | System - kBTUs of Consumption | 0 | 0 | 0 | 0 | 0 | 0 | 0 | 0 | 0 | 0 | 0 | 0 | 0 | 0 | 0 | 0 | 0 | 0 | 0 | 0 | 0 | 0 | 0 | 0 | 0 | 0 | 0 | 0 | 0 | 0 | 0 | 0 | 0
F3_Commercial_Miscellaneous_New_Miscellaneous_Natural Gas_Miscellaneous_E10 | F3 | Commercial | Miscellaneous | New | Miscellaneous | Natural Gas | Miscellaneous | E10 | System - kBTUs of Consumption | 0 | 0 | 0 | 0 | 0 | 0 | 0 | 0 | 0 | 0 | 0 | 0 | 0 | 0 | 0 | 0 | 0 | 0 | 0 | 0 | 0 | 0 | 0 | 0 | 0 | 0 | 0 | 0 | 0 | 0 | 0 | 0 | 0
F4_Commercial_Miscellaneous_New_Miscellaneous_Natural Gas_Miscellaneous_E1 | F4 | Commercial | Miscellaneous | New | Miscellaneous | Natural Gas | Miscellaneous | E1 | Utility - Cost of Equipment | 0 | 0 | 0 | 0 | 0 | 0 | 0 | 0 | 0 | 0 | 0 | 0 | 0 | 0 | 0 | 0 | 0 | 0 | 0 | 0 | 0 | 0 | 0 | 0 | 0 | 0 | 0 | 0 | 0 | 0 | 0 | 0 | 0
F4_Commercial_Miscellaneous_New_Miscellaneous_Natural Gas_Miscellaneous_E2 | F4 | Commercial | Miscellaneous | New | Miscellaneous | Natural Gas | Miscellaneous | E2 | Utility - Cost of Equipment | 0 | 0 | 0 | 0 | 0 | 0 | 0 | 0 | 0 | 0 | 0 | 0 | 0 | 0 | 0 | 0 | 0 | 0 | 0 | 0 | 0 | 0 | 0 | 0 | 0 | 0 | 0 | 0 | 0 | 0 | 0 | 0 | 0
F4_Commercial_Miscellaneous_New_Miscellaneous_Natural Gas_Miscellaneous_E3 | F4 | Commercial | Miscellaneous | New | Miscellaneous | Natural Gas | Miscellaneous | E3 | Utility - Cost of Equipment | 0 | 0 | 0 | 0 | 0 | 0 | 0 | 0 | 0 | 0 | 0 | 0 | 0 | 0 | 0 | 0 | 0 | 0 | 0 | 0 | 0 | 0 | 0 | 0 | 0 | 0 | 0 | 0 | 0 | 0 | 0 | 0 | 0
F4_Commercial_Miscellaneous_New_Miscellaneous_Natural Gas_Miscellaneous_E4 | F4 | Commercial | Miscellaneous | New | Miscellaneous | Natural Gas | Miscellaneous | E4 | Utility - Cost of Equipment | 0 | 0 | 0 | 0 | 0 | 0 | 0 | 0 | 0 | 0 | 0 | 0 | 0 | 0 | 0 | 0 | 0 | 0 | 0 | 0 | 0 | 0 | 0 | 0 | 0 | 0 | 0 | 0 | 0 | 0 | 0 | 0 | 0
F4_Commercial_Miscellaneous_New_Miscellaneous_Natural Gas_Miscellaneous_E5 | F4 | Commercial | Miscellaneous | New | Miscellaneous | Natural Gas | Miscellaneous | E5 | Utility - Cost of Equipment | 0 | 0 | 0 | 0 | 0 | 0 | 0 | 0 | 0 | 0 | 0 | 0 | 0 | 0 | 0 | 0 | 0 | 0 | 0 | 0 | 0 | 0 | 0 | 0 | 0 | 0 | 0 | 0 | 0 | 0 | 0 | 0 | 0
F4_Commercial_Miscellaneous_New_Miscellaneous_Natural Gas_Miscellaneous_E6 | F4 | Commercial | Miscellaneous | New | Miscellaneous | Natural Gas | Miscellaneous | E6 | Utility - Cost of Equipment | 0 | 0 | 0 | 0 | 0 | 0 | 0 | 0 | 0 | 0 | 0 | 0 | 0 | 0 | 0 | 0 | 0 | 0 | 0 | 0 | 0 | 0 | 0 | 0 | 0 | 0 | 0 | 0 | 0 | 0 | 0 | 0 | 0
F4_Commercial_Miscellaneous_New_Miscellaneous_Natural Gas_Miscellaneous_E7 | F4 | Commercial | Miscellaneous | New | Miscellaneous | Natural Gas | Miscellaneous | E7 | Utility - Cost of Equipment | 0 | 0 | 0 | 0 | 0 | 0 | 0 | 0 | 0 | 0 | 0 | 0 | 0 | 0 | 0 | 0 | 0 | 0 | 0 | 0 | 0 | 0 | 0 | 0 | 0 | 0 | 0 | 0 | 0 | 0 | 0 | 0 | 0
F4_Commercial_Miscellaneous_New_Miscellaneous_Natural Gas_Miscellaneous_E8 | F4 | Commercial | Miscellaneous | New | Miscellaneous | Natural Gas | Miscellaneous | E8 | Utility - Cost of Equipment | 0 | 0 | 0 | 0 | 0 | 0 | 0 | 0 | 0 | 0 | 0 | 0 | 0 | 0 | 0 | 0 | 0 | 0 | 0 | 0 | 0 | 0 | 0 | 0 | 0 | 0 | 0 | 0 | 0 | 0 | 0 | 0 | 0
F4_Commercial_Miscellaneous_New_Miscellaneous_Natural Gas_Miscellaneous_E9 | F4 | Commercial | Miscellaneous | New | Miscellaneous | Natural Gas | Miscellaneous | E9 | Utility - Cost of Equipment | 0 | 0 | 0 | 0 | 0 | 0 | 0 | 0 | 0 | 0 | 0 | 0 | 0 | 0 | 0 | 0 | 0 | 0 | 0 | 0 | 0 | 0 | 0 | 0 | 0 | 0 | 0 | 0 | 0 | 0 | 0 | 0 | 0
F4_Commercial_Miscellaneous_New_Miscellaneous_Natural Gas_Miscellaneous_E10 | F4 | Commercial | Miscellaneous | New | Miscellaneous | Natural Gas | Miscellaneous | E10 | Utility - Cost of Equipment | 0 | 0 | 0 | 0 | 0 | 0 | 0 | 0 | 0 | 0 | 0 | 0 | 0 | 0 | 0 | 0 | 0 | 0 | 0 | 0 | 0 | 0 | 0 | 0 | 0 | 0 | 0 | 0 | 0 | 0 | 0 | 0 | 0
F5_Commercial_Miscellaneous_New_Miscellaneous_Natural Gas_Miscellaneous_E1 | F5 | Commercial | Miscellaneous | New | Miscellaneous | Natural Gas | Miscellaneous | E1 | Utility - Cost of Operation | 0.23718 | 0.23718 | 0.23718 | 0.23718 | 0.23718 | 0.23718 | 0.23718 | 0.23718 | 0.23718 | 0.23718 | 0.23718 | 0.23718 | 0.23718 | 0.23718 | 0.23718 | 0.23718 | 0.23718 | 0.23718 | 0.23718 | 0.23718 | 0.23718 | 0.23718 | 0.23718 | 0.23718 | 0.23718 | 0.23718 | 0.23718 | 0.23718 | 0.23718 | 0.23718 | 0.23718 | 0.23718 | 0.23718
F5_Commercial_Miscellaneous_New_Miscellaneous_Natural Gas_Miscellaneous_E2 | F5 | Commercial | Miscellaneous | New | Miscellaneous | Natural Gas | Miscellaneous | E2 | Utility - Cost of Operation | 0 | 0 | 0 | 0 | 0 | 0 | 0 | 0 | 0 | 0 | 0 | 0 | 0 | 0 | 0 | 0 | 0 | 0 | 0 | 0 | 0 | 0 | 0 | 0 | 0 | 0 | 0 | 0 | 0 | 0 | 0 | 0 | 0
F5_Commercial_Miscellaneous_New_Miscellaneous_Natural Gas_Miscellaneous_E3 | F5 | Commercial | Miscellaneous | New | Miscellaneous | Natural Gas | Miscellaneous | E3 | Utility - Cost of Operation | 0 | 0 | 0 | 0 | 0 | 0 | 0 | 0 | 0 | 0 | 0 | 0 | 0 | 0 | 0 | 0 | 0 | 0 | 0 | 0 | 0 | 0 | 0 | 0 | 0 | 0 | 0 | 0 | 0 | 0 | 0 | 0 | 0
F5_Commercial_Miscellaneous_New_Miscellaneous_Natural Gas_Miscellaneous_E4 | F5 | Commercial | Miscellaneous | New | Miscellaneous | Natural Gas | Miscellaneous | E4 | Utility - Cost of Operation | 0 | 0 | 0 | 0 | 0 | 0 | 0 | 0 | 0 | 0 | 0 | 0 | 0 | 0 | 0 | 0 | 0 | 0 | 0 | 0 | 0 | 0 | 0 | 0 | 0 | 0 | 0 | 0 | 0 | 0 | 0 | 0 | 0
F5_Commercial_Miscellaneous_New_Miscellaneous_Natural Gas_Miscellaneous_E5 | F5 | Commercial | Miscellaneous | New | Miscellaneous | Natural Gas | Miscellaneous | E5 | Utility - Cost of Operation | 0 | 0 | 0 | 0 | 0 | 0 | 0 | 0 | 0 | 0 | 0 | 0 | 0 | 0 | 0 | 0 | 0 | 0 | 0 | 0 | 0 | 0 | 0 | 0 | 0 | 0 | 0 | 0 | 0 | 0 | 0 | 0 | 0
F5_Commercial_Miscellaneous_New_Miscellaneous_Natural Gas_Miscellaneous_E6 | F5 | Commercial | Miscellaneous | New | Miscellaneous | Natural Gas | Miscellaneous | E6 | Utility - Cost of Operation | 0 | 0 | 0 | 0 | 0 | 0 | 0 | 0 | 0 | 0 | 0 | 0 | 0 | 0 | 0 | 0 | 0 | 0 | 0 | 0 | 0 | 0 | 0 | 0 | 0 | 0 | 0 | 0 | 0 | 0 | 0 | 0 | 0
F5_Commercial_Miscellaneous_New_Miscellaneous_Natural Gas_Miscellaneous_E7 | F5 | Commercial | Miscellaneous | New | Miscellaneous | Natural Gas | Miscellaneous | E7 | Utility - Cost of Operation | 0 | 0 | 0 | 0 | 0 | 0 | 0 | 0 | 0 | 0 | 0 | 0 | 0 | 0 | 0 | 0 | 0 | 0 | 0 | 0 | 0 | 0 | 0 | 0 | 0 | 0 | 0 | 0 | 0 | 0 | 0 | 0 | 0
F5_Commercial_Miscellaneous_New_Miscellaneous_Natural Gas_Miscellaneous_E8 | F5 | Commercial | Miscellaneous | New | Miscellaneous | Natural Gas | Miscellaneous | E8 | Utility - Cost of Operation | 0 | 0 | 0 | 0 | 0 | 0 | 0 | 0 | 0 | 0 | 0 | 0 | 0 | 0 | 0 | 0 | 0 | 0 | 0 | 0 | 0 | 0 | 0 | 0 | 0 | 0 | 0 | 0 | 0 | 0 | 0 | 0 | 0
F5_Commercial_Miscellaneous_New_Miscellaneous_Natural Gas_Miscellaneous_E9 | F5 | Commercial | Miscellaneous | New | Miscellaneous | Natural Gas | Miscellaneous | E9 | Utility - Cost of Operation | 0 | 0 | 0 | 0 | 0 | 0 | 0 | 0 | 0 | 0 | 0 | 0 | 0 | 0 | 0 | 0 | 0 | 0 | 0 | 0 | 0 | 0 | 0 | 0 | 0 | 0 | 0 | 0 | 0 | 0 | 0 | 0 | 0
F5_Commercial_Miscellaneous_New_Miscellaneous_Natural Gas_Miscellaneous_E10 | F5 | Commercial | Miscellaneous | New | Miscellaneous | Natural Gas | Miscellaneous | E10 | Utility - Cost of Operation | 0 | 0 | 0 | 0 | 0 | 0 | 0 | 0 | 0 | 0 | 0 | 0 | 0 | 0 | 0 | 0 | 0 | 0 | 0 | 0 | 0 | 0 | 0 | 0 | 0 | 0 | 0 | 0 | 0 | 0 | 0 | 0 | 0
F6_Commercial_Miscellaneous_New_Miscellaneous_Natural Gas_Miscellaneous_E1 | F6 | Commercial | Miscellaneous | New | Miscellaneous | Natural Gas | Miscellaneous | E1 | Utility - Value of Sales | 0.0093095 | 0.0094161 | 0.0095793 | 0.0095435 | 0.0095435 | 0.0095435 | 0.0095435 | 0.0095435 | 0.0095435 | 0.0095435 | 0.0095435 | 0.0095435 | 0.0095435 | 0.0095435 | 0.0095435 | 0.0095435 | 0.0095435 | 0.0095435 | 0.0095435 | 0.0095435 | 0.0095435 | 0.0095435 | 0.0095435 | 0.0095435 | 0.0095435 | 0.0095435 | 0.0095435 | 0.0095435 | 0.0095435 | 0.0095435 | 0.0095435 | 0.0095435 | 0.0095435
F6_Commercial_Miscellaneous_New_Miscellaneous_Natural Gas_Miscellaneous_E2 | F6 | Commercial | Miscellaneous | New | Miscellaneous | Natural Gas | Miscellaneous | E2 | Utility - Value of Sales | 0 | 0 | 0 | 0 | 0 | 0 | 0 | 0 | 0 | 0 | 0 | 0 | 0 | 0 | 0 | 0 | 0 | 0 | 0 | 0 | 0 | 0 | 0 | 0 | 0 | 0 | 0 | 0 | 0 | 0 | 0 | 0 | 0
F6_Commercial_Miscellaneous_New_Miscellaneous_Natural Gas_Miscellaneous_E3 | F6 | Commercial | Miscellaneous | New | Miscellaneous | Natural Gas | Miscellaneous | E3 | Utility - Value of Sales | 0 | 0 | 0 | 0 | 0 | 0 | 0 | 0 | 0 | 0 | 0 | 0 | 0 | 0 | 0 | 0 | 0 | 0 | 0 | 0 | 0 | 0 | 0 | 0 | 0 | 0 | 0 | 0 | 0 | 0 | 0 | 0 | 0
F6_Commercial_Miscellaneous_New_Miscellaneous_Natural Gas_Miscellaneous_E4 | F6 | Commercial | Miscellaneous | New | Miscellaneous | Natural Gas | Miscellaneous | E4 | Utility - Value of Sales | 0 | 0 | 0 | 0 | 0 | 0 | 0 | 0 | 0 | 0 | 0 | 0 | 0 | 0 | 0 | 0 | 0 | 0 | 0 | 0 | 0 | 0 | 0 | 0 | 0 | 0 | 0 | 0 | 0 | 0 | 0 | 0 | 0
F6_Commercial_Miscellaneous_New_Miscellaneous_Natural Gas_Miscellaneous_E5 | F6 | Commercial | Miscellaneous | New | Miscellaneous | Natural Gas | Miscellaneous | E5 | Utility - Value of Sales | 0 | 0 | 0 | 0 | 0 | 0 | 0 | 0 | 0 | 0 | 0 | 0 | 0 | 0 | 0 | 0 | 0 | 0 | 0 | 0 | 0 | 0 | 0 | 0 | 0 | 0 | 0 | 0 | 0 | 0 | 0 | 0 | 0
F6_Commercial_Miscellaneous_New_Miscellaneous_Natural Gas_Miscellaneous_E6 | F6 | Commercial | Miscellaneous | New | Miscellaneous | Natural Gas | Miscellaneous | E6 | Utility - Value of Sales | 0 | 0 | 0 | 0 | 0 | 0 | 0 | 0 | 0 | 0 | 0 | 0 | 0 | 0 | 0 | 0 | 0 | 0 | 0 | 0 | 0 | 0 | 0 | 0 | 0 | 0 | 0 | 0 | 0 | 0 | 0 | 0 | 0
F6_Commercial_Miscellaneous_New_Miscellaneous_Natural Gas_Miscellaneous_E7 | F6 | Commercial | Miscellaneous | New | Miscellaneous | Natural Gas | Miscellaneous | E7 | Utility - Value of Sales | 0 | 0 | 0 | 0 | 0 | 0 | 0 | 0 | 0 | 0 | 0 | 0 | 0 | 0 | 0 | 0 | 0 | 0 | 0 | 0 | 0 | 0 | 0 | 0 | 0 | 0 | 0 | 0 | 0 | 0 | 0 | 0 | 0
F6_Commercial_Miscellaneous_New_Miscellaneous_Natural Gas_Miscellaneous_E8 | F6 | Commercial | Miscellaneous | New | Miscellaneous | Natural Gas | Miscellaneous | E8 | Utility - Value of Sales | 0 | 0 | 0 | 0 | 0 | 0 | 0 | 0 | 0 | 0 | 0 | 0 | 0 | 0 | 0 | 0 | 0 | 0 | 0 | 0 | 0 | 0 | 0 | 0 | 0 | 0 | 0 | 0 | 0 | 0 | 0 | 0 | 0
F6_Commercial_Miscellaneous_New_Miscellaneous_Natural Gas_Miscellaneous_E9 | F6 | Commercial | Miscellaneous | New | Miscellaneous | Natural Gas | Miscellaneous | E9 | Utility - Value of Sales | 0 | 0 | 0 | 0 | 0 | 0 | 0 | 0 | 0 | 0 | 0 | 0 | 0 | 0 | 0 | 0 | 0 | 0 | 0 | 0 | 0 | 0 | 0 | 0 | 0 | 0 | 0 | 0 | 0 | 0 | 0 | 0 | 0
F6_Commercial_Miscellaneous_New_Miscellaneous_Natural Gas_Miscellaneous_E10 | F6 | Commercial | Miscellaneous | New | Miscellaneous | Natural Gas | Miscellaneous | E10 | Utility - Value of Sales | 0 | 0 | 0 | 0 | 0 | 0 | 0 | 0 | 0 | 0 | 0 | 0 | 0 | 0 | 0 | 0 | 0 | 0 | 0 | 0 | 0 | 0 | 0 | 0 | 0 | 0 | 0 | 0 | 0 | 0 | 0 | 0 | 0

## Technology Economics
Key | Field | Sector | Segment | Vintage | End Use | Fuel | Technology | Equipment | Label | 2019 | 2020 | 2021 | 2022 | 2023 | 2024 | 2025 | 2026 | 2027 | 2028 | 2029 | 2030 | 2031 | 2032 | 2033 | 2034 | 2035 | 2036 | 2037 | 2038 | 2039 | 2040 | 2041 | 2042 | 2043 | 2044 | 2045 | 2046 | 2047 | 2048 | 2049 | 2050 | 2051
F0_Commercial_Office_Existing_Space Heating_Natural Gas_Furnace_E0 | F0 | Commercial | Office | Existing | Space Heating | Natural Gas | Furnace | E0 | Economic Unit | AFUE 96% | AFUE 96% | AFUE 96% | AFUE 96% | AFUE 96% | AFUE 96% | AFUE 96% | AFUE 96% | AFUE 96% | AFUE 96% | AFUE 96% | AFUE 96% | AFUE 96% | AFUE 96% | AFUE 96% | AFUE 96% | AFUE 96% | AFUE 96% | AFUE 96% | AFUE 96% | AFUE 96% | AFUE 96% | AFUE 96% | AFUE 96% | AFUE 96% | AFUE 96% | AFUE 96% | AFUE 96% | AFUE 96% | AFUE 96% | AFUE 96% | AFUE 96% | AFUE 96%
F1_Commercial_Office_Existing_Space Heating_Natural Gas_Furnace_E1 | F1 | Commercial | Office | Existing | Space Heating | Natural Gas | Furnace | E1 | CCE | 0 | 0 | 0 | 0 | 0 | 0 | 0 | 0 | 0 | 0 | 0 | 0 | 0 | 0 | 0 | 0 | 0 | 0 | 0 | 0 | 0 | 0 | 0 | 0 | 0 | 0 | 0 | 0 | 0 | 0 | 0 | 0 | 0
F1_Commercial_Office_Existing_Space Heating_Natural Gas_Furnace_E2 | F1 | Commercial | Office | Existing | Space Heating | Natural Gas | Furnace | E2 | CCE | 0.049027 | 0.05076 | 0.045809 | 0.046917 | 0.04717 | 0 | 0 | 0 | 0 | 0 | 0 | 0 | 0 | 0 | 0 | 0 | 0 | 0 | 0 | 0 | 0 | 0 | 0 | 0 | 0 | 0 | 0 | 0 | 0 | 0 | 0 | 0 | 0
F1_Commercial_Office_Existing_Space Heating_Natural Gas_Furnace_E3 | F1 | Commercial | Office | Existing | Space Heating | Natural Gas | Furnace | E3 | CCE | 0.84682 | 0.87674 | 0.79123 | 0.81037 | 0.81473 | 0 | 0 | 0 | 0 | 0 | 0 | 0 | 0 | 0 | 0 | 0 | 0 | 0 | 0 | 0 | 0 | 0 | 0 | 0 | 0 | 0 | 0 | 0 | 0 | 0 | 0 | 0 | 0
F1_Commercial_Office_Existing_Space Heating_Natural Gas_Furnace_E4 | F1 | Commercial | Office | Existing | Space Heating | Natural Gas | Furnace | E4 | CCE | 1.3342 | 1.3813 | 1.2466 | 1.2768 | 1.2836 | 2.0179 | 2.0289 | 2.04 | 2.0512 | 2.0625 | 2.074 | 2.0856 | 2.0973 | 2.1091 | 2.1211 | 2.1332 | 2.1455 | 2.1579 | 2.1705 | 2.1832 | 2.196 | 2.209 | 2.2221 | 2.2354 | 2.2489 | 2.2625 | 2.2763 | 2.2902 | 2.3044 | 2.3187 | 2.3332 | 2.3478 | 2.3478
F1_Commercial_Office_Existing_Space Heating_Natural Gas_Furnace_E5 | F1 | Commercial | Office | Existing | Space Heating | Natural Gas | Furnace | E5 | CCE | 0 | 0 | 0 | 0 | 0 | 0 | 0 | 18.2193 | 18.3195 | 18.4206 | 18.5231 | 18.6266 | 18.7313 | 18.837 | 18.9442 | 19.0524 | 19.1619 | 19.2726 | 19.3848 | 19.4982 | 19.6129 | 19.7286 | 19.8462 | 19.965 | 20.0853 | 20.2066 | 20.33 | 20.4546 | 20.5808 | 20.7085 | 20.838 | 20.969 | 20.969
F1_Commercial_Office_Existing_Space Heating_Natural Gas_Furnace_E6 | F1 | Commercial | Office | Existing | Space Heating | Natural Gas | Furnace | E6 | CCE | 0 | 0 | 0 | 0 | 0 | 0 | 0 | 0 | 0 | 0 | 0 | 0 | 0 | 0 | 0 | 0 | 0 | 0 | 0 | 0 | 0 | 0 | 0 | 0 | 0 | 0 | 0 | 0 | 0 | 0 | 0 | 0 | 0
F1_Commercial_Office_Existing_Space Heating_Natural Gas_Furnace_E7 | F1 | Commercial | Office | Existing | Space Heating | Natural Gas | Furnace | E7 | CCE | 0 | 0 | 0 | 0 | 0 | 0 | 0 | 0 | 0 | 0 | 0 | 0 | 0 | 0 | 0 | 0 | 0 | 0 | 0 | 0 | 0 | 0 | 0 | 0 | 0 | 0 | 0 | 0 | 0 | 0 | 0 | 0 | 0
F1_Commercial_Office_Existing_Space Heating_Natural Gas_Furnace_E8 | F1 | Commercial | Office | Existing | Space Heating | Natural Gas | Furnace | E8 | CCE | 0 | 0 | 0 | 0 | 0 | 0 | 0 | 0 | 0 | 0 | 0 | 0 | 0 | 0 | 0 | 0 | 0 | 0 | 0 | 0 | 0 | 0 | 0 | 0 | 0 | 0 | 0 | 0 | 0 | 0 | 0 | 0 | 0
F1_Commercial_Office_Existing_Space Heating_Natural Gas_Furnace_E9 | F1 | Commercial | Office | Existing | Space Heating | Natural Gas | Furnace | E9 | CCE | 0 | 0 | 0 | 0 | 0 | 0 | 0 | 0 | 0 | 0 | 0 | 0 | 0 | 0 | 0 | 0 | 0 | 0 | 0 | 0 | 0 | 0 | 0 | 0 | 0 | 0 | 0 | 0 | 0 | 0 | 0 | 0 | 0
F1_Commercial_Office_Existing_Space Heating_Natural Gas_Furnace_E10 | F1 | Commercial | Office | Existing | Space Heating | Natural Gas | Furnace | E10 | CCE | 0 | 0 | 0 | 0 | 0 | 0 | 0 | 0 | 0 | 0 | 0 | 0 | 0 | 0 | 0 | 0 | 0 | 0 | 0 | 0 | 0 | 0 | 0 | 0 | 0 | 0 | 0 | 0 | 0 | 0 | 0 | 0 | 0
F2_Commercial_Office_Existing_Space Heating_Natural Gas_Furnace_E1 | F2 | Commercial | Office | Existing | Space Heating | Natural Gas | Furnace | E1 | TRC BC Ratio | 1 | 1 | 1 | 1 | 1 | 0 | 0 | 0 | 0 | 0 | 0 | 0 | 0 | 0 | 0 | 0 | 0 | 0 | 0 | 0 | 0 | 0 | 0 | 0 | 0 | 0 | 0 | 0 | 0 | 0 | 0 | 0 | 0
F2_Commercial_Office_Existing_Space Heating_Natural Gas_Furnace_E2 | F2 | Commercial | Office | Existing | Space Heating | Natural Gas | Furnace | E2 | TRC BC Ratio | 44.3288 | 44.3117 | 44.3922 | 44.1813 | 44.0369 | 0 | 0 | 0 | 0 | 0 | 0 | 0 | 0 | 0 | 0 | 0 | 0 | 0 | 0 | 0 | 0 | 0 | 0 | 0 | 0 | 0 | 0 | 0 | 0 | 0 | 0 | 0 | 0
F2_Commercial_Office_Existing_Space Heating_Natural Gas_Furnace_E3 | F2 | Commercial | Office | Existing | Space Heating | Natural Gas | Furnace | E3 | TRC BC Ratio | 2.5665 | 2.5655 | 2.5701 | 2.5579 | 2.5496 | 1 | 1 | 1 | 1 | 1 | 1 | 1 | 1 | 1 | 1 | 1 | 1 | 1 | 1 | 1 | 1 | 1 | 1 | 1 | 1 | 1 | 1 | 1 | 1 | 1 | 1 | 1 | 1
F2_Commercial_Office_Existing_Space Heating_Natural Gas_Furnace_E4 | F2 | Commercial | Office | Existing | Space Heating | Natural Gas | Furnace | E4 | TRC BC Ratio | 1.629 | 1.6283 | 1.6313 | 1.6235 | 1.6182 | 1.0339 | 1.0349 | 1.0355 | 1.0367 | 1.0377 | 1.0385 | 1.0392 | 1.04 | 1.0409 | 1.0416 | 1.0424 | 1.0431 | 1.0441 | 1.045 | 1.0462 | 1.0472 | 1.0483 | 1.0492 | 1.0502 | 1.051 | 1.0518 | 1.0525 | 1.0533 | 1.0538 | 1.0543 | 1.0546 | 1.0551 | 1.0551
F2_Commercial_Office_Existing_Space Heating_Natural Gas_Furnace_E5 | F2 | Commercial | Office | Existing | Space Heating | Natural Gas | Furnace | E5 | TRC BC Ratio | 0 | 0 | 0 | 0 | 0 | 0 | 0 | 0.11594 | 0.11607 | 0.11618 | 0.11628 | 0.11635 | 0.11644 | 0.11655 | 0.11663 | 0.11671 | 0.1168 | 0.1169 | 0.11701 | 0.11714 | 0.11725 | 0.11737 | 0.11747 | 0.11759 | 0.11768 | 0.11777 | 0.11784 | 0.11793 | 0.11799 | 0.11805 | 0.11809 | 0.11813 | 0.11813
F2_Commercial_Office_Existing_Space Heating_Natural Gas_Furnace_E6 | F2 | Commercial | Office | Existing | Space Heating | Natural Gas | Furnace | E6 | TRC BC Ratio | 0 | 0 | 0 | 0 | 0 | 0 | 0 | 0 | 0 | 0 | 0 | 0 | 0 | 0 | 0 | 0 | 0 | 0 | 0 | 0 | 0 | 0 | 0 | 0 | 0 | 0 | 0 | 0 | 0 | 0 | 0 | 0 | 0
F2_Commercial_Office_Existing_Space Heating_Natural Gas_Furnace_E7 | F2 | Commercial | Office | Existing | Space Heating | Natural Gas | Furnace | E7 | TRC BC Ratio | 0 | 0 | 0 | 0 | 0 | 0 | 0 | 0 | 0 | 0 | 0 | 0 | 0 | 0 | 0 | 0 | 0 | 0 | 0 | 0 | 0 | 0 | 0 | 0 | 0 | 0 | 0 | 0 | 0 | 0 | 0 | 0 | 0
F2_Commercial_Office_Existing_Space Heating_Natural Gas_Furnace_E8 | F2 | Commercial | Office | Existing | Space Heating | Natural Gas | Furnace | E8 | TRC BC Ratio | 0 | 0 | 0 | 0 | 0 | 0 | 0 | 0 | 0 | 0 | 0 | 0 | 0 | 0 | 0 | 0 | 0 | 0 | 0 | 0 | 0 | 0 | 0 | 0 | 0 | 0 | 0 | 0 | 0 | 0 | 0 | 0 | 0
F2_Commercial_Office_Existing_Space Heating_Natural Gas_Furnace_E9 | F2 | Commercial | Office | Existing | Space Heating | Natural Gas | Furnace | E9 | TRC BC Ratio | 0 | 0 | 0 | 0 | 0 | 0 | 0 | 0 | 0 | 0 | 0 | 0 | 0 | 0 | 0 | 0 | 0 | 0 | 0 | 0 | 0 | 0 | 0 | 0 | 0 | 0 | 0 | 0 | 0 | 0 | 0 | 0 | 0
F2_Commercial_Office_Existing_Space Heating_Natural Gas_Furnace_E10 | F2 | Commercial | Office | Existing | Space Heating | Natural Gas | Furnace | E10 | TRC BC Ratio | 0 | 0 | 0 | 0 | 0 | 0 | 0 | 0 | 0 | 0 | 0 | 0 | 0 | 0 | 0 | 0 | 0 | 0 | 0 | 0 | 0 | 0 | 0 | 0 | 0 | 0 | 0 | 0 | 0 | 0 | 0 | 0 | 0
F3_Commercial_Office_Existing_Space Heating_Natural Gas_Furnace_E1 | F3 | Commercial | Office | Existing | Space Heating | Natural Gas | Furnace | E1 | PACT BC Ratio | 1 | 1 | 1 | 1 | 1 | 0 | 0 | 0 | 0 | 0 | 0 | 0 | 0 | 0 | 0 | 0 | 0 | 0 | 0 | 0 | 0 | 0 | 0 | 0 | 0 | 0 | 0 | 0 | 0 | 0 | 0 | 0 | 0
F3_Commercial_Office_Existing_Space Heating_Natural Gas_Furnace_E2 | F3 | Commercial | Office | Existing | Space Heating | Natural Gas | Furnace | E2 | PACT BC Ratio | 59.105 | 59.0823 | 59.1895 | 58.9084 | 58.7159 | 0 | 0 | 0 | 0 | 0 | 0 | 0 | 0 | 0 | 0 | 0 | 0 | 0 | 0 | 0 | 0 | 0 | 0 | 0 | 0 | 0 | 0 | 0 | 0 | 0 | 0 | 0 | 0
F3_Commercial_Office_Existing_Space Heating_Natural Gas_Furnace_E3 | F3 | Commercial | Office | Existing | Space Heating | Natural Gas | Furnace | E3 | PACT BC Ratio | 3.4219 | 3.4206 | 3.4268 | 3.4106 | 3.3994 | 1 | 1 | 1 | 1 | 1 | 1 | 1 | 1 | 1 | 1 | 1 | 1 | 1 | 1 | 1 | 1 | 1 | 1 | 1 | 1 | 1 | 1 | 1 | 1 | 1 | 1 | 1 | 1
F3_Commercial_Office_Existing_Space Heating_Natural Gas_Furnace_E4 | F3 | Commercial | Office | Existing | Space Heating | Natural Gas | Furnace | E4 | PACT BC Ratio | 2.172 | 2.1711 | 2.1751 | 2.1647 | 2.1577 | 1.3785 | 1.3799 | 1.3806 | 1.3822 | 1.3835 | 1.3847 | 1.3855 | 1.3867 | 1.3879 | 1.3889 | 1.3899 | 1.3909 | 1.3921 | 1.3934 | 1.3949 | 1.3962 | 1.3977 | 1.3989 | 1.4003 | 1.4014 | 1.4024 | 1.4033 | 1.4044 | 1.405 | 1.4058 | 1.4062 | 1.4068 | 1.4068
F3_Commercial_Office_Existing_Space Heating_Natural Gas_Furnace_E5 | F3 | Commercial | Office | Existing | Space Heating | Natural Gas | Furnace | E5 | PACT BC Ratio | 0 | 0 | 0 | 0 | 0 | 0 | 0 | 0.15458 | 0.15476 | 0.15491 | 0.15504 | 0.15513 | 0.15526 | 0.1554 | 0.15551 | 0.15562 | 0.15573 | 0.15587 | 0.15601 | 0.15618 | 0.15633 | 0.15649 | 0.15663 | 0.15679 | 0.15691 | 0.15702 | 0.15713 | 0.15724 | 0.15732 | 0.1574 | 0.15745 | 0.15751 | 0.15751
F3_Commercial_Office_Existing_Space Heating_Natural Gas_Furnace_E6 | F3 | Commercial | Office | Existing | Space Heating | Natural Gas | Furnace | E6 | PACT BC Ratio | 0 | 0 | 0 | 0 | 0 | 0 | 0 | 0 | 0 | 0 | 0 | 0 | 0 | 0 | 0 | 0 | 0 | 0 | 0 | 0 | 0 | 0 | 0 | 0 | 0 | 0 | 0 | 0 | 0 | 0 | 0 | 0 | 0
F3_Commercial_Office_Existing_Space Heating_Natural Gas_Furnace_E7 | F3 | Commercial | Office | Existing | Space Heating | Natural Gas | Furnace | E7 | PACT BC Ratio | 0 | 0 | 0 | 0 | 0 | 0 | 0 | 0 | 0 | 0 | 0 | 0 | 0 | 0 | 0 | 0 | 0 | 0 | 0 | 0 | 0 | 0 | 0 | 0 | 0 | 0 | 0 | 0 | 0 | 0 | 0 | 0 | 0
F3_Commercial_Office_Existing_Space Heating_Natural Gas_Furnace_E8 | F3 | Commercial | Office | Existing | Space Heating | Natural Gas | Furnace | E8 | PACT BC Ratio | 0 | 0 | 0 | 0 | 0 | 0 | 0 | 0 | 0 | 0 | 0 | 0 | 0 | 0 | 0 | 0 | 0 | 0 | 0 | 0 | 0 | 0 | 0 | 0 | 0 | 0 | 0 | 0 | 0 | 0 | 0 | 0 | 0
F3_Commercial_Office_Existing_Space Heating_Natural Gas_Furnace_E9 | F3 | Commercial | Office | Existing | Space Heating | Natural Gas | Furnace | E9 | PACT BC Ratio | 0 | 0 | 0 | 0 | 0 | 0 | 0 | 0 | 0 | 0 | 0 | 0 | 0 | 0 | 0 | 0 | 0 | 0 | 0 | 0 | 0 | 0 | 0 | 0 | 0 | 0 | 0 | 0 | 0 | 0 | 0 | 0 | 0
F3_Commercial_Office_Existing_Space Heating_Natural Gas_Furnace_E10 | F3 | Commercial | Office | Existing | Space Heating | Natural Gas | Furnace | E10 | PACT BC Ratio | 0 | 0 | 0 | 0 | 0 | 0 | 0 | 0 | 0 | 0 | 0 | 0 | 0 | 0 | 0 | 0 | 0 | 0 | 0 | 0 | 0 | 0 | 0 | 0 | 0 | 0 | 0 | 0 | 0 | 0 | 0 | 0 | 0
F4_Commercial_Office_Existing_Space Heating_Natural Gas_Furnace_E1 | F4 | Commercial | Office | Existing | Space Heating | Natural Gas | Furnace | E1 | RVT BC Ratio | 1 | 1 | 1 | 1 | 1 | 0 | 0 | 0 | 0 | 0 | 0 | 0 | 0 | 0 | 0 | 0 | 0 | 0 | 0 | 0 | 0 | 0 | 0 | 0 | 0 | 0 | 0 | 0 | 0 | 0 | 0 | 0 | 0
F4_Commercial_Office_Existing_Space Heating_Natural Gas_Furnace_E2 | F4 | Commercial | Office | Existing | Space Heating | Natural Gas | Furnace | E2 | RVT BC Ratio | 64.4305 | 64.406 | 64.5216 | 64.2185 | 64.011 | 0 | 0 | 0 | 0 | 0 | 0 | 0 | 0 | 0 | 0 | 0 | 0 | 0 | 0 | 0 | 0 | 0 | 0 | 0 | 0 | 0 | 0 | 0 | 0 | 0 | 0 | 0 | 0
F4_Commercial_Office_Existing_Space Heating_Natural Gas_Furnace_E3 | F4 | Commercial | Office | Existing | Space Heating | Natural Gas | Furnace | E3 | RVT BC Ratio | 4.3897 | 4.3883 | 4.395 | 4.3775 | 4.3655 | 1 | 1 | 1 | 1 | 1 | 1 | 1 | 1 | 1 | 1 | 1 | 1 | 1 | 1 | 1 | 1 | 1 | 1 | 1 | 1 | 1 | 1 | 1 | 1 | 1 | 1 | 1 | 1
F4_Commercial_Office_Existing_Space Heating_Natural Gas_Furnace_E4 | F4 | Commercial | Office | Existing | Space Heating | Natural Gas | Furnace | E4 | RVT BC Ratio | 3.0419 | 3.041 | 3.0453 | 3.0341 | 3.0265 | 2.1864 | 2.1879 | 2.1886 | 2.1904 | 2.1918 | 2.193 | 2.194 | 2.1952 | 2.1965 | 2.1975 | 2.1986 | 2.1997 | 2.2011 | 2.2024 | 2.2041 | 2.2055 | 2.2071 | 2.2084 | 2.2099 | 2.2111 | 2.2121 | 2.2132 | 2.2143 | 2.215 | 2.2158 | 2.2162 | 2.2168 | 2.2168
F4_Commercial_Office_Existing_Space Heating_Natural Gas_Furnace_E5 | F4 | Commercial | Office | Existing | Space Heating | Natural Gas | Furnace | E5 | RVT BC Ratio | 0 | 0 | 0 | 0 | 0 | 0 | 0 | 0.86668 | 0.86687 | 0.86703 | 0.86717 | 0.86728 | 0.86741 | 0.86756 | 0.86768 | 0.8678 | 0.86792 | 0.86807 | 0.86822 | 0.86841 | 0.86857 | 0.86874 | 0.86889 | 0.86906 | 0.86919 | 0.86931 | 0.86942 | 0.86955 | 0.86963 | 0.86972 | 0.86977 | 0.86984 | 0.86984
F4_Commercial_Office_Existing_Space Heating_Natural Gas_Furnace_E6 | F4 | Commercial | Office | Existing | Space Heating | Natural Gas | Furnace | E6 | RVT BC Ratio | 0 | 0 | 0 | 0 | 0 | 0 | 0 | 0 | 0 | 0 | 0 | 0 | 0 | 0 | 0 | 0 | 0 | 0 | 0 | 0 | 0 | 0 | 0 | 0 | 0 | 0 | 0 | 0 | 0 | 0 | 0 | 0 | 0
F4_Commercial_Office_Existing_Space Heating_Natural Gas_Furnace_E7 | F4 | Commercial | Office | Existing | Space Heating | Natural Gas | Furnace | E7 | RVT BC Ratio | 0 | 0 | 0 | 0 | 0 | 0 | 0 | 0 | 0 | 0 | 0 | 0 | 0 | 0 | 0 | 0 | 0 | 0 | 0 | 0 | 0 | 0 | 0 | 0 | 0 | 0 | 0 | 0 | 0 | 0 | 0 | 0 | 0
F4_Commercial_Office_Existing_Space Heating_Natural Gas_Furnace_E8 | F4 | Commercial | Office | Existing | Space Heating | Natural Gas | Furnace | E8 | RVT BC Ratio | 0 | 0 | 0 | 0 | 0 | 0 | 0 | 0 | 0 | 0 | 0 | 0 | 0 | 0 | 0 | 0 | 0 | 0 | 0 | 0 | 0 | 0 | 0 | 0 | 0 | 0 | 0 | 0 | 0 | 0 | 0 | 0 | 0
F4_Commercial_Office_Existing_Space Heating_Natural Gas_Furnace_E9 | F4 | Commercial | Office | Existing | Space Heating | Natural Gas | Furnace | E9 | RVT BC Ratio | 0 | 0 | 0 | 0 | 0 | 0 | 0 | 0 | 0 | 0 | 0 | 0 | 0 | 0 | 0 | 0 | 0 | 0 | 0 | 0 | 0 | 0 | 0 | 0 | 0 | 0 | 0 | 0 | 0 | 0 | 0 | 0 | 0
F4_Commercial_Office_Existing_Space Heating_Natural Gas_Furnace_E10 | F4 | Commercial | Office | Existing | Space Heating | Natural Gas | Furnace | E10 | RVT BC Ratio | 0 | 0 | 0 | 0 | 0 | 0 | 0 | 0 | 0 | 0 | 0 | 0 | 0 | 0 | 0 | 0 | 0 | 0 | 0 | 0 | 0 | 0 | 0 | 0 | 0 | 0 | 0 | 0 | 0 | 0 | 0 | 0 | 0
F5_Commercial_Office_Existing_Space Heating_Natural Gas_Furnace_E1 | F5 | Commercial | Office | Existing | Space Heating | Natural Gas | Furnace | E1 | RIM BC Ratio | 1 | 1 | 1 | 1 | 1 | 0 | 0 | 0 | 0 | 0 | 0 | 0 | 0 | 0 | 0 | 0 | 0 | 0 | 0 | 0 | 0 | 0 | 0 | 0 | 0 | 0 | 0 | 0 | 0 | 0 | 0 | 0 | 0
F5_Commercial_Office_Existing_Space Heating_Natural Gas_Furnace_E2 | F5 | Commercial | Office | Existing | Space Heating | Natural Gas | Furnace | E2 | RIM BC Ratio | 0.82306 | 0.82305 | 0.82307 | 0.82302 | 0.82298 | 0 | 0 | 0 | 0 | 0 | 0 | 0 | 0 | 0 | 0 | 0 | 0 | 0 | 0 | 0 | 0 | 0 | 0 | 0 | 0 | 0 | 0 | 0 | 0 | 0 | 0 | 0 | 0
F5_Commercial_Office_Existing_Space Heating_Natural Gas_Furnace_E3 | F5 | Commercial | Office | Existing | Space Heating | Natural Gas | Furnace | E3 | RIM BC Ratio | 0.67101 | 0.67096 | 0.6712 | 0.67057 | 0.67014 | 1 | 1 | 1 | 1 | 1 | 1 | 1 | 1 | 1 | 1 | 1 | 1 | 1 | 1 | 1 | 1 | 1 | 1 | 1 | 1 | 1 | 1 | 1 | 1 | 1 | 1 | 1 | 1
F5_Commercial_Office_Existing_Space Heating_Natural Gas_Furnace_E4 | F5 | Commercial | Office | Existing | Space Heating | Natural Gas | Furnace | E4 | RIM BC Ratio | 0.60296 | 0.6029 | 0.6032 | 0.6024 | 0.60185 | 0.51989 | 0.52008 | 0.52019 | 0.52042 | 0.5206 | 0.52076 | 0.52089 | 0.52104 | 0.52122 | 0.52135 | 0.5215 | 0.52164 | 0.52182 | 0.52199 | 0.5222 | 0.52239 | 0.52259 | 0.52276 | 0.52296 | 0.52311 | 0.52325 | 0.52338 | 0.52352 | 0.52362 | 0.52372 | 0.52378 | 0.52386 | 0.52386
F5_Commercial_Office_Existing_Space Heating_Natural Gas_Furnace_E5 | F5 | Commercial | Office | Existing | Space Heating | Natural Gas | Furnace | E5 | RIM BC Ratio | 0 | 0 | 0 | 0 | 0 | 0 | 0 | 0.13043 | 0.13056 | 0.13066 | 0.13075 | 0.13082 | 0.13091 | 0.13101 | 0.13108 | 0.13116 | 0.13124 | 0.13135 | 0.13144 | 0.13157 | 0.13167 | 0.13179 | 0.13188 | 0.13199 | 0.13208 | 0.13216 | 0.13223 | 0.13232 | 0.13237 | 0.13243 | 0.13246 | 0.13251 | 0.13251
F5_Commercial_Office_Existing_Space Heating_Natural Gas_Furnace_E6 | F5 | Commercial | Office | Existing | Space Heating | Natural Gas | Furnace | E6 | RIM BC Ratio | 0 | 0 | 0 | 0 | 0 | 0 | 0 | 0 | 0 | 0 | 0 | 0 | 0 | 0 | 0 | 0 | 0 | 0 | 0 | 0 | 0 | 0 | 0 | 0 | 0 | 0 | 0 | 0 | 0 | 0 | 0 | 0 | 0
F5_Commercial_Office_Existing_Space Heating_Natural Gas_Furnace_E7 | F5 | Commercial | Office | Existing | Space Heating | Natural Gas | Furnace | E7 | RIM BC Ratio | 0 | 0 | 0 | 0 | 0 | 0 | 0 | 0 | 0 | 0 | 0 | 0 | 0 | 0 | 0 | 0 | 0 | 0 | 0 | 0 | 0 | 0 | 0 | 0 | 0 | 0 | 0 | 0 | 0 | 0 | 0 | 0 | 0
F5_Commercial_Office_Existing_Space Heating_Natural Gas_Furnace_E8 | F5 | Commercial | Office | Existing | Space Heating | Natural Gas | Furnace | E8 | RIM BC Ratio | 0 | 0 | 0 | 0 | 0 | 0 | 0 | 0 | 0 | 0 | 0 | 0 | 0 | 0 | 0 | 0 | 0 | 0 | 0 | 0 | 0 | 0 | 0 | 0 | 0 | 0 | 0 | 0 | 0 | 0 | 0 | 0 | 0
F5_Commercial_Office_Existing_Space Heating_Natural Gas_Furnace_E9 | F5 | Commercial | Office | Existing | Space Heating | Natural Gas | Furnace | E9 | RIM BC Ratio | 0 | 0 | 0 | 0 | 0 | 0 | 0 | 0 | 0 | 0 | 0 | 0 | 0 | 0 | 0 | 0 | 0 | 0 | 0 | 0 | 0 | 0 | 0 | 0 | 0 | 0 | 0 | 0 | 0 | 0 | 0 | 0 | 0
F5_Commercial_Office_Existing_Space Heating_Natural Gas_Furnace_E10 | F5 | Commercial | Office | Existing | Space Heating | Natural Gas | Furnace | E10 | RIM BC Ratio | 0 | 0 | 0 | 0 | 0 | 0 | 0 | 0 | 0 | 0 | 0 | 0 | 0 | 0 | 0 | 0 | 0 | 0 | 0 | 0 | 0 | 0 | 0 | 0 | 0 | 0 | 0 | 0 | 0 | 0 | 0 | 0 | 0
F0_Commercial_Office_Existing_Space Heating_Natural Gas_Boiler_E0 | F0 | Commercial | Office | Existing | Space Heating | Natural Gas | Boiler | E0 | Economic Unit | TE 98% | TE 98% | TE 98% | TE 98% | TE 98% | TE 98% | TE 98% | TE 98% | TE 98% | TE 98% | TE 98% | TE 98% | TE 98% | TE 98% | TE 98% | TE 98% | TE 98% | TE 98% | TE 98% | TE 98% | TE 98% | TE 98% | TE 98% | TE 98% | TE 98% | TE 98% | TE 98% | TE 98% | TE 98% | TE 98% | TE 98% | TE 98% | TE 98%
F1_Commercial_Office_Existing_Space Heating_Natural Gas_Boiler_E1 | F1 | Commercial | Office | Existing | Space Heating | Natural Gas | Boiler | E1 | CCE | 0 | 0 | 0 | 0 | 0 | 0 | 0 | 0 | 0 | 0 | 0 | 0 | 0 | 0 | 0 | 0 | 0 | 0 | 0 | 0 | 0 | 0 | 0 | 0 | 0 | 0 | 0 | 0 | 0 | 0 | 0 | 0 | 0
F1_Commercial_Office_Existing_Space Heating_Natural Gas_Boiler_E2 | F1 | Commercial | Office | Existing | Space Heating | Natural Gas | Boiler | E2 | CCE | 0.12144 | 0.12573 | 0.11347 | 0.11622 | 0.11684 | 0 | 0 | 0 | 0 | 0 | 0 | 0 | 0 | 0 | 0 | 0 | 0 | 0 | 0 | 0 | 0 | 0 | 0 | 0 | 0 | 0 | 0 | 0 | 0 | 0 | 0 | 0 | 0
F1_Commercial_Office_Existing_Space Heating_Natural Gas_Boiler_E3 | F1 | Commercial | Office | Existing | Space Heating | Natural Gas | Boiler | E3 | CCE | 0.71947 | 0.7449 | 0.67224 | 0.68851 | 0.69221 | 0 | 0 | 0 | 0 | 0 | 0 | 0 | 0 | 0 | 0 | 0 | 0 | 0 | 0 | 0 | 0 | 0 | 0 | 0 | 0 | 0 | 0 | 0 | 0 | 0 | 0 | 0 | 0
F1_Commercial_Office_Existing_Space Heating_Natural Gas_Boiler_E4 | F1 | Commercial | Office | Existing | Space Heating | Natural Gas | Boiler | E4 | CCE | 0.72547 | 0.75111 | 0.67784 | 0.69425 | 0.69798 | 0.72663 | 0.73059 | 0.73458 | 0.73862 | 0.74269 | 0.74683 | 0.751 | 0.75522 | 0.75948 | 0.7638 | 0.76817 | 0.77258 | 0.77705 | 0.78157 | 0.78614 | 0.79077 | 0.79543 | 0.80017 | 0.80496 | 0.80981 | 0.8147 | 0.81968 | 0.8247 | 0.82979 | 0.83494 | 0.84016 | 0.84544 | 0.84544
F1_Commercial_Office_Existing_Space Heating_Natural Gas_Boiler_E5 | F1 | Commercial | Office | Existing | Space Heating | Natural Gas | Boiler | E5 | CCE | 2.2346 | 2.3136 | 2.0879 | 2.1384 | 2.1499 | 3.0877 | 3.1046 | 3.1215 | 3.1387 | 3.156 | 3.1736 | 3.1913 | 3.2092 | 3.2274 | 3.2457 | 3.2643 | 3.283 | 3.302 | 3.3212 | 3.3406 | 3.3603 | 3.3801 | 3.4003 | 3.4206 | 3.4412 | 3.462 | 3.4831 | 3.5045 | 3.5261 | 3.548 | 3.5702 | 3.5926 | 3.5926
F1_Commercial_Office_Existing_Space Heating_Natural Gas_Boiler_E6 | F1 | Commercial | Office | Existing | Space Heating | Natural Gas | Boiler | E6 | CCE | 0 | 0 | 0 | 0 | 0 | 0 | 0 | 0 | 0 | 0 | 0 | 0 | 0 | 0 | 0 | 0 | 0 | 0 | 0 | 0 | 0 | 0 | 0 | 0 | 0 | 0 | 0 | 0 | 0 | 0 | 0 | 0 | 0
F1_Commercial_Office_Existing_Space Heating_Natural Gas_Boiler_E7 | F1 | Commercial | Office | Existing | Space Heating | Natural Gas | Boiler | E7 | CCE | 0 | 0 | 0 | 0 | 0 | 0 | 0 | 0 | 0 | 0 | 0 | 0 | 0 | 0 | 0 | 0 | 0 | 0 | 0 | 0 | 0 | 0 | 0 | 0 | 0 | 0 | 0 | 0 | 0 | 0 | 0 | 0 | 0
F1_Commercial_Office_Existing_Space Heating_Natural Gas_Boiler_E8 | F1 | Commercial | Office | Existing | Space Heating | Natural Gas | Boiler | E8 | CCE | 0 | 0 | 0 | 0 | 0 | 0 | 0 | 0 | 0 | 0 | 0 | 0 | 0 | 0 | 0 | 0 | 0 | 0 | 0 | 0 | 0 | 0 | 0 | 0 | 0 | 0 | 0 | 0 | 0 | 0 | 0 | 0 | 0
F1_Commercial_Office_Existing_Space Heating_Natural Gas_Boiler_E9 | F1 | Commercial | Office | Existing | Space Heating | Natural Gas | Boiler | E9 | CCE | 0 | 0 | 0 | 0 | 0 | 0 | 0 | 0 | 0 | 0 | 0 | 0 | 0 | 0 | 0 | 0 | 0 | 0 | 0 | 0 | 0 | 0 | 0 | 0 | 0 | 0 | 0 | 0 | 0 | 0 | 0 | 0 | 0
F1_Commercial_Office_Existing_Space Heating_Natural Gas_Boiler_E10 | F1 | Commercial | Office | Existing | Space Heating | Natural Gas | Boiler | E10 | CCE | 0 | 0 | 0 | 0 | 0 | 0 | 0 | 0 | 0 | 0 | 0 | 0 | 0 | 0 | 0 | 0 | 0 | 0 | 0 | 0 | 0 | 0 | 0 | 0 | 0 | 0 | 0 | 0 | 0 | 0 | 0 | 0 | 0
F2_Commercial_Office_Existing_Space Heating_Natural Gas_Boiler_E1 | F2 | Commercial | Office | Existing | Space Heating | Natural Gas | Boiler | E1 | TRC BC Ratio | 1 | 1 | 1 | 1 | 1 | 0 | 0 | 0 | 0 | 0 | 0 | 0 | 0 | 0 | 0 | 0 | 0 | 0 | 0 | 0 | 0 | 0 | 0 | 0 | 0 | 0 | 0 | 0 | 0 | 0 | 0 | 0 | 0
F2_Commercial_Office_Existing_Space Heating_Natural Gas_Boiler_E2 | F2 | Commercial | Office | Existing | Space Heating | Natural Gas | Boiler | E2 | TRC BC Ratio | 17.9076 | 17.9024 | 17.9346 | 17.8555 | 17.8017 | 0 | 0 | 0 | 0 | 0 | 0 | 0 | 0 | 0 | 0 | 0 | 0 | 0 | 0 | 0 | 0 | 0 | 0 | 0 | 0 | 0 | 0 | 0 | 0 | 0 | 0 | 0 | 0
F2_Commercial_Office_Existing_Space Heating_Natural Gas_Boiler_E3 | F2 | Commercial | Office | Existing | Space Heating | Natural Gas | Boiler | E3 | TRC BC Ratio | 3.0227 | 3.0218 | 3.0273 | 3.0139 | 3.0048 | 1 | 1 | 1 | 1 | 1 | 1 | 1 | 1 | 1 | 1 | 1 | 1 | 1 | 1 | 1 | 1 | 1 | 1 | 1 | 1 | 1 | 1 | 1 | 1 | 1 | 1 | 1 | 1
F2_Commercial_Office_Existing_Space Heating_Natural Gas_Boiler_E4 | F2 | Commercial | Office | Existing | Space Heating | Natural Gas | Boiler | E4 | TRC BC Ratio | 2.9977 | 2.9968 | 3.0022 | 2.989 | 2.98 | 2.8753 | 2.8782 | 2.8798 | 2.8832 | 2.886 | 2.8884 | 2.8902 | 2.8925 | 2.895 | 2.8969 | 2.8989 | 2.9009 | 2.9034 | 2.9058 | 2.9089 | 2.9115 | 2.9144 | 2.9167 | 2.9195 | 2.9217 | 2.9236 | 2.9255 | 2.9275 | 2.9289 | 2.9303 | 2.9312 | 2.9323 | 2.9323
F2_Commercial_Office_Existing_Space Heating_Natural Gas_Boiler_E5 | F2 | Commercial | Office | Existing | Space Heating | Natural Gas | Boiler | E5 | TRC BC Ratio | 0.9732 | 0.97292 | 0.97467 | 0.97037 | 0.96745 | 0.67664 | 0.67733 | 0.6777 | 0.67849 | 0.67915 | 0.67971 | 0.68014 | 0.68068 | 0.68127 | 0.68173 | 0.6822 | 0.68266 | 0.68325 | 0.68382 | 0.68454 | 0.68516 | 0.68583 | 0.68638 | 0.68704 | 0.68754 | 0.68801 | 0.68845 | 0.68893 | 0.68924 | 0.68958 | 0.68978 | 0.69004 | 0.69004
F2_Commercial_Office_Existing_Space Heating_Natural Gas_Boiler_E6 | F2 | Commercial | Office | Existing | Space Heating | Natural Gas | Boiler | E6 | TRC BC Ratio | 0 | 0 | 0 | 0 | 0 | 0 | 0 | 0 | 0 | 0 | 0 | 0 | 0 | 0 | 0 | 0 | 0 | 0 | 0 | 0 | 0 | 0 | 0 | 0 | 0 | 0 | 0 | 0 | 0 | 0 | 0 | 0 | 0
F2_Commercial_Office_Existing_Space Heating_Natural Gas_Boiler_E7 | F2 | Commercial | Office | Existing | Space Heating | Natural Gas | Boiler | E7 | TRC BC Ratio | 0 | 0 | 0 | 0 | 0 | 0 | 0 | 0 | 0 | 0 | 0 | 0 | 0 | 0 | 0 | 0 | 0 | 0 | 0 | 0 | 0 | 0 | 0 | 0 | 0 | 0 | 0 | 0 | 0 | 0 | 0 | 0 | 0
F2_Commercial_Office_Existing_Space Heating_Natural Gas_Boiler_E8 | F2 | Commercial | Office | Existing | Space Heating | Natural Gas | Boiler | E8 | TRC BC Ratio | 0 | 0 | 0 | 0 | 0 | 0 | 0 | 0 | 0 | 0 | 0 | 0 | 0 | 0 | 0 | 0 | 0 | 0 | 0 | 0 | 0 | 0 | 0 | 0 | 0 | 0 | 0 | 0 | 0 | 0 | 0 | 0 | 0
F2_Commercial_Office_Existing_Space Heating_Natural Gas_Boiler_E9 | F2 | Commercial | Office | Existing | Space Heating | Natural Gas | Boiler | E9 | TRC BC Ratio | 0 | 0 | 0 | 0 | 0 | 0 | 0 | 0 | 0 | 0 | 0 | 0 | 0 | 0 | 0 | 0 | 0 | 0 | 0 | 0 | 0 | 0 | 0 | 0 | 0 | 0 | 0 | 0 | 0 | 0 | 0 | 0 | 0
F2_Commercial_Office_Existing_Space Heating_Natural Gas_Boiler_E10 | F2 | Commercial | Office | Existing | Space Heating | Natural Gas | Boiler | E10 | TRC BC Ratio | 0 | 0 | 0 | 0 | 0 | 0 | 0 | 0 | 0 | 0 | 0 | 0 | 0 | 0 | 0 | 0 | 0 | 0 | 0 | 0 | 0 | 0 | 0 | 0 | 0 | 0 | 0 | 0 | 0 | 0 | 0 | 0 | 0
F3_Commercial_Office_Existing_Space Heating_Natural Gas_Boiler_E1 | F3 | Commercial | Office | Existing | Space Heating | Natural Gas | Boiler | E1 | PACT BC Ratio | 1 | 1 | 1 | 1 | 1 | 0 | 0 | 0 | 0 | 0 | 0 | 0 | 0 | 0 | 0 | 0 | 0 | 0 | 0 | 0 | 0 | 0 | 0 | 0 | 0 | 0 | 0 | 0 | 0 | 0 | 0 | 0 | 0
F3_Commercial_Office_Existing_Space Heating_Natural Gas_Boiler_E2 | F3 | Commercial | Office | Existing | Space Heating | Natural Gas | Boiler | E2 | PACT BC Ratio | 23.8769 | 23.8698 | 23.9129 | 23.8073 | 23.7356 | 0 | 0 | 0 | 0 | 0 | 0 | 0 | 0 | 0 | 0 | 0 | 0 | 0 | 0 | 0 | 0 | 0 | 0 | 0 | 0 | 0 | 0 | 0 | 0 | 0 | 0 | 0 | 0
F3_Commercial_Office_Existing_Space Heating_Natural Gas_Boiler_E3 | F3 | Commercial | Office | Existing | Space Heating | Natural Gas | Boiler | E3 | PACT BC Ratio | 4.0303 | 4.0291 | 4.0363 | 4.0185 | 4.0064 | 1 | 1 | 1 | 1 | 1 | 1 | 1 | 1 | 1 | 1 | 1 | 1 | 1 | 1 | 1 | 1 | 1 | 1 | 1 | 1 | 1 | 1 | 1 | 1 | 1 | 1 | 1 | 1
F3_Commercial_Office_Existing_Space Heating_Natural Gas_Boiler_E4 | F3 | Commercial | Office | Existing | Space Heating | Natural Gas | Boiler | E4 | PACT BC Ratio | 3.9969 | 3.9958 | 4.003 | 3.9853 | 3.9733 | 3.8338 | 3.8377 | 3.8398 | 3.8443 | 3.848 | 3.8511 | 3.8536 | 3.8566 | 3.86 | 3.8626 | 3.8652 | 3.8678 | 3.8712 | 3.8744 | 3.8785 | 3.882 | 3.8858 | 3.889 | 3.8927 | 3.8955 | 3.8982 | 3.9007 | 3.9034 | 3.9051 | 3.9071 | 3.9082 | 3.9097 | 3.9097
F3_Commercial_Office_Existing_Space Heating_Natural Gas_Boiler_E5 | F3 | Commercial | Office | Existing | Space Heating | Natural Gas | Boiler | E5 | PACT BC Ratio | 1.2976 | 1.2972 | 1.2996 | 1.2938 | 1.2899 | 0.90219 | 0.90311 | 0.9036 | 0.90466 | 0.90553 | 0.90628 | 0.90685 | 0.90757 | 0.90837 | 0.90897 | 0.90959 | 0.91021 | 0.911 | 0.91175 | 0.91272 | 0.91354 | 0.91444 | 0.91518 | 0.91605 | 0.91672 | 0.91735 | 0.91793 | 0.91857 | 0.91898 | 0.91944 | 0.91971 | 0.92005 | 0.92005
F3_Commercial_Office_Existing_Space Heating_Natural Gas_Boiler_E6 | F3 | Commercial | Office | Existing | Space Heating | Natural Gas | Boiler | E6 | PACT BC Ratio | 0 | 0 | 0 | 0 | 0 | 0 | 0 | 0 | 0 | 0 | 0 | 0 | 0 | 0 | 0 | 0 | 0 | 0 | 0 | 0 | 0 | 0 | 0 | 0 | 0 | 0 | 0 | 0 | 0 | 0 | 0 | 0 | 0
F3_Commercial_Office_Existing_Space Heating_Natural Gas_Boiler_E7 | F3 | Commercial | Office | Existing | Space Heating | Natural Gas | Boiler | E7 | PACT BC Ratio | 0 | 0 | 0 | 0 | 0 | 0 | 0 | 0 | 0 | 0 | 0 | 0 | 0 | 0 | 0 | 0 | 0 | 0 | 0 | 0 | 0 | 0 | 0 | 0 | 0 | 0 | 0 | 0 | 0 | 0 | 0 | 0 | 0
F3_Commercial_Office_Existing_Space Heating_Natural Gas_Boiler_E8 | F3 | Commercial | Office | Existing | Space Heating | Natural Gas | Boiler | E8 | PACT BC Ratio | 0 | 0 | 0 | 0 | 0 | 0 | 0 | 0 | 0 | 0 | 0 | 0 | 0 | 0 | 0 | 0 | 0 | 0 | 0 | 0 | 0 | 0 | 0 | 0 | 0 | 0 | 0 | 0 | 0 | 0 | 0 | 0 | 0
F3_Commercial_Office_Existing_Space Heating_Natural Gas_Boiler_E9 | F3 | Commercial | Office | Existing | Space Heating | Natural Gas | Boiler | E9 | PACT BC Ratio | 0 | 0 | 0 | 0 | 0 | 0 | 0 | 0 | 0 | 0 | 0 | 0 | 0 | 0 | 0 | 0 | 0 | 0 | 0 | 0 | 0 | 0 | 0 | 0 | 0 | 0 | 0 | 0 | 0 | 0 | 0 | 0 | 0
F3_Commercial_Office_Existing_Space Heating_Natural Gas_Boiler_E10 | F3 | Commercial | Office | Existing | Space Heating | Natural Gas | Boiler | E10 | PACT BC Ratio | 0 | 0 | 0 | 0 | 0 | 0 | 0 | 0 | 0 | 0 | 0 | 0 | 0 | 0 | 0 | 0 | 0 | 0 | 0 | 0 | 0 | 0 | 0 | 0 | 0 | 0 | 0 | 0 | 0 | 0 | 0 | 0 | 0
F4_Commercial_Office_Existing_Space Heating_Natural Gas_Boiler_E1 | F4 | Commercial | Office | Existing | Space Heating | Natural Gas | Boiler | E1 | RVT BC Ratio | 1 | 1 | 1 | 1 | 1 | 0 | 0 | 0 | 0 | 0 | 0 | 0 | 0 | 0 | 0 | 0 | 0 | 0 | 0 | 0 | 0 | 0 | 0 | 0 | 0 | 0 | 0 | 0 | 0 | 0 | 0 | 0 | 0
F4_Commercial_Office_Existing_Space Heating_Natural Gas_Boiler_E2 | F4 | Commercial | Office | Existing | Space Heating | Natural Gas | Boiler | E2 | RVT BC Ratio | 26.4454 | 26.4378 | 26.4842 | 26.3704 | 26.2931 | 0 | 0 | 0 | 0 | 0 | 0 | 0 | 0 | 0 | 0 | 0 | 0 | 0 | 0 | 0 | 0 | 0 | 0 | 0 | 0 | 0 | 0 | 0 | 0 | 0 | 0 | 0 | 0
F4_Commercial_Office_Existing_Space Heating_Natural Gas_Boiler_E3 | F4 | Commercial | Office | Existing | Space Heating | Natural Gas | Boiler | E3 | RVT BC Ratio | 5.0457 | 5.0444 | 5.0522 | 5.033 | 5.02 | 1 | 1 | 1 | 1 | 1 | 1 | 1 | 1 | 1 | 1 | 1 | 1 | 1 | 1 | 1 | 1 | 1 | 1 | 1 | 1 | 1 | 1 | 1 | 1 | 1 | 1 | 1 | 1
F4_Commercial_Office_Existing_Space Heating_Natural Gas_Boiler_E4 | F4 | Commercial | Office | Existing | Space Heating | Natural Gas | Boiler | E4 | RVT BC Ratio | 5.0097 | 5.0085 | 5.0162 | 4.9972 | 4.9842 | 4.8338 | 4.838 | 4.8403 | 4.8451 | 4.8491 | 4.8525 | 4.8551 | 4.8584 | 4.8621 | 4.8649 | 4.8677 | 4.8705 | 4.8742 | 4.8776 | 4.882 | 4.8858 | 4.8899 | 4.8933 | 4.8973 | 4.9004 | 4.9032 | 4.9059 | 4.9088 | 4.9107 | 4.9129 | 4.9141 | 4.9156 | 4.9156
F4_Commercial_Office_Existing_Space Heating_Natural Gas_Boiler_E5 | F4 | Commercial | Office | Existing | Space Heating | Natural Gas | Boiler | E5 | RVT BC Ratio | 2.0992 | 2.0987 | 2.1013 | 2.0951 | 2.0909 | 1.6728 | 1.6738 | 1.6743 | 1.6755 | 1.6764 | 1.6772 | 1.6778 | 1.6786 | 1.6795 | 1.6801 | 1.6808 | 1.6814 | 1.6823 | 1.6831 | 1.6841 | 1.685 | 1.686 | 1.6868 | 1.6877 | 1.6885 | 1.6891 | 1.6898 | 1.6905 | 1.6909 | 1.6914 | 1.6917 | 1.6921 | 1.6921
F4_Commercial_Office_Existing_Space Heating_Natural Gas_Boiler_E6 | F4 | Commercial | Office | Existing | Space Heating | Natural Gas | Boiler | E6 | RVT BC Ratio | 0 | 0 | 0 | 0 | 0 | 0 | 0 | 0 | 0 | 0 | 0 | 0 | 0 | 0 | 0 | 0 | 0 | 0 | 0 | 0 | 0 | 0 | 0 | 0 | 0 | 0 | 0 | 0 | 0 | 0 | 0 | 0 | 0
F4_Commercial_Office_Existing_Space Heating_Natural Gas_Boiler_E7 | F4 | Commercial | Office | Existing | Space Heating | Natural Gas | Boiler | E7 | RVT BC Ratio | 0 | 0 | 0 | 0 | 0 | 0 | 0 | 0 | 0 | 0 | 0 | 0 | 0 | 0 | 0 | 0 | 0 | 0 | 0 | 0 | 0 | 0 | 0 | 0 | 0 | 0 | 0 | 0 | 0 | 0 | 0 | 0 | 0
F4_Commercial_Office_Existing_Space Heating_Natural Gas_Boiler_E8 | F4 | Commercial | Office | Existing | Space Heating | Natural Gas | Boiler | E8 | RVT BC Ratio | 0 | 0 | 0 | 0 | 0 | 0 | 0 | 0 | 0 | 0 | 0 | 0 | 0 | 0 | 0 | 0 | 0 | 0 | 0 | 0 | 0 | 0 | 0 | 0 | 0 | 0 | 0 | 0 | 0 | 0 | 0 | 0 | 0
F4_Commercial_Office_Existing_Space Heating_Natural Gas_Boiler_E9 | F4 | Commercial | Office | Existing | Space Heating | Natural Gas | Boiler | E9 | RVT BC Ratio | 0 | 0 | 0 | 0 | 0 | 0 | 0 | 0 | 0 | 0 | 0 | 0 | 0 | 0 | 0 | 0 | 0 | 0 | 0 | 0 | 0 | 0 | 0 | 0 | 0 | 0 | 0 | 0 | 0 | 0 | 0 | 0 | 0
F4_Commercial_Office_Existing_Space Heating_Natural Gas_Boiler_E10 | F4 | Commercial | Office | Existing | Space Heating | Natural Gas | Boiler | E10 | RVT BC Ratio | 0 | 0 | 0 | 0 | 0 | 0 | 0 | 0 | 0 | 0 | 0 | 0 | 0 | 0 | 0 | 0 | 0 | 0 | 0 | 0 | 0 | 0 | 0 | 0 | 0 | 0 | 0 | 0 | 0 | 0 | 0 | 0 | 0
F5_Commercial_Office_Existing_Space Heating_Natural Gas_Boiler_E1 | F5 | Commercial | Office | Existing | Space Heating | Natural Gas | Boiler | E1 | RIM BC Ratio | 1 | 1 | 1 | 1 | 1 | 0 | 0 | 0 | 0 | 0 | 0 | 0 | 0 | 0 | 0 | 0 | 0 | 0 | 0 | 0 | 0 | 0 | 0 | 0 | 0 | 0 | 0 | 0 | 0 | 0 | 0 | 0 | 0
F5_Commercial_Office_Existing_Space Heating_Natural Gas_Boiler_E2 | F5 | Commercial | Office | Existing | Space Heating | Natural Gas | Boiler | E2 | RIM BC Ratio | 0.80649 | 0.80648 | 0.80653 | 0.80641 | 0.80632 | 0 | 0 | 0 | 0 | 0 | 0 | 0 | 0 | 0 | 0 | 0 | 0 | 0 | 0 | 0 | 0 | 0 | 0 | 0 | 0 | 0 | 0 | 0 | 0 | 0 | 0 | 0 | 0
F5_Commercial_Office_Existing_Space Heating_Natural Gas_Boiler_E3 | F5 | Commercial | Office | Existing | Space Heating | Natural Gas | Boiler | E3 | RIM BC Ratio | 0.69147 | 0.69144 | 0.69165 | 0.69113 | 0.69077 | 1 | 1 | 1 | 1 | 1 | 1 | 1 | 1 | 1 | 1 | 1 | 1 | 1 | 1 | 1 | 1 | 1 | 1 | 1 | 1 | 1 | 1 | 1 | 1 | 1 | 1 | 1 | 1
F5_Commercial_Office_Existing_Space Heating_Natural Gas_Boiler_E4 | F5 | Commercial | Office | Existing | Space Heating | Natural Gas | Boiler | E4 | RIM BC Ratio | 0.69049 | 0.69045 | 0.69066 | 0.69014 | 0.68978 | 0.68545 | 0.68557 | 0.68564 | 0.68578 | 0.6859 | 0.686 | 0.68608 | 0.68617 | 0.68628 | 0.68636 | 0.68644 | 0.68653 | 0.68663 | 0.68673 | 0.68686 | 0.68697 | 0.68709 | 0.68719 | 0.68731 | 0.68739 | 0.68748 | 0.68755 | 0.68764 | 0.68769 | 0.68775 | 0.68779 | 0.68783 | 0.68783
F5_Commercial_Office_Existing_Space Heating_Natural Gas_Boiler_E5 | F5 | Commercial | Office | Existing | Space Heating | Natural Gas | Boiler | E5 | RIM BC Ratio | 0.50795 | 0.50789 | 0.50824 | 0.50737 | 0.50676 | 0.43356 | 0.43377 | 0.43389 | 0.43413 | 0.43433 | 0.4345 | 0.43463 | 0.4348 | 0.43498 | 0.43512 | 0.43526 | 0.4354 | 0.43559 | 0.43576 | 0.43598 | 0.43617 | 0.43637 | 0.43654 | 0.43674 | 0.43689 | 0.43703 | 0.43716 | 0.43731 | 0.4374 | 0.43751 | 0.43757 | 0.43764 | 0.43764
F5_Commercial_Office_Existing_Space Heating_Natural Gas_Boiler_E6 | F5 | Commercial | Office | Existing | Space Heating | Natural Gas | Boiler | E6 | RIM BC Ratio | 0 | 0 | 0 | 0 | 0 | 0 | 0 | 0 | 0 | 0 | 0 | 0 | 0 | 0 | 0 | 0 | 0 | 0 | 0 | 0 | 0 | 0 | 0 | 0 | 0 | 0 | 0 | 0 | 0 | 0 | 0 | 0 | 0
F5_Commercial_Office_Existing_Space Heating_Natural Gas_Boiler_E7 | F5 | Commercial | Office | Existing | Space Heating | Natural Gas | Boiler | E7 | RIM BC Ratio | 0 | 0 | 0 | 0 | 0 | 0 | 0 | 0 | 0 | 0 | 0 | 0 | 0 | 0 | 0 | 0 | 0 | 0 | 0 | 0 | 0 | 0 | 0 | 0 | 0 | 0 | 0 | 0 | 0 | 0 | 0 | 0 | 0
F5_Commercial_Office_Existing_Space Heating_Natural Gas_Boiler_E8 | F5 | Commercial | Office | Existing | Space Heating | Natural Gas | Boiler | E8 | RIM BC Ratio | 0 | 0 | 0 | 0 | 0 | 0 | 0 | 0 | 0 | 0 | 0 | 0 | 0 | 0 | 0 | 0 | 0 | 0 | 0 | 0 | 0 | 0 | 0 | 0 | 0 | 0 | 0 | 0 | 0 | 0 | 0 | 0 | 0
F5_Commercial_Office_Existing_Space Heating_Natural Gas_Boiler_E9 | F5 | Commercial | Office | Existing | Space Heating | Natural Gas | Boiler | E9 | RIM BC Ratio | 0 | 0 | 0 | 0 | 0 | 0 | 0 | 0 | 0 | 0 | 0 | 0 | 0 | 0 | 0 | 0 | 0 | 0 | 0 | 0 | 0 | 0 | 0 | 0 | 0 | 0 | 0 | 0 | 0 | 0 | 0 | 0 | 0
F5_Commercial_Office_Existing_Space Heating_Natural Gas_Boiler_E10 | F5 | Commercial | Office | Existing | Space Heating | Natural Gas | Boiler | E10 | RIM BC Ratio | 0 | 0 | 0 | 0 | 0 | 0 | 0 | 0 | 0 | 0 | 0 | 0 | 0 | 0 | 0 | 0 | 0 | 0 | 0 | 0 | 0 | 0 | 0 | 0 | 0 | 0 | 0 | 0 | 0 | 0 | 0 | 0 | 0
F0_Commercial_Office_Existing_Space Heating_Natural Gas_Unit Heater_E0 | F0 | Commercial | Office | Existing | Space Heating | Natural Gas | Unit Heater | E0 | Economic Unit | Infrared Radiant | Infrared Radiant | Infrared Radiant | Infrared Radiant | Infrared Radiant | Infrared Radiant | Infrared Radiant | Infrared Radiant | Infrared Radiant | Infrared Radiant | Infrared Radiant | Infrared Radiant | Infrared Radiant | Infrared Radiant | Infrared Radiant | Infrared Radiant | Infrared Radiant | Infrared Radiant | Infrared Radiant | Infrared Radiant | Infrared Radiant | Infrared Radiant | Infrared Radiant | Infrared Radiant | Infrared Radiant | Infrared Radiant | Infrared Radiant | Infrared Radiant | Infrared Radiant | Infrared Radiant | Infrared Radiant | Infrared Radiant | Infrared Radiant
F1_Commercial_Office_Existing_Space Heating_Natural Gas_Unit Heater_E1 | F1 | Commercial | Office | Existing | Space Heating | Natural Gas | Unit Heater | E1 | CCE | 0 | 0 | 0 | 0 | 0 | 0 | 0 | 0 | 0 | 0 | 0 | 0 | 0 | 0 | 0 | 0 | 0 | 0 | 0 | 0 | 0 | 0 | 0 | 0 | 0 | 0 | 0 | 0 | 0 | 0 | 0 | 0 | 0
F1_Commercial_Office_Existing_Space Heating_Natural Gas_Unit Heater_E2 | F1 | Commercial | Office | Existing | Space Heating | Natural Gas | Unit Heater | E2 | CCE | 2.2519 | 2.3315 | 2.1041 | 2.155 | 2.1666 | 0 | 0 | 0 | 0 | 0 | 0 | 0 | 0 | 0 | 0 | 0 | 0 | 0 | 0 | 0 | 0 | 0 | 0 | 0 | 0 | 0 | 0 | 0 | 0 | 0 | 0 | 0 | 0
F1_Commercial_Office_Existing_Space Heating_Natural Gas_Unit Heater_E3 | F1 | Commercial | Office | Existing | Space Heating | Natural Gas | Unit Heater | E3 | CCE | 0.17557 | 0.18177 | 0.16404 | 0.16801 | 0.16892 | -1.4689 | -1.4769 | -1.4849 | -1.4931 | -1.5013 | -1.5097 | -1.5181 | -1.5267 | -1.5353 | -1.544 | -1.5528 | -1.5618 | -1.5708 | -1.5799 | -1.5892 | -1.5985 | -1.6079 | -1.6175 | -1.6272 | -1.637 | -1.6469 | -1.657 | -1.6671 | -1.6774 | -1.6878 | -1.6984 | -1.709 | -1.709
F1_Commercial_Office_Existing_Space Heating_Natural Gas_Unit Heater_E4 | F1 | Commercial | Office | Existing | Space Heating | Natural Gas | Unit Heater | E4 | CCE | 0 | 0 | 0 | 0 | 0 | 0 | 0 | 0 | 0 | 0 | 0 | 0 | 0 | 0 | 0 | 0 | 0 | 0 | 0 | 0 | 0 | 0 | 0 | 0 | 0 | 0 | 0 | 0 | 0 | 0 | 0 | 0 | 0
F1_Commercial_Office_Existing_Space Heating_Natural Gas_Unit Heater_E5 | F1 | Commercial | Office | Existing | Space Heating | Natural Gas | Unit Heater | E5 | CCE | 0 | 0 | 0 | 0 | 0 | 0 | 0 | 0 | 0 | 0 | 0 | 0 | 0 | 0 | 0 | 0 | 0 | 0 | 0 | 0 | 0 | 0 | 0 | 0 | 0 | 0 | 0 | 0 | 0 | 0 | 0 | 0 | 0
F1_Commercial_Office_Existing_Space Heating_Natural Gas_Unit Heater_E6 | F1 | Commercial | Office | Existing | Space Heating | Natural Gas | Unit Heater | E6 | CCE | 0 | 0 | 0 | 0 | 0 | 0 | 0 | 0 | 0 | 0 | 0 | 0 | 0 | 0 | 0 | 0 | 0 | 0 | 0 | 0 | 0 | 0 | 0 | 0 | 0 | 0 | 0 | 0 | 0 | 0 | 0 | 0 | 0
F1_Commercial_Office_Existing_Space Heating_Natural Gas_Unit Heater_E7 | F1 | Commercial | Office | Existing | Space Heating | Natural Gas | Unit Heater | E7 | CCE | 0 | 0 | 0 | 0 | 0 | 0 | 0 | 0 | 0 | 0 | 0 | 0 | 0 | 0 | 0 | 0 | 0 | 0 | 0 | 0 | 0 | 0 | 0 | 0 | 0 | 0 | 0 | 0 | 0 | 0 | 0 | 0 | 0
F1_Commercial_Office_Existing_Space Heating_Natural Gas_Unit Heater_E8 | F1 | Commercial | Office | Existing | Space Heating | Natural Gas | Unit Heater | E8 | CCE | 0 | 0 | 0 | 0 | 0 | 0 | 0 | 0 | 0 | 0 | 0 | 0 | 0 | 0 | 0 | 0 | 0 | 0 | 0 | 0 | 0 | 0 | 0 | 0 | 0 | 0 | 0 | 0 | 0 | 0 | 0 | 0 | 0
F1_Commercial_Office_Existing_Space Heating_Natural Gas_Unit Heater_E9 | F1 | Commercial | Office | Existing | Space Heating | Natural Gas | Unit Heater | E9 | CCE | 0 | 0 | 0 | 0 | 0 | 0 | 0 | 0 | 0 | 0 | 0 | 0 | 0 | 0 | 0 | 0 | 0 | 0 | 0 | 0 | 0 | 0 | 0 | 0 | 0 | 0 | 0 | 0 | 0 | 0 | 0 | 0 | 0
F1_Commercial_Office_Existing_Space Heating_Natural Gas_Unit Heater_E10 | F1 | Commercial | Office | Existing | Space Heating | Natural Gas | Unit Heater | E10 | CCE | 0 | 0 | 0 | 0 | 0 | 0 | 0 | 0 | 0 | 0 | 0 | 0 | 0 | 0 | 0 | 0 | 0 | 0 | 0 | 0 | 0 | 0 | 0 | 0 | 0 | 0 | 0 | 0 | 0 | 0 | 0 | 0 | 0
F2_Commercial_Office_Existing_Space Heating_Natural Gas_Unit Heater_E1 | F2 | Commercial | Office | Existing | Space Heating | Natural Gas | Unit Heater | E1 | TRC BC Ratio | 1 | 1 | 1 | 1 | 1 | 0 | 0 | 0 | 0 | 0 | 0 | 0 | 0 | 0 | 0 | 0 | 0 | 0 | 0 | 0 | 0 | 0 | 0 | 0 | 0 | 0 | 0 | 0 | 0 | 0 | 0 | 0 | 0
F2_Commercial_Office_Existing_Space Heating_Natural Gas_Unit Heater_E2 | F2 | Commercial | Office | Existing | Space Heating | Natural Gas | Unit Heater | E2 | TRC BC Ratio | 0.97102 | 0.97017 | 0.97275 | 0.96494 | 0.9594 | 1 | 1 | 1 | 1 | 1 | 1 | 1 | 1 | 1 | 1 | 1 | 1 | 1 | 1 | 1 | 1 | 1 | 1 | 1 | 1 | 1 | 1 | 1 | 1 | 1 | 1 | 1 | 1
F2_Commercial_Office_Existing_Space Heating_Natural Gas_Unit Heater_E3 | F2 | Commercial | Office | Existing | Space Heating | Natural Gas | Unit Heater | E3 | TRC BC Ratio | 12.4546 | 12.4437 | 12.4768 | 12.3766 | 12.3055 | 1 | 1 | 1 | 1 | 1 | 1 | 1 | 1 | 1 | 1 | 1 | 1 | 1 | 1 | 1 | 1 | 1 | 1 | 1 | 1 | 1 | 1 | 1 | 1 | 1 | 1 | 1 | 1
F2_Commercial_Office_Existing_Space Heating_Natural Gas_Unit Heater_E4 | F2 | Commercial | Office | Existing | Space Heating | Natural Gas | Unit Heater | E4 | TRC BC Ratio | 0 | 0 | 0 | 0 | 0 | 0 | 0 | 0 | 0 | 0 | 0 | 0 | 0 | 0 | 0 | 0 | 0 | 0 | 0 | 0 | 0 | 0 | 0 | 0 | 0 | 0 | 0 | 0 | 0 | 0 | 0 | 0 | 0
F2_Commercial_Office_Existing_Space Heating_Natural Gas_Unit Heater_E5 | F2 | Commercial | Office | Existing | Space Heating | Natural Gas | Unit Heater | E5 | TRC BC Ratio | 0 | 0 | 0 | 0 | 0 | 0 | 0 | 0 | 0 | 0 | 0 | 0 | 0 | 0 | 0 | 0 | 0 | 0 | 0 | 0 | 0 | 0 | 0 | 0 | 0 | 0 | 0 | 0 | 0 | 0 | 0 | 0 | 0
F2_Commercial_Office_Existing_Space Heating_Natural Gas_Unit Heater_E6 | F2 | Commercial | Office | Existing | Space Heating | Natural Gas | Unit Heater | E6 | TRC BC Ratio | 0 | 0 | 0 | 0 | 0 | 0 | 0 | 0 | 0 | 0 | 0 | 0 | 0 | 0 | 0 | 0 | 0 | 0 | 0 | 0 | 0 | 0 | 0 | 0 | 0 | 0 | 0 | 0 | 0 | 0 | 0 | 0 | 0
F2_Commercial_Office_Existing_Space Heating_Natural Gas_Unit Heater_E7 | F2 | Commercial | Office | Existing | Space Heating | Natural Gas | Unit Heater | E7 | TRC BC Ratio | 0 | 0 | 0 | 0 | 0 | 0 | 0 | 0 | 0 | 0 | 0 | 0 | 0 | 0 | 0 | 0 | 0 | 0 | 0 | 0 | 0 | 0 | 0 | 0 | 0 | 0 | 0 | 0 | 0 | 0 | 0 | 0 | 0
F2_Commercial_Office_Existing_Space Heating_Natural Gas_Unit Heater_E8 | F2 | Commercial | Office | Existing | Space Heating | Natural Gas | Unit Heater | E8 | TRC BC Ratio | 0 | 0 | 0 | 0 | 0 | 0 | 0 | 0 | 0 | 0 | 0 | 0 | 0 | 0 | 0 | 0 | 0 | 0 | 0 | 0 | 0 | 0 | 0 | 0 | 0 | 0 | 0 | 0 | 0 | 0 | 0 | 0 | 0
F2_Commercial_Office_Existing_Space Heating_Natural Gas_Unit Heater_E9 | F2 | Commercial | Office | Existing | Space Heating | Natural Gas | Unit Heater | E9 | TRC BC Ratio | 0 | 0 | 0 | 0 | 0 | 0 | 0 | 0 | 0 | 0 | 0 | 0 | 0 | 0 | 0 | 0 | 0 | 0 | 0 | 0 | 0 | 0 | 0 | 0 | 0 | 0 | 0 | 0 | 0 | 0 | 0 | 0 | 0
F2_Commercial_Office_Existing_Space Heating_Natural Gas_Unit Heater_E10 | F2 | Commercial | Office | Existing | Space Heating | Natural Gas | Unit Heater | E10 | TRC BC Ratio | 0 | 0 | 0 | 0 | 0 | 0 | 0 | 0 | 0 | 0 | 0 | 0 | 0 | 0 | 0 | 0 | 0 | 0 | 0 | 0 | 0 | 0 | 0 | 0 | 0 | 0 | 0 | 0 | 0 | 0 | 0 | 0 | 0
F3_Commercial_Office_Existing_Space Heating_Natural Gas_Unit Heater_E1 | F3 | Commercial | Office | Existing | Space Heating | Natural Gas | Unit Heater | E1 | PACT BC Ratio | 1 | 1 | 1 | 1 | 1 | 0 | 0 | 0 | 0 | 0 | 0 | 0 | 0 | 0 | 0 | 0 | 0 | 0 | 0 | 0 | 0 | 0 | 0 | 0 | 0 | 0 | 0 | 0 | 0 | 0 | 0 | 0 | 0
F3_Commercial_Office_Existing_Space Heating_Natural Gas_Unit Heater_E2 | F3 | Commercial | Office | Existing | Space Heating | Natural Gas | Unit Heater | E2 | PACT BC Ratio | 1.2947 | 1.2936 | 1.297 | 1.2866 | 1.2792 | 1 | 1 | 1 | 1 | 1 | 1 | 1 | 1 | 1 | 1 | 1 | 1 | 1 | 1 | 1 | 1 | 1 | 1 | 1 | 1 | 1 | 1 | 1 | 1 | 1 | 1 | 1 | 1
F3_Commercial_Office_Existing_Space Heating_Natural Gas_Unit Heater_E3 | F3 | Commercial | Office | Existing | Space Heating | Natural Gas | Unit Heater | E3 | PACT BC Ratio | 16.6062 | 16.5916 | 16.6357 | 16.5021 | 16.4073 | 1 | 1 | 1 | 1 | 1 | 1 | 1 | 1 | 1 | 1 | 1 | 1 | 1 | 1 | 1 | 1 | 1 | 1 | 1 | 1 | 1 | 1 | 1 | 1 | 1 | 1 | 1 | 1
F3_Commercial_Office_Existing_Space Heating_Natural Gas_Unit Heater_E4 | F3 | Commercial | Office | Existing | Space Heating | Natural Gas | Unit Heater | E4 | PACT BC Ratio | 0 | 0 | 0 | 0 | 0 | 0 | 0 | 0 | 0 | 0 | 0 | 0 | 0 | 0 | 0 | 0 | 0 | 0 | 0 | 0 | 0 | 0 | 0 | 0 | 0 | 0 | 0 | 0 | 0 | 0 | 0 | 0 | 0
F3_Commercial_Office_Existing_Space Heating_Natural Gas_Unit Heater_E5 | F3 | Commercial | Office | Existing | Space Heating | Natural Gas | Unit Heater | E5 | PACT BC Ratio | 0 | 0 | 0 | 0 | 0 | 0 | 0 | 0 | 0 | 0 | 0 | 0 | 0 | 0 | 0 | 0 | 0 | 0 | 0 | 0 | 0 | 0 | 0 | 0 | 0 | 0 | 0 | 0 | 0 | 0 | 0 | 0 | 0
F3_Commercial_Office_Existing_Space Heating_Natural Gas_Unit Heater_E6 | F3 | Commercial | Office | Existing | Space Heating | Natural Gas | Unit Heater | E6 | PACT BC Ratio | 0 | 0 | 0 | 0 | 0 | 0 | 0 | 0 | 0 | 0 | 0 | 0 | 0 | 0 | 0 | 0 | 0 | 0 | 0 | 0 | 0 | 0 | 0 | 0 | 0 | 0 | 0 | 0 | 0 | 0 | 0 | 0 | 0
F3_Commercial_Office_Existing_Space Heating_Natural Gas_Unit Heater_E7 | F3 | Commercial | Office | Existing | Space Heating | Natural Gas | Unit Heater | E7 | PACT BC Ratio | 0 | 0 | 0 | 0 | 0 | 0 | 0 | 0 | 0 | 0 | 0 | 0 | 0 | 0 | 0 | 0 | 0 | 0 | 0 | 0 | 0 | 0 | 0 | 0 | 0 | 0 | 0 | 0 | 0 | 0 | 0 | 0 | 0
F3_Commercial_Office_Existing_Space Heating_Natural Gas_Unit Heater_E8 | F3 | Commercial | Office | Existing | Space Heating | Natural Gas | Unit Heater | E8 | PACT BC Ratio | 0 | 0 | 0 | 0 | 0 | 0 | 0 | 0 | 0 | 0 | 0 | 0 | 0 | 0 | 0 | 0 | 0 | 0 | 0 | 0 | 0 | 0 | 0 | 0 | 0 | 0 | 0 | 0 | 0 | 0 | 0 | 0 | 0
F3_Commercial_Office_Existing_Space Heating_Natural Gas_Unit Heater_E9 | F3 | Commercial | Office | Existing | Space Heating | Natural Gas | Unit Heater | E9 | PACT BC Ratio | 0 | 0 | 0 | 0 | 0 | 0 | 0 | 0 | 0 | 0 | 0 | 0 | 0 | 0 | 0 | 0 | 0 | 0 | 0 | 0 | 0 | 0 | 0 | 0 | 0 | 0 | 0 | 0 | 0 | 0 | 0 | 0 | 0
F3_Commercial_Office_Existing_Space Heating_Natural Gas_Unit Heater_E10 | F3 | Commercial | Office | Existing | Space Heating | Natural Gas | Unit Heater | E10 | PACT BC Ratio | 0 | 0 | 0 | 0 | 0 | 0 | 0 | 0 | 0 | 0 | 0 | 0 | 0 | 0 | 0 | 0 | 0 | 0 | 0 | 0 | 0 | 0 | 0 | 0 | 0 | 0 | 0 | 0 | 0 | 0 | 0 | 0 | 0
F4_Commercial_Office_Existing_Space Heating_Natural Gas_Unit Heater_E1 | F4 | Commercial | Office | Existing | Space Heating | Natural Gas | Unit Heater | E1 | RVT BC Ratio | 1 | 1 | 1 | 1 | 1 | 0 | 0 | 0 | 0 | 0 | 0 | 0 | 0 | 0 | 0 | 0 | 0 | 0 | 0 | 0 | 0 | 0 | 0 | 0 | 0 | 0 | 0 | 0 | 0 | 0 | 0 | 0 | 0
F4_Commercial_Office_Existing_Space Heating_Natural Gas_Unit Heater_E2 | F4 | Commercial | Office | Existing | Space Heating | Natural Gas | Unit Heater | E2 | RVT BC Ratio | 2.096 | 2.0948 | 2.0985 | 2.0873 | 2.0793 | 1 | 1 | 1 | 1 | 1 | 1 | 1 | 1 | 1 | 1 | 1 | 1 | 1 | 1 | 1 | 1 | 1 | 1 | 1 | 1 | 1 | 1 | 1 | 1 | 1 | 1 | 1 | 1
F4_Commercial_Office_Existing_Space Heating_Natural Gas_Unit Heater_E3 | F4 | Commercial | Office | Existing | Space Heating | Natural Gas | Unit Heater | E3 | RVT BC Ratio | 18.6057 | 18.59 | 18.6376 | 18.4936 | 18.3913 | 1 | 1 | 1 | 1 | 1 | 1 | 1 | 1 | 1 | 1 | 1 | 1 | 1 | 1 | 1 | 1 | 1 | 1 | 1 | 1 | 1 | 1 | 1 | 1 | 1 | 1 | 1 | 1
F4_Commercial_Office_Existing_Space Heating_Natural Gas_Unit Heater_E4 | F4 | Commercial | Office | Existing | Space Heating | Natural Gas | Unit Heater | E4 | RVT BC Ratio | 0 | 0 | 0 | 0 | 0 | 0 | 0 | 0 | 0 | 0 | 0 | 0 | 0 | 0 | 0 | 0 | 0 | 0 | 0 | 0 | 0 | 0 | 0 | 0 | 0 | 0 | 0 | 0 | 0 | 0 | 0 | 0 | 0
F4_Commercial_Office_Existing_Space Heating_Natural Gas_Unit Heater_E5 | F4 | Commercial | Office | Existing | Space Heating | Natural Gas | Unit Heater | E5 | RVT BC Ratio | 0 | 0 | 0 | 0 | 0 | 0 | 0 | 0 | 0 | 0 | 0 | 0 | 0 | 0 | 0 | 0 | 0 | 0 | 0 | 0 | 0 | 0 | 0 | 0 | 0 | 0 | 0 | 0 | 0 | 0 | 0 | 0 | 0
F4_Commercial_Office_Existing_Space Heating_Natural Gas_Unit Heater_E6 | F4 | Commercial | Office | Existing | Space Heating | Natural Gas | Unit Heater | E6 | RVT BC Ratio | 0 | 0 | 0 | 0 | 0 | 0 | 0 | 0 | 0 | 0 | 0 | 0 | 0 | 0 | 0 | 0 | 0 | 0 | 0 | 0 | 0 | 0 | 0 | 0 | 0 | 0 | 0 | 0 | 0 | 0 | 0 | 0 | 0
F4_Commercial_Office_Existing_Space Heating_Natural Gas_Unit Heater_E7 | F4 | Commercial | Office | Existing | Space Heating | Natural Gas | Unit Heater | E7 | RVT BC Ratio | 0 | 0 | 0 | 0 | 0 | 0 | 0 | 0 | 0 | 0 | 0 | 0 | 0 | 0 | 0 | 0 | 0 | 0 | 0 | 0 | 0 | 0 | 0 | 0 | 0 | 0 | 0 | 0 | 0 | 0 | 0 | 0 | 0
F4_Commercial_Office_Existing_Space Heating_Natural Gas_Unit Heater_E8 | F4 | Commercial | Office | Existing | Space Heating | Natural Gas | Unit Heater | E8 | RVT BC Ratio | 0 | 0 | 0 | 0 | 0 | 0 | 0 | 0 | 0 | 0 | 0 | 0 | 0 | 0 | 0 | 0 | 0 | 0 | 0 | 0 | 0 | 0 | 0 | 0 | 0 | 0 | 0 | 0 | 0 | 0 | 0 | 0 | 0
F4_Commercial_Office_Existing_Space Heating_Natural Gas_Unit Heater_E9 | F4 | Commercial | Office | Existing | Space Heating | Natural Gas | Unit Heater | E9 | RVT BC Ratio | 0 | 0 | 0 | 0 | 0 | 0 | 0 | 0 | 0 | 0 | 0 | 0 | 0 | 0 | 0 | 0 | 0 | 0 | 0 | 0 | 0 | 0 | 0 | 0 | 0 | 0 | 0 | 0 | 0 | 0 | 0 | 0 | 0
F4_Commercial_Office_Existing_Space Heating_Natural Gas_Unit Heater_E10 | F4 | Commercial | Office | Existing | Space Heating | Natural Gas | Unit Heater | E10 | RVT BC Ratio | 0 | 0 | 0 | 0 | 0 | 0 | 0 | 0 | 0 | 0 | 0 | 0 | 0 | 0 | 0 | 0 | 0 | 0 | 0 | 0 | 0 | 0 | 0 | 0 | 0 | 0 | 0 | 0 | 0 | 0 | 0 | 0 | 0
F5_Commercial_Office_Existing_Space Heating_Natural Gas_Unit Heater_E1 | F5 | Commercial | Office | Existing | Space Heating | Natural Gas | Unit Heater | E1 | RIM BC Ratio | 1 | 1 | 1 | 1 | 1 | 0 | 0 | 0 | 0 | 0 | 0 | 0 | 0 | 0 | 0 | 0 | 0 | 0 | 0 | 0 | 0 | 0 | 0 | 0 | 0 | 0 | 0 | 0 | 0 | 0 | 0 | 0 | 0
F5_Commercial_Office_Existing_Space Heating_Natural Gas_Unit Heater_E2 | F5 | Commercial | Office | Existing | Space Heating | Natural Gas | Unit Heater | E2 | RIM BC Ratio | 0.5075 | 0.50732 | 0.50785 | 0.50625 | 0.5051 | 1 | 1 | 1 | 1 | 1 | 1 | 1 | 1 | 1 | 1 | 1 | 1 | 1 | 1 | 1 | 1 | 1 | 1 | 1 | 1 | 1 | 1 | 1 | 1 | 1 | 1 | 1 | 1
F5_Commercial_Office_Existing_Space Heating_Natural Gas_Unit Heater_E3 | F5 | Commercial | Office | Existing | Space Heating | Natural Gas | Unit Heater | E3 | RIM BC Ratio | 0.79473 | 0.7947 | 0.7948 | 0.79449 | 0.79427 | 1 | 1 | 1 | 1 | 1 | 1 | 1 | 1 | 1 | 1 | 1 | 1 | 1 | 1 | 1 | 1 | 1 | 1 | 1 | 1 | 1 | 1 | 1 | 1 | 1 | 1 | 1 | 1
F5_Commercial_Office_Existing_Space Heating_Natural Gas_Unit Heater_E4 | F5 | Commercial | Office | Existing | Space Heating | Natural Gas | Unit Heater | E4 | RIM BC Ratio | 0 | 0 | 0 | 0 | 0 | 0 | 0 | 0 | 0 | 0 | 0 | 0 | 0 | 0 | 0 | 0 | 0 | 0 | 0 | 0 | 0 | 0 | 0 | 0 | 0 | 0 | 0 | 0 | 0 | 0 | 0 | 0 | 0
F5_Commercial_Office_Existing_Space Heating_Natural Gas_Unit Heater_E5 | F5 | Commercial | Office | Existing | Space Heating | Natural Gas | Unit Heater | E5 | RIM BC Ratio | 0 | 0 | 0 | 0 | 0 | 0 | 0 | 0 | 0 | 0 | 0 | 0 | 0 | 0 | 0 | 0 | 0 | 0 | 0 | 0 | 0 | 0 | 0 | 0 | 0 | 0 | 0 | 0 | 0 | 0 | 0 | 0 | 0
F5_Commercial_Office_Existing_Space Heating_Natural Gas_Unit Heater_E6 | F5 | Commercial | Office | Existing | Space Heating | Natural Gas | Unit Heater | E6 | RIM BC Ratio | 0 | 0 | 0 | 0 | 0 | 0 | 0 | 0 | 0 | 0 | 0 | 0 | 0 | 0 | 0 | 0 | 0 | 0 | 0 | 0 | 0 | 0 | 0 | 0 | 0 | 0 | 0 | 0 | 0 | 0 | 0 | 0 | 0
F5_Commercial_Office_Existing_Space Heating_Natural Gas_Unit Heater_E7 | F5 | Commercial | Office | Existing | Space Heating | Natural Gas | Unit Heater | E7 | RIM BC Ratio | 0 | 0 | 0 | 0 | 0 | 0 | 0 | 0 | 0 | 0 | 0 | 0 | 0 | 0 | 0 | 0 | 0 | 0 | 0 | 0 | 0 | 0 | 0 | 0 | 0 | 0 | 0 | 0 | 0 | 0 | 0 | 0 | 0
F5_Commercial_Office_Existing_Space Heating_Natural Gas_Unit Heater_E8 | F5 | Commercial | Office | Existing | Space Heating | Natural Gas | Unit Heater | E8 | RIM BC Ratio | 0 | 0 | 0 | 0 | 0 | 0 | 0 | 0 | 0 | 0 | 0 | 0 | 0 | 0 | 0 | 0 | 0 | 0 | 0 | 0 | 0 | 0 | 0 | 0 | 0 | 0 | 0 | 0 | 0 | 0 | 0 | 0 | 0
F5_Commercial_Office_Existing_Space Heating_Natural Gas_Unit Heater_E9 | F5 | Commercial | Office | Existing | Space Heating | Natural Gas | Unit Heater | E9 | RIM BC Ratio | 0 | 0 | 0 | 0 | 0 | 0 | 0 | 0 | 0 | 0 | 0 | 0 | 0 | 0 | 0 | 0 | 0 | 0 | 0 | 0 | 0 | 0 | 0 | 0 | 0 | 0 | 0 | 0 | 0 | 0 | 0 | 0 | 0
F5_Commercial_Office_Existing_Space Heating_Natural Gas_Unit Heater_E10 | F5 | Commercial | Office | Existing | Space Heating | Natural Gas | Unit Heater | E10 | RIM BC Ratio | 0 | 0 | 0 | 0 | 0 | 0 | 0 | 0 | 0 | 0 | 0 | 0 | 0 | 0 | 0 | 0 | 0 | 0 | 0 | 0 | 0 | 0 | 0 | 0 | 0 | 0 | 0 | 0 | 0 | 0 | 0 | 0 | 0
F0_Commercial_Office_Existing_Water Heating_Natural Gas_Water Heater_E0 | F0 | Commercial | Office | Existing | Water Heating | Natural Gas | Water Heater | E0 | Economic Unit | Gas-Fired Absorption HPWH | Gas-Fired Absorption HPWH | Gas-Fired Absorption HPWH | Gas-Fired Absorption HPWH | Gas-Fired Absorption HPWH | Gas-Fired Absorption HPWH | Gas-Fired Absorption HPWH | Gas-Fired Absorption HPWH | Gas-Fired Absorption HPWH | Gas-Fired Absorption HPWH | Gas-Fired Absorption HPWH | Gas-Fired Absorption HPWH | Gas-Fired Absorption HPWH | Gas-Fired Absorption HPWH | Gas-Fired Absorption HPWH | Gas-Fired Absorption HPWH | Gas-Fired Absorption HPWH | Gas-Fired Absorption HPWH | Gas-Fired Absorption HPWH | Gas-Fired Absorption HPWH | Gas-Fired Absorption HPWH | Gas-Fired Absorption HPWH | Gas-Fired Absorption HPWH | Gas-Fired Absorption HPWH | Gas-Fired Absorption HPWH | Gas-Fired Absorption HPWH | Gas-Fired Absorption HPWH | Gas-Fired Absorption HPWH | Gas-Fired Absorption HPWH | Gas-Fired Absorption HPWH | Gas-Fired Absorption HPWH | Gas-Fired Absorption HPWH | Gas-Fired Absorption HPWH
F1_Commercial_Office_Existing_Water Heating_Natural Gas_Water Heater_E1 | F1 | Commercial | Office | Existing | Water Heating | Natural Gas | Water Heater | E1 | CCE | 0 | 0 | 0 | 0 | 0 | 0 | 0 | 0 | 0 | 0 | 0 | 0 | 0 | 0 | 0 | 0 | 0 | 0 | 0 | 0 | 0 | 0 | 0 | 0 | 0 | 0 | 0 | 0 | 0 | 0 | 0 | 0 | 0
F1_Commercial_Office_Existing_Water Heating_Natural Gas_Water Heater_E2 | F1 | Commercial | Office | Existing | Water Heating | Natural Gas | Water Heater | E2 | CCE | -0.0033624 | -0.0034812 | -0.003125 | -0.0031836 | -0.0031836 | -0.0031836 | -0.0031836 | -0.0031836 | -0.0031836 | -0.0031836 | -0.0031836 | -0.0031836 | -0.0031836 | -0.0031836 | -0.0031836 | -0.0031836 | -0.0031836 | -0.0031836 | -0.0031836 | -0.0031836 | -0.0031836 | -0.0031836 | -0.0031836 | -0.0031836 | -0.0031836 | -0.0031836 | -0.0031836 | -0.0031836 | -0.0031836 | -0.0031836 | -0.0031836 | -0.0031836 | -0.0031836
F1_Commercial_Office_Existing_Water Heating_Natural Gas_Water Heater_E3 | F1 | Commercial | Office | Existing | Water Heating | Natural Gas | Water Heater | E3 | CCE | 0.026297 | 0.027227 | 0.024441 | 0.024899 | 0.024899 | 0.024899 | 0.024899 | 0.024899 | 0.024899 | 0.024899 | 0.024899 | 0.024899 | 0.024899 | 0.024899 | 0.024899 | 0.024899 | 0.024899 | 0.024899 | 0.024899 | 0.024899 | 0.024899 | 0.024899 | 0.024899 | 0.024899 | 0.024899 | 0.024899 | 0.024899 | 0.024899 | 0.024899 | 0.024899 | 0.024899 | 0.024899 | 0.024899
F1_Commercial_Office_Existing_Water Heating_Natural Gas_Water Heater_E4 | F1 | Commercial | Office | Existing | Water Heating | Natural Gas | Water Heater | E4 | CCE | 0.032382 | 0.033526 | 0.030096 | 0.03066 | 0.03066 | 0.03066 | 0.03066 | 0.03066 | 0.03066 | 0.03066 | 0.03066 | 0.03066 | 0.03066 | 0.03066 | 0.03066 | 0.03066 | 0.03066 | 0.03066 | 0.03066 | 0.03066 | 0.03066 | 0.03066 | 0.03066 | 0.03066 | 0.03066 | 0.03066 | 0.03066 | 0.03066 | 0.03066 | 0.03066 | 0.03066 | 0.03066 | 0.03066
F1_Commercial_Office_Existing_Water Heating_Natural Gas_Water Heater_E5 | F1 | Commercial | Office | Existing | Water Heating | Natural Gas | Water Heater | E5 | CCE | 0.050873 | 0.05267 | 0.047281 | 0.048168 | 0.048168 | 0.048168 | 0.048168 | 0.048168 | 0.048168 | 0.048168 | 0.048168 | 0.048168 | 0.048168 | 0.048168 | 0.048168 | 0.048168 | 0.048168 | 0.048168 | 0.048168 | 0.048168 | 0.048168 | 0.048168 | 0.048168 | 0.048168 | 0.048168 | 0.048168 | 0.048168 | 0.048168 | 0.048168 | 0.048168 | 0.048168 | 0.048168 | 0.048168
F1_Commercial_Office_Existing_Water Heating_Natural Gas_Water Heater_E6 | F1 | Commercial | Office | Existing | Water Heating | Natural Gas | Water Heater | E6 | CCE | -0.11392 | -0.11795 | -0.10588 | -0.10787 | -0.10787 | -0.10787 | -0.10787 | -0.10787 | -0.10787 | -0.10787 | -0.10787 | -0.10787 | -0.10787 | -0.10787 | -0.10787 | -0.10787 | -0.10787 | -0.10787 | -0.10787 | -0.10787 | -0.10787 | -0.10787 | -0.10787 | -0.10787 | -0.10787 | -0.10787 | -0.10787 | -0.10787 | -0.10787 | -0.10787 | -0.10787 | -0.10787 | -0.10787
F1_Commercial_Office_Existing_Water Heating_Natural Gas_Water Heater_E7 | F1 | Commercial | Office | Existing | Water Heating | Natural Gas | Water Heater | E7 | CCE | -0.085199 | -0.08821 | -0.079184 | -0.080669 | -0.080669 | -0.080669 | -0.080669 | -0.080669 | -0.080669 | -0.080669 | -0.080669 | -0.080669 | -0.080669 | -0.080669 | -0.080669 | -0.080669 | -0.080669 | -0.080669 | -0.080669 | -0.080669 | -0.080669 | -0.080669 | -0.080669 | -0.080669 | -0.080669 | -0.080669 | -0.080669 | -0.080669 | -0.080669 | -0.080669 | -0.080669 | -0.080669 | -0.080669
F1_Commercial_Office_Existing_Water Heating_Natural Gas_Water Heater_E8 | F1 | Commercial | Office | Existing | Water Heating | Natural Gas | Water Heater | E8 | CCE | 0 | 0 | 0 | 0 | 0 | 0 | 0 | 0 | 0 | 0 | 0 | 0 | 0 | 0 | 0 | 0 | 0 | 0 | 0 | 0 | 0 | 0 | 0 | 0 | 0 | 0 | 0 | 0 | 0 | 0 | 0 | 0 | 0
F1_Commercial_Office_Existing_Water Heating_Natural Gas_Water Heater_E9 | F1 | Commercial | Office | Existing | Water Heating | Natural Gas | Water Heater | E9 | CCE | 0 | 0 | 0 | 0 | 0 | 0 | 0 | 0 | 0 | 0 | 0 | 0 | 0 | 0 | 0 | 0 | 0 | 0 | 0 | 0 | 0 | 0 | 0 | 0 | 0 | 0 | 0 | 0 | 0 | 0 | 0 | 0 | 0
F1_Commercial_Office_Existing_Water Heating_Natural Gas_Water Heater_E10 | F1 | Commercial | Office | Existing | Water Heating | Natural Gas | Water Heater | E10 | CCE | 0 | 0 | 0 | 0 | 0 | 0 | 0 | 0 | 0 | 0 | 0 | 0 | 0 | 0 | 0 | 0 | 0 | 0 | 0 | 0 | 0 | 0 | 0 | 0 | 0 | 0 | 0 | 0 | 0 | 0 | 0 | 0 | 0
F2_Commercial_Office_Existing_Water Heating_Natural Gas_Water Heater_E1 | F2 | Commercial | Office | Existing | Water Heating | Natural Gas | Water Heater | E1 | TRC BC Ratio | bar: 2019 to 2051
F2_Commercial_Office_Existing_Water Heating_Natural Gas_Water Heater_E2 | F2 | Commercial | Office | Existing | Water Heating | Natural Gas | Water Heater | E2 | TRC BC Ratio | bar: 2019 to 2051
F2_Commercial_Office_Existing_Water Heating_Natural Gas_Water Heater_E3 | F2 | Commercial | Office | Existing | Water Heating | Natural Gas | Water Heater | E3 | TRC BC Ratio | 49.172 | 49.0983 | 49.2802 | 48.8649 | 48.6015 | 48.804 | 49.4167 | 49.9013 | 50.5026 | 51.0705 | 51.6386 | 52.1602 | 52.7212 | 53.3065 | 53.8668 | 54.4376 | 55.017 | 55.6489 | 56.3053 | 56.999 | 57.6833 | 58.3965 | 59.0587 | 59.7423 | 60.3477 | 60.874 | 61.3513 | 61.7654 | 62.0885 | 62.3551 | 62.5039 | 62.6035 | 62.6035
F2_Commercial_Office_Existing_Water Heating_Natural Gas_Water Heater_E4 | F2 | Commercial | Office | Existing | Water Heating | Natural Gas | Water Heater | E4 | TRC BC Ratio | 39.9325 | 39.8727 | 40.0204 | 39.6831 | 39.4692 | 39.6337 | 40.1312 | 40.5248 | 41.0131 | 41.4742 | 41.9357 | 42.3592 | 42.8148 | 43.2901 | 43.7452 | 44.2087 | 44.6792 | 45.1924 | 45.7255 | 46.2888 | 46.8445 | 47.4237 | 47.9615 | 48.5166 | 49.0083 | 49.4357 | 49.8233 | 50.1596 | 50.422 | 50.6385 | 50.7593 | 50.8402 | 50.8402
F2_Commercial_Office_Existing_Water Heating_Natural Gas_Water Heater_E5 | F2 | Commercial | Office | Existing | Water Heating | Natural Gas | Water Heater | E5 | TRC BC Ratio | 25.4183 | 25.3802 | 25.4742 | 25.2596 | 25.1234 | 25.2281 | 25.5448 | 25.7953 | 26.1061 | 26.3997 | 26.6934 | 26.963 | 27.253 | 27.5555 | 27.8452 | 28.1402 | 28.4397 | 28.7664 | 29.1057 | 29.4643 | 29.818 | 30.1867 | 30.529 | 30.8824 | 31.1953 | 31.4674 | 31.7141 | 31.9281 | 32.0952 | 32.233 | 32.3099 | 32.3614 | 32.3614
F2_Commercial_Office_Existing_Water Heating_Natural Gas_Water Heater_E6 | F2 | Commercial | Office | Existing | Water Heating | Natural Gas | Water Heater | E6 | TRC BC Ratio | bar: 2019 to 2051
F2_Commercial_Office_Existing_Water Heating_Natural Gas_Water Heater_E7 | F2 | Commercial | Office | Existing | Water Heating | Natural Gas | Water Heater | E7 | TRC BC Ratio | bar: 2019 to 2051
F2_Commercial_Office_Existing_Water Heating_Natural Gas_Water Heater_E8 | F2 | Commercial | Office | Existing | Water Heating | Natural Gas | Water Heater | E8 | TRC BC Ratio | 0 | 0 | 0 | 0 | 0 | 0 | 0 | 0 | 0 | 0 | 0 | 0 | 0 | 0 | 0 | 0 | 0 | 0 | 0 | 0 | 0 | 0 | 0 | 0 | 0 | 0 | 0 | 0 | 0 | 0 | 0 | 0 | 0
F2_Commercial_Office_Existing_Water Heating_Natural Gas_Water Heater_E9 | F2 | Commercial | Office | Existing | Water Heating | Natural Gas | Water Heater | E9 | TRC BC Ratio | 0 | 0 | 0 | 0 | 0 | 0 | 0 | 0 | 0 | 0 | 0 | 0 | 0 | 0 | 0 | 0 | 0 | 0 | 0 | 0 | 0 | 0 | 0 | 0 | 0 | 0 | 0 | 0 | 0 | 0 | 0 | 0 | 0
F2_Commercial_Office_Existing_Water Heating_Natural Gas_Water Heater_E10 | F2 | Commercial | Office | Existing | Water Heating | Natural Gas | Water Heater | E10 | TRC BC Ratio | 0 | 0 | 0 | 0 | 0 | 0 | 0 | 0 | 0 | 0 | 0 | 0 | 0 | 0 | 0 | 0 | 0 | 0 | 0 | 0 | 0 | 0 | 0 | 0 | 0 | 0 | 0 | 0 | 0 | 0 | 0 | 0 | 0
F3_Commercial_Office_Existing_Water Heating_Natural Gas_Water Heater_E1 | F3 | Commercial | Office | Existing | Water Heating | Natural Gas | Water Heater | E1 | PACT BC Ratio | bar: 2019 to 2051
F3_Commercial_Office_Existing_Water Heating_Natural Gas_Water Heater_E2 | F3 | Commercial | Office | Existing | Water Heating | Natural Gas | Water Heater | E2 | PACT BC Ratio | bar: 2019 to 2051
F3_Commercial_Office_Existing_Water Heating_Natural Gas_Water Heater_E3 | F3 | Commercial | Office | Existing | Water Heating | Natural Gas | Water Heater | E3 | PACT BC Ratio | 65.5627 | 65.4644 | 65.7069 | 65.1532 | 64.802 | 65.072 | 65.8889 | 66.5351 | 67.3368 | 68.094 | 68.8515 | 69.5469 | 70.295 | 71.0754 | 71.8225 | 72.5834 | 73.356 | 74.1985 | 75.0738 | 75.9987 | 76.9111 | 77.862 | 78.7449 | 79.6564 | 80.4636 | 81.1653 | 81.8018 | 82.3538 | 82.7847 | 83.1402 | 83.3385 | 83.4714 | 83.4714
F3_Commercial_Office_Existing_Water Heating_Natural Gas_Water Heater_E4 | F3 | Commercial | Office | Existing | Water Heating | Natural Gas | Water Heater | E4 | PACT BC Ratio | 53.2433 | 53.1636 | 53.3605 | 52.9108 | 52.6256 | 52.8449 | 53.5083 | 54.033 | 54.6841 | 55.299 | 55.9142 | 56.479 | 57.0864 | 57.7202 | 58.3269 | 58.9449 | 59.5723 | 60.2565 | 60.9673 | 61.7184 | 62.4594 | 63.2316 | 63.9486 | 64.6888 | 65.3444 | 65.9142 | 66.4311 | 66.8794 | 67.2293 | 67.518 | 67.6791 | 67.7869 | 67.7869
F3_Commercial_Office_Existing_Water Heating_Natural Gas_Water Heater_E5 | F3 | Commercial | Office | Existing | Water Heating | Natural Gas | Water Heater | E5 | PACT BC Ratio | 33.8911 | 33.8403 | 33.9656 | 33.6794 | 33.4978 | 33.6374 | 34.0597 | 34.3937 | 34.8082 | 35.1996 | 35.5912 | 35.9506 | 36.3373 | 36.7407 | 37.1269 | 37.5203 | 37.9197 | 38.3552 | 38.8076 | 39.2857 | 39.7574 | 40.2489 | 40.7053 | 41.1765 | 41.5938 | 41.9565 | 42.2855 | 42.5709 | 42.7936 | 42.9774 | 43.0799 | 43.1485 | 43.1485
F3_Commercial_Office_Existing_Water Heating_Natural Gas_Water Heater_E6 | F3 | Commercial | Office | Existing | Water Heating | Natural Gas | Water Heater | E6 | PACT BC Ratio | bar: 2019 to 2051
F3_Commercial_Office_Existing_Water Heating_Natural Gas_Water Heater_E7 | F3 | Commercial | Office | Existing | Water Heating | Natural Gas | Water Heater | E7 | PACT BC Ratio | bar: 2019 to 2051
F3_Commercial_Office_Existing_Water Heating_Natural Gas_Water Heater_E8 | F3 | Commercial | Office | Existing | Water Heating | Natural Gas | Water Heater | E8 | PACT BC Ratio | 0 | 0 | 0 | 0 | 0 | 0 | 0 | 0 | 0 | 0 | 0 | 0 | 0 | 0 | 0 | 0 | 0 | 0 | 0 | 0 | 0 | 0 | 0 | 0 | 0 | 0 | 0 | 0 | 0 | 0 | 0 | 0 | 0
F3_Commercial_Office_Existing_Water Heating_Natural Gas_Water Heater_E9 | F3 | Commercial | Office | Existing | Water Heating | Natural Gas | Water Heater | E9 | PACT BC Ratio | 0 | 0 | 0 | 0 | 0 | 0 | 0 | 0 | 0 | 0 | 0 | 0 | 0 | 0 | 0 | 0 | 0 | 0 | 0 | 0 | 0 | 0 | 0 | 0 | 0 | 0 | 0 | 0 | 0 | 0 | 0 | 0 | 0
F3_Commercial_Office_Existing_Water Heating_Natural Gas_Water Heater_E10 | F3 | Commercial | Office | Existing | Water Heating | Natural Gas | Water Heater | E10 | PACT BC Ratio | 0 | 0 | 0 | 0 | 0 | 0 | 0 | 0 | 0 | 0 | 0 | 0 | 0 | 0 | 0 | 0 | 0 | 0 | 0 | 0 | 0 | 0 | 0 | 0 | 0 | 0 | 0 | 0 | 0 | 0 | 0 | 0 | 0
F4_Commercial_Office_Existing_Water Heating_Natural Gas_Water Heater_E1 | F4 | Commercial | Office | Existing | Water Heating | Natural Gas | Water Heater | E1 | RVT BC Ratio | bar: 2019 to 2051
F4_Commercial_Office_Existing_Water Heating_Natural Gas_Water Heater_E2 | F4 | Commercial | Office | Existing | Water Heating | Natural Gas | Water Heater | E2 | RVT BC Ratio | bar: 2019 to 2051
F4_Commercial_Office_Existing_Water Heating_Natural Gas_Water Heater_E3 | F4 | Commercial | Office | Existing | Water Heating | Natural Gas | Water Heater | E3 | RVT BC Ratio | 71.3935 | 71.2876 | 71.549 | 70.952 | 70.5733 | 70.8645 | 71.7453 | 72.442 | 73.3065 | 74.1229 | 74.9397 | 75.6896 | 76.4962 | 77.3376 | 78.1432 | 78.9637 | 79.7968 | 80.7052 | 81.6489 | 82.6463 | 83.6301 | 84.6554 | 85.6074 | 86.5902 | 87.4606 | 88.2172 | 88.9035 | 89.4987 | 89.9633 | 90.3466 | 90.5605 | 90.7037 | 90.7037
F4_Commercial_Office_Existing_Water Heating_Natural Gas_Water Heater_E4 | F4 | Commercial | Office | Existing | Water Heating | Natural Gas | Water Heater | E4 | RVT BC Ratio | 58.1101 | 58.0241 | 58.2364 | 57.7516 | 57.444 | 57.6804 | 58.3957 | 58.9616 | 59.6636 | 60.3266 | 60.99 | 61.5989 | 62.2539 | 62.9373 | 63.5915 | 64.2578 | 64.9344 | 65.6721 | 66.4385 | 67.2484 | 68.0474 | 68.88 | 69.6532 | 70.4513 | 71.1581 | 71.7726 | 72.3299 | 72.8133 | 73.1906 | 73.5019 | 73.6756 | 73.7919 | 73.7919
F4_Commercial_Office_Existing_Water Heating_Natural Gas_Water Heater_E5 | F4 | Commercial | Office | Existing | Water Heating | Natural Gas | Water Heater | E5 | RVT BC Ratio | 37.2433 | 37.1886 | 37.3237 | 37.0151 | 36.8193 | 36.9699 | 37.4252 | 37.7853 | 38.2322 | 38.6542 | 39.0765 | 39.4641 | 39.881 | 40.316 | 40.7324 | 41.1566 | 41.5872 | 42.0568 | 42.5446 | 43.0602 | 43.5687 | 44.0987 | 44.5909 | 45.0989 | 45.5488 | 45.9399 | 46.2947 | 46.6024 | 46.8426 | 47.0407 | 47.1513 | 47.2253 | 47.2253
F4_Commercial_Office_Existing_Water Heating_Natural Gas_Water Heater_E6 | F4 | Commercial | Office | Existing | Water Heating | Natural Gas | Water Heater | E6 | RVT BC Ratio | bar: 2019 to 2051
F4_Commercial_Office_Existing_Water Heating_Natural Gas_Water Heater_E7 | F4 | Commercial | Office | Existing | Water Heating | Natural Gas | Water Heater | E7 | RVT BC Ratio | bar: 2019 to 2051
F4_Commercial_Office_Existing_Water Heating_Natural Gas_Water Heater_E8 | F4 | Commercial | Office | Existing | Water Heating | Natural Gas | Water Heater | E8 | RVT BC Ratio | 0 | 0 | 0 | 0 | 0 | 0 | 0 | 0 | 0 | 0 | 0 | 0 | 0 | 0 | 0 | 0 | 0 | 0 | 0 | 0 | 0 | 0 | 0 | 0 | 0 | 0 | 0 | 0 | 0 | 0 | 0 | 0 | 0
F4_Commercial_Office_Existing_Water Heating_Natural Gas_Water Heater_E9 | F4 | Commercial | Office | Existing | Water Heating | Natural Gas | Water Heater | E9 | RVT BC Ratio | 0 | 0 | 0 | 0 | 0 | 0 | 0 | 0 | 0 | 0 | 0 | 0 | 0 | 0 | 0 | 0 | 0 | 0 | 0 | 0 | 0 | 0 | 0 | 0 | 0 | 0 | 0 | 0 | 0 | 0 | 0 | 0 | 0
F4_Commercial_Office_Existing_Water Heating_Natural Gas_Water Heater_E10 | F4 | Commercial | Office | Existing | Water Heating | Natural Gas | Water Heater | E10 | RVT BC Ratio | 0 | 0 | 0 | 0 | 0 | 0 | 0 | 0 | 0 | 0 | 0 | 0 | 0 | 0 | 0 | 0 | 0 | 0 | 0 | 0 | 0 | 0 | 0 | 0 | 0 | 0 | 0 | 0 | 0 | 0 | 0 | 0 | 0
F5_Commercial_Office_Existing_Water Heating_Natural Gas_Water Heater_E1 | F5 | Commercial | Office | Existing | Water Heating | Natural Gas | Water Heater | E1 | RIM BC Ratio | bar: 2019 to 2051
F5_Commercial_Office_Existing_Water Heating_Natural Gas_Water Heater_E2 | F5 | Commercial | Office | Existing | Water Heating | Natural Gas | Water Heater | E2 | RIM BC Ratio | bar: 2019 to 2051
F5_Commercial_Office_Existing_Water Heating_Natural Gas_Water Heater_E3 | F5 | Commercial | Office | Existing | Water Heating | Natural Gas | Water Heater | E3 | RIM BC Ratio | 0.82419 | 0.82417 | 0.82421 | 0.82412 | 0.82406 | 0.82411 | 0.82424 | 0.82434 | 0.82446 | 0.82457 | 0.82468 | 0.82478 | 0.82488 | 0.82499 | 0.82509 | 0.82519 | 0.82529 | 0.82539 | 0.8255 | 0.82561 | 0.82572 | 0.82583 | 0.82592 | 0.82602 | 0.82611 | 0.82618 | 0.82625 | 0.8263 | 0.82635 | 0.82638 | 0.8264 | 0.82642 | 0.82642
F5_Commercial_Office_Existing_Water Heating_Natural Gas_Water Heater_E4 | F5 | Commercial | Office | Existing | Water Heating | Natural Gas | Water Heater | E4 | RIM BC Ratio | 0.8218 | 0.82178 | 0.82182 | 0.82172 | 0.82165 | 0.8217 | 0.82186 | 0.82198 | 0.82213 | 0.82227 | 0.8224 | 0.82252 | 0.82265 | 0.82278 | 0.8229 | 0.82302 | 0.82315 | 0.82328 | 0.82341 | 0.82354 | 0.82367 | 0.8238 | 0.82393 | 0.82405 | 0.82415 | 0.82424 | 0.82432 | 0.82439 | 0.82444 | 0.82449 | 0.82451 | 0.82453 | 0.82453
F5_Commercial_Office_Existing_Water Heating_Natural Gas_Water Heater_E5 | F5 | Commercial | Office | Existing | Water Heating | Natural Gas | Water Heater | E5 | RIM BC Ratio | 0.81462 | 0.81459 | 0.81466 | 0.81449 | 0.81439 | 0.81447 | 0.81471 | 0.8149 | 0.81513 | 0.81535 | 0.81555 | 0.81574 | 0.81594 | 0.81614 | 0.81633 | 0.81651 | 0.8167 | 0.8169 | 0.8171 | 0.81731 | 0.81752 | 0.81772 | 0.81791 | 0.8181 | 0.81826 | 0.8184 | 0.81852 | 0.81863 | 0.81871 | 0.81878 | 0.81881 | 0.81884 | 0.81884
F5_Commercial_Office_Existing_Water Heating_Natural Gas_Water Heater_E6 | F5 | Commercial | Office | Existing | Water Heating | Natural Gas | Water Heater | E6 | RIM BC Ratio | bar: 2019 to 2051
F5_Commercial_Office_Existing_Water Heating_Natural Gas_Water Heater_E7 | F5 | Commercial | Office | Existing | Water Heating | Natural Gas | Water Heater | E7 | RIM BC Ratio | bar: 2019 to 2051
F5_Commercial_Office_Existing_Water Heating_Natural Gas_Water Heater_E8 | F5 | Commercial | Office | Existing | Water Heating | Natural Gas | Water Heater | E8 | RIM BC Ratio | 0 | 0 | 0 | 0 | 0 | 0 | 0 | 0 | 0 | 0 | 0 | 0 | 0 | 0 | 0 | 0 | 0 | 0 | 0 | 0 | 0 | 0 | 0 | 0 | 0 | 0 | 0 | 0 | 0 | 0 | 0 | 0 | 0
F5_Commercial_Office_Existing_Water Heating_Natural Gas_Water Heater_E9 | F5 | Commercial | Office | Existing | Water Heating | Natural Gas | Water Heater | E9 | RIM BC Ratio | 0 | 0 | 0 | 0 | 0 | 0 | 0 | 0 | 0 | 0 | 0 | 0 | 0 | 0 | 0 | 0 | 0 | 0 | 0 | 0 | 0 | 0 | 0 | 0 | 0 | 0 | 0 | 0 | 0 | 0 | 0 | 0 | 0
F5_Commercial_Office_Existing_Water Heating_Natural Gas_Water Heater_E10 | F5 | Commercial | Office | Existing | Water Heating | Natural Gas | Water Heater | E10 | RIM BC Ratio | 0 | 0 | 0 | 0 | 0 | 0 | 0 | 0 | 0 | 0 | 0 | 0 | 0 | 0 | 0 | 0 | 0 | 0 | 0 | 0 | 0 | 0 | 0 | 0 | 0 | 0 | 0 | 0 | 0 | 0 | 0 | 0 | 0
F0_Commercial_Office_Existing_Food Preparation_Natural Gas_Oven_E0 | F0 | Commercial | Office | Existing | Food Preparation | Natural Gas | Oven | E0 | Economic Unit | ENERGY STAR (3.0) | ENERGY STAR (3.0) | ENERGY STAR (3.0) | ENERGY STAR (3.0) | ENERGY STAR (3.0) | ENERGY STAR (3.0) | ENERGY STAR (3.0) | ENERGY STAR (3.0) | ENERGY STAR (3.0) | ENERGY STAR (3.0) | ENERGY STAR (3.0) | ENERGY STAR (3.0) | ENERGY STAR (3.0) | ENERGY STAR (3.0) | ENERGY STAR (3.0) | ENERGY STAR (3.0) | ENERGY STAR (3.0) | ENERGY STAR (3.0) | ENERGY STAR (3.0) | ENERGY STAR (3.0) | ENERGY STAR (3.0) | ENERGY STAR (3.0) | ENERGY STAR (3.0) | ENERGY STAR (3.0) | ENERGY STAR (3.0) | ENERGY STAR (3.0) | ENERGY STAR (3.0) | ENERGY STAR (3.0) | ENERGY STAR (3.0) | ENERGY STAR (3.0) | ENERGY STAR (3.0) | ENERGY STAR (3.0) | ENERGY STAR (3.0)
F1_Commercial_Office_Existing_Food Preparation_Natural Gas_Oven_E1 | F1 | Commercial | Office | Existing | Food Preparation | Natural Gas | Oven | E1 | CCE | 0 | 0 | 0 | 0 | 0 | 0 | 0 | 0 | 0 | 0 | 0 | 0 | 0 | 0 | 0 | 0 | 0 | 0 | 0 | 0 | 0 | 0 | 0 | 0 | 0 | 0 | 0 | 0 | 0 | 0 | 0 | 0 | 0
F1_Commercial_Office_Existing_Food Preparation_Natural Gas_Oven_E2 | F1 | Commercial | Office | Existing | Food Preparation | Natural Gas | Oven | E2 | CCE | 0.32507 | 0.33656 | 0.30212 | 0.30779 | 0.30779 | 0.30779 | 0.30779 | 0.30779 | 0.30779 | 0.30779 | 0.30779 | 0.30779 | 0.30779 | 0.30779 | 0.30779 | 0.30779 | 0.30779 | 0.30779 | 0.30779 | 0.30779 | 0.30779 | 0.30779 | 0.30779 | 0.30779 | 0.30779 | 0.30779 | 0.30779 | 0.30779 | 0.30779 | 0.30779 | 0.30779 | 0.30779 | 0.30779
F1_Commercial_Office_Existing_Food Preparation_Natural Gas_Oven_E3 | F1 | Commercial | Office | Existing | Food Preparation | Natural Gas | Oven | E3 | CCE | 0 | 0 | 0 | 0 | 0 | 0 | 0 | 0 | 0 | 0 | 0 | 0 | 0 | 0 | 0 | 0 | 0 | 0 | 0 | 0 | 0 | 0 | 0 | 0 | 0 | 0 | 0 | 0 | 0 | 0 | 0 | 0 | 0
F1_Commercial_Office_Existing_Food Preparation_Natural Gas_Oven_E4 | F1 | Commercial | Office | Existing | Food Preparation | Natural Gas | Oven | E4 | CCE | 0 | 0 | 0 | 0 | 0 | 0 | 0 | 0 | 0 | 0 | 0 | 0 | 0 | 0 | 0 | 0 | 0 | 0 | 0 | 0 | 0 | 0 | 0 | 0 | 0 | 0 | 0 | 0 | 0 | 0 | 0 | 0 | 0
F1_Commercial_Office_Existing_Food Preparation_Natural Gas_Oven_E5 | F1 | Commercial | Office | Existing | Food Preparation | Natural Gas | Oven | E5 | CCE | 0 | 0 | 0 | 0 | 0 | 0 | 0 | 0 | 0 | 0 | 0 | 0 | 0 | 0 | 0 | 0 | 0 | 0 | 0 | 0 | 0 | 0 | 0 | 0 | 0 | 0 | 0 | 0 | 0 | 0 | 0 | 0 | 0
F1_Commercial_Office_Existing_Food Preparation_Natural Gas_Oven_E6 | F1 | Commercial | Office | Existing | Food Preparation | Natural Gas | Oven | E6 | CCE | 0 | 0 | 0 | 0 | 0 | 0 | 0 | 0 | 0 | 0 | 0 | 0 | 0 | 0 | 0 | 0 | 0 | 0 | 0 | 0 | 0 | 0 | 0 | 0 | 0 | 0 | 0 | 0 | 0 | 0 | 0 | 0 | 0
F1_Commercial_Office_Existing_Food Preparation_Natural Gas_Oven_E7 | F1 | Commercial | Office | Existing | Food Preparation | Natural Gas | Oven | E7 | CCE | 0 | 0 | 0 | 0 | 0 | 0 | 0 | 0 | 0 | 0 | 0 | 0 | 0 | 0 | 0 | 0 | 0 | 0 | 0 | 0 | 0 | 0 | 0 | 0 | 0 | 0 | 0 | 0 | 0 | 0 | 0 | 0 | 0
F1_Commercial_Office_Existing_Food Preparation_Natural Gas_Oven_E8 | F1 | Commercial | Office | Existing | Food Preparation | Natural Gas | Oven | E8 | CCE | 0 | 0 | 0 | 0 | 0 | 0 | 0 | 0 | 0 | 0 | 0 | 0 | 0 | 0 | 0 | 0 | 0 | 0 | 0 | 0 | 0 | 0 | 0 | 0 | 0 | 0 | 0 | 0 | 0 | 0 | 0 | 0 | 0
F1_Commercial_Office_Existing_Food Preparation_Natural Gas_Oven_E9 | F1 | Commercial | Office | Existing | Food Preparation | Natural Gas | Oven | E9 | CCE | 0 | 0 | 0 | 0 | 0 | 0 | 0 | 0 | 0 | 0 | 0 | 0 | 0 | 0 | 0 | 0 | 0 | 0 | 0 | 0 | 0 | 0 | 0 | 0 | 0 | 0 | 0 | 0 | 0 | 0 | 0 | 0 | 0
F1_Commercial_Office_Existing_Food Preparation_Natural Gas_Oven_E10 | F1 | Commercial | Office | Existing | Food Preparation | Natural Gas | Oven | E10 | CCE | 0 | 0 | 0 | 0 | 0 | 0 | 0 | 0 | 0 | 0 | 0 | 0 | 0 | 0 | 0 | 0 | 0 | 0 | 0 | 0 | 0 | 0 | 0 | 0 | 0 | 0 | 0 | 0 | 0 | 0 | 0 | 0 | 0
F2_Commercial_Office_Existing_Food Preparation_Natural Gas_Oven_E1 | F2 | Commercial | Office | Existing | Food Preparation | Natural Gas | Oven | E1 | TRC BC Ratio | bar: 2019 to 2051
F2_Commercial_Office_Existing_Food Preparation_Natural Gas_Oven_E2 | F2 | Commercial | Office | Existing | Food Preparation | Natural Gas | Oven | E2 | TRC BC Ratio | 5.0529 | 5.0541 | 5.0794 | 5.0454 | 5.0252 | 5.0427 | 5.0918 | 5.1313 | 5.1797 | 5.226 | 5.2722 | 5.3151 | 5.3612 | 5.4091 | 5.4549 | 5.5017 | 5.5491 | 5.6007 | 5.6542 | 5.7105 | 5.7652 | 5.8217 | 5.8734 | 5.9266 | 5.9735 | 6.014 | 6.0509 | 6.0828 | 6.1077 | 6.1281 | 6.1393 | 6.1467 | 6.1467
F2_Commercial_Office_Existing_Food Preparation_Natural Gas_Oven_E3 | F2 | Commercial | Office | Existing | Food Preparation | Natural Gas | Oven | E3 | TRC BC Ratio | 0 | 0 | 0 | 0 | 0 | 0 | 0 | 0 | 0 | 0 | 0 | 0 | 0 | 0 | 0 | 0 | 0 | 0 | 0 | 0 | 0 | 0 | 0 | 0 | 0 | 0 | 0 | 0 | 0 | 0 | 0 | 0 | 0
F2_Commercial_Office_Existing_Food Preparation_Natural Gas_Oven_E4 | F2 | Commercial | Office | Existing | Food Preparation | Natural Gas | Oven | E4 | TRC BC Ratio | 0 | 0 | 0 | 0 | 0 | 0 | 0 | 0 | 0 | 0 | 0 | 0 | 0 | 0 | 0 | 0 | 0 | 0 | 0 | 0 | 0 | 0 | 0 | 0 | 0 | 0 | 0 | 0 | 0 | 0 | 0 | 0 | 0
F2_Commercial_Office_Existing_Food Preparation_Natural Gas_Oven_E5 | F2 | Commercial | Office | Existing | Food Preparation | Natural Gas | Oven | E5 | TRC BC Ratio | 0 | 0 | 0 | 0 | 0 | 0 | 0 | 0 | 0 | 0 | 0 | 0 | 0 | 0 | 0 | 0 | 0 | 0 | 0 | 0 | 0 | 0 | 0 | 0 | 0 | 0 | 0 | 0 | 0 | 0 | 0 | 0 | 0
F2_Commercial_Office_Existing_Food Preparation_Natural Gas_Oven_E6 | F2 | Commercial | Office | Existing | Food Preparation | Natural Gas | Oven | E6 | TRC BC Ratio | 0 | 0 | 0 | 0 | 0 | 0 | 0 | 0 | 0 | 0 | 0 | 0 | 0 | 0 | 0 | 0 | 0 | 0 | 0 | 0 | 0 | 0 | 0 | 0 | 0 | 0 | 0 | 0 | 0 | 0 | 0 | 0 | 0
F2_Commercial_Office_Existing_Food Preparation_Natural Gas_Oven_E7 | F2 | Commercial | Office | Existing | Food Preparation | Natural Gas | Oven | E7 | TRC BC Ratio | 0 | 0 | 0 | 0 | 0 | 0 | 0 | 0 | 0 | 0 | 0 | 0 | 0 | 0 | 0 | 0 | 0 | 0 | 0 | 0 | 0 | 0 | 0 | 0 | 0 | 0 | 0 | 0 | 0 | 0 | 0 | 0 | 0
F2_Commercial_Office_Existing_Food Preparation_Natural Gas_Oven_E8 | F2 | Commercial | Office | Existing | Food Preparation | Natural Gas | Oven | E8 | TRC BC Ratio | 0 | 0 | 0 | 0 | 0 | 0 | 0 | 0 | 0 | 0 | 0 | 0 | 0 | 0 | 0 | 0 | 0 | 0 | 0 | 0 | 0 | 0 | 0 | 0 | 0 | 0 | 0 | 0 | 0 | 0 | 0 | 0 | 0
F2_Commercial_Office_Existing_Food Preparation_Natural Gas_Oven_E9 | F2 | Commercial | Office | Existing | Food Preparation | Natural Gas | Oven | E9 | TRC BC Ratio | 0 | 0 | 0 | 0 | 0 | 0 | 0 | 0 | 0 | 0 | 0 | 0 | 0 | 0 | 0 | 0 | 0 | 0 | 0 | 0 | 0 | 0 | 0 | 0 | 0 | 0 | 0 | 0 | 0 | 0 | 0 | 0 | 0
F2_Commercial_Office_Existing_Food Preparation_Natural Gas_Oven_E10 | F2 | Commercial | Office | Existing | Food Preparation | Natural Gas | Oven | E10 | TRC BC Ratio | 0 | 0 | 0 | 0 | 0 | 0 | 0 | 0 | 0 | 0 | 0 | 0 | 0 | 0 | 0 | 0 | 0 | 0 | 0 | 0 | 0 | 0 | 0 | 0 | 0 | 0 | 0 | 0 | 0 | 0 | 0 | 0 | 0
F3_Commercial_Office_Existing_Food Preparation_Natural Gas_Oven_E1 | F3 | Commercial | Office | Existing | Food Preparation | Natural Gas | Oven | E1 | PACT BC Ratio | bar: 2019 to 2051
F3_Commercial_Office_Existing_Food Preparation_Natural Gas_Oven_E2 | F3 | Commercial | Office | Existing | Food Preparation | Natural Gas | Oven | E2 | PACT BC Ratio | 6.7372 | 6.7388 | 6.7725 | 6.7272 | 6.7003 | 6.7236 | 6.7891 | 6.8417 | 6.9062 | 6.968 | 7.0296 | 7.0868 | 7.1482 | 7.2121 | 7.2732 | 7.3356 | 7.3988 | 7.4676 | 7.5389 | 7.614 | 7.6869 | 7.7623 | 7.8312 | 7.9021 | 7.9647 | 8.0187 | 8.0679 | 8.1103 | 8.1436 | 8.1708 | 8.1857 | 8.1956 | 8.1956
F3_Commercial_Office_Existing_Food Preparation_Natural Gas_Oven_E3 | F3 | Commercial | Office | Existing | Food Preparation | Natural Gas | Oven | E3 | PACT BC Ratio | 0 | 0 | 0 | 0 | 0 | 0 | 0 | 0 | 0 | 0 | 0 | 0 | 0 | 0 | 0 | 0 | 0 | 0 | 0 | 0 | 0 | 0 | 0 | 0 | 0 | 0 | 0 | 0 | 0 | 0 | 0 | 0 | 0
F3_Commercial_Office_Existing_Food Preparation_Natural Gas_Oven_E4 | F3 | Commercial | Office | Existing | Food Preparation | Natural Gas | Oven | E4 | PACT BC Ratio | 0 | 0 | 0 | 0 | 0 | 0 | 0 | 0 | 0 | 0 | 0 | 0 | 0 | 0 | 0 | 0 | 0 | 0 | 0 | 0 | 0 | 0 | 0 | 0 | 0 | 0 | 0 | 0 | 0 | 0 | 0 | 0 | 0
F3_Commercial_Office_Existing_Food Preparation_Natural Gas_Oven_E5 | F3 | Commercial | Office | Existing | Food Preparation | Natural Gas | Oven | E5 | PACT BC Ratio | 0 | 0 | 0 | 0 | 0 | 0 | 0 | 0 | 0 | 0 | 0 | 0 | 0 | 0 | 0 | 0 | 0 | 0 | 0 | 0 | 0 | 0 | 0 | 0 | 0 | 0 | 0 | 0 | 0 | 0 | 0 | 0 | 0
F3_Commercial_Office_Existing_Food Preparation_Natural Gas_Oven_E6 | F3 | Commercial | Office | Existing | Food Preparation | Natural Gas | Oven | E6 | PACT BC Ratio | 0 | 0 | 0 | 0 | 0 | 0 | 0 | 0 | 0 | 0 | 0 | 0 | 0 | 0 | 0 | 0 | 0 | 0 | 0 | 0 | 0 | 0 | 0 | 0 | 0 | 0 | 0 | 0 | 0 | 0 | 0 | 0 | 0
F3_Commercial_Office_Existing_Food Preparation_Natural Gas_Oven_E7 | F3 | Commercial | Office | Existing | Food Preparation | Natural Gas | Oven | E7 | PACT BC Ratio | 0 | 0 | 0 | 0 | 0 | 0 | 0 | 0 | 0 | 0 | 0 | 0 | 0 | 0 | 0 | 0 | 0 | 0 | 0 | 0 | 0 | 0 | 0 | 0 | 0 | 0 | 0 | 0 | 0 | 0 | 0 | 0 | 0
F3_Commercial_Office_Existing_Food Preparation_Natural Gas_Oven_E8 | F3 | Commercial | Office | Existing | Food Preparation | Natural Gas | Oven | E8 | PACT BC Ratio | 0 | 0 | 0 | 0 | 0 | 0 | 0 | 0 | 0 | 0 | 0 | 0 | 0 | 0 | 0 | 0 | 0 | 0 | 0 | 0 | 0 | 0 | 0 | 0 | 0 | 0 | 0 | 0 | 0 | 0 | 0 | 0 | 0
F3_Commercial_Office_Existing_Food Preparation_Natural Gas_Oven_E9 | F3 | Commercial | Office | Existing | Food Preparation | Natural Gas | Oven | E9 | PACT BC Ratio | 0 | 0 | 0 | 0 | 0 | 0 | 0 | 0 | 0 | 0 | 0 | 0 | 0 | 0 | 0 | 0 | 0 | 0 | 0 | 0 | 0 | 0 | 0 | 0 | 0 | 0 | 0 | 0 | 0 | 0 | 0 | 0 | 0
F3_Commercial_Office_Existing_Food Preparation_Natural Gas_Oven_E10 | F3 | Commercial | Office | Existing | Food Preparation | Natural Gas | Oven | E10 | PACT BC Ratio | 0 | 0 | 0 | 0 | 0 | 0 | 0 | 0 | 0 | 0 | 0 | 0 | 0 | 0 | 0 | 0 | 0 | 0 | 0 | 0 | 0 | 0 | 0 | 0 | 0 | 0 | 0 | 0 | 0 | 0 | 0 | 0 | 0
F4_Commercial_Office_Existing_Food Preparation_Natural Gas_Oven_E1 | F4 | Commercial | Office | Existing | Food Preparation | Natural Gas | Oven | E1 | RVT BC Ratio | bar: 2019 to 2051
F4_Commercial_Office_Existing_Food Preparation_Natural Gas_Oven_E2 | F4 | Commercial | Office | Existing | Food Preparation | Natural Gas | Oven | E2 | RVT BC Ratio | 7.9644 | 7.9662 | 8.0025 | 7.9537 | 7.9247 | 7.9497 | 8.0204 | 8.0771 | 8.1467 | 8.2133 | 8.2797 | 8.3414 | 8.4076 | 8.4765 | 8.5424 | 8.6097 | 8.6778 | 8.752 | 8.8289 | 8.9098 | 8.9885 | 9.0697 | 9.144 | 9.2205 | 9.288 | 9.3462 | 9.3993 | 9.445 | 9.4809 | 9.5103 | 9.5263 | 9.537 | 9.537
F4_Commercial_Office_Existing_Food Preparation_Natural Gas_Oven_E3 | F4 | Commercial | Office | Existing | Food Preparation | Natural Gas | Oven | E3 | RVT BC Ratio | 0 | 0 | 0 | 0 | 0 | 0 | 0 | 0 | 0 | 0 | 0 | 0 | 0 | 0 | 0 | 0 | 0 | 0 | 0 | 0 | 0 | 0 | 0 | 0 | 0 | 0 | 0 | 0 | 0 | 0 | 0 | 0 | 0
F4_Commercial_Office_Existing_Food Preparation_Natural Gas_Oven_E4 | F4 | Commercial | Office | Existing | Food Preparation | Natural Gas | Oven | E4 | RVT BC Ratio | 0 | 0 | 0 | 0 | 0 | 0 | 0 | 0 | 0 | 0 | 0 | 0 | 0 | 0 | 0 | 0 | 0 | 0 | 0 | 0 | 0 | 0 | 0 | 0 | 0 | 0 | 0 | 0 | 0 | 0 | 0 | 0 | 0
F4_Commercial_Office_Existing_Food Preparation_Natural Gas_Oven_E5 | F4 | Commercial | Office | Existing | Food Preparation | Natural Gas | Oven | E5 | RVT BC Ratio | 0 | 0 | 0 | 0 | 0 | 0 | 0 | 0 | 0 | 0 | 0 | 0 | 0 | 0 | 0 | 0 | 0 | 0 | 0 | 0 | 0 | 0 | 0 | 0 | 0 | 0 | 0 | 0 | 0 | 0 | 0 | 0 | 0
F4_Commercial_Office_Existing_Food Preparation_Natural Gas_Oven_E6 | F4 | Commercial | Office | Existing | Food Preparation | Natural Gas | Oven | E6 | RVT BC Ratio | 0 | 0 | 0 | 0 | 0 | 0 | 0 | 0 | 0 | 0 | 0 | 0 | 0 | 0 | 0 | 0 | 0 | 0 | 0 | 0 | 0 | 0 | 0 | 0 | 0 | 0 | 0 | 0 | 0 | 0 | 0 | 0 | 0
F4_Commercial_Office_Existing_Food Preparation_Natural Gas_Oven_E7 | F4 | Commercial | Office | Existing | Food Preparation | Natural Gas | Oven | E7 | RVT BC Ratio | 0 | 0 | 0 | 0 | 0 | 0 | 0 | 0 | 0 | 0 | 0 | 0 | 0 | 0 | 0 | 0 | 0 | 0 | 0 | 0 | 0 | 0 | 0 | 0 | 0 | 0 | 0 | 0 | 0 | 0 | 0 | 0 | 0
F4_Commercial_Office_Existing_Food Preparation_Natural Gas_Oven_E8 | F4 | Commercial | Office | Existing | Food Preparation | Natural Gas | Oven | E8 | RVT BC Ratio | 0 | 0 | 0 | 0 | 0 | 0 | 0 | 0 | 0 | 0 | 0 | 0 | 0 | 0 | 0 | 0 | 0 | 0 | 0 | 0 | 0 | 0 | 0 | 0 | 0 | 0 | 0 | 0 | 0 | 0 | 0 | 0 | 0
F4_Commercial_Office_Existing_Food Preparation_Natural Gas_Oven_E9 | F4 | Commercial | Office | Existing | Food Preparation | Natural Gas | Oven | E9 | RVT BC Ratio | 0 | 0 | 0 | 0 | 0 | 0 | 0 | 0 | 0 | 0 | 0 | 0 | 0 | 0 | 0 | 0 | 0 | 0 | 0 | 0 | 0 | 0 | 0 | 0 | 0 | 0 | 0 | 0 | 0 | 0 | 0 | 0 | 0
F4_Commercial_Office_Existing_Food Preparation_Natural Gas_Oven_E10 | F4 | Commercial | Office | Existing | Food Preparation | Natural Gas | Oven | E10 | RVT BC Ratio | 0 | 0 | 0 | 0 | 0 | 0 | 0 | 0 | 0 | 0 | 0 | 0 | 0 | 0 | 0 | 0 | 0 | 0 | 0 | 0 | 0 | 0 | 0 | 0 | 0 | 0 | 0 | 0 | 0 | 0 | 0 | 0 | 0
F5_Commercial_Office_Existing_Food Preparation_Natural Gas_Oven_E1 | F5 | Commercial | Office | Existing | Food Preparation | Natural Gas | Oven | E1 | RIM BC Ratio | bar: 2019 to 2051
F5_Commercial_Office_Existing_Food Preparation_Natural Gas_Oven_E2 | F5 | Commercial | Office | Existing | Food Preparation | Natural Gas | Oven | E2 | RIM BC Ratio | 0.74267 | 0.74269 | 0.7431 | 0.74255 | 0.74222 | 0.7425 | 0.7433 | 0.74392 | 0.74468 | 0.74539 | 0.74609 | 0.74673 | 0.74741 | 0.7481 | 0.74875 | 0.74941 | 0.75006 | 0.75076 | 0.75148 | 0.75222 | 0.75292 | 0.75364 | 0.75428 | 0.75494 | 0.7555 | 0.75599 | 0.75642 | 0.75679 | 0.75708 | 0.75732 | 0.75744 | 0.75753 | 0.75753
F5_Commercial_Office_Existing_Food Preparation_Natural Gas_Oven_E3 | F5 | Commercial | Office | Existing | Food Preparation | Natural Gas | Oven | E3 | RIM BC Ratio | 0 | 0 | 0 | 0 | 0 | 0 | 0 | 0 | 0 | 0 | 0 | 0 | 0 | 0 | 0 | 0 | 0 | 0 | 0 | 0 | 0 | 0 | 0 | 0 | 0 | 0 | 0 | 0 | 0 | 0 | 0 | 0 | 0
F5_Commercial_Office_Existing_Food Preparation_Natural Gas_Oven_E4 | F5 | Commercial | Office | Existing | Food Preparation | Natural Gas | Oven | E4 | RIM BC Ratio | 0 | 0 | 0 | 0 | 0 | 0 | 0 | 0 | 0 | 0 | 0 | 0 | 0 | 0 | 0 | 0 | 0 | 0 | 0 | 0 | 0 | 0 | 0 | 0 | 0 | 0 | 0 | 0 | 0 | 0 | 0 | 0 | 0
F5_Commercial_Office_Existing_Food Preparation_Natural Gas_Oven_E5 | F5 | Commercial | Office | Existing | Food Preparation | Natural Gas | Oven | E5 | RIM BC Ratio | 0 | 0 | 0 | 0 | 0 | 0 | 0 | 0 | 0 | 0 | 0 | 0 | 0 | 0 | 0 | 0 | 0 | 0 | 0 | 0 | 0 | 0 | 0 | 0 | 0 | 0 | 0 | 0 | 0 | 0 | 0 | 0 | 0
F5_Commercial_Office_Existing_Food Preparation_Natural Gas_Oven_E6 | F5 | Commercial | Office | Existing | Food Preparation | Natural Gas | Oven | E6 | RIM BC Ratio | 0 | 0 | 0 | 0 | 0 | 0 | 0 | 0 | 0 | 0 | 0 | 0 | 0 | 0 | 0 | 0 | 0 | 0 | 0 | 0 | 0 | 0 | 0 | 0 | 0 | 0 | 0 | 0 | 0 | 0 | 0 | 0 | 0
F5_Commercial_Office_Existing_Food Preparation_Natural Gas_Oven_E7 | F5 | Commercial | Office | Existing | Food Preparation | Natural Gas | Oven | E7 | RIM BC Ratio | 0 | 0 | 0 | 0 | 0 | 0 | 0 | 0 | 0 | 0 | 0 | 0 | 0 | 0 | 0 | 0 | 0 | 0 | 0 | 0 | 0 | 0 | 0 | 0 | 0 | 0 | 0 | 0 | 0 | 0 | 0 | 0 | 0
F5_Commercial_Office_Existing_Food Preparation_Natural Gas_Oven_E8 | F5 | Commercial | Office | Existing | Food Preparation | Natural Gas | Oven | E8 | RIM BC Ratio | 0 | 0 | 0 | 0 | 0 | 0 | 0 | 0 | 0 | 0 | 0 | 0 | 0 | 0 | 0 | 0 | 0 | 0 | 0 | 0 | 0 | 0 | 0 | 0 | 0 | 0 | 0 | 0 | 0 | 0 | 0 | 0 | 0
F5_Commercial_Office_Existing_Food Preparation_Natural Gas_Oven_E9 | F5 | Commercial | Office | Existing | Food Preparation | Natural Gas | Oven | E9 | RIM BC Ratio | 0 | 0 | 0 | 0 | 0 | 0 | 0 | 0 | 0 | 0 | 0 | 0 | 0 | 0 | 0 | 0 | 0 | 0 | 0 | 0 | 0 | 0 | 0 | 0 | 0 | 0 | 0 | 0 | 0 | 0 | 0 | 0 | 0
F5_Commercial_Office_Existing_Food Preparation_Natural Gas_Oven_E10 | F5 | Commercial | Office | Existing | Food Preparation | Natural Gas | Oven | E10 | RIM BC Ratio | 0 | 0 | 0 | 0 | 0 | 0 | 0 | 0 | 0 | 0 | 0 | 0 | 0 | 0 | 0 | 0 | 0 | 0 | 0 | 0 | 0 | 0 | 0 | 0 | 0 | 0 | 0 | 0 | 0 | 0 | 0 | 0 | 0
F0_Commercial_Office_Existing_Food Preparation_Natural Gas_Conveyor Oven_E0 | F0 | Commercial | Office | Existing | Food Preparation | Natural Gas | Conveyor Oven | E0 | Economic Unit | Efficient (>44% Baking Efficiency) | Efficient (>44% Baking Efficiency) | Efficient (>44% Baking Efficiency) | Efficient (>44% Baking Efficiency) | Efficient (>44% Baking Efficiency) | Efficient (>44% Baking Efficiency) | Efficient (>44% Baking Efficiency) | Efficient (>44% Baking Efficiency) | Efficient (>44% Baking Efficiency) | Efficient (>44% Baking Efficiency) | Efficient (>44% Baking Efficiency) | Efficient (>44% Baking Efficiency) | Efficient (>44% Baking Efficiency) | Efficient (>44% Baking Efficiency) | Efficient (>44% Baking Efficiency) | Efficient (>44% Baking Efficiency) | Efficient (>44% Baking Efficiency) | Efficient (>44% Baking Efficiency) | Efficient (>44% Baking Efficiency) | Efficient (>44% Baking Efficiency) | Efficient (>44% Baking Efficiency) | Efficient (>44% Baking Efficiency) | Efficient (>44% Baking Efficiency) | Efficient (>44% Baking Efficiency) | Efficient (>44% Baking Efficiency) | Efficient (>44% Baking Efficiency) | Efficient (>44% Baking Efficiency) | Efficient (>44% Baking Efficiency) | Efficient (>44% Baking Efficiency) | Efficient (>44% Baking Efficiency) | Efficient (>44% Baking Efficiency) | Efficient (>44% Baking Efficiency) | Efficient (>44% Baking Efficiency)
F1_Commercial_Office_Existing_Food Preparation_Natural Gas_Conveyor Oven_E1 | F1 | Commercial | Office | Existing | Food Preparation | Natural Gas | Conveyor Oven | E1 | CCE | 0 | 0 | 0 | 0 | 0 | 0 | 0 | 0 | 0 | 0 | 0 | 0 | 0 | 0 | 0 | 0 | 0 | 0 | 0 | 0 | 0 | 0 | 0 | 0 | 0 | 0 | 0 | 0 | 0 | 0 | 0 | 0 | 0
F1_Commercial_Office_Existing_Food Preparation_Natural Gas_Conveyor Oven_E2 | F1 | Commercial | Office | Existing | Food Preparation | Natural Gas | Conveyor Oven | E2 | CCE | 0.32888 | 0.3405 | 0.30566 | 0.31139 | 0.31139 | 0.31139 | 0.31139 | 0.31139 | 0.31139 | 0.31139 | 0.31139 | 0.31139 | 0.31139 | 0.31139 | 0.31139 | 0.31139 | 0.31139 | 0.31139 | 0.31139 | 0.31139 | 0.31139 | 0.31139 | 0.31139 | 0.31139 | 0.31139 | 0.31139 | 0.31139 | 0.31139 | 0.31139 | 0.31139 | 0.31139 | 0.31139 | 0.31139
F1_Commercial_Office_Existing_Food Preparation_Natural Gas_Conveyor Oven_E3 | F1 | Commercial | Office | Existing | Food Preparation | Natural Gas | Conveyor Oven | E3 | CCE | 0 | 0 | 0 | 0 | 0 | 0 | 0 | 0 | 0 | 0 | 0 | 0 | 0 | 0 | 0 | 0 | 0 | 0 | 0 | 0 | 0 | 0 | 0 | 0 | 0 | 0 | 0 | 0 | 0 | 0 | 0 | 0 | 0
F1_Commercial_Office_Existing_Food Preparation_Natural Gas_Conveyor Oven_E4 | F1 | Commercial | Office | Existing | Food Preparation | Natural Gas | Conveyor Oven | E4 | CCE | 0 | 0 | 0 | 0 | 0 | 0 | 0 | 0 | 0 | 0 | 0 | 0 | 0 | 0 | 0 | 0 | 0 | 0 | 0 | 0 | 0 | 0 | 0 | 0 | 0 | 0 | 0 | 0 | 0 | 0 | 0 | 0 | 0
F1_Commercial_Office_Existing_Food Preparation_Natural Gas_Conveyor Oven_E5 | F1 | Commercial | Office | Existing | Food Preparation | Natural Gas | Conveyor Oven | E5 | CCE | 0 | 0 | 0 | 0 | 0 | 0 | 0 | 0 | 0 | 0 | 0 | 0 | 0 | 0 | 0 | 0 | 0 | 0 | 0 | 0 | 0 | 0 | 0 | 0 | 0 | 0 | 0 | 0 | 0 | 0 | 0 | 0 | 0
F1_Commercial_Office_Existing_Food Preparation_Natural Gas_Conveyor Oven_E6 | F1 | Commercial | Office | Existing | Food Preparation | Natural Gas | Conveyor Oven | E6 | CCE | 0 | 0 | 0 | 0 | 0 | 0 | 0 | 0 | 0 | 0 | 0 | 0 | 0 | 0 | 0 | 0 | 0 | 0 | 0 | 0 | 0 | 0 | 0 | 0 | 0 | 0 | 0 | 0 | 0 | 0 | 0 | 0 | 0
F1_Commercial_Office_Existing_Food Preparation_Natural Gas_Conveyor Oven_E7 | F1 | Commercial | Office | Existing | Food Preparation | Natural Gas | Conveyor Oven | E7 | CCE | 0 | 0 | 0 | 0 | 0 | 0 | 0 | 0 | 0 | 0 | 0 | 0 | 0 | 0 | 0 | 0 | 0 | 0 | 0 | 0 | 0 | 0 | 0 | 0 | 0 | 0 | 0 | 0 | 0 | 0 | 0 | 0 | 0
F1_Commercial_Office_Existing_Food Preparation_Natural Gas_Conveyor Oven_E8 | F1 | Commercial | Office | Existing | Food Preparation | Natural Gas | Conveyor Oven | E8 | CCE | 0 | 0 | 0 | 0 | 0 | 0 | 0 | 0 | 0 | 0 | 0 | 0 | 0 | 0 | 0 | 0 | 0 | 0 | 0 | 0 | 0 | 0 | 0 | 0 | 0 | 0 | 0 | 0 | 0 | 0 | 0 | 0 | 0
F1_Commercial_Office_Existing_Food Preparation_Natural Gas_Conveyor Oven_E9 | F1 | Commercial | Office | Existing | Food Preparation | Natural Gas | Conveyor Oven | E9 | CCE | 0 | 0 | 0 | 0 | 0 | 0 | 0 | 0 | 0 | 0 | 0 | 0 | 0 | 0 | 0 | 0 | 0 | 0 | 0 | 0 | 0 | 0 | 0 | 0 | 0 | 0 | 0 | 0 | 0 | 0 | 0 | 0 | 0
F1_Commercial_Office_Existing_Food Preparation_Natural Gas_Conveyor Oven_E10 | F1 | Commercial | Office | Existing | Food Preparation | Natural Gas | Conveyor Oven | E10 | CCE | 0 | 0 | 0 | 0 | 0 | 0 | 0 | 0 | 0 | 0 | 0 | 0 | 0 | 0 | 0 | 0 | 0 | 0 | 0 | 0 | 0 | 0 | 0 | 0 | 0 | 0 | 0 | 0 | 0 | 0 | 0 | 0 | 0
F2_Commercial_Office_Existing_Food Preparation_Natural Gas_Conveyor Oven_E1 | F2 | Commercial | Office | Existing | Food Preparation | Natural Gas | Conveyor Oven | E1 | TRC BC Ratio | bar: 2019 to 2051
F2_Commercial_Office_Existing_Food Preparation_Natural Gas_Conveyor Oven_E2 | F2 | Commercial | Office | Existing | Food Preparation | Natural Gas | Conveyor Oven | E2 | TRC BC Ratio | 5.054 | 5.0691 | 5.0998 | 5.0904 | 5.0904 | 5.1163 | 5.1641 | 5.206 | 5.2546 | 5.3028 | 5.3514 | 5.3984 | 5.4475 | 5.4983 | 5.5473 | 5.5964 | 5.6439 | 5.6922 | 5.7391 | 5.785 | 5.8272 | 5.8686 | 5.9051 | 5.9416 | 5.9733 | 6.0006 | 6.0255 | 6.047 | 6.0638 | 6.0776 | 6.0851 | 6.0902 | 6.0902
F2_Commercial_Office_Existing_Food Preparation_Natural Gas_Conveyor Oven_E3 | F2 | Commercial | Office | Existing | Food Preparation | Natural Gas | Conveyor Oven | E3 | TRC BC Ratio | 0 | 0 | 0 | 0 | 0 | 0 | 0 | 0 | 0 | 0 | 0 | 0 | 0 | 0 | 0 | 0 | 0 | 0 | 0 | 0 | 0 | 0 | 0 | 0 | 0 | 0 | 0 | 0 | 0 | 0 | 0 | 0 | 0
F2_Commercial_Office_Existing_Food Preparation_Natural Gas_Conveyor Oven_E4 | F2 | Commercial | Office | Existing | Food Preparation | Natural Gas | Conveyor Oven | E4 | TRC BC Ratio | 0 | 0 | 0 | 0 | 0 | 0 | 0 | 0 | 0 | 0 | 0 | 0 | 0 | 0 | 0 | 0 | 0 | 0 | 0 | 0 | 0 | 0 | 0 | 0 | 0 | 0 | 0 | 0 | 0 | 0 | 0 | 0 | 0
F2_Commercial_Office_Existing_Food Preparation_Natural Gas_Conveyor Oven_E5 | F2 | Commercial | Office | Existing | Food Preparation | Natural Gas | Conveyor Oven | E5 | TRC BC Ratio | 0 | 0 | 0 | 0 | 0 | 0 | 0 | 0 | 0 | 0 | 0 | 0 | 0 | 0 | 0 | 0 | 0 | 0 | 0 | 0 | 0 | 0 | 0 | 0 | 0 | 0 | 0 | 0 | 0 | 0 | 0 | 0 | 0
F2_Commercial_Office_Existing_Food Preparation_Natural Gas_Conveyor Oven_E6 | F2 | Commercial | Office | Existing | Food Preparation | Natural Gas | Conveyor Oven | E6 | TRC BC Ratio | 0 | 0 | 0 | 0 | 0 | 0 | 0 | 0 | 0 | 0 | 0 | 0 | 0 | 0 | 0 | 0 | 0 | 0 | 0 | 0 | 0 | 0 | 0 | 0 | 0 | 0 | 0 | 0 | 0 | 0 | 0 | 0 | 0
F2_Commercial_Office_Existing_Food Preparation_Natural Gas_Conveyor Oven_E7 | F2 | Commercial | Office | Existing | Food Preparation | Natural Gas | Conveyor Oven | E7 | TRC BC Ratio | 0 | 0 | 0 | 0 | 0 | 0 | 0 | 0 | 0 | 0 | 0 | 0 | 0 | 0 | 0 | 0 | 0 | 0 | 0 | 0 | 0 | 0 | 0 | 0 | 0 | 0 | 0 | 0 | 0 | 0 | 0 | 0 | 0
F2_Commercial_Office_Existing_Food Preparation_Natural Gas_Conveyor Oven_E8 | F2 | Commercial | Office | Existing | Food Preparation | Natural Gas | Conveyor Oven | E8 | TRC BC Ratio | 0 | 0 | 0 | 0 | 0 | 0 | 0 | 0 | 0 | 0 | 0 | 0 | 0 | 0 | 0 | 0 | 0 | 0 | 0 | 0 | 0 | 0 | 0 | 0 | 0 | 0 | 0 | 0 | 0 | 0 | 0 | 0 | 0
F2_Commercial_Office_Existing_Food Preparation_Natural Gas_Conveyor Oven_E9 | F2 | Commercial | Office | Existing | Food Preparation | Natural Gas | Conveyor Oven | E9 | TRC BC Ratio | 0 | 0 | 0 | 0 | 0 | 0 | 0 | 0 | 0 | 0 | 0 | 0 | 0 | 0 | 0 | 0 | 0 | 0 | 0 | 0 | 0 | 0 | 0 | 0 | 0 | 0 | 0 | 0 | 0 | 0 | 0 | 0 | 0
F2_Commercial_Office_Existing_Food Preparation_Natural Gas_Conveyor Oven_E10 | F2 | Commercial | Office | Existing | Food Preparation | Natural Gas | Conveyor Oven | E10 | TRC BC Ratio | 0 | 0 | 0 | 0 | 0 | 0 | 0 | 0 | 0 | 0 | 0 | 0 | 0 | 0 | 0 | 0 | 0 | 0 | 0 | 0 | 0 | 0 | 0 | 0 | 0 | 0 | 0 | 0 | 0 | 0 | 0 | 0 | 0
F3_Commercial_Office_Existing_Food Preparation_Natural Gas_Conveyor Oven_E1 | F3 | Commercial | Office | Existing | Food Preparation | Natural Gas | Conveyor Oven | E1 | PACT BC Ratio | bar: 2019 to 2051
F3_Commercial_Office_Existing_Food Preparation_Natural Gas_Conveyor Oven_E2 | F3 | Commercial | Office | Existing | Food Preparation | Natural Gas | Conveyor Oven | E2 | PACT BC Ratio | 6.7386 | 6.7588 | 6.7997 | 6.7872 | 6.7872 | 6.8218 | 6.8855 | 6.9414 | 7.0062 | 7.0703 | 7.1352 | 7.1978 | 7.2633 | 7.3311 | 7.3964 | 7.4618 | 7.5252 | 7.5896 | 7.6521 | 7.7133 | 7.7696 | 7.8249 | 7.8735 | 7.9222 | 7.9644 | 8.0009 | 8.0341 | 8.0627 | 8.0851 | 8.1035 | 8.1135 | 8.1202 | 8.1202
F3_Commercial_Office_Existing_Food Preparation_Natural Gas_Conveyor Oven_E3 | F3 | Commercial | Office | Existing | Food Preparation | Natural Gas | Conveyor Oven | E3 | PACT BC Ratio | 0 | 0 | 0 | 0 | 0 | 0 | 0 | 0 | 0 | 0 | 0 | 0 | 0 | 0 | 0 | 0 | 0 | 0 | 0 | 0 | 0 | 0 | 0 | 0 | 0 | 0 | 0 | 0 | 0 | 0 | 0 | 0 | 0
F3_Commercial_Office_Existing_Food Preparation_Natural Gas_Conveyor Oven_E4 | F3 | Commercial | Office | Existing | Food Preparation | Natural Gas | Conveyor Oven | E4 | PACT BC Ratio | 0 | 0 | 0 | 0 | 0 | 0 | 0 | 0 | 0 | 0 | 0 | 0 | 0 | 0 | 0 | 0 | 0 | 0 | 0 | 0 | 0 | 0 | 0 | 0 | 0 | 0 | 0 | 0 | 0 | 0 | 0 | 0 | 0
F3_Commercial_Office_Existing_Food Preparation_Natural Gas_Conveyor Oven_E5 | F3 | Commercial | Office | Existing | Food Preparation | Natural Gas | Conveyor Oven | E5 | PACT BC Ratio | 0 | 0 | 0 | 0 | 0 | 0 | 0 | 0 | 0 | 0 | 0 | 0 | 0 | 0 | 0 | 0 | 0 | 0 | 0 | 0 | 0 | 0 | 0 | 0 | 0 | 0 | 0 | 0 | 0 | 0 | 0 | 0 | 0
F3_Commercial_Office_Existing_Food Preparation_Natural Gas_Conveyor Oven_E6 | F3 | Commercial | Office | Existing | Food Preparation | Natural Gas | Conveyor Oven | E6 | PACT BC Ratio | 0 | 0 | 0 | 0 | 0 | 0 | 0 | 0 | 0 | 0 | 0 | 0 | 0 | 0 | 0 | 0 | 0 | 0 | 0 | 0 | 0 | 0 | 0 | 0 | 0 | 0 | 0 | 0 | 0 | 0 | 0 | 0 | 0
F3_Commercial_Office_Existing_Food Preparation_Natural Gas_Conveyor Oven_E7 | F3 | Commercial | Office | Existing | Food Preparation | Natural Gas | Conveyor Oven | E7 | PACT BC Ratio | 0 | 0 | 0 | 0 | 0 | 0 | 0 | 0 | 0 | 0 | 0 | 0 | 0 | 0 | 0 | 0 | 0 | 0 | 0 | 0 | 0 | 0 | 0 | 0 | 0 | 0 | 0 | 0 | 0 | 0 | 0 | 0 | 0
F3_Commercial_Office_Existing_Food Preparation_Natural Gas_Conveyor Oven_E8 | F3 | Commercial | Office | Existing | Food Preparation | Natural Gas | Conveyor Oven | E8 | PACT BC Ratio | 0 | 0 | 0 | 0 | 0 | 0 | 0 | 0 | 0 | 0 | 0 | 0 | 0 | 0 | 0 | 0 | 0 | 0 | 0 | 0 | 0 | 0 | 0 | 0 | 0 | 0 | 0 | 0 | 0 | 0 | 0 | 0 | 0
F3_Commercial_Office_Existing_Food Preparation_Natural Gas_Conveyor Oven_E9 | F3 | Commercial | Office | Existing | Food Preparation | Natural Gas | Conveyor Oven | E9 | PACT BC Ratio | 0 | 0 | 0 | 0 | 0 | 0 | 0 | 0 | 0 | 0 | 0 | 0 | 0 | 0 | 0 | 0 | 0 | 0 | 0 | 0 | 0 | 0 | 0 | 0 | 0 | 0 | 0 | 0 | 0 | 0 | 0 | 0 | 0
F3_Commercial_Office_Existing_Food Preparation_Natural Gas_Conveyor Oven_E10 | F3 | Commercial | Office | Existing | Food Preparation | Natural Gas | Conveyor Oven | E10 | PACT BC Ratio | 0 | 0 | 0 | 0 | 0 | 0 | 0 | 0 | 0 | 0 | 0 | 0 | 0 | 0 | 0 | 0 | 0 | 0 | 0 | 0 | 0 | 0 | 0 | 0 | 0 | 0 | 0 | 0 | 0 | 0 | 0 | 0 | 0
F4_Commercial_Office_Existing_Food Preparation_Natural Gas_Conveyor Oven_E1 | F4 | Commercial | Office | Existing | Food Preparation | Natural Gas | Conveyor Oven | E1 | RVT BC Ratio | bar: 2019 to 2051
F4_Commercial_Office_Existing_Food Preparation_Natural Gas_Conveyor Oven_E2 | F4 | Commercial | Office | Existing | Food Preparation | Natural Gas | Conveyor Oven | E2 | RVT BC Ratio | 7.966 | 7.9877 | 8.0318 | 8.0183 | 8.0184 | 8.0556 | 8.1243 | 8.1846 | 8.2545 | 8.3237 | 8.3936 | 8.4611 | 8.5318 | 8.6048 | 8.6753 | 8.7458 | 8.8142 | 8.8835 | 8.951 | 9.0169 | 9.0777 | 9.1372 | 9.1896 | 9.2422 | 9.2877 | 9.327 | 9.3628 | 9.3937 | 9.4179 | 9.4377 | 9.4485 | 9.4557 | 9.4557
F4_Commercial_Office_Existing_Food Preparation_Natural Gas_Conveyor Oven_E3 | F4 | Commercial | Office | Existing | Food Preparation | Natural Gas | Conveyor Oven | E3 | RVT BC Ratio | 0 | 0 | 0 | 0 | 0 | 0 | 0 | 0 | 0 | 0 | 0 | 0 | 0 | 0 | 0 | 0 | 0 | 0 | 0 | 0 | 0 | 0 | 0 | 0 | 0 | 0 | 0 | 0 | 0 | 0 | 0 | 0 | 0
F4_Commercial_Office_Existing_Food Preparation_Natural Gas_Conveyor Oven_E4 | F4 | Commercial | Office | Existing | Food Preparation | Natural Gas | Conveyor Oven | E4 | RVT BC Ratio | 0 | 0 | 0 | 0 | 0 | 0 | 0 | 0 | 0 | 0 | 0 | 0 | 0 | 0 | 0 | 0 | 0 | 0 | 0 | 0 | 0 | 0 | 0 | 0 | 0 | 0 | 0 | 0 | 0 | 0 | 0 | 0 | 0
F4_Commercial_Office_Existing_Food Preparation_Natural Gas_Conveyor Oven_E5 | F4 | Commercial | Office | Existing | Food Preparation | Natural Gas | Conveyor Oven | E5 | RVT BC Ratio | 0 | 0 | 0 | 0 | 0 | 0 | 0 | 0 | 0 | 0 | 0 | 0 | 0 | 0 | 0 | 0 | 0 | 0 | 0 | 0 | 0 | 0 | 0 | 0 | 0 | 0 | 0 | 0 | 0 | 0 | 0 | 0 | 0
F4_Commercial_Office_Existing_Food Preparation_Natural Gas_Conveyor Oven_E6 | F4 | Commercial | Office | Existing | Food Preparation | Natural Gas | Conveyor Oven | E6 | RVT BC Ratio | 0 | 0 | 0 | 0 | 0 | 0 | 0 | 0 | 0 | 0 | 0 | 0 | 0 | 0 | 0 | 0 | 0 | 0 | 0 | 0 | 0 | 0 | 0 | 0 | 0 | 0 | 0 | 0 | 0 | 0 | 0 | 0 | 0
F4_Commercial_Office_Existing_Food Preparation_Natural Gas_Conveyor Oven_E7 | F4 | Commercial | Office | Existing | Food Preparation | Natural Gas | Conveyor Oven | E7 | RVT BC Ratio | 0 | 0 | 0 | 0 | 0 | 0 | 0 | 0 | 0 | 0 | 0 | 0 | 0 | 0 | 0 | 0 | 0 | 0 | 0 | 0 | 0 | 0 | 0 | 0 | 0 | 0 | 0 | 0 | 0 | 0 | 0 | 0 | 0
F4_Commercial_Office_Existing_Food Preparation_Natural Gas_Conveyor Oven_E8 | F4 | Commercial | Office | Existing | Food Preparation | Natural Gas | Conveyor Oven | E8 | RVT BC Ratio | 0 | 0 | 0 | 0 | 0 | 0 | 0 | 0 | 0 | 0 | 0 | 0 | 0 | 0 | 0 | 0 | 0 | 0 | 0 | 0 | 0 | 0 | 0 | 0 | 0 | 0 | 0 | 0 | 0 | 0 | 0 | 0 | 0
F4_Commercial_Office_Existing_Food Preparation_Natural Gas_Conveyor Oven_E9 | F4 | Commercial | Office | Existing | Food Preparation | Natural Gas | Conveyor Oven | E9 | RVT BC Ratio | 0 | 0 | 0 | 0 | 0 | 0 | 0 | 0 | 0 | 0 | 0 | 0 | 0 | 0 | 0 | 0 | 0 | 0 | 0 | 0 | 0 | 0 | 0 | 0 | 0 | 0 | 0 | 0 | 0 | 0 | 0 | 0 | 0
F4_Commercial_Office_Existing_Food Preparation_Natural Gas_Conveyor Oven_E10 | F4 | Commercial | Office | Existing | Food Preparation | Natural Gas | Conveyor Oven | E10 | RVT BC Ratio | 0 | 0 | 0 | 0 | 0 | 0 | 0 | 0 | 0 | 0 | 0 | 0 | 0 | 0 | 0 | 0 | 0 | 0 | 0 | 0 | 0 | 0 | 0 | 0 | 0 | 0 | 0 | 0 | 0 | 0 | 0 | 0 | 0
F5_Commercial_Office_Existing_Food Preparation_Natural Gas_Conveyor Oven_E1 | F5 | Commercial | Office | Existing | Food Preparation | Natural Gas | Conveyor Oven | E1 | RIM BC Ratio | bar: 2019 to 2051
F5_Commercial_Office_Existing_Food Preparation_Natural Gas_Conveyor Oven_E2 | F5 | Commercial | Office | Existing | Food Preparation | Natural Gas | Conveyor Oven | E2 | RIM BC Ratio | 0.74269 | 0.74293 | 0.74342 | 0.74327 | 0.74327 | 0.74369 | 0.74444 | 0.74509 | 0.74583 | 0.74655 | 0.74726 | 0.74795 | 0.74865 | 0.74936 | 0.75004 | 0.75071 | 0.75134 | 0.75198 | 0.75259 | 0.75318 | 0.75371 | 0.75423 | 0.75467 | 0.75512 | 0.7555 | 0.75583 | 0.75612 | 0.75638 | 0.75657 | 0.75673 | 0.75682 | 0.75688 | 0.75688
F5_Commercial_Office_Existing_Food Preparation_Natural Gas_Conveyor Oven_E3 | F5 | Commercial | Office | Existing | Food Preparation | Natural Gas | Conveyor Oven | E3 | RIM BC Ratio | 0 | 0 | 0 | 0 | 0 | 0 | 0 | 0 | 0 | 0 | 0 | 0 | 0 | 0 | 0 | 0 | 0 | 0 | 0 | 0 | 0 | 0 | 0 | 0 | 0 | 0 | 0 | 0 | 0 | 0 | 0 | 0 | 0
F5_Commercial_Office_Existing_Food Preparation_Natural Gas_Conveyor Oven_E4 | F5 | Commercial | Office | Existing | Food Preparation | Natural Gas | Conveyor Oven | E4 | RIM BC Ratio | 0 | 0 | 0 | 0 | 0 | 0 | 0 | 0 | 0 | 0 | 0 | 0 | 0 | 0 | 0 | 0 | 0 | 0 | 0 | 0 | 0 | 0 | 0 | 0 | 0 | 0 | 0 | 0 | 0 | 0 | 0 | 0 | 0
F5_Commercial_Office_Existing_Food Preparation_Natural Gas_Conveyor Oven_E5 | F5 | Commercial | Office | Existing | Food Preparation | Natural Gas | Conveyor Oven | E5 | RIM BC Ratio | 0 | 0 | 0 | 0 | 0 | 0 | 0 | 0 | 0 | 0 | 0 | 0 | 0 | 0 | 0 | 0 | 0 | 0 | 0 | 0 | 0 | 0 | 0 | 0 | 0 | 0 | 0 | 0 | 0 | 0 | 0 | 0 | 0
F5_Commercial_Office_Existing_Food Preparation_Natural Gas_Conveyor Oven_E6 | F5 | Commercial | Office | Existing | Food Preparation | Natural Gas | Conveyor Oven | E6 | RIM BC Ratio | 0 | 0 | 0 | 0 | 0 | 0 | 0 | 0 | 0 | 0 | 0 | 0 | 0 | 0 | 0 | 0 | 0 | 0 | 0 | 0 | 0 | 0 | 0 | 0 | 0 | 0 | 0 | 0 | 0 | 0 | 0 | 0 | 0
F5_Commercial_Office_Existing_Food Preparation_Natural Gas_Conveyor Oven_E7 | F5 | Commercial | Office | Existing | Food Preparation | Natural Gas | Conveyor Oven | E7 | RIM BC Ratio | 0 | 0 | 0 | 0 | 0 | 0 | 0 | 0 | 0 | 0 | 0 | 0 | 0 | 0 | 0 | 0 | 0 | 0 | 0 | 0 | 0 | 0 | 0 | 0 | 0 | 0 | 0 | 0 | 0 | 0 | 0 | 0 | 0
F5_Commercial_Office_Existing_Food Preparation_Natural Gas_Conveyor Oven_E8 | F5 | Commercial | Office | Existing | Food Preparation | Natural Gas | Conveyor Oven | E8 | RIM BC Ratio | 0 | 0 | 0 | 0 | 0 | 0 | 0 | 0 | 0 | 0 | 0 | 0 | 0 | 0 | 0 | 0 | 0 | 0 | 0 | 0 | 0 | 0 | 0 | 0 | 0 | 0 | 0 | 0 | 0 | 0 | 0 | 0 | 0
F5_Commercial_Office_Existing_Food Preparation_Natural Gas_Conveyor Oven_E9 | F5 | Commercial | Office | Existing | Food Preparation | Natural Gas | Conveyor Oven | E9 | RIM BC Ratio | 0 | 0 | 0 | 0 | 0 | 0 | 0 | 0 | 0 | 0 | 0 | 0 | 0 | 0 | 0 | 0 | 0 | 0 | 0 | 0 | 0 | 0 | 0 | 0 | 0 | 0 | 0 | 0 | 0 | 0 | 0 | 0 | 0
F5_Commercial_Office_Existing_Food Preparation_Natural Gas_Conveyor Oven_E10 | F5 | Commercial | Office | Existing | Food Preparation | Natural Gas | Conveyor Oven | E10 | RIM BC Ratio | 0 | 0 | 0 | 0 | 0 | 0 | 0 | 0 | 0 | 0 | 0 | 0 | 0 | 0 | 0 | 0 | 0 | 0 | 0 | 0 | 0 | 0 | 0 | 0 | 0 | 0 | 0 | 0 | 0 | 0 | 0 | 0 | 0
F0_Commercial_Office_Existing_Food Preparation_Natural Gas_Double Rack Oven_E0 | F0 | Commercial | Office | Existing | Food Preparation | Natural Gas | Double Rack Oven | E0 | Economic Unit | FTSC Qualified (>50% Cooking Efficiency) | FTSC Qualified (>50% Cooking Efficiency) | FTSC Qualified (>50% Cooking Efficiency) | FTSC Qualified (>50% Cooking Efficiency) | FTSC Qualified (>50% Cooking Efficiency) | FTSC Qualified (>50% Cooking Efficiency) | FTSC Qualified (>50% Cooking Efficiency) | FTSC Qualified (>50% Cooking Efficiency) | FTSC Qualified (>50% Cooking Efficiency) | FTSC Qualified (>50% Cooking Efficiency) | FTSC Qualified (>50% Cooking Efficiency) | FTSC Qualified (>50% Cooking Efficiency) | FTSC Qualified (>50% Cooking Efficiency) | FTSC Qualified (>50% Cooking Efficiency) | FTSC Qualified (>50% Cooking Efficiency) | FTSC Qualified (>50% Cooking Efficiency) | FTSC Qualified (>50% Cooking Efficiency) | FTSC Qualified (>50% Cooking Efficiency) | FTSC Qualified (>50% Cooking Efficiency) | FTSC Qualified (>50% Cooking Efficiency) | FTSC Qualified (>50% Cooking Efficiency) | FTSC Qualified (>50% Cooking Efficiency) | FTSC Qualified (>50% Cooking Efficiency) | FTSC Qualified (>50% Cooking Efficiency) | FTSC Qualified (>50% Cooking Efficiency) | FTSC Qualified (>50% Cooking Efficiency) | FTSC Qualified (>50% Cooking Efficiency) | FTSC Qualified (>50% Cooking Efficiency) | FTSC Qualified (>50% Cooking Efficiency) | FTSC Qualified (>50% Cooking Efficiency) | FTSC Qualified (>50% Cooking Efficiency) | FTSC Qualified (>50% Cooking Efficiency) | FTSC Qualified (>50% Cooking Efficiency)
F1_Commercial_Office_Existing_Food Preparation_Natural Gas_Double Rack Oven_E1 | F1 | Commercial | Office | Existing | Food Preparation | Natural Gas | Double Rack Oven | E1 | CCE | 0 | 0 | 0 | 0 | 0 | 0 | 0 | 0 | 0 | 0 | 0 | 0 | 0 | 0 | 0 | 0 | 0 | 0 | 0 | 0 | 0 | 0 | 0 | 0 | 0 | 0 | 0 | 0 | 0 | 0 | 0 | 0 | 0
F1_Commercial_Office_Existing_Food Preparation_Natural Gas_Double Rack Oven_E2 | F1 | Commercial | Office | Existing | Food Preparation | Natural Gas | Double Rack Oven | E2 | CCE | 0.28294 | 0.29294 | 0.26296 | 0.26789 | 0.26789 | 0.26789 | 0.26789 | 0.26789 | 0.26789 | 0.26789 | 0.26789 | 0.26789 | 0.26789 | 0.26789 | 0.26789 | 0.26789 | 0.26789 | 0.26789 | 0.26789 | 0.26789 | 0.26789 | 0.26789 | 0.26789 | 0.26789 | 0.26789 | 0.26789 | 0.26789 | 0.26789 | 0.26789 | 0.26789 | 0.26789 | 0.26789 | 0.26789
F1_Commercial_Office_Existing_Food Preparation_Natural Gas_Double Rack Oven_E3 | F1 | Commercial | Office | Existing | Food Preparation | Natural Gas | Double Rack Oven | E3 | CCE | 0 | 0 | 0 | 0 | 0 | 0 | 0 | 0 | 0 | 0 | 0 | 0 | 0 | 0 | 0 | 0 | 0 | 0 | 0 | 0 | 0 | 0 | 0 | 0 | 0 | 0 | 0 | 0 | 0 | 0 | 0 | 0 | 0
F1_Commercial_Office_Existing_Food Preparation_Natural Gas_Double Rack Oven_E4 | F1 | Commercial | Office | Existing | Food Preparation | Natural Gas | Double Rack Oven | E4 | CCE | 0 | 0 | 0 | 0 | 0 | 0 | 0 | 0 | 0 | 0 | 0 | 0 | 0 | 0 | 0 | 0 | 0 | 0 | 0 | 0 | 0 | 0 | 0 | 0 | 0 | 0 | 0 | 0 | 0 | 0 | 0 | 0 | 0
F1_Commercial_Office_Existing_Food Preparation_Natural Gas_Double Rack Oven_E5 | F1 | Commercial | Office | Existing | Food Preparation | Natural Gas | Double Rack Oven | E5 | CCE | 0 | 0 | 0 | 0 | 0 | 0 | 0 | 0 | 0 | 0 | 0 | 0 | 0 | 0 | 0 | 0 | 0 | 0 | 0 | 0 | 0 | 0 | 0 | 0 | 0 | 0 | 0 | 0 | 0 | 0 | 0 | 0 | 0
F1_Commercial_Office_Existing_Food Preparation_Natural Gas_Double Rack Oven_E6 | F1 | Commercial | Office | Existing | Food Preparation | Natural Gas | Double Rack Oven | E6 | CCE | 0 | 0 | 0 | 0 | 0 | 0 | 0 | 0 | 0 | 0 | 0 | 0 | 0 | 0 | 0 | 0 | 0 | 0 | 0 | 0 | 0 | 0 | 0 | 0 | 0 | 0 | 0 | 0 | 0 | 0 | 0 | 0 | 0
F1_Commercial_Office_Existing_Food Preparation_Natural Gas_Double Rack Oven_E7 | F1 | Commercial | Office | Existing | Food Preparation | Natural Gas | Double Rack Oven | E7 | CCE | 0 | 0 | 0 | 0 | 0 | 0 | 0 | 0 | 0 | 0 | 0 | 0 | 0 | 0 | 0 | 0 | 0 | 0 | 0 | 0 | 0 | 0 | 0 | 0 | 0 | 0 | 0 | 0 | 0 | 0 | 0 | 0 | 0
F1_Commercial_Office_Existing_Food Preparation_Natural Gas_Double Rack Oven_E8 | F1 | Commercial | Office | Existing | Food Preparation | Natural Gas | Double Rack Oven | E8 | CCE | 0 | 0 | 0 | 0 | 0 | 0 | 0 | 0 | 0 | 0 | 0 | 0 | 0 | 0 | 0 | 0 | 0 | 0 | 0 | 0 | 0 | 0 | 0 | 0 | 0 | 0 | 0 | 0 | 0 | 0 | 0 | 0 | 0
F1_Commercial_Office_Existing_Food Preparation_Natural Gas_Double Rack Oven_E9 | F1 | Commercial | Office | Existing | Food Preparation | Natural Gas | Double Rack Oven | E9 | CCE | 0 | 0 | 0 | 0 | 0 | 0 | 0 | 0 | 0 | 0 | 0 | 0 | 0 | 0 | 0 | 0 | 0 | 0 | 0 | 0 | 0 | 0 | 0 | 0 | 0 | 0 | 0 | 0 | 0 | 0 | 0 | 0 | 0
F1_Commercial_Office_Existing_Food Preparation_Natural Gas_Double Rack Oven_E10 | F1 | Commercial | Office | Existing | Food Preparation | Natural Gas | Double Rack Oven | E10 | CCE | 0 | 0 | 0 | 0 | 0 | 0 | 0 | 0 | 0 | 0 | 0 | 0 | 0 | 0 | 0 | 0 | 0 | 0 | 0 | 0 | 0 | 0 | 0 | 0 | 0 | 0 | 0 | 0 | 0 | 0 | 0 | 0 | 0
F2_Commercial_Office_Existing_Food Preparation_Natural Gas_Double Rack Oven_E1 | F2 | Commercial | Office | Existing | Food Preparation | Natural Gas | Double Rack Oven | E1 | TRC BC Ratio | bar: 2019 to 2051
F2_Commercial_Office_Existing_Food Preparation_Natural Gas_Double Rack Oven_E2 | F2 | Commercial | Office | Existing | Food Preparation | Natural Gas | Double Rack Oven | E2 | TRC BC Ratio | 5.8179 | 5.8254 | 5.8572 | 5.8275 | 5.8124 | 5.8356 | 5.8912 | 5.9364 | 5.9916 | 6.0447 | 6.0985 | 6.1492 | 6.2033 | 6.2592 | 6.3135 | 6.369 | 6.4249 | 6.485 | 6.5474 | 6.6117 | 6.6735 | 6.7355 | 6.7911 | 6.8468 | 6.8951 | 6.9368 | 6.9748 | 7.0076 | 7.0332 | 7.0543 | 7.0657 | 7.0734 | 7.0734
F2_Commercial_Office_Existing_Food Preparation_Natural Gas_Double Rack Oven_E3 | F2 | Commercial | Office | Existing | Food Preparation | Natural Gas | Double Rack Oven | E3 | TRC BC Ratio | 0 | 0 | 0 | 0 | 0 | 0 | 0 | 0 | 0 | 0 | 0 | 0 | 0 | 0 | 0 | 0 | 0 | 0 | 0 | 0 | 0 | 0 | 0 | 0 | 0 | 0 | 0 | 0 | 0 | 0 | 0 | 0 | 0
F2_Commercial_Office_Existing_Food Preparation_Natural Gas_Double Rack Oven_E4 | F2 | Commercial | Office | Existing | Food Preparation | Natural Gas | Double Rack Oven | E4 | TRC BC Ratio | 0 | 0 | 0 | 0 | 0 | 0 | 0 | 0 | 0 | 0 | 0 | 0 | 0 | 0 | 0 | 0 | 0 | 0 | 0 | 0 | 0 | 0 | 0 | 0 | 0 | 0 | 0 | 0 | 0 | 0 | 0 | 0 | 0
F2_Commercial_Office_Existing_Food Preparation_Natural Gas_Double Rack Oven_E5 | F2 | Commercial | Office | Existing | Food Preparation | Natural Gas | Double Rack Oven | E5 | TRC BC Ratio | 0 | 0 | 0 | 0 | 0 | 0 | 0 | 0 | 0 | 0 | 0 | 0 | 0 | 0 | 0 | 0 | 0 | 0 | 0 | 0 | 0 | 0 | 0 | 0 | 0 | 0 | 0 | 0 | 0 | 0 | 0 | 0 | 0
F2_Commercial_Office_Existing_Food Preparation_Natural Gas_Double Rack Oven_E6 | F2 | Commercial | Office | Existing | Food Preparation | Natural Gas | Double Rack Oven | E6 | TRC BC Ratio | 0 | 0 | 0 | 0 | 0 | 0 | 0 | 0 | 0 | 0 | 0 | 0 | 0 | 0 | 0 | 0 | 0 | 0 | 0 | 0 | 0 | 0 | 0 | 0 | 0 | 0 | 0 | 0 | 0 | 0 | 0 | 0 | 0
F2_Commercial_Office_Existing_Food Preparation_Natural Gas_Double Rack Oven_E7 | F2 | Commercial | Office | Existing | Food Preparation | Natural Gas | Double Rack Oven | E7 | TRC BC Ratio | 0 | 0 | 0 | 0 | 0 | 0 | 0 | 0 | 0 | 0 | 0 | 0 | 0 | 0 | 0 | 0 | 0 | 0 | 0 | 0 | 0 | 0 | 0 | 0 | 0 | 0 | 0 | 0 | 0 | 0 | 0 | 0 | 0
F2_Commercial_Office_Existing_Food Preparation_Natural Gas_Double Rack Oven_E8 | F2 | Commercial | Office | Existing | Food Preparation | Natural Gas | Double Rack Oven | E8 | TRC BC Ratio | 0 | 0 | 0 | 0 | 0 | 0 | 0 | 0 | 0 | 0 | 0 | 0 | 0 | 0 | 0 | 0 | 0 | 0 | 0 | 0 | 0 | 0 | 0 | 0 | 0 | 0 | 0 | 0 | 0 | 0 | 0 | 0 | 0
F2_Commercial_Office_Existing_Food Preparation_Natural Gas_Double Rack Oven_E9 | F2 | Commercial | Office | Existing | Food Preparation | Natural Gas | Double Rack Oven | E9 | TRC BC Ratio | 0 | 0 | 0 | 0 | 0 | 0 | 0 | 0 | 0 | 0 | 0 | 0 | 0 | 0 | 0 | 0 | 0 | 0 | 0 | 0 | 0 | 0 | 0 | 0 | 0 | 0 | 0 | 0 | 0 | 0 | 0 | 0 | 0
F2_Commercial_Office_Existing_Food Preparation_Natural Gas_Double Rack Oven_E10 | F2 | Commercial | Office | Existing | Food Preparation | Natural Gas | Double Rack Oven | E10 | TRC BC Ratio | 0 | 0 | 0 | 0 | 0 | 0 | 0 | 0 | 0 | 0 | 0 | 0 | 0 | 0 | 0 | 0 | 0 | 0 | 0 | 0 | 0 | 0 | 0 | 0 | 0 | 0 | 0 | 0 | 0 | 0 | 0 | 0 | 0
F3_Commercial_Office_Existing_Food Preparation_Natural Gas_Double Rack Oven_E1 | F3 | Commercial | Office | Existing | Food Preparation | Natural Gas | Double Rack Oven | E1 | PACT BC Ratio | bar: 2019 to 2051
F3_Commercial_Office_Existing_Food Preparation_Natural Gas_Double Rack Oven_E2 | F3 | Commercial | Office | Existing | Food Preparation | Natural Gas | Double Rack Oven | E2 | PACT BC Ratio | 7.7572 | 7.7672 | 7.8096 | 7.77 | 7.7499 | 7.7807 | 7.8549 | 7.9152 | 7.9888 | 8.0596 | 8.1313 | 8.199 | 8.2711 | 8.3456 | 8.418 | 8.4919 | 8.5665 | 8.6466 | 8.7298 | 8.8156 | 8.8979 | 8.9807 | 9.0548 | 9.1291 | 9.1935 | 9.2491 | 9.2998 | 9.3434 | 9.3776 | 9.4057 | 9.421 | 9.4312 | 9.4312
F3_Commercial_Office_Existing_Food Preparation_Natural Gas_Double Rack Oven_E3 | F3 | Commercial | Office | Existing | Food Preparation | Natural Gas | Double Rack Oven | E3 | PACT BC Ratio | 0 | 0 | 0 | 0 | 0 | 0 | 0 | 0 | 0 | 0 | 0 | 0 | 0 | 0 | 0 | 0 | 0 | 0 | 0 | 0 | 0 | 0 | 0 | 0 | 0 | 0 | 0 | 0 | 0 | 0 | 0 | 0 | 0
F3_Commercial_Office_Existing_Food Preparation_Natural Gas_Double Rack Oven_E4 | F3 | Commercial | Office | Existing | Food Preparation | Natural Gas | Double Rack Oven | E4 | PACT BC Ratio | 0 | 0 | 0 | 0 | 0 | 0 | 0 | 0 | 0 | 0 | 0 | 0 | 0 | 0 | 0 | 0 | 0 | 0 | 0 | 0 | 0 | 0 | 0 | 0 | 0 | 0 | 0 | 0 | 0 | 0 | 0 | 0 | 0
F3_Commercial_Office_Existing_Food Preparation_Natural Gas_Double Rack Oven_E5 | F3 | Commercial | Office | Existing | Food Preparation | Natural Gas | Double Rack Oven | E5 | PACT BC Ratio | 0 | 0 | 0 | 0 | 0 | 0 | 0 | 0 | 0 | 0 | 0 | 0 | 0 | 0 | 0 | 0 | 0 | 0 | 0 | 0 | 0 | 0 | 0 | 0 | 0 | 0 | 0 | 0 | 0 | 0 | 0 | 0 | 0
F3_Commercial_Office_Existing_Food Preparation_Natural Gas_Double Rack Oven_E6 | F3 | Commercial | Office | Existing | Food Preparation | Natural Gas | Double Rack Oven | E6 | PACT BC Ratio | 0 | 0 | 0 | 0 | 0 | 0 | 0 | 0 | 0 | 0 | 0 | 0 | 0 | 0 | 0 | 0 | 0 | 0 | 0 | 0 | 0 | 0 | 0 | 0 | 0 | 0 | 0 | 0 | 0 | 0 | 0 | 0 | 0
F3_Commercial_Office_Existing_Food Preparation_Natural Gas_Double Rack Oven_E7 | F3 | Commercial | Office | Existing | Food Preparation | Natural Gas | Double Rack Oven | E7 | PACT BC Ratio | 0 | 0 | 0 | 0 | 0 | 0 | 0 | 0 | 0 | 0 | 0 | 0 | 0 | 0 | 0 | 0 | 0 | 0 | 0 | 0 | 0 | 0 | 0 | 0 | 0 | 0 | 0 | 0 | 0 | 0 | 0 | 0 | 0
F3_Commercial_Office_Existing_Food Preparation_Natural Gas_Double Rack Oven_E8 | F3 | Commercial | Office | Existing | Food Preparation | Natural Gas | Double Rack Oven | E8 | PACT BC Ratio | 0 | 0 | 0 | 0 | 0 | 0 | 0 | 0 | 0 | 0 | 0 | 0 | 0 | 0 | 0 | 0 | 0 | 0 | 0 | 0 | 0 | 0 | 0 | 0 | 0 | 0 | 0 | 0 | 0 | 0 | 0 | 0 | 0
F3_Commercial_Office_Existing_Food Preparation_Natural Gas_Double Rack Oven_E9 | F3 | Commercial | Office | Existing | Food Preparation | Natural Gas | Double Rack Oven | E9 | PACT BC Ratio | 0 | 0 | 0 | 0 | 0 | 0 | 0 | 0 | 0 | 0 | 0 | 0 | 0 | 0 | 0 | 0 | 0 | 0 | 0 | 0 | 0 | 0 | 0 | 0 | 0 | 0 | 0 | 0 | 0 | 0 | 0 | 0 | 0
F3_Commercial_Office_Existing_Food Preparation_Natural Gas_Double Rack Oven_E10 | F3 | Commercial | Office | Existing | Food Preparation | Natural Gas | Double Rack Oven | E10 | PACT BC Ratio | 0 | 0 | 0 | 0 | 0 | 0 | 0 | 0 | 0 | 0 | 0 | 0 | 0 | 0 | 0 | 0 | 0 | 0 | 0 | 0 | 0 | 0 | 0 | 0 | 0 | 0 | 0 | 0 | 0 | 0 | 0 | 0 | 0
F4_Commercial_Office_Existing_Food Preparation_Natural Gas_Double Rack Oven_E1 | F4 | Commercial | Office | Existing | Food Preparation | Natural Gas | Double Rack Oven | E1 | RVT BC Ratio | bar: 2019 to 2051
F4_Commercial_Office_Existing_Food Preparation_Natural Gas_Double Rack Oven_E2 | F4 | Commercial | Office | Existing | Food Preparation | Natural Gas | Double Rack Oven | E2 | RVT BC Ratio | 9.0643 | 9.075 | 9.1207 | 9.0781 | 9.0564 | 9.0896 | 9.1696 | 9.2346 | 9.3139 | 9.3903 | 9.4676 | 9.5406 | 9.6184 | 9.6988 | 9.7768 | 9.8565 | 9.9369 | 10.0233 | 10.113 | 10.2055 | 10.2943 | 10.3835 | 10.4634 | 10.5436 | 10.613 | 10.6729 | 10.7275 | 10.7746 | 10.8115 | 10.8418 | 10.8582 | 10.8693 | 10.8693
F4_Commercial_Office_Existing_Food Preparation_Natural Gas_Double Rack Oven_E3 | F4 | Commercial | Office | Existing | Food Preparation | Natural Gas | Double Rack Oven | E3 | RVT BC Ratio | 0 | 0 | 0 | 0 | 0 | 0 | 0 | 0 | 0 | 0 | 0 | 0 | 0 | 0 | 0 | 0 | 0 | 0 | 0 | 0 | 0 | 0 | 0 | 0 | 0 | 0 | 0 | 0 | 0 | 0 | 0 | 0 | 0
F4_Commercial_Office_Existing_Food Preparation_Natural Gas_Double Rack Oven_E4 | F4 | Commercial | Office | Existing | Food Preparation | Natural Gas | Double Rack Oven | E4 | RVT BC Ratio | 0 | 0 | 0 | 0 | 0 | 0 | 0 | 0 | 0 | 0 | 0 | 0 | 0 | 0 | 0 | 0 | 0 | 0 | 0 | 0 | 0 | 0 | 0 | 0 | 0 | 0 | 0 | 0 | 0 | 0 | 0 | 0 | 0
F4_Commercial_Office_Existing_Food Preparation_Natural Gas_Double Rack Oven_E5 | F4 | Commercial | Office | Existing | Food Preparation | Natural Gas | Double Rack Oven | E5 | RVT BC Ratio | 0 | 0 | 0 | 0 | 0 | 0 | 0 | 0 | 0 | 0 | 0 | 0 | 0 | 0 | 0 | 0 | 0 | 0 | 0 | 0 | 0 | 0 | 0 | 0 | 0 | 0 | 0 | 0 | 0 | 0 | 0 | 0 | 0
F4_Commercial_Office_Existing_Food Preparation_Natural Gas_Double Rack Oven_E6 | F4 | Commercial | Office | Existing | Food Preparation | Natural Gas | Double Rack Oven | E6 | RVT BC Ratio | 0 | 0 | 0 | 0 | 0 | 0 | 0 | 0 | 0 | 0 | 0 | 0 | 0 | 0 | 0 | 0 | 0 | 0 | 0 | 0 | 0 | 0 | 0 | 0 | 0 | 0 | 0 | 0 | 0 | 0 | 0 | 0 | 0
F4_Commercial_Office_Existing_Food Preparation_Natural Gas_Double Rack Oven_E7 | F4 | Commercial | Office | Existing | Food Preparation | Natural Gas | Double Rack Oven | E7 | RVT BC Ratio | 0 | 0 | 0 | 0 | 0 | 0 | 0 | 0 | 0 | 0 | 0 | 0 | 0 | 0 | 0 | 0 | 0 | 0 | 0 | 0 | 0 | 0 | 0 | 0 | 0 | 0 | 0 | 0 | 0 | 0 | 0 | 0 | 0
F4_Commercial_Office_Existing_Food Preparation_Natural Gas_Double Rack Oven_E8 | F4 | Commercial | Office | Existing | Food Preparation | Natural Gas | Double Rack Oven | E8 | RVT BC Ratio | 0 | 0 | 0 | 0 | 0 | 0 | 0 | 0 | 0 | 0 | 0 | 0 | 0 | 0 | 0 | 0 | 0 | 0 | 0 | 0 | 0 | 0 | 0 | 0 | 0 | 0 | 0 | 0 | 0 | 0 | 0 | 0 | 0
F4_Commercial_Office_Existing_Food Preparation_Natural Gas_Double Rack Oven_E9 | F4 | Commercial | Office | Existing | Food Preparation | Natural Gas | Double Rack Oven | E9 | RVT BC Ratio | 0 | 0 | 0 | 0 | 0 | 0 | 0 | 0 | 0 | 0 | 0 | 0 | 0 | 0 | 0 | 0 | 0 | 0 | 0 | 0 | 0 | 0 | 0 | 0 | 0 | 0 | 0 | 0 | 0 | 0 | 0 | 0 | 0
F4_Commercial_Office_Existing_Food Preparation_Natural Gas_Double Rack Oven_E10 | F4 | Commercial | Office | Existing | Food Preparation | Natural Gas | Double Rack Oven | E10 | RVT BC Ratio | 0 | 0 | 0 | 0 | 0 | 0 | 0 | 0 | 0 | 0 | 0 | 0 | 0 | 0 | 0 | 0 | 0 | 0 | 0 | 0 | 0 | 0 | 0 | 0 | 0 | 0 | 0 | 0 | 0 | 0 | 0 | 0 | 0
F5_Commercial_Office_Existing_Food Preparation_Natural Gas_Double Rack Oven_E1 | F5 | Commercial | Office | Existing | Food Preparation | Natural Gas | Double Rack Oven | E1 | RIM BC Ratio | bar: 2019 to 2051
F5_Commercial_Office_Existing_Food Preparation_Natural Gas_Double Rack Oven_E2 | F5 | Commercial | Office | Existing | Food Preparation | Natural Gas | Double Rack Oven | E2 | RIM BC Ratio | 0.75359 | 0.75369 | 0.75408 | 0.75371 | 0.75352 | 0.75381 | 0.7545 | 0.75506 | 0.75572 | 0.75635 | 0.75698 | 0.75756 | 0.75817 | 0.75879 | 0.75938 | 0.75998 | 0.76057 | 0.7612 | 0.76184 | 0.76249 | 0.7631 | 0.7637 | 0.76423 | 0.76476 | 0.76521 | 0.76559 | 0.76593 | 0.76623 | 0.76646 | 0.76665 | 0.76675 | 0.76681 | 0.76681
F5_Commercial_Office_Existing_Food Preparation_Natural Gas_Double Rack Oven_E3 | F5 | Commercial | Office | Existing | Food Preparation | Natural Gas | Double Rack Oven | E3 | RIM BC Ratio | 0 | 0 | 0 | 0 | 0 | 0 | 0 | 0 | 0 | 0 | 0 | 0 | 0 | 0 | 0 | 0 | 0 | 0 | 0 | 0 | 0 | 0 | 0 | 0 | 0 | 0 | 0 | 0 | 0 | 0 | 0 | 0 | 0
F5_Commercial_Office_Existing_Food Preparation_Natural Gas_Double Rack Oven_E4 | F5 | Commercial | Office | Existing | Food Preparation | Natural Gas | Double Rack Oven | E4 | RIM BC Ratio | 0 | 0 | 0 | 0 | 0 | 0 | 0 | 0 | 0 | 0 | 0 | 0 | 0 | 0 | 0 | 0 | 0 | 0 | 0 | 0 | 0 | 0 | 0 | 0 | 0 | 0 | 0 | 0 | 0 | 0 | 0 | 0 | 0
F5_Commercial_Office_Existing_Food Preparation_Natural Gas_Double Rack Oven_E5 | F5 | Commercial | Office | Existing | Food Preparation | Natural Gas | Double Rack Oven | E5 | RIM BC Ratio | 0 | 0 | 0 | 0 | 0 | 0 | 0 | 0 | 0 | 0 | 0 | 0 | 0 | 0 | 0 | 0 | 0 | 0 | 0 | 0 | 0 | 0 | 0 | 0 | 0 | 0 | 0 | 0 | 0 | 0 | 0 | 0 | 0
F5_Commercial_Office_Existing_Food Preparation_Natural Gas_Double Rack Oven_E6 | F5 | Commercial | Office | Existing | Food Preparation | Natural Gas | Double Rack Oven | E6 | RIM BC Ratio | 0 | 0 | 0 | 0 | 0 | 0 | 0 | 0 | 0 | 0 | 0 | 0 | 0 | 0 | 0 | 0 | 0 | 0 | 0 | 0 | 0 | 0 | 0 | 0 | 0 | 0 | 0 | 0 | 0 | 0 | 0 | 0 | 0
F5_Commercial_Office_Existing_Food Preparation_Natural Gas_Double Rack Oven_E7 | F5 | Commercial | Office | Existing | Food Preparation | Natural Gas | Double Rack Oven | E7 | RIM BC Ratio | 0 | 0 | 0 | 0 | 0 | 0 | 0 | 0 | 0 | 0 | 0 | 0 | 0 | 0 | 0 | 0 | 0 | 0 | 0 | 0 | 0 | 0 | 0 | 0 | 0 | 0 | 0 | 0 | 0 | 0 | 0 | 0 | 0
F5_Commercial_Office_Existing_Food Preparation_Natural Gas_Double Rack Oven_E8 | F5 | Commercial | Office | Existing | Food Preparation | Natural Gas | Double Rack Oven | E8 | RIM BC Ratio | 0 | 0 | 0 | 0 | 0 | 0 | 0 | 0 | 0 | 0 | 0 | 0 | 0 | 0 | 0 | 0 | 0 | 0 | 0 | 0 | 0 | 0 | 0 | 0 | 0 | 0 | 0 | 0 | 0 | 0 | 0 | 0 | 0
F5_Commercial_Office_Existing_Food Preparation_Natural Gas_Double Rack Oven_E9 | F5 | Commercial | Office | Existing | Food Preparation | Natural Gas | Double Rack Oven | E9 | RIM BC Ratio | 0 | 0 | 0 | 0 | 0 | 0 | 0 | 0 | 0 | 0 | 0 | 0 | 0 | 0 | 0 | 0 | 0 | 0 | 0 | 0 | 0 | 0 | 0 | 0 | 0 | 0 | 0 | 0 | 0 | 0 | 0 | 0 | 0
F5_Commercial_Office_Existing_Food Preparation_Natural Gas_Double Rack Oven_E10 | F5 | Commercial | Office | Existing | Food Preparation | Natural Gas | Double Rack Oven | E10 | RIM BC Ratio | 0 | 0 | 0 | 0 | 0 | 0 | 0 | 0 | 0 | 0 | 0 | 0 | 0 | 0 | 0 | 0 | 0 | 0 | 0 | 0 | 0 | 0 | 0 | 0 | 0 | 0 | 0 | 0 | 0 | 0 | 0 | 0 | 0
F0_Commercial_Office_Existing_Food Preparation_Natural Gas_Fryer_E0 | F0 | Commercial | Office | Existing | Food Preparation | Natural Gas | Fryer | E0 | Economic Unit | ENERGY STAR (3.0) | ENERGY STAR (3.0) | ENERGY STAR (3.0) | ENERGY STAR (3.0) | ENERGY STAR (3.0) | ENERGY STAR (3.0) | ENERGY STAR (3.0) | ENERGY STAR (3.0) | ENERGY STAR (3.0) | ENERGY STAR (3.0) | ENERGY STAR (3.0) | ENERGY STAR (3.0) | ENERGY STAR (3.0) | ENERGY STAR (3.0) | ENERGY STAR (3.0) | ENERGY STAR (3.0) | ENERGY STAR (3.0) | ENERGY STAR (3.0) | ENERGY STAR (3.0) | ENERGY STAR (3.0) | ENERGY STAR (3.0) | ENERGY STAR (3.0) | ENERGY STAR (3.0) | ENERGY STAR (3.0) | ENERGY STAR (3.0) | ENERGY STAR (3.0) | ENERGY STAR (3.0) | ENERGY STAR (3.0) | ENERGY STAR (3.0) | ENERGY STAR (3.0) | ENERGY STAR (3.0) | ENERGY STAR (3.0) | ENERGY STAR (3.0)
F1_Commercial_Office_Existing_Food Preparation_Natural Gas_Fryer_E1 | F1 | Commercial | Office | Existing | Food Preparation | Natural Gas | Fryer | E1 | CCE | 0 | 0 | 0 | 0 | 0 | 0 | 0 | 0 | 0 | 0 | 0 | 0 | 0 | 0 | 0 | 0 | 0 | 0 | 0 | 0 | 0 | 0 | 0 | 0 | 0 | 0 | 0 | 0 | 0 | 0 | 0 | 0 | 0
F1_Commercial_Office_Existing_Food Preparation_Natural Gas_Fryer_E2 | F1 | Commercial | Office | Existing | Food Preparation | Natural Gas | Fryer | E2 | CCE | 0.36986 | 0.38294 | 0.34375 | 0 | 0 | 0 | 0 | 0 | 0 | 0 | 0 | 0 | 0 | 0 | 0 | 0 | 0 | 0 | 0 | 0 | 0 | 0 | 0 | 0 | 0 | 0 | 0 | 0 | 0 | 0 | 0 | 0 | 0
F1_Commercial_Office_Existing_Food Preparation_Natural Gas_Fryer_E3 | F1 | Commercial | Office | Existing | Food Preparation | Natural Gas | Fryer | E3 | CCE | 0 | 0 | 0 | 0 | 0 | 0 | 0 | 0 | 0 | 0 | 0 | 0 | 0 | 0 | 0 | 0 | 0 | 0 | 0 | 0 | 0 | 0 | 0 | 0 | 0 | 0 | 0 | 0 | 0 | 0 | 0 | 0 | 0
F1_Commercial_Office_Existing_Food Preparation_Natural Gas_Fryer_E4 | F1 | Commercial | Office | Existing | Food Preparation | Natural Gas | Fryer | E4 | CCE | 0 | 0 | 0 | 0 | 0 | 0 | 0 | 0 | 0 | 0 | 0 | 0 | 0 | 0 | 0 | 0 | 0 | 0 | 0 | 0 | 0 | 0 | 0 | 0 | 0 | 0 | 0 | 0 | 0 | 0 | 0 | 0 | 0
F1_Commercial_Office_Existing_Food Preparation_Natural Gas_Fryer_E5 | F1 | Commercial | Office | Existing | Food Preparation | Natural Gas | Fryer | E5 | CCE | 0 | 0 | 0 | 0 | 0 | 0 | 0 | 0 | 0 | 0 | 0 | 0 | 0 | 0 | 0 | 0 | 0 | 0 | 0 | 0 | 0 | 0 | 0 | 0 | 0 | 0 | 0 | 0 | 0 | 0 | 0 | 0 | 0
F1_Commercial_Office_Existing_Food Preparation_Natural Gas_Fryer_E6 | F1 | Commercial | Office | Existing | Food Preparation | Natural Gas | Fryer | E6 | CCE | 0 | 0 | 0 | 0 | 0 | 0 | 0 | 0 | 0 | 0 | 0 | 0 | 0 | 0 | 0 | 0 | 0 | 0 | 0 | 0 | 0 | 0 | 0 | 0 | 0 | 0 | 0 | 0 | 0 | 0 | 0 | 0 | 0
F1_Commercial_Office_Existing_Food Preparation_Natural Gas_Fryer_E7 | F1 | Commercial | Office | Existing | Food Preparation | Natural Gas | Fryer | E7 | CCE | 0 | 0 | 0 | 0 | 0 | 0 | 0 | 0 | 0 | 0 | 0 | 0 | 0 | 0 | 0 | 0 | 0 | 0 | 0 | 0 | 0 | 0 | 0 | 0 | 0 | 0 | 0 | 0 | 0 | 0 | 0 | 0 | 0
F1_Commercial_Office_Existing_Food Preparation_Natural Gas_Fryer_E8 | F1 | Commercial | Office | Existing | Food Preparation | Natural Gas | Fryer | E8 | CCE | 0 | 0 | 0 | 0 | 0 | 0 | 0 | 0 | 0 | 0 | 0 | 0 | 0 | 0 | 0 | 0 | 0 | 0 | 0 | 0 | 0 | 0 | 0 | 0 | 0 | 0 | 0 | 0 | 0 | 0 | 0 | 0 | 0
F1_Commercial_Office_Existing_Food Preparation_Natural Gas_Fryer_E9 | F1 | Commercial | Office | Existing | Food Preparation | Natural Gas | Fryer | E9 | CCE | 0 | 0 | 0 | 0 | 0 | 0 | 0 | 0 | 0 | 0 | 0 | 0 | 0 | 0 | 0 | 0 | 0 | 0 | 0 | 0 | 0 | 0 | 0 | 0 | 0 | 0 | 0 | 0 | 0 | 0 | 0 | 0 | 0
F1_Commercial_Office_Existing_Food Preparation_Natural Gas_Fryer_E10 | F1 | Commercial | Office | Existing | Food Preparation | Natural Gas | Fryer | E10 | CCE | 0 | 0 | 0 | 0 | 0 | 0 | 0 | 0 | 0 | 0 | 0 | 0 | 0 | 0 | 0 | 0 | 0 | 0 | 0 | 0 | 0 | 0 | 0 | 0 | 0 | 0 | 0 | 0 | 0 | 0 | 0 | 0 | 0
F2_Commercial_Office_Existing_Food Preparation_Natural Gas_Fryer_E1 | F2 | Commercial | Office | Existing | Food Preparation | Natural Gas | Fryer | E1 | TRC BC Ratio | 1 | 1 | 1 | 0 | 0 | 0 | 0 | 0 | 0 | 0 | 0 | 0 | 0 | 0 | 0 | 0 | 0 | 0 | 0 | 0 | 0 | 0 | 0 | 0 | 0 | 0 | 0 | 0 | 0 | 0 | 0 | 0 | 0
F2_Commercial_Office_Existing_Food Preparation_Natural Gas_Fryer_E2 | F2 | Commercial | Office | Existing | Food Preparation | Natural Gas | Fryer | E2 | TRC BC Ratio | 4.4463 | 4.4414 | 4.4606 | 1 | 1 | 1 | 1 | 1 | 1 | 1 | 1 | 1 | 1 | 1 | 1 | 1 | 1 | 1 | 1 | 1 | 1 | 1 | 1 | 1 | 1 | 1 | 1 | 1 | 1 | 1 | 1 | 1 | 1
F2_Commercial_Office_Existing_Food Preparation_Natural Gas_Fryer_E3 | F2 | Commercial | Office | Existing | Food Preparation | Natural Gas | Fryer | E3 | TRC BC Ratio | 0 | 0 | 0 | 0 | 0 | 0 | 0 | 0 | 0 | 0 | 0 | 0 | 0 | 0 | 0 | 0 | 0 | 0 | 0 | 0 | 0 | 0 | 0 | 0 | 0 | 0 | 0 | 0 | 0 | 0 | 0 | 0 | 0
F2_Commercial_Office_Existing_Food Preparation_Natural Gas_Fryer_E4 | F2 | Commercial | Office | Existing | Food Preparation | Natural Gas | Fryer | E4 | TRC BC Ratio | 0 | 0 | 0 | 0 | 0 | 0 | 0 | 0 | 0 | 0 | 0 | 0 | 0 | 0 | 0 | 0 | 0 | 0 | 0 | 0 | 0 | 0 | 0 | 0 | 0 | 0 | 0 | 0 | 0 | 0 | 0 | 0 | 0
F2_Commercial_Office_Existing_Food Preparation_Natural Gas_Fryer_E5 | F2 | Commercial | Office | Existing | Food Preparation | Natural Gas | Fryer | E5 | TRC BC Ratio | 0 | 0 | 0 | 0 | 0 | 0 | 0 | 0 | 0 | 0 | 0 | 0 | 0 | 0 | 0 | 0 | 0 | 0 | 0 | 0 | 0 | 0 | 0 | 0 | 0 | 0 | 0 | 0 | 0 | 0 | 0 | 0 | 0
F2_Commercial_Office_Existing_Food Preparation_Natural Gas_Fryer_E6 | F2 | Commercial | Office | Existing | Food Preparation | Natural Gas | Fryer | E6 | TRC BC Ratio | 0 | 0 | 0 | 0 | 0 | 0 | 0 | 0 | 0 | 0 | 0 | 0 | 0 | 0 | 0 | 0 | 0 | 0 | 0 | 0 | 0 | 0 | 0 | 0 | 0 | 0 | 0 | 0 | 0 | 0 | 0 | 0 | 0
F2_Commercial_Office_Existing_Food Preparation_Natural Gas_Fryer_E7 | F2 | Commercial | Office | Existing | Food Preparation | Natural Gas | Fryer | E7 | TRC BC Ratio | 0 | 0 | 0 | 0 | 0 | 0 | 0 | 0 | 0 | 0 | 0 | 0 | 0 | 0 | 0 | 0 | 0 | 0 | 0 | 0 | 0 | 0 | 0 | 0 | 0 | 0 | 0 | 0 | 0 | 0 | 0 | 0 | 0
F2_Commercial_Office_Existing_Food Preparation_Natural Gas_Fryer_E8 | F2 | Commercial | Office | Existing | Food Preparation | Natural Gas | Fryer | E8 | TRC BC Ratio | 0 | 0 | 0 | 0 | 0 | 0 | 0 | 0 | 0 | 0 | 0 | 0 | 0 | 0 | 0 | 0 | 0 | 0 | 0 | 0 | 0 | 0 | 0 | 0 | 0 | 0 | 0 | 0 | 0 | 0 | 0 | 0 | 0
F2_Commercial_Office_Existing_Food Preparation_Natural Gas_Fryer_E9 | F2 | Commercial | Office | Existing | Food Preparation | Natural Gas | Fryer | E9 | TRC BC Ratio | 0 | 0 | 0 | 0 | 0 | 0 | 0 | 0 | 0 | 0 | 0 | 0 | 0 | 0 | 0 | 0 | 0 | 0 | 0 | 0 | 0 | 0 | 0 | 0 | 0 | 0 | 0 | 0 | 0 | 0 | 0 | 0 | 0
F2_Commercial_Office_Existing_Food Preparation_Natural Gas_Fryer_E10 | F2 | Commercial | Office | Existing | Food Preparation | Natural Gas | Fryer | E10 | TRC BC Ratio | 0 | 0 | 0 | 0 | 0 | 0 | 0 | 0 | 0 | 0 | 0 | 0 | 0 | 0 | 0 | 0 | 0 | 0 | 0 | 0 | 0 | 0 | 0 | 0 | 0 | 0 | 0 | 0 | 0 | 0 | 0 | 0 | 0
F3_Commercial_Office_Existing_Food Preparation_Natural Gas_Fryer_E1 | F3 | Commercial | Office | Existing | Food Preparation | Natural Gas | Fryer | E1 | PACT BC Ratio | 1 | 1 | 1 | 0 | 0 | 0 | 0 | 0 | 0 | 0 | 0 | 0 | 0 | 0 | 0 | 0 | 0 | 0 | 0 | 0 | 0 | 0 | 0 | 0 | 0 | 0 | 0 | 0 | 0 | 0 | 0 | 0 | 0
F3_Commercial_Office_Existing_Food Preparation_Natural Gas_Fryer_E2 | F3 | Commercial | Office | Existing | Food Preparation | Natural Gas | Fryer | E2 | PACT BC Ratio | 5.9285 | 5.9219 | 5.9474 | 1 | 1 | 1 | 1 | 1 | 1 | 1 | 1 | 1 | 1 | 1 | 1 | 1 | 1 | 1 | 1 | 1 | 1 | 1 | 1 | 1 | 1 | 1 | 1 | 1 | 1 | 1 | 1 | 1 | 1
F3_Commercial_Office_Existing_Food Preparation_Natural Gas_Fryer_E3 | F3 | Commercial | Office | Existing | Food Preparation | Natural Gas | Fryer | E3 | PACT BC Ratio | 0 | 0 | 0 | 0 | 0 | 0 | 0 | 0 | 0 | 0 | 0 | 0 | 0 | 0 | 0 | 0 | 0 | 0 | 0 | 0 | 0 | 0 | 0 | 0 | 0 | 0 | 0 | 0 | 0 | 0 | 0 | 0 | 0
F3_Commercial_Office_Existing_Food Preparation_Natural Gas_Fryer_E4 | F3 | Commercial | Office | Existing | Food Preparation | Natural Gas | Fryer | E4 | PACT BC Ratio | 0 | 0 | 0 | 0 | 0 | 0 | 0 | 0 | 0 | 0 | 0 | 0 | 0 | 0 | 0 | 0 | 0 | 0 | 0 | 0 | 0 | 0 | 0 | 0 | 0 | 0 | 0 | 0 | 0 | 0 | 0 | 0 | 0
F3_Commercial_Office_Existing_Food Preparation_Natural Gas_Fryer_E5 | F3 | Commercial | Office | Existing | Food Preparation | Natural Gas | Fryer | E5 | PACT BC Ratio | 0 | 0 | 0 | 0 | 0 | 0 | 0 | 0 | 0 | 0 | 0 | 0 | 0 | 0 | 0 | 0 | 0 | 0 | 0 | 0 | 0 | 0 | 0 | 0 | 0 | 0 | 0 | 0 | 0 | 0 | 0 | 0 | 0
F3_Commercial_Office_Existing_Food Preparation_Natural Gas_Fryer_E6 | F3 | Commercial | Office | Existing | Food Preparation | Natural Gas | Fryer | E6 | PACT BC Ratio | 0 | 0 | 0 | 0 | 0 | 0 | 0 | 0 | 0 | 0 | 0 | 0 | 0 | 0 | 0 | 0 | 0 | 0 | 0 | 0 | 0 | 0 | 0 | 0 | 0 | 0 | 0 | 0 | 0 | 0 | 0 | 0 | 0
F3_Commercial_Office_Existing_Food Preparation_Natural Gas_Fryer_E7 | F3 | Commercial | Office | Existing | Food Preparation | Natural Gas | Fryer | E7 | PACT BC Ratio | 0 | 0 | 0 | 0 | 0 | 0 | 0 | 0 | 0 | 0 | 0 | 0 | 0 | 0 | 0 | 0 | 0 | 0 | 0 | 0 | 0 | 0 | 0 | 0 | 0 | 0 | 0 | 0 | 0 | 0 | 0 | 0 | 0
F3_Commercial_Office_Existing_Food Preparation_Natural Gas_Fryer_E8 | F3 | Commercial | Office | Existing | Food Preparation | Natural Gas | Fryer | E8 | PACT BC Ratio | 0 | 0 | 0 | 0 | 0 | 0 | 0 | 0 | 0 | 0 | 0 | 0 | 0 | 0 | 0 | 0 | 0 | 0 | 0 | 0 | 0 | 0 | 0 | 0 | 0 | 0 | 0 | 0 | 0 | 0 | 0 | 0 | 0
F3_Commercial_Office_Existing_Food Preparation_Natural Gas_Fryer_E9 | F3 | Commercial | Office | Existing | Food Preparation | Natural Gas | Fryer | E9 | PACT BC Ratio | 0 | 0 | 0 | 0 | 0 | 0 | 0 | 0 | 0 | 0 | 0 | 0 | 0 | 0 | 0 | 0 | 0 | 0 | 0 | 0 | 0 | 0 | 0 | 0 | 0 | 0 | 0 | 0 | 0 | 0 | 0 | 0 | 0
F3_Commercial_Office_Existing_Food Preparation_Natural Gas_Fryer_E10 | F3 | Commercial | Office | Existing | Food Preparation | Natural Gas | Fryer | E10 | PACT BC Ratio | 0 | 0 | 0 | 0 | 0 | 0 | 0 | 0 | 0 | 0 | 0 | 0 | 0 | 0 | 0 | 0 | 0 | 0 | 0 | 0 | 0 | 0 | 0 | 0 | 0 | 0 | 0 | 0 | 0 | 0 | 0 | 0 | 0
F4_Commercial_Office_Existing_Food Preparation_Natural Gas_Fryer_E1 | F4 | Commercial | Office | Existing | Food Preparation | Natural Gas | Fryer | E1 | RVT BC Ratio | 1 | 1 | 1 | 0 | 0 | 0 | 0 | 0 | 0 | 0 | 0 | 0 | 0 | 0 | 0 | 0 | 0 | 0 | 0 | 0 | 0 | 0 | 0 | 0 | 0 | 0 | 0 | 0 | 0 | 0 | 0 | 0 | 0
F4_Commercial_Office_Existing_Food Preparation_Natural Gas_Fryer_E2 | F4 | Commercial | Office | Existing | Food Preparation | Natural Gas | Fryer | E2 | RVT BC Ratio | 7.0924 | 7.0854 | 7.1129 | 1 | 1 | 1 | 1 | 1 | 1 | 1 | 1 | 1 | 1 | 1 | 1 | 1 | 1 | 1 | 1 | 1 | 1 | 1 | 1 | 1 | 1 | 1 | 1 | 1 | 1 | 1 | 1 | 1 | 1
F4_Commercial_Office_Existing_Food Preparation_Natural Gas_Fryer_E3 | F4 | Commercial | Office | Existing | Food Preparation | Natural Gas | Fryer | E3 | RVT BC Ratio | 0 | 0 | 0 | 0 | 0 | 0 | 0 | 0 | 0 | 0 | 0 | 0 | 0 | 0 | 0 | 0 | 0 | 0 | 0 | 0 | 0 | 0 | 0 | 0 | 0 | 0 | 0 | 0 | 0 | 0 | 0 | 0 | 0
F4_Commercial_Office_Existing_Food Preparation_Natural Gas_Fryer_E4 | F4 | Commercial | Office | Existing | Food Preparation | Natural Gas | Fryer | E4 | RVT BC Ratio | 0 | 0 | 0 | 0 | 0 | 0 | 0 | 0 | 0 | 0 | 0 | 0 | 0 | 0 | 0 | 0 | 0 | 0 | 0 | 0 | 0 | 0 | 0 | 0 | 0 | 0 | 0 | 0 | 0 | 0 | 0 | 0 | 0
F4_Commercial_Office_Existing_Food Preparation_Natural Gas_Fryer_E5 | F4 | Commercial | Office | Existing | Food Preparation | Natural Gas | Fryer | E5 | RVT BC Ratio | 0 | 0 | 0 | 0 | 0 | 0 | 0 | 0 | 0 | 0 | 0 | 0 | 0 | 0 | 0 | 0 | 0 | 0 | 0 | 0 | 0 | 0 | 0 | 0 | 0 | 0 | 0 | 0 | 0 | 0 | 0 | 0 | 0
F4_Commercial_Office_Existing_Food Preparation_Natural Gas_Fryer_E6 | F4 | Commercial | Office | Existing | Food Preparation | Natural Gas | Fryer | E6 | RVT BC Ratio | 0 | 0 | 0 | 0 | 0 | 0 | 0 | 0 | 0 | 0 | 0 | 0 | 0 | 0 | 0 | 0 | 0 | 0 | 0 | 0 | 0 | 0 | 0 | 0 | 0 | 0 | 0 | 0 | 0 | 0 | 0 | 0 | 0
F4_Commercial_Office_Existing_Food Preparation_Natural Gas_Fryer_E7 | F4 | Commercial | Office | Existing | Food Preparation | Natural Gas | Fryer | E7 | RVT BC Ratio | 0 | 0 | 0 | 0 | 0 | 0 | 0 | 0 | 0 | 0 | 0 | 0 | 0 | 0 | 0 | 0 | 0 | 0 | 0 | 0 | 0 | 0 | 0 | 0 | 0 | 0 | 0 | 0 | 0 | 0 | 0 | 0 | 0
F4_Commercial_Office_Existing_Food Preparation_Natural Gas_Fryer_E8 | F4 | Commercial | Office | Existing | Food Preparation | Natural Gas | Fryer | E8 | RVT BC Ratio | 0 | 0 | 0 | 0 | 0 | 0 | 0 | 0 | 0 | 0 | 0 | 0 | 0 | 0 | 0 | 0 | 0 | 0 | 0 | 0 | 0 | 0 | 0 | 0 | 0 | 0 | 0 | 0 | 0 | 0 | 0 | 0 | 0
F4_Commercial_Office_Existing_Food Preparation_Natural Gas_Fryer_E9 | F4 | Commercial | Office | Existing | Food Preparation | Natural Gas | Fryer | E9 | RVT BC Ratio | 0 | 0 | 0 | 0 | 0 | 0 | 0 | 0 | 0 | 0 | 0 | 0 | 0 | 0 | 0 | 0 | 0 | 0 | 0 | 0 | 0 | 0 | 0 | 0 | 0 | 0 | 0 | 0 | 0 | 0 | 0 | 0 | 0
F4_Commercial_Office_Existing_Food Preparation_Natural Gas_Fryer_E10 | F4 | Commercial | Office | Existing | Food Preparation | Natural Gas | Fryer | E10 | RVT BC Ratio | 0 | 0 | 0 | 0 | 0 | 0 | 0 | 0 | 0 | 0 | 0 | 0 | 0 | 0 | 0 | 0 | 0 | 0 | 0 | 0 | 0 | 0 | 0 | 0 | 0 | 0 | 0 | 0 | 0 | 0 | 0 | 0 | 0
F5_Commercial_Office_Existing_Food Preparation_Natural Gas_Fryer_E1 | F5 | Commercial | Office | Existing | Food Preparation | Natural Gas | Fryer | E1 | RIM BC Ratio | 1 | 1 | 1 | 0 | 0 | 0 | 0 | 0 | 0 | 0 | 0 | 0 | 0 | 0 | 0 | 0 | 0 | 0 | 0 | 0 | 0 | 0 | 0 | 0 | 0 | 0 | 0 | 0 | 0 | 0 | 0 | 0 | 0
F5_Commercial_Office_Existing_Food Preparation_Natural Gas_Fryer_E2 | F5 | Commercial | Office | Existing | Food Preparation | Natural Gas | Fryer | E2 | RIM BC Ratio | 0.73167 | 0.73157 | 0.73195 | 1 | 1 | 1 | 1 | 1 | 1 | 1 | 1 | 1 | 1 | 1 | 1 | 1 | 1 | 1 | 1 | 1 | 1 | 1 | 1 | 1 | 1 | 1 | 1 | 1 | 1 | 1 | 1 | 1 | 1
F5_Commercial_Office_Existing_Food Preparation_Natural Gas_Fryer_E3 | F5 | Commercial | Office | Existing | Food Preparation | Natural Gas | Fryer | E3 | RIM BC Ratio | 0 | 0 | 0 | 0 | 0 | 0 | 0 | 0 | 0 | 0 | 0 | 0 | 0 | 0 | 0 | 0 | 0 | 0 | 0 | 0 | 0 | 0 | 0 | 0 | 0 | 0 | 0 | 0 | 0 | 0 | 0 | 0 | 0
F5_Commercial_Office_Existing_Food Preparation_Natural Gas_Fryer_E4 | F5 | Commercial | Office | Existing | Food Preparation | Natural Gas | Fryer | E4 | RIM BC Ratio | 0 | 0 | 0 | 0 | 0 | 0 | 0 | 0 | 0 | 0 | 0 | 0 | 0 | 0 | 0 | 0 | 0 | 0 | 0 | 0 | 0 | 0 | 0 | 0 | 0 | 0 | 0 | 0 | 0 | 0 | 0 | 0 | 0
F5_Commercial_Office_Existing_Food Preparation_Natural Gas_Fryer_E5 | F5 | Commercial | Office | Existing | Food Preparation | Natural Gas | Fryer | E5 | RIM BC Ratio | 0 | 0 | 0 | 0 | 0 | 0 | 0 | 0 | 0 | 0 | 0 | 0 | 0 | 0 | 0 | 0 | 0 | 0 | 0 | 0 | 0 | 0 | 0 | 0 | 0 | 0 | 0 | 0 | 0 | 0 | 0 | 0 | 0
F5_Commercial_Office_Existing_Food Preparation_Natural Gas_Fryer_E6 | F5 | Commercial | Office | Existing | Food Preparation | Natural Gas | Fryer | E6 | RIM BC Ratio | 0 | 0 | 0 | 0 | 0 | 0 | 0 | 0 | 0 | 0 | 0 | 0 | 0 | 0 | 0 | 0 | 0 | 0 | 0 | 0 | 0 | 0 | 0 | 0 | 0 | 0 | 0 | 0 | 0 | 0 | 0 | 0 | 0
F5_Commercial_Office_Existing_Food Preparation_Natural Gas_Fryer_E7 | F5 | Commercial | Office | Existing | Food Preparation | Natural Gas | Fryer | E7 | RIM BC Ratio | 0 | 0 | 0 | 0 | 0 | 0 | 0 | 0 | 0 | 0 | 0 | 0 | 0 | 0 | 0 | 0 | 0 | 0 | 0 | 0 | 0 | 0 | 0 | 0 | 0 | 0 | 0 | 0 | 0 | 0 | 0 | 0 | 0
F5_Commercial_Office_Existing_Food Preparation_Natural Gas_Fryer_E8 | F5 | Commercial | Office | Existing | Food Preparation | Natural Gas | Fryer | E8 | RIM BC Ratio | 0 | 0 | 0 | 0 | 0 | 0 | 0 | 0 | 0 | 0 | 0 | 0 | 0 | 0 | 0 | 0 | 0 | 0 | 0 | 0 | 0 | 0 | 0 | 0 | 0 | 0 | 0 | 0 | 0 | 0 | 0 | 0 | 0
F5_Commercial_Office_Existing_Food Preparation_Natural Gas_Fryer_E9 | F5 | Commercial | Office | Existing | Food Preparation | Natural Gas | Fryer | E9 | RIM BC Ratio | 0 | 0 | 0 | 0 | 0 | 0 | 0 | 0 | 0 | 0 | 0 | 0 | 0 | 0 | 0 | 0 | 0 | 0 | 0 | 0 | 0 | 0 | 0 | 0 | 0 | 0 | 0 | 0 | 0 | 0 | 0 | 0 | 0
F5_Commercial_Office_Existing_Food Preparation_Natural Gas_Fryer_E10 | F5 | Commercial | Office | Existing | Food Preparation | Natural Gas | Fryer | E10 | RIM BC Ratio | 0 | 0 | 0 | 0 | 0 | 0 | 0 | 0 | 0 | 0 | 0 | 0 | 0 | 0 | 0 | 0 | 0 | 0 | 0 | 0 | 0 | 0 | 0 | 0 | 0 | 0 | 0 | 0 | 0 | 0 | 0 | 0 | 0
F0_Commercial_Office_Existing_Food Preparation_Natural Gas_Broiler_E0 | F0 | Commercial | Office | Existing | Food Preparation | Natural Gas | Broiler | E0 | Economic Unit | Infrared Burners | Infrared Burners | Infrared Burners | Infrared Burners | Infrared Burners | Infrared Burners | Infrared Burners | Infrared Burners | Infrared Burners | Infrared Burners | Infrared Burners | Infrared Burners | Infrared Burners | Infrared Burners | Infrared Burners | Infrared Burners | Infrared Burners | Infrared Burners | Infrared Burners | Infrared Burners | Infrared Burners | Infrared Burners | Infrared Burners | Infrared Burners | Infrared Burners | Infrared Burners | Infrared Burners | Infrared Burners | Infrared Burners | Infrared Burners | Infrared Burners | Infrared Burners | Infrared Burners
F1_Commercial_Office_Existing_Food Preparation_Natural Gas_Broiler_E1 | F1 | Commercial | Office | Existing | Food Preparation | Natural Gas | Broiler | E1 | CCE | 0 | 0 | 0 | 0 | 0 | 0 | 0 | 0 | 0 | 0 | 0 | 0 | 0 | 0 | 0 | 0 | 0 | 0 | 0 | 0 | 0 | 0 | 0 | 0 | 0 | 0 | 0 | 0 | 0 | 0 | 0 | 0 | 0
F1_Commercial_Office_Existing_Food Preparation_Natural Gas_Broiler_E2 | F1 | Commercial | Office | Existing | Food Preparation | Natural Gas | Broiler | E2 | CCE | 0.59817 | 0.61931 | 0.55594 | 0.56637 | 0.56637 | 0.56637 | 0.56637 | 0.56637 | 0.56637 | 0.56637 | 0.56637 | 0.56637 | 0.56637 | 0.56637 | 0.56637 | 0.56637 | 0.56637 | 0.56637 | 0.56637 | 0.56637 | 0.56637 | 0.56637 | 0.56637 | 0.56637 | 0.56637 | 0.56637 | 0.56637 | 0.56637 | 0.56637 | 0.56637 | 0.56637 | 0.56637 | 0.56637
F1_Commercial_Office_Existing_Food Preparation_Natural Gas_Broiler_E3 | F1 | Commercial | Office | Existing | Food Preparation | Natural Gas | Broiler | E3 | CCE | 0 | 0 | 0 | 0 | 0 | 0 | 0 | 0 | 0 | 0 | 0 | 0 | 0 | 0 | 0 | 0 | 0 | 0 | 0 | 0 | 0 | 0 | 0 | 0 | 0 | 0 | 0 | 0 | 0 | 0 | 0 | 0 | 0
F1_Commercial_Office_Existing_Food Preparation_Natural Gas_Broiler_E4 | F1 | Commercial | Office | Existing | Food Preparation | Natural Gas | Broiler | E4 | CCE | 0 | 0 | 0 | 0 | 0 | 0 | 0 | 0 | 0 | 0 | 0 | 0 | 0 | 0 | 0 | 0 | 0 | 0 | 0 | 0 | 0 | 0 | 0 | 0 | 0 | 0 | 0 | 0 | 0 | 0 | 0 | 0 | 0
F1_Commercial_Office_Existing_Food Preparation_Natural Gas_Broiler_E5 | F1 | Commercial | Office | Existing | Food Preparation | Natural Gas | Broiler | E5 | CCE | 0 | 0 | 0 | 0 | 0 | 0 | 0 | 0 | 0 | 0 | 0 | 0 | 0 | 0 | 0 | 0 | 0 | 0 | 0 | 0 | 0 | 0 | 0 | 0 | 0 | 0 | 0 | 0 | 0 | 0 | 0 | 0 | 0
F1_Commercial_Office_Existing_Food Preparation_Natural Gas_Broiler_E6 | F1 | Commercial | Office | Existing | Food Preparation | Natural Gas | Broiler | E6 | CCE | 0 | 0 | 0 | 0 | 0 | 0 | 0 | 0 | 0 | 0 | 0 | 0 | 0 | 0 | 0 | 0 | 0 | 0 | 0 | 0 | 0 | 0 | 0 | 0 | 0 | 0 | 0 | 0 | 0 | 0 | 0 | 0 | 0
F1_Commercial_Office_Existing_Food Preparation_Natural Gas_Broiler_E7 | F1 | Commercial | Office | Existing | Food Preparation | Natural Gas | Broiler | E7 | CCE | 0 | 0 | 0 | 0 | 0 | 0 | 0 | 0 | 0 | 0 | 0 | 0 | 0 | 0 | 0 | 0 | 0 | 0 | 0 | 0 | 0 | 0 | 0 | 0 | 0 | 0 | 0 | 0 | 0 | 0 | 0 | 0 | 0
F1_Commercial_Office_Existing_Food Preparation_Natural Gas_Broiler_E8 | F1 | Commercial | Office | Existing | Food Preparation | Natural Gas | Broiler | E8 | CCE | 0 | 0 | 0 | 0 | 0 | 0 | 0 | 0 | 0 | 0 | 0 | 0 | 0 | 0 | 0 | 0 | 0 | 0 | 0 | 0 | 0 | 0 | 0 | 0 | 0 | 0 | 0 | 0 | 0 | 0 | 0 | 0 | 0
F1_Commercial_Office_Existing_Food Preparation_Natural Gas_Broiler_E9 | F1 | Commercial | Office | Existing | Food Preparation | Natural Gas | Broiler | E9 | CCE | 0 | 0 | 0 | 0 | 0 | 0 | 0 | 0 | 0 | 0 | 0 | 0 | 0 | 0 | 0 | 0 | 0 | 0 | 0 | 0 | 0 | 0 | 0 | 0 | 0 | 0 | 0 | 0 | 0 | 0 | 0 | 0 | 0
F1_Commercial_Office_Existing_Food Preparation_Natural Gas_Broiler_E10 | F1 | Commercial | Office | Existing | Food Preparation | Natural Gas | Broiler | E10 | CCE | 0 | 0 | 0 | 0 | 0 | 0 | 0 | 0 | 0 | 0 | 0 | 0 | 0 | 0 | 0 | 0 | 0 | 0 | 0 | 0 | 0 | 0 | 0 | 0 | 0 | 0 | 0 | 0 | 0 | 0 | 0 | 0 | 0
F2_Commercial_Office_Existing_Food Preparation_Natural Gas_Broiler_E1 | F2 | Commercial | Office | Existing | Food Preparation | Natural Gas | Broiler | E1 | TRC BC Ratio | bar: 2019 to 2051
F2_Commercial_Office_Existing_Food Preparation_Natural Gas_Broiler_E2 | F2 | Commercial | Office | Existing | Food Preparation | Natural Gas | Broiler | E2 | TRC BC Ratio | 2.7519 | 2.7554 | 2.7705 | 2.7565 | 2.7493 | 2.7603 | 2.7866 | 2.8079 | 2.834 | 2.8592 | 2.8846 | 2.9086 | 2.9342 | 2.9607 | 2.9863 | 3.0126 | 3.039 | 3.0674 | 3.0969 | 3.1274 | 3.1566 | 3.1859 | 3.2122 | 3.2386 | 3.2614 | 3.2812 | 3.2991 | 3.3146 | 3.3268 | 3.3367 | 3.3421 | 3.3458 | 3.3458
F2_Commercial_Office_Existing_Food Preparation_Natural Gas_Broiler_E3 | F2 | Commercial | Office | Existing | Food Preparation | Natural Gas | Broiler | E3 | TRC BC Ratio | 0 | 0 | 0 | 0 | 0 | 0 | 0 | 0 | 0 | 0 | 0 | 0 | 0 | 0 | 0 | 0 | 0 | 0 | 0 | 0 | 0 | 0 | 0 | 0 | 0 | 0 | 0 | 0 | 0 | 0 | 0 | 0 | 0
F2_Commercial_Office_Existing_Food Preparation_Natural Gas_Broiler_E4 | F2 | Commercial | Office | Existing | Food Preparation | Natural Gas | Broiler | E4 | TRC BC Ratio | 0 | 0 | 0 | 0 | 0 | 0 | 0 | 0 | 0 | 0 | 0 | 0 | 0 | 0 | 0 | 0 | 0 | 0 | 0 | 0 | 0 | 0 | 0 | 0 | 0 | 0 | 0 | 0 | 0 | 0 | 0 | 0 | 0
F2_Commercial_Office_Existing_Food Preparation_Natural Gas_Broiler_E5 | F2 | Commercial | Office | Existing | Food Preparation | Natural Gas | Broiler | E5 | TRC BC Ratio | 0 | 0 | 0 | 0 | 0 | 0 | 0 | 0 | 0 | 0 | 0 | 0 | 0 | 0 | 0 | 0 | 0 | 0 | 0 | 0 | 0 | 0 | 0 | 0 | 0 | 0 | 0 | 0 | 0 | 0 | 0 | 0 | 0
F2_Commercial_Office_Existing_Food Preparation_Natural Gas_Broiler_E6 | F2 | Commercial | Office | Existing | Food Preparation | Natural Gas | Broiler | E6 | TRC BC Ratio | 0 | 0 | 0 | 0 | 0 | 0 | 0 | 0 | 0 | 0 | 0 | 0 | 0 | 0 | 0 | 0 | 0 | 0 | 0 | 0 | 0 | 0 | 0 | 0 | 0 | 0 | 0 | 0 | 0 | 0 | 0 | 0 | 0
F2_Commercial_Office_Existing_Food Preparation_Natural Gas_Broiler_E7 | F2 | Commercial | Office | Existing | Food Preparation | Natural Gas | Broiler | E7 | TRC BC Ratio | 0 | 0 | 0 | 0 | 0 | 0 | 0 | 0 | 0 | 0 | 0 | 0 | 0 | 0 | 0 | 0 | 0 | 0 | 0 | 0 | 0 | 0 | 0 | 0 | 0 | 0 | 0 | 0 | 0 | 0 | 0 | 0 | 0
F2_Commercial_Office_Existing_Food Preparation_Natural Gas_Broiler_E8 | F2 | Commercial | Office | Existing | Food Preparation | Natural Gas | Broiler | E8 | TRC BC Ratio | 0 | 0 | 0 | 0 | 0 | 0 | 0 | 0 | 0 | 0 | 0 | 0 | 0 | 0 | 0 | 0 | 0 | 0 | 0 | 0 | 0 | 0 | 0 | 0 | 0 | 0 | 0 | 0 | 0 | 0 | 0 | 0 | 0
F2_Commercial_Office_Existing_Food Preparation_Natural Gas_Broiler_E9 | F2 | Commercial | Office | Existing | Food Preparation | Natural Gas | Broiler | E9 | TRC BC Ratio | 0 | 0 | 0 | 0 | 0 | 0 | 0 | 0 | 0 | 0 | 0 | 0 | 0 | 0 | 0 | 0 | 0 | 0 | 0 | 0 | 0 | 0 | 0 | 0 | 0 | 0 | 0 | 0 | 0 | 0 | 0 | 0 | 0
F2_Commercial_Office_Existing_Food Preparation_Natural Gas_Broiler_E10 | F2 | Commercial | Office | Existing | Food Preparation | Natural Gas | Broiler | E10 | TRC BC Ratio | 0 | 0 | 0 | 0 | 0 | 0 | 0 | 0 | 0 | 0 | 0 | 0 | 0 | 0 | 0 | 0 | 0 | 0 | 0 | 0 | 0 | 0 | 0 | 0 | 0 | 0 | 0 | 0 | 0 | 0 | 0 | 0 | 0
F3_Commercial_Office_Existing_Food Preparation_Natural Gas_Broiler_E1 | F3 | Commercial | Office | Existing | Food Preparation | Natural Gas | Broiler | E1 | PACT BC Ratio | bar: 2019 to 2051
F3_Commercial_Office_Existing_Food Preparation_Natural Gas_Broiler_E2 | F3 | Commercial | Office | Existing | Food Preparation | Natural Gas | Broiler | E2 | PACT BC Ratio | 3.6692 | 3.6739 | 3.694 | 3.6753 | 3.6658 | 3.6803 | 3.7154 | 3.7439 | 3.7787 | 3.8122 | 3.8462 | 3.8782 | 3.9123 | 3.9475 | 3.9818 | 4.0167 | 4.052 | 4.0899 | 4.1293 | 4.1698 | 4.2088 | 4.2479 | 4.283 | 4.3181 | 4.3486 | 4.3749 | 4.3988 | 4.4195 | 4.4357 | 4.4489 | 4.4562 | 4.461 | 4.461
F3_Commercial_Office_Existing_Food Preparation_Natural Gas_Broiler_E3 | F3 | Commercial | Office | Existing | Food Preparation | Natural Gas | Broiler | E3 | PACT BC Ratio | 0 | 0 | 0 | 0 | 0 | 0 | 0 | 0 | 0 | 0 | 0 | 0 | 0 | 0 | 0 | 0 | 0 | 0 | 0 | 0 | 0 | 0 | 0 | 0 | 0 | 0 | 0 | 0 | 0 | 0 | 0 | 0 | 0
F3_Commercial_Office_Existing_Food Preparation_Natural Gas_Broiler_E4 | F3 | Commercial | Office | Existing | Food Preparation | Natural Gas | Broiler | E4 | PACT BC Ratio | 0 | 0 | 0 | 0 | 0 | 0 | 0 | 0 | 0 | 0 | 0 | 0 | 0 | 0 | 0 | 0 | 0 | 0 | 0 | 0 | 0 | 0 | 0 | 0 | 0 | 0 | 0 | 0 | 0 | 0 | 0 | 0 | 0
F3_Commercial_Office_Existing_Food Preparation_Natural Gas_Broiler_E5 | F3 | Commercial | Office | Existing | Food Preparation | Natural Gas | Broiler | E5 | PACT BC Ratio | 0 | 0 | 0 | 0 | 0 | 0 | 0 | 0 | 0 | 0 | 0 | 0 | 0 | 0 | 0 | 0 | 0 | 0 | 0 | 0 | 0 | 0 | 0 | 0 | 0 | 0 | 0 | 0 | 0 | 0 | 0 | 0 | 0
F3_Commercial_Office_Existing_Food Preparation_Natural Gas_Broiler_E6 | F3 | Commercial | Office | Existing | Food Preparation | Natural Gas | Broiler | E6 | PACT BC Ratio | 0 | 0 | 0 | 0 | 0 | 0 | 0 | 0 | 0 | 0 | 0 | 0 | 0 | 0 | 0 | 0 | 0 | 0 | 0 | 0 | 0 | 0 | 0 | 0 | 0 | 0 | 0 | 0 | 0 | 0 | 0 | 0 | 0
F3_Commercial_Office_Existing_Food Preparation_Natural Gas_Broiler_E7 | F3 | Commercial | Office | Existing | Food Preparation | Natural Gas | Broiler | E7 | PACT BC Ratio | 0 | 0 | 0 | 0 | 0 | 0 | 0 | 0 | 0 | 0 | 0 | 0 | 0 | 0 | 0 | 0 | 0 | 0 | 0 | 0 | 0 | 0 | 0 | 0 | 0 | 0 | 0 | 0 | 0 | 0 | 0 | 0 | 0
F3_Commercial_Office_Existing_Food Preparation_Natural Gas_Broiler_E8 | F3 | Commercial | Office | Existing | Food Preparation | Natural Gas | Broiler | E8 | PACT BC Ratio | 0 | 0 | 0 | 0 | 0 | 0 | 0 | 0 | 0 | 0 | 0 | 0 | 0 | 0 | 0 | 0 | 0 | 0 | 0 | 0 | 0 | 0 | 0 | 0 | 0 | 0 | 0 | 0 | 0 | 0 | 0 | 0 | 0
F3_Commercial_Office_Existing_Food Preparation_Natural Gas_Broiler_E9 | F3 | Commercial | Office | Existing | Food Preparation | Natural Gas | Broiler | E9 | PACT BC Ratio | 0 | 0 | 0 | 0 | 0 | 0 | 0 | 0 | 0 | 0 | 0 | 0 | 0 | 0 | 0 | 0 | 0 | 0 | 0 | 0 | 0 | 0 | 0 | 0 | 0 | 0 | 0 | 0 | 0 | 0 | 0 | 0 | 0
F3_Commercial_Office_Existing_Food Preparation_Natural Gas_Broiler_E10 | F3 | Commercial | Office | Existing | Food Preparation | Natural Gas | Broiler | E10 | PACT BC Ratio | 0 | 0 | 0 | 0 | 0 | 0 | 0 | 0 | 0 | 0 | 0 | 0 | 0 | 0 | 0 | 0 | 0 | 0 | 0 | 0 | 0 | 0 | 0 | 0 | 0 | 0 | 0 | 0 | 0 | 0 | 0 | 0 | 0
F4_Commercial_Office_Existing_Food Preparation_Natural Gas_Broiler_E1 | F4 | Commercial | Office | Existing | Food Preparation | Natural Gas | Broiler | E1 | RVT BC Ratio | bar: 2019 to 2051
F4_Commercial_Office_Existing_Food Preparation_Natural Gas_Broiler_E2 | F4 | Commercial | Office | Existing | Food Preparation | Natural Gas | Broiler | E2 | RVT BC Ratio | 4.6564 | 4.6614 | 4.6831 | 4.6629 | 4.6526 | 4.6684 | 4.7062 | 4.7369 | 4.7744 | 4.8106 | 4.8472 | 4.8817 | 4.9184 | 4.9565 | 4.9934 | 5.0311 | 5.0691 | 5.11 | 5.1524 | 5.1962 | 5.2382 | 5.2804 | 5.3182 | 5.3561 | 5.3889 | 5.4173 | 5.4431 | 5.4654 | 5.4828 | 5.4971 | 5.5049 | 5.5101 | 5.5101
F4_Commercial_Office_Existing_Food Preparation_Natural Gas_Broiler_E3 | F4 | Commercial | Office | Existing | Food Preparation | Natural Gas | Broiler | E3 | RVT BC Ratio | 0 | 0 | 0 | 0 | 0 | 0 | 0 | 0 | 0 | 0 | 0 | 0 | 0 | 0 | 0 | 0 | 0 | 0 | 0 | 0 | 0 | 0 | 0 | 0 | 0 | 0 | 0 | 0 | 0 | 0 | 0 | 0 | 0
F4_Commercial_Office_Existing_Food Preparation_Natural Gas_Broiler_E4 | F4 | Commercial | Office | Existing | Food Preparation | Natural Gas | Broiler | E4 | RVT BC Ratio | 0 | 0 | 0 | 0 | 0 | 0 | 0 | 0 | 0 | 0 | 0 | 0 | 0 | 0 | 0 | 0 | 0 | 0 | 0 | 0 | 0 | 0 | 0 | 0 | 0 | 0 | 0 | 0 | 0 | 0 | 0 | 0 | 0
F4_Commercial_Office_Existing_Food Preparation_Natural Gas_Broiler_E5 | F4 | Commercial | Office | Existing | Food Preparation | Natural Gas | Broiler | E5 | RVT BC Ratio | 0 | 0 | 0 | 0 | 0 | 0 | 0 | 0 | 0 | 0 | 0 | 0 | 0 | 0 | 0 | 0 | 0 | 0 | 0 | 0 | 0 | 0 | 0 | 0 | 0 | 0 | 0 | 0 | 0 | 0 | 0 | 0 | 0
F4_Commercial_Office_Existing_Food Preparation_Natural Gas_Broiler_E6 | F4 | Commercial | Office | Existing | Food Preparation | Natural Gas | Broiler | E6 | RVT BC Ratio | 0 | 0 | 0 | 0 | 0 | 0 | 0 | 0 | 0 | 0 | 0 | 0 | 0 | 0 | 0 | 0 | 0 | 0 | 0 | 0 | 0 | 0 | 0 | 0 | 0 | 0 | 0 | 0 | 0 | 0 | 0 | 0 | 0
F4_Commercial_Office_Existing_Food Preparation_Natural Gas_Broiler_E7 | F4 | Commercial | Office | Existing | Food Preparation | Natural Gas | Broiler | E7 | RVT BC Ratio | 0 | 0 | 0 | 0 | 0 | 0 | 0 | 0 | 0 | 0 | 0 | 0 | 0 | 0 | 0 | 0 | 0 | 0 | 0 | 0 | 0 | 0 | 0 | 0 | 0 | 0 | 0 | 0 | 0 | 0 | 0 | 0 | 0
F4_Commercial_Office_Existing_Food Preparation_Natural Gas_Broiler_E8 | F4 | Commercial | Office | Existing | Food Preparation | Natural Gas | Broiler | E8 | RVT BC Ratio | 0 | 0 | 0 | 0 | 0 | 0 | 0 | 0 | 0 | 0 | 0 | 0 | 0 | 0 | 0 | 0 | 0 | 0 | 0 | 0 | 0 | 0 | 0 | 0 | 0 | 0 | 0 | 0 | 0 | 0 | 0 | 0 | 0
F4_Commercial_Office_Existing_Food Preparation_Natural Gas_Broiler_E9 | F4 | Commercial | Office | Existing | Food Preparation | Natural Gas | Broiler | E9 | RVT BC Ratio | 0 | 0 | 0 | 0 | 0 | 0 | 0 | 0 | 0 | 0 | 0 | 0 | 0 | 0 | 0 | 0 | 0 | 0 | 0 | 0 | 0 | 0 | 0 | 0 | 0 | 0 | 0 | 0 | 0 | 0 | 0 | 0 | 0
F4_Commercial_Office_Existing_Food Preparation_Natural Gas_Broiler_E10 | F4 | Commercial | Office | Existing | Food Preparation | Natural Gas | Broiler | E10 | RVT BC Ratio | 0 | 0 | 0 | 0 | 0 | 0 | 0 | 0 | 0 | 0 | 0 | 0 | 0 | 0 | 0 | 0 | 0 | 0 | 0 | 0 | 0 | 0 | 0 | 0 | 0 | 0 | 0 | 0 | 0 | 0 | 0 | 0 | 0
F5_Commercial_Office_Existing_Food Preparation_Natural Gas_Broiler_E1 | F5 | Commercial | Office | Existing | Food Preparation | Natural Gas | Broiler | E1 | RIM BC Ratio | bar: 2019 to 2051
F5_Commercial_Office_Existing_Food Preparation_Natural Gas_Broiler_E2 | F5 | Commercial | Office | Existing | Food Preparation | Natural Gas | Broiler | E2 | RIM BC Ratio | 0.67999 | 0.68015 | 0.68084 | 0.6802 | 0.67987 | 0.68037 | 0.68156 | 0.68252 | 0.68367 | 0.68475 | 0.68584 | 0.68685 | 0.68791 | 0.689 | 0.69003 | 0.69107 | 0.69211 | 0.69321 | 0.69433 | 0.69547 | 0.69654 | 0.69761 | 0.69854 | 0.69947 | 0.70027 | 0.70095 | 0.70156 | 0.70208 | 0.70249 | 0.70282 | 0.703 | 0.70312 | 0.70312
F5_Commercial_Office_Existing_Food Preparation_Natural Gas_Broiler_E3 | F5 | Commercial | Office | Existing | Food Preparation | Natural Gas | Broiler | E3 | RIM BC Ratio | 0 | 0 | 0 | 0 | 0 | 0 | 0 | 0 | 0 | 0 | 0 | 0 | 0 | 0 | 0 | 0 | 0 | 0 | 0 | 0 | 0 | 0 | 0 | 0 | 0 | 0 | 0 | 0 | 0 | 0 | 0 | 0 | 0
F5_Commercial_Office_Existing_Food Preparation_Natural Gas_Broiler_E4 | F5 | Commercial | Office | Existing | Food Preparation | Natural Gas | Broiler | E4 | RIM BC Ratio | 0 | 0 | 0 | 0 | 0 | 0 | 0 | 0 | 0 | 0 | 0 | 0 | 0 | 0 | 0 | 0 | 0 | 0 | 0 | 0 | 0 | 0 | 0 | 0 | 0 | 0 | 0 | 0 | 0 | 0 | 0 | 0 | 0
F5_Commercial_Office_Existing_Food Preparation_Natural Gas_Broiler_E5 | F5 | Commercial | Office | Existing | Food Preparation | Natural Gas | Broiler | E5 | RIM BC Ratio | 0 | 0 | 0 | 0 | 0 | 0 | 0 | 0 | 0 | 0 | 0 | 0 | 0 | 0 | 0 | 0 | 0 | 0 | 0 | 0 | 0 | 0 | 0 | 0 | 0 | 0 | 0 | 0 | 0 | 0 | 0 | 0 | 0
F5_Commercial_Office_Existing_Food Preparation_Natural Gas_Broiler_E6 | F5 | Commercial | Office | Existing | Food Preparation | Natural Gas | Broiler | E6 | RIM BC Ratio | 0 | 0 | 0 | 0 | 0 | 0 | 0 | 0 | 0 | 0 | 0 | 0 | 0 | 0 | 0 | 0 | 0 | 0 | 0 | 0 | 0 | 0 | 0 | 0 | 0 | 0 | 0 | 0 | 0 | 0 | 0 | 0 | 0
F5_Commercial_Office_Existing_Food Preparation_Natural Gas_Broiler_E7 | F5 | Commercial | Office | Existing | Food Preparation | Natural Gas | Broiler | E7 | RIM BC Ratio | 0 | 0 | 0 | 0 | 0 | 0 | 0 | 0 | 0 | 0 | 0 | 0 | 0 | 0 | 0 | 0 | 0 | 0 | 0 | 0 | 0 | 0 | 0 | 0 | 0 | 0 | 0 | 0 | 0 | 0 | 0 | 0 | 0
F5_Commercial_Office_Existing_Food Preparation_Natural Gas_Broiler_E8 | F5 | Commercial | Office | Existing | Food Preparation | Natural Gas | Broiler | E8 | RIM BC Ratio | 0 | 0 | 0 | 0 | 0 | 0 | 0 | 0 | 0 | 0 | 0 | 0 | 0 | 0 | 0 | 0 | 0 | 0 | 0 | 0 | 0 | 0 | 0 | 0 | 0 | 0 | 0 | 0 | 0 | 0 | 0 | 0 | 0
F5_Commercial_Office_Existing_Food Preparation_Natural Gas_Broiler_E9 | F5 | Commercial | Office | Existing | Food Preparation | Natural Gas | Broiler | E9 | RIM BC Ratio | 0 | 0 | 0 | 0 | 0 | 0 | 0 | 0 | 0 | 0 | 0 | 0 | 0 | 0 | 0 | 0 | 0 | 0 | 0 | 0 | 0 | 0 | 0 | 0 | 0 | 0 | 0 | 0 | 0 | 0 | 0 | 0 | 0
F5_Commercial_Office_Existing_Food Preparation_Natural Gas_Broiler_E10 | F5 | Commercial | Office | Existing | Food Preparation | Natural Gas | Broiler | E10 | RIM BC Ratio | 0 | 0 | 0 | 0 | 0 | 0 | 0 | 0 | 0 | 0 | 0 | 0 | 0 | 0 | 0 | 0 | 0 | 0 | 0 | 0 | 0 | 0 | 0 | 0 | 0 | 0 | 0 | 0 | 0 | 0 | 0 | 0 | 0
F0_Commercial_Office_Existing_Food Preparation_Natural Gas_Griddle_E0 | F0 | Commercial | Office | Existing | Food Preparation | Natural Gas | Griddle | E0 | Economic Unit | ENERGY STAR | ENERGY STAR | ENERGY STAR | ENERGY STAR | ENERGY STAR | ENERGY STAR | ENERGY STAR | ENERGY STAR | ENERGY STAR | ENERGY STAR | ENERGY STAR | ENERGY STAR | ENERGY STAR | ENERGY STAR | ENERGY STAR | ENERGY STAR | ENERGY STAR | ENERGY STAR | ENERGY STAR | ENERGY STAR | ENERGY STAR | ENERGY STAR | ENERGY STAR | ENERGY STAR | ENERGY STAR | ENERGY STAR | ENERGY STAR | ENERGY STAR | ENERGY STAR | ENERGY STAR | ENERGY STAR | ENERGY STAR | ENERGY STAR
F1_Commercial_Office_Existing_Food Preparation_Natural Gas_Griddle_E1 | F1 | Commercial | Office | Existing | Food Preparation | Natural Gas | Griddle | E1 | CCE | 0 | 0 | 0 | 0 | 0 | 0 | 0 | 0 | 0 | 0 | 0 | 0 | 0 | 0 | 0 | 0 | 0 | 0 | 0 | 0 | 0 | 0 | 0 | 0 | 0 | 0 | 0 | 0 | 0 | 0 | 0 | 0 | 0
F1_Commercial_Office_Existing_Food Preparation_Natural Gas_Griddle_E2 | F1 | Commercial | Office | Existing | Food Preparation | Natural Gas | Griddle | E2 | CCE | 0.29693 | 0.30743 | 0.27597 | 0 | 0 | 0 | 0 | 0 | 0 | 0 | 0 | 0 | 0 | 0 | 0 | 0 | 0 | 0 | 0 | 0 | 0 | 0 | 0 | 0 | 0 | 0 | 0 | 0 | 0 | 0 | 0 | 0 | 0
F1_Commercial_Office_Existing_Food Preparation_Natural Gas_Griddle_E3 | F1 | Commercial | Office | Existing | Food Preparation | Natural Gas | Griddle | E3 | CCE | 0 | 0 | 0 | 0 | 0 | 0 | 0 | 0 | 0 | 0 | 0 | 0 | 0 | 0 | 0 | 0 | 0 | 0 | 0 | 0 | 0 | 0 | 0 | 0 | 0 | 0 | 0 | 0 | 0 | 0 | 0 | 0 | 0
F1_Commercial_Office_Existing_Food Preparation_Natural Gas_Griddle_E4 | F1 | Commercial | Office | Existing | Food Preparation | Natural Gas | Griddle | E4 | CCE | 0 | 0 | 0 | 0 | 0 | 0 | 0 | 0 | 0 | 0 | 0 | 0 | 0 | 0 | 0 | 0 | 0 | 0 | 0 | 0 | 0 | 0 | 0 | 0 | 0 | 0 | 0 | 0 | 0 | 0 | 0 | 0 | 0
F1_Commercial_Office_Existing_Food Preparation_Natural Gas_Griddle_E5 | F1 | Commercial | Office | Existing | Food Preparation | Natural Gas | Griddle | E5 | CCE | 0 | 0 | 0 | 0 | 0 | 0 | 0 | 0 | 0 | 0 | 0 | 0 | 0 | 0 | 0 | 0 | 0 | 0 | 0 | 0 | 0 | 0 | 0 | 0 | 0 | 0 | 0 | 0 | 0 | 0 | 0 | 0 | 0
F1_Commercial_Office_Existing_Food Preparation_Natural Gas_Griddle_E6 | F1 | Commercial | Office | Existing | Food Preparation | Natural Gas | Griddle | E6 | CCE | 0 | 0 | 0 | 0 | 0 | 0 | 0 | 0 | 0 | 0 | 0 | 0 | 0 | 0 | 0 | 0 | 0 | 0 | 0 | 0 | 0 | 0 | 0 | 0 | 0 | 0 | 0 | 0 | 0 | 0 | 0 | 0 | 0
F1_Commercial_Office_Existing_Food Preparation_Natural Gas_Griddle_E7 | F1 | Commercial | Office | Existing | Food Preparation | Natural Gas | Griddle | E7 | CCE | 0 | 0 | 0 | 0 | 0 | 0 | 0 | 0 | 0 | 0 | 0 | 0 | 0 | 0 | 0 | 0 | 0 | 0 | 0 | 0 | 0 | 0 | 0 | 0 | 0 | 0 | 0 | 0 | 0 | 0 | 0 | 0 | 0
F1_Commercial_Office_Existing_Food Preparation_Natural Gas_Griddle_E8 | F1 | Commercial | Office | Existing | Food Preparation | Natural Gas | Griddle | E8 | CCE | 0 | 0 | 0 | 0 | 0 | 0 | 0 | 0 | 0 | 0 | 0 | 0 | 0 | 0 | 0 | 0 | 0 | 0 | 0 | 0 | 0 | 0 | 0 | 0 | 0 | 0 | 0 | 0 | 0 | 0 | 0 | 0 | 0
F1_Commercial_Office_Existing_Food Preparation_Natural Gas_Griddle_E9 | F1 | Commercial | Office | Existing | Food Preparation | Natural Gas | Griddle | E9 | CCE | 0 | 0 | 0 | 0 | 0 | 0 | 0 | 0 | 0 | 0 | 0 | 0 | 0 | 0 | 0 | 0 | 0 | 0 | 0 | 0 | 0 | 0 | 0 | 0 | 0 | 0 | 0 | 0 | 0 | 0 | 0 | 0 | 0
F1_Commercial_Office_Existing_Food Preparation_Natural Gas_Griddle_E10 | F1 | Commercial | Office | Existing | Food Preparation | Natural Gas | Griddle | E10 | CCE | 0 | 0 | 0 | 0 | 0 | 0 | 0 | 0 | 0 | 0 | 0 | 0 | 0 | 0 | 0 | 0 | 0 | 0 | 0 | 0 | 0 | 0 | 0 | 0 | 0 | 0 | 0 | 0 | 0 | 0 | 0 | 0 | 0
F2_Commercial_Office_Existing_Food Preparation_Natural Gas_Griddle_E1 | F2 | Commercial | Office | Existing | Food Preparation | Natural Gas | Griddle | E1 | TRC BC Ratio | 1 | 1 | 1 | 0 | 0 | 0 | 0 | 0 | 0 | 0 | 0 | 0 | 0 | 0 | 0 | 0 | 0 | 0 | 0 | 0 | 0 | 0 | 0 | 0 | 0 | 0 | 0 | 0 | 0 | 0 | 0 | 0 | 0
F2_Commercial_Office_Existing_Food Preparation_Natural Gas_Griddle_E2 | F2 | Commercial | Office | Existing | Food Preparation | Natural Gas | Griddle | E2 | TRC BC Ratio | 5.5437 | 5.5508 | 5.5811 | 1 | 1 | 1 | 1 | 1 | 1 | 1 | 1 | 1 | 1 | 1 | 1 | 1 | 1 | 1 | 1 | 1 | 1 | 1 | 1 | 1 | 1 | 1 | 1 | 1 | 1 | 1 | 1 | 1 | 1
F2_Commercial_Office_Existing_Food Preparation_Natural Gas_Griddle_E3 | F2 | Commercial | Office | Existing | Food Preparation | Natural Gas | Griddle | E3 | TRC BC Ratio | 0 | 0 | 0 | 0 | 0 | 0 | 0 | 0 | 0 | 0 | 0 | 0 | 0 | 0 | 0 | 0 | 0 | 0 | 0 | 0 | 0 | 0 | 0 | 0 | 0 | 0 | 0 | 0 | 0 | 0 | 0 | 0 | 0
F2_Commercial_Office_Existing_Food Preparation_Natural Gas_Griddle_E4 | F2 | Commercial | Office | Existing | Food Preparation | Natural Gas | Griddle | E4 | TRC BC Ratio | 0 | 0 | 0 | 0 | 0 | 0 | 0 | 0 | 0 | 0 | 0 | 0 | 0 | 0 | 0 | 0 | 0 | 0 | 0 | 0 | 0 | 0 | 0 | 0 | 0 | 0 | 0 | 0 | 0 | 0 | 0 | 0 | 0
F2_Commercial_Office_Existing_Food Preparation_Natural Gas_Griddle_E5 | F2 | Commercial | Office | Existing | Food Preparation | Natural Gas | Griddle | E5 | TRC BC Ratio | 0 | 0 | 0 | 0 | 0 | 0 | 0 | 0 | 0 | 0 | 0 | 0 | 0 | 0 | 0 | 0 | 0 | 0 | 0 | 0 | 0 | 0 | 0 | 0 | 0 | 0 | 0 | 0 | 0 | 0 | 0 | 0 | 0
F2_Commercial_Office_Existing_Food Preparation_Natural Gas_Griddle_E6 | F2 | Commercial | Office | Existing | Food Preparation | Natural Gas | Griddle | E6 | TRC BC Ratio | 0 | 0 | 0 | 0 | 0 | 0 | 0 | 0 | 0 | 0 | 0 | 0 | 0 | 0 | 0 | 0 | 0 | 0 | 0 | 0 | 0 | 0 | 0 | 0 | 0 | 0 | 0 | 0 | 0 | 0 | 0 | 0 | 0
F2_Commercial_Office_Existing_Food Preparation_Natural Gas_Griddle_E7 | F2 | Commercial | Office | Existing | Food Preparation | Natural Gas | Griddle | E7 | TRC BC Ratio | 0 | 0 | 0 | 0 | 0 | 0 | 0 | 0 | 0 | 0 | 0 | 0 | 0 | 0 | 0 | 0 | 0 | 0 | 0 | 0 | 0 | 0 | 0 | 0 | 0 | 0 | 0 | 0 | 0 | 0 | 0 | 0 | 0
F2_Commercial_Office_Existing_Food Preparation_Natural Gas_Griddle_E8 | F2 | Commercial | Office | Existing | Food Preparation | Natural Gas | Griddle | E8 | TRC BC Ratio | 0 | 0 | 0 | 0 | 0 | 0 | 0 | 0 | 0 | 0 | 0 | 0 | 0 | 0 | 0 | 0 | 0 | 0 | 0 | 0 | 0 | 0 | 0 | 0 | 0 | 0 | 0 | 0 | 0 | 0 | 0 | 0 | 0
F2_Commercial_Office_Existing_Food Preparation_Natural Gas_Griddle_E9 | F2 | Commercial | Office | Existing | Food Preparation | Natural Gas | Griddle | E9 | TRC BC Ratio | 0 | 0 | 0 | 0 | 0 | 0 | 0 | 0 | 0 | 0 | 0 | 0 | 0 | 0 | 0 | 0 | 0 | 0 | 0 | 0 | 0 | 0 | 0 | 0 | 0 | 0 | 0 | 0 | 0 | 0 | 0 | 0 | 0
F2_Commercial_Office_Existing_Food Preparation_Natural Gas_Griddle_E10 | F2 | Commercial | Office | Existing | Food Preparation | Natural Gas | Griddle | E10 | TRC BC Ratio | 0 | 0 | 0 | 0 | 0 | 0 | 0 | 0 | 0 | 0 | 0 | 0 | 0 | 0 | 0 | 0 | 0 | 0 | 0 | 0 | 0 | 0 | 0 | 0 | 0 | 0 | 0 | 0 | 0 | 0 | 0 | 0 | 0
F3_Commercial_Office_Existing_Food Preparation_Natural Gas_Griddle_E1 | F3 | Commercial | Office | Existing | Food Preparation | Natural Gas | Griddle | E1 | PACT BC Ratio | 1 | 1 | 1 | 0 | 0 | 0 | 0 | 0 | 0 | 0 | 0 | 0 | 0 | 0 | 0 | 0 | 0 | 0 | 0 | 0 | 0 | 0 | 0 | 0 | 0 | 0 | 0 | 0 | 0 | 0 | 0 | 0 | 0
F3_Commercial_Office_Existing_Food Preparation_Natural Gas_Griddle_E2 | F3 | Commercial | Office | Existing | Food Preparation | Natural Gas | Griddle | E2 | PACT BC Ratio | 7.3916 | 7.4011 | 7.4415 | 1 | 1 | 1 | 1 | 1 | 1 | 1 | 1 | 1 | 1 | 1 | 1 | 1 | 1 | 1 | 1 | 1 | 1 | 1 | 1 | 1 | 1 | 1 | 1 | 1 | 1 | 1 | 1 | 1 | 1
F3_Commercial_Office_Existing_Food Preparation_Natural Gas_Griddle_E3 | F3 | Commercial | Office | Existing | Food Preparation | Natural Gas | Griddle | E3 | PACT BC Ratio | 0 | 0 | 0 | 0 | 0 | 0 | 0 | 0 | 0 | 0 | 0 | 0 | 0 | 0 | 0 | 0 | 0 | 0 | 0 | 0 | 0 | 0 | 0 | 0 | 0 | 0 | 0 | 0 | 0 | 0 | 0 | 0 | 0
F3_Commercial_Office_Existing_Food Preparation_Natural Gas_Griddle_E4 | F3 | Commercial | Office | Existing | Food Preparation | Natural Gas | Griddle | E4 | PACT BC Ratio | 0 | 0 | 0 | 0 | 0 | 0 | 0 | 0 | 0 | 0 | 0 | 0 | 0 | 0 | 0 | 0 | 0 | 0 | 0 | 0 | 0 | 0 | 0 | 0 | 0 | 0 | 0 | 0 | 0 | 0 | 0 | 0 | 0
F3_Commercial_Office_Existing_Food Preparation_Natural Gas_Griddle_E5 | F3 | Commercial | Office | Existing | Food Preparation | Natural Gas | Griddle | E5 | PACT BC Ratio | 0 | 0 | 0 | 0 | 0 | 0 | 0 | 0 | 0 | 0 | 0 | 0 | 0 | 0 | 0 | 0 | 0 | 0 | 0 | 0 | 0 | 0 | 0 | 0 | 0 | 0 | 0 | 0 | 0 | 0 | 0 | 0 | 0
F3_Commercial_Office_Existing_Food Preparation_Natural Gas_Griddle_E6 | F3 | Commercial | Office | Existing | Food Preparation | Natural Gas | Griddle | E6 | PACT BC Ratio | 0 | 0 | 0 | 0 | 0 | 0 | 0 | 0 | 0 | 0 | 0 | 0 | 0 | 0 | 0 | 0 | 0 | 0 | 0 | 0 | 0 | 0 | 0 | 0 | 0 | 0 | 0 | 0 | 0 | 0 | 0 | 0 | 0
F3_Commercial_Office_Existing_Food Preparation_Natural Gas_Griddle_E7 | F3 | Commercial | Office | Existing | Food Preparation | Natural Gas | Griddle | E7 | PACT BC Ratio | 0 | 0 | 0 | 0 | 0 | 0 | 0 | 0 | 0 | 0 | 0 | 0 | 0 | 0 | 0 | 0 | 0 | 0 | 0 | 0 | 0 | 0 | 0 | 0 | 0 | 0 | 0 | 0 | 0 | 0 | 0 | 0 | 0
F3_Commercial_Office_Existing_Food Preparation_Natural Gas_Griddle_E8 | F3 | Commercial | Office | Existing | Food Preparation | Natural Gas | Griddle | E8 | PACT BC Ratio | 0 | 0 | 0 | 0 | 0 | 0 | 0 | 0 | 0 | 0 | 0 | 0 | 0 | 0 | 0 | 0 | 0 | 0 | 0 | 0 | 0 | 0 | 0 | 0 | 0 | 0 | 0 | 0 | 0 | 0 | 0 | 0 | 0
F3_Commercial_Office_Existing_Food Preparation_Natural Gas_Griddle_E9 | F3 | Commercial | Office | Existing | Food Preparation | Natural Gas | Griddle | E9 | PACT BC Ratio | 0 | 0 | 0 | 0 | 0 | 0 | 0 | 0 | 0 | 0 | 0 | 0 | 0 | 0 | 0 | 0 | 0 | 0 | 0 | 0 | 0 | 0 | 0 | 0 | 0 | 0 | 0 | 0 | 0 | 0 | 0 | 0 | 0
F3_Commercial_Office_Existing_Food Preparation_Natural Gas_Griddle_E10 | F3 | Commercial | Office | Existing | Food Preparation | Natural Gas | Griddle | E10 | PACT BC Ratio | 0 | 0 | 0 | 0 | 0 | 0 | 0 | 0 | 0 | 0 | 0 | 0 | 0 | 0 | 0 | 0 | 0 | 0 | 0 | 0 | 0 | 0 | 0 | 0 | 0 | 0 | 0 | 0 | 0 | 0 | 0 | 0 | 0
F4_Commercial_Office_Existing_Food Preparation_Natural Gas_Griddle_E1 | F4 | Commercial | Office | Existing | Food Preparation | Natural Gas | Griddle | E1 | RVT BC Ratio | 1 | 1 | 1 | 0 | 0 | 0 | 0 | 0 | 0 | 0 | 0 | 0 | 0 | 0 | 0 | 0 | 0 | 0 | 0 | 0 | 0 | 0 | 0 | 0 | 0 | 0 | 0 | 0 | 0 | 0 | 0 | 0 | 0
F4_Commercial_Office_Existing_Food Preparation_Natural Gas_Griddle_E2 | F4 | Commercial | Office | Existing | Food Preparation | Natural Gas | Griddle | E2 | RVT BC Ratio | 8.6701 | 8.6803 | 8.7239 | 1 | 1 | 1 | 1 | 1 | 1 | 1 | 1 | 1 | 1 | 1 | 1 | 1 | 1 | 1 | 1 | 1 | 1 | 1 | 1 | 1 | 1 | 1 | 1 | 1 | 1 | 1 | 1 | 1 | 1
F4_Commercial_Office_Existing_Food Preparation_Natural Gas_Griddle_E3 | F4 | Commercial | Office | Existing | Food Preparation | Natural Gas | Griddle | E3 | RVT BC Ratio | 0 | 0 | 0 | 0 | 0 | 0 | 0 | 0 | 0 | 0 | 0 | 0 | 0 | 0 | 0 | 0 | 0 | 0 | 0 | 0 | 0 | 0 | 0 | 0 | 0 | 0 | 0 | 0 | 0 | 0 | 0 | 0 | 0
F4_Commercial_Office_Existing_Food Preparation_Natural Gas_Griddle_E4 | F4 | Commercial | Office | Existing | Food Preparation | Natural Gas | Griddle | E4 | RVT BC Ratio | 0 | 0 | 0 | 0 | 0 | 0 | 0 | 0 | 0 | 0 | 0 | 0 | 0 | 0 | 0 | 0 | 0 | 0 | 0 | 0 | 0 | 0 | 0 | 0 | 0 | 0 | 0 | 0 | 0 | 0 | 0 | 0 | 0
F4_Commercial_Office_Existing_Food Preparation_Natural Gas_Griddle_E5 | F4 | Commercial | Office | Existing | Food Preparation | Natural Gas | Griddle | E5 | RVT BC Ratio | 0 | 0 | 0 | 0 | 0 | 0 | 0 | 0 | 0 | 0 | 0 | 0 | 0 | 0 | 0 | 0 | 0 | 0 | 0 | 0 | 0 | 0 | 0 | 0 | 0 | 0 | 0 | 0 | 0 | 0 | 0 | 0 | 0
F4_Commercial_Office_Existing_Food Preparation_Natural Gas_Griddle_E6 | F4 | Commercial | Office | Existing | Food Preparation | Natural Gas | Griddle | E6 | RVT BC Ratio | 0 | 0 | 0 | 0 | 0 | 0 | 0 | 0 | 0 | 0 | 0 | 0 | 0 | 0 | 0 | 0 | 0 | 0 | 0 | 0 | 0 | 0 | 0 | 0 | 0 | 0 | 0 | 0 | 0 | 0 | 0 | 0 | 0
F4_Commercial_Office_Existing_Food Preparation_Natural Gas_Griddle_E7 | F4 | Commercial | Office | Existing | Food Preparation | Natural Gas | Griddle | E7 | RVT BC Ratio | 0 | 0 | 0 | 0 | 0 | 0 | 0 | 0 | 0 | 0 | 0 | 0 | 0 | 0 | 0 | 0 | 0 | 0 | 0 | 0 | 0 | 0 | 0 | 0 | 0 | 0 | 0 | 0 | 0 | 0 | 0 | 0 | 0
F4_Commercial_Office_Existing_Food Preparation_Natural Gas_Griddle_E8 | F4 | Commercial | Office | Existing | Food Preparation | Natural Gas | Griddle | E8 | RVT BC Ratio | 0 | 0 | 0 | 0 | 0 | 0 | 0 | 0 | 0 | 0 | 0 | 0 | 0 | 0 | 0 | 0 | 0 | 0 | 0 | 0 | 0 | 0 | 0 | 0 | 0 | 0 | 0 | 0 | 0 | 0 | 0 | 0 | 0
F4_Commercial_Office_Existing_Food Preparation_Natural Gas_Griddle_E9 | F4 | Commercial | Office | Existing | Food Preparation | Natural Gas | Griddle | E9 | RVT BC Ratio | 0 | 0 | 0 | 0 | 0 | 0 | 0 | 0 | 0 | 0 | 0 | 0 | 0 | 0 | 0 | 0 | 0 | 0 | 0 | 0 | 0 | 0 | 0 | 0 | 0 | 0 | 0 | 0 | 0 | 0 | 0 | 0 | 0
F4_Commercial_Office_Existing_Food Preparation_Natural Gas_Griddle_E10 | F4 | Commercial | Office | Existing | Food Preparation | Natural Gas | Griddle | E10 | RVT BC Ratio | 0 | 0 | 0 | 0 | 0 | 0 | 0 | 0 | 0 | 0 | 0 | 0 | 0 | 0 | 0 | 0 | 0 | 0 | 0 | 0 | 0 | 0 | 0 | 0 | 0 | 0 | 0 | 0 | 0 | 0 | 0 | 0 | 0
F5_Commercial_Office_Existing_Food Preparation_Natural Gas_Griddle_E1 | F5 | Commercial | Office | Existing | Food Preparation | Natural Gas | Griddle | E1 | RIM BC Ratio | 1 | 1 | 1 | 0 | 0 | 0 | 0 | 0 | 0 | 0 | 0 | 0 | 0 | 0 | 0 | 0 | 0 | 0 | 0 | 0 | 0 | 0 | 0 | 0 | 0 | 0 | 0 | 0 | 0 | 0 | 0 | 0 | 0
F5_Commercial_Office_Existing_Food Preparation_Natural Gas_Griddle_E2 | F5 | Commercial | Office | Existing | Food Preparation | Natural Gas | Griddle | E2 | RIM BC Ratio | 0.74999 | 0.75009 | 0.7505 | 1 | 1 | 1 | 1 | 1 | 1 | 1 | 1 | 1 | 1 | 1 | 1 | 1 | 1 | 1 | 1 | 1 | 1 | 1 | 1 | 1 | 1 | 1 | 1 | 1 | 1 | 1 | 1 | 1 | 1
F5_Commercial_Office_Existing_Food Preparation_Natural Gas_Griddle_E3 | F5 | Commercial | Office | Existing | Food Preparation | Natural Gas | Griddle | E3 | RIM BC Ratio | 0 | 0 | 0 | 0 | 0 | 0 | 0 | 0 | 0 | 0 | 0 | 0 | 0 | 0 | 0 | 0 | 0 | 0 | 0 | 0 | 0 | 0 | 0 | 0 | 0 | 0 | 0 | 0 | 0 | 0 | 0 | 0 | 0
F5_Commercial_Office_Existing_Food Preparation_Natural Gas_Griddle_E4 | F5 | Commercial | Office | Existing | Food Preparation | Natural Gas | Griddle | E4 | RIM BC Ratio | 0 | 0 | 0 | 0 | 0 | 0 | 0 | 0 | 0 | 0 | 0 | 0 | 0 | 0 | 0 | 0 | 0 | 0 | 0 | 0 | 0 | 0 | 0 | 0 | 0 | 0 | 0 | 0 | 0 | 0 | 0 | 0 | 0
F5_Commercial_Office_Existing_Food Preparation_Natural Gas_Griddle_E5 | F5 | Commercial | Office | Existing | Food Preparation | Natural Gas | Griddle | E5 | RIM BC Ratio | 0 | 0 | 0 | 0 | 0 | 0 | 0 | 0 | 0 | 0 | 0 | 0 | 0 | 0 | 0 | 0 | 0 | 0 | 0 | 0 | 0 | 0 | 0 | 0 | 0 | 0 | 0 | 0 | 0 | 0 | 0 | 0 | 0
F5_Commercial_Office_Existing_Food Preparation_Natural Gas_Griddle_E6 | F5 | Commercial | Office | Existing | Food Preparation | Natural Gas | Griddle | E6 | RIM BC Ratio | 0 | 0 | 0 | 0 | 0 | 0 | 0 | 0 | 0 | 0 | 0 | 0 | 0 | 0 | 0 | 0 | 0 | 0 | 0 | 0 | 0 | 0 | 0 | 0 | 0 | 0 | 0 | 0 | 0 | 0 | 0 | 0 | 0
F5_Commercial_Office_Existing_Food Preparation_Natural Gas_Griddle_E7 | F5 | Commercial | Office | Existing | Food Preparation | Natural Gas | Griddle | E7 | RIM BC Ratio | 0 | 0 | 0 | 0 | 0 | 0 | 0 | 0 | 0 | 0 | 0 | 0 | 0 | 0 | 0 | 0 | 0 | 0 | 0 | 0 | 0 | 0 | 0 | 0 | 0 | 0 | 0 | 0 | 0 | 0 | 0 | 0 | 0
F5_Commercial_Office_Existing_Food Preparation_Natural Gas_Griddle_E8 | F5 | Commercial | Office | Existing | Food Preparation | Natural Gas | Griddle | E8 | RIM BC Ratio | 0 | 0 | 0 | 0 | 0 | 0 | 0 | 0 | 0 | 0 | 0 | 0 | 0 | 0 | 0 | 0 | 0 | 0 | 0 | 0 | 0 | 0 | 0 | 0 | 0 | 0 | 0 | 0 | 0 | 0 | 0 | 0 | 0
F5_Commercial_Office_Existing_Food Preparation_Natural Gas_Griddle_E9 | F5 | Commercial | Office | Existing | Food Preparation | Natural Gas | Griddle | E9 | RIM BC Ratio | 0 | 0 | 0 | 0 | 0 | 0 | 0 | 0 | 0 | 0 | 0 | 0 | 0 | 0 | 0 | 0 | 0 | 0 | 0 | 0 | 0 | 0 | 0 | 0 | 0 | 0 | 0 | 0 | 0 | 0 | 0 | 0 | 0
F5_Commercial_Office_Existing_Food Preparation_Natural Gas_Griddle_E10 | F5 | Commercial | Office | Existing | Food Preparation | Natural Gas | Griddle | E10 | RIM BC Ratio | 0 | 0 | 0 | 0 | 0 | 0 | 0 | 0 | 0 | 0 | 0 | 0 | 0 | 0 | 0 | 0 | 0 | 0 | 0 | 0 | 0 | 0 | 0 | 0 | 0 | 0 | 0 | 0 | 0 | 0 | 0 | 0 | 0
F0_Commercial_Office_Existing_Food Preparation_Natural Gas_Range_E0 | F0 | Commercial | Office | Existing | Food Preparation | Natural Gas | Range | E0 | Economic Unit | High Efficiency | High Efficiency | High Efficiency | High Efficiency | High Efficiency | High Efficiency | High Efficiency | High Efficiency | High Efficiency | High Efficiency | High Efficiency | High Efficiency | High Efficiency | High Efficiency | High Efficiency | High Efficiency | High Efficiency | High Efficiency | High Efficiency | High Efficiency | High Efficiency | High Efficiency | High Efficiency | High Efficiency | High Efficiency | High Efficiency | High Efficiency | High Efficiency | High Efficiency | High Efficiency | High Efficiency | High Efficiency | High Efficiency
F1_Commercial_Office_Existing_Food Preparation_Natural Gas_Range_E1 | F1 | Commercial | Office | Existing | Food Preparation | Natural Gas | Range | E1 | CCE | 0 | 0 | 0 | 0 | 0 | 0 | 0 | 0 | 0 | 0 | 0 | 0 | 0 | 0 | 0 | 0 | 0 | 0 | 0 | 0 | 0 | 0 | 0 | 0 | 0 | 0 | 0 | 0 | 0 | 0 | 0 | 0 | 0
F1_Commercial_Office_Existing_Food Preparation_Natural Gas_Range_E2 | F1 | Commercial | Office | Existing | Food Preparation | Natural Gas | Range | E2 | CCE | 0.00050763 | 0.00052557 | 0.00047179 | 0.00048064 | 0.00048064 | 0.00048064 | 0.00048064 | 0.00048064 | 0.00048064 | 0.00048064 | 0.00048064 | 0.00048064 | 0.00048064 | 0.00048064 | 0.00048064 | 0.00048064 | 0.00048064 | 0.00048064 | 0.00048064 | 0.00048064 | 0.00048064 | 0.00048064 | 0.00048064 | 0.00048064 | 0.00048064 | 0.00048064 | 0.00048064 | 0.00048064 | 0.00048064 | 0.00048064 | 0.00048064 | 0.00048064 | 0.00048064
F1_Commercial_Office_Existing_Food Preparation_Natural Gas_Range_E3 | F1 | Commercial | Office | Existing | Food Preparation | Natural Gas | Range | E3 | CCE | 0 | 0 | 0 | 0 | 0 | 0 | 0 | 0 | 0 | 0 | 0 | 0 | 0 | 0 | 0 | 0 | 0 | 0 | 0 | 0 | 0 | 0 | 0 | 0 | 0 | 0 | 0 | 0 | 0 | 0 | 0 | 0 | 0
F1_Commercial_Office_Existing_Food Preparation_Natural Gas_Range_E4 | F1 | Commercial | Office | Existing | Food Preparation | Natural Gas | Range | E4 | CCE | 0 | 0 | 0 | 0 | 0 | 0 | 0 | 0 | 0 | 0 | 0 | 0 | 0 | 0 | 0 | 0 | 0 | 0 | 0 | 0 | 0 | 0 | 0 | 0 | 0 | 0 | 0 | 0 | 0 | 0 | 0 | 0 | 0
F1_Commercial_Office_Existing_Food Preparation_Natural Gas_Range_E5 | F1 | Commercial | Office | Existing | Food Preparation | Natural Gas | Range | E5 | CCE | 0 | 0 | 0 | 0 | 0 | 0 | 0 | 0 | 0 | 0 | 0 | 0 | 0 | 0 | 0 | 0 | 0 | 0 | 0 | 0 | 0 | 0 | 0 | 0 | 0 | 0 | 0 | 0 | 0 | 0 | 0 | 0 | 0
F1_Commercial_Office_Existing_Food Preparation_Natural Gas_Range_E6 | F1 | Commercial | Office | Existing | Food Preparation | Natural Gas | Range | E6 | CCE | 0 | 0 | 0 | 0 | 0 | 0 | 0 | 0 | 0 | 0 | 0 | 0 | 0 | 0 | 0 | 0 | 0 | 0 | 0 | 0 | 0 | 0 | 0 | 0 | 0 | 0 | 0 | 0 | 0 | 0 | 0 | 0 | 0
F1_Commercial_Office_Existing_Food Preparation_Natural Gas_Range_E7 | F1 | Commercial | Office | Existing | Food Preparation | Natural Gas | Range | E7 | CCE | 0 | 0 | 0 | 0 | 0 | 0 | 0 | 0 | 0 | 0 | 0 | 0 | 0 | 0 | 0 | 0 | 0 | 0 | 0 | 0 | 0 | 0 | 0 | 0 | 0 | 0 | 0 | 0 | 0 | 0 | 0 | 0 | 0
F1_Commercial_Office_Existing_Food Preparation_Natural Gas_Range_E8 | F1 | Commercial | Office | Existing | Food Preparation | Natural Gas | Range | E8 | CCE | 0 | 0 | 0 | 0 | 0 | 0 | 0 | 0 | 0 | 0 | 0 | 0 | 0 | 0 | 0 | 0 | 0 | 0 | 0 | 0 | 0 | 0 | 0 | 0 | 0 | 0 | 0 | 0 | 0 | 0 | 0 | 0 | 0
F1_Commercial_Office_Existing_Food Preparation_Natural Gas_Range_E9 | F1 | Commercial | Office | Existing | Food Preparation | Natural Gas | Range | E9 | CCE | 0 | 0 | 0 | 0 | 0 | 0 | 0 | 0 | 0 | 0 | 0 | 0 | 0 | 0 | 0 | 0 | 0 | 0 | 0 | 0 | 0 | 0 | 0 | 0 | 0 | 0 | 0 | 0 | 0 | 0 | 0 | 0 | 0
F1_Commercial_Office_Existing_Food Preparation_Natural Gas_Range_E10 | F1 | Commercial | Office | Existing | Food Preparation | Natural Gas | Range | E10 | CCE | 0 | 0 | 0 | 0 | 0 | 0 | 0 | 0 | 0 | 0 | 0 | 0 | 0 | 0 | 0 | 0 | 0 | 0 | 0 | 0 | 0 | 0 | 0 | 0 | 0 | 0 | 0 | 0 | 0 | 0 | 0 | 0 | 0
F2_Commercial_Office_Existing_Food Preparation_Natural Gas_Range_E1 | F2 | Commercial | Office | Existing | Food Preparation | Natural Gas | Range | E1 | TRC BC Ratio | bar: 2019 to 2051
F2_Commercial_Office_Existing_Food Preparation_Natural Gas_Range_E2 | F2 | Commercial | Office | Existing | Food Preparation | Natural Gas | Range | E2 | TRC BC Ratio | 3238.1763 | 3237.6638 | 3253.2359 | 3229.2965 | 3214.742 | 3225.333 | 3257.2017 | 3282.3529 | 3313.5879 | 3343.0653 | 3372.7037 | 3399.9187 | 3429.0969 | 3459.5906 | 3488.7267 | 3518.3834 | 3548.5216 | 3581.2716 | 3615.4555 | 3651.453 | 3686.9037 | 3723.9437 | 3758.1113 | 3793.4744 | 3824.7719 | 3851.8132 | 3876.4326 | 3897.6637 | 3914.2981 | 3927.934 | 3935.3605 | 3940.3394 | 3940.3394
F2_Commercial_Office_Existing_Food Preparation_Natural Gas_Range_E3 | F2 | Commercial | Office | Existing | Food Preparation | Natural Gas | Range | E3 | TRC BC Ratio | 0 | 0 | 0 | 0 | 0 | 0 | 0 | 0 | 0 | 0 | 0 | 0 | 0 | 0 | 0 | 0 | 0 | 0 | 0 | 0 | 0 | 0 | 0 | 0 | 0 | 0 | 0 | 0 | 0 | 0 | 0 | 0 | 0
F2_Commercial_Office_Existing_Food Preparation_Natural Gas_Range_E4 | F2 | Commercial | Office | Existing | Food Preparation | Natural Gas | Range | E4 | TRC BC Ratio | 0 | 0 | 0 | 0 | 0 | 0 | 0 | 0 | 0 | 0 | 0 | 0 | 0 | 0 | 0 | 0 | 0 | 0 | 0 | 0 | 0 | 0 | 0 | 0 | 0 | 0 | 0 | 0 | 0 | 0 | 0 | 0 | 0
F2_Commercial_Office_Existing_Food Preparation_Natural Gas_Range_E5 | F2 | Commercial | Office | Existing | Food Preparation | Natural Gas | Range | E5 | TRC BC Ratio | 0 | 0 | 0 | 0 | 0 | 0 | 0 | 0 | 0 | 0 | 0 | 0 | 0 | 0 | 0 | 0 | 0 | 0 | 0 | 0 | 0 | 0 | 0 | 0 | 0 | 0 | 0 | 0 | 0 | 0 | 0 | 0 | 0
F2_Commercial_Office_Existing_Food Preparation_Natural Gas_Range_E6 | F2 | Commercial | Office | Existing | Food Preparation | Natural Gas | Range | E6 | TRC BC Ratio | 0 | 0 | 0 | 0 | 0 | 0 | 0 | 0 | 0 | 0 | 0 | 0 | 0 | 0 | 0 | 0 | 0 | 0 | 0 | 0 | 0 | 0 | 0 | 0 | 0 | 0 | 0 | 0 | 0 | 0 | 0 | 0 | 0
F2_Commercial_Office_Existing_Food Preparation_Natural Gas_Range_E7 | F2 | Commercial | Office | Existing | Food Preparation | Natural Gas | Range | E7 | TRC BC Ratio | 0 | 0 | 0 | 0 | 0 | 0 | 0 | 0 | 0 | 0 | 0 | 0 | 0 | 0 | 0 | 0 | 0 | 0 | 0 | 0 | 0 | 0 | 0 | 0 | 0 | 0 | 0 | 0 | 0 | 0 | 0 | 0 | 0
F2_Commercial_Office_Existing_Food Preparation_Natural Gas_Range_E8 | F2 | Commercial | Office | Existing | Food Preparation | Natural Gas | Range | E8 | TRC BC Ratio | 0 | 0 | 0 | 0 | 0 | 0 | 0 | 0 | 0 | 0 | 0 | 0 | 0 | 0 | 0 | 0 | 0 | 0 | 0 | 0 | 0 | 0 | 0 | 0 | 0 | 0 | 0 | 0 | 0 | 0 | 0 | 0 | 0
F2_Commercial_Office_Existing_Food Preparation_Natural Gas_Range_E9 | F2 | Commercial | Office | Existing | Food Preparation | Natural Gas | Range | E9 | TRC BC Ratio | 0 | 0 | 0 | 0 | 0 | 0 | 0 | 0 | 0 | 0 | 0 | 0 | 0 | 0 | 0 | 0 | 0 | 0 | 0 | 0 | 0 | 0 | 0 | 0 | 0 | 0 | 0 | 0 | 0 | 0 | 0 | 0 | 0
F2_Commercial_Office_Existing_Food Preparation_Natural Gas_Range_E10 | F2 | Commercial | Office | Existing | Food Preparation | Natural Gas | Range | E10 | TRC BC Ratio | 0 | 0 | 0 | 0 | 0 | 0 | 0 | 0 | 0 | 0 | 0 | 0 | 0 | 0 | 0 | 0 | 0 | 0 | 0 | 0 | 0 | 0 | 0 | 0 | 0 | 0 | 0 | 0 | 0 | 0 | 0 | 0 | 0
F3_Commercial_Office_Existing_Food Preparation_Natural Gas_Range_E1 | F3 | Commercial | Office | Existing | Food Preparation | Natural Gas | Range | E1 | PACT BC Ratio | bar: 2019 to 2051
F3_Commercial_Office_Existing_Food Preparation_Natural Gas_Range_E2 | F3 | Commercial | Office | Existing | Food Preparation | Natural Gas | Range | E2 | PACT BC Ratio | 4317.5684 | 4316.8851 | 4337.6479 | 4305.7287 | 4286.3226 | 4300.444 | 4342.9357 | 4376.4705 | 4418.1173 | 4457.4204 | 4496.9383 | 4533.2249 | 4572.1292 | 4612.7875 | 4651.6356 | 4691.1778 | 4731.3622 | 4775.0288 | 4820.6073 | 4868.604 | 4915.8716 | 4965.2582 | 5010.815 | 5057.9659 | 5099.6959 | 5135.7509 | 5168.5769 | 5196.8849 | 5219.0641 | 5237.2453 | 5247.1473 | 5253.7859 | 5253.7859
F3_Commercial_Office_Existing_Food Preparation_Natural Gas_Range_E3 | F3 | Commercial | Office | Existing | Food Preparation | Natural Gas | Range | E3 | PACT BC Ratio | 0 | 0 | 0 | 0 | 0 | 0 | 0 | 0 | 0 | 0 | 0 | 0 | 0 | 0 | 0 | 0 | 0 | 0 | 0 | 0 | 0 | 0 | 0 | 0 | 0 | 0 | 0 | 0 | 0 | 0 | 0 | 0 | 0
F3_Commercial_Office_Existing_Food Preparation_Natural Gas_Range_E4 | F3 | Commercial | Office | Existing | Food Preparation | Natural Gas | Range | E4 | PACT BC Ratio | 0 | 0 | 0 | 0 | 0 | 0 | 0 | 0 | 0 | 0 | 0 | 0 | 0 | 0 | 0 | 0 | 0 | 0 | 0 | 0 | 0 | 0 | 0 | 0 | 0 | 0 | 0 | 0 | 0 | 0 | 0 | 0 | 0
F3_Commercial_Office_Existing_Food Preparation_Natural Gas_Range_E5 | F3 | Commercial | Office | Existing | Food Preparation | Natural Gas | Range | E5 | PACT BC Ratio | 0 | 0 | 0 | 0 | 0 | 0 | 0 | 0 | 0 | 0 | 0 | 0 | 0 | 0 | 0 | 0 | 0 | 0 | 0 | 0 | 0 | 0 | 0 | 0 | 0 | 0 | 0 | 0 | 0 | 0 | 0 | 0 | 0
F3_Commercial_Office_Existing_Food Preparation_Natural Gas_Range_E6 | F3 | Commercial | Office | Existing | Food Preparation | Natural Gas | Range | E6 | PACT BC Ratio | 0 | 0 | 0 | 0 | 0 | 0 | 0 | 0 | 0 | 0 | 0 | 0 | 0 | 0 | 0 | 0 | 0 | 0 | 0 | 0 | 0 | 0 | 0 | 0 | 0 | 0 | 0 | 0 | 0 | 0 | 0 | 0 | 0
F3_Commercial_Office_Existing_Food Preparation_Natural Gas_Range_E7 | F3 | Commercial | Office | Existing | Food Preparation | Natural Gas | Range | E7 | PACT BC Ratio | 0 | 0 | 0 | 0 | 0 | 0 | 0 | 0 | 0 | 0 | 0 | 0 | 0 | 0 | 0 | 0 | 0 | 0 | 0 | 0 | 0 | 0 | 0 | 0 | 0 | 0 | 0 | 0 | 0 | 0 | 0 | 0 | 0
F3_Commercial_Office_Existing_Food Preparation_Natural Gas_Range_E8 | F3 | Commercial | Office | Existing | Food Preparation | Natural Gas | Range | E8 | PACT BC Ratio | 0 | 0 | 0 | 0 | 0 | 0 | 0 | 0 | 0 | 0 | 0 | 0 | 0 | 0 | 0 | 0 | 0 | 0 | 0 | 0 | 0 | 0 | 0 | 0 | 0 | 0 | 0 | 0 | 0 | 0 | 0 | 0 | 0
F3_Commercial_Office_Existing_Food Preparation_Natural Gas_Range_E9 | F3 | Commercial | Office | Existing | Food Preparation | Natural Gas | Range | E9 | PACT BC Ratio | 0 | 0 | 0 | 0 | 0 | 0 | 0 | 0 | 0 | 0 | 0 | 0 | 0 | 0 | 0 | 0 | 0 | 0 | 0 | 0 | 0 | 0 | 0 | 0 | 0 | 0 | 0 | 0 | 0 | 0 | 0 | 0 | 0
F3_Commercial_Office_Existing_Food Preparation_Natural Gas_Range_E10 | F3 | Commercial | Office | Existing | Food Preparation | Natural Gas | Range | E10 | PACT BC Ratio | 0 | 0 | 0 | 0 | 0 | 0 | 0 | 0 | 0 | 0 | 0 | 0 | 0 | 0 | 0 | 0 | 0 | 0 | 0 | 0 | 0 | 0 | 0 | 0 | 0 | 0 | 0 | 0 | 0 | 0 | 0 | 0 | 0
F4_Commercial_Office_Existing_Food Preparation_Natural Gas_Range_E1 | F4 | Commercial | Office | Existing | Food Preparation | Natural Gas | Range | E1 | RVT BC Ratio | bar: 2019 to 2051
F4_Commercial_Office_Existing_Food Preparation_Natural Gas_Range_E2 | F4 | Commercial | Office | Existing | Food Preparation | Natural Gas | Range | E2 | RVT BC Ratio | 4656.1553 | 4655.4185 | 4677.8062 | 4643.389 | 4622.4643 | 4637.6907 | 4683.5078 | 4719.667 | 4764.573 | 4806.9519 | 4849.5624 | 4888.6888 | 4930.6377 | 4974.4778 | 5016.3662 | 5059.0029 | 5102.332 | 5149.4159 | 5198.5613 | 5250.3142 | 5301.2809 | 5354.5324 | 5403.6544 | 5454.4953 | 5499.491 | 5538.3676 | 5573.7625 | 5604.2859 | 5628.2008 | 5647.8049 | 5658.4818 | 5665.6399 | 5665.6399
F4_Commercial_Office_Existing_Food Preparation_Natural Gas_Range_E3 | F4 | Commercial | Office | Existing | Food Preparation | Natural Gas | Range | E3 | RVT BC Ratio | 0 | 0 | 0 | 0 | 0 | 0 | 0 | 0 | 0 | 0 | 0 | 0 | 0 | 0 | 0 | 0 | 0 | 0 | 0 | 0 | 0 | 0 | 0 | 0 | 0 | 0 | 0 | 0 | 0 | 0 | 0 | 0 | 0
F4_Commercial_Office_Existing_Food Preparation_Natural Gas_Range_E4 | F4 | Commercial | Office | Existing | Food Preparation | Natural Gas | Range | E4 | RVT BC Ratio | 0 | 0 | 0 | 0 | 0 | 0 | 0 | 0 | 0 | 0 | 0 | 0 | 0 | 0 | 0 | 0 | 0 | 0 | 0 | 0 | 0 | 0 | 0 | 0 | 0 | 0 | 0 | 0 | 0 | 0 | 0 | 0 | 0
F4_Commercial_Office_Existing_Food Preparation_Natural Gas_Range_E5 | F4 | Commercial | Office | Existing | Food Preparation | Natural Gas | Range | E5 | RVT BC Ratio | 0 | 0 | 0 | 0 | 0 | 0 | 0 | 0 | 0 | 0 | 0 | 0 | 0 | 0 | 0 | 0 | 0 | 0 | 0 | 0 | 0 | 0 | 0 | 0 | 0 | 0 | 0 | 0 | 0 | 0 | 0 | 0 | 0
F4_Commercial_Office_Existing_Food Preparation_Natural Gas_Range_E6 | F4 | Commercial | Office | Existing | Food Preparation | Natural Gas | Range | E6 | RVT BC Ratio | 0 | 0 | 0 | 0 | 0 | 0 | 0 | 0 | 0 | 0 | 0 | 0 | 0 | 0 | 0 | 0 | 0 | 0 | 0 | 0 | 0 | 0 | 0 | 0 | 0 | 0 | 0 | 0 | 0 | 0 | 0 | 0 | 0
F4_Commercial_Office_Existing_Food Preparation_Natural Gas_Range_E7 | F4 | Commercial | Office | Existing | Food Preparation | Natural Gas | Range | E7 | RVT BC Ratio | 0 | 0 | 0 | 0 | 0 | 0 | 0 | 0 | 0 | 0 | 0 | 0 | 0 | 0 | 0 | 0 | 0 | 0 | 0 | 0 | 0 | 0 | 0 | 0 | 0 | 0 | 0 | 0 | 0 | 0 | 0 | 0 | 0
F4_Commercial_Office_Existing_Food Preparation_Natural Gas_Range_E8 | F4 | Commercial | Office | Existing | Food Preparation | Natural Gas | Range | E8 | RVT BC Ratio | 0 | 0 | 0 | 0 | 0 | 0 | 0 | 0 | 0 | 0 | 0 | 0 | 0 | 0 | 0 | 0 | 0 | 0 | 0 | 0 | 0 | 0 | 0 | 0 | 0 | 0 | 0 | 0 | 0 | 0 | 0 | 0 | 0
F4_Commercial_Office_Existing_Food Preparation_Natural Gas_Range_E9 | F4 | Commercial | Office | Existing | Food Preparation | Natural Gas | Range | E9 | RVT BC Ratio | 0 | 0 | 0 | 0 | 0 | 0 | 0 | 0 | 0 | 0 | 0 | 0 | 0 | 0 | 0 | 0 | 0 | 0 | 0 | 0 | 0 | 0 | 0 | 0 | 0 | 0 | 0 | 0 | 0 | 0 | 0 | 0 | 0
F4_Commercial_Office_Existing_Food Preparation_Natural Gas_Range_E10 | F4 | Commercial | Office | Existing | Food Preparation | Natural Gas | Range | E10 | RVT BC Ratio | 0 | 0 | 0 | 0 | 0 | 0 | 0 | 0 | 0 | 0 | 0 | 0 | 0 | 0 | 0 | 0 | 0 | 0 | 0 | 0 | 0 | 0 | 0 | 0 | 0 | 0 | 0 | 0 | 0 | 0 | 0 | 0 | 0
F5_Commercial_Office_Existing_Food Preparation_Natural Gas_Range_E1 | F5 | Commercial | Office | Existing | Food Preparation | Natural Gas | Range | E1 | RIM BC Ratio | bar: 2019 to 2051
F5_Commercial_Office_Existing_Food Preparation_Natural Gas_Range_E2 | F5 | Commercial | Office | Existing | Food Preparation | Natural Gas | Range | E2 | RIM BC Ratio | 0.83452 | 0.83452 | 0.83452 | 0.83452 | 0.83452 | 0.83452 | 0.83452 | 0.83452 | 0.83452 | 0.83452 | 0.83452 | 0.83453 | 0.83453 | 0.83453 | 0.83453 | 0.83453 | 0.83453 | 0.83453 | 0.83453 | 0.83454 | 0.83454 | 0.83454 | 0.83454 | 0.83454 | 0.83454 | 0.83454 | 0.83454 | 0.83455 | 0.83455 | 0.83455 | 0.83455 | 0.83455 | 0.83455
F5_Commercial_Office_Existing_Food Preparation_Natural Gas_Range_E3 | F5 | Commercial | Office | Existing | Food Preparation | Natural Gas | Range | E3 | RIM BC Ratio | 0 | 0 | 0 | 0 | 0 | 0 | 0 | 0 | 0 | 0 | 0 | 0 | 0 | 0 | 0 | 0 | 0 | 0 | 0 | 0 | 0 | 0 | 0 | 0 | 0 | 0 | 0 | 0 | 0 | 0 | 0 | 0 | 0
F5_Commercial_Office_Existing_Food Preparation_Natural Gas_Range_E4 | F5 | Commercial | Office | Existing | Food Preparation | Natural Gas | Range | E4 | RIM BC Ratio | 0 | 0 | 0 | 0 | 0 | 0 | 0 | 0 | 0 | 0 | 0 | 0 | 0 | 0 | 0 | 0 | 0 | 0 | 0 | 0 | 0 | 0 | 0 | 0 | 0 | 0 | 0 | 0 | 0 | 0 | 0 | 0 | 0
F5_Commercial_Office_Existing_Food Preparation_Natural Gas_Range_E5 | F5 | Commercial | Office | Existing | Food Preparation | Natural Gas | Range | E5 | RIM BC Ratio | 0 | 0 | 0 | 0 | 0 | 0 | 0 | 0 | 0 | 0 | 0 | 0 | 0 | 0 | 0 | 0 | 0 | 0 | 0 | 0 | 0 | 0 | 0 | 0 | 0 | 0 | 0 | 0 | 0 | 0 | 0 | 0 | 0
F5_Commercial_Office_Existing_Food Preparation_Natural Gas_Range_E6 | F5 | Commercial | Office | Existing | Food Preparation | Natural Gas | Range | E6 | RIM BC Ratio | 0 | 0 | 0 | 0 | 0 | 0 | 0 | 0 | 0 | 0 | 0 | 0 | 0 | 0 | 0 | 0 | 0 | 0 | 0 | 0 | 0 | 0 | 0 | 0 | 0 | 0 | 0 | 0 | 0 | 0 | 0 | 0 | 0
F5_Commercial_Office_Existing_Food Preparation_Natural Gas_Range_E7 | F5 | Commercial | Office | Existing | Food Preparation | Natural Gas | Range | E7 | RIM BC Ratio | 0 | 0 | 0 | 0 | 0 | 0 | 0 | 0 | 0 | 0 | 0 | 0 | 0 | 0 | 0 | 0 | 0 | 0 | 0 | 0 | 0 | 0 | 0 | 0 | 0 | 0 | 0 | 0 | 0 | 0 | 0 | 0 | 0
F5_Commercial_Office_Existing_Food Preparation_Natural Gas_Range_E8 | F5 | Commercial | Office | Existing | Food Preparation | Natural Gas | Range | E8 | RIM BC Ratio | 0 | 0 | 0 | 0 | 0 | 0 | 0 | 0 | 0 | 0 | 0 | 0 | 0 | 0 | 0 | 0 | 0 | 0 | 0 | 0 | 0 | 0 | 0 | 0 | 0 | 0 | 0 | 0 | 0 | 0 | 0 | 0 | 0
F5_Commercial_Office_Existing_Food Preparation_Natural Gas_Range_E9 | F5 | Commercial | Office | Existing | Food Preparation | Natural Gas | Range | E9 | RIM BC Ratio | 0 | 0 | 0 | 0 | 0 | 0 | 0 | 0 | 0 | 0 | 0 | 0 | 0 | 0 | 0 | 0 | 0 | 0 | 0 | 0 | 0 | 0 | 0 | 0 | 0 | 0 | 0 | 0 | 0 | 0 | 0 | 0 | 0
F5_Commercial_Office_Existing_Food Preparation_Natural Gas_Range_E10 | F5 | Commercial | Office | Existing | Food Preparation | Natural Gas | Range | E10 | RIM BC Ratio | 0 | 0 | 0 | 0 | 0 | 0 | 0 | 0 | 0 | 0 | 0 | 0 | 0 | 0 | 0 | 0 | 0 | 0 | 0 | 0 | 0 | 0 | 0 | 0 | 0 | 0 | 0 | 0 | 0 | 0 | 0 | 0 | 0
F0_Commercial_Office_Existing_Food Preparation_Natural Gas_Steamer_E0 | F0 | Commercial | Office | Existing | Food Preparation | Natural Gas | Steamer | E0 | Economic Unit | ENERGY STAR | ENERGY STAR | ENERGY STAR | ENERGY STAR | ENERGY STAR | ENERGY STAR | ENERGY STAR | ENERGY STAR | ENERGY STAR | ENERGY STAR | ENERGY STAR | ENERGY STAR | ENERGY STAR | ENERGY STAR | ENERGY STAR | ENERGY STAR | ENERGY STAR | ENERGY STAR | ENERGY STAR | ENERGY STAR | ENERGY STAR | ENERGY STAR | ENERGY STAR | ENERGY STAR | ENERGY STAR | ENERGY STAR | ENERGY STAR | ENERGY STAR | ENERGY STAR | ENERGY STAR | ENERGY STAR | ENERGY STAR | ENERGY STAR
F1_Commercial_Office_Existing_Food Preparation_Natural Gas_Steamer_E1 | F1 | Commercial | Office | Existing | Food Preparation | Natural Gas | Steamer | E1 | CCE | 0 | 0 | 0 | 0 | 0 | 0 | 0 | 0 | 0 | 0 | 0 | 0 | 0 | 0 | 0 | 0 | 0 | 0 | 0 | 0 | 0 | 0 | 0 | 0 | 0 | 0 | 0 | 0 | 0 | 0 | 0 | 0 | 0
F1_Commercial_Office_Existing_Food Preparation_Natural Gas_Steamer_E2 | F1 | Commercial | Office | Existing | Food Preparation | Natural Gas | Steamer | E2 | CCE | 0.11364 | 0.11765 | 0.10562 | 0 | 0 | 0 | 0 | 0 | 0 | 0 | 0 | 0 | 0 | 0 | 0 | 0 | 0 | 0 | 0 | 0 | 0 | 0 | 0 | 0 | 0 | 0 | 0 | 0 | 0 | 0 | 0 | 0 | 0
F1_Commercial_Office_Existing_Food Preparation_Natural Gas_Steamer_E3 | F1 | Commercial | Office | Existing | Food Preparation | Natural Gas | Steamer | E3 | CCE | 0 | 0 | 0 | 0 | 0 | 0 | 0 | 0 | 0 | 0 | 0 | 0 | 0 | 0 | 0 | 0 | 0 | 0 | 0 | 0 | 0 | 0 | 0 | 0 | 0 | 0 | 0 | 0 | 0 | 0 | 0 | 0 | 0
F1_Commercial_Office_Existing_Food Preparation_Natural Gas_Steamer_E4 | F1 | Commercial | Office | Existing | Food Preparation | Natural Gas | Steamer | E4 | CCE | 0 | 0 | 0 | 0 | 0 | 0 | 0 | 0 | 0 | 0 | 0 | 0 | 0 | 0 | 0 | 0 | 0 | 0 | 0 | 0 | 0 | 0 | 0 | 0 | 0 | 0 | 0 | 0 | 0 | 0 | 0 | 0 | 0
F1_Commercial_Office_Existing_Food Preparation_Natural Gas_Steamer_E5 | F1 | Commercial | Office | Existing | Food Preparation | Natural Gas | Steamer | E5 | CCE | 0 | 0 | 0 | 0 | 0 | 0 | 0 | 0 | 0 | 0 | 0 | 0 | 0 | 0 | 0 | 0 | 0 | 0 | 0 | 0 | 0 | 0 | 0 | 0 | 0 | 0 | 0 | 0 | 0 | 0 | 0 | 0 | 0
F1_Commercial_Office_Existing_Food Preparation_Natural Gas_Steamer_E6 | F1 | Commercial | Office | Existing | Food Preparation | Natural Gas | Steamer | E6 | CCE | 0 | 0 | 0 | 0 | 0 | 0 | 0 | 0 | 0 | 0 | 0 | 0 | 0 | 0 | 0 | 0 | 0 | 0 | 0 | 0 | 0 | 0 | 0 | 0 | 0 | 0 | 0 | 0 | 0 | 0 | 0 | 0 | 0
F1_Commercial_Office_Existing_Food Preparation_Natural Gas_Steamer_E7 | F1 | Commercial | Office | Existing | Food Preparation | Natural Gas | Steamer | E7 | CCE | 0 | 0 | 0 | 0 | 0 | 0 | 0 | 0 | 0 | 0 | 0 | 0 | 0 | 0 | 0 | 0 | 0 | 0 | 0 | 0 | 0 | 0 | 0 | 0 | 0 | 0 | 0 | 0 | 0 | 0 | 0 | 0 | 0
F1_Commercial_Office_Existing_Food Preparation_Natural Gas_Steamer_E8 | F1 | Commercial | Office | Existing | Food Preparation | Natural Gas | Steamer | E8 | CCE | 0 | 0 | 0 | 0 | 0 | 0 | 0 | 0 | 0 | 0 | 0 | 0 | 0 | 0 | 0 | 0 | 0 | 0 | 0 | 0 | 0 | 0 | 0 | 0 | 0 | 0 | 0 | 0 | 0 | 0 | 0 | 0 | 0
F1_Commercial_Office_Existing_Food Preparation_Natural Gas_Steamer_E9 | F1 | Commercial | Office | Existing | Food Preparation | Natural Gas | Steamer | E9 | CCE | 0 | 0 | 0 | 0 | 0 | 0 | 0 | 0 | 0 | 0 | 0 | 0 | 0 | 0 | 0 | 0 | 0 | 0 | 0 | 0 | 0 | 0 | 0 | 0 | 0 | 0 | 0 | 0 | 0 | 0 | 0 | 0 | 0
F1_Commercial_Office_Existing_Food Preparation_Natural Gas_Steamer_E10 | F1 | Commercial | Office | Existing | Food Preparation | Natural Gas | Steamer | E10 | CCE | 0 | 0 | 0 | 0 | 0 | 0 | 0 | 0 | 0 | 0 | 0 | 0 | 0 | 0 | 0 | 0 | 0 | 0 | 0 | 0 | 0 | 0 | 0 | 0 | 0 | 0 | 0 | 0 | 0 | 0 | 0 | 0 | 0
F2_Commercial_Office_Existing_Food Preparation_Natural Gas_Steamer_E1 | F2 | Commercial | Office | Existing | Food Preparation | Natural Gas | Steamer | E1 | TRC BC Ratio | 1 | 1 | 1 | 0 | 0 | 0 | 0 | 0 | 0 | 0 | 0 | 0 | 0 | 0 | 0 | 0 | 0 | 0 | 0 | 0 | 0 | 0 | 0 | 0 | 0 | 0 | 0 | 0 | 0 | 0 | 0 | 0 | 0
F2_Commercial_Office_Existing_Food Preparation_Natural Gas_Steamer_E2 | F2 | Commercial | Office | Existing | Food Preparation | Natural Gas | Steamer | E2 | TRC BC Ratio | 14.4302 | 14.4472 | 14.5249 | 1 | 1 | 1 | 1 | 1 | 1 | 1 | 1 | 1 | 1 | 1 | 1 | 1 | 1 | 1 | 1 | 1 | 1 | 1 | 1 | 1 | 1 | 1 | 1 | 1 | 1 | 1 | 1 | 1 | 1
F2_Commercial_Office_Existing_Food Preparation_Natural Gas_Steamer_E3 | F2 | Commercial | Office | Existing | Food Preparation | Natural Gas | Steamer | E3 | TRC BC Ratio | 0 | 0 | 0 | 0 | 0 | 0 | 0 | 0 | 0 | 0 | 0 | 0 | 0 | 0 | 0 | 0 | 0 | 0 | 0 | 0 | 0 | 0 | 0 | 0 | 0 | 0 | 0 | 0 | 0 | 0 | 0 | 0 | 0
F2_Commercial_Office_Existing_Food Preparation_Natural Gas_Steamer_E4 | F2 | Commercial | Office | Existing | Food Preparation | Natural Gas | Steamer | E4 | TRC BC Ratio | 0 | 0 | 0 | 0 | 0 | 0 | 0 | 0 | 0 | 0 | 0 | 0 | 0 | 0 | 0 | 0 | 0 | 0 | 0 | 0 | 0 | 0 | 0 | 0 | 0 | 0 | 0 | 0 | 0 | 0 | 0 | 0 | 0
F2_Commercial_Office_Existing_Food Preparation_Natural Gas_Steamer_E5 | F2 | Commercial | Office | Existing | Food Preparation | Natural Gas | Steamer | E5 | TRC BC Ratio | 0 | 0 | 0 | 0 | 0 | 0 | 0 | 0 | 0 | 0 | 0 | 0 | 0 | 0 | 0 | 0 | 0 | 0 | 0 | 0 | 0 | 0 | 0 | 0 | 0 | 0 | 0 | 0 | 0 | 0 | 0 | 0 | 0
F2_Commercial_Office_Existing_Food Preparation_Natural Gas_Steamer_E6 | F2 | Commercial | Office | Existing | Food Preparation | Natural Gas | Steamer | E6 | TRC BC Ratio | 0 | 0 | 0 | 0 | 0 | 0 | 0 | 0 | 0 | 0 | 0 | 0 | 0 | 0 | 0 | 0 | 0 | 0 | 0 | 0 | 0 | 0 | 0 | 0 | 0 | 0 | 0 | 0 | 0 | 0 | 0 | 0 | 0
F2_Commercial_Office_Existing_Food Preparation_Natural Gas_Steamer_E7 | F2 | Commercial | Office | Existing | Food Preparation | Natural Gas | Steamer | E7 | TRC BC Ratio | 0 | 0 | 0 | 0 | 0 | 0 | 0 | 0 | 0 | 0 | 0 | 0 | 0 | 0 | 0 | 0 | 0 | 0 | 0 | 0 | 0 | 0 | 0 | 0 | 0 | 0 | 0 | 0 | 0 | 0 | 0 | 0 | 0
F2_Commercial_Office_Existing_Food Preparation_Natural Gas_Steamer_E8 | F2 | Commercial | Office | Existing | Food Preparation | Natural Gas | Steamer | E8 | TRC BC Ratio | 0 | 0 | 0 | 0 | 0 | 0 | 0 | 0 | 0 | 0 | 0 | 0 | 0 | 0 | 0 | 0 | 0 | 0 | 0 | 0 | 0 | 0 | 0 | 0 | 0 | 0 | 0 | 0 | 0 | 0 | 0 | 0 | 0
F2_Commercial_Office_Existing_Food Preparation_Natural Gas_Steamer_E9 | F2 | Commercial | Office | Existing | Food Preparation | Natural Gas | Steamer | E9 | TRC BC Ratio | 0 | 0 | 0 | 0 | 0 | 0 | 0 | 0 | 0 | 0 | 0 | 0 | 0 | 0 | 0 | 0 | 0 | 0 | 0 | 0 | 0 | 0 | 0 | 0 | 0 | 0 | 0 | 0 | 0 | 0 | 0 | 0 | 0
F2_Commercial_Office_Existing_Food Preparation_Natural Gas_Steamer_E10 | F2 | Commercial | Office | Existing | Food Preparation | Natural Gas | Steamer | E10 | TRC BC Ratio | 0 | 0 | 0 | 0 | 0 | 0 | 0 | 0 | 0 | 0 | 0 | 0 | 0 | 0 | 0 | 0 | 0 | 0 | 0 | 0 | 0 | 0 | 0 | 0 | 0 | 0 | 0 | 0 | 0 | 0 | 0 | 0 | 0
F3_Commercial_Office_Existing_Food Preparation_Natural Gas_Steamer_E1 | F3 | Commercial | Office | Existing | Food Preparation | Natural Gas | Steamer | E1 | PACT BC Ratio | 1 | 1 | 1 | 0 | 0 | 0 | 0 | 0 | 0 | 0 | 0 | 0 | 0 | 0 | 0 | 0 | 0 | 0 | 0 | 0 | 0 | 0 | 0 | 0 | 0 | 0 | 0 | 0 | 0 | 0 | 0 | 0 | 0
F3_Commercial_Office_Existing_Food Preparation_Natural Gas_Steamer_E2 | F3 | Commercial | Office | Existing | Food Preparation | Natural Gas | Steamer | E2 | PACT BC Ratio | 19.2403 | 19.2629 | 19.3665 | 1 | 1 | 1 | 1 | 1 | 1 | 1 | 1 | 1 | 1 | 1 | 1 | 1 | 1 | 1 | 1 | 1 | 1 | 1 | 1 | 1 | 1 | 1 | 1 | 1 | 1 | 1 | 1 | 1 | 1
F3_Commercial_Office_Existing_Food Preparation_Natural Gas_Steamer_E3 | F3 | Commercial | Office | Existing | Food Preparation | Natural Gas | Steamer | E3 | PACT BC Ratio | 0 | 0 | 0 | 0 | 0 | 0 | 0 | 0 | 0 | 0 | 0 | 0 | 0 | 0 | 0 | 0 | 0 | 0 | 0 | 0 | 0 | 0 | 0 | 0 | 0 | 0 | 0 | 0 | 0 | 0 | 0 | 0 | 0
F3_Commercial_Office_Existing_Food Preparation_Natural Gas_Steamer_E4 | F3 | Commercial | Office | Existing | Food Preparation | Natural Gas | Steamer | E4 | PACT BC Ratio | 0 | 0 | 0 | 0 | 0 | 0 | 0 | 0 | 0 | 0 | 0 | 0 | 0 | 0 | 0 | 0 | 0 | 0 | 0 | 0 | 0 | 0 | 0 | 0 | 0 | 0 | 0 | 0 | 0 | 0 | 0 | 0 | 0
F3_Commercial_Office_Existing_Food Preparation_Natural Gas_Steamer_E5 | F3 | Commercial | Office | Existing | Food Preparation | Natural Gas | Steamer | E5 | PACT BC Ratio | 0 | 0 | 0 | 0 | 0 | 0 | 0 | 0 | 0 | 0 | 0 | 0 | 0 | 0 | 0 | 0 | 0 | 0 | 0 | 0 | 0 | 0 | 0 | 0 | 0 | 0 | 0 | 0 | 0 | 0 | 0 | 0 | 0
F3_Commercial_Office_Existing_Food Preparation_Natural Gas_Steamer_E6 | F3 | Commercial | Office | Existing | Food Preparation | Natural Gas | Steamer | E6 | PACT BC Ratio | 0 | 0 | 0 | 0 | 0 | 0 | 0 | 0 | 0 | 0 | 0 | 0 | 0 | 0 | 0 | 0 | 0 | 0 | 0 | 0 | 0 | 0 | 0 | 0 | 0 | 0 | 0 | 0 | 0 | 0 | 0 | 0 | 0
F3_Commercial_Office_Existing_Food Preparation_Natural Gas_Steamer_E7 | F3 | Commercial | Office | Existing | Food Preparation | Natural Gas | Steamer | E7 | PACT BC Ratio | 0 | 0 | 0 | 0 | 0 | 0 | 0 | 0 | 0 | 0 | 0 | 0 | 0 | 0 | 0 | 0 | 0 | 0 | 0 | 0 | 0 | 0 | 0 | 0 | 0 | 0 | 0 | 0 | 0 | 0 | 0 | 0 | 0
F3_Commercial_Office_Existing_Food Preparation_Natural Gas_Steamer_E8 | F3 | Commercial | Office | Existing | Food Preparation | Natural Gas | Steamer | E8 | PACT BC Ratio | 0 | 0 | 0 | 0 | 0 | 0 | 0 | 0 | 0 | 0 | 0 | 0 | 0 | 0 | 0 | 0 | 0 | 0 | 0 | 0 | 0 | 0 | 0 | 0 | 0 | 0 | 0 | 0 | 0 | 0 | 0 | 0 | 0
F3_Commercial_Office_Existing_Food Preparation_Natural Gas_Steamer_E9 | F3 | Commercial | Office | Existing | Food Preparation | Natural Gas | Steamer | E9 | PACT BC Ratio | 0 | 0 | 0 | 0 | 0 | 0 | 0 | 0 | 0 | 0 | 0 | 0 | 0 | 0 | 0 | 0 | 0 | 0 | 0 | 0 | 0 | 0 | 0 | 0 | 0 | 0 | 0 | 0 | 0 | 0 | 0 | 0 | 0
F3_Commercial_Office_Existing_Food Preparation_Natural Gas_Steamer_E10 | F3 | Commercial | Office | Existing | Food Preparation | Natural Gas | Steamer | E10 | PACT BC Ratio | 0 | 0 | 0 | 0 | 0 | 0 | 0 | 0 | 0 | 0 | 0 | 0 | 0 | 0 | 0 | 0 | 0 | 0 | 0 | 0 | 0 | 0 | 0 | 0 | 0 | 0 | 0 | 0 | 0 | 0 | 0 | 0 | 0
F4_Commercial_Office_Existing_Food Preparation_Natural Gas_Steamer_E1 | F4 | Commercial | Office | Existing | Food Preparation | Natural Gas | Steamer | E1 | RVT BC Ratio | 1 | 1 | 1 | 0 | 0 | 0 | 0 | 0 | 0 | 0 | 0 | 0 | 0 | 0 | 0 | 0 | 0 | 0 | 0 | 0 | 0 | 0 | 0 | 0 | 0 | 0 | 0 | 0 | 0 | 0 | 0 | 0 | 0
F4_Commercial_Office_Existing_Food Preparation_Natural Gas_Steamer_E2 | F4 | Commercial | Office | Existing | Food Preparation | Natural Gas | Steamer | E2 | RVT BC Ratio | 21.446 | 21.4704 | 21.5821 | 1 | 1 | 1 | 1 | 1 | 1 | 1 | 1 | 1 | 1 | 1 | 1 | 1 | 1 | 1 | 1 | 1 | 1 | 1 | 1 | 1 | 1 | 1 | 1 | 1 | 1 | 1 | 1 | 1 | 1
F4_Commercial_Office_Existing_Food Preparation_Natural Gas_Steamer_E3 | F4 | Commercial | Office | Existing | Food Preparation | Natural Gas | Steamer | E3 | RVT BC Ratio | 0 | 0 | 0 | 0 | 0 | 0 | 0 | 0 | 0 | 0 | 0 | 0 | 0 | 0 | 0 | 0 | 0 | 0 | 0 | 0 | 0 | 0 | 0 | 0 | 0 | 0 | 0 | 0 | 0 | 0 | 0 | 0 | 0
F4_Commercial_Office_Existing_Food Preparation_Natural Gas_Steamer_E4 | F4 | Commercial | Office | Existing | Food Preparation | Natural Gas | Steamer | E4 | RVT BC Ratio | 0 | 0 | 0 | 0 | 0 | 0 | 0 | 0 | 0 | 0 | 0 | 0 | 0 | 0 | 0 | 0 | 0 | 0 | 0 | 0 | 0 | 0 | 0 | 0 | 0 | 0 | 0 | 0 | 0 | 0 | 0 | 0 | 0
F4_Commercial_Office_Existing_Food Preparation_Natural Gas_Steamer_E5 | F4 | Commercial | Office | Existing | Food Preparation | Natural Gas | Steamer | E5 | RVT BC Ratio | 0 | 0 | 0 | 0 | 0 | 0 | 0 | 0 | 0 | 0 | 0 | 0 | 0 | 0 | 0 | 0 | 0 | 0 | 0 | 0 | 0 | 0 | 0 | 0 | 0 | 0 | 0 | 0 | 0 | 0 | 0 | 0 | 0
F4_Commercial_Office_Existing_Food Preparation_Natural Gas_Steamer_E6 | F4 | Commercial | Office | Existing | Food Preparation | Natural Gas | Steamer | E6 | RVT BC Ratio | 0 | 0 | 0 | 0 | 0 | 0 | 0 | 0 | 0 | 0 | 0 | 0 | 0 | 0 | 0 | 0 | 0 | 0 | 0 | 0 | 0 | 0 | 0 | 0 | 0 | 0 | 0 | 0 | 0 | 0 | 0 | 0 | 0
F4_Commercial_Office_Existing_Food Preparation_Natural Gas_Steamer_E7 | F4 | Commercial | Office | Existing | Food Preparation | Natural Gas | Steamer | E7 | RVT BC Ratio | 0 | 0 | 0 | 0 | 0 | 0 | 0 | 0 | 0 | 0 | 0 | 0 | 0 | 0 | 0 | 0 | 0 | 0 | 0 | 0 | 0 | 0 | 0 | 0 | 0 | 0 | 0 | 0 | 0 | 0 | 0 | 0 | 0
F4_Commercial_Office_Existing_Food Preparation_Natural Gas_Steamer_E8 | F4 | Commercial | Office | Existing | Food Preparation | Natural Gas | Steamer | E8 | RVT BC Ratio | 0 | 0 | 0 | 0 | 0 | 0 | 0 | 0 | 0 | 0 | 0 | 0 | 0 | 0 | 0 | 0 | 0 | 0 | 0 | 0 | 0 | 0 | 0 | 0 | 0 | 0 | 0 | 0 | 0 | 0 | 0 | 0 | 0
F4_Commercial_Office_Existing_Food Preparation_Natural Gas_Steamer_E9 | F4 | Commercial | Office | Existing | Food Preparation | Natural Gas | Steamer | E9 | RVT BC Ratio | 0 | 0 | 0 | 0 | 0 | 0 | 0 | 0 | 0 | 0 | 0 | 0 | 0 | 0 | 0 | 0 | 0 | 0 | 0 | 0 | 0 | 0 | 0 | 0 | 0 | 0 | 0 | 0 | 0 | 0 | 0 | 0 | 0
F4_Commercial_Office_Existing_Food Preparation_Natural Gas_Steamer_E10 | F4 | Commercial | Office | Existing | Food Preparation | Natural Gas | Steamer | E10 | RVT BC Ratio | 0 | 0 | 0 | 0 | 0 | 0 | 0 | 0 | 0 | 0 | 0 | 0 | 0 | 0 | 0 | 0 | 0 | 0 | 0 | 0 | 0 | 0 | 0 | 0 | 0 | 0 | 0 | 0 | 0 | 0 | 0 | 0 | 0
F5_Commercial_Office_Existing_Food Preparation_Natural Gas_Steamer_E1 | F5 | Commercial | Office | Existing | Food Preparation | Natural Gas | Steamer | E1 | RIM BC Ratio | 1 | 1 | 1 | 0 | 0 | 0 | 0 | 0 | 0 | 0 | 0 | 0 | 0 | 0 | 0 | 0 | 0 | 0 | 0 | 0 | 0 | 0 | 0 | 0 | 0 | 0 | 0 | 0 | 0 | 0 | 0 | 0 | 0
F5_Commercial_Office_Existing_Food Preparation_Natural Gas_Steamer_E2 | F5 | Commercial | Office | Existing | Food Preparation | Natural Gas | Steamer | E2 | RIM BC Ratio | 0.79997 | 0.80001 | 0.80019 | 1 | 1 | 1 | 1 | 1 | 1 | 1 | 1 | 1 | 1 | 1 | 1 | 1 | 1 | 1 | 1 | 1 | 1 | 1 | 1 | 1 | 1 | 1 | 1 | 1 | 1 | 1 | 1 | 1 | 1
F5_Commercial_Office_Existing_Food Preparation_Natural Gas_Steamer_E3 | F5 | Commercial | Office | Existing | Food Preparation | Natural Gas | Steamer | E3 | RIM BC Ratio | 0 | 0 | 0 | 0 | 0 | 0 | 0 | 0 | 0 | 0 | 0 | 0 | 0 | 0 | 0 | 0 | 0 | 0 | 0 | 0 | 0 | 0 | 0 | 0 | 0 | 0 | 0 | 0 | 0 | 0 | 0 | 0 | 0
F5_Commercial_Office_Existing_Food Preparation_Natural Gas_Steamer_E4 | F5 | Commercial | Office | Existing | Food Preparation | Natural Gas | Steamer | E4 | RIM BC Ratio | 0 | 0 | 0 | 0 | 0 | 0 | 0 | 0 | 0 | 0 | 0 | 0 | 0 | 0 | 0 | 0 | 0 | 0 | 0 | 0 | 0 | 0 | 0 | 0 | 0 | 0 | 0 | 0 | 0 | 0 | 0 | 0 | 0
F5_Commercial_Office_Existing_Food Preparation_Natural Gas_Steamer_E5 | F5 | Commercial | Office | Existing | Food Preparation | Natural Gas | Steamer | E5 | RIM BC Ratio | 0 | 0 | 0 | 0 | 0 | 0 | 0 | 0 | 0 | 0 | 0 | 0 | 0 | 0 | 0 | 0 | 0 | 0 | 0 | 0 | 0 | 0 | 0 | 0 | 0 | 0 | 0 | 0 | 0 | 0 | 0 | 0 | 0
F5_Commercial_Office_Existing_Food Preparation_Natural Gas_Steamer_E6 | F5 | Commercial | Office | Existing | Food Preparation | Natural Gas | Steamer | E6 | RIM BC Ratio | 0 | 0 | 0 | 0 | 0 | 0 | 0 | 0 | 0 | 0 | 0 | 0 | 0 | 0 | 0 | 0 | 0 | 0 | 0 | 0 | 0 | 0 | 0 | 0 | 0 | 0 | 0 | 0 | 0 | 0 | 0 | 0 | 0
F5_Commercial_Office_Existing_Food Preparation_Natural Gas_Steamer_E7 | F5 | Commercial | Office | Existing | Food Preparation | Natural Gas | Steamer | E7 | RIM BC Ratio | 0 | 0 | 0 | 0 | 0 | 0 | 0 | 0 | 0 | 0 | 0 | 0 | 0 | 0 | 0 | 0 | 0 | 0 | 0 | 0 | 0 | 0 | 0 | 0 | 0 | 0 | 0 | 0 | 0 | 0 | 0 | 0 | 0
F5_Commercial_Office_Existing_Food Preparation_Natural Gas_Steamer_E8 | F5 | Commercial | Office | Existing | Food Preparation | Natural Gas | Steamer | E8 | RIM BC Ratio | 0 | 0 | 0 | 0 | 0 | 0 | 0 | 0 | 0 | 0 | 0 | 0 | 0 | 0 | 0 | 0 | 0 | 0 | 0 | 0 | 0 | 0 | 0 | 0 | 0 | 0 | 0 | 0 | 0 | 0 | 0 | 0 | 0
F5_Commercial_Office_Existing_Food Preparation_Natural Gas_Steamer_E9 | F5 | Commercial | Office | Existing | Food Preparation | Natural Gas | Steamer | E9 | RIM BC Ratio | 0 | 0 | 0 | 0 | 0 | 0 | 0 | 0 | 0 | 0 | 0 | 0 | 0 | 0 | 0 | 0 | 0 | 0 | 0 | 0 | 0 | 0 | 0 | 0 | 0 | 0 | 0 | 0 | 0 | 0 | 0 | 0 | 0
F5_Commercial_Office_Existing_Food Preparation_Natural Gas_Steamer_E10 | F5 | Commercial | Office | Existing | Food Preparation | Natural Gas | Steamer | E10 | RIM BC Ratio | 0 | 0 | 0 | 0 | 0 | 0 | 0 | 0 | 0 | 0 | 0 | 0 | 0 | 0 | 0 | 0 | 0 | 0 | 0 | 0 | 0 | 0 | 0 | 0 | 0 | 0 | 0 | 0 | 0 | 0 | 0 | 0 | 0
F0_Commercial_Office_Existing_Food Preparation_Natural Gas_Food Prep Other_E0 | F0 | Commercial | Office | Existing | Food Preparation | Natural Gas | Food Prep Other | E0 | Economic Unit | Standard | Standard | Standard | Standard | Standard | Standard | Standard | Standard | Standard | Standard | Standard | Standard | Standard | Standard | Standard | Standard | Standard | Standard | Standard | Standard | Standard | Standard | Standard | Standard | Standard | Standard | Standard | Standard | Standard | Standard | Standard | Standard | Standard
F1_Commercial_Office_Existing_Food Preparation_Natural Gas_Food Prep Other_E1 | F1 | Commercial | Office | Existing | Food Preparation | Natural Gas | Food Prep Other | E1 | CCE | 0 | 0 | 0 | 0 | 0 | 0 | 0 | 0 | 0 | 0 | 0 | 0 | 0 | 0 | 0 | 0 | 0 | 0 | 0 | 0 | 0 | 0 | 0 | 0 | 0 | 0 | 0 | 0 | 0 | 0 | 0 | 0 | 0
F1_Commercial_Office_Existing_Food Preparation_Natural Gas_Food Prep Other_E2 | F1 | Commercial | Office | Existing | Food Preparation | Natural Gas | Food Prep Other | E2 | CCE | 16.9852 | 17.5855 | 15.7861 | 16.0821 | 16.0821 | 16.0821 | 16.0821 | 16.0821 | 16.0821 | 16.0821 | 16.0821 | 16.0821 | 16.0821 | 16.0821 | 16.0821 | 16.0821 | 16.0821 | 16.0821 | 16.0821 | 16.0821 | 16.0821 | 16.0821 | 16.0821 | 16.0821 | 16.0821 | 16.0821 | 16.0821 | 16.0821 | 16.0821 | 16.0821 | 16.0821 | 16.0821 | 16.0821
F1_Commercial_Office_Existing_Food Preparation_Natural Gas_Food Prep Other_E3 | F1 | Commercial | Office | Existing | Food Preparation | Natural Gas | Food Prep Other | E3 | CCE | 0 | 0 | 0 | 0 | 0 | 0 | 0 | 0 | 0 | 0 | 0 | 0 | 0 | 0 | 0 | 0 | 0 | 0 | 0 | 0 | 0 | 0 | 0 | 0 | 0 | 0 | 0 | 0 | 0 | 0 | 0 | 0 | 0
F1_Commercial_Office_Existing_Food Preparation_Natural Gas_Food Prep Other_E4 | F1 | Commercial | Office | Existing | Food Preparation | Natural Gas | Food Prep Other | E4 | CCE | 0 | 0 | 0 | 0 | 0 | 0 | 0 | 0 | 0 | 0 | 0 | 0 | 0 | 0 | 0 | 0 | 0 | 0 | 0 | 0 | 0 | 0 | 0 | 0 | 0 | 0 | 0 | 0 | 0 | 0 | 0 | 0 | 0
F1_Commercial_Office_Existing_Food Preparation_Natural Gas_Food Prep Other_E5 | F1 | Commercial | Office | Existing | Food Preparation | Natural Gas | Food Prep Other | E5 | CCE | 0 | 0 | 0 | 0 | 0 | 0 | 0 | 0 | 0 | 0 | 0 | 0 | 0 | 0 | 0 | 0 | 0 | 0 | 0 | 0 | 0 | 0 | 0 | 0 | 0 | 0 | 0 | 0 | 0 | 0 | 0 | 0 | 0
F1_Commercial_Office_Existing_Food Preparation_Natural Gas_Food Prep Other_E6 | F1 | Commercial | Office | Existing | Food Preparation | Natural Gas | Food Prep Other | E6 | CCE | 0 | 0 | 0 | 0 | 0 | 0 | 0 | 0 | 0 | 0 | 0 | 0 | 0 | 0 | 0 | 0 | 0 | 0 | 0 | 0 | 0 | 0 | 0 | 0 | 0 | 0 | 0 | 0 | 0 | 0 | 0 | 0 | 0
F1_Commercial_Office_Existing_Food Preparation_Natural Gas_Food Prep Other_E7 | F1 | Commercial | Office | Existing | Food Preparation | Natural Gas | Food Prep Other | E7 | CCE | 0 | 0 | 0 | 0 | 0 | 0 | 0 | 0 | 0 | 0 | 0 | 0 | 0 | 0 | 0 | 0 | 0 | 0 | 0 | 0 | 0 | 0 | 0 | 0 | 0 | 0 | 0 | 0 | 0 | 0 | 0 | 0 | 0
F1_Commercial_Office_Existing_Food Preparation_Natural Gas_Food Prep Other_E8 | F1 | Commercial | Office | Existing | Food Preparation | Natural Gas | Food Prep Other | E8 | CCE | 0 | 0 | 0 | 0 | 0 | 0 | 0 | 0 | 0 | 0 | 0 | 0 | 0 | 0 | 0 | 0 | 0 | 0 | 0 | 0 | 0 | 0 | 0 | 0 | 0 | 0 | 0 | 0 | 0 | 0 | 0 | 0 | 0
F1_Commercial_Office_Existing_Food Preparation_Natural Gas_Food Prep Other_E9 | F1 | Commercial | Office | Existing | Food Preparation | Natural Gas | Food Prep Other | E9 | CCE | 0 | 0 | 0 | 0 | 0 | 0 | 0 | 0 | 0 | 0 | 0 | 0 | 0 | 0 | 0 | 0 | 0 | 0 | 0 | 0 | 0 | 0 | 0 | 0 | 0 | 0 | 0 | 0 | 0 | 0 | 0 | 0 | 0
F1_Commercial_Office_Existing_Food Preparation_Natural Gas_Food Prep Other_E10 | F1 | Commercial | Office | Existing | Food Preparation | Natural Gas | Food Prep Other | E10 | CCE | 0 | 0 | 0 | 0 | 0 | 0 | 0 | 0 | 0 | 0 | 0 | 0 | 0 | 0 | 0 | 0 | 0 | 0 | 0 | 0 | 0 | 0 | 0 | 0 | 0 | 0 | 0 | 0 | 0 | 0 | 0 | 0 | 0
F2_Commercial_Office_Existing_Food Preparation_Natural Gas_Food Prep Other_E1 | F2 | Commercial | Office | Existing | Food Preparation | Natural Gas | Food Prep Other | E1 | TRC BC Ratio | bar: 2019 to 2051
F2_Commercial_Office_Existing_Food Preparation_Natural Gas_Food Prep Other_E2 | F2 | Commercial | Office | Existing | Food Preparation | Natural Gas | Food Prep Other | E2 | TRC BC Ratio | 0.096778 | 0.096763 | 0.097228 | 0.096513 | 0.096078 | 0.096394 | 0.097347 | 0.098099 | 0.099032 | 0.099913 | 0.1008 | 0.10161 | 0.10248 | 0.1034 | 0.10427 | 0.10515 | 0.10605 | 0.10703 | 0.10805 | 0.10913 | 0.11019 | 0.1113 | 0.11232 | 0.11337 | 0.11431 | 0.11512 | 0.11585 | 0.11649 | 0.11699 | 0.11739 | 0.11761 | 0.11776 | 0.11776
F2_Commercial_Office_Existing_Food Preparation_Natural Gas_Food Prep Other_E3 | F2 | Commercial | Office | Existing | Food Preparation | Natural Gas | Food Prep Other | E3 | TRC BC Ratio | 0 | 0 | 0 | 0 | 0 | 0 | 0 | 0 | 0 | 0 | 0 | 0 | 0 | 0 | 0 | 0 | 0 | 0 | 0 | 0 | 0 | 0 | 0 | 0 | 0 | 0 | 0 | 0 | 0 | 0 | 0 | 0 | 0
F2_Commercial_Office_Existing_Food Preparation_Natural Gas_Food Prep Other_E4 | F2 | Commercial | Office | Existing | Food Preparation | Natural Gas | Food Prep Other | E4 | TRC BC Ratio | 0 | 0 | 0 | 0 | 0 | 0 | 0 | 0 | 0 | 0 | 0 | 0 | 0 | 0 | 0 | 0 | 0 | 0 | 0 | 0 | 0 | 0 | 0 | 0 | 0 | 0 | 0 | 0 | 0 | 0 | 0 | 0 | 0
F2_Commercial_Office_Existing_Food Preparation_Natural Gas_Food Prep Other_E5 | F2 | Commercial | Office | Existing | Food Preparation | Natural Gas | Food Prep Other | E5 | TRC BC Ratio | 0 | 0 | 0 | 0 | 0 | 0 | 0 | 0 | 0 | 0 | 0 | 0 | 0 | 0 | 0 | 0 | 0 | 0 | 0 | 0 | 0 | 0 | 0 | 0 | 0 | 0 | 0 | 0 | 0 | 0 | 0 | 0 | 0
F2_Commercial_Office_Existing_Food Preparation_Natural Gas_Food Prep Other_E6 | F2 | Commercial | Office | Existing | Food Preparation | Natural Gas | Food Prep Other | E6 | TRC BC Ratio | 0 | 0 | 0 | 0 | 0 | 0 | 0 | 0 | 0 | 0 | 0 | 0 | 0 | 0 | 0 | 0 | 0 | 0 | 0 | 0 | 0 | 0 | 0 | 0 | 0 | 0 | 0 | 0 | 0 | 0 | 0 | 0 | 0
F2_Commercial_Office_Existing_Food Preparation_Natural Gas_Food Prep Other_E7 | F2 | Commercial | Office | Existing | Food Preparation | Natural Gas | Food Prep Other | E7 | TRC BC Ratio | 0 | 0 | 0 | 0 | 0 | 0 | 0 | 0 | 0 | 0 | 0 | 0 | 0 | 0 | 0 | 0 | 0 | 0 | 0 | 0 | 0 | 0 | 0 | 0 | 0 | 0 | 0 | 0 | 0 | 0 | 0 | 0 | 0
F2_Commercial_Office_Existing_Food Preparation_Natural Gas_Food Prep Other_E8 | F2 | Commercial | Office | Existing | Food Preparation | Natural Gas | Food Prep Other | E8 | TRC BC Ratio | 0 | 0 | 0 | 0 | 0 | 0 | 0 | 0 | 0 | 0 | 0 | 0 | 0 | 0 | 0 | 0 | 0 | 0 | 0 | 0 | 0 | 0 | 0 | 0 | 0 | 0 | 0 | 0 | 0 | 0 | 0 | 0 | 0
F2_Commercial_Office_Existing_Food Preparation_Natural Gas_Food Prep Other_E9 | F2 | Commercial | Office | Existing | Food Preparation | Natural Gas | Food Prep Other | E9 | TRC BC Ratio | 0 | 0 | 0 | 0 | 0 | 0 | 0 | 0 | 0 | 0 | 0 | 0 | 0 | 0 | 0 | 0 | 0 | 0 | 0 | 0 | 0 | 0 | 0 | 0 | 0 | 0 | 0 | 0 | 0 | 0 | 0 | 0 | 0
F2_Commercial_Office_Existing_Food Preparation_Natural Gas_Food Prep Other_E10 | F2 | Commercial | Office | Existing | Food Preparation | Natural Gas | Food Prep Other | E10 | TRC BC Ratio | 0 | 0 | 0 | 0 | 0 | 0 | 0 | 0 | 0 | 0 | 0 | 0 | 0 | 0 | 0 | 0 | 0 | 0 | 0 | 0 | 0 | 0 | 0 | 0 | 0 | 0 | 0 | 0 | 0 | 0 | 0 | 0 | 0
F3_Commercial_Office_Existing_Food Preparation_Natural Gas_Food Prep Other_E1 | F3 | Commercial | Office | Existing | Food Preparation | Natural Gas | Food Prep Other | E1 | PACT BC Ratio | bar: 2019 to 2051
F3_Commercial_Office_Existing_Food Preparation_Natural Gas_Food Prep Other_E2 | F3 | Commercial | Office | Existing | Food Preparation | Natural Gas | Food Prep Other | E2 | PACT BC Ratio | 0.12904 | 0.12902 | 0.12964 | 0.12868 | 0.1281 | 0.12853 | 0.1298 | 0.1308 | 0.13204 | 0.13322 | 0.1344 | 0.13548 | 0.13665 | 0.13786 | 0.13902 | 0.1402 | 0.1414 | 0.14271 | 0.14407 | 0.14551 | 0.14692 | 0.14839 | 0.14976 | 0.15117 | 0.15241 | 0.15349 | 0.15447 | 0.15532 | 0.15598 | 0.15652 | 0.15682 | 0.15702 | 0.15702
F3_Commercial_Office_Existing_Food Preparation_Natural Gas_Food Prep Other_E3 | F3 | Commercial | Office | Existing | Food Preparation | Natural Gas | Food Prep Other | E3 | PACT BC Ratio | 0 | 0 | 0 | 0 | 0 | 0 | 0 | 0 | 0 | 0 | 0 | 0 | 0 | 0 | 0 | 0 | 0 | 0 | 0 | 0 | 0 | 0 | 0 | 0 | 0 | 0 | 0 | 0 | 0 | 0 | 0 | 0 | 0
F3_Commercial_Office_Existing_Food Preparation_Natural Gas_Food Prep Other_E4 | F3 | Commercial | Office | Existing | Food Preparation | Natural Gas | Food Prep Other | E4 | PACT BC Ratio | 0 | 0 | 0 | 0 | 0 | 0 | 0 | 0 | 0 | 0 | 0 | 0 | 0 | 0 | 0 | 0 | 0 | 0 | 0 | 0 | 0 | 0 | 0 | 0 | 0 | 0 | 0 | 0 | 0 | 0 | 0 | 0 | 0
F3_Commercial_Office_Existing_Food Preparation_Natural Gas_Food Prep Other_E5 | F3 | Commercial | Office | Existing | Food Preparation | Natural Gas | Food Prep Other | E5 | PACT BC Ratio | 0 | 0 | 0 | 0 | 0 | 0 | 0 | 0 | 0 | 0 | 0 | 0 | 0 | 0 | 0 | 0 | 0 | 0 | 0 | 0 | 0 | 0 | 0 | 0 | 0 | 0 | 0 | 0 | 0 | 0 | 0 | 0 | 0
F3_Commercial_Office_Existing_Food Preparation_Natural Gas_Food Prep Other_E6 | F3 | Commercial | Office | Existing | Food Preparation | Natural Gas | Food Prep Other | E6 | PACT BC Ratio | 0 | 0 | 0 | 0 | 0 | 0 | 0 | 0 | 0 | 0 | 0 | 0 | 0 | 0 | 0 | 0 | 0 | 0 | 0 | 0 | 0 | 0 | 0 | 0 | 0 | 0 | 0 | 0 | 0 | 0 | 0 | 0 | 0
F3_Commercial_Office_Existing_Food Preparation_Natural Gas_Food Prep Other_E7 | F3 | Commercial | Office | Existing | Food Preparation | Natural Gas | Food Prep Other | E7 | PACT BC Ratio | 0 | 0 | 0 | 0 | 0 | 0 | 0 | 0 | 0 | 0 | 0 | 0 | 0 | 0 | 0 | 0 | 0 | 0 | 0 | 0 | 0 | 0 | 0 | 0 | 0 | 0 | 0 | 0 | 0 | 0 | 0 | 0 | 0
F3_Commercial_Office_Existing_Food Preparation_Natural Gas_Food Prep Other_E8 | F3 | Commercial | Office | Existing | Food Preparation | Natural Gas | Food Prep Other | E8 | PACT BC Ratio | 0 | 0 | 0 | 0 | 0 | 0 | 0 | 0 | 0 | 0 | 0 | 0 | 0 | 0 | 0 | 0 | 0 | 0 | 0 | 0 | 0 | 0 | 0 | 0 | 0 | 0 | 0 | 0 | 0 | 0 | 0 | 0 | 0
F3_Commercial_Office_Existing_Food Preparation_Natural Gas_Food Prep Other_E9 | F3 | Commercial | Office | Existing | Food Preparation | Natural Gas | Food Prep Other | E9 | PACT BC Ratio | 0 | 0 | 0 | 0 | 0 | 0 | 0 | 0 | 0 | 0 | 0 | 0 | 0 | 0 | 0 | 0 | 0 | 0 | 0 | 0 | 0 | 0 | 0 | 0 | 0 | 0 | 0 | 0 | 0 | 0 | 0 | 0 | 0
F3_Commercial_Office_Existing_Food Preparation_Natural Gas_Food Prep Other_E10 | F3 | Commercial | Office | Existing | Food Preparation | Natural Gas | Food Prep Other | E10 | PACT BC Ratio | 0 | 0 | 0 | 0 | 0 | 0 | 0 | 0 | 0 | 0 | 0 | 0 | 0 | 0 | 0 | 0 | 0 | 0 | 0 | 0 | 0 | 0 | 0 | 0 | 0 | 0 | 0 | 0 | 0 | 0 | 0 | 0 | 0
F4_Commercial_Office_Existing_Food Preparation_Natural Gas_Food Prep Other_E1 | F4 | Commercial | Office | Existing | Food Preparation | Natural Gas | Food Prep Other | E1 | RVT BC Ratio | bar: 2019 to 2051
F4_Commercial_Office_Existing_Food Preparation_Natural Gas_Food Prep Other_E2 | F4 | Commercial | Office | Existing | Food Preparation | Natural Gas | Food Prep Other | E2 | RVT BC Ratio | 0.83914 | 0.83911 | 0.83978 | 0.83875 | 0.83813 | 0.83858 | 0.83995 | 0.84103 | 0.84238 | 0.84364 | 0.84492 | 0.84609 | 0.84734 | 0.84865 | 0.8499 | 0.85118 | 0.85247 | 0.85388 | 0.85535 | 0.85689 | 0.85842 | 0.86001 | 0.86148 | 0.863 | 0.86434 | 0.8655 | 0.86656 | 0.86747 | 0.86819 | 0.86877 | 0.86909 | 0.86931 | 0.86931
F4_Commercial_Office_Existing_Food Preparation_Natural Gas_Food Prep Other_E3 | F4 | Commercial | Office | Existing | Food Preparation | Natural Gas | Food Prep Other | E3 | RVT BC Ratio | 0 | 0 | 0 | 0 | 0 | 0 | 0 | 0 | 0 | 0 | 0 | 0 | 0 | 0 | 0 | 0 | 0 | 0 | 0 | 0 | 0 | 0 | 0 | 0 | 0 | 0 | 0 | 0 | 0 | 0 | 0 | 0 | 0
F4_Commercial_Office_Existing_Food Preparation_Natural Gas_Food Prep Other_E4 | F4 | Commercial | Office | Existing | Food Preparation | Natural Gas | Food Prep Other | E4 | RVT BC Ratio | 0 | 0 | 0 | 0 | 0 | 0 | 0 | 0 | 0 | 0 | 0 | 0 | 0 | 0 | 0 | 0 | 0 | 0 | 0 | 0 | 0 | 0 | 0 | 0 | 0 | 0 | 0 | 0 | 0 | 0 | 0 | 0 | 0
F4_Commercial_Office_Existing_Food Preparation_Natural Gas_Food Prep Other_E5 | F4 | Commercial | Office | Existing | Food Preparation | Natural Gas | Food Prep Other | E5 | RVT BC Ratio | 0 | 0 | 0 | 0 | 0 | 0 | 0 | 0 | 0 | 0 | 0 | 0 | 0 | 0 | 0 | 0 | 0 | 0 | 0 | 0 | 0 | 0 | 0 | 0 | 0 | 0 | 0 | 0 | 0 | 0 | 0 | 0 | 0
F4_Commercial_Office_Existing_Food Preparation_Natural Gas_Food Prep Other_E6 | F4 | Commercial | Office | Existing | Food Preparation | Natural Gas | Food Prep Other | E6 | RVT BC Ratio | 0 | 0 | 0 | 0 | 0 | 0 | 0 | 0 | 0 | 0 | 0 | 0 | 0 | 0 | 0 | 0 | 0 | 0 | 0 | 0 | 0 | 0 | 0 | 0 | 0 | 0 | 0 | 0 | 0 | 0 | 0 | 0 | 0
F4_Commercial_Office_Existing_Food Preparation_Natural Gas_Food Prep Other_E7 | F4 | Commercial | Office | Existing | Food Preparation | Natural Gas | Food Prep Other | E7 | RVT BC Ratio | 0 | 0 | 0 | 0 | 0 | 0 | 0 | 0 | 0 | 0 | 0 | 0 | 0 | 0 | 0 | 0 | 0 | 0 | 0 | 0 | 0 | 0 | 0 | 0 | 0 | 0 | 0 | 0 | 0 | 0 | 0 | 0 | 0
F4_Commercial_Office_Existing_Food Preparation_Natural Gas_Food Prep Other_E8 | F4 | Commercial | Office | Existing | Food Preparation | Natural Gas | Food Prep Other | E8 | RVT BC Ratio | 0 | 0 | 0 | 0 | 0 | 0 | 0 | 0 | 0 | 0 | 0 | 0 | 0 | 0 | 0 | 0 | 0 | 0 | 0 | 0 | 0 | 0 | 0 | 0 | 0 | 0 | 0 | 0 | 0 | 0 | 0 | 0 | 0
F4_Commercial_Office_Existing_Food Preparation_Natural Gas_Food Prep Other_E9 | F4 | Commercial | Office | Existing | Food Preparation | Natural Gas | Food Prep Other | E9 | RVT BC Ratio | 0 | 0 | 0 | 0 | 0 | 0 | 0 | 0 | 0 | 0 | 0 | 0 | 0 | 0 | 0 | 0 | 0 | 0 | 0 | 0 | 0 | 0 | 0 | 0 | 0 | 0 | 0 | 0 | 0 | 0 | 0 | 0 | 0
F4_Commercial_Office_Existing_Food Preparation_Natural Gas_Food Prep Other_E10 | F4 | Commercial | Office | Existing | Food Preparation | Natural Gas | Food Prep Other | E10 | RVT BC Ratio | 0 | 0 | 0 | 0 | 0 | 0 | 0 | 0 | 0 | 0 | 0 | 0 | 0 | 0 | 0 | 0 | 0 | 0 | 0 | 0 | 0 | 0 | 0 | 0 | 0 | 0 | 0 | 0 | 0 | 0 | 0 | 0 | 0
F5_Commercial_Office_Existing_Food Preparation_Natural Gas_Food Prep Other_E1 | F5 | Commercial | Office | Existing | Food Preparation | Natural Gas | Food Prep Other | E1 | RIM BC Ratio | bar: 2019 to 2051
F5_Commercial_Office_Existing_Food Preparation_Natural Gas_Food Prep Other_E2 | F5 | Commercial | Office | Existing | Food Preparation | Natural Gas | Food Prep Other | E2 | RIM BC Ratio | 0.11176 | 0.11174 | 0.11221 | 0.11149 | 0.11106 | 0.11138 | 0.11233 | 0.11308 | 0.11401 | 0.11488 | 0.11576 | 0.11656 | 0.11742 | 0.11832 | 0.11917 | 0.12004 | 0.12092 | 0.12187 | 0.12286 | 0.12391 | 0.12493 | 0.12599 | 0.12697 | 0.12799 | 0.12888 | 0.12965 | 0.13035 | 0.13095 | 0.13142 | 0.13181 | 0.13202 | 0.13216 | 0.13216
F5_Commercial_Office_Existing_Food Preparation_Natural Gas_Food Prep Other_E3 | F5 | Commercial | Office | Existing | Food Preparation | Natural Gas | Food Prep Other | E3 | RIM BC Ratio | 0 | 0 | 0 | 0 | 0 | 0 | 0 | 0 | 0 | 0 | 0 | 0 | 0 | 0 | 0 | 0 | 0 | 0 | 0 | 0 | 0 | 0 | 0 | 0 | 0 | 0 | 0 | 0 | 0 | 0 | 0 | 0 | 0
F5_Commercial_Office_Existing_Food Preparation_Natural Gas_Food Prep Other_E4 | F5 | Commercial | Office | Existing | Food Preparation | Natural Gas | Food Prep Other | E4 | RIM BC Ratio | 0 | 0 | 0 | 0 | 0 | 0 | 0 | 0 | 0 | 0 | 0 | 0 | 0 | 0 | 0 | 0 | 0 | 0 | 0 | 0 | 0 | 0 | 0 | 0 | 0 | 0 | 0 | 0 | 0 | 0 | 0 | 0 | 0
F5_Commercial_Office_Existing_Food Preparation_Natural Gas_Food Prep Other_E5 | F5 | Commercial | Office | Existing | Food Preparation | Natural Gas | Food Prep Other | E5 | RIM BC Ratio | 0 | 0 | 0 | 0 | 0 | 0 | 0 | 0 | 0 | 0 | 0 | 0 | 0 | 0 | 0 | 0 | 0 | 0 | 0 | 0 | 0 | 0 | 0 | 0 | 0 | 0 | 0 | 0 | 0 | 0 | 0 | 0 | 0
F5_Commercial_Office_Existing_Food Preparation_Natural Gas_Food Prep Other_E6 | F5 | Commercial | Office | Existing | Food Preparation | Natural Gas | Food Prep Other | E6 | RIM BC Ratio | 0 | 0 | 0 | 0 | 0 | 0 | 0 | 0 | 0 | 0 | 0 | 0 | 0 | 0 | 0 | 0 | 0 | 0 | 0 | 0 | 0 | 0 | 0 | 0 | 0 | 0 | 0 | 0 | 0 | 0 | 0 | 0 | 0
F5_Commercial_Office_Existing_Food Preparation_Natural Gas_Food Prep Other_E7 | F5 | Commercial | Office | Existing | Food Preparation | Natural Gas | Food Prep Other | E7 | RIM BC Ratio | 0 | 0 | 0 | 0 | 0 | 0 | 0 | 0 | 0 | 0 | 0 | 0 | 0 | 0 | 0 | 0 | 0 | 0 | 0 | 0 | 0 | 0 | 0 | 0 | 0 | 0 | 0 | 0 | 0 | 0 | 0 | 0 | 0
F5_Commercial_Office_Existing_Food Preparation_Natural Gas_Food Prep Other_E8 | F5 | Commercial | Office | Existing | Food Preparation | Natural Gas | Food Prep Other | E8 | RIM BC Ratio | 0 | 0 | 0 | 0 | 0 | 0 | 0 | 0 | 0 | 0 | 0 | 0 | 0 | 0 | 0 | 0 | 0 | 0 | 0 | 0 | 0 | 0 | 0 | 0 | 0 | 0 | 0 | 0 | 0 | 0 | 0 | 0 | 0
F5_Commercial_Office_Existing_Food Preparation_Natural Gas_Food Prep Other_E9 | F5 | Commercial | Office | Existing | Food Preparation | Natural Gas | Food Prep Other | E9 | RIM BC Ratio | 0 | 0 | 0 | 0 | 0 | 0 | 0 | 0 | 0 | 0 | 0 | 0 | 0 | 0 | 0 | 0 | 0 | 0 | 0 | 0 | 0 | 0 | 0 | 0 | 0 | 0 | 0 | 0 | 0 | 0 | 0 | 0 | 0
F5_Commercial_Office_Existing_Food Preparation_Natural Gas_Food Prep Other_E10 | F5 | Commercial | Office | Existing | Food Preparation | Natural Gas | Food Prep Other | E10 | RIM BC Ratio | 0 | 0 | 0 | 0 | 0 | 0 | 0 | 0 | 0 | 0 | 0 | 0 | 0 | 0 | 0 | 0 | 0 | 0 | 0 | 0 | 0 | 0 | 0 | 0 | 0 | 0 | 0 | 0 | 0 | 0 | 0 | 0 | 0
F0_Commercial_Office_Existing_Miscellaneous_Natural Gas_Pool Heater_E0 | F0 | Commercial | Office | Existing | Miscellaneous | Natural Gas | Pool Heater | E0 | Economic Unit | Standard (EF .78) | Standard (EF .78) | Standard (EF .78) | Standard (EF .78) | Standard (EF .78) | Standard (EF .78) | Standard (EF .78) | Standard (EF .78) | Standard (EF .78) | Standard (EF .78) | Standard (EF .78) | Standard (EF .78) | Standard (EF .78) | Standard (EF .78) | Standard (EF .78) | Standard (EF .78) | Standard (EF .78) | Standard (EF .78) | Standard (EF .78) | Standard (EF .78) | Standard (EF .78) | Standard (EF .78) | Standard (EF .78) | Standard (EF .78) | Standard (EF .78) | Standard (EF .78) | Standard (EF .78) | Standard (EF .78) | Standard (EF .78) | Standard (EF .78) | Standard (EF .78) | Standard (EF .78) | Standard (EF .78)
F1_Commercial_Office_Existing_Miscellaneous_Natural Gas_Pool Heater_E1 | F1 | Commercial | Office | Existing | Miscellaneous | Natural Gas | Pool Heater | E1 | CCE | 0 | 0 | 0 | 0 | 0 | 0 | 0 | 0 | 0 | 0 | 0 | 0 | 0 | 0 | 0 | 0 | 0 | 0 | 0 | 0 | 0 | 0 | 0 | 0 | 0 | 0 | 0 | 0 | 0 | 0 | 0 | 0 | 0
F1_Commercial_Office_Existing_Miscellaneous_Natural Gas_Pool Heater_E2 | F1 | Commercial | Office | Existing | Miscellaneous | Natural Gas | Pool Heater | E2 | CCE | 1.2677 | 1.3125 | 1.1782 | 1.2003 | 1.2003 | 1.2003 | 1.2003 | 1.2003 | 1.2003 | 1.2003 | 1.2003 | 1.2003 | 1.2003 | 1.2003 | 1.2003 | 1.2003 | 1.2003 | 1.2003 | 1.2003 | 1.2003 | 1.2003 | 1.2003 | 1.2003 | 1.2003 | 1.2003 | 1.2003 | 1.2003 | 1.2003 | 1.2003 | 1.2003 | 1.2003 | 1.2003 | 1.2003
F1_Commercial_Office_Existing_Miscellaneous_Natural Gas_Pool Heater_E3 | F1 | Commercial | Office | Existing | Miscellaneous | Natural Gas | Pool Heater | E3 | CCE | 0 | 0 | 0 | 0 | 0 | 0 | 0 | 0 | 0 | 0 | 0 | 0 | 0 | 0 | 0 | 0 | 0 | 0 | 0 | 0 | 0 | 0 | 0 | 0 | 0 | 0 | 0 | 0 | 0 | 0 | 0 | 0 | 0
F1_Commercial_Office_Existing_Miscellaneous_Natural Gas_Pool Heater_E4 | F1 | Commercial | Office | Existing | Miscellaneous | Natural Gas | Pool Heater | E4 | CCE | 0 | 0 | 0 | 0 | 0 | 0 | 0 | 0 | 0 | 0 | 0 | 0 | 0 | 0 | 0 | 0 | 0 | 0 | 0 | 0 | 0 | 0 | 0 | 0 | 0 | 0 | 0 | 0 | 0 | 0 | 0 | 0 | 0
F1_Commercial_Office_Existing_Miscellaneous_Natural Gas_Pool Heater_E5 | F1 | Commercial | Office | Existing | Miscellaneous | Natural Gas | Pool Heater | E5 | CCE | 0 | 0 | 0 | 0 | 0 | 0 | 0 | 0 | 0 | 0 | 0 | 0 | 0 | 0 | 0 | 0 | 0 | 0 | 0 | 0 | 0 | 0 | 0 | 0 | 0 | 0 | 0 | 0 | 0 | 0 | 0 | 0 | 0
F1_Commercial_Office_Existing_Miscellaneous_Natural Gas_Pool Heater_E6 | F1 | Commercial | Office | Existing | Miscellaneous | Natural Gas | Pool Heater | E6 | CCE | 0 | 0 | 0 | 0 | 0 | 0 | 0 | 0 | 0 | 0 | 0 | 0 | 0 | 0 | 0 | 0 | 0 | 0 | 0 | 0 | 0 | 0 | 0 | 0 | 0 | 0 | 0 | 0 | 0 | 0 | 0 | 0 | 0
F1_Commercial_Office_Existing_Miscellaneous_Natural Gas_Pool Heater_E7 | F1 | Commercial | Office | Existing | Miscellaneous | Natural Gas | Pool Heater | E7 | CCE | 0 | 0 | 0 | 0 | 0 | 0 | 0 | 0 | 0 | 0 | 0 | 0 | 0 | 0 | 0 | 0 | 0 | 0 | 0 | 0 | 0 | 0 | 0 | 0 | 0 | 0 | 0 | 0 | 0 | 0 | 0 | 0 | 0
F1_Commercial_Office_Existing_Miscellaneous_Natural Gas_Pool Heater_E8 | F1 | Commercial | Office | Existing | Miscellaneous | Natural Gas | Pool Heater | E8 | CCE | 0 | 0 | 0 | 0 | 0 | 0 | 0 | 0 | 0 | 0 | 0 | 0 | 0 | 0 | 0 | 0 | 0 | 0 | 0 | 0 | 0 | 0 | 0 | 0 | 0 | 0 | 0 | 0 | 0 | 0 | 0 | 0 | 0
F1_Commercial_Office_Existing_Miscellaneous_Natural Gas_Pool Heater_E9 | F1 | Commercial | Office | Existing | Miscellaneous | Natural Gas | Pool Heater | E9 | CCE | 0 | 0 | 0 | 0 | 0 | 0 | 0 | 0 | 0 | 0 | 0 | 0 | 0 | 0 | 0 | 0 | 0 | 0 | 0 | 0 | 0 | 0 | 0 | 0 | 0 | 0 | 0 | 0 | 0 | 0 | 0 | 0 | 0
F1_Commercial_Office_Existing_Miscellaneous_Natural Gas_Pool Heater_E10 | F1 | Commercial | Office | Existing | Miscellaneous | Natural Gas | Pool Heater | E10 | CCE | 0 | 0 | 0 | 0 | 0 | 0 | 0 | 0 | 0 | 0 | 0 | 0 | 0 | 0 | 0 | 0 | 0 | 0 | 0 | 0 | 0 | 0 | 0 | 0 | 0 | 0 | 0 | 0 | 0 | 0 | 0 | 0 | 0
F2_Commercial_Office_Existing_Miscellaneous_Natural Gas_Pool Heater_E1 | F2 | Commercial | Office | Existing | Miscellaneous | Natural Gas | Pool Heater | E1 | TRC BC Ratio | bar: 2019 to 2051
F2_Commercial_Office_Existing_Miscellaneous_Natural Gas_Pool Heater_E2 | F2 | Commercial | Office | Existing | Miscellaneous | Natural Gas | Pool Heater | E2 | TRC BC Ratio | 0 | 0 | 0 | 0 | 0 | 0 | 0 | 0 | 0 | 0 | 0 | 0 | 0 | 0 | 0 | 0 | 0 | 0 | 0 | 0 | 0 | 0 | 0 | 0 | 0 | 0 | 0 | 0 | 0 | 0 | 0 | 0 | 0
F2_Commercial_Office_Existing_Miscellaneous_Natural Gas_Pool Heater_E3 | F2 | Commercial | Office | Existing | Miscellaneous | Natural Gas | Pool Heater | E3 | TRC BC Ratio | 0 | 0 | 0 | 0 | 0 | 0 | 0 | 0 | 0 | 0 | 0 | 0 | 0 | 0 | 0 | 0 | 0 | 0 | 0 | 0 | 0 | 0 | 0 | 0 | 0 | 0 | 0 | 0 | 0 | 0 | 0 | 0 | 0
F2_Commercial_Office_Existing_Miscellaneous_Natural Gas_Pool Heater_E4 | F2 | Commercial | Office | Existing | Miscellaneous | Natural Gas | Pool Heater | E4 | TRC BC Ratio | 0 | 0 | 0 | 0 | 0 | 0 | 0 | 0 | 0 | 0 | 0 | 0 | 0 | 0 | 0 | 0 | 0 | 0 | 0 | 0 | 0 | 0 | 0 | 0 | 0 | 0 | 0 | 0 | 0 | 0 | 0 | 0 | 0
F2_Commercial_Office_Existing_Miscellaneous_Natural Gas_Pool Heater_E5 | F2 | Commercial | Office | Existing | Miscellaneous | Natural Gas | Pool Heater | E5 | TRC BC Ratio | 0 | 0 | 0 | 0 | 0 | 0 | 0 | 0 | 0 | 0 | 0 | 0 | 0 | 0 | 0 | 0 | 0 | 0 | 0 | 0 | 0 | 0 | 0 | 0 | 0 | 0 | 0 | 0 | 0 | 0 | 0 | 0 | 0
F2_Commercial_Office_Existing_Miscellaneous_Natural Gas_Pool Heater_E6 | F2 | Commercial | Office | Existing | Miscellaneous | Natural Gas | Pool Heater | E6 | TRC BC Ratio | 0 | 0 | 0 | 0 | 0 | 0 | 0 | 0 | 0 | 0 | 0 | 0 | 0 | 0 | 0 | 0 | 0 | 0 | 0 | 0 | 0 | 0 | 0 | 0 | 0 | 0 | 0 | 0 | 0 | 0 | 0 | 0 | 0
F2_Commercial_Office_Existing_Miscellaneous_Natural Gas_Pool Heater_E7 | F2 | Commercial | Office | Existing | Miscellaneous | Natural Gas | Pool Heater | E7 | TRC BC Ratio | 0 | 0 | 0 | 0 | 0 | 0 | 0 | 0 | 0 | 0 | 0 | 0 | 0 | 0 | 0 | 0 | 0 | 0 | 0 | 0 | 0 | 0 | 0 | 0 | 0 | 0 | 0 | 0 | 0 | 0 | 0 | 0 | 0
F2_Commercial_Office_Existing_Miscellaneous_Natural Gas_Pool Heater_E8 | F2 | Commercial | Office | Existing | Miscellaneous | Natural Gas | Pool Heater | E8 | TRC BC Ratio | 0 | 0 | 0 | 0 | 0 | 0 | 0 | 0 | 0 | 0 | 0 | 0 | 0 | 0 | 0 | 0 | 0 | 0 | 0 | 0 | 0 | 0 | 0 | 0 | 0 | 0 | 0 | 0 | 0 | 0 | 0 | 0 | 0
F2_Commercial_Office_Existing_Miscellaneous_Natural Gas_Pool Heater_E9 | F2 | Commercial | Office | Existing | Miscellaneous | Natural Gas | Pool Heater | E9 | TRC BC Ratio | 0 | 0 | 0 | 0 | 0 | 0 | 0 | 0 | 0 | 0 | 0 | 0 | 0 | 0 | 0 | 0 | 0 | 0 | 0 | 0 | 0 | 0 | 0 | 0 | 0 | 0 | 0 | 0 | 0 | 0 | 0 | 0 | 0
F2_Commercial_Office_Existing_Miscellaneous_Natural Gas_Pool Heater_E10 | F2 | Commercial | Office | Existing | Miscellaneous | Natural Gas | Pool Heater | E10 | TRC BC Ratio | 0 | 0 | 0 | 0 | 0 | 0 | 0 | 0 | 0 | 0 | 0 | 0 | 0 | 0 | 0 | 0 | 0 | 0 | 0 | 0 | 0 | 0 | 0 | 0 | 0 | 0 | 0 | 0 | 0 | 0 | 0 | 0 | 0
F3_Commercial_Office_Existing_Miscellaneous_Natural Gas_Pool Heater_E1 | F3 | Commercial | Office | Existing | Miscellaneous | Natural Gas | Pool Heater | E1 | PACT BC Ratio | bar: 2019 to 2051
F3_Commercial_Office_Existing_Miscellaneous_Natural Gas_Pool Heater_E2 | F3 | Commercial | Office | Existing | Miscellaneous | Natural Gas | Pool Heater | E2 | PACT BC Ratio | 0 | 0 | 0 | 0 | 0 | 0 | 0 | 0 | 0 | 0 | 0 | 0 | 0 | 0 | 0 | 0 | 0 | 0 | 0 | 0 | 0 | 0 | 0 | 0 | 0 | 0 | 0 | 0 | 0 | 0 | 0 | 0 | 0
F3_Commercial_Office_Existing_Miscellaneous_Natural Gas_Pool Heater_E3 | F3 | Commercial | Office | Existing | Miscellaneous | Natural Gas | Pool Heater | E3 | PACT BC Ratio | 0 | 0 | 0 | 0 | 0 | 0 | 0 | 0 | 0 | 0 | 0 | 0 | 0 | 0 | 0 | 0 | 0 | 0 | 0 | 0 | 0 | 0 | 0 | 0 | 0 | 0 | 0 | 0 | 0 | 0 | 0 | 0 | 0
F3_Commercial_Office_Existing_Miscellaneous_Natural Gas_Pool Heater_E4 | F3 | Commercial | Office | Existing | Miscellaneous | Natural Gas | Pool Heater | E4 | PACT BC Ratio | 0 | 0 | 0 | 0 | 0 | 0 | 0 | 0 | 0 | 0 | 0 | 0 | 0 | 0 | 0 | 0 | 0 | 0 | 0 | 0 | 0 | 0 | 0 | 0 | 0 | 0 | 0 | 0 | 0 | 0 | 0 | 0 | 0
F3_Commercial_Office_Existing_Miscellaneous_Natural Gas_Pool Heater_E5 | F3 | Commercial | Office | Existing | Miscellaneous | Natural Gas | Pool Heater | E5 | PACT BC Ratio | 0 | 0 | 0 | 0 | 0 | 0 | 0 | 0 | 0 | 0 | 0 | 0 | 0 | 0 | 0 | 0 | 0 | 0 | 0 | 0 | 0 | 0 | 0 | 0 | 0 | 0 | 0 | 0 | 0 | 0 | 0 | 0 | 0
F3_Commercial_Office_Existing_Miscellaneous_Natural Gas_Pool Heater_E6 | F3 | Commercial | Office | Existing | Miscellaneous | Natural Gas | Pool Heater | E6 | PACT BC Ratio | 0 | 0 | 0 | 0 | 0 | 0 | 0 | 0 | 0 | 0 | 0 | 0 | 0 | 0 | 0 | 0 | 0 | 0 | 0 | 0 | 0 | 0 | 0 | 0 | 0 | 0 | 0 | 0 | 0 | 0 | 0 | 0 | 0
F3_Commercial_Office_Existing_Miscellaneous_Natural Gas_Pool Heater_E7 | F3 | Commercial | Office | Existing | Miscellaneous | Natural Gas | Pool Heater | E7 | PACT BC Ratio | 0 | 0 | 0 | 0 | 0 | 0 | 0 | 0 | 0 | 0 | 0 | 0 | 0 | 0 | 0 | 0 | 0 | 0 | 0 | 0 | 0 | 0 | 0 | 0 | 0 | 0 | 0 | 0 | 0 | 0 | 0 | 0 | 0
F3_Commercial_Office_Existing_Miscellaneous_Natural Gas_Pool Heater_E8 | F3 | Commercial | Office | Existing | Miscellaneous | Natural Gas | Pool Heater | E8 | PACT BC Ratio | 0 | 0 | 0 | 0 | 0 | 0 | 0 | 0 | 0 | 0 | 0 | 0 | 0 | 0 | 0 | 0 | 0 | 0 | 0 | 0 | 0 | 0 | 0 | 0 | 0 | 0 | 0 | 0 | 0 | 0 | 0 | 0 | 0
F3_Commercial_Office_Existing_Miscellaneous_Natural Gas_Pool Heater_E9 | F3 | Commercial | Office | Existing | Miscellaneous | Natural Gas | Pool Heater | E9 | PACT BC Ratio | 0 | 0 | 0 | 0 | 0 | 0 | 0 | 0 | 0 | 0 | 0 | 0 | 0 | 0 | 0 | 0 | 0 | 0 | 0 | 0 | 0 | 0 | 0 | 0 | 0 | 0 | 0 | 0 | 0 | 0 | 0 | 0 | 0
F3_Commercial_Office_Existing_Miscellaneous_Natural Gas_Pool Heater_E10 | F3 | Commercial | Office | Existing | Miscellaneous | Natural Gas | Pool Heater | E10 | PACT BC Ratio | 0 | 0 | 0 | 0 | 0 | 0 | 0 | 0 | 0 | 0 | 0 | 0 | 0 | 0 | 0 | 0 | 0 | 0 | 0 | 0 | 0 | 0 | 0 | 0 | 0 | 0 | 0 | 0 | 0 | 0 | 0 | 0 | 0
F4_Commercial_Office_Existing_Miscellaneous_Natural Gas_Pool Heater_E1 | F4 | Commercial | Office | Existing | Miscellaneous | Natural Gas | Pool Heater | E1 | RVT BC Ratio | bar: 2019 to 2051
F4_Commercial_Office_Existing_Miscellaneous_Natural Gas_Pool Heater_E2 | F4 | Commercial | Office | Existing | Miscellaneous | Natural Gas | Pool Heater | E2 | RVT BC Ratio | 0.7 | 0.7 | 0.7 | 0.7 | 0.7 | 0.7 | 0.7 | 0.7 | 0.7 | 0.7 | 0.7 | 0.7 | 0.7 | 0.7 | 0.7 | 0.7 | 0.7 | 0.7 | 0.7 | 0.7 | 0.7 | 0.7 | 0.7 | 0.7 | 0.7 | 0.7 | 0.7 | 0.7 | 0.7 | 0.7 | 0.7 | 0.7 | 0.7
F4_Commercial_Office_Existing_Miscellaneous_Natural Gas_Pool Heater_E3 | F4 | Commercial | Office | Existing | Miscellaneous | Natural Gas | Pool Heater | E3 | RVT BC Ratio | 0 | 0 | 0 | 0 | 0 | 0 | 0 | 0 | 0 | 0 | 0 | 0 | 0 | 0 | 0 | 0 | 0 | 0 | 0 | 0 | 0 | 0 | 0 | 0 | 0 | 0 | 0 | 0 | 0 | 0 | 0 | 0 | 0
F4_Commercial_Office_Existing_Miscellaneous_Natural Gas_Pool Heater_E4 | F4 | Commercial | Office | Existing | Miscellaneous | Natural Gas | Pool Heater | E4 | RVT BC Ratio | 0 | 0 | 0 | 0 | 0 | 0 | 0 | 0 | 0 | 0 | 0 | 0 | 0 | 0 | 0 | 0 | 0 | 0 | 0 | 0 | 0 | 0 | 0 | 0 | 0 | 0 | 0 | 0 | 0 | 0 | 0 | 0 | 0
F4_Commercial_Office_Existing_Miscellaneous_Natural Gas_Pool Heater_E5 | F4 | Commercial | Office | Existing | Miscellaneous | Natural Gas | Pool Heater | E5 | RVT BC Ratio | 0 | 0 | 0 | 0 | 0 | 0 | 0 | 0 | 0 | 0 | 0 | 0 | 0 | 0 | 0 | 0 | 0 | 0 | 0 | 0 | 0 | 0 | 0 | 0 | 0 | 0 | 0 | 0 | 0 | 0 | 0 | 0 | 0
F4_Commercial_Office_Existing_Miscellaneous_Natural Gas_Pool Heater_E6 | F4 | Commercial | Office | Existing | Miscellaneous | Natural Gas | Pool Heater | E6 | RVT BC Ratio | 0 | 0 | 0 | 0 | 0 | 0 | 0 | 0 | 0 | 0 | 0 | 0 | 0 | 0 | 0 | 0 | 0 | 0 | 0 | 0 | 0 | 0 | 0 | 0 | 0 | 0 | 0 | 0 | 0 | 0 | 0 | 0 | 0
F4_Commercial_Office_Existing_Miscellaneous_Natural Gas_Pool Heater_E7 | F4 | Commercial | Office | Existing | Miscellaneous | Natural Gas | Pool Heater | E7 | RVT BC Ratio | 0 | 0 | 0 | 0 | 0 | 0 | 0 | 0 | 0 | 0 | 0 | 0 | 0 | 0 | 0 | 0 | 0 | 0 | 0 | 0 | 0 | 0 | 0 | 0 | 0 | 0 | 0 | 0 | 0 | 0 | 0 | 0 | 0
F4_Commercial_Office_Existing_Miscellaneous_Natural Gas_Pool Heater_E8 | F4 | Commercial | Office | Existing | Miscellaneous | Natural Gas | Pool Heater | E8 | RVT BC Ratio | 0 | 0 | 0 | 0 | 0 | 0 | 0 | 0 | 0 | 0 | 0 | 0 | 0 | 0 | 0 | 0 | 0 | 0 | 0 | 0 | 0 | 0 | 0 | 0 | 0 | 0 | 0 | 0 | 0 | 0 | 0 | 0 | 0
F4_Commercial_Office_Existing_Miscellaneous_Natural Gas_Pool Heater_E9 | F4 | Commercial | Office | Existing | Miscellaneous | Natural Gas | Pool Heater | E9 | RVT BC Ratio | 0 | 0 | 0 | 0 | 0 | 0 | 0 | 0 | 0 | 0 | 0 | 0 | 0 | 0 | 0 | 0 | 0 | 0 | 0 | 0 | 0 | 0 | 0 | 0 | 0 | 0 | 0 | 0 | 0 | 0 | 0 | 0 | 0
F4_Commercial_Office_Existing_Miscellaneous_Natural Gas_Pool Heater_E10 | F4 | Commercial | Office | Existing | Miscellaneous | Natural Gas | Pool Heater | E10 | RVT BC Ratio | 0 | 0 | 0 | 0 | 0 | 0 | 0 | 0 | 0 | 0 | 0 | 0 | 0 | 0 | 0 | 0 | 0 | 0 | 0 | 0 | 0 | 0 | 0 | 0 | 0 | 0 | 0 | 0 | 0 | 0 | 0 | 0 | 0
F5_Commercial_Office_Existing_Miscellaneous_Natural Gas_Pool Heater_E1 | F5 | Commercial | Office | Existing | Miscellaneous | Natural Gas | Pool Heater | E1 | RIM BC Ratio | bar: 2019 to 2051
F5_Commercial_Office_Existing_Miscellaneous_Natural Gas_Pool Heater_E2 | F5 | Commercial | Office | Existing | Miscellaneous | Natural Gas | Pool Heater | E2 | RIM BC Ratio | 0 | 0 | 0 | 0 | 0 | 0 | 0 | 0 | 0 | 0 | 0 | 0 | 0 | 0 | 0 | 0 | 0 | 0 | 0 | 0 | 0 | 0 | 0 | 0 | 0 | 0 | 0 | 0 | 0 | 0 | 0 | 0 | 0
F5_Commercial_Office_Existing_Miscellaneous_Natural Gas_Pool Heater_E3 | F5 | Commercial | Office | Existing | Miscellaneous | Natural Gas | Pool Heater | E3 | RIM BC Ratio | 0 | 0 | 0 | 0 | 0 | 0 | 0 | 0 | 0 | 0 | 0 | 0 | 0 | 0 | 0 | 0 | 0 | 0 | 0 | 0 | 0 | 0 | 0 | 0 | 0 | 0 | 0 | 0 | 0 | 0 | 0 | 0 | 0
F5_Commercial_Office_Existing_Miscellaneous_Natural Gas_Pool Heater_E4 | F5 | Commercial | Office | Existing | Miscellaneous | Natural Gas | Pool Heater | E4 | RIM BC Ratio | 0 | 0 | 0 | 0 | 0 | 0 | 0 | 0 | 0 | 0 | 0 | 0 | 0 | 0 | 0 | 0 | 0 | 0 | 0 | 0 | 0 | 0 | 0 | 0 | 0 | 0 | 0 | 0 | 0 | 0 | 0 | 0 | 0
F5_Commercial_Office_Existing_Miscellaneous_Natural Gas_Pool Heater_E5 | F5 | Commercial | Office | Existing | Miscellaneous | Natural Gas | Pool Heater | E5 | RIM BC Ratio | 0 | 0 | 0 | 0 | 0 | 0 | 0 | 0 | 0 | 0 | 0 | 0 | 0 | 0 | 0 | 0 | 0 | 0 | 0 | 0 | 0 | 0 | 0 | 0 | 0 | 0 | 0 | 0 | 0 | 0 | 0 | 0 | 0
F5_Commercial_Office_Existing_Miscellaneous_Natural Gas_Pool Heater_E6 | F5 | Commercial | Office | Existing | Miscellaneous | Natural Gas | Pool Heater | E6 | RIM BC Ratio | 0 | 0 | 0 | 0 | 0 | 0 | 0 | 0 | 0 | 0 | 0 | 0 | 0 | 0 | 0 | 0 | 0 | 0 | 0 | 0 | 0 | 0 | 0 | 0 | 0 | 0 | 0 | 0 | 0 | 0 | 0 | 0 | 0
F5_Commercial_Office_Existing_Miscellaneous_Natural Gas_Pool Heater_E7 | F5 | Commercial | Office | Existing | Miscellaneous | Natural Gas | Pool Heater | E7 | RIM BC Ratio | 0 | 0 | 0 | 0 | 0 | 0 | 0 | 0 | 0 | 0 | 0 | 0 | 0 | 0 | 0 | 0 | 0 | 0 | 0 | 0 | 0 | 0 | 0 | 0 | 0 | 0 | 0 | 0 | 0 | 0 | 0 | 0 | 0
F5_Commercial_Office_Existing_Miscellaneous_Natural Gas_Pool Heater_E8 | F5 | Commercial | Office | Existing | Miscellaneous | Natural Gas | Pool Heater | E8 | RIM BC Ratio | 0 | 0 | 0 | 0 | 0 | 0 | 0 | 0 | 0 | 0 | 0 | 0 | 0 | 0 | 0 | 0 | 0 | 0 | 0 | 0 | 0 | 0 | 0 | 0 | 0 | 0 | 0 | 0 | 0 | 0 | 0 | 0 | 0
F5_Commercial_Office_Existing_Miscellaneous_Natural Gas_Pool Heater_E9 | F5 | Commercial | Office | Existing | Miscellaneous | Natural Gas | Pool Heater | E9 | RIM BC Ratio | 0 | 0 | 0 | 0 | 0 | 0 | 0 | 0 | 0 | 0 | 0 | 0 | 0 | 0 | 0 | 0 | 0 | 0 | 0 | 0 | 0 | 0 | 0 | 0 | 0 | 0 | 0 | 0 | 0 | 0 | 0 | 0 | 0
F5_Commercial_Office_Existing_Miscellaneous_Natural Gas_Pool Heater_E10 | F5 | Commercial | Office | Existing | Miscellaneous | Natural Gas | Pool Heater | E10 | RIM BC Ratio | 0 | 0 | 0 | 0 | 0 | 0 | 0 | 0 | 0 | 0 | 0 | 0 | 0 | 0 | 0 | 0 | 0 | 0 | 0 | 0 | 0 | 0 | 0 | 0 | 0 | 0 | 0 | 0 | 0 | 0 | 0 | 0 | 0
F0_Commercial_Office_Existing_Miscellaneous_Natural Gas_Miscellaneous_E0 | F0 | Commercial | Office | Existing | Miscellaneous | Natural Gas | Miscellaneous | E0 | Economic Unit | Miscellaneous | Miscellaneous | Miscellaneous | Miscellaneous | Miscellaneous | Miscellaneous | Miscellaneous | Miscellaneous | Miscellaneous | Miscellaneous | Miscellaneous | Miscellaneous | Miscellaneous | Miscellaneous | Miscellaneous | Miscellaneous | Miscellaneous | Miscellaneous | Miscellaneous | Miscellaneous | Miscellaneous | Miscellaneous | Miscellaneous | Miscellaneous | Miscellaneous | Miscellaneous | Miscellaneous | Miscellaneous | Miscellaneous | Miscellaneous | Miscellaneous | Miscellaneous | Miscellaneous
F1_Commercial_Office_Existing_Miscellaneous_Natural Gas_Miscellaneous_E1 | F1 | Commercial | Office | Existing | Miscellaneous | Natural Gas | Miscellaneous | E1 | CCE | 0 | 0 | 0 | 0 | 0 | 0 | 0 | 0 | 0 | 0 | 0 | 0 | 0 | 0 | 0 | 0 | 0 | 0 | 0 | 0 | 0 | 0 | 0 | 0 | 0 | 0 | 0 | 0 | 0 | 0 | 0 | 0 | 0
F1_Commercial_Office_Existing_Miscellaneous_Natural Gas_Miscellaneous_E2 | F1 | Commercial | Office | Existing | Miscellaneous | Natural Gas | Miscellaneous | E2 | CCE | 0 | 0 | 0 | 0 | 0 | 0 | 0 | 0 | 0 | 0 | 0 | 0 | 0 | 0 | 0 | 0 | 0 | 0 | 0 | 0 | 0 | 0 | 0 | 0 | 0 | 0 | 0 | 0 | 0 | 0 | 0 | 0 | 0
F1_Commercial_Office_Existing_Miscellaneous_Natural Gas_Miscellaneous_E3 | F1 | Commercial | Office | Existing | Miscellaneous | Natural Gas | Miscellaneous | E3 | CCE | 0 | 0 | 0 | 0 | 0 | 0 | 0 | 0 | 0 | 0 | 0 | 0 | 0 | 0 | 0 | 0 | 0 | 0 | 0 | 0 | 0 | 0 | 0 | 0 | 0 | 0 | 0 | 0 | 0 | 0 | 0 | 0 | 0
F1_Commercial_Office_Existing_Miscellaneous_Natural Gas_Miscellaneous_E4 | F1 | Commercial | Office | Existing | Miscellaneous | Natural Gas | Miscellaneous | E4 | CCE | 0 | 0 | 0 | 0 | 0 | 0 | 0 | 0 | 0 | 0 | 0 | 0 | 0 | 0 | 0 | 0 | 0 | 0 | 0 | 0 | 0 | 0 | 0 | 0 | 0 | 0 | 0 | 0 | 0 | 0 | 0 | 0 | 0
F1_Commercial_Office_Existing_Miscellaneous_Natural Gas_Miscellaneous_E5 | F1 | Commercial | Office | Existing | Miscellaneous | Natural Gas | Miscellaneous | E5 | CCE | 0 | 0 | 0 | 0 | 0 | 0 | 0 | 0 | 0 | 0 | 0 | 0 | 0 | 0 | 0 | 0 | 0 | 0 | 0 | 0 | 0 | 0 | 0 | 0 | 0 | 0 | 0 | 0 | 0 | 0 | 0 | 0 | 0
F1_Commercial_Office_Existing_Miscellaneous_Natural Gas_Miscellaneous_E6 | F1 | Commercial | Office | Existing | Miscellaneous | Natural Gas | Miscellaneous | E6 | CCE | 0 | 0 | 0 | 0 | 0 | 0 | 0 | 0 | 0 | 0 | 0 | 0 | 0 | 0 | 0 | 0 | 0 | 0 | 0 | 0 | 0 | 0 | 0 | 0 | 0 | 0 | 0 | 0 | 0 | 0 | 0 | 0 | 0
F1_Commercial_Office_Existing_Miscellaneous_Natural Gas_Miscellaneous_E7 | F1 | Commercial | Office | Existing | Miscellaneous | Natural Gas | Miscellaneous | E7 | CCE | 0 | 0 | 0 | 0 | 0 | 0 | 0 | 0 | 0 | 0 | 0 | 0 | 0 | 0 | 0 | 0 | 0 | 0 | 0 | 0 | 0 | 0 | 0 | 0 | 0 | 0 | 0 | 0 | 0 | 0 | 0 | 0 | 0
F1_Commercial_Office_Existing_Miscellaneous_Natural Gas_Miscellaneous_E8 | F1 | Commercial | Office | Existing | Miscellaneous | Natural Gas | Miscellaneous | E8 | CCE | 0 | 0 | 0 | 0 | 0 | 0 | 0 | 0 | 0 | 0 | 0 | 0 | 0 | 0 | 0 | 0 | 0 | 0 | 0 | 0 | 0 | 0 | 0 | 0 | 0 | 0 | 0 | 0 | 0 | 0 | 0 | 0 | 0
F1_Commercial_Office_Existing_Miscellaneous_Natural Gas_Miscellaneous_E9 | F1 | Commercial | Office | Existing | Miscellaneous | Natural Gas | Miscellaneous | E9 | CCE | 0 | 0 | 0 | 0 | 0 | 0 | 0 | 0 | 0 | 0 | 0 | 0 | 0 | 0 | 0 | 0 | 0 | 0 | 0 | 0 | 0 | 0 | 0 | 0 | 0 | 0 | 0 | 0 | 0 | 0 | 0 | 0 | 0
F1_Commercial_Office_Existing_Miscellaneous_Natural Gas_Miscellaneous_E10 | F1 | Commercial | Office | Existing | Miscellaneous | Natural Gas | Miscellaneous | E10 | CCE | 0 | 0 | 0 | 0 | 0 | 0 | 0 | 0 | 0 | 0 | 0 | 0 | 0 | 0 | 0 | 0 | 0 | 0 | 0 | 0 | 0 | 0 | 0 | 0 | 0 | 0 | 0 | 0 | 0 | 0 | 0 | 0 | 0
F2_Commercial_Office_Existing_Miscellaneous_Natural Gas_Miscellaneous_E1 | F2 | Commercial | Office | Existing | Miscellaneous | Natural Gas | Miscellaneous | E1 | TRC BC Ratio | bar: 2019 to 2051
F2_Commercial_Office_Existing_Miscellaneous_Natural Gas_Miscellaneous_E2 | F2 | Commercial | Office | Existing | Miscellaneous | Natural Gas | Miscellaneous | E2 | TRC BC Ratio | 0 | 0 | 0 | 0 | 0 | 0 | 0 | 0 | 0 | 0 | 0 | 0 | 0 | 0 | 0 | 0 | 0 | 0 | 0 | 0 | 0 | 0 | 0 | 0 | 0 | 0 | 0 | 0 | 0 | 0 | 0 | 0 | 0
F2_Commercial_Office_Existing_Miscellaneous_Natural Gas_Miscellaneous_E3 | F2 | Commercial | Office | Existing | Miscellaneous | Natural Gas | Miscellaneous | E3 | TRC BC Ratio | 0 | 0 | 0 | 0 | 0 | 0 | 0 | 0 | 0 | 0 | 0 | 0 | 0 | 0 | 0 | 0 | 0 | 0 | 0 | 0 | 0 | 0 | 0 | 0 | 0 | 0 | 0 | 0 | 0 | 0 | 0 | 0 | 0
F2_Commercial_Office_Existing_Miscellaneous_Natural Gas_Miscellaneous_E4 | F2 | Commercial | Office | Existing | Miscellaneous | Natural Gas | Miscellaneous | E4 | TRC BC Ratio | 0 | 0 | 0 | 0 | 0 | 0 | 0 | 0 | 0 | 0 | 0 | 0 | 0 | 0 | 0 | 0 | 0 | 0 | 0 | 0 | 0 | 0 | 0 | 0 | 0 | 0 | 0 | 0 | 0 | 0 | 0 | 0 | 0
F2_Commercial_Office_Existing_Miscellaneous_Natural Gas_Miscellaneous_E5 | F2 | Commercial | Office | Existing | Miscellaneous | Natural Gas | Miscellaneous | E5 | TRC BC Ratio | 0 | 0 | 0 | 0 | 0 | 0 | 0 | 0 | 0 | 0 | 0 | 0 | 0 | 0 | 0 | 0 | 0 | 0 | 0 | 0 | 0 | 0 | 0 | 0 | 0 | 0 | 0 | 0 | 0 | 0 | 0 | 0 | 0
F2_Commercial_Office_Existing_Miscellaneous_Natural Gas_Miscellaneous_E6 | F2 | Commercial | Office | Existing | Miscellaneous | Natural Gas | Miscellaneous | E6 | TRC BC Ratio | 0 | 0 | 0 | 0 | 0 | 0 | 0 | 0 | 0 | 0 | 0 | 0 | 0 | 0 | 0 | 0 | 0 | 0 | 0 | 0 | 0 | 0 | 0 | 0 | 0 | 0 | 0 | 0 | 0 | 0 | 0 | 0 | 0
F2_Commercial_Office_Existing_Miscellaneous_Natural Gas_Miscellaneous_E7 | F2 | Commercial | Office | Existing | Miscellaneous | Natural Gas | Miscellaneous | E7 | TRC BC Ratio | 0 | 0 | 0 | 0 | 0 | 0 | 0 | 0 | 0 | 0 | 0 | 0 | 0 | 0 | 0 | 0 | 0 | 0 | 0 | 0 | 0 | 0 | 0 | 0 | 0 | 0 | 0 | 0 | 0 | 0 | 0 | 0 | 0
F2_Commercial_Office_Existing_Miscellaneous_Natural Gas_Miscellaneous_E8 | F2 | Commercial | Office | Existing | Miscellaneous | Natural Gas | Miscellaneous | E8 | TRC BC Ratio | 0 | 0 | 0 | 0 | 0 | 0 | 0 | 0 | 0 | 0 | 0 | 0 | 0 | 0 | 0 | 0 | 0 | 0 | 0 | 0 | 0 | 0 | 0 | 0 | 0 | 0 | 0 | 0 | 0 | 0 | 0 | 0 | 0
F2_Commercial_Office_Existing_Miscellaneous_Natural Gas_Miscellaneous_E9 | F2 | Commercial | Office | Existing | Miscellaneous | Natural Gas | Miscellaneous | E9 | TRC BC Ratio | 0 | 0 | 0 | 0 | 0 | 0 | 0 | 0 | 0 | 0 | 0 | 0 | 0 | 0 | 0 | 0 | 0 | 0 | 0 | 0 | 0 | 0 | 0 | 0 | 0 | 0 | 0 | 0 | 0 | 0 | 0 | 0 | 0
F2_Commercial_Office_Existing_Miscellaneous_Natural Gas_Miscellaneous_E10 | F2 | Commercial | Office | Existing | Miscellaneous | Natural Gas | Miscellaneous | E10 | TRC BC Ratio | 0 | 0 | 0 | 0 | 0 | 0 | 0 | 0 | 0 | 0 | 0 | 0 | 0 | 0 | 0 | 0 | 0 | 0 | 0 | 0 | 0 | 0 | 0 | 0 | 0 | 0 | 0 | 0 | 0 | 0 | 0 | 0 | 0
F3_Commercial_Office_Existing_Miscellaneous_Natural Gas_Miscellaneous_E1 | F3 | Commercial | Office | Existing | Miscellaneous | Natural Gas | Miscellaneous | E1 | PACT BC Ratio | bar: 2019 to 2051
F3_Commercial_Office_Existing_Miscellaneous_Natural Gas_Miscellaneous_E2 | F3 | Commercial | Office | Existing | Miscellaneous | Natural Gas | Miscellaneous | E2 | PACT BC Ratio | 0 | 0 | 0 | 0 | 0 | 0 | 0 | 0 | 0 | 0 | 0 | 0 | 0 | 0 | 0 | 0 | 0 | 0 | 0 | 0 | 0 | 0 | 0 | 0 | 0 | 0 | 0 | 0 | 0 | 0 | 0 | 0 | 0
F3_Commercial_Office_Existing_Miscellaneous_Natural Gas_Miscellaneous_E3 | F3 | Commercial | Office | Existing | Miscellaneous | Natural Gas | Miscellaneous | E3 | PACT BC Ratio | 0 | 0 | 0 | 0 | 0 | 0 | 0 | 0 | 0 | 0 | 0 | 0 | 0 | 0 | 0 | 0 | 0 | 0 | 0 | 0 | 0 | 0 | 0 | 0 | 0 | 0 | 0 | 0 | 0 | 0 | 0 | 0 | 0
F3_Commercial_Office_Existing_Miscellaneous_Natural Gas_Miscellaneous_E4 | F3 | Commercial | Office | Existing | Miscellaneous | Natural Gas | Miscellaneous | E4 | PACT BC Ratio | 0 | 0 | 0 | 0 | 0 | 0 | 0 | 0 | 0 | 0 | 0 | 0 | 0 | 0 | 0 | 0 | 0 | 0 | 0 | 0 | 0 | 0 | 0 | 0 | 0 | 0 | 0 | 0 | 0 | 0 | 0 | 0 | 0
F3_Commercial_Office_Existing_Miscellaneous_Natural Gas_Miscellaneous_E5 | F3 | Commercial | Office | Existing | Miscellaneous | Natural Gas | Miscellaneous | E5 | PACT BC Ratio | 0 | 0 | 0 | 0 | 0 | 0 | 0 | 0 | 0 | 0 | 0 | 0 | 0 | 0 | 0 | 0 | 0 | 0 | 0 | 0 | 0 | 0 | 0 | 0 | 0 | 0 | 0 | 0 | 0 | 0 | 0 | 0 | 0
F3_Commercial_Office_Existing_Miscellaneous_Natural Gas_Miscellaneous_E6 | F3 | Commercial | Office | Existing | Miscellaneous | Natural Gas | Miscellaneous | E6 | PACT BC Ratio | 0 | 0 | 0 | 0 | 0 | 0 | 0 | 0 | 0 | 0 | 0 | 0 | 0 | 0 | 0 | 0 | 0 | 0 | 0 | 0 | 0 | 0 | 0 | 0 | 0 | 0 | 0 | 0 | 0 | 0 | 0 | 0 | 0
F3_Commercial_Office_Existing_Miscellaneous_Natural Gas_Miscellaneous_E7 | F3 | Commercial | Office | Existing | Miscellaneous | Natural Gas | Miscellaneous | E7 | PACT BC Ratio | 0 | 0 | 0 | 0 | 0 | 0 | 0 | 0 | 0 | 0 | 0 | 0 | 0 | 0 | 0 | 0 | 0 | 0 | 0 | 0 | 0 | 0 | 0 | 0 | 0 | 0 | 0 | 0 | 0 | 0 | 0 | 0 | 0
F3_Commercial_Office_Existing_Miscellaneous_Natural Gas_Miscellaneous_E8 | F3 | Commercial | Office | Existing | Miscellaneous | Natural Gas | Miscellaneous | E8 | PACT BC Ratio | 0 | 0 | 0 | 0 | 0 | 0 | 0 | 0 | 0 | 0 | 0 | 0 | 0 | 0 | 0 | 0 | 0 | 0 | 0 | 0 | 0 | 0 | 0 | 0 | 0 | 0 | 0 | 0 | 0 | 0 | 0 | 0 | 0
F3_Commercial_Office_Existing_Miscellaneous_Natural Gas_Miscellaneous_E9 | F3 | Commercial | Office | Existing | Miscellaneous | Natural Gas | Miscellaneous | E9 | PACT BC Ratio | 0 | 0 | 0 | 0 | 0 | 0 | 0 | 0 | 0 | 0 | 0 | 0 | 0 | 0 | 0 | 0 | 0 | 0 | 0 | 0 | 0 | 0 | 0 | 0 | 0 | 0 | 0 | 0 | 0 | 0 | 0 | 0 | 0
F3_Commercial_Office_Existing_Miscellaneous_Natural Gas_Miscellaneous_E10 | F3 | Commercial | Office | Existing | Miscellaneous | Natural Gas | Miscellaneous | E10 | PACT BC Ratio | 0 | 0 | 0 | 0 | 0 | 0 | 0 | 0 | 0 | 0 | 0 | 0 | 0 | 0 | 0 | 0 | 0 | 0 | 0 | 0 | 0 | 0 | 0 | 0 | 0 | 0 | 0 | 0 | 0 | 0 | 0 | 0 | 0
F4_Commercial_Office_Existing_Miscellaneous_Natural Gas_Miscellaneous_E1 | F4 | Commercial | Office | Existing | Miscellaneous | Natural Gas | Miscellaneous | E1 | RVT BC Ratio | bar: 2019 to 2051
F4_Commercial_Office_Existing_Miscellaneous_Natural Gas_Miscellaneous_E2 | F4 | Commercial | Office | Existing | Miscellaneous | Natural Gas | Miscellaneous | E2 | RVT BC Ratio | 0 | 0 | 0 | 0 | 0 | 0 | 0 | 0 | 0 | 0 | 0 | 0 | 0 | 0 | 0 | 0 | 0 | 0 | 0 | 0 | 0 | 0 | 0 | 0 | 0 | 0 | 0 | 0 | 0 | 0 | 0 | 0 | 0
F4_Commercial_Office_Existing_Miscellaneous_Natural Gas_Miscellaneous_E3 | F4 | Commercial | Office | Existing | Miscellaneous | Natural Gas | Miscellaneous | E3 | RVT BC Ratio | 0 | 0 | 0 | 0 | 0 | 0 | 0 | 0 | 0 | 0 | 0 | 0 | 0 | 0 | 0 | 0 | 0 | 0 | 0 | 0 | 0 | 0 | 0 | 0 | 0 | 0 | 0 | 0 | 0 | 0 | 0 | 0 | 0
F4_Commercial_Office_Existing_Miscellaneous_Natural Gas_Miscellaneous_E4 | F4 | Commercial | Office | Existing | Miscellaneous | Natural Gas | Miscellaneous | E4 | RVT BC Ratio | 0 | 0 | 0 | 0 | 0 | 0 | 0 | 0 | 0 | 0 | 0 | 0 | 0 | 0 | 0 | 0 | 0 | 0 | 0 | 0 | 0 | 0 | 0 | 0 | 0 | 0 | 0 | 0 | 0 | 0 | 0 | 0 | 0
F4_Commercial_Office_Existing_Miscellaneous_Natural Gas_Miscellaneous_E5 | F4 | Commercial | Office | Existing | Miscellaneous | Natural Gas | Miscellaneous | E5 | RVT BC Ratio | 0 | 0 | 0 | 0 | 0 | 0 | 0 | 0 | 0 | 0 | 0 | 0 | 0 | 0 | 0 | 0 | 0 | 0 | 0 | 0 | 0 | 0 | 0 | 0 | 0 | 0 | 0 | 0 | 0 | 0 | 0 | 0 | 0
F4_Commercial_Office_Existing_Miscellaneous_Natural Gas_Miscellaneous_E6 | F4 | Commercial | Office | Existing | Miscellaneous | Natural Gas | Miscellaneous | E6 | RVT BC Ratio | 0 | 0 | 0 | 0 | 0 | 0 | 0 | 0 | 0 | 0 | 0 | 0 | 0 | 0 | 0 | 0 | 0 | 0 | 0 | 0 | 0 | 0 | 0 | 0 | 0 | 0 | 0 | 0 | 0 | 0 | 0 | 0 | 0
F4_Commercial_Office_Existing_Miscellaneous_Natural Gas_Miscellaneous_E7 | F4 | Commercial | Office | Existing | Miscellaneous | Natural Gas | Miscellaneous | E7 | RVT BC Ratio | 0 | 0 | 0 | 0 | 0 | 0 | 0 | 0 | 0 | 0 | 0 | 0 | 0 | 0 | 0 | 0 | 0 | 0 | 0 | 0 | 0 | 0 | 0 | 0 | 0 | 0 | 0 | 0 | 0 | 0 | 0 | 0 | 0
F4_Commercial_Office_Existing_Miscellaneous_Natural Gas_Miscellaneous_E8 | F4 | Commercial | Office | Existing | Miscellaneous | Natural Gas | Miscellaneous | E8 | RVT BC Ratio | 0 | 0 | 0 | 0 | 0 | 0 | 0 | 0 | 0 | 0 | 0 | 0 | 0 | 0 | 0 | 0 | 0 | 0 | 0 | 0 | 0 | 0 | 0 | 0 | 0 | 0 | 0 | 0 | 0 | 0 | 0 | 0 | 0
F4_Commercial_Office_Existing_Miscellaneous_Natural Gas_Miscellaneous_E9 | F4 | Commercial | Office | Existing | Miscellaneous | Natural Gas | Miscellaneous | E9 | RVT BC Ratio | 0 | 0 | 0 | 0 | 0 | 0 | 0 | 0 | 0 | 0 | 0 | 0 | 0 | 0 | 0 | 0 | 0 | 0 | 0 | 0 | 0 | 0 | 0 | 0 | 0 | 0 | 0 | 0 | 0 | 0 | 0 | 0 | 0
F4_Commercial_Office_Existing_Miscellaneous_Natural Gas_Miscellaneous_E10 | F4 | Commercial | Office | Existing | Miscellaneous | Natural Gas | Miscellaneous | E10 | RVT BC Ratio | 0 | 0 | 0 | 0 | 0 | 0 | 0 | 0 | 0 | 0 | 0 | 0 | 0 | 0 | 0 | 0 | 0 | 0 | 0 | 0 | 0 | 0 | 0 | 0 | 0 | 0 | 0 | 0 | 0 | 0 | 0 | 0 | 0
F5_Commercial_Office_Existing_Miscellaneous_Natural Gas_Miscellaneous_E1 | F5 | Commercial | Office | Existing | Miscellaneous | Natural Gas | Miscellaneous | E1 | RIM BC Ratio | bar: 2019 to 2051
F5_Commercial_Office_Existing_Miscellaneous_Natural Gas_Miscellaneous_E2 | F5 | Commercial | Office | Existing | Miscellaneous | Natural Gas | Miscellaneous | E2 | RIM BC Ratio | 0 | 0 | 0 | 0 | 0 | 0 | 0 | 0 | 0 | 0 | 0 | 0 | 0 | 0 | 0 | 0 | 0 | 0 | 0 | 0 | 0 | 0 | 0 | 0 | 0 | 0 | 0 | 0 | 0 | 0 | 0 | 0 | 0
F5_Commercial_Office_Existing_Miscellaneous_Natural Gas_Miscellaneous_E3 | F5 | Commercial | Office | Existing | Miscellaneous | Natural Gas | Miscellaneous | E3 | RIM BC Ratio | 0 | 0 | 0 | 0 | 0 | 0 | 0 | 0 | 0 | 0 | 0 | 0 | 0 | 0 | 0 | 0 | 0 | 0 | 0 | 0 | 0 | 0 | 0 | 0 | 0 | 0 | 0 | 0 | 0 | 0 | 0 | 0 | 0
F5_Commercial_Office_Existing_Miscellaneous_Natural Gas_Miscellaneous_E4 | F5 | Commercial | Office | Existing | Miscellaneous | Natural Gas | Miscellaneous | E4 | RIM BC Ratio | 0 | 0 | 0 | 0 | 0 | 0 | 0 | 0 | 0 | 0 | 0 | 0 | 0 | 0 | 0 | 0 | 0 | 0 | 0 | 0 | 0 | 0 | 0 | 0 | 0 | 0 | 0 | 0 | 0 | 0 | 0 | 0 | 0
F5_Commercial_Office_Existing_Miscellaneous_Natural Gas_Miscellaneous_E5 | F5 | Commercial | Office | Existing | Miscellaneous | Natural Gas | Miscellaneous | E5 | RIM BC Ratio | 0 | 0 | 0 | 0 | 0 | 0 | 0 | 0 | 0 | 0 | 0 | 0 | 0 | 0 | 0 | 0 | 0 | 0 | 0 | 0 | 0 | 0 | 0 | 0 | 0 | 0 | 0 | 0 | 0 | 0 | 0 | 0 | 0
F5_Commercial_Office_Existing_Miscellaneous_Natural Gas_Miscellaneous_E6 | F5 | Commercial | Office | Existing | Miscellaneous | Natural Gas | Miscellaneous | E6 | RIM BC Ratio | 0 | 0 | 0 | 0 | 0 | 0 | 0 | 0 | 0 | 0 | 0 | 0 | 0 | 0 | 0 | 0 | 0 | 0 | 0 | 0 | 0 | 0 | 0 | 0 | 0 | 0 | 0 | 0 | 0 | 0 | 0 | 0 | 0
F5_Commercial_Office_Existing_Miscellaneous_Natural Gas_Miscellaneous_E7 | F5 | Commercial | Office | Existing | Miscellaneous | Natural Gas | Miscellaneous | E7 | RIM BC Ratio | 0 | 0 | 0 | 0 | 0 | 0 | 0 | 0 | 0 | 0 | 0 | 0 | 0 | 0 | 0 | 0 | 0 | 0 | 0 | 0 | 0 | 0 | 0 | 0 | 0 | 0 | 0 | 0 | 0 | 0 | 0 | 0 | 0
F5_Commercial_Office_Existing_Miscellaneous_Natural Gas_Miscellaneous_E8 | F5 | Commercial | Office | Existing | Miscellaneous | Natural Gas | Miscellaneous | E8 | RIM BC Ratio | 0 | 0 | 0 | 0 | 0 | 0 | 0 | 0 | 0 | 0 | 0 | 0 | 0 | 0 | 0 | 0 | 0 | 0 | 0 | 0 | 0 | 0 | 0 | 0 | 0 | 0 | 0 | 0 | 0 | 0 | 0 | 0 | 0
F5_Commercial_Office_Existing_Miscellaneous_Natural Gas_Miscellaneous_E9 | F5 | Commercial | Office | Existing | Miscellaneous | Natural Gas | Miscellaneous | E9 | RIM BC Ratio | 0 | 0 | 0 | 0 | 0 | 0 | 0 | 0 | 0 | 0 | 0 | 0 | 0 | 0 | 0 | 0 | 0 | 0 | 0 | 0 | 0 | 0 | 0 | 0 | 0 | 0 | 0 | 0 | 0 | 0 | 0 | 0 | 0
F5_Commercial_Office_Existing_Miscellaneous_Natural Gas_Miscellaneous_E10 | F5 | Commercial | Office | Existing | Miscellaneous | Natural Gas | Miscellaneous | E10 | RIM BC Ratio | 0 | 0 | 0 | 0 | 0 | 0 | 0 | 0 | 0 | 0 | 0 | 0 | 0 | 0 | 0 | 0 | 0 | 0 | 0 | 0 | 0 | 0 | 0 | 0 | 0 | 0 | 0 | 0 | 0 | 0 | 0 | 0 | 0
F0_Commercial_Office_New_Space Heating_Natural Gas_Furnace_E0 | F0 | Commercial | Office | New | Space Heating | Natural Gas | Furnace | E0 | Economic Unit | AFUE 96% | AFUE 96% | AFUE 96% | AFUE 96% | AFUE 96% | AFUE 96% | AFUE 96% | AFUE 96% | AFUE 96% | AFUE 96% | AFUE 96% | AFUE 96% | AFUE 96% | AFUE 96% | AFUE 96% | AFUE 96% | AFUE 96% | AFUE 96% | AFUE 96% | AFUE 96% | AFUE 96% | AFUE 96% | AFUE 96% | AFUE 96% | AFUE 96% | AFUE 96% | AFUE 96% | AFUE 96% | AFUE 96% | AFUE 96% | AFUE 96% | AFUE 96% | AFUE 96%
F1_Commercial_Office_New_Space Heating_Natural Gas_Furnace_E1 | F1 | Commercial | Office | New | Space Heating | Natural Gas | Furnace | E1 | CCE | 0 | 0 | 0 | 0 | 0 | 0 | 0 | 0 | 0 | 0 | 0 | 0 | 0 | 0 | 0 | 0 | 0 | 0 | 0 | 0 | 0 | 0 | 0 | 0 | 0 | 0 | 0 | 0 | 0 | 0 | 0 | 0 | 0
F1_Commercial_Office_New_Space Heating_Natural Gas_Furnace_E2 | F1 | Commercial | Office | New | Space Heating | Natural Gas | Furnace | E2 | CCE | 0.34296 | 0.35508 | 0.32045 | 0.3282 | 0.32997 | 0 | 0 | 0 | 0 | 0 | 0 | 0 | 0 | 0 | 0 | 0 | 0 | 0 | 0 | 0 | 0 | 0 | 0 | 0 | 0 | 0 | 0 | 0 | 0 | 0 | 0 | 0 | 0
F1_Commercial_Office_New_Space Heating_Natural Gas_Furnace_E3 | F1 | Commercial | Office | New | Space Heating | Natural Gas | Furnace | E3 | CCE | 0.81357 | 0.84232 | 0.76016 | 0.77855 | 0.78274 | 0 | 0 | 0 | 0 | 0 | 0 | 0 | 0 | 0 | 0 | 0 | 0 | 0 | 0 | 0 | 0 | 0 | 0 | 0 | 0 | 0 | 0 | 0 | 0 | 0 | 0 | 0 | 0
F1_Commercial_Office_New_Space Heating_Natural Gas_Furnace_E4 | F1 | Commercial | Office | New | Space Heating | Natural Gas | Furnace | E4 | CCE | 1.2826 | 1.3279 | 1.1984 | 1.2274 | 1.234 | 1.9407 | 1.9513 | 1.9619 | 1.9727 | 1.9836 | 1.9946 | 2.0058 | 2.0171 | 2.0285 | 2.04 | 2.0517 | 2.0634 | 2.0754 | 2.0874 | 2.0997 | 2.112 | 2.1245 | 2.1371 | 2.1499 | 2.1629 | 2.1759 | 2.1892 | 2.2026 | 2.2162 | 2.23 | 2.2439 | 2.258 | 2.258
F1_Commercial_Office_New_Space Heating_Natural Gas_Furnace_E5 | F1 | Commercial | Office | New | Space Heating | Natural Gas | Furnace | E5 | CCE | 0 | 0 | 0 | 0 | 0 | 0 | 0 | 17.4346 | 17.5304 | 17.6272 | 17.7252 | 17.8243 | 17.9244 | 18.0256 | 18.1282 | 18.2318 | 18.3366 | 18.4425 | 18.5498 | 18.6583 | 18.7681 | 18.8788 | 18.9914 | 19.105 | 19.2201 | 19.3363 | 19.4543 | 19.5736 | 19.6943 | 19.8165 | 19.9404 | 20.0658 | 20.0658
F1_Commercial_Office_New_Space Heating_Natural Gas_Furnace_E6 | F1 | Commercial | Office | New | Space Heating | Natural Gas | Furnace | E6 | CCE | 0 | 0 | 0 | 0 | 0 | 0 | 0 | 0 | 0 | 0 | 0 | 0 | 0 | 0 | 0 | 0 | 0 | 0 | 0 | 0 | 0 | 0 | 0 | 0 | 0 | 0 | 0 | 0 | 0 | 0 | 0 | 0 | 0
F1_Commercial_Office_New_Space Heating_Natural Gas_Furnace_E7 | F1 | Commercial | Office | New | Space Heating | Natural Gas | Furnace | E7 | CCE | 0 | 0 | 0 | 0 | 0 | 0 | 0 | 0 | 0 | 0 | 0 | 0 | 0 | 0 | 0 | 0 | 0 | 0 | 0 | 0 | 0 | 0 | 0 | 0 | 0 | 0 | 0 | 0 | 0 | 0 | 0 | 0 | 0
F1_Commercial_Office_New_Space Heating_Natural Gas_Furnace_E8 | F1 | Commercial | Office | New | Space Heating | Natural Gas | Furnace | E8 | CCE | 0 | 0 | 0 | 0 | 0 | 0 | 0 | 0 | 0 | 0 | 0 | 0 | 0 | 0 | 0 | 0 | 0 | 0 | 0 | 0 | 0 | 0 | 0 | 0 | 0 | 0 | 0 | 0 | 0 | 0 | 0 | 0 | 0
F1_Commercial_Office_New_Space Heating_Natural Gas_Furnace_E9 | F1 | Commercial | Office | New | Space Heating | Natural Gas | Furnace | E9 | CCE | 0 | 0 | 0 | 0 | 0 | 0 | 0 | 0 | 0 | 0 | 0 | 0 | 0 | 0 | 0 | 0 | 0 | 0 | 0 | 0 | 0 | 0 | 0 | 0 | 0 | 0 | 0 | 0 | 0 | 0 | 0 | 0 | 0
F1_Commercial_Office_New_Space Heating_Natural Gas_Furnace_E10 | F1 | Commercial | Office | New | Space Heating | Natural Gas | Furnace | E10 | CCE | 0 | 0 | 0 | 0 | 0 | 0 | 0 | 0 | 0 | 0 | 0 | 0 | 0 | 0 | 0 | 0 | 0 | 0 | 0 | 0 | 0 | 0 | 0 | 0 | 0 | 0 | 0 | 0 | 0 | 0 | 0 | 0 | 0
F2_Commercial_Office_New_Space Heating_Natural Gas_Furnace_E1 | F2 | Commercial | Office | New | Space Heating | Natural Gas | Furnace | E1 | TRC BC Ratio | 1 | 1 | 1 | 1 | 1 | 0 | 0 | 0 | 0 | 0 | 0 | 0 | 0 | 0 | 0 | 0 | 0 | 0 | 0 | 0 | 0 | 0 | 0 | 0 | 0 | 0 | 0 | 0 | 0 | 0 | 0 | 0 | 0
F2_Commercial_Office_New_Space Heating_Natural Gas_Furnace_E2 | F2 | Commercial | Office | New | Space Heating | Natural Gas | Furnace | E2 | TRC BC Ratio | 6.337 | 6.3345 | 6.346 | 6.3159 | 6.2952 | 0 | 0 | 0 | 0 | 0 | 0 | 0 | 0 | 0 | 0 | 0 | 0 | 0 | 0 | 0 | 0 | 0 | 0 | 0 | 0 | 0 | 0 | 0 | 0 | 0 | 0 | 0 | 0
F2_Commercial_Office_New_Space Heating_Natural Gas_Furnace_E3 | F2 | Commercial | Office | New | Space Heating | Natural Gas | Furnace | E3 | TRC BC Ratio | 2.6714 | 2.6703 | 2.6752 | 2.6625 | 2.6538 | 1 | 1 | 1 | 1 | 1 | 1 | 1 | 1 | 1 | 1 | 1 | 1 | 1 | 1 | 1 | 1 | 1 | 1 | 1 | 1 | 1 | 1 | 1 | 1 | 1 | 1 | 1 | 1
F2_Commercial_Office_New_Space Heating_Natural Gas_Furnace_E4 | F2 | Commercial | Office | New | Space Heating | Natural Gas | Furnace | E4 | TRC BC Ratio | 1.6944 | 1.6938 | 1.6969 | 1.6888 | 1.6833 | 1.075 | 1.0761 | 1.0766 | 1.0779 | 1.0789 | 1.0798 | 1.0805 | 1.0814 | 1.0823 | 1.0831 | 1.0838 | 1.0846 | 1.0856 | 1.0866 | 1.0878 | 1.0888 | 1.09 | 1.0909 | 1.092 | 1.0928 | 1.0936 | 1.0944 | 1.0952 | 1.0957 | 1.0963 | 1.0966 | 1.097 | 1.097
F2_Commercial_Office_New_Space Heating_Natural Gas_Furnace_E5 | F2 | Commercial | Office | New | Space Heating | Natural Gas | Furnace | E5 | TRC BC Ratio | 0 | 0 | 0 | 0 | 0 | 0 | 0 | 0.12115 | 0.1213 | 0.12141 | 0.12151 | 0.12159 | 0.12169 | 0.1218 | 0.12188 | 0.12197 | 0.12205 | 0.12217 | 0.12227 | 0.12241 | 0.12253 | 0.12265 | 0.12276 | 0.12288 | 0.12298 | 0.12307 | 0.12315 | 0.12324 | 0.1233 | 0.12336 | 0.1234 | 0.12345 | 0.12345
F2_Commercial_Office_New_Space Heating_Natural Gas_Furnace_E6 | F2 | Commercial | Office | New | Space Heating | Natural Gas | Furnace | E6 | TRC BC Ratio | 0 | 0 | 0 | 0 | 0 | 0 | 0 | 0 | 0 | 0 | 0 | 0 | 0 | 0 | 0 | 0 | 0 | 0 | 0 | 0 | 0 | 0 | 0 | 0 | 0 | 0 | 0 | 0 | 0 | 0 | 0 | 0 | 0
F2_Commercial_Office_New_Space Heating_Natural Gas_Furnace_E7 | F2 | Commercial | Office | New | Space Heating | Natural Gas | Furnace | E7 | TRC BC Ratio | 0 | 0 | 0 | 0 | 0 | 0 | 0 | 0 | 0 | 0 | 0 | 0 | 0 | 0 | 0 | 0 | 0 | 0 | 0 | 0 | 0 | 0 | 0 | 0 | 0 | 0 | 0 | 0 | 0 | 0 | 0 | 0 | 0
F2_Commercial_Office_New_Space Heating_Natural Gas_Furnace_E8 | F2 | Commercial | Office | New | Space Heating | Natural Gas | Furnace | E8 | TRC BC Ratio | 0 | 0 | 0 | 0 | 0 | 0 | 0 | 0 | 0 | 0 | 0 | 0 | 0 | 0 | 0 | 0 | 0 | 0 | 0 | 0 | 0 | 0 | 0 | 0 | 0 | 0 | 0 | 0 | 0 | 0 | 0 | 0 | 0
F2_Commercial_Office_New_Space Heating_Natural Gas_Furnace_E9 | F2 | Commercial | Office | New | Space Heating | Natural Gas | Furnace | E9 | TRC BC Ratio | 0 | 0 | 0 | 0 | 0 | 0 | 0 | 0 | 0 | 0 | 0 | 0 | 0 | 0 | 0 | 0 | 0 | 0 | 0 | 0 | 0 | 0 | 0 | 0 | 0 | 0 | 0 | 0 | 0 | 0 | 0 | 0 | 0
F2_Commercial_Office_New_Space Heating_Natural Gas_Furnace_E10 | F2 | Commercial | Office | New | Space Heating | Natural Gas | Furnace | E10 | TRC BC Ratio | 0 | 0 | 0 | 0 | 0 | 0 | 0 | 0 | 0 | 0 | 0 | 0 | 0 | 0 | 0 | 0 | 0 | 0 | 0 | 0 | 0 | 0 | 0 | 0 | 0 | 0 | 0 | 0 | 0 | 0 | 0 | 0 | 0
F3_Commercial_Office_New_Space Heating_Natural Gas_Furnace_E1 | F3 | Commercial | Office | New | Space Heating | Natural Gas | Furnace | E1 | PACT BC Ratio | 1 | 1 | 1 | 1 | 1 | 0 | 0 | 0 | 0 | 0 | 0 | 0 | 0 | 0 | 0 | 0 | 0 | 0 | 0 | 0 | 0 | 0 | 0 | 0 | 0 | 0 | 0 | 0 | 0 | 0 | 0 | 0 | 0
F3_Commercial_Office_New_Space Heating_Natural Gas_Furnace_E2 | F3 | Commercial | Office | New | Space Heating | Natural Gas | Furnace | E2 | PACT BC Ratio | 8.4493 | 8.446 | 8.4614 | 8.4212 | 8.3936 | 0 | 0 | 0 | 0 | 0 | 0 | 0 | 0 | 0 | 0 | 0 | 0 | 0 | 0 | 0 | 0 | 0 | 0 | 0 | 0 | 0 | 0 | 0 | 0 | 0 | 0 | 0 | 0
F3_Commercial_Office_New_Space Heating_Natural Gas_Furnace_E3 | F3 | Commercial | Office | New | Space Heating | Natural Gas | Furnace | E3 | PACT BC Ratio | 3.5618 | 3.5604 | 3.5669 | 3.55 | 3.5384 | 1 | 1 | 1 | 1 | 1 | 1 | 1 | 1 | 1 | 1 | 1 | 1 | 1 | 1 | 1 | 1 | 1 | 1 | 1 | 1 | 1 | 1 | 1 | 1 | 1 | 1 | 1 | 1
F3_Commercial_Office_New_Space Heating_Natural Gas_Furnace_E4 | F3 | Commercial | Office | New | Space Heating | Natural Gas | Furnace | E4 | PACT BC Ratio | 2.2593 | 2.2584 | 2.2625 | 2.2517 | 2.2444 | 1.4333 | 1.4348 | 1.4355 | 1.4372 | 1.4386 | 1.4397 | 1.4406 | 1.4418 | 1.4431 | 1.4441 | 1.4451 | 1.4462 | 1.4475 | 1.4488 | 1.4504 | 1.4518 | 1.4533 | 1.4545 | 1.456 | 1.4571 | 1.4582 | 1.4591 | 1.4602 | 1.4609 | 1.4617 | 1.4621 | 1.4627 | 1.4627
F3_Commercial_Office_New_Space Heating_Natural Gas_Furnace_E5 | F3 | Commercial | Office | New | Space Heating | Natural Gas | Furnace | E5 | PACT BC Ratio | 0 | 0 | 0 | 0 | 0 | 0 | 0 | 0.16154 | 0.16173 | 0.16188 | 0.16202 | 0.16212 | 0.16225 | 0.16239 | 0.16251 | 0.16262 | 0.16274 | 0.16289 | 0.16303 | 0.16321 | 0.16337 | 0.16354 | 0.16368 | 0.16384 | 0.16397 | 0.16409 | 0.1642 | 0.16432 | 0.1644 | 0.16449 | 0.16454 | 0.1646 | 0.1646
F3_Commercial_Office_New_Space Heating_Natural Gas_Furnace_E6 | F3 | Commercial | Office | New | Space Heating | Natural Gas | Furnace | E6 | PACT BC Ratio | 0 | 0 | 0 | 0 | 0 | 0 | 0 | 0 | 0 | 0 | 0 | 0 | 0 | 0 | 0 | 0 | 0 | 0 | 0 | 0 | 0 | 0 | 0 | 0 | 0 | 0 | 0 | 0 | 0 | 0 | 0 | 0 | 0
F3_Commercial_Office_New_Space Heating_Natural Gas_Furnace_E7 | F3 | Commercial | Office | New | Space Heating | Natural Gas | Furnace | E7 | PACT BC Ratio | 0 | 0 | 0 | 0 | 0 | 0 | 0 | 0 | 0 | 0 | 0 | 0 | 0 | 0 | 0 | 0 | 0 | 0 | 0 | 0 | 0 | 0 | 0 | 0 | 0 | 0 | 0 | 0 | 0 | 0 | 0 | 0 | 0
F3_Commercial_Office_New_Space Heating_Natural Gas_Furnace_E8 | F3 | Commercial | Office | New | Space Heating | Natural Gas | Furnace | E8 | PACT BC Ratio | 0 | 0 | 0 | 0 | 0 | 0 | 0 | 0 | 0 | 0 | 0 | 0 | 0 | 0 | 0 | 0 | 0 | 0 | 0 | 0 | 0 | 0 | 0 | 0 | 0 | 0 | 0 | 0 | 0 | 0 | 0 | 0 | 0
F3_Commercial_Office_New_Space Heating_Natural Gas_Furnace_E9 | F3 | Commercial | Office | New | Space Heating | Natural Gas | Furnace | E9 | PACT BC Ratio | 0 | 0 | 0 | 0 | 0 | 0 | 0 | 0 | 0 | 0 | 0 | 0 | 0 | 0 | 0 | 0 | 0 | 0 | 0 | 0 | 0 | 0 | 0 | 0 | 0 | 0 | 0 | 0 | 0 | 0 | 0 | 0 | 0
F3_Commercial_Office_New_Space Heating_Natural Gas_Furnace_E10 | F3 | Commercial | Office | New | Space Heating | Natural Gas | Furnace | E10 | PACT BC Ratio | 0 | 0 | 0 | 0 | 0 | 0 | 0 | 0 | 0 | 0 | 0 | 0 | 0 | 0 | 0 | 0 | 0 | 0 | 0 | 0 | 0 | 0 | 0 | 0 | 0 | 0 | 0 | 0 | 0 | 0 | 0 | 0 | 0
F4_Commercial_Office_New_Space Heating_Natural Gas_Furnace_E1 | F4 | Commercial | Office | New | Space Heating | Natural Gas | Furnace | E1 | RVT BC Ratio | 1 | 1 | 1 | 1 | 1 | 0 | 0 | 0 | 0 | 0 | 0 | 0 | 0 | 0 | 0 | 0 | 0 | 0 | 0 | 0 | 0 | 0 | 0 | 0 | 0 | 0 | 0 | 0 | 0 | 0 | 0 | 0 | 0
F4_Commercial_Office_New_Space Heating_Natural Gas_Furnace_E2 | F4 | Commercial | Office | New | Space Heating | Natural Gas | Furnace | E2 | RVT BC Ratio | 9.8105 | 9.807 | 9.8235 | 9.7802 | 9.7505 | 0 | 0 | 0 | 0 | 0 | 0 | 0 | 0 | 0 | 0 | 0 | 0 | 0 | 0 | 0 | 0 | 0 | 0 | 0 | 0 | 0 | 0 | 0 | 0 | 0 | 0 | 0 | 0
F4_Commercial_Office_New_Space Heating_Natural Gas_Furnace_E3 | F4 | Commercial | Office | New | Space Heating | Natural Gas | Furnace | E3 | RVT BC Ratio | 4.5405 | 4.5391 | 4.546 | 4.5278 | 4.5153 | 1 | 1 | 1 | 1 | 1 | 1 | 1 | 1 | 1 | 1 | 1 | 1 | 1 | 1 | 1 | 1 | 1 | 1 | 1 | 1 | 1 | 1 | 1 | 1 | 1 | 1 | 1 | 1
F4_Commercial_Office_New_Space Heating_Natural Gas_Furnace_E4 | F4 | Commercial | Office | New | Space Heating | Natural Gas | Furnace | E4 | RVT BC Ratio | 3.1361 | 3.1351 | 3.1395 | 3.128 | 3.12 | 2.2455 | 2.247 | 2.2478 | 2.2497 | 2.2511 | 2.2524 | 2.2534 | 2.2546 | 2.256 | 2.2571 | 2.2582 | 2.2593 | 2.2608 | 2.2621 | 2.2639 | 2.2654 | 2.267 | 2.2683 | 2.2699 | 2.2711 | 2.2723 | 2.2733 | 2.2745 | 2.2752 | 2.2761 | 2.2765 | 2.2772 | 2.2772
F4_Commercial_Office_New_Space Heating_Natural Gas_Furnace_E5 | F4 | Commercial | Office | New | Space Heating | Natural Gas | Furnace | E5 | RVT BC Ratio | 0 | 0 | 0 | 0 | 0 | 0 | 0 | 0.87418 | 0.87439 | 0.87455 | 0.8747 | 0.8748 | 0.87495 | 0.8751 | 0.87522 | 0.87535 | 0.87548 | 0.87564 | 0.87579 | 0.87599 | 0.87616 | 0.87634 | 0.87649 | 0.87667 | 0.8768 | 0.87693 | 0.87705 | 0.87718 | 0.87726 | 0.87736 | 0.87741 | 0.87748 | 0.87748
F4_Commercial_Office_New_Space Heating_Natural Gas_Furnace_E6 | F4 | Commercial | Office | New | Space Heating | Natural Gas | Furnace | E6 | RVT BC Ratio | 0 | 0 | 0 | 0 | 0 | 0 | 0 | 0 | 0 | 0 | 0 | 0 | 0 | 0 | 0 | 0 | 0 | 0 | 0 | 0 | 0 | 0 | 0 | 0 | 0 | 0 | 0 | 0 | 0 | 0 | 0 | 0 | 0
F4_Commercial_Office_New_Space Heating_Natural Gas_Furnace_E7 | F4 | Commercial | Office | New | Space Heating | Natural Gas | Furnace | E7 | RVT BC Ratio | 0 | 0 | 0 | 0 | 0 | 0 | 0 | 0 | 0 | 0 | 0 | 0 | 0 | 0 | 0 | 0 | 0 | 0 | 0 | 0 | 0 | 0 | 0 | 0 | 0 | 0 | 0 | 0 | 0 | 0 | 0 | 0 | 0
F4_Commercial_Office_New_Space Heating_Natural Gas_Furnace_E8 | F4 | Commercial | Office | New | Space Heating | Natural Gas | Furnace | E8 | RVT BC Ratio | 0 | 0 | 0 | 0 | 0 | 0 | 0 | 0 | 0 | 0 | 0 | 0 | 0 | 0 | 0 | 0 | 0 | 0 | 0 | 0 | 0 | 0 | 0 | 0 | 0 | 0 | 0 | 0 | 0 | 0 | 0 | 0 | 0
F4_Commercial_Office_New_Space Heating_Natural Gas_Furnace_E9 | F4 | Commercial | Office | New | Space Heating | Natural Gas | Furnace | E9 | RVT BC Ratio | 0 | 0 | 0 | 0 | 0 | 0 | 0 | 0 | 0 | 0 | 0 | 0 | 0 | 0 | 0 | 0 | 0 | 0 | 0 | 0 | 0 | 0 | 0 | 0 | 0 | 0 | 0 | 0 | 0 | 0 | 0 | 0 | 0
F4_Commercial_Office_New_Space Heating_Natural Gas_Furnace_E10 | F4 | Commercial | Office | New | Space Heating | Natural Gas | Furnace | E10 | RVT BC Ratio | 0 | 0 | 0 | 0 | 0 | 0 | 0 | 0 | 0 | 0 | 0 | 0 | 0 | 0 | 0 | 0 | 0 | 0 | 0 | 0 | 0 | 0 | 0 | 0 | 0 | 0 | 0 | 0 | 0 | 0 | 0 | 0 | 0
F5_Commercial_Office_New_Space Heating_Natural Gas_Furnace_E1 | F5 | Commercial | Office | New | Space Heating | Natural Gas | Furnace | E1 | RIM BC Ratio | 1 | 1 | 1 | 1 | 1 | 0 | 0 | 0 | 0 | 0 | 0 | 0 | 0 | 0 | 0 | 0 | 0 | 0 | 0 | 0 | 0 | 0 | 0 | 0 | 0 | 0 | 0 | 0 | 0 | 0 | 0 | 0 | 0
F5_Commercial_Office_New_Space Heating_Natural Gas_Furnace_E2 | F5 | Commercial | Office | New | Space Heating | Natural Gas | Furnace | E2 | RIM BC Ratio | 0.75964 | 0.75961 | 0.75973 | 0.75941 | 0.75918 | 0 | 0 | 0 | 0 | 0 | 0 | 0 | 0 | 0 | 0 | 0 | 0 | 0 | 0 | 0 | 0 | 0 | 0 | 0 | 0 | 0 | 0 | 0 | 0 | 0 | 0 | 0 | 0
F5_Commercial_Office_New_Space Heating_Natural Gas_Furnace_E3 | F5 | Commercial | Office | New | Space Heating | Natural Gas | Furnace | E3 | RIM BC Ratio | 0.67621 | 0.67616 | 0.6764 | 0.67579 | 0.67536 | 1 | 1 | 1 | 1 | 1 | 1 | 1 | 1 | 1 | 1 | 1 | 1 | 1 | 1 | 1 | 1 | 1 | 1 | 1 | 1 | 1 | 1 | 1 | 1 | 1 | 1 | 1 | 1
F5_Commercial_Office_New_Space Heating_Natural Gas_Furnace_E4 | F5 | Commercial | Office | New | Space Heating | Natural Gas | Furnace | E4 | RIM BC Ratio | 0.6095 | 0.60944 | 0.60973 | 0.60895 | 0.60841 | 0.5275 | 0.52769 | 0.52779 | 0.52802 | 0.52821 | 0.52836 | 0.52849 | 0.52864 | 0.52881 | 0.52895 | 0.52909 | 0.52923 | 0.52941 | 0.52957 | 0.52979 | 0.52998 | 0.53018 | 0.53034 | 0.53054 | 0.53069 | 0.53082 | 0.53095 | 0.5311 | 0.53119 | 0.53129 | 0.53135 | 0.53143 | 0.53143
F5_Commercial_Office_New_Space Heating_Natural Gas_Furnace_E5 | F5 | Commercial | Office | New | Space Heating | Natural Gas | Furnace | E5 | RIM BC Ratio | 0 | 0 | 0 | 0 | 0 | 0 | 0 | 0.13535 | 0.13548 | 0.13559 | 0.13568 | 0.13575 | 0.13584 | 0.13594 | 0.13602 | 0.13611 | 0.13619 | 0.13629 | 0.13639 | 0.13652 | 0.13663 | 0.13675 | 0.13684 | 0.13696 | 0.13705 | 0.13713 | 0.13721 | 0.13729 | 0.13735 | 0.13741 | 0.13744 | 0.13749 | 0.13749
F5_Commercial_Office_New_Space Heating_Natural Gas_Furnace_E6 | F5 | Commercial | Office | New | Space Heating | Natural Gas | Furnace | E6 | RIM BC Ratio | 0 | 0 | 0 | 0 | 0 | 0 | 0 | 0 | 0 | 0 | 0 | 0 | 0 | 0 | 0 | 0 | 0 | 0 | 0 | 0 | 0 | 0 | 0 | 0 | 0 | 0 | 0 | 0 | 0 | 0 | 0 | 0 | 0
F5_Commercial_Office_New_Space Heating_Natural Gas_Furnace_E7 | F5 | Commercial | Office | New | Space Heating | Natural Gas | Furnace | E7 | RIM BC Ratio | 0 | 0 | 0 | 0 | 0 | 0 | 0 | 0 | 0 | 0 | 0 | 0 | 0 | 0 | 0 | 0 | 0 | 0 | 0 | 0 | 0 | 0 | 0 | 0 | 0 | 0 | 0 | 0 | 0 | 0 | 0 | 0 | 0
F5_Commercial_Office_New_Space Heating_Natural Gas_Furnace_E8 | F5 | Commercial | Office | New | Space Heating | Natural Gas | Furnace | E8 | RIM BC Ratio | 0 | 0 | 0 | 0 | 0 | 0 | 0 | 0 | 0 | 0 | 0 | 0 | 0 | 0 | 0 | 0 | 0 | 0 | 0 | 0 | 0 | 0 | 0 | 0 | 0 | 0 | 0 | 0 | 0 | 0 | 0 | 0 | 0
F5_Commercial_Office_New_Space Heating_Natural Gas_Furnace_E9 | F5 | Commercial | Office | New | Space Heating | Natural Gas | Furnace | E9 | RIM BC Ratio | 0 | 0 | 0 | 0 | 0 | 0 | 0 | 0 | 0 | 0 | 0 | 0 | 0 | 0 | 0 | 0 | 0 | 0 | 0 | 0 | 0 | 0 | 0 | 0 | 0 | 0 | 0 | 0 | 0 | 0 | 0 | 0 | 0
F5_Commercial_Office_New_Space Heating_Natural Gas_Furnace_E10 | F5 | Commercial | Office | New | Space Heating | Natural Gas | Furnace | E10 | RIM BC Ratio | 0 | 0 | 0 | 0 | 0 | 0 | 0 | 0 | 0 | 0 | 0 | 0 | 0 | 0 | 0 | 0 | 0 | 0 | 0 | 0 | 0 | 0 | 0 | 0 | 0 | 0 | 0 | 0 | 0 | 0 | 0 | 0 | 0
F0_Commercial_Office_New_Space Heating_Natural Gas_Boiler_E0 | F0 | Commercial | Office | New | Space Heating | Natural Gas | Boiler | E0 | Economic Unit | TE 98% | TE 98% | TE 98% | TE 98% | TE 98% | TE 98% | TE 98% | TE 98% | TE 98% | TE 98% | TE 98% | TE 98% | TE 98% | TE 98% | TE 98% | TE 98% | TE 98% | TE 98% | TE 98% | TE 98% | TE 98% | TE 98% | TE 98% | TE 98% | TE 98% | TE 98% | TE 98% | TE 98% | TE 98% | TE 98% | TE 98% | TE 98% | TE 98%
F1_Commercial_Office_New_Space Heating_Natural Gas_Boiler_E1 | F1 | Commercial | Office | New | Space Heating | Natural Gas | Boiler | E1 | CCE | 0 | 0 | 0 | 0 | 0 | 0 | 0 | 0 | 0 | 0 | 0 | 0 | 0 | 0 | 0 | 0 | 0 | 0 | 0 | 0 | 0 | 0 | 0 | 0 | 0 | 0 | 0 | 0 | 0 | 0 | 0 | 0 | 0
F1_Commercial_Office_New_Space Heating_Natural Gas_Boiler_E2 | F1 | Commercial | Office | New | Space Heating | Natural Gas | Boiler | E2 | CCE | 0.12146 | 0.12575 | 0.11348 | 0.11623 | 0.11686 | 0 | 0 | 0 | 0 | 0 | 0 | 0 | 0 | 0 | 0 | 0 | 0 | 0 | 0 | 0 | 0 | 0 | 0 | 0 | 0 | 0 | 0 | 0 | 0 | 0 | 0 | 0 | 0
F1_Commercial_Office_New_Space Heating_Natural Gas_Boiler_E3 | F1 | Commercial | Office | New | Space Heating | Natural Gas | Boiler | E3 | CCE | 0.71956 | 0.74499 | 0.67233 | 0.6886 | 0.6923 | 0 | 0 | 0 | 0 | 0 | 0 | 0 | 0 | 0 | 0 | 0 | 0 | 0 | 0 | 0 | 0 | 0 | 0 | 0 | 0 | 0 | 0 | 0 | 0 | 0 | 0 | 0 | 0
F1_Commercial_Office_New_Space Heating_Natural Gas_Boiler_E4 | F1 | Commercial | Office | New | Space Heating | Natural Gas | Boiler | E4 | CCE | 0.72556 | 0.75121 | 0.67793 | 0.69434 | 0.69807 | 0.72673 | 0.73068 | 0.73468 | 0.73871 | 0.74279 | 0.74693 | 0.7511 | 0.75532 | 0.75958 | 0.76391 | 0.76827 | 0.77269 | 0.77715 | 0.78167 | 0.78624 | 0.79087 | 0.79554 | 0.80028 | 0.80507 | 0.80992 | 0.81481 | 0.81979 | 0.82481 | 0.8299 | 0.83505 | 0.84027 | 0.84556 | 0.84556
F1_Commercial_Office_New_Space Heating_Natural Gas_Boiler_E5 | F1 | Commercial | Office | New | Space Heating | Natural Gas | Boiler | E5 | CCE | 2.2349 | 2.3139 | 2.0882 | 2.1387 | 2.1502 | 3.0882 | 3.105 | 3.1219 | 3.1391 | 3.1564 | 3.174 | 3.1917 | 3.2097 | 3.2278 | 3.2461 | 3.2647 | 3.2835 | 3.3024 | 3.3216 | 3.3411 | 3.3607 | 3.3806 | 3.4007 | 3.4211 | 3.4417 | 3.4625 | 3.4836 | 3.505 | 3.5266 | 3.5485 | 3.5707 | 3.5931 | 3.5931
F1_Commercial_Office_New_Space Heating_Natural Gas_Boiler_E6 | F1 | Commercial | Office | New | Space Heating | Natural Gas | Boiler | E6 | CCE | 0 | 0 | 0 | 0 | 0 | 0 | 0 | 0 | 0 | 0 | 0 | 0 | 0 | 0 | 0 | 0 | 0 | 0 | 0 | 0 | 0 | 0 | 0 | 0 | 0 | 0 | 0 | 0 | 0 | 0 | 0 | 0 | 0
F1_Commercial_Office_New_Space Heating_Natural Gas_Boiler_E7 | F1 | Commercial | Office | New | Space Heating | Natural Gas | Boiler | E7 | CCE | 0 | 0 | 0 | 0 | 0 | 0 | 0 | 0 | 0 | 0 | 0 | 0 | 0 | 0 | 0 | 0 | 0 | 0 | 0 | 0 | 0 | 0 | 0 | 0 | 0 | 0 | 0 | 0 | 0 | 0 | 0 | 0 | 0
F1_Commercial_Office_New_Space Heating_Natural Gas_Boiler_E8 | F1 | Commercial | Office | New | Space Heating | Natural Gas | Boiler | E8 | CCE | 0 | 0 | 0 | 0 | 0 | 0 | 0 | 0 | 0 | 0 | 0 | 0 | 0 | 0 | 0 | 0 | 0 | 0 | 0 | 0 | 0 | 0 | 0 | 0 | 0 | 0 | 0 | 0 | 0 | 0 | 0 | 0 | 0
F1_Commercial_Office_New_Space Heating_Natural Gas_Boiler_E9 | F1 | Commercial | Office | New | Space Heating | Natural Gas | Boiler | E9 | CCE | 0 | 0 | 0 | 0 | 0 | 0 | 0 | 0 | 0 | 0 | 0 | 0 | 0 | 0 | 0 | 0 | 0 | 0 | 0 | 0 | 0 | 0 | 0 | 0 | 0 | 0 | 0 | 0 | 0 | 0 | 0 | 0 | 0
F1_Commercial_Office_New_Space Heating_Natural Gas_Boiler_E10 | F1 | Commercial | Office | New | Space Heating | Natural Gas | Boiler | E10 | CCE | 0 | 0 | 0 | 0 | 0 | 0 | 0 | 0 | 0 | 0 | 0 | 0 | 0 | 0 | 0 | 0 | 0 | 0 | 0 | 0 | 0 | 0 | 0 | 0 | 0 | 0 | 0 | 0 | 0 | 0 | 0 | 0 | 0
F2_Commercial_Office_New_Space Heating_Natural Gas_Boiler_E1 | F2 | Commercial | Office | New | Space Heating | Natural Gas | Boiler | E1 | TRC BC Ratio | 1 | 1 | 1 | 1 | 1 | 0 | 0 | 0 | 0 | 0 | 0 | 0 | 0 | 0 | 0 | 0 | 0 | 0 | 0 | 0 | 0 | 0 | 0 | 0 | 0 | 0 | 0 | 0 | 0 | 0 | 0 | 0 | 0
F2_Commercial_Office_New_Space Heating_Natural Gas_Boiler_E2 | F2 | Commercial | Office | New | Space Heating | Natural Gas | Boiler | E2 | TRC BC Ratio | 17.9053 | 17.9 | 17.9323 | 17.8531 | 17.7993 | 0 | 0 | 0 | 0 | 0 | 0 | 0 | 0 | 0 | 0 | 0 | 0 | 0 | 0 | 0 | 0 | 0 | 0 | 0 | 0 | 0 | 0 | 0 | 0 | 0 | 0 | 0 | 0
F2_Commercial_Office_New_Space Heating_Natural Gas_Boiler_E3 | F2 | Commercial | Office | New | Space Heating | Natural Gas | Boiler | E3 | TRC BC Ratio | 3.0223 | 3.0214 | 3.0269 | 3.0135 | 3.0044 | 1 | 1 | 1 | 1 | 1 | 1 | 1 | 1 | 1 | 1 | 1 | 1 | 1 | 1 | 1 | 1 | 1 | 1 | 1 | 1 | 1 | 1 | 1 | 1 | 1 | 1 | 1 | 1
F2_Commercial_Office_New_Space Heating_Natural Gas_Boiler_E4 | F2 | Commercial | Office | New | Space Heating | Natural Gas | Boiler | E4 | TRC BC Ratio | 2.9973 | 2.9964 | 3.0018 | 2.9886 | 2.9796 | 2.8749 | 2.8779 | 2.8795 | 2.8828 | 2.8856 | 2.888 | 2.8898 | 2.8921 | 2.8946 | 2.8966 | 2.8985 | 2.9005 | 2.903 | 2.9054 | 2.9085 | 2.9111 | 2.914 | 2.9163 | 2.9191 | 2.9213 | 2.9232 | 2.9251 | 2.9271 | 2.9285 | 2.9299 | 2.9308 | 2.9319 | 2.9319
F2_Commercial_Office_New_Space Heating_Natural Gas_Boiler_E5 | F2 | Commercial | Office | New | Space Heating | Natural Gas | Boiler | E5 | TRC BC Ratio | 0.97307 | 0.97279 | 0.97454 | 0.97024 | 0.96732 | 0.67655 | 0.67724 | 0.67761 | 0.6784 | 0.67906 | 0.67962 | 0.68005 | 0.68059 | 0.68118 | 0.68164 | 0.68211 | 0.68257 | 0.68316 | 0.68373 | 0.68445 | 0.68507 | 0.68574 | 0.68629 | 0.68695 | 0.68745 | 0.68792 | 0.68836 | 0.68883 | 0.68915 | 0.68949 | 0.68969 | 0.68995 | 0.68995
F2_Commercial_Office_New_Space Heating_Natural Gas_Boiler_E6 | F2 | Commercial | Office | New | Space Heating | Natural Gas | Boiler | E6 | TRC BC Ratio | 0 | 0 | 0 | 0 | 0 | 0 | 0 | 0 | 0 | 0 | 0 | 0 | 0 | 0 | 0 | 0 | 0 | 0 | 0 | 0 | 0 | 0 | 0 | 0 | 0 | 0 | 0 | 0 | 0 | 0 | 0 | 0 | 0
F2_Commercial_Office_New_Space Heating_Natural Gas_Boiler_E7 | F2 | Commercial | Office | New | Space Heating | Natural Gas | Boiler | E7 | TRC BC Ratio | 0 | 0 | 0 | 0 | 0 | 0 | 0 | 0 | 0 | 0 | 0 | 0 | 0 | 0 | 0 | 0 | 0 | 0 | 0 | 0 | 0 | 0 | 0 | 0 | 0 | 0 | 0 | 0 | 0 | 0 | 0 | 0 | 0
F2_Commercial_Office_New_Space Heating_Natural Gas_Boiler_E8 | F2 | Commercial | Office | New | Space Heating | Natural Gas | Boiler | E8 | TRC BC Ratio | 0 | 0 | 0 | 0 | 0 | 0 | 0 | 0 | 0 | 0 | 0 | 0 | 0 | 0 | 0 | 0 | 0 | 0 | 0 | 0 | 0 | 0 | 0 | 0 | 0 | 0 | 0 | 0 | 0 | 0 | 0 | 0 | 0
F2_Commercial_Office_New_Space Heating_Natural Gas_Boiler_E9 | F2 | Commercial | Office | New | Space Heating | Natural Gas | Boiler | E9 | TRC BC Ratio | 0 | 0 | 0 | 0 | 0 | 0 | 0 | 0 | 0 | 0 | 0 | 0 | 0 | 0 | 0 | 0 | 0 | 0 | 0 | 0 | 0 | 0 | 0 | 0 | 0 | 0 | 0 | 0 | 0 | 0 | 0 | 0 | 0
F2_Commercial_Office_New_Space Heating_Natural Gas_Boiler_E10 | F2 | Commercial | Office | New | Space Heating | Natural Gas | Boiler | E10 | TRC BC Ratio | 0 | 0 | 0 | 0 | 0 | 0 | 0 | 0 | 0 | 0 | 0 | 0 | 0 | 0 | 0 | 0 | 0 | 0 | 0 | 0 | 0 | 0 | 0 | 0 | 0 | 0 | 0 | 0 | 0 | 0 | 0 | 0 | 0
F3_Commercial_Office_New_Space Heating_Natural Gas_Boiler_E1 | F3 | Commercial | Office | New | Space Heating | Natural Gas | Boiler | E1 | PACT BC Ratio | 1 | 1 | 1 | 1 | 1 | 0 | 0 | 0 | 0 | 0 | 0 | 0 | 0 | 0 | 0 | 0 | 0 | 0 | 0 | 0 | 0 | 0 | 0 | 0 | 0 | 0 | 0 | 0 | 0 | 0 | 0 | 0 | 0
F3_Commercial_Office_New_Space Heating_Natural Gas_Boiler_E2 | F3 | Commercial | Office | New | Space Heating | Natural Gas | Boiler | E2 | PACT BC Ratio | 23.8737 | 23.8667 | 23.9097 | 23.8042 | 23.7324 | 0 | 0 | 0 | 0 | 0 | 0 | 0 | 0 | 0 | 0 | 0 | 0 | 0 | 0 | 0 | 0 | 0 | 0 | 0 | 0 | 0 | 0 | 0 | 0 | 0 | 0 | 0 | 0
F3_Commercial_Office_New_Space Heating_Natural Gas_Boiler_E3 | F3 | Commercial | Office | New | Space Heating | Natural Gas | Boiler | E3 | PACT BC Ratio | 4.0297 | 4.0285 | 4.0358 | 4.018 | 4.0059 | 1 | 1 | 1 | 1 | 1 | 1 | 1 | 1 | 1 | 1 | 1 | 1 | 1 | 1 | 1 | 1 | 1 | 1 | 1 | 1 | 1 | 1 | 1 | 1 | 1 | 1 | 1 | 1
F3_Commercial_Office_New_Space Heating_Natural Gas_Boiler_E4 | F3 | Commercial | Office | New | Space Heating | Natural Gas | Boiler | E4 | PACT BC Ratio | 3.9964 | 3.9952 | 4.0024 | 3.9848 | 3.9728 | 3.8332 | 3.8372 | 3.8393 | 3.8437 | 3.8474 | 3.8506 | 3.8531 | 3.8561 | 3.8595 | 3.8621 | 3.8647 | 3.8673 | 3.8707 | 3.8739 | 3.878 | 3.8815 | 3.8853 | 3.8884 | 3.8922 | 3.895 | 3.8977 | 3.9001 | 3.9028 | 3.9046 | 3.9066 | 3.9077 | 3.9092 | 3.9092
F3_Commercial_Office_New_Space Heating_Natural Gas_Boiler_E5 | F3 | Commercial | Office | New | Space Heating | Natural Gas | Boiler | E5 | PACT BC Ratio | 1.2974 | 1.2971 | 1.2994 | 1.2937 | 1.2898 | 0.90207 | 0.90299 | 0.90349 | 0.90454 | 0.90541 | 0.90616 | 0.90673 | 0.90745 | 0.90824 | 0.90885 | 0.90947 | 0.91009 | 0.91088 | 0.91163 | 0.91259 | 0.91342 | 0.91432 | 0.91505 | 0.91593 | 0.9166 | 0.91723 | 0.91781 | 0.91845 | 0.91886 | 0.91932 | 0.91958 | 0.91993 | 0.91993
F3_Commercial_Office_New_Space Heating_Natural Gas_Boiler_E6 | F3 | Commercial | Office | New | Space Heating | Natural Gas | Boiler | E6 | PACT BC Ratio | 0 | 0 | 0 | 0 | 0 | 0 | 0 | 0 | 0 | 0 | 0 | 0 | 0 | 0 | 0 | 0 | 0 | 0 | 0 | 0 | 0 | 0 | 0 | 0 | 0 | 0 | 0 | 0 | 0 | 0 | 0 | 0 | 0
F3_Commercial_Office_New_Space Heating_Natural Gas_Boiler_E7 | F3 | Commercial | Office | New | Space Heating | Natural Gas | Boiler | E7 | PACT BC Ratio | 0 | 0 | 0 | 0 | 0 | 0 | 0 | 0 | 0 | 0 | 0 | 0 | 0 | 0 | 0 | 0 | 0 | 0 | 0 | 0 | 0 | 0 | 0 | 0 | 0 | 0 | 0 | 0 | 0 | 0 | 0 | 0 | 0
F3_Commercial_Office_New_Space Heating_Natural Gas_Boiler_E8 | F3 | Commercial | Office | New | Space Heating | Natural Gas | Boiler | E8 | PACT BC Ratio | 0 | 0 | 0 | 0 | 0 | 0 | 0 | 0 | 0 | 0 | 0 | 0 | 0 | 0 | 0 | 0 | 0 | 0 | 0 | 0 | 0 | 0 | 0 | 0 | 0 | 0 | 0 | 0 | 0 | 0 | 0 | 0 | 0
F3_Commercial_Office_New_Space Heating_Natural Gas_Boiler_E9 | F3 | Commercial | Office | New | Space Heating | Natural Gas | Boiler | E9 | PACT BC Ratio | 0 | 0 | 0 | 0 | 0 | 0 | 0 | 0 | 0 | 0 | 0 | 0 | 0 | 0 | 0 | 0 | 0 | 0 | 0 | 0 | 0 | 0 | 0 | 0 | 0 | 0 | 0 | 0 | 0 | 0 | 0 | 0 | 0
F3_Commercial_Office_New_Space Heating_Natural Gas_Boiler_E10 | F3 | Commercial | Office | New | Space Heating | Natural Gas | Boiler | E10 | PACT BC Ratio | 0 | 0 | 0 | 0 | 0 | 0 | 0 | 0 | 0 | 0 | 0 | 0 | 0 | 0 | 0 | 0 | 0 | 0 | 0 | 0 | 0 | 0 | 0 | 0 | 0 | 0 | 0 | 0 | 0 | 0 | 0 | 0 | 0
F4_Commercial_Office_New_Space Heating_Natural Gas_Boiler_E1 | F4 | Commercial | Office | New | Space Heating | Natural Gas | Boiler | E1 | RVT BC Ratio | 1 | 1 | 1 | 1 | 1 | 0 | 0 | 0 | 0 | 0 | 0 | 0 | 0 | 0 | 0 | 0 | 0 | 0 | 0 | 0 | 0 | 0 | 0 | 0 | 0 | 0 | 0 | 0 | 0 | 0 | 0 | 0 | 0
F4_Commercial_Office_New_Space Heating_Natural Gas_Boiler_E2 | F4 | Commercial | Office | New | Space Heating | Natural Gas | Boiler | E2 | RVT BC Ratio | 26.442 | 26.4344 | 26.4808 | 26.367 | 26.2897 | 0 | 0 | 0 | 0 | 0 | 0 | 0 | 0 | 0 | 0 | 0 | 0 | 0 | 0 | 0 | 0 | 0 | 0 | 0 | 0 | 0 | 0 | 0 | 0 | 0 | 0 | 0 | 0
F4_Commercial_Office_New_Space Heating_Natural Gas_Boiler_E3 | F4 | Commercial | Office | New | Space Heating | Natural Gas | Boiler | E3 | RVT BC Ratio | 5.0451 | 5.0438 | 5.0516 | 5.0324 | 5.0194 | 1 | 1 | 1 | 1 | 1 | 1 | 1 | 1 | 1 | 1 | 1 | 1 | 1 | 1 | 1 | 1 | 1 | 1 | 1 | 1 | 1 | 1 | 1 | 1 | 1 | 1 | 1 | 1
F4_Commercial_Office_New_Space Heating_Natural Gas_Boiler_E4 | F4 | Commercial | Office | New | Space Heating | Natural Gas | Boiler | E4 | RVT BC Ratio | 5.0092 | 5.0079 | 5.0157 | 4.9966 | 4.9837 | 4.8332 | 4.8374 | 4.8397 | 4.8446 | 4.8485 | 4.852 | 4.8546 | 4.8579 | 4.8615 | 4.8643 | 4.8672 | 4.87 | 4.8736 | 4.8771 | 4.8815 | 4.8853 | 4.8894 | 4.8927 | 4.8968 | 4.8998 | 4.9027 | 4.9054 | 4.9083 | 4.9102 | 4.9123 | 4.9135 | 4.9151 | 4.9151
F4_Commercial_Office_New_Space Heating_Natural Gas_Boiler_E5 | F4 | Commercial | Office | New | Space Heating | Natural Gas | Boiler | E5 | RVT BC Ratio | 2.099 | 2.0986 | 2.1011 | 2.0949 | 2.0907 | 1.6727 | 1.6737 | 1.6742 | 1.6753 | 1.6763 | 1.6771 | 1.6777 | 1.6785 | 1.6793 | 1.68 | 1.6806 | 1.6813 | 1.6822 | 1.683 | 1.684 | 1.6849 | 1.6859 | 1.6867 | 1.6876 | 1.6883 | 1.689 | 1.6896 | 1.6903 | 1.6908 | 1.6913 | 1.6916 | 1.6919 | 1.6919
F4_Commercial_Office_New_Space Heating_Natural Gas_Boiler_E6 | F4 | Commercial | Office | New | Space Heating | Natural Gas | Boiler | E6 | RVT BC Ratio | 0 | 0 | 0 | 0 | 0 | 0 | 0 | 0 | 0 | 0 | 0 | 0 | 0 | 0 | 0 | 0 | 0 | 0 | 0 | 0 | 0 | 0 | 0 | 0 | 0 | 0 | 0 | 0 | 0 | 0 | 0 | 0 | 0
F4_Commercial_Office_New_Space Heating_Natural Gas_Boiler_E7 | F4 | Commercial | Office | New | Space Heating | Natural Gas | Boiler | E7 | RVT BC Ratio | 0 | 0 | 0 | 0 | 0 | 0 | 0 | 0 | 0 | 0 | 0 | 0 | 0 | 0 | 0 | 0 | 0 | 0 | 0 | 0 | 0 | 0 | 0 | 0 | 0 | 0 | 0 | 0 | 0 | 0 | 0 | 0 | 0
F4_Commercial_Office_New_Space Heating_Natural Gas_Boiler_E8 | F4 | Commercial | Office | New | Space Heating | Natural Gas | Boiler | E8 | RVT BC Ratio | 0 | 0 | 0 | 0 | 0 | 0 | 0 | 0 | 0 | 0 | 0 | 0 | 0 | 0 | 0 | 0 | 0 | 0 | 0 | 0 | 0 | 0 | 0 | 0 | 0 | 0 | 0 | 0 | 0 | 0 | 0 | 0 | 0
F4_Commercial_Office_New_Space Heating_Natural Gas_Boiler_E9 | F4 | Commercial | Office | New | Space Heating | Natural Gas | Boiler | E9 | RVT BC Ratio | 0 | 0 | 0 | 0 | 0 | 0 | 0 | 0 | 0 | 0 | 0 | 0 | 0 | 0 | 0 | 0 | 0 | 0 | 0 | 0 | 0 | 0 | 0 | 0 | 0 | 0 | 0 | 0 | 0 | 0 | 0 | 0 | 0
F4_Commercial_Office_New_Space Heating_Natural Gas_Boiler_E10 | F4 | Commercial | Office | New | Space Heating | Natural Gas | Boiler | E10 | RVT BC Ratio | 0 | 0 | 0 | 0 | 0 | 0 | 0 | 0 | 0 | 0 | 0 | 0 | 0 | 0 | 0 | 0 | 0 | 0 | 0 | 0 | 0 | 0 | 0 | 0 | 0 | 0 | 0 | 0 | 0 | 0 | 0 | 0 | 0
F5_Commercial_Office_New_Space Heating_Natural Gas_Boiler_E1 | F5 | Commercial | Office | New | Space Heating | Natural Gas | Boiler | E1 | RIM BC Ratio | 1 | 1 | 1 | 1 | 1 | 0 | 0 | 0 | 0 | 0 | 0 | 0 | 0 | 0 | 0 | 0 | 0 | 0 | 0 | 0 | 0 | 0 | 0 | 0 | 0 | 0 | 0 | 0 | 0 | 0 | 0 | 0 | 0
F5_Commercial_Office_New_Space Heating_Natural Gas_Boiler_E2 | F5 | Commercial | Office | New | Space Heating | Natural Gas | Boiler | E2 | RIM BC Ratio | 0.80648 | 0.80647 | 0.80652 | 0.8064 | 0.80632 | 0 | 0 | 0 | 0 | 0 | 0 | 0 | 0 | 0 | 0 | 0 | 0 | 0 | 0 | 0 | 0 | 0 | 0 | 0 | 0 | 0 | 0 | 0 | 0 | 0 | 0 | 0 | 0
F5_Commercial_Office_New_Space Heating_Natural Gas_Boiler_E3 | F5 | Commercial | Office | New | Space Heating | Natural Gas | Boiler | E3 | RIM BC Ratio | 0.69146 | 0.69142 | 0.69164 | 0.69111 | 0.69075 | 1 | 1 | 1 | 1 | 1 | 1 | 1 | 1 | 1 | 1 | 1 | 1 | 1 | 1 | 1 | 1 | 1 | 1 | 1 | 1 | 1 | 1 | 1 | 1 | 1 | 1 | 1 | 1
F5_Commercial_Office_New_Space Heating_Natural Gas_Boiler_E4 | F5 | Commercial | Office | New | Space Heating | Natural Gas | Boiler | E4 | RIM BC Ratio | 0.69047 | 0.69043 | 0.69065 | 0.69012 | 0.68976 | 0.68543 | 0.68555 | 0.68562 | 0.68576 | 0.68588 | 0.68598 | 0.68606 | 0.68616 | 0.68626 | 0.68634 | 0.68643 | 0.68651 | 0.68662 | 0.68672 | 0.68685 | 0.68696 | 0.68708 | 0.68717 | 0.68729 | 0.68738 | 0.68746 | 0.68754 | 0.68762 | 0.68768 | 0.68774 | 0.68777 | 0.68782 | 0.68782
F5_Commercial_Office_New_Space Heating_Natural Gas_Boiler_E5 | F5 | Commercial | Office | New | Space Heating | Natural Gas | Boiler | E5 | RIM BC Ratio | 0.50792 | 0.50786 | 0.50822 | 0.50734 | 0.50674 | 0.43353 | 0.43374 | 0.43386 | 0.4341 | 0.4343 | 0.43448 | 0.43461 | 0.43477 | 0.43495 | 0.43509 | 0.43524 | 0.43538 | 0.43556 | 0.43573 | 0.43595 | 0.43614 | 0.43634 | 0.43651 | 0.43671 | 0.43686 | 0.437 | 0.43714 | 0.43728 | 0.43738 | 0.43748 | 0.43754 | 0.43762 | 0.43762
F5_Commercial_Office_New_Space Heating_Natural Gas_Boiler_E6 | F5 | Commercial | Office | New | Space Heating | Natural Gas | Boiler | E6 | RIM BC Ratio | 0 | 0 | 0 | 0 | 0 | 0 | 0 | 0 | 0 | 0 | 0 | 0 | 0 | 0 | 0 | 0 | 0 | 0 | 0 | 0 | 0 | 0 | 0 | 0 | 0 | 0 | 0 | 0 | 0 | 0 | 0 | 0 | 0
F5_Commercial_Office_New_Space Heating_Natural Gas_Boiler_E7 | F5 | Commercial | Office | New | Space Heating | Natural Gas | Boiler | E7 | RIM BC Ratio | 0 | 0 | 0 | 0 | 0 | 0 | 0 | 0 | 0 | 0 | 0 | 0 | 0 | 0 | 0 | 0 | 0 | 0 | 0 | 0 | 0 | 0 | 0 | 0 | 0 | 0 | 0 | 0 | 0 | 0 | 0 | 0 | 0
F5_Commercial_Office_New_Space Heating_Natural Gas_Boiler_E8 | F5 | Commercial | Office | New | Space Heating | Natural Gas | Boiler | E8 | RIM BC Ratio | 0 | 0 | 0 | 0 | 0 | 0 | 0 | 0 | 0 | 0 | 0 | 0 | 0 | 0 | 0 | 0 | 0 | 0 | 0 | 0 | 0 | 0 | 0 | 0 | 0 | 0 | 0 | 0 | 0 | 0 | 0 | 0 | 0
F5_Commercial_Office_New_Space Heating_Natural Gas_Boiler_E9 | F5 | Commercial | Office | New | Space Heating | Natural Gas | Boiler | E9 | RIM BC Ratio | 0 | 0 | 0 | 0 | 0 | 0 | 0 | 0 | 0 | 0 | 0 | 0 | 0 | 0 | 0 | 0 | 0 | 0 | 0 | 0 | 0 | 0 | 0 | 0 | 0 | 0 | 0 | 0 | 0 | 0 | 0 | 0 | 0
F5_Commercial_Office_New_Space Heating_Natural Gas_Boiler_E10 | F5 | Commercial | Office | New | Space Heating | Natural Gas | Boiler | E10 | RIM BC Ratio | 0 | 0 | 0 | 0 | 0 | 0 | 0 | 0 | 0 | 0 | 0 | 0 | 0 | 0 | 0 | 0 | 0 | 0 | 0 | 0 | 0 | 0 | 0 | 0 | 0 | 0 | 0 | 0 | 0 | 0 | 0 | 0 | 0
F0_Commercial_Office_New_Space Heating_Natural Gas_Unit Heater_E0 | F0 | Commercial | Office | New | Space Heating | Natural Gas | Unit Heater | E0 | Economic Unit | Infrared Radiant | Infrared Radiant | Infrared Radiant | Infrared Radiant | Infrared Radiant | Infrared Radiant | Infrared Radiant | Infrared Radiant | Infrared Radiant | Infrared Radiant | Infrared Radiant | Infrared Radiant | Infrared Radiant | Infrared Radiant | Infrared Radiant | Infrared Radiant | Infrared Radiant | Infrared Radiant | Infrared Radiant | Infrared Radiant | Infrared Radiant | Infrared Radiant | Infrared Radiant | Infrared Radiant | Infrared Radiant | Infrared Radiant | Infrared Radiant | Infrared Radiant | Infrared Radiant | Infrared Radiant | Infrared Radiant | Infrared Radiant | Infrared Radiant
F1_Commercial_Office_New_Space Heating_Natural Gas_Unit Heater_E1 | F1 | Commercial | Office | New | Space Heating | Natural Gas | Unit Heater | E1 | CCE | 0 | 0 | 0 | 0 | 0 | 0 | 0 | 0 | 0 | 0 | 0 | 0 | 0 | 0 | 0 | 0 | 0 | 0 | 0 | 0 | 0 | 0 | 0 | 0 | 0 | 0 | 0 | 0 | 0 | 0 | 0 | 0 | 0
F1_Commercial_Office_New_Space Heating_Natural Gas_Unit Heater_E2 | F1 | Commercial | Office | New | Space Heating | Natural Gas | Unit Heater | E2 | CCE | 2.2519 | 2.3315 | 2.1041 | 2.155 | 2.1666 | 0 | 0 | 0 | 0 | 0 | 0 | 0 | 0 | 0 | 0 | 0 | 0 | 0 | 0 | 0 | 0 | 0 | 0 | 0 | 0 | 0 | 0 | 0 | 0 | 0 | 0 | 0 | 0
F1_Commercial_Office_New_Space Heating_Natural Gas_Unit Heater_E3 | F1 | Commercial | Office | New | Space Heating | Natural Gas | Unit Heater | E3 | CCE | 0.17557 | 0.18177 | 0.16404 | 0.16801 | 0.16892 | -1.4689 | -1.4769 | -1.4849 | -1.4931 | -1.5013 | -1.5097 | -1.5181 | -1.5267 | -1.5353 | -1.544 | -1.5528 | -1.5618 | -1.5708 | -1.5799 | -1.5892 | -1.5985 | -1.6079 | -1.6175 | -1.6272 | -1.637 | -1.6469 | -1.657 | -1.6671 | -1.6774 | -1.6878 | -1.6984 | -1.709 | -1.709
F1_Commercial_Office_New_Space Heating_Natural Gas_Unit Heater_E4 | F1 | Commercial | Office | New | Space Heating | Natural Gas | Unit Heater | E4 | CCE | 0 | 0 | 0 | 0 | 0 | 0 | 0 | 0 | 0 | 0 | 0 | 0 | 0 | 0 | 0 | 0 | 0 | 0 | 0 | 0 | 0 | 0 | 0 | 0 | 0 | 0 | 0 | 0 | 0 | 0 | 0 | 0 | 0
F1_Commercial_Office_New_Space Heating_Natural Gas_Unit Heater_E5 | F1 | Commercial | Office | New | Space Heating | Natural Gas | Unit Heater | E5 | CCE | 0 | 0 | 0 | 0 | 0 | 0 | 0 | 0 | 0 | 0 | 0 | 0 | 0 | 0 | 0 | 0 | 0 | 0 | 0 | 0 | 0 | 0 | 0 | 0 | 0 | 0 | 0 | 0 | 0 | 0 | 0 | 0 | 0
F1_Commercial_Office_New_Space Heating_Natural Gas_Unit Heater_E6 | F1 | Commercial | Office | New | Space Heating | Natural Gas | Unit Heater | E6 | CCE | 0 | 0 | 0 | 0 | 0 | 0 | 0 | 0 | 0 | 0 | 0 | 0 | 0 | 0 | 0 | 0 | 0 | 0 | 0 | 0 | 0 | 0 | 0 | 0 | 0 | 0 | 0 | 0 | 0 | 0 | 0 | 0 | 0
F1_Commercial_Office_New_Space Heating_Natural Gas_Unit Heater_E7 | F1 | Commercial | Office | New | Space Heating | Natural Gas | Unit Heater | E7 | CCE | 0 | 0 | 0 | 0 | 0 | 0 | 0 | 0 | 0 | 0 | 0 | 0 | 0 | 0 | 0 | 0 | 0 | 0 | 0 | 0 | 0 | 0 | 0 | 0 | 0 | 0 | 0 | 0 | 0 | 0 | 0 | 0 | 0
F1_Commercial_Office_New_Space Heating_Natural Gas_Unit Heater_E8 | F1 | Commercial | Office | New | Space Heating | Natural Gas | Unit Heater | E8 | CCE | 0 | 0 | 0 | 0 | 0 | 0 | 0 | 0 | 0 | 0 | 0 | 0 | 0 | 0 | 0 | 0 | 0 | 0 | 0 | 0 | 0 | 0 | 0 | 0 | 0 | 0 | 0 | 0 | 0 | 0 | 0 | 0 | 0
F1_Commercial_Office_New_Space Heating_Natural Gas_Unit Heater_E9 | F1 | Commercial | Office | New | Space Heating | Natural Gas | Unit Heater | E9 | CCE | 0 | 0 | 0 | 0 | 0 | 0 | 0 | 0 | 0 | 0 | 0 | 0 | 0 | 0 | 0 | 0 | 0 | 0 | 0 | 0 | 0 | 0 | 0 | 0 | 0 | 0 | 0 | 0 | 0 | 0 | 0 | 0 | 0
F1_Commercial_Office_New_Space Heating_Natural Gas_Unit Heater_E10 | F1 | Commercial | Office | New | Space Heating | Natural Gas | Unit Heater | E10 | CCE | 0 | 0 | 0 | 0 | 0 | 0 | 0 | 0 | 0 | 0 | 0 | 0 | 0 | 0 | 0 | 0 | 0 | 0 | 0 | 0 | 0 | 0 | 0 | 0 | 0 | 0 | 0 | 0 | 0 | 0 | 0 | 0 | 0
F2_Commercial_Office_New_Space Heating_Natural Gas_Unit Heater_E1 | F2 | Commercial | Office | New | Space Heating | Natural Gas | Unit Heater | E1 | TRC BC Ratio | 1 | 1 | 1 | 1 | 1 | 0 | 0 | 0 | 0 | 0 | 0 | 0 | 0 | 0 | 0 | 0 | 0 | 0 | 0 | 0 | 0 | 0 | 0 | 0 | 0 | 0 | 0 | 0 | 0 | 0 | 0 | 0 | 0
F2_Commercial_Office_New_Space Heating_Natural Gas_Unit Heater_E2 | F2 | Commercial | Office | New | Space Heating | Natural Gas | Unit Heater | E2 | TRC BC Ratio | 0.97102 | 0.97017 | 0.97275 | 0.96494 | 0.9594 | 1 | 1 | 1 | 1 | 1 | 1 | 1 | 1 | 1 | 1 | 1 | 1 | 1 | 1 | 1 | 1 | 1 | 1 | 1 | 1 | 1 | 1 | 1 | 1 | 1 | 1 | 1 | 1
F2_Commercial_Office_New_Space Heating_Natural Gas_Unit Heater_E3 | F2 | Commercial | Office | New | Space Heating | Natural Gas | Unit Heater | E3 | TRC BC Ratio | 12.4546 | 12.4437 | 12.4768 | 12.3766 | 12.3055 | 1 | 1 | 1 | 1 | 1 | 1 | 1 | 1 | 1 | 1 | 1 | 1 | 1 | 1 | 1 | 1 | 1 | 1 | 1 | 1 | 1 | 1 | 1 | 1 | 1 | 1 | 1 | 1
F2_Commercial_Office_New_Space Heating_Natural Gas_Unit Heater_E4 | F2 | Commercial | Office | New | Space Heating | Natural Gas | Unit Heater | E4 | TRC BC Ratio | 0 | 0 | 0 | 0 | 0 | 0 | 0 | 0 | 0 | 0 | 0 | 0 | 0 | 0 | 0 | 0 | 0 | 0 | 0 | 0 | 0 | 0 | 0 | 0 | 0 | 0 | 0 | 0 | 0 | 0 | 0 | 0 | 0
F2_Commercial_Office_New_Space Heating_Natural Gas_Unit Heater_E5 | F2 | Commercial | Office | New | Space Heating | Natural Gas | Unit Heater | E5 | TRC BC Ratio | 0 | 0 | 0 | 0 | 0 | 0 | 0 | 0 | 0 | 0 | 0 | 0 | 0 | 0 | 0 | 0 | 0 | 0 | 0 | 0 | 0 | 0 | 0 | 0 | 0 | 0 | 0 | 0 | 0 | 0 | 0 | 0 | 0
F2_Commercial_Office_New_Space Heating_Natural Gas_Unit Heater_E6 | F2 | Commercial | Office | New | Space Heating | Natural Gas | Unit Heater | E6 | TRC BC Ratio | 0 | 0 | 0 | 0 | 0 | 0 | 0 | 0 | 0 | 0 | 0 | 0 | 0 | 0 | 0 | 0 | 0 | 0 | 0 | 0 | 0 | 0 | 0 | 0 | 0 | 0 | 0 | 0 | 0 | 0 | 0 | 0 | 0
F2_Commercial_Office_New_Space Heating_Natural Gas_Unit Heater_E7 | F2 | Commercial | Office | New | Space Heating | Natural Gas | Unit Heater | E7 | TRC BC Ratio | 0 | 0 | 0 | 0 | 0 | 0 | 0 | 0 | 0 | 0 | 0 | 0 | 0 | 0 | 0 | 0 | 0 | 0 | 0 | 0 | 0 | 0 | 0 | 0 | 0 | 0 | 0 | 0 | 0 | 0 | 0 | 0 | 0
F2_Commercial_Office_New_Space Heating_Natural Gas_Unit Heater_E8 | F2 | Commercial | Office | New | Space Heating | Natural Gas | Unit Heater | E8 | TRC BC Ratio | 0 | 0 | 0 | 0 | 0 | 0 | 0 | 0 | 0 | 0 | 0 | 0 | 0 | 0 | 0 | 0 | 0 | 0 | 0 | 0 | 0 | 0 | 0 | 0 | 0 | 0 | 0 | 0 | 0 | 0 | 0 | 0 | 0
F2_Commercial_Office_New_Space Heating_Natural Gas_Unit Heater_E9 | F2 | Commercial | Office | New | Space Heating | Natural Gas | Unit Heater | E9 | TRC BC Ratio | 0 | 0 | 0 | 0 | 0 | 0 | 0 | 0 | 0 | 0 | 0 | 0 | 0 | 0 | 0 | 0 | 0 | 0 | 0 | 0 | 0 | 0 | 0 | 0 | 0 | 0 | 0 | 0 | 0 | 0 | 0 | 0 | 0
F2_Commercial_Office_New_Space Heating_Natural Gas_Unit Heater_E10 | F2 | Commercial | Office | New | Space Heating | Natural Gas | Unit Heater | E10 | TRC BC Ratio | 0 | 0 | 0 | 0 | 0 | 0 | 0 | 0 | 0 | 0 | 0 | 0 | 0 | 0 | 0 | 0 | 0 | 0 | 0 | 0 | 0 | 0 | 0 | 0 | 0 | 0 | 0 | 0 | 0 | 0 | 0 | 0 | 0
F3_Commercial_Office_New_Space Heating_Natural Gas_Unit Heater_E1 | F3 | Commercial | Office | New | Space Heating | Natural Gas | Unit Heater | E1 | PACT BC Ratio | 1 | 1 | 1 | 1 | 1 | 0 | 0 | 0 | 0 | 0 | 0 | 0 | 0 | 0 | 0 | 0 | 0 | 0 | 0 | 0 | 0 | 0 | 0 | 0 | 0 | 0 | 0 | 0 | 0 | 0 | 0 | 0 | 0
F3_Commercial_Office_New_Space Heating_Natural Gas_Unit Heater_E2 | F3 | Commercial | Office | New | Space Heating | Natural Gas | Unit Heater | E2 | PACT BC Ratio | 1.2947 | 1.2936 | 1.297 | 1.2866 | 1.2792 | 1 | 1 | 1 | 1 | 1 | 1 | 1 | 1 | 1 | 1 | 1 | 1 | 1 | 1 | 1 | 1 | 1 | 1 | 1 | 1 | 1 | 1 | 1 | 1 | 1 | 1 | 1 | 1
F3_Commercial_Office_New_Space Heating_Natural Gas_Unit Heater_E3 | F3 | Commercial | Office | New | Space Heating | Natural Gas | Unit Heater | E3 | PACT BC Ratio | 16.6062 | 16.5916 | 16.6357 | 16.5021 | 16.4073 | 1 | 1 | 1 | 1 | 1 | 1 | 1 | 1 | 1 | 1 | 1 | 1 | 1 | 1 | 1 | 1 | 1 | 1 | 1 | 1 | 1 | 1 | 1 | 1 | 1 | 1 | 1 | 1
F3_Commercial_Office_New_Space Heating_Natural Gas_Unit Heater_E4 | F3 | Commercial | Office | New | Space Heating | Natural Gas | Unit Heater | E4 | PACT BC Ratio | 0 | 0 | 0 | 0 | 0 | 0 | 0 | 0 | 0 | 0 | 0 | 0 | 0 | 0 | 0 | 0 | 0 | 0 | 0 | 0 | 0 | 0 | 0 | 0 | 0 | 0 | 0 | 0 | 0 | 0 | 0 | 0 | 0
F3_Commercial_Office_New_Space Heating_Natural Gas_Unit Heater_E5 | F3 | Commercial | Office | New | Space Heating | Natural Gas | Unit Heater | E5 | PACT BC Ratio | 0 | 0 | 0 | 0 | 0 | 0 | 0 | 0 | 0 | 0 | 0 | 0 | 0 | 0 | 0 | 0 | 0 | 0 | 0 | 0 | 0 | 0 | 0 | 0 | 0 | 0 | 0 | 0 | 0 | 0 | 0 | 0 | 0
F3_Commercial_Office_New_Space Heating_Natural Gas_Unit Heater_E6 | F3 | Commercial | Office | New | Space Heating | Natural Gas | Unit Heater | E6 | PACT BC Ratio | 0 | 0 | 0 | 0 | 0 | 0 | 0 | 0 | 0 | 0 | 0 | 0 | 0 | 0 | 0 | 0 | 0 | 0 | 0 | 0 | 0 | 0 | 0 | 0 | 0 | 0 | 0 | 0 | 0 | 0 | 0 | 0 | 0
F3_Commercial_Office_New_Space Heating_Natural Gas_Unit Heater_E7 | F3 | Commercial | Office | New | Space Heating | Natural Gas | Unit Heater | E7 | PACT BC Ratio | 0 | 0 | 0 | 0 | 0 | 0 | 0 | 0 | 0 | 0 | 0 | 0 | 0 | 0 | 0 | 0 | 0 | 0 | 0 | 0 | 0 | 0 | 0 | 0 | 0 | 0 | 0 | 0 | 0 | 0 | 0 | 0 | 0
F3_Commercial_Office_New_Space Heating_Natural Gas_Unit Heater_E8 | F3 | Commercial | Office | New | Space Heating | Natural Gas | Unit Heater | E8 | PACT BC Ratio | 0 | 0 | 0 | 0 | 0 | 0 | 0 | 0 | 0 | 0 | 0 | 0 | 0 | 0 | 0 | 0 | 0 | 0 | 0 | 0 | 0 | 0 | 0 | 0 | 0 | 0 | 0 | 0 | 0 | 0 | 0 | 0 | 0
F3_Commercial_Office_New_Space Heating_Natural Gas_Unit Heater_E9 | F3 | Commercial | Office | New | Space Heating | Natural Gas | Unit Heater | E9 | PACT BC Ratio | 0 | 0 | 0 | 0 | 0 | 0 | 0 | 0 | 0 | 0 | 0 | 0 | 0 | 0 | 0 | 0 | 0 | 0 | 0 | 0 | 0 | 0 | 0 | 0 | 0 | 0 | 0 | 0 | 0 | 0 | 0 | 0 | 0
F3_Commercial_Office_New_Space Heating_Natural Gas_Unit Heater_E10 | F3 | Commercial | Office | New | Space Heating | Natural Gas | Unit Heater | E10 | PACT BC Ratio | 0 | 0 | 0 | 0 | 0 | 0 | 0 | 0 | 0 | 0 | 0 | 0 | 0 | 0 | 0 | 0 | 0 | 0 | 0 | 0 | 0 | 0 | 0 | 0 | 0 | 0 | 0 | 0 | 0 | 0 | 0 | 0 | 0
F4_Commercial_Office_New_Space Heating_Natural Gas_Unit Heater_E1 | F4 | Commercial | Office | New | Space Heating | Natural Gas | Unit Heater | E1 | RVT BC Ratio | 1 | 1 | 1 | 1 | 1 | 0 | 0 | 0 | 0 | 0 | 0 | 0 | 0 | 0 | 0 | 0 | 0 | 0 | 0 | 0 | 0 | 0 | 0 | 0 | 0 | 0 | 0 | 0 | 0 | 0 | 0 | 0 | 0
F4_Commercial_Office_New_Space Heating_Natural Gas_Unit Heater_E2 | F4 | Commercial | Office | New | Space Heating | Natural Gas | Unit Heater | E2 | RVT BC Ratio | 2.096 | 2.0948 | 2.0985 | 2.0873 | 2.0793 | 1 | 1 | 1 | 1 | 1 | 1 | 1 | 1 | 1 | 1 | 1 | 1 | 1 | 1 | 1 | 1 | 1 | 1 | 1 | 1 | 1 | 1 | 1 | 1 | 1 | 1 | 1 | 1
F4_Commercial_Office_New_Space Heating_Natural Gas_Unit Heater_E3 | F4 | Commercial | Office | New | Space Heating | Natural Gas | Unit Heater | E3 | RVT BC Ratio | 18.6057 | 18.59 | 18.6376 | 18.4936 | 18.3913 | 1 | 1 | 1 | 1 | 1 | 1 | 1 | 1 | 1 | 1 | 1 | 1 | 1 | 1 | 1 | 1 | 1 | 1 | 1 | 1 | 1 | 1 | 1 | 1 | 1 | 1 | 1 | 1
F4_Commercial_Office_New_Space Heating_Natural Gas_Unit Heater_E4 | F4 | Commercial | Office | New | Space Heating | Natural Gas | Unit Heater | E4 | RVT BC Ratio | 0 | 0 | 0 | 0 | 0 | 0 | 0 | 0 | 0 | 0 | 0 | 0 | 0 | 0 | 0 | 0 | 0 | 0 | 0 | 0 | 0 | 0 | 0 | 0 | 0 | 0 | 0 | 0 | 0 | 0 | 0 | 0 | 0
F4_Commercial_Office_New_Space Heating_Natural Gas_Unit Heater_E5 | F4 | Commercial | Office | New | Space Heating | Natural Gas | Unit Heater | E5 | RVT BC Ratio | 0 | 0 | 0 | 0 | 0 | 0 | 0 | 0 | 0 | 0 | 0 | 0 | 0 | 0 | 0 | 0 | 0 | 0 | 0 | 0 | 0 | 0 | 0 | 0 | 0 | 0 | 0 | 0 | 0 | 0 | 0 | 0 | 0
F4_Commercial_Office_New_Space Heating_Natural Gas_Unit Heater_E6 | F4 | Commercial | Office | New | Space Heating | Natural Gas | Unit Heater | E6 | RVT BC Ratio | 0 | 0 | 0 | 0 | 0 | 0 | 0 | 0 | 0 | 0 | 0 | 0 | 0 | 0 | 0 | 0 | 0 | 0 | 0 | 0 | 0 | 0 | 0 | 0 | 0 | 0 | 0 | 0 | 0 | 0 | 0 | 0 | 0
F4_Commercial_Office_New_Space Heating_Natural Gas_Unit Heater_E7 | F4 | Commercial | Office | New | Space Heating | Natural Gas | Unit Heater | E7 | RVT BC Ratio | 0 | 0 | 0 | 0 | 0 | 0 | 0 | 0 | 0 | 0 | 0 | 0 | 0 | 0 | 0 | 0 | 0 | 0 | 0 | 0 | 0 | 0 | 0 | 0 | 0 | 0 | 0 | 0 | 0 | 0 | 0 | 0 | 0
F4_Commercial_Office_New_Space Heating_Natural Gas_Unit Heater_E8 | F4 | Commercial | Office | New | Space Heating | Natural Gas | Unit Heater | E8 | RVT BC Ratio | 0 | 0 | 0 | 0 | 0 | 0 | 0 | 0 | 0 | 0 | 0 | 0 | 0 | 0 | 0 | 0 | 0 | 0 | 0 | 0 | 0 | 0 | 0 | 0 | 0 | 0 | 0 | 0 | 0 | 0 | 0 | 0 | 0
F4_Commercial_Office_New_Space Heating_Natural Gas_Unit Heater_E9 | F4 | Commercial | Office | New | Space Heating | Natural Gas | Unit Heater | E9 | RVT BC Ratio | 0 | 0 | 0 | 0 | 0 | 0 | 0 | 0 | 0 | 0 | 0 | 0 | 0 | 0 | 0 | 0 | 0 | 0 | 0 | 0 | 0 | 0 | 0 | 0 | 0 | 0 | 0 | 0 | 0 | 0 | 0 | 0 | 0
F4_Commercial_Office_New_Space Heating_Natural Gas_Unit Heater_E10 | F4 | Commercial | Office | New | Space Heating | Natural Gas | Unit Heater | E10 | RVT BC Ratio | 0 | 0 | 0 | 0 | 0 | 0 | 0 | 0 | 0 | 0 | 0 | 0 | 0 | 0 | 0 | 0 | 0 | 0 | 0 | 0 | 0 | 0 | 0 | 0 | 0 | 0 | 0 | 0 | 0 | 0 | 0 | 0 | 0
F5_Commercial_Office_New_Space Heating_Natural Gas_Unit Heater_E1 | F5 | Commercial | Office | New | Space Heating | Natural Gas | Unit Heater | E1 | RIM BC Ratio | 1 | 1 | 1 | 1 | 1 | 0 | 0 | 0 | 0 | 0 | 0 | 0 | 0 | 0 | 0 | 0 | 0 | 0 | 0 | 0 | 0 | 0 | 0 | 0 | 0 | 0 | 0 | 0 | 0 | 0 | 0 | 0 | 0
F5_Commercial_Office_New_Space Heating_Natural Gas_Unit Heater_E2 | F5 | Commercial | Office | New | Space Heating | Natural Gas | Unit Heater | E2 | RIM BC Ratio | 0.5075 | 0.50732 | 0.50785 | 0.50625 | 0.5051 | 1 | 1 | 1 | 1 | 1 | 1 | 1 | 1 | 1 | 1 | 1 | 1 | 1 | 1 | 1 | 1 | 1 | 1 | 1 | 1 | 1 | 1 | 1 | 1 | 1 | 1 | 1 | 1
F5_Commercial_Office_New_Space Heating_Natural Gas_Unit Heater_E3 | F5 | Commercial | Office | New | Space Heating | Natural Gas | Unit Heater | E3 | RIM BC Ratio | 0.79473 | 0.7947 | 0.7948 | 0.79449 | 0.79427 | 1 | 1 | 1 | 1 | 1 | 1 | 1 | 1 | 1 | 1 | 1 | 1 | 1 | 1 | 1 | 1 | 1 | 1 | 1 | 1 | 1 | 1 | 1 | 1 | 1 | 1 | 1 | 1
F5_Commercial_Office_New_Space Heating_Natural Gas_Unit Heater_E4 | F5 | Commercial | Office | New | Space Heating | Natural Gas | Unit Heater | E4 | RIM BC Ratio | 0 | 0 | 0 | 0 | 0 | 0 | 0 | 0 | 0 | 0 | 0 | 0 | 0 | 0 | 0 | 0 | 0 | 0 | 0 | 0 | 0 | 0 | 0 | 0 | 0 | 0 | 0 | 0 | 0 | 0 | 0 | 0 | 0
F5_Commercial_Office_New_Space Heating_Natural Gas_Unit Heater_E5 | F5 | Commercial | Office | New | Space Heating | Natural Gas | Unit Heater | E5 | RIM BC Ratio | 0 | 0 | 0 | 0 | 0 | 0 | 0 | 0 | 0 | 0 | 0 | 0 | 0 | 0 | 0 | 0 | 0 | 0 | 0 | 0 | 0 | 0 | 0 | 0 | 0 | 0 | 0 | 0 | 0 | 0 | 0 | 0 | 0
F5_Commercial_Office_New_Space Heating_Natural Gas_Unit Heater_E6 | F5 | Commercial | Office | New | Space Heating | Natural Gas | Unit Heater | E6 | RIM BC Ratio | 0 | 0 | 0 | 0 | 0 | 0 | 0 | 0 | 0 | 0 | 0 | 0 | 0 | 0 | 0 | 0 | 0 | 0 | 0 | 0 | 0 | 0 | 0 | 0 | 0 | 0 | 0 | 0 | 0 | 0 | 0 | 0 | 0
F5_Commercial_Office_New_Space Heating_Natural Gas_Unit Heater_E7 | F5 | Commercial | Office | New | Space Heating | Natural Gas | Unit Heater | E7 | RIM BC Ratio | 0 | 0 | 0 | 0 | 0 | 0 | 0 | 0 | 0 | 0 | 0 | 0 | 0 | 0 | 0 | 0 | 0 | 0 | 0 | 0 | 0 | 0 | 0 | 0 | 0 | 0 | 0 | 0 | 0 | 0 | 0 | 0 | 0
F5_Commercial_Office_New_Space Heating_Natural Gas_Unit Heater_E8 | F5 | Commercial | Office | New | Space Heating | Natural Gas | Unit Heater | E8 | RIM BC Ratio | 0 | 0 | 0 | 0 | 0 | 0 | 0 | 0 | 0 | 0 | 0 | 0 | 0 | 0 | 0 | 0 | 0 | 0 | 0 | 0 | 0 | 0 | 0 | 0 | 0 | 0 | 0 | 0 | 0 | 0 | 0 | 0 | 0
F5_Commercial_Office_New_Space Heating_Natural Gas_Unit Heater_E9 | F5 | Commercial | Office | New | Space Heating | Natural Gas | Unit Heater | E9 | RIM BC Ratio | 0 | 0 | 0 | 0 | 0 | 0 | 0 | 0 | 0 | 0 | 0 | 0 | 0 | 0 | 0 | 0 | 0 | 0 | 0 | 0 | 0 | 0 | 0 | 0 | 0 | 0 | 0 | 0 | 0 | 0 | 0 | 0 | 0
F5_Commercial_Office_New_Space Heating_Natural Gas_Unit Heater_E10 | F5 | Commercial | Office | New | Space Heating | Natural Gas | Unit Heater | E10 | RIM BC Ratio | 0 | 0 | 0 | 0 | 0 | 0 | 0 | 0 | 0 | 0 | 0 | 0 | 0 | 0 | 0 | 0 | 0 | 0 | 0 | 0 | 0 | 0 | 0 | 0 | 0 | 0 | 0 | 0 | 0 | 0 | 0 | 0 | 0
F0_Commercial_Office_New_Water Heating_Natural Gas_Water Heater_E0 | F0 | Commercial | Office | New | Water Heating | Natural Gas | Water Heater | E0 | Economic Unit | Gas-Fired Absorption HPWH | Gas-Fired Absorption HPWH | Gas-Fired Absorption HPWH | Gas-Fired Absorption HPWH | Gas-Fired Absorption HPWH | Gas-Fired Absorption HPWH | Gas-Fired Absorption HPWH | Gas-Fired Absorption HPWH | Gas-Fired Absorption HPWH | Gas-Fired Absorption HPWH | Gas-Fired Absorption HPWH | Gas-Fired Absorption HPWH | Gas-Fired Absorption HPWH | Gas-Fired Absorption HPWH | Gas-Fired Absorption HPWH | Gas-Fired Absorption HPWH | Gas-Fired Absorption HPWH | Gas-Fired Absorption HPWH | Gas-Fired Absorption HPWH | Gas-Fired Absorption HPWH | Gas-Fired Absorption HPWH | Gas-Fired Absorption HPWH | Gas-Fired Absorption HPWH | Gas-Fired Absorption HPWH | Gas-Fired Absorption HPWH | Gas-Fired Absorption HPWH | Gas-Fired Absorption HPWH | Gas-Fired Absorption HPWH | Gas-Fired Absorption HPWH | Gas-Fired Absorption HPWH | Gas-Fired Absorption HPWH | Gas-Fired Absorption HPWH | Gas-Fired Absorption HPWH
F1_Commercial_Office_New_Water Heating_Natural Gas_Water Heater_E1 | F1 | Commercial | Office | New | Water Heating | Natural Gas | Water Heater | E1 | CCE | 0 | 0 | 0 | 0 | 0 | 0 | 0 | 0 | 0 | 0 | 0 | 0 | 0 | 0 | 0 | 0 | 0 | 0 | 0 | 0 | 0 | 0 | 0 | 0 | 0 | 0 | 0 | 0 | 0 | 0 | 0 | 0 | 0
F1_Commercial_Office_New_Water Heating_Natural Gas_Water Heater_E2 | F1 | Commercial | Office | New | Water Heating | Natural Gas | Water Heater | E2 | CCE | -0.0027829 | -0.0028812 | -0.0025864 | -0.0026349 | -0.0026349 | -0.0026349 | -0.0026349 | -0.0026349 | -0.0026349 | -0.0026349 | -0.0026349 | -0.0026349 | -0.0026349 | -0.0026349 | -0.0026349 | -0.0026349 | -0.0026349 | -0.0026349 | -0.0026349 | -0.0026349 | -0.0026349 | -0.0026349 | -0.0026349 | -0.0026349 | -0.0026349 | -0.0026349 | -0.0026349 | -0.0026349 | -0.0026349 | -0.0026349 | -0.0026349 | -0.0026349 | -0.0026349
F1_Commercial_Office_New_Water Heating_Natural Gas_Water Heater_E3 | F1 | Commercial | Office | New | Water Heating | Natural Gas | Water Heater | E3 | CCE | 0.021765 | 0.022534 | 0.020228 | 0.020607 | 0.020607 | 0.020607 | 0.020607 | 0.020607 | 0.020607 | 0.020607 | 0.020607 | 0.020607 | 0.020607 | 0.020607 | 0.020607 | 0.020607 | 0.020607 | 0.020607 | 0.020607 | 0.020607 | 0.020607 | 0.020607 | 0.020607 | 0.020607 | 0.020607 | 0.020607 | 0.020607 | 0.020607 | 0.020607 | 0.020607 | 0.020607 | 0.020607 | 0.020607
F1_Commercial_Office_New_Water Heating_Natural Gas_Water Heater_E4 | F1 | Commercial | Office | New | Water Heating | Natural Gas | Water Heater | E4 | CCE | 0.026801 | 0.027748 | 0.024909 | 0.025376 | 0.025376 | 0.025376 | 0.025376 | 0.025376 | 0.025376 | 0.025376 | 0.025376 | 0.025376 | 0.025376 | 0.025376 | 0.025376 | 0.025376 | 0.025376 | 0.025376 | 0.025376 | 0.025376 | 0.025376 | 0.025376 | 0.025376 | 0.025376 | 0.025376 | 0.025376 | 0.025376 | 0.025376 | 0.025376 | 0.025376 | 0.025376 | 0.025376 | 0.025376
F1_Commercial_Office_New_Water Heating_Natural Gas_Water Heater_E5 | F1 | Commercial | Office | New | Water Heating | Natural Gas | Water Heater | E5 | CCE | 0.042104 | 0.043592 | 0.039132 | 0.039865 | 0.039865 | 0.039865 | 0.039865 | 0.039865 | 0.039865 | 0.039865 | 0.039865 | 0.039865 | 0.039865 | 0.039865 | 0.039865 | 0.039865 | 0.039865 | 0.039865 | 0.039865 | 0.039865 | 0.039865 | 0.039865 | 0.039865 | 0.039865 | 0.039865 | 0.039865 | 0.039865 | 0.039865 | 0.039865 | 0.039865 | 0.039865 | 0.039865 | 0.039865
F1_Commercial_Office_New_Water Heating_Natural Gas_Water Heater_E6 | F1 | Commercial | Office | New | Water Heating | Natural Gas | Water Heater | E6 | CCE | -0.094287 | -0.09762 | -0.087631 | -0.089274 | -0.089274 | -0.089274 | -0.089274 | -0.089274 | -0.089274 | -0.089274 | -0.089274 | -0.089274 | -0.089274 | -0.089274 | -0.089274 | -0.089274 | -0.089274 | -0.089274 | -0.089274 | -0.089274 | -0.089274 | -0.089274 | -0.089274 | -0.089274 | -0.089274 | -0.089274 | -0.089274 | -0.089274 | -0.089274 | -0.089274 | -0.089274 | -0.089274 | -0.089274
F1_Commercial_Office_New_Water Heating_Natural Gas_Water Heater_E7 | F1 | Commercial | Office | New | Water Heating | Natural Gas | Water Heater | E7 | CCE | -0.070514 | -0.073006 | -0.065536 | -0.066765 | -0.066765 | -0.066765 | -0.066765 | -0.066765 | -0.066765 | -0.066765 | -0.066765 | -0.066765 | -0.066765 | -0.066765 | -0.066765 | -0.066765 | -0.066765 | -0.066765 | -0.066765 | -0.066765 | -0.066765 | -0.066765 | -0.066765 | -0.066765 | -0.066765 | -0.066765 | -0.066765 | -0.066765 | -0.066765 | -0.066765 | -0.066765 | -0.066765 | -0.066765
F1_Commercial_Office_New_Water Heating_Natural Gas_Water Heater_E8 | F1 | Commercial | Office | New | Water Heating | Natural Gas | Water Heater | E8 | CCE | 0 | 0 | 0 | 0 | 0 | 0 | 0 | 0 | 0 | 0 | 0 | 0 | 0 | 0 | 0 | 0 | 0 | 0 | 0 | 0 | 0 | 0 | 0 | 0 | 0 | 0 | 0 | 0 | 0 | 0 | 0 | 0 | 0
F1_Commercial_Office_New_Water Heating_Natural Gas_Water Heater_E9 | F1 | Commercial | Office | New | Water Heating | Natural Gas | Water Heater | E9 | CCE | 0 | 0 | 0 | 0 | 0 | 0 | 0 | 0 | 0 | 0 | 0 | 0 | 0 | 0 | 0 | 0 | 0 | 0 | 0 | 0 | 0 | 0 | 0 | 0 | 0 | 0 | 0 | 0 | 0 | 0 | 0 | 0 | 0
F1_Commercial_Office_New_Water Heating_Natural Gas_Water Heater_E10 | F1 | Commercial | Office | New | Water Heating | Natural Gas | Water Heater | E10 | CCE | 0 | 0 | 0 | 0 | 0 | 0 | 0 | 0 | 0 | 0 | 0 | 0 | 0 | 0 | 0 | 0 | 0 | 0 | 0 | 0 | 0 | 0 | 0 | 0 | 0 | 0 | 0 | 0 | 0 | 0 | 0 | 0 | 0
F2_Commercial_Office_New_Water Heating_Natural Gas_Water Heater_E1 | F2 | Commercial | Office | New | Water Heating | Natural Gas | Water Heater | E1 | TRC BC Ratio | bar: 2019 to 2051
F2_Commercial_Office_New_Water Heating_Natural Gas_Water Heater_E2 | F2 | Commercial | Office | New | Water Heating | Natural Gas | Water Heater | E2 | TRC BC Ratio | bar: 2019 to 2051
F2_Commercial_Office_New_Water Heating_Natural Gas_Water Heater_E3 | F2 | Commercial | Office | New | Water Heating | Natural Gas | Water Heater | E3 | TRC BC Ratio | 59.4123 | 59.3233 | 59.543 | 59.0413 | 58.723 | 58.9677 | 59.708 | 60.2935 | 61.02 | 61.7062 | 62.3927 | 63.0228 | 63.7007 | 64.4079 | 65.0849 | 65.7745 | 66.4746 | 67.238 | 68.0312 | 68.8694 | 69.6962 | 70.5579 | 71.358 | 72.1839 | 72.9155 | 73.5513 | 74.1281 | 74.6283 | 75.0188 | 75.3409 | 75.5207 | 75.641 | 75.641
F2_Commercial_Office_New_Water Heating_Natural Gas_Water Heater_E4 | F2 | Commercial | Office | New | Water Heating | Natural Gas | Water Heater | E4 | TRC BC Ratio | 48.2487 | 48.1764 | 48.3548 | 47.9473 | 47.6888 | 47.8876 | 48.4887 | 48.9643 | 49.5543 | 50.1115 | 50.669 | 51.1807 | 51.7312 | 52.3055 | 52.8553 | 53.4154 | 53.9839 | 54.6039 | 55.248 | 55.9287 | 56.6002 | 57.2999 | 57.9497 | 58.6204 | 59.2145 | 59.7309 | 60.1993 | 60.6055 | 60.9226 | 61.1842 | 61.3302 | 61.4279 | 61.4279
F2_Commercial_Office_New_Water Heating_Natural Gas_Water Heater_E5 | F2 | Commercial | Office | New | Water Heating | Natural Gas | Water Heater | E5 | TRC BC Ratio | 30.7118 | 30.6658 | 30.7794 | 30.52 | 30.3555 | 30.482 | 30.8646 | 31.1673 | 31.5429 | 31.8975 | 32.2524 | 32.5782 | 32.9286 | 33.2941 | 33.6441 | 34.0006 | 34.3625 | 34.7571 | 35.1671 | 35.6004 | 36.0278 | 36.4732 | 36.8868 | 37.3138 | 37.6919 | 38.0206 | 38.3188 | 38.5774 | 38.7792 | 38.9457 | 39.0386 | 39.1008 | 39.1008
F2_Commercial_Office_New_Water Heating_Natural Gas_Water Heater_E6 | F2 | Commercial | Office | New | Water Heating | Natural Gas | Water Heater | E6 | TRC BC Ratio | bar: 2019 to 2051
F2_Commercial_Office_New_Water Heating_Natural Gas_Water Heater_E7 | F2 | Commercial | Office | New | Water Heating | Natural Gas | Water Heater | E7 | TRC BC Ratio | bar: 2019 to 2051
F2_Commercial_Office_New_Water Heating_Natural Gas_Water Heater_E8 | F2 | Commercial | Office | New | Water Heating | Natural Gas | Water Heater | E8 | TRC BC Ratio | 0 | 0 | 0 | 0 | 0 | 0 | 0 | 0 | 0 | 0 | 0 | 0 | 0 | 0 | 0 | 0 | 0 | 0 | 0 | 0 | 0 | 0 | 0 | 0 | 0 | 0 | 0 | 0 | 0 | 0 | 0 | 0 | 0
F2_Commercial_Office_New_Water Heating_Natural Gas_Water Heater_E9 | F2 | Commercial | Office | New | Water Heating | Natural Gas | Water Heater | E9 | TRC BC Ratio | 0 | 0 | 0 | 0 | 0 | 0 | 0 | 0 | 0 | 0 | 0 | 0 | 0 | 0 | 0 | 0 | 0 | 0 | 0 | 0 | 0 | 0 | 0 | 0 | 0 | 0 | 0 | 0 | 0 | 0 | 0 | 0 | 0
F2_Commercial_Office_New_Water Heating_Natural Gas_Water Heater_E10 | F2 | Commercial | Office | New | Water Heating | Natural Gas | Water Heater | E10 | TRC BC Ratio | 0 | 0 | 0 | 0 | 0 | 0 | 0 | 0 | 0 | 0 | 0 | 0 | 0 | 0 | 0 | 0 | 0 | 0 | 0 | 0 | 0 | 0 | 0 | 0 | 0 | 0 | 0 | 0 | 0 | 0 | 0 | 0 | 0
F3_Commercial_Office_New_Water Heating_Natural Gas_Water Heater_E1 | F3 | Commercial | Office | New | Water Heating | Natural Gas | Water Heater | E1 | PACT BC Ratio | bar: 2019 to 2051
F3_Commercial_Office_New_Water Heating_Natural Gas_Water Heater_E2 | F3 | Commercial | Office | New | Water Heating | Natural Gas | Water Heater | E2 | PACT BC Ratio | bar: 2019 to 2051
F3_Commercial_Office_New_Water Heating_Natural Gas_Water Heater_E3 | F3 | Commercial | Office | New | Water Heating | Natural Gas | Water Heater | E3 | PACT BC Ratio | 79.2165 | 79.0978 | 79.3907 | 78.7217 | 78.2973 | 78.6236 | 79.6106 | 80.3914 | 81.36 | 82.2749 | 83.1902 | 84.0305 | 84.9343 | 85.8772 | 86.7799 | 87.6993 | 88.6328 | 89.6507 | 90.7083 | 91.8258 | 92.9283 | 94.0771 | 95.144 | 96.2452 | 97.2206 | 98.0684 | 98.8374 | 99.5044 | 100.0251 | 100.4546 | 100.6942 | 100.8547 | 100.8547
F3_Commercial_Office_New_Water Heating_Natural Gas_Water Heater_E4 | F3 | Commercial | Office | New | Water Heating | Natural Gas | Water Heater | E4 | PACT BC Ratio | 64.3316 | 64.2352 | 64.4731 | 63.9298 | 63.5851 | 63.8501 | 64.6516 | 65.2857 | 66.0723 | 66.8153 | 67.5586 | 68.241 | 68.975 | 69.7407 | 70.4738 | 71.2205 | 71.9785 | 72.8052 | 73.664 | 74.5716 | 75.4669 | 76.3999 | 77.2663 | 78.1606 | 78.9527 | 79.6412 | 80.2657 | 80.8074 | 81.2302 | 81.579 | 81.7736 | 81.9039 | 81.9039
F3_Commercial_Office_New_Water Heating_Natural Gas_Water Heater_E5 | F3 | Commercial | Office | New | Water Heating | Natural Gas | Water Heater | E5 | PACT BC Ratio | 40.9491 | 40.8877 | 41.0392 | 40.6933 | 40.4739 | 40.6426 | 41.1528 | 41.5564 | 42.0571 | 42.53 | 43.0032 | 43.4376 | 43.9048 | 44.3922 | 44.8588 | 45.3341 | 45.8166 | 46.3428 | 46.8895 | 47.4672 | 48.0371 | 48.631 | 49.1824 | 49.7517 | 50.2559 | 50.6941 | 51.0917 | 51.4365 | 51.7056 | 51.9276 | 52.0515 | 52.1344 | 52.1344
F3_Commercial_Office_New_Water Heating_Natural Gas_Water Heater_E6 | F3 | Commercial | Office | New | Water Heating | Natural Gas | Water Heater | E6 | PACT BC Ratio | bar: 2019 to 2051
F3_Commercial_Office_New_Water Heating_Natural Gas_Water Heater_E7 | F3 | Commercial | Office | New | Water Heating | Natural Gas | Water Heater | E7 | PACT BC Ratio | bar: 2019 to 2051
F3_Commercial_Office_New_Water Heating_Natural Gas_Water Heater_E8 | F3 | Commercial | Office | New | Water Heating | Natural Gas | Water Heater | E8 | PACT BC Ratio | 0 | 0 | 0 | 0 | 0 | 0 | 0 | 0 | 0 | 0 | 0 | 0 | 0 | 0 | 0 | 0 | 0 | 0 | 0 | 0 | 0 | 0 | 0 | 0 | 0 | 0 | 0 | 0 | 0 | 0 | 0 | 0 | 0
F3_Commercial_Office_New_Water Heating_Natural Gas_Water Heater_E9 | F3 | Commercial | Office | New | Water Heating | Natural Gas | Water Heater | E9 | PACT BC Ratio | 0 | 0 | 0 | 0 | 0 | 0 | 0 | 0 | 0 | 0 | 0 | 0 | 0 | 0 | 0 | 0 | 0 | 0 | 0 | 0 | 0 | 0 | 0 | 0 | 0 | 0 | 0 | 0 | 0 | 0 | 0 | 0 | 0
F3_Commercial_Office_New_Water Heating_Natural Gas_Water Heater_E10 | F3 | Commercial | Office | New | Water Heating | Natural Gas | Water Heater | E10 | PACT BC Ratio | 0 | 0 | 0 | 0 | 0 | 0 | 0 | 0 | 0 | 0 | 0 | 0 | 0 | 0 | 0 | 0 | 0 | 0 | 0 | 0 | 0 | 0 | 0 | 0 | 0 | 0 | 0 | 0 | 0 | 0 | 0 | 0 | 0
F4_Commercial_Office_New_Water Heating_Natural Gas_Water Heater_E1 | F4 | Commercial | Office | New | Water Heating | Natural Gas | Water Heater | E1 | RVT BC Ratio | bar: 2019 to 2051
F4_Commercial_Office_New_Water Heating_Natural Gas_Water Heater_E2 | F4 | Commercial | Office | New | Water Heating | Natural Gas | Water Heater | E2 | RVT BC Ratio | bar: 2019 to 2051
F4_Commercial_Office_New_Water Heating_Natural Gas_Water Heater_E3 | F4 | Commercial | Office | New | Water Heating | Natural Gas | Water Heater | E3 | RVT BC Ratio | 86.1158 | 85.9878 | 86.3037 | 85.5824 | 85.1247 | 85.4766 | 86.5408 | 87.3827 | 88.4272 | 89.4136 | 90.4006 | 91.3066 | 92.2811 | 93.2978 | 94.2711 | 95.2626 | 96.2691 | 97.3667 | 98.507 | 99.712 | 100.9007 | 102.1395 | 103.2898 | 104.4772 | 105.5289 | 106.4431 | 107.2723 | 107.9915 | 108.5529 | 109.016 | 109.2744 | 109.4474 | 109.4474
F4_Commercial_Office_New_Water Heating_Natural Gas_Water Heater_E4 | F4 | Commercial | Office | New | Water Heating | Natural Gas | Water Heater | E4 | RVT BC Ratio | 70.0661 | 69.9621 | 70.2186 | 69.6328 | 69.2612 | 69.5469 | 70.4112 | 71.0949 | 71.9431 | 72.7442 | 73.5457 | 74.2814 | 75.0729 | 75.8985 | 76.689 | 77.4941 | 78.3115 | 79.2028 | 80.1289 | 81.1075 | 82.0728 | 83.0788 | 84.013 | 84.9773 | 85.8314 | 86.5738 | 87.2472 | 87.8313 | 88.2872 | 88.6632 | 88.8731 | 89.0136 | 89.0136
F4_Commercial_Office_New_Water Heating_Natural Gas_Water Heater_E5 | F4 | Commercial | Office | New | Water Heating | Natural Gas | Water Heater | E5 | RVT BC Ratio | 44.8537 | 44.7875 | 44.9508 | 44.5779 | 44.3414 | 44.5232 | 45.0734 | 45.5086 | 46.0485 | 46.5584 | 47.0686 | 47.5369 | 48.0407 | 48.5663 | 49.0694 | 49.5819 | 50.1022 | 50.6695 | 51.259 | 51.8819 | 52.4964 | 53.1367 | 53.7314 | 54.3452 | 54.8888 | 55.3614 | 55.79 | 56.1618 | 56.452 | 56.6914 | 56.825 | 56.9144 | 56.9144
F4_Commercial_Office_New_Water Heating_Natural Gas_Water Heater_E6 | F4 | Commercial | Office | New | Water Heating | Natural Gas | Water Heater | E6 | RVT BC Ratio | bar: 2019 to 2051
F4_Commercial_Office_New_Water Heating_Natural Gas_Water Heater_E7 | F4 | Commercial | Office | New | Water Heating | Natural Gas | Water Heater | E7 | RVT BC Ratio | bar: 2019 to 2051
F4_Commercial_Office_New_Water Heating_Natural Gas_Water Heater_E8 | F4 | Commercial | Office | New | Water Heating | Natural Gas | Water Heater | E8 | RVT BC Ratio | 0 | 0 | 0 | 0 | 0 | 0 | 0 | 0 | 0 | 0 | 0 | 0 | 0 | 0 | 0 | 0 | 0 | 0 | 0 | 0 | 0 | 0 | 0 | 0 | 0 | 0 | 0 | 0 | 0 | 0 | 0 | 0 | 0
F4_Commercial_Office_New_Water Heating_Natural Gas_Water Heater_E9 | F4 | Commercial | Office | New | Water Heating | Natural Gas | Water Heater | E9 | RVT BC Ratio | 0 | 0 | 0 | 0 | 0 | 0 | 0 | 0 | 0 | 0 | 0 | 0 | 0 | 0 | 0 | 0 | 0 | 0 | 0 | 0 | 0 | 0 | 0 | 0 | 0 | 0 | 0 | 0 | 0 | 0 | 0 | 0 | 0
F4_Commercial_Office_New_Water Heating_Natural Gas_Water Heater_E10 | F4 | Commercial | Office | New | Water Heating | Natural Gas | Water Heater | E10 | RVT BC Ratio | 0 | 0 | 0 | 0 | 0 | 0 | 0 | 0 | 0 | 0 | 0 | 0 | 0 | 0 | 0 | 0 | 0 | 0 | 0 | 0 | 0 | 0 | 0 | 0 | 0 | 0 | 0 | 0 | 0 | 0 | 0 | 0 | 0
F5_Commercial_Office_New_Water Heating_Natural Gas_Water Heater_E1 | F5 | Commercial | Office | New | Water Heating | Natural Gas | Water Heater | E1 | RIM BC Ratio | bar: 2019 to 2051
F5_Commercial_Office_New_Water Heating_Natural Gas_Water Heater_E2 | F5 | Commercial | Office | New | Water Heating | Natural Gas | Water Heater | E2 | RIM BC Ratio | bar: 2019 to 2051
F5_Commercial_Office_New_Water Heating_Natural Gas_Water Heater_E3 | F5 | Commercial | Office | New | Water Heating | Natural Gas | Water Heater | E3 | RIM BC Ratio | 0.82598 | 0.82596 | 0.826 | 0.82592 | 0.82588 | 0.82591 | 0.82602 | 0.8261 | 0.8262 | 0.8263 | 0.82639 | 0.82647 | 0.82656 | 0.82664 | 0.82673 | 0.82681 | 0.82689 | 0.82698 | 0.82707 | 0.82716 | 0.82725 | 0.82734 | 0.82742 | 0.8275 | 0.82757 | 0.82764 | 0.82769 | 0.82774 | 0.82777 | 0.8278 | 0.82782 | 0.82783 | 0.82783
F5_Commercial_Office_New_Water Heating_Natural Gas_Water Heater_E4 | F5 | Commercial | Office | New | Water Heating | Natural Gas | Water Heater | E4 | RIM BC Ratio | 0.82399 | 0.82397 | 0.82401 | 0.82392 | 0.82386 | 0.82391 | 0.82404 | 0.82414 | 0.82427 | 0.82438 | 0.82449 | 0.82459 | 0.8247 | 0.82481 | 0.82491 | 0.82501 | 0.82511 | 0.82522 | 0.82533 | 0.82544 | 0.82555 | 0.82566 | 0.82576 | 0.82586 | 0.82595 | 0.82602 | 0.82609 | 0.82615 | 0.82619 | 0.82623 | 0.82625 | 0.82626 | 0.82626
F5_Commercial_Office_New_Water Heating_Natural Gas_Water Heater_E5 | F5 | Commercial | Office | New | Water Heating | Natural Gas | Water Heater | E5 | RIM BC Ratio | 0.81801 | 0.81798 | 0.81804 | 0.8179 | 0.81781 | 0.81788 | 0.81809 | 0.81824 | 0.81844 | 0.81861 | 0.81879 | 0.81894 | 0.81911 | 0.81927 | 0.81943 | 0.81959 | 0.81975 | 0.81991 | 0.82008 | 0.82026 | 0.82042 | 0.82059 | 0.82075 | 0.82091 | 0.82104 | 0.82116 | 0.82126 | 0.82135 | 0.82142 | 0.82147 | 0.82151 | 0.82153 | 0.82153
F5_Commercial_Office_New_Water Heating_Natural Gas_Water Heater_E6 | F5 | Commercial | Office | New | Water Heating | Natural Gas | Water Heater | E6 | RIM BC Ratio | bar: 2019 to 2051
F5_Commercial_Office_New_Water Heating_Natural Gas_Water Heater_E7 | F5 | Commercial | Office | New | Water Heating | Natural Gas | Water Heater | E7 | RIM BC Ratio | bar: 2019 to 2051
F5_Commercial_Office_New_Water Heating_Natural Gas_Water Heater_E8 | F5 | Commercial | Office | New | Water Heating | Natural Gas | Water Heater | E8 | RIM BC Ratio | 0 | 0 | 0 | 0 | 0 | 0 | 0 | 0 | 0 | 0 | 0 | 0 | 0 | 0 | 0 | 0 | 0 | 0 | 0 | 0 | 0 | 0 | 0 | 0 | 0 | 0 | 0 | 0 | 0 | 0 | 0 | 0 | 0
F5_Commercial_Office_New_Water Heating_Natural Gas_Water Heater_E9 | F5 | Commercial | Office | New | Water Heating | Natural Gas | Water Heater | E9 | RIM BC Ratio | 0 | 0 | 0 | 0 | 0 | 0 | 0 | 0 | 0 | 0 | 0 | 0 | 0 | 0 | 0 | 0 | 0 | 0 | 0 | 0 | 0 | 0 | 0 | 0 | 0 | 0 | 0 | 0 | 0 | 0 | 0 | 0 | 0
F5_Commercial_Office_New_Water Heating_Natural Gas_Water Heater_E10 | F5 | Commercial | Office | New | Water Heating | Natural Gas | Water Heater | E10 | RIM BC Ratio | 0 | 0 | 0 | 0 | 0 | 0 | 0 | 0 | 0 | 0 | 0 | 0 | 0 | 0 | 0 | 0 | 0 | 0 | 0 | 0 | 0 | 0 | 0 | 0 | 0 | 0 | 0 | 0 | 0 | 0 | 0 | 0 | 0
F0_Commercial_Office_New_Food Preparation_Natural Gas_Oven_E0 | F0 | Commercial | Office | New | Food Preparation | Natural Gas | Oven | E0 | Economic Unit | ENERGY STAR (3.0) | ENERGY STAR (3.0) | ENERGY STAR (3.0) | ENERGY STAR (3.0) | ENERGY STAR (3.0) | ENERGY STAR (3.0) | ENERGY STAR (3.0) | ENERGY STAR (3.0) | ENERGY STAR (3.0) | ENERGY STAR (3.0) | ENERGY STAR (3.0) | ENERGY STAR (3.0) | ENERGY STAR (3.0) | ENERGY STAR (3.0) | ENERGY STAR (3.0) | ENERGY STAR (3.0) | ENERGY STAR (3.0) | ENERGY STAR (3.0) | ENERGY STAR (3.0) | ENERGY STAR (3.0) | ENERGY STAR (3.0) | ENERGY STAR (3.0) | ENERGY STAR (3.0) | ENERGY STAR (3.0) | ENERGY STAR (3.0) | ENERGY STAR (3.0) | ENERGY STAR (3.0) | ENERGY STAR (3.0) | ENERGY STAR (3.0) | ENERGY STAR (3.0) | ENERGY STAR (3.0) | ENERGY STAR (3.0) | ENERGY STAR (3.0)
F1_Commercial_Office_New_Food Preparation_Natural Gas_Oven_E1 | F1 | Commercial | Office | New | Food Preparation | Natural Gas | Oven | E1 | CCE | 0 | 0 | 0 | 0 | 0 | 0 | 0 | 0 | 0 | 0 | 0 | 0 | 0 | 0 | 0 | 0 | 0 | 0 | 0 | 0 | 0 | 0 | 0 | 0 | 0 | 0 | 0 | 0 | 0 | 0 | 0 | 0 | 0
F1_Commercial_Office_New_Food Preparation_Natural Gas_Oven_E2 | F1 | Commercial | Office | New | Food Preparation | Natural Gas | Oven | E2 | CCE | 0.32507 | 0.33656 | 0.30212 | 0.30779 | 0.30779 | 0.30779 | 0.30779 | 0.30779 | 0.30779 | 0.30779 | 0.30779 | 0.30779 | 0.30779 | 0.30779 | 0.30779 | 0.30779 | 0.30779 | 0.30779 | 0.30779 | 0.30779 | 0.30779 | 0.30779 | 0.30779 | 0.30779 | 0.30779 | 0.30779 | 0.30779 | 0.30779 | 0.30779 | 0.30779 | 0.30779 | 0.30779 | 0.30779
F1_Commercial_Office_New_Food Preparation_Natural Gas_Oven_E3 | F1 | Commercial | Office | New | Food Preparation | Natural Gas | Oven | E3 | CCE | 0 | 0 | 0 | 0 | 0 | 0 | 0 | 0 | 0 | 0 | 0 | 0 | 0 | 0 | 0 | 0 | 0 | 0 | 0 | 0 | 0 | 0 | 0 | 0 | 0 | 0 | 0 | 0 | 0 | 0 | 0 | 0 | 0
F1_Commercial_Office_New_Food Preparation_Natural Gas_Oven_E4 | F1 | Commercial | Office | New | Food Preparation | Natural Gas | Oven | E4 | CCE | 0 | 0 | 0 | 0 | 0 | 0 | 0 | 0 | 0 | 0 | 0 | 0 | 0 | 0 | 0 | 0 | 0 | 0 | 0 | 0 | 0 | 0 | 0 | 0 | 0 | 0 | 0 | 0 | 0 | 0 | 0 | 0 | 0
F1_Commercial_Office_New_Food Preparation_Natural Gas_Oven_E5 | F1 | Commercial | Office | New | Food Preparation | Natural Gas | Oven | E5 | CCE | 0 | 0 | 0 | 0 | 0 | 0 | 0 | 0 | 0 | 0 | 0 | 0 | 0 | 0 | 0 | 0 | 0 | 0 | 0 | 0 | 0 | 0 | 0 | 0 | 0 | 0 | 0 | 0 | 0 | 0 | 0 | 0 | 0
F1_Commercial_Office_New_Food Preparation_Natural Gas_Oven_E6 | F1 | Commercial | Office | New | Food Preparation | Natural Gas | Oven | E6 | CCE | 0 | 0 | 0 | 0 | 0 | 0 | 0 | 0 | 0 | 0 | 0 | 0 | 0 | 0 | 0 | 0 | 0 | 0 | 0 | 0 | 0 | 0 | 0 | 0 | 0 | 0 | 0 | 0 | 0 | 0 | 0 | 0 | 0
F1_Commercial_Office_New_Food Preparation_Natural Gas_Oven_E7 | F1 | Commercial | Office | New | Food Preparation | Natural Gas | Oven | E7 | CCE | 0 | 0 | 0 | 0 | 0 | 0 | 0 | 0 | 0 | 0 | 0 | 0 | 0 | 0 | 0 | 0 | 0 | 0 | 0 | 0 | 0 | 0 | 0 | 0 | 0 | 0 | 0 | 0 | 0 | 0 | 0 | 0 | 0
F1_Commercial_Office_New_Food Preparation_Natural Gas_Oven_E8 | F1 | Commercial | Office | New | Food Preparation | Natural Gas | Oven | E8 | CCE | 0 | 0 | 0 | 0 | 0 | 0 | 0 | 0 | 0 | 0 | 0 | 0 | 0 | 0 | 0 | 0 | 0 | 0 | 0 | 0 | 0 | 0 | 0 | 0 | 0 | 0 | 0 | 0 | 0 | 0 | 0 | 0 | 0
F1_Commercial_Office_New_Food Preparation_Natural Gas_Oven_E9 | F1 | Commercial | Office | New | Food Preparation | Natural Gas | Oven | E9 | CCE | 0 | 0 | 0 | 0 | 0 | 0 | 0 | 0 | 0 | 0 | 0 | 0 | 0 | 0 | 0 | 0 | 0 | 0 | 0 | 0 | 0 | 0 | 0 | 0 | 0 | 0 | 0 | 0 | 0 | 0 | 0 | 0 | 0
F1_Commercial_Office_New_Food Preparation_Natural Gas_Oven_E10 | F1 | Commercial | Office | New | Food Preparation | Natural Gas | Oven | E10 | CCE | 0 | 0 | 0 | 0 | 0 | 0 | 0 | 0 | 0 | 0 | 0 | 0 | 0 | 0 | 0 | 0 | 0 | 0 | 0 | 0 | 0 | 0 | 0 | 0 | 0 | 0 | 0 | 0 | 0 | 0 | 0 | 0 | 0
F2_Commercial_Office_New_Food Preparation_Natural Gas_Oven_E1 | F2 | Commercial | Office | New | Food Preparation | Natural Gas | Oven | E1 | TRC BC Ratio | bar: 2019 to 2051
F2_Commercial_Office_New_Food Preparation_Natural Gas_Oven_E2 | F2 | Commercial | Office | New | Food Preparation | Natural Gas | Oven | E2 | TRC BC Ratio | 5.0529 | 5.0541 | 5.0794 | 5.0454 | 5.0252 | 5.0427 | 5.0918 | 5.1313 | 5.1797 | 5.226 | 5.2722 | 5.3151 | 5.3612 | 5.4091 | 5.4549 | 5.5017 | 5.5491 | 5.6007 | 5.6542 | 5.7105 | 5.7652 | 5.8217 | 5.8734 | 5.9266 | 5.9735 | 6.014 | 6.0509 | 6.0828 | 6.1077 | 6.1281 | 6.1393 | 6.1467 | 6.1467
F2_Commercial_Office_New_Food Preparation_Natural Gas_Oven_E3 | F2 | Commercial | Office | New | Food Preparation | Natural Gas | Oven | E3 | TRC BC Ratio | 0 | 0 | 0 | 0 | 0 | 0 | 0 | 0 | 0 | 0 | 0 | 0 | 0 | 0 | 0 | 0 | 0 | 0 | 0 | 0 | 0 | 0 | 0 | 0 | 0 | 0 | 0 | 0 | 0 | 0 | 0 | 0 | 0
F2_Commercial_Office_New_Food Preparation_Natural Gas_Oven_E4 | F2 | Commercial | Office | New | Food Preparation | Natural Gas | Oven | E4 | TRC BC Ratio | 0 | 0 | 0 | 0 | 0 | 0 | 0 | 0 | 0 | 0 | 0 | 0 | 0 | 0 | 0 | 0 | 0 | 0 | 0 | 0 | 0 | 0 | 0 | 0 | 0 | 0 | 0 | 0 | 0 | 0 | 0 | 0 | 0
F2_Commercial_Office_New_Food Preparation_Natural Gas_Oven_E5 | F2 | Commercial | Office | New | Food Preparation | Natural Gas | Oven | E5 | TRC BC Ratio | 0 | 0 | 0 | 0 | 0 | 0 | 0 | 0 | 0 | 0 | 0 | 0 | 0 | 0 | 0 | 0 | 0 | 0 | 0 | 0 | 0 | 0 | 0 | 0 | 0 | 0 | 0 | 0 | 0 | 0 | 0 | 0 | 0
F2_Commercial_Office_New_Food Preparation_Natural Gas_Oven_E6 | F2 | Commercial | Office | New | Food Preparation | Natural Gas | Oven | E6 | TRC BC Ratio | 0 | 0 | 0 | 0 | 0 | 0 | 0 | 0 | 0 | 0 | 0 | 0 | 0 | 0 | 0 | 0 | 0 | 0 | 0 | 0 | 0 | 0 | 0 | 0 | 0 | 0 | 0 | 0 | 0 | 0 | 0 | 0 | 0
F2_Commercial_Office_New_Food Preparation_Natural Gas_Oven_E7 | F2 | Commercial | Office | New | Food Preparation | Natural Gas | Oven | E7 | TRC BC Ratio | 0 | 0 | 0 | 0 | 0 | 0 | 0 | 0 | 0 | 0 | 0 | 0 | 0 | 0 | 0 | 0 | 0 | 0 | 0 | 0 | 0 | 0 | 0 | 0 | 0 | 0 | 0 | 0 | 0 | 0 | 0 | 0 | 0
F2_Commercial_Office_New_Food Preparation_Natural Gas_Oven_E8 | F2 | Commercial | Office | New | Food Preparation | Natural Gas | Oven | E8 | TRC BC Ratio | 0 | 0 | 0 | 0 | 0 | 0 | 0 | 0 | 0 | 0 | 0 | 0 | 0 | 0 | 0 | 0 | 0 | 0 | 0 | 0 | 0 | 0 | 0 | 0 | 0 | 0 | 0 | 0 | 0 | 0 | 0 | 0 | 0
F2_Commercial_Office_New_Food Preparation_Natural Gas_Oven_E9 | F2 | Commercial | Office | New | Food Preparation | Natural Gas | Oven | E9 | TRC BC Ratio | 0 | 0 | 0 | 0 | 0 | 0 | 0 | 0 | 0 | 0 | 0 | 0 | 0 | 0 | 0 | 0 | 0 | 0 | 0 | 0 | 0 | 0 | 0 | 0 | 0 | 0 | 0 | 0 | 0 | 0 | 0 | 0 | 0
F2_Commercial_Office_New_Food Preparation_Natural Gas_Oven_E10 | F2 | Commercial | Office | New | Food Preparation | Natural Gas | Oven | E10 | TRC BC Ratio | 0 | 0 | 0 | 0 | 0 | 0 | 0 | 0 | 0 | 0 | 0 | 0 | 0 | 0 | 0 | 0 | 0 | 0 | 0 | 0 | 0 | 0 | 0 | 0 | 0 | 0 | 0 | 0 | 0 | 0 | 0 | 0 | 0
F3_Commercial_Office_New_Food Preparation_Natural Gas_Oven_E1 | F3 | Commercial | Office | New | Food Preparation | Natural Gas | Oven | E1 | PACT BC Ratio | bar: 2019 to 2051
F3_Commercial_Office_New_Food Preparation_Natural Gas_Oven_E2 | F3 | Commercial | Office | New | Food Preparation | Natural Gas | Oven | E2 | PACT BC Ratio | 6.7372 | 6.7388 | 6.7725 | 6.7272 | 6.7003 | 6.7236 | 6.7891 | 6.8417 | 6.9062 | 6.968 | 7.0296 | 7.0868 | 7.1482 | 7.2121 | 7.2732 | 7.3356 | 7.3988 | 7.4676 | 7.5389 | 7.614 | 7.6869 | 7.7623 | 7.8312 | 7.9021 | 7.9647 | 8.0187 | 8.0679 | 8.1103 | 8.1436 | 8.1708 | 8.1857 | 8.1956 | 8.1956
F3_Commercial_Office_New_Food Preparation_Natural Gas_Oven_E3 | F3 | Commercial | Office | New | Food Preparation | Natural Gas | Oven | E3 | PACT BC Ratio | 0 | 0 | 0 | 0 | 0 | 0 | 0 | 0 | 0 | 0 | 0 | 0 | 0 | 0 | 0 | 0 | 0 | 0 | 0 | 0 | 0 | 0 | 0 | 0 | 0 | 0 | 0 | 0 | 0 | 0 | 0 | 0 | 0
F3_Commercial_Office_New_Food Preparation_Natural Gas_Oven_E4 | F3 | Commercial | Office | New | Food Preparation | Natural Gas | Oven | E4 | PACT BC Ratio | 0 | 0 | 0 | 0 | 0 | 0 | 0 | 0 | 0 | 0 | 0 | 0 | 0 | 0 | 0 | 0 | 0 | 0 | 0 | 0 | 0 | 0 | 0 | 0 | 0 | 0 | 0 | 0 | 0 | 0 | 0 | 0 | 0
F3_Commercial_Office_New_Food Preparation_Natural Gas_Oven_E5 | F3 | Commercial | Office | New | Food Preparation | Natural Gas | Oven | E5 | PACT BC Ratio | 0 | 0 | 0 | 0 | 0 | 0 | 0 | 0 | 0 | 0 | 0 | 0 | 0 | 0 | 0 | 0 | 0 | 0 | 0 | 0 | 0 | 0 | 0 | 0 | 0 | 0 | 0 | 0 | 0 | 0 | 0 | 0 | 0
F3_Commercial_Office_New_Food Preparation_Natural Gas_Oven_E6 | F3 | Commercial | Office | New | Food Preparation | Natural Gas | Oven | E6 | PACT BC Ratio | 0 | 0 | 0 | 0 | 0 | 0 | 0 | 0 | 0 | 0 | 0 | 0 | 0 | 0 | 0 | 0 | 0 | 0 | 0 | 0 | 0 | 0 | 0 | 0 | 0 | 0 | 0 | 0 | 0 | 0 | 0 | 0 | 0
F3_Commercial_Office_New_Food Preparation_Natural Gas_Oven_E7 | F3 | Commercial | Office | New | Food Preparation | Natural Gas | Oven | E7 | PACT BC Ratio | 0 | 0 | 0 | 0 | 0 | 0 | 0 | 0 | 0 | 0 | 0 | 0 | 0 | 0 | 0 | 0 | 0 | 0 | 0 | 0 | 0 | 0 | 0 | 0 | 0 | 0 | 0 | 0 | 0 | 0 | 0 | 0 | 0
F3_Commercial_Office_New_Food Preparation_Natural Gas_Oven_E8 | F3 | Commercial | Office | New | Food Preparation | Natural Gas | Oven | E8 | PACT BC Ratio | 0 | 0 | 0 | 0 | 0 | 0 | 0 | 0 | 0 | 0 | 0 | 0 | 0 | 0 | 0 | 0 | 0 | 0 | 0 | 0 | 0 | 0 | 0 | 0 | 0 | 0 | 0 | 0 | 0 | 0 | 0 | 0 | 0
F3_Commercial_Office_New_Food Preparation_Natural Gas_Oven_E9 | F3 | Commercial | Office | New | Food Preparation | Natural Gas | Oven | E9 | PACT BC Ratio | 0 | 0 | 0 | 0 | 0 | 0 | 0 | 0 | 0 | 0 | 0 | 0 | 0 | 0 | 0 | 0 | 0 | 0 | 0 | 0 | 0 | 0 | 0 | 0 | 0 | 0 | 0 | 0 | 0 | 0 | 0 | 0 | 0
F3_Commercial_Office_New_Food Preparation_Natural Gas_Oven_E10 | F3 | Commercial | Office | New | Food Preparation | Natural Gas | Oven | E10 | PACT BC Ratio | 0 | 0 | 0 | 0 | 0 | 0 | 0 | 0 | 0 | 0 | 0 | 0 | 0 | 0 | 0 | 0 | 0 | 0 | 0 | 0 | 0 | 0 | 0 | 0 | 0 | 0 | 0 | 0 | 0 | 0 | 0 | 0 | 0
F4_Commercial_Office_New_Food Preparation_Natural Gas_Oven_E1 | F4 | Commercial | Office | New | Food Preparation | Natural Gas | Oven | E1 | RVT BC Ratio | bar: 2019 to 2051
F4_Commercial_Office_New_Food Preparation_Natural Gas_Oven_E2 | F4 | Commercial | Office | New | Food Preparation | Natural Gas | Oven | E2 | RVT BC Ratio | 7.9644 | 7.9662 | 8.0025 | 7.9537 | 7.9247 | 7.9497 | 8.0204 | 8.0771 | 8.1467 | 8.2133 | 8.2797 | 8.3414 | 8.4076 | 8.4765 | 8.5424 | 8.6097 | 8.6778 | 8.752 | 8.8289 | 8.9098 | 8.9885 | 9.0697 | 9.144 | 9.2205 | 9.288 | 9.3462 | 9.3993 | 9.445 | 9.4809 | 9.5103 | 9.5263 | 9.537 | 9.537
F4_Commercial_Office_New_Food Preparation_Natural Gas_Oven_E3 | F4 | Commercial | Office | New | Food Preparation | Natural Gas | Oven | E3 | RVT BC Ratio | 0 | 0 | 0 | 0 | 0 | 0 | 0 | 0 | 0 | 0 | 0 | 0 | 0 | 0 | 0 | 0 | 0 | 0 | 0 | 0 | 0 | 0 | 0 | 0 | 0 | 0 | 0 | 0 | 0 | 0 | 0 | 0 | 0
F4_Commercial_Office_New_Food Preparation_Natural Gas_Oven_E4 | F4 | Commercial | Office | New | Food Preparation | Natural Gas | Oven | E4 | RVT BC Ratio | 0 | 0 | 0 | 0 | 0 | 0 | 0 | 0 | 0 | 0 | 0 | 0 | 0 | 0 | 0 | 0 | 0 | 0 | 0 | 0 | 0 | 0 | 0 | 0 | 0 | 0 | 0 | 0 | 0 | 0 | 0 | 0 | 0
F4_Commercial_Office_New_Food Preparation_Natural Gas_Oven_E5 | F4 | Commercial | Office | New | Food Preparation | Natural Gas | Oven | E5 | RVT BC Ratio | 0 | 0 | 0 | 0 | 0 | 0 | 0 | 0 | 0 | 0 | 0 | 0 | 0 | 0 | 0 | 0 | 0 | 0 | 0 | 0 | 0 | 0 | 0 | 0 | 0 | 0 | 0 | 0 | 0 | 0 | 0 | 0 | 0
F4_Commercial_Office_New_Food Preparation_Natural Gas_Oven_E6 | F4 | Commercial | Office | New | Food Preparation | Natural Gas | Oven | E6 | RVT BC Ratio | 0 | 0 | 0 | 0 | 0 | 0 | 0 | 0 | 0 | 0 | 0 | 0 | 0 | 0 | 0 | 0 | 0 | 0 | 0 | 0 | 0 | 0 | 0 | 0 | 0 | 0 | 0 | 0 | 0 | 0 | 0 | 0 | 0
F4_Commercial_Office_New_Food Preparation_Natural Gas_Oven_E7 | F4 | Commercial | Office | New | Food Preparation | Natural Gas | Oven | E7 | RVT BC Ratio | 0 | 0 | 0 | 0 | 0 | 0 | 0 | 0 | 0 | 0 | 0 | 0 | 0 | 0 | 0 | 0 | 0 | 0 | 0 | 0 | 0 | 0 | 0 | 0 | 0 | 0 | 0 | 0 | 0 | 0 | 0 | 0 | 0
F4_Commercial_Office_New_Food Preparation_Natural Gas_Oven_E8 | F4 | Commercial | Office | New | Food Preparation | Natural Gas | Oven | E8 | RVT BC Ratio | 0 | 0 | 0 | 0 | 0 | 0 | 0 | 0 | 0 | 0 | 0 | 0 | 0 | 0 | 0 | 0 | 0 | 0 | 0 | 0 | 0 | 0 | 0 | 0 | 0 | 0 | 0 | 0 | 0 | 0 | 0 | 0 | 0
F4_Commercial_Office_New_Food Preparation_Natural Gas_Oven_E9 | F4 | Commercial | Office | New | Food Preparation | Natural Gas | Oven | E9 | RVT BC Ratio | 0 | 0 | 0 | 0 | 0 | 0 | 0 | 0 | 0 | 0 | 0 | 0 | 0 | 0 | 0 | 0 | 0 | 0 | 0 | 0 | 0 | 0 | 0 | 0 | 0 | 0 | 0 | 0 | 0 | 0 | 0 | 0 | 0
F4_Commercial_Office_New_Food Preparation_Natural Gas_Oven_E10 | F4 | Commercial | Office | New | Food Preparation | Natural Gas | Oven | E10 | RVT BC Ratio | 0 | 0 | 0 | 0 | 0 | 0 | 0 | 0 | 0 | 0 | 0 | 0 | 0 | 0 | 0 | 0 | 0 | 0 | 0 | 0 | 0 | 0 | 0 | 0 | 0 | 0 | 0 | 0 | 0 | 0 | 0 | 0 | 0
F5_Commercial_Office_New_Food Preparation_Natural Gas_Oven_E1 | F5 | Commercial | Office | New | Food Preparation | Natural Gas | Oven | E1 | RIM BC Ratio | bar: 2019 to 2051
F5_Commercial_Office_New_Food Preparation_Natural Gas_Oven_E2 | F5 | Commercial | Office | New | Food Preparation | Natural Gas | Oven | E2 | RIM BC Ratio | 0.74267 | 0.74269 | 0.7431 | 0.74255 | 0.74222 | 0.7425 | 0.7433 | 0.74392 | 0.74468 | 0.74539 | 0.74609 | 0.74673 | 0.74741 | 0.7481 | 0.74875 | 0.74941 | 0.75006 | 0.75076 | 0.75148 | 0.75222 | 0.75292 | 0.75364 | 0.75428 | 0.75494 | 0.7555 | 0.75599 | 0.75642 | 0.75679 | 0.75708 | 0.75732 | 0.75744 | 0.75753 | 0.75753
F5_Commercial_Office_New_Food Preparation_Natural Gas_Oven_E3 | F5 | Commercial | Office | New | Food Preparation | Natural Gas | Oven | E3 | RIM BC Ratio | 0 | 0 | 0 | 0 | 0 | 0 | 0 | 0 | 0 | 0 | 0 | 0 | 0 | 0 | 0 | 0 | 0 | 0 | 0 | 0 | 0 | 0 | 0 | 0 | 0 | 0 | 0 | 0 | 0 | 0 | 0 | 0 | 0
F5_Commercial_Office_New_Food Preparation_Natural Gas_Oven_E4 | F5 | Commercial | Office | New | Food Preparation | Natural Gas | Oven | E4 | RIM BC Ratio | 0 | 0 | 0 | 0 | 0 | 0 | 0 | 0 | 0 | 0 | 0 | 0 | 0 | 0 | 0 | 0 | 0 | 0 | 0 | 0 | 0 | 0 | 0 | 0 | 0 | 0 | 0 | 0 | 0 | 0 | 0 | 0 | 0
F5_Commercial_Office_New_Food Preparation_Natural Gas_Oven_E5 | F5 | Commercial | Office | New | Food Preparation | Natural Gas | Oven | E5 | RIM BC Ratio | 0 | 0 | 0 | 0 | 0 | 0 | 0 | 0 | 0 | 0 | 0 | 0 | 0 | 0 | 0 | 0 | 0 | 0 | 0 | 0 | 0 | 0 | 0 | 0 | 0 | 0 | 0 | 0 | 0 | 0 | 0 | 0 | 0
F5_Commercial_Office_New_Food Preparation_Natural Gas_Oven_E6 | F5 | Commercial | Office | New | Food Preparation | Natural Gas | Oven | E6 | RIM BC Ratio | 0 | 0 | 0 | 0 | 0 | 0 | 0 | 0 | 0 | 0 | 0 | 0 | 0 | 0 | 0 | 0 | 0 | 0 | 0 | 0 | 0 | 0 | 0 | 0 | 0 | 0 | 0 | 0 | 0 | 0 | 0 | 0 | 0
F5_Commercial_Office_New_Food Preparation_Natural Gas_Oven_E7 | F5 | Commercial | Office | New | Food Preparation | Natural Gas | Oven | E7 | RIM BC Ratio | 0 | 0 | 0 | 0 | 0 | 0 | 0 | 0 | 0 | 0 | 0 | 0 | 0 | 0 | 0 | 0 | 0 | 0 | 0 | 0 | 0 | 0 | 0 | 0 | 0 | 0 | 0 | 0 | 0 | 0 | 0 | 0 | 0
F5_Commercial_Office_New_Food Preparation_Natural Gas_Oven_E8 | F5 | Commercial | Office | New | Food Preparation | Natural Gas | Oven | E8 | RIM BC Ratio | 0 | 0 | 0 | 0 | 0 | 0 | 0 | 0 | 0 | 0 | 0 | 0 | 0 | 0 | 0 | 0 | 0 | 0 | 0 | 0 | 0 | 0 | 0 | 0 | 0 | 0 | 0 | 0 | 0 | 0 | 0 | 0 | 0
F5_Commercial_Office_New_Food Preparation_Natural Gas_Oven_E9 | F5 | Commercial | Office | New | Food Preparation | Natural Gas | Oven | E9 | RIM BC Ratio | 0 | 0 | 0 | 0 | 0 | 0 | 0 | 0 | 0 | 0 | 0 | 0 | 0 | 0 | 0 | 0 | 0 | 0 | 0 | 0 | 0 | 0 | 0 | 0 | 0 | 0 | 0 | 0 | 0 | 0 | 0 | 0 | 0
F5_Commercial_Office_New_Food Preparation_Natural Gas_Oven_E10 | F5 | Commercial | Office | New | Food Preparation | Natural Gas | Oven | E10 | RIM BC Ratio | 0 | 0 | 0 | 0 | 0 | 0 | 0 | 0 | 0 | 0 | 0 | 0 | 0 | 0 | 0 | 0 | 0 | 0 | 0 | 0 | 0 | 0 | 0 | 0 | 0 | 0 | 0 | 0 | 0 | 0 | 0 | 0 | 0
F0_Commercial_Office_New_Food Preparation_Natural Gas_Conveyor Oven_E0 | F0 | Commercial | Office | New | Food Preparation | Natural Gas | Conveyor Oven | E0 | Economic Unit | Efficient (>44% Baking Efficiency) | Efficient (>44% Baking Efficiency) | Efficient (>44% Baking Efficiency) | Efficient (>44% Baking Efficiency) | Efficient (>44% Baking Efficiency) | Efficient (>44% Baking Efficiency) | Efficient (>44% Baking Efficiency) | Efficient (>44% Baking Efficiency) | Efficient (>44% Baking Efficiency) | Efficient (>44% Baking Efficiency) | Efficient (>44% Baking Efficiency) | Efficient (>44% Baking Efficiency) | Efficient (>44% Baking Efficiency) | Efficient (>44% Baking Efficiency) | Efficient (>44% Baking Efficiency) | Efficient (>44% Baking Efficiency) | Efficient (>44% Baking Efficiency) | Efficient (>44% Baking Efficiency) | Efficient (>44% Baking Efficiency) | Efficient (>44% Baking Efficiency) | Efficient (>44% Baking Efficiency) | Efficient (>44% Baking Efficiency) | Efficient (>44% Baking Efficiency) | Efficient (>44% Baking Efficiency) | Efficient (>44% Baking Efficiency) | Efficient (>44% Baking Efficiency) | Efficient (>44% Baking Efficiency) | Efficient (>44% Baking Efficiency) | Efficient (>44% Baking Efficiency) | Efficient (>44% Baking Efficiency) | Efficient (>44% Baking Efficiency) | Efficient (>44% Baking Efficiency) | Efficient (>44% Baking Efficiency)
F1_Commercial_Office_New_Food Preparation_Natural Gas_Conveyor Oven_E1 | F1 | Commercial | Office | New | Food Preparation | Natural Gas | Conveyor Oven | E1 | CCE | 0 | 0 | 0 | 0 | 0 | 0 | 0 | 0 | 0 | 0 | 0 | 0 | 0 | 0 | 0 | 0 | 0 | 0 | 0 | 0 | 0 | 0 | 0 | 0 | 0 | 0 | 0 | 0 | 0 | 0 | 0 | 0 | 0
F1_Commercial_Office_New_Food Preparation_Natural Gas_Conveyor Oven_E2 | F1 | Commercial | Office | New | Food Preparation | Natural Gas | Conveyor Oven | E2 | CCE | 0.32888 | 0.3405 | 0.30566 | 0.31139 | 0.31139 | 0.31139 | 0.31139 | 0.31139 | 0.31139 | 0.31139 | 0.31139 | 0.31139 | 0.31139 | 0.31139 | 0.31139 | 0.31139 | 0.31139 | 0.31139 | 0.31139 | 0.31139 | 0.31139 | 0.31139 | 0.31139 | 0.31139 | 0.31139 | 0.31139 | 0.31139 | 0.31139 | 0.31139 | 0.31139 | 0.31139 | 0.31139 | 0.31139
F1_Commercial_Office_New_Food Preparation_Natural Gas_Conveyor Oven_E3 | F1 | Commercial | Office | New | Food Preparation | Natural Gas | Conveyor Oven | E3 | CCE | 0 | 0 | 0 | 0 | 0 | 0 | 0 | 0 | 0 | 0 | 0 | 0 | 0 | 0 | 0 | 0 | 0 | 0 | 0 | 0 | 0 | 0 | 0 | 0 | 0 | 0 | 0 | 0 | 0 | 0 | 0 | 0 | 0
F1_Commercial_Office_New_Food Preparation_Natural Gas_Conveyor Oven_E4 | F1 | Commercial | Office | New | Food Preparation | Natural Gas | Conveyor Oven | E4 | CCE | 0 | 0 | 0 | 0 | 0 | 0 | 0 | 0 | 0 | 0 | 0 | 0 | 0 | 0 | 0 | 0 | 0 | 0 | 0 | 0 | 0 | 0 | 0 | 0 | 0 | 0 | 0 | 0 | 0 | 0 | 0 | 0 | 0
F1_Commercial_Office_New_Food Preparation_Natural Gas_Conveyor Oven_E5 | F1 | Commercial | Office | New | Food Preparation | Natural Gas | Conveyor Oven | E5 | CCE | 0 | 0 | 0 | 0 | 0 | 0 | 0 | 0 | 0 | 0 | 0 | 0 | 0 | 0 | 0 | 0 | 0 | 0 | 0 | 0 | 0 | 0 | 0 | 0 | 0 | 0 | 0 | 0 | 0 | 0 | 0 | 0 | 0
F1_Commercial_Office_New_Food Preparation_Natural Gas_Conveyor Oven_E6 | F1 | Commercial | Office | New | Food Preparation | Natural Gas | Conveyor Oven | E6 | CCE | 0 | 0 | 0 | 0 | 0 | 0 | 0 | 0 | 0 | 0 | 0 | 0 | 0 | 0 | 0 | 0 | 0 | 0 | 0 | 0 | 0 | 0 | 0 | 0 | 0 | 0 | 0 | 0 | 0 | 0 | 0 | 0 | 0
F1_Commercial_Office_New_Food Preparation_Natural Gas_Conveyor Oven_E7 | F1 | Commercial | Office | New | Food Preparation | Natural Gas | Conveyor Oven | E7 | CCE | 0 | 0 | 0 | 0 | 0 | 0 | 0 | 0 | 0 | 0 | 0 | 0 | 0 | 0 | 0 | 0 | 0 | 0 | 0 | 0 | 0 | 0 | 0 | 0 | 0 | 0 | 0 | 0 | 0 | 0 | 0 | 0 | 0
F1_Commercial_Office_New_Food Preparation_Natural Gas_Conveyor Oven_E8 | F1 | Commercial | Office | New | Food Preparation | Natural Gas | Conveyor Oven | E8 | CCE | 0 | 0 | 0 | 0 | 0 | 0 | 0 | 0 | 0 | 0 | 0 | 0 | 0 | 0 | 0 | 0 | 0 | 0 | 0 | 0 | 0 | 0 | 0 | 0 | 0 | 0 | 0 | 0 | 0 | 0 | 0 | 0 | 0
F1_Commercial_Office_New_Food Preparation_Natural Gas_Conveyor Oven_E9 | F1 | Commercial | Office | New | Food Preparation | Natural Gas | Conveyor Oven | E9 | CCE | 0 | 0 | 0 | 0 | 0 | 0 | 0 | 0 | 0 | 0 | 0 | 0 | 0 | 0 | 0 | 0 | 0 | 0 | 0 | 0 | 0 | 0 | 0 | 0 | 0 | 0 | 0 | 0 | 0 | 0 | 0 | 0 | 0
F1_Commercial_Office_New_Food Preparation_Natural Gas_Conveyor Oven_E10 | F1 | Commercial | Office | New | Food Preparation | Natural Gas | Conveyor Oven | E10 | CCE | 0 | 0 | 0 | 0 | 0 | 0 | 0 | 0 | 0 | 0 | 0 | 0 | 0 | 0 | 0 | 0 | 0 | 0 | 0 | 0 | 0 | 0 | 0 | 0 | 0 | 0 | 0 | 0 | 0 | 0 | 0 | 0 | 0
F2_Commercial_Office_New_Food Preparation_Natural Gas_Conveyor Oven_E1 | F2 | Commercial | Office | New | Food Preparation | Natural Gas | Conveyor Oven | E1 | TRC BC Ratio | bar: 2019 to 2051
F2_Commercial_Office_New_Food Preparation_Natural Gas_Conveyor Oven_E2 | F2 | Commercial | Office | New | Food Preparation | Natural Gas | Conveyor Oven | E2 | TRC BC Ratio | 5.054 | 5.0691 | 5.0998 | 5.0904 | 5.0904 | 5.1163 | 5.1641 | 5.206 | 5.2546 | 5.3028 | 5.3514 | 5.3984 | 5.4475 | 5.4983 | 5.5473 | 5.5964 | 5.6439 | 5.6922 | 5.7391 | 5.785 | 5.8272 | 5.8686 | 5.9051 | 5.9416 | 5.9733 | 6.0006 | 6.0255 | 6.047 | 6.0638 | 6.0776 | 6.0851 | 6.0902 | 6.0902
F2_Commercial_Office_New_Food Preparation_Natural Gas_Conveyor Oven_E3 | F2 | Commercial | Office | New | Food Preparation | Natural Gas | Conveyor Oven | E3 | TRC BC Ratio | 0 | 0 | 0 | 0 | 0 | 0 | 0 | 0 | 0 | 0 | 0 | 0 | 0 | 0 | 0 | 0 | 0 | 0 | 0 | 0 | 0 | 0 | 0 | 0 | 0 | 0 | 0 | 0 | 0 | 0 | 0 | 0 | 0
F2_Commercial_Office_New_Food Preparation_Natural Gas_Conveyor Oven_E4 | F2 | Commercial | Office | New | Food Preparation | Natural Gas | Conveyor Oven | E4 | TRC BC Ratio | 0 | 0 | 0 | 0 | 0 | 0 | 0 | 0 | 0 | 0 | 0 | 0 | 0 | 0 | 0 | 0 | 0 | 0 | 0 | 0 | 0 | 0 | 0 | 0 | 0 | 0 | 0 | 0 | 0 | 0 | 0 | 0 | 0
F2_Commercial_Office_New_Food Preparation_Natural Gas_Conveyor Oven_E5 | F2 | Commercial | Office | New | Food Preparation | Natural Gas | Conveyor Oven | E5 | TRC BC Ratio | 0 | 0 | 0 | 0 | 0 | 0 | 0 | 0 | 0 | 0 | 0 | 0 | 0 | 0 | 0 | 0 | 0 | 0 | 0 | 0 | 0 | 0 | 0 | 0 | 0 | 0 | 0 | 0 | 0 | 0 | 0 | 0 | 0
F2_Commercial_Office_New_Food Preparation_Natural Gas_Conveyor Oven_E6 | F2 | Commercial | Office | New | Food Preparation | Natural Gas | Conveyor Oven | E6 | TRC BC Ratio | 0 | 0 | 0 | 0 | 0 | 0 | 0 | 0 | 0 | 0 | 0 | 0 | 0 | 0 | 0 | 0 | 0 | 0 | 0 | 0 | 0 | 0 | 0 | 0 | 0 | 0 | 0 | 0 | 0 | 0 | 0 | 0 | 0
F2_Commercial_Office_New_Food Preparation_Natural Gas_Conveyor Oven_E7 | F2 | Commercial | Office | New | Food Preparation | Natural Gas | Conveyor Oven | E7 | TRC BC Ratio | 0 | 0 | 0 | 0 | 0 | 0 | 0 | 0 | 0 | 0 | 0 | 0 | 0 | 0 | 0 | 0 | 0 | 0 | 0 | 0 | 0 | 0 | 0 | 0 | 0 | 0 | 0 | 0 | 0 | 0 | 0 | 0 | 0
F2_Commercial_Office_New_Food Preparation_Natural Gas_Conveyor Oven_E8 | F2 | Commercial | Office | New | Food Preparation | Natural Gas | Conveyor Oven | E8 | TRC BC Ratio | 0 | 0 | 0 | 0 | 0 | 0 | 0 | 0 | 0 | 0 | 0 | 0 | 0 | 0 | 0 | 0 | 0 | 0 | 0 | 0 | 0 | 0 | 0 | 0 | 0 | 0 | 0 | 0 | 0 | 0 | 0 | 0 | 0
F2_Commercial_Office_New_Food Preparation_Natural Gas_Conveyor Oven_E9 | F2 | Commercial | Office | New | Food Preparation | Natural Gas | Conveyor Oven | E9 | TRC BC Ratio | 0 | 0 | 0 | 0 | 0 | 0 | 0 | 0 | 0 | 0 | 0 | 0 | 0 | 0 | 0 | 0 | 0 | 0 | 0 | 0 | 0 | 0 | 0 | 0 | 0 | 0 | 0 | 0 | 0 | 0 | 0 | 0 | 0
F2_Commercial_Office_New_Food Preparation_Natural Gas_Conveyor Oven_E10 | F2 | Commercial | Office | New | Food Preparation | Natural Gas | Conveyor Oven | E10 | TRC BC Ratio | 0 | 0 | 0 | 0 | 0 | 0 | 0 | 0 | 0 | 0 | 0 | 0 | 0 | 0 | 0 | 0 | 0 | 0 | 0 | 0 | 0 | 0 | 0 | 0 | 0 | 0 | 0 | 0 | 0 | 0 | 0 | 0 | 0
F3_Commercial_Office_New_Food Preparation_Natural Gas_Conveyor Oven_E1 | F3 | Commercial | Office | New | Food Preparation | Natural Gas | Conveyor Oven | E1 | PACT BC Ratio | bar: 2019 to 2051
F3_Commercial_Office_New_Food Preparation_Natural Gas_Conveyor Oven_E2 | F3 | Commercial | Office | New | Food Preparation | Natural Gas | Conveyor Oven | E2 | PACT BC Ratio | 6.7386 | 6.7588 | 6.7997 | 6.7872 | 6.7872 | 6.8218 | 6.8855 | 6.9414 | 7.0062 | 7.0703 | 7.1352 | 7.1978 | 7.2633 | 7.3311 | 7.3964 | 7.4618 | 7.5252 | 7.5896 | 7.6521 | 7.7133 | 7.7696 | 7.8249 | 7.8735 | 7.9222 | 7.9644 | 8.0009 | 8.0341 | 8.0627 | 8.0851 | 8.1035 | 8.1135 | 8.1202 | 8.1202
F3_Commercial_Office_New_Food Preparation_Natural Gas_Conveyor Oven_E3 | F3 | Commercial | Office | New | Food Preparation | Natural Gas | Conveyor Oven | E3 | PACT BC Ratio | 0 | 0 | 0 | 0 | 0 | 0 | 0 | 0 | 0 | 0 | 0 | 0 | 0 | 0 | 0 | 0 | 0 | 0 | 0 | 0 | 0 | 0 | 0 | 0 | 0 | 0 | 0 | 0 | 0 | 0 | 0 | 0 | 0
F3_Commercial_Office_New_Food Preparation_Natural Gas_Conveyor Oven_E4 | F3 | Commercial | Office | New | Food Preparation | Natural Gas | Conveyor Oven | E4 | PACT BC Ratio | 0 | 0 | 0 | 0 | 0 | 0 | 0 | 0 | 0 | 0 | 0 | 0 | 0 | 0 | 0 | 0 | 0 | 0 | 0 | 0 | 0 | 0 | 0 | 0 | 0 | 0 | 0 | 0 | 0 | 0 | 0 | 0 | 0
F3_Commercial_Office_New_Food Preparation_Natural Gas_Conveyor Oven_E5 | F3 | Commercial | Office | New | Food Preparation | Natural Gas | Conveyor Oven | E5 | PACT BC Ratio | 0 | 0 | 0 | 0 | 0 | 0 | 0 | 0 | 0 | 0 | 0 | 0 | 0 | 0 | 0 | 0 | 0 | 0 | 0 | 0 | 0 | 0 | 0 | 0 | 0 | 0 | 0 | 0 | 0 | 0 | 0 | 0 | 0
F3_Commercial_Office_New_Food Preparation_Natural Gas_Conveyor Oven_E6 | F3 | Commercial | Office | New | Food Preparation | Natural Gas | Conveyor Oven | E6 | PACT BC Ratio | 0 | 0 | 0 | 0 | 0 | 0 | 0 | 0 | 0 | 0 | 0 | 0 | 0 | 0 | 0 | 0 | 0 | 0 | 0 | 0 | 0 | 0 | 0 | 0 | 0 | 0 | 0 | 0 | 0 | 0 | 0 | 0 | 0
F3_Commercial_Office_New_Food Preparation_Natural Gas_Conveyor Oven_E7 | F3 | Commercial | Office | New | Food Preparation | Natural Gas | Conveyor Oven | E7 | PACT BC Ratio | 0 | 0 | 0 | 0 | 0 | 0 | 0 | 0 | 0 | 0 | 0 | 0 | 0 | 0 | 0 | 0 | 0 | 0 | 0 | 0 | 0 | 0 | 0 | 0 | 0 | 0 | 0 | 0 | 0 | 0 | 0 | 0 | 0
F3_Commercial_Office_New_Food Preparation_Natural Gas_Conveyor Oven_E8 | F3 | Commercial | Office | New | Food Preparation | Natural Gas | Conveyor Oven | E8 | PACT BC Ratio | 0 | 0 | 0 | 0 | 0 | 0 | 0 | 0 | 0 | 0 | 0 | 0 | 0 | 0 | 0 | 0 | 0 | 0 | 0 | 0 | 0 | 0 | 0 | 0 | 0 | 0 | 0 | 0 | 0 | 0 | 0 | 0 | 0
F3_Commercial_Office_New_Food Preparation_Natural Gas_Conveyor Oven_E9 | F3 | Commercial | Office | New | Food Preparation | Natural Gas | Conveyor Oven | E9 | PACT BC Ratio | 0 | 0 | 0 | 0 | 0 | 0 | 0 | 0 | 0 | 0 | 0 | 0 | 0 | 0 | 0 | 0 | 0 | 0 | 0 | 0 | 0 | 0 | 0 | 0 | 0 | 0 | 0 | 0 | 0 | 0 | 0 | 0 | 0
F3_Commercial_Office_New_Food Preparation_Natural Gas_Conveyor Oven_E10 | F3 | Commercial | Office | New | Food Preparation | Natural Gas | Conveyor Oven | E10 | PACT BC Ratio | 0 | 0 | 0 | 0 | 0 | 0 | 0 | 0 | 0 | 0 | 0 | 0 | 0 | 0 | 0 | 0 | 0 | 0 | 0 | 0 | 0 | 0 | 0 | 0 | 0 | 0 | 0 | 0 | 0 | 0 | 0 | 0 | 0
F4_Commercial_Office_New_Food Preparation_Natural Gas_Conveyor Oven_E1 | F4 | Commercial | Office | New | Food Preparation | Natural Gas | Conveyor Oven | E1 | RVT BC Ratio | bar: 2019 to 2051
F4_Commercial_Office_New_Food Preparation_Natural Gas_Conveyor Oven_E2 | F4 | Commercial | Office | New | Food Preparation | Natural Gas | Conveyor Oven | E2 | RVT BC Ratio | 7.966 | 7.9877 | 8.0318 | 8.0183 | 8.0184 | 8.0556 | 8.1243 | 8.1846 | 8.2545 | 8.3237 | 8.3936 | 8.4611 | 8.5318 | 8.6048 | 8.6753 | 8.7458 | 8.8142 | 8.8835 | 8.951 | 9.0169 | 9.0777 | 9.1372 | 9.1896 | 9.2422 | 9.2877 | 9.327 | 9.3628 | 9.3937 | 9.4179 | 9.4377 | 9.4485 | 9.4557 | 9.4557
F4_Commercial_Office_New_Food Preparation_Natural Gas_Conveyor Oven_E3 | F4 | Commercial | Office | New | Food Preparation | Natural Gas | Conveyor Oven | E3 | RVT BC Ratio | 0 | 0 | 0 | 0 | 0 | 0 | 0 | 0 | 0 | 0 | 0 | 0 | 0 | 0 | 0 | 0 | 0 | 0 | 0 | 0 | 0 | 0 | 0 | 0 | 0 | 0 | 0 | 0 | 0 | 0 | 0 | 0 | 0
F4_Commercial_Office_New_Food Preparation_Natural Gas_Conveyor Oven_E4 | F4 | Commercial | Office | New | Food Preparation | Natural Gas | Conveyor Oven | E4 | RVT BC Ratio | 0 | 0 | 0 | 0 | 0 | 0 | 0 | 0 | 0 | 0 | 0 | 0 | 0 | 0 | 0 | 0 | 0 | 0 | 0 | 0 | 0 | 0 | 0 | 0 | 0 | 0 | 0 | 0 | 0 | 0 | 0 | 0 | 0
F4_Commercial_Office_New_Food Preparation_Natural Gas_Conveyor Oven_E5 | F4 | Commercial | Office | New | Food Preparation | Natural Gas | Conveyor Oven | E5 | RVT BC Ratio | 0 | 0 | 0 | 0 | 0 | 0 | 0 | 0 | 0 | 0 | 0 | 0 | 0 | 0 | 0 | 0 | 0 | 0 | 0 | 0 | 0 | 0 | 0 | 0 | 0 | 0 | 0 | 0 | 0 | 0 | 0 | 0 | 0
F4_Commercial_Office_New_Food Preparation_Natural Gas_Conveyor Oven_E6 | F4 | Commercial | Office | New | Food Preparation | Natural Gas | Conveyor Oven | E6 | RVT BC Ratio | 0 | 0 | 0 | 0 | 0 | 0 | 0 | 0 | 0 | 0 | 0 | 0 | 0 | 0 | 0 | 0 | 0 | 0 | 0 | 0 | 0 | 0 | 0 | 0 | 0 | 0 | 0 | 0 | 0 | 0 | 0 | 0 | 0
F4_Commercial_Office_New_Food Preparation_Natural Gas_Conveyor Oven_E7 | F4 | Commercial | Office | New | Food Preparation | Natural Gas | Conveyor Oven | E7 | RVT BC Ratio | 0 | 0 | 0 | 0 | 0 | 0 | 0 | 0 | 0 | 0 | 0 | 0 | 0 | 0 | 0 | 0 | 0 | 0 | 0 | 0 | 0 | 0 | 0 | 0 | 0 | 0 | 0 | 0 | 0 | 0 | 0 | 0 | 0
F4_Commercial_Office_New_Food Preparation_Natural Gas_Conveyor Oven_E8 | F4 | Commercial | Office | New | Food Preparation | Natural Gas | Conveyor Oven | E8 | RVT BC Ratio | 0 | 0 | 0 | 0 | 0 | 0 | 0 | 0 | 0 | 0 | 0 | 0 | 0 | 0 | 0 | 0 | 0 | 0 | 0 | 0 | 0 | 0 | 0 | 0 | 0 | 0 | 0 | 0 | 0 | 0 | 0 | 0 | 0
F4_Commercial_Office_New_Food Preparation_Natural Gas_Conveyor Oven_E9 | F4 | Commercial | Office | New | Food Preparation | Natural Gas | Conveyor Oven | E9 | RVT BC Ratio | 0 | 0 | 0 | 0 | 0 | 0 | 0 | 0 | 0 | 0 | 0 | 0 | 0 | 0 | 0 | 0 | 0 | 0 | 0 | 0 | 0 | 0 | 0 | 0 | 0 | 0 | 0 | 0 | 0 | 0 | 0 | 0 | 0
F4_Commercial_Office_New_Food Preparation_Natural Gas_Conveyor Oven_E10 | F4 | Commercial | Office | New | Food Preparation | Natural Gas | Conveyor Oven | E10 | RVT BC Ratio | 0 | 0 | 0 | 0 | 0 | 0 | 0 | 0 | 0 | 0 | 0 | 0 | 0 | 0 | 0 | 0 | 0 | 0 | 0 | 0 | 0 | 0 | 0 | 0 | 0 | 0 | 0 | 0 | 0 | 0 | 0 | 0 | 0
F5_Commercial_Office_New_Food Preparation_Natural Gas_Conveyor Oven_E1 | F5 | Commercial | Office | New | Food Preparation | Natural Gas | Conveyor Oven | E1 | RIM BC Ratio | bar: 2019 to 2051
F5_Commercial_Office_New_Food Preparation_Natural Gas_Conveyor Oven_E2 | F5 | Commercial | Office | New | Food Preparation | Natural Gas | Conveyor Oven | E2 | RIM BC Ratio | 0.74269 | 0.74293 | 0.74342 | 0.74327 | 0.74327 | 0.74369 | 0.74444 | 0.74509 | 0.74583 | 0.74655 | 0.74726 | 0.74795 | 0.74865 | 0.74936 | 0.75004 | 0.75071 | 0.75134 | 0.75198 | 0.75259 | 0.75318 | 0.75371 | 0.75423 | 0.75467 | 0.75512 | 0.7555 | 0.75583 | 0.75612 | 0.75638 | 0.75657 | 0.75673 | 0.75682 | 0.75688 | 0.75688
F5_Commercial_Office_New_Food Preparation_Natural Gas_Conveyor Oven_E3 | F5 | Commercial | Office | New | Food Preparation | Natural Gas | Conveyor Oven | E3 | RIM BC Ratio | 0 | 0 | 0 | 0 | 0 | 0 | 0 | 0 | 0 | 0 | 0 | 0 | 0 | 0 | 0 | 0 | 0 | 0 | 0 | 0 | 0 | 0 | 0 | 0 | 0 | 0 | 0 | 0 | 0 | 0 | 0 | 0 | 0
F5_Commercial_Office_New_Food Preparation_Natural Gas_Conveyor Oven_E4 | F5 | Commercial | Office | New | Food Preparation | Natural Gas | Conveyor Oven | E4 | RIM BC Ratio | 0 | 0 | 0 | 0 | 0 | 0 | 0 | 0 | 0 | 0 | 0 | 0 | 0 | 0 | 0 | 0 | 0 | 0 | 0 | 0 | 0 | 0 | 0 | 0 | 0 | 0 | 0 | 0 | 0 | 0 | 0 | 0 | 0
F5_Commercial_Office_New_Food Preparation_Natural Gas_Conveyor Oven_E5 | F5 | Commercial | Office | New | Food Preparation | Natural Gas | Conveyor Oven | E5 | RIM BC Ratio | 0 | 0 | 0 | 0 | 0 | 0 | 0 | 0 | 0 | 0 | 0 | 0 | 0 | 0 | 0 | 0 | 0 | 0 | 0 | 0 | 0 | 0 | 0 | 0 | 0 | 0 | 0 | 0 | 0 | 0 | 0 | 0 | 0
F5_Commercial_Office_New_Food Preparation_Natural Gas_Conveyor Oven_E6 | F5 | Commercial | Office | New | Food Preparation | Natural Gas | Conveyor Oven | E6 | RIM BC Ratio | 0 | 0 | 0 | 0 | 0 | 0 | 0 | 0 | 0 | 0 | 0 | 0 | 0 | 0 | 0 | 0 | 0 | 0 | 0 | 0 | 0 | 0 | 0 | 0 | 0 | 0 | 0 | 0 | 0 | 0 | 0 | 0 | 0
F5_Commercial_Office_New_Food Preparation_Natural Gas_Conveyor Oven_E7 | F5 | Commercial | Office | New | Food Preparation | Natural Gas | Conveyor Oven | E7 | RIM BC Ratio | 0 | 0 | 0 | 0 | 0 | 0 | 0 | 0 | 0 | 0 | 0 | 0 | 0 | 0 | 0 | 0 | 0 | 0 | 0 | 0 | 0 | 0 | 0 | 0 | 0 | 0 | 0 | 0 | 0 | 0 | 0 | 0 | 0
F5_Commercial_Office_New_Food Preparation_Natural Gas_Conveyor Oven_E8 | F5 | Commercial | Office | New | Food Preparation | Natural Gas | Conveyor Oven | E8 | RIM BC Ratio | 0 | 0 | 0 | 0 | 0 | 0 | 0 | 0 | 0 | 0 | 0 | 0 | 0 | 0 | 0 | 0 | 0 | 0 | 0 | 0 | 0 | 0 | 0 | 0 | 0 | 0 | 0 | 0 | 0 | 0 | 0 | 0 | 0
F5_Commercial_Office_New_Food Preparation_Natural Gas_Conveyor Oven_E9 | F5 | Commercial | Office | New | Food Preparation | Natural Gas | Conveyor Oven | E9 | RIM BC Ratio | 0 | 0 | 0 | 0 | 0 | 0 | 0 | 0 | 0 | 0 | 0 | 0 | 0 | 0 | 0 | 0 | 0 | 0 | 0 | 0 | 0 | 0 | 0 | 0 | 0 | 0 | 0 | 0 | 0 | 0 | 0 | 0 | 0
F5_Commercial_Office_New_Food Preparation_Natural Gas_Conveyor Oven_E10 | F5 | Commercial | Office | New | Food Preparation | Natural Gas | Conveyor Oven | E10 | RIM BC Ratio | 0 | 0 | 0 | 0 | 0 | 0 | 0 | 0 | 0 | 0 | 0 | 0 | 0 | 0 | 0 | 0 | 0 | 0 | 0 | 0 | 0 | 0 | 0 | 0 | 0 | 0 | 0 | 0 | 0 | 0 | 0 | 0 | 0
F0_Commercial_Office_New_Food Preparation_Natural Gas_Double Rack Oven_E0 | F0 | Commercial | Office | New | Food Preparation | Natural Gas | Double Rack Oven | E0 | Economic Unit | FTSC Qualified (>50% Cooking Efficiency) | FTSC Qualified (>50% Cooking Efficiency) | FTSC Qualified (>50% Cooking Efficiency) | FTSC Qualified (>50% Cooking Efficiency) | FTSC Qualified (>50% Cooking Efficiency) | FTSC Qualified (>50% Cooking Efficiency) | FTSC Qualified (>50% Cooking Efficiency) | FTSC Qualified (>50% Cooking Efficiency) | FTSC Qualified (>50% Cooking Efficiency) | FTSC Qualified (>50% Cooking Efficiency) | FTSC Qualified (>50% Cooking Efficiency) | FTSC Qualified (>50% Cooking Efficiency) | FTSC Qualified (>50% Cooking Efficiency) | FTSC Qualified (>50% Cooking Efficiency) | FTSC Qualified (>50% Cooking Efficiency) | FTSC Qualified (>50% Cooking Efficiency) | FTSC Qualified (>50% Cooking Efficiency) | FTSC Qualified (>50% Cooking Efficiency) | FTSC Qualified (>50% Cooking Efficiency) | FTSC Qualified (>50% Cooking Efficiency) | FTSC Qualified (>50% Cooking Efficiency) | FTSC Qualified (>50% Cooking Efficiency) | FTSC Qualified (>50% Cooking Efficiency) | FTSC Qualified (>50% Cooking Efficiency) | FTSC Qualified (>50% Cooking Efficiency) | FTSC Qualified (>50% Cooking Efficiency) | FTSC Qualified (>50% Cooking Efficiency) | FTSC Qualified (>50% Cooking Efficiency) | FTSC Qualified (>50% Cooking Efficiency) | FTSC Qualified (>50% Cooking Efficiency) | FTSC Qualified (>50% Cooking Efficiency) | FTSC Qualified (>50% Cooking Efficiency) | FTSC Qualified (>50% Cooking Efficiency)
F1_Commercial_Office_New_Food Preparation_Natural Gas_Double Rack Oven_E1 | F1 | Commercial | Office | New | Food Preparation | Natural Gas | Double Rack Oven | E1 | CCE | 0 | 0 | 0 | 0 | 0 | 0 | 0 | 0 | 0 | 0 | 0 | 0 | 0 | 0 | 0 | 0 | 0 | 0 | 0 | 0 | 0 | 0 | 0 | 0 | 0 | 0 | 0 | 0 | 0 | 0 | 0 | 0 | 0
F1_Commercial_Office_New_Food Preparation_Natural Gas_Double Rack Oven_E2 | F1 | Commercial | Office | New | Food Preparation | Natural Gas | Double Rack Oven | E2 | CCE | 0.28294 | 0.29294 | 0.26296 | 0.26789 | 0.26789 | 0.26789 | 0.26789 | 0.26789 | 0.26789 | 0.26789 | 0.26789 | 0.26789 | 0.26789 | 0.26789 | 0.26789 | 0.26789 | 0.26789 | 0.26789 | 0.26789 | 0.26789 | 0.26789 | 0.26789 | 0.26789 | 0.26789 | 0.26789 | 0.26789 | 0.26789 | 0.26789 | 0.26789 | 0.26789 | 0.26789 | 0.26789 | 0.26789
F1_Commercial_Office_New_Food Preparation_Natural Gas_Double Rack Oven_E3 | F1 | Commercial | Office | New | Food Preparation | Natural Gas | Double Rack Oven | E3 | CCE | 0 | 0 | 0 | 0 | 0 | 0 | 0 | 0 | 0 | 0 | 0 | 0 | 0 | 0 | 0 | 0 | 0 | 0 | 0 | 0 | 0 | 0 | 0 | 0 | 0 | 0 | 0 | 0 | 0 | 0 | 0 | 0 | 0
F1_Commercial_Office_New_Food Preparation_Natural Gas_Double Rack Oven_E4 | F1 | Commercial | Office | New | Food Preparation | Natural Gas | Double Rack Oven | E4 | CCE | 0 | 0 | 0 | 0 | 0 | 0 | 0 | 0 | 0 | 0 | 0 | 0 | 0 | 0 | 0 | 0 | 0 | 0 | 0 | 0 | 0 | 0 | 0 | 0 | 0 | 0 | 0 | 0 | 0 | 0 | 0 | 0 | 0
F1_Commercial_Office_New_Food Preparation_Natural Gas_Double Rack Oven_E5 | F1 | Commercial | Office | New | Food Preparation | Natural Gas | Double Rack Oven | E5 | CCE | 0 | 0 | 0 | 0 | 0 | 0 | 0 | 0 | 0 | 0 | 0 | 0 | 0 | 0 | 0 | 0 | 0 | 0 | 0 | 0 | 0 | 0 | 0 | 0 | 0 | 0 | 0 | 0 | 0 | 0 | 0 | 0 | 0
F1_Commercial_Office_New_Food Preparation_Natural Gas_Double Rack Oven_E6 | F1 | Commercial | Office | New | Food Preparation | Natural Gas | Double Rack Oven | E6 | CCE | 0 | 0 | 0 | 0 | 0 | 0 | 0 | 0 | 0 | 0 | 0 | 0 | 0 | 0 | 0 | 0 | 0 | 0 | 0 | 0 | 0 | 0 | 0 | 0 | 0 | 0 | 0 | 0 | 0 | 0 | 0 | 0 | 0
F1_Commercial_Office_New_Food Preparation_Natural Gas_Double Rack Oven_E7 | F1 | Commercial | Office | New | Food Preparation | Natural Gas | Double Rack Oven | E7 | CCE | 0 | 0 | 0 | 0 | 0 | 0 | 0 | 0 | 0 | 0 | 0 | 0 | 0 | 0 | 0 | 0 | 0 | 0 | 0 | 0 | 0 | 0 | 0 | 0 | 0 | 0 | 0 | 0 | 0 | 0 | 0 | 0 | 0
F1_Commercial_Office_New_Food Preparation_Natural Gas_Double Rack Oven_E8 | F1 | Commercial | Office | New | Food Preparation | Natural Gas | Double Rack Oven | E8 | CCE | 0 | 0 | 0 | 0 | 0 | 0 | 0 | 0 | 0 | 0 | 0 | 0 | 0 | 0 | 0 | 0 | 0 | 0 | 0 | 0 | 0 | 0 | 0 | 0 | 0 | 0 | 0 | 0 | 0 | 0 | 0 | 0 | 0
F1_Commercial_Office_New_Food Preparation_Natural Gas_Double Rack Oven_E9 | F1 | Commercial | Office | New | Food Preparation | Natural Gas | Double Rack Oven | E9 | CCE | 0 | 0 | 0 | 0 | 0 | 0 | 0 | 0 | 0 | 0 | 0 | 0 | 0 | 0 | 0 | 0 | 0 | 0 | 0 | 0 | 0 | 0 | 0 | 0 | 0 | 0 | 0 | 0 | 0 | 0 | 0 | 0 | 0
F1_Commercial_Office_New_Food Preparation_Natural Gas_Double Rack Oven_E10 | F1 | Commercial | Office | New | Food Preparation | Natural Gas | Double Rack Oven | E10 | CCE | 0 | 0 | 0 | 0 | 0 | 0 | 0 | 0 | 0 | 0 | 0 | 0 | 0 | 0 | 0 | 0 | 0 | 0 | 0 | 0 | 0 | 0 | 0 | 0 | 0 | 0 | 0 | 0 | 0 | 0 | 0 | 0 | 0
F2_Commercial_Office_New_Food Preparation_Natural Gas_Double Rack Oven_E1 | F2 | Commercial | Office | New | Food Preparation | Natural Gas | Double Rack Oven | E1 | TRC BC Ratio | bar: 2019 to 2051
F2_Commercial_Office_New_Food Preparation_Natural Gas_Double Rack Oven_E2 | F2 | Commercial | Office | New | Food Preparation | Natural Gas | Double Rack Oven | E2 | TRC BC Ratio | 5.8179 | 5.8254 | 5.8572 | 5.8275 | 5.8124 | 5.8356 | 5.8912 | 5.9364 | 5.9916 | 6.0447 | 6.0985 | 6.1492 | 6.2033 | 6.2592 | 6.3135 | 6.369 | 6.4249 | 6.485 | 6.5474 | 6.6117 | 6.6735 | 6.7355 | 6.7911 | 6.8468 | 6.8951 | 6.9368 | 6.9748 | 7.0076 | 7.0332 | 7.0543 | 7.0657 | 7.0734 | 7.0734
F2_Commercial_Office_New_Food Preparation_Natural Gas_Double Rack Oven_E3 | F2 | Commercial | Office | New | Food Preparation | Natural Gas | Double Rack Oven | E3 | TRC BC Ratio | 0 | 0 | 0 | 0 | 0 | 0 | 0 | 0 | 0 | 0 | 0 | 0 | 0 | 0 | 0 | 0 | 0 | 0 | 0 | 0 | 0 | 0 | 0 | 0 | 0 | 0 | 0 | 0 | 0 | 0 | 0 | 0 | 0
F2_Commercial_Office_New_Food Preparation_Natural Gas_Double Rack Oven_E4 | F2 | Commercial | Office | New | Food Preparation | Natural Gas | Double Rack Oven | E4 | TRC BC Ratio | 0 | 0 | 0 | 0 | 0 | 0 | 0 | 0 | 0 | 0 | 0 | 0 | 0 | 0 | 0 | 0 | 0 | 0 | 0 | 0 | 0 | 0 | 0 | 0 | 0 | 0 | 0 | 0 | 0 | 0 | 0 | 0 | 0
F2_Commercial_Office_New_Food Preparation_Natural Gas_Double Rack Oven_E5 | F2 | Commercial | Office | New | Food Preparation | Natural Gas | Double Rack Oven | E5 | TRC BC Ratio | 0 | 0 | 0 | 0 | 0 | 0 | 0 | 0 | 0 | 0 | 0 | 0 | 0 | 0 | 0 | 0 | 0 | 0 | 0 | 0 | 0 | 0 | 0 | 0 | 0 | 0 | 0 | 0 | 0 | 0 | 0 | 0 | 0
F2_Commercial_Office_New_Food Preparation_Natural Gas_Double Rack Oven_E6 | F2 | Commercial | Office | New | Food Preparation | Natural Gas | Double Rack Oven | E6 | TRC BC Ratio | 0 | 0 | 0 | 0 | 0 | 0 | 0 | 0 | 0 | 0 | 0 | 0 | 0 | 0 | 0 | 0 | 0 | 0 | 0 | 0 | 0 | 0 | 0 | 0 | 0 | 0 | 0 | 0 | 0 | 0 | 0 | 0 | 0
F2_Commercial_Office_New_Food Preparation_Natural Gas_Double Rack Oven_E7 | F2 | Commercial | Office | New | Food Preparation | Natural Gas | Double Rack Oven | E7 | TRC BC Ratio | 0 | 0 | 0 | 0 | 0 | 0 | 0 | 0 | 0 | 0 | 0 | 0 | 0 | 0 | 0 | 0 | 0 | 0 | 0 | 0 | 0 | 0 | 0 | 0 | 0 | 0 | 0 | 0 | 0 | 0 | 0 | 0 | 0
F2_Commercial_Office_New_Food Preparation_Natural Gas_Double Rack Oven_E8 | F2 | Commercial | Office | New | Food Preparation | Natural Gas | Double Rack Oven | E8 | TRC BC Ratio | 0 | 0 | 0 | 0 | 0 | 0 | 0 | 0 | 0 | 0 | 0 | 0 | 0 | 0 | 0 | 0 | 0 | 0 | 0 | 0 | 0 | 0 | 0 | 0 | 0 | 0 | 0 | 0 | 0 | 0 | 0 | 0 | 0
F2_Commercial_Office_New_Food Preparation_Natural Gas_Double Rack Oven_E9 | F2 | Commercial | Office | New | Food Preparation | Natural Gas | Double Rack Oven | E9 | TRC BC Ratio | 0 | 0 | 0 | 0 | 0 | 0 | 0 | 0 | 0 | 0 | 0 | 0 | 0 | 0 | 0 | 0 | 0 | 0 | 0 | 0 | 0 | 0 | 0 | 0 | 0 | 0 | 0 | 0 | 0 | 0 | 0 | 0 | 0
F2_Commercial_Office_New_Food Preparation_Natural Gas_Double Rack Oven_E10 | F2 | Commercial | Office | New | Food Preparation | Natural Gas | Double Rack Oven | E10 | TRC BC Ratio | 0 | 0 | 0 | 0 | 0 | 0 | 0 | 0 | 0 | 0 | 0 | 0 | 0 | 0 | 0 | 0 | 0 | 0 | 0 | 0 | 0 | 0 | 0 | 0 | 0 | 0 | 0 | 0 | 0 | 0 | 0 | 0 | 0
F3_Commercial_Office_New_Food Preparation_Natural Gas_Double Rack Oven_E1 | F3 | Commercial | Office | New | Food Preparation | Natural Gas | Double Rack Oven | E1 | PACT BC Ratio | bar: 2019 to 2051
F3_Commercial_Office_New_Food Preparation_Natural Gas_Double Rack Oven_E2 | F3 | Commercial | Office | New | Food Preparation | Natural Gas | Double Rack Oven | E2 | PACT BC Ratio | 7.7572 | 7.7672 | 7.8096 | 7.77 | 7.7499 | 7.7807 | 7.8549 | 7.9152 | 7.9888 | 8.0596 | 8.1313 | 8.199 | 8.2711 | 8.3456 | 8.418 | 8.4919 | 8.5665 | 8.6466 | 8.7298 | 8.8156 | 8.8979 | 8.9807 | 9.0548 | 9.1291 | 9.1935 | 9.2491 | 9.2998 | 9.3434 | 9.3776 | 9.4057 | 9.421 | 9.4312 | 9.4312
F3_Commercial_Office_New_Food Preparation_Natural Gas_Double Rack Oven_E3 | F3 | Commercial | Office | New | Food Preparation | Natural Gas | Double Rack Oven | E3 | PACT BC Ratio | 0 | 0 | 0 | 0 | 0 | 0 | 0 | 0 | 0 | 0 | 0 | 0 | 0 | 0 | 0 | 0 | 0 | 0 | 0 | 0 | 0 | 0 | 0 | 0 | 0 | 0 | 0 | 0 | 0 | 0 | 0 | 0 | 0
F3_Commercial_Office_New_Food Preparation_Natural Gas_Double Rack Oven_E4 | F3 | Commercial | Office | New | Food Preparation | Natural Gas | Double Rack Oven | E4 | PACT BC Ratio | 0 | 0 | 0 | 0 | 0 | 0 | 0 | 0 | 0 | 0 | 0 | 0 | 0 | 0 | 0 | 0 | 0 | 0 | 0 | 0 | 0 | 0 | 0 | 0 | 0 | 0 | 0 | 0 | 0 | 0 | 0 | 0 | 0
F3_Commercial_Office_New_Food Preparation_Natural Gas_Double Rack Oven_E5 | F3 | Commercial | Office | New | Food Preparation | Natural Gas | Double Rack Oven | E5 | PACT BC Ratio | 0 | 0 | 0 | 0 | 0 | 0 | 0 | 0 | 0 | 0 | 0 | 0 | 0 | 0 | 0 | 0 | 0 | 0 | 0 | 0 | 0 | 0 | 0 | 0 | 0 | 0 | 0 | 0 | 0 | 0 | 0 | 0 | 0
F3_Commercial_Office_New_Food Preparation_Natural Gas_Double Rack Oven_E6 | F3 | Commercial | Office | New | Food Preparation | Natural Gas | Double Rack Oven | E6 | PACT BC Ratio | 0 | 0 | 0 | 0 | 0 | 0 | 0 | 0 | 0 | 0 | 0 | 0 | 0 | 0 | 0 | 0 | 0 | 0 | 0 | 0 | 0 | 0 | 0 | 0 | 0 | 0 | 0 | 0 | 0 | 0 | 0 | 0 | 0
F3_Commercial_Office_New_Food Preparation_Natural Gas_Double Rack Oven_E7 | F3 | Commercial | Office | New | Food Preparation | Natural Gas | Double Rack Oven | E7 | PACT BC Ratio | 0 | 0 | 0 | 0 | 0 | 0 | 0 | 0 | 0 | 0 | 0 | 0 | 0 | 0 | 0 | 0 | 0 | 0 | 0 | 0 | 0 | 0 | 0 | 0 | 0 | 0 | 0 | 0 | 0 | 0 | 0 | 0 | 0
F3_Commercial_Office_New_Food Preparation_Natural Gas_Double Rack Oven_E8 | F3 | Commercial | Office | New | Food Preparation | Natural Gas | Double Rack Oven | E8 | PACT BC Ratio | 0 | 0 | 0 | 0 | 0 | 0 | 0 | 0 | 0 | 0 | 0 | 0 | 0 | 0 | 0 | 0 | 0 | 0 | 0 | 0 | 0 | 0 | 0 | 0 | 0 | 0 | 0 | 0 | 0 | 0 | 0 | 0 | 0
F3_Commercial_Office_New_Food Preparation_Natural Gas_Double Rack Oven_E9 | F3 | Commercial | Office | New | Food Preparation | Natural Gas | Double Rack Oven | E9 | PACT BC Ratio | 0 | 0 | 0 | 0 | 0 | 0 | 0 | 0 | 0 | 0 | 0 | 0 | 0 | 0 | 0 | 0 | 0 | 0 | 0 | 0 | 0 | 0 | 0 | 0 | 0 | 0 | 0 | 0 | 0 | 0 | 0 | 0 | 0
F3_Commercial_Office_New_Food Preparation_Natural Gas_Double Rack Oven_E10 | F3 | Commercial | Office | New | Food Preparation | Natural Gas | Double Rack Oven | E10 | PACT BC Ratio | 0 | 0 | 0 | 0 | 0 | 0 | 0 | 0 | 0 | 0 | 0 | 0 | 0 | 0 | 0 | 0 | 0 | 0 | 0 | 0 | 0 | 0 | 0 | 0 | 0 | 0 | 0 | 0 | 0 | 0 | 0 | 0 | 0
F4_Commercial_Office_New_Food Preparation_Natural Gas_Double Rack Oven_E1 | F4 | Commercial | Office | New | Food Preparation | Natural Gas | Double Rack Oven | E1 | RVT BC Ratio | bar: 2019 to 2051
F4_Commercial_Office_New_Food Preparation_Natural Gas_Double Rack Oven_E2 | F4 | Commercial | Office | New | Food Preparation | Natural Gas | Double Rack Oven | E2 | RVT BC Ratio | 9.0643 | 9.075 | 9.1207 | 9.0781 | 9.0564 | 9.0896 | 9.1696 | 9.2346 | 9.3139 | 9.3903 | 9.4676 | 9.5406 | 9.6184 | 9.6988 | 9.7768 | 9.8565 | 9.9369 | 10.0233 | 10.113 | 10.2055 | 10.2943 | 10.3835 | 10.4634 | 10.5436 | 10.613 | 10.6729 | 10.7275 | 10.7746 | 10.8115 | 10.8418 | 10.8582 | 10.8693 | 10.8693
F4_Commercial_Office_New_Food Preparation_Natural Gas_Double Rack Oven_E3 | F4 | Commercial | Office | New | Food Preparation | Natural Gas | Double Rack Oven | E3 | RVT BC Ratio | 0 | 0 | 0 | 0 | 0 | 0 | 0 | 0 | 0 | 0 | 0 | 0 | 0 | 0 | 0 | 0 | 0 | 0 | 0 | 0 | 0 | 0 | 0 | 0 | 0 | 0 | 0 | 0 | 0 | 0 | 0 | 0 | 0
F4_Commercial_Office_New_Food Preparation_Natural Gas_Double Rack Oven_E4 | F4 | Commercial | Office | New | Food Preparation | Natural Gas | Double Rack Oven | E4 | RVT BC Ratio | 0 | 0 | 0 | 0 | 0 | 0 | 0 | 0 | 0 | 0 | 0 | 0 | 0 | 0 | 0 | 0 | 0 | 0 | 0 | 0 | 0 | 0 | 0 | 0 | 0 | 0 | 0 | 0 | 0 | 0 | 0 | 0 | 0
F4_Commercial_Office_New_Food Preparation_Natural Gas_Double Rack Oven_E5 | F4 | Commercial | Office | New | Food Preparation | Natural Gas | Double Rack Oven | E5 | RVT BC Ratio | 0 | 0 | 0 | 0 | 0 | 0 | 0 | 0 | 0 | 0 | 0 | 0 | 0 | 0 | 0 | 0 | 0 | 0 | 0 | 0 | 0 | 0 | 0 | 0 | 0 | 0 | 0 | 0 | 0 | 0 | 0 | 0 | 0
F4_Commercial_Office_New_Food Preparation_Natural Gas_Double Rack Oven_E6 | F4 | Commercial | Office | New | Food Preparation | Natural Gas | Double Rack Oven | E6 | RVT BC Ratio | 0 | 0 | 0 | 0 | 0 | 0 | 0 | 0 | 0 | 0 | 0 | 0 | 0 | 0 | 0 | 0 | 0 | 0 | 0 | 0 | 0 | 0 | 0 | 0 | 0 | 0 | 0 | 0 | 0 | 0 | 0 | 0 | 0
F4_Commercial_Office_New_Food Preparation_Natural Gas_Double Rack Oven_E7 | F4 | Commercial | Office | New | Food Preparation | Natural Gas | Double Rack Oven | E7 | RVT BC Ratio | 0 | 0 | 0 | 0 | 0 | 0 | 0 | 0 | 0 | 0 | 0 | 0 | 0 | 0 | 0 | 0 | 0 | 0 | 0 | 0 | 0 | 0 | 0 | 0 | 0 | 0 | 0 | 0 | 0 | 0 | 0 | 0 | 0
F4_Commercial_Office_New_Food Preparation_Natural Gas_Double Rack Oven_E8 | F4 | Commercial | Office | New | Food Preparation | Natural Gas | Double Rack Oven | E8 | RVT BC Ratio | 0 | 0 | 0 | 0 | 0 | 0 | 0 | 0 | 0 | 0 | 0 | 0 | 0 | 0 | 0 | 0 | 0 | 0 | 0 | 0 | 0 | 0 | 0 | 0 | 0 | 0 | 0 | 0 | 0 | 0 | 0 | 0 | 0
F4_Commercial_Office_New_Food Preparation_Natural Gas_Double Rack Oven_E9 | F4 | Commercial | Office | New | Food Preparation | Natural Gas | Double Rack Oven | E9 | RVT BC Ratio | 0 | 0 | 0 | 0 | 0 | 0 | 0 | 0 | 0 | 0 | 0 | 0 | 0 | 0 | 0 | 0 | 0 | 0 | 0 | 0 | 0 | 0 | 0 | 0 | 0 | 0 | 0 | 0 | 0 | 0 | 0 | 0 | 0
F4_Commercial_Office_New_Food Preparation_Natural Gas_Double Rack Oven_E10 | F4 | Commercial | Office | New | Food Preparation | Natural Gas | Double Rack Oven | E10 | RVT BC Ratio | 0 | 0 | 0 | 0 | 0 | 0 | 0 | 0 | 0 | 0 | 0 | 0 | 0 | 0 | 0 | 0 | 0 | 0 | 0 | 0 | 0 | 0 | 0 | 0 | 0 | 0 | 0 | 0 | 0 | 0 | 0 | 0 | 0
F5_Commercial_Office_New_Food Preparation_Natural Gas_Double Rack Oven_E1 | F5 | Commercial | Office | New | Food Preparation | Natural Gas | Double Rack Oven | E1 | RIM BC Ratio | bar: 2019 to 2051
F5_Commercial_Office_New_Food Preparation_Natural Gas_Double Rack Oven_E2 | F5 | Commercial | Office | New | Food Preparation | Natural Gas | Double Rack Oven | E2 | RIM BC Ratio | 0.75359 | 0.75369 | 0.75408 | 0.75371 | 0.75352 | 0.75381 | 0.7545 | 0.75506 | 0.75572 | 0.75635 | 0.75698 | 0.75756 | 0.75817 | 0.75879 | 0.75938 | 0.75998 | 0.76057 | 0.7612 | 0.76184 | 0.76249 | 0.7631 | 0.7637 | 0.76423 | 0.76476 | 0.76521 | 0.76559 | 0.76593 | 0.76623 | 0.76646 | 0.76665 | 0.76675 | 0.76681 | 0.76681
F5_Commercial_Office_New_Food Preparation_Natural Gas_Double Rack Oven_E3 | F5 | Commercial | Office | New | Food Preparation | Natural Gas | Double Rack Oven | E3 | RIM BC Ratio | 0 | 0 | 0 | 0 | 0 | 0 | 0 | 0 | 0 | 0 | 0 | 0 | 0 | 0 | 0 | 0 | 0 | 0 | 0 | 0 | 0 | 0 | 0 | 0 | 0 | 0 | 0 | 0 | 0 | 0 | 0 | 0 | 0
F5_Commercial_Office_New_Food Preparation_Natural Gas_Double Rack Oven_E4 | F5 | Commercial | Office | New | Food Preparation | Natural Gas | Double Rack Oven | E4 | RIM BC Ratio | 0 | 0 | 0 | 0 | 0 | 0 | 0 | 0 | 0 | 0 | 0 | 0 | 0 | 0 | 0 | 0 | 0 | 0 | 0 | 0 | 0 | 0 | 0 | 0 | 0 | 0 | 0 | 0 | 0 | 0 | 0 | 0 | 0
F5_Commercial_Office_New_Food Preparation_Natural Gas_Double Rack Oven_E5 | F5 | Commercial | Office | New | Food Preparation | Natural Gas | Double Rack Oven | E5 | RIM BC Ratio | 0 | 0 | 0 | 0 | 0 | 0 | 0 | 0 | 0 | 0 | 0 | 0 | 0 | 0 | 0 | 0 | 0 | 0 | 0 | 0 | 0 | 0 | 0 | 0 | 0 | 0 | 0 | 0 | 0 | 0 | 0 | 0 | 0
F5_Commercial_Office_New_Food Preparation_Natural Gas_Double Rack Oven_E6 | F5 | Commercial | Office | New | Food Preparation | Natural Gas | Double Rack Oven | E6 | RIM BC Ratio | 0 | 0 | 0 | 0 | 0 | 0 | 0 | 0 | 0 | 0 | 0 | 0 | 0 | 0 | 0 | 0 | 0 | 0 | 0 | 0 | 0 | 0 | 0 | 0 | 0 | 0 | 0 | 0 | 0 | 0 | 0 | 0 | 0
F5_Commercial_Office_New_Food Preparation_Natural Gas_Double Rack Oven_E7 | F5 | Commercial | Office | New | Food Preparation | Natural Gas | Double Rack Oven | E7 | RIM BC Ratio | 0 | 0 | 0 | 0 | 0 | 0 | 0 | 0 | 0 | 0 | 0 | 0 | 0 | 0 | 0 | 0 | 0 | 0 | 0 | 0 | 0 | 0 | 0 | 0 | 0 | 0 | 0 | 0 | 0 | 0 | 0 | 0 | 0
F5_Commercial_Office_New_Food Preparation_Natural Gas_Double Rack Oven_E8 | F5 | Commercial | Office | New | Food Preparation | Natural Gas | Double Rack Oven | E8 | RIM BC Ratio | 0 | 0 | 0 | 0 | 0 | 0 | 0 | 0 | 0 | 0 | 0 | 0 | 0 | 0 | 0 | 0 | 0 | 0 | 0 | 0 | 0 | 0 | 0 | 0 | 0 | 0 | 0 | 0 | 0 | 0 | 0 | 0 | 0
F5_Commercial_Office_New_Food Preparation_Natural Gas_Double Rack Oven_E9 | F5 | Commercial | Office | New | Food Preparation | Natural Gas | Double Rack Oven | E9 | RIM BC Ratio | 0 | 0 | 0 | 0 | 0 | 0 | 0 | 0 | 0 | 0 | 0 | 0 | 0 | 0 | 0 | 0 | 0 | 0 | 0 | 0 | 0 | 0 | 0 | 0 | 0 | 0 | 0 | 0 | 0 | 0 | 0 | 0 | 0
F5_Commercial_Office_New_Food Preparation_Natural Gas_Double Rack Oven_E10 | F5 | Commercial | Office | New | Food Preparation | Natural Gas | Double Rack Oven | E10 | RIM BC Ratio | 0 | 0 | 0 | 0 | 0 | 0 | 0 | 0 | 0 | 0 | 0 | 0 | 0 | 0 | 0 | 0 | 0 | 0 | 0 | 0 | 0 | 0 | 0 | 0 | 0 | 0 | 0 | 0 | 0 | 0 | 0 | 0 | 0
F0_Commercial_Office_New_Food Preparation_Natural Gas_Fryer_E0 | F0 | Commercial | Office | New | Food Preparation | Natural Gas | Fryer | E0 | Economic Unit | ENERGY STAR (3.0) | ENERGY STAR (3.0) | ENERGY STAR (3.0) | ENERGY STAR (3.0) | ENERGY STAR (3.0) | ENERGY STAR (3.0) | ENERGY STAR (3.0) | ENERGY STAR (3.0) | ENERGY STAR (3.0) | ENERGY STAR (3.0) | ENERGY STAR (3.0) | ENERGY STAR (3.0) | ENERGY STAR (3.0) | ENERGY STAR (3.0) | ENERGY STAR (3.0) | ENERGY STAR (3.0) | ENERGY STAR (3.0) | ENERGY STAR (3.0) | ENERGY STAR (3.0) | ENERGY STAR (3.0) | ENERGY STAR (3.0) | ENERGY STAR (3.0) | ENERGY STAR (3.0) | ENERGY STAR (3.0) | ENERGY STAR (3.0) | ENERGY STAR (3.0) | ENERGY STAR (3.0) | ENERGY STAR (3.0) | ENERGY STAR (3.0) | ENERGY STAR (3.0) | ENERGY STAR (3.0) | ENERGY STAR (3.0) | ENERGY STAR (3.0)
F1_Commercial_Office_New_Food Preparation_Natural Gas_Fryer_E1 | F1 | Commercial | Office | New | Food Preparation | Natural Gas | Fryer | E1 | CCE | 0 | 0 | 0 | 0 | 0 | 0 | 0 | 0 | 0 | 0 | 0 | 0 | 0 | 0 | 0 | 0 | 0 | 0 | 0 | 0 | 0 | 0 | 0 | 0 | 0 | 0 | 0 | 0 | 0 | 0 | 0 | 0 | 0
F1_Commercial_Office_New_Food Preparation_Natural Gas_Fryer_E2 | F1 | Commercial | Office | New | Food Preparation | Natural Gas | Fryer | E2 | CCE | 0.36986 | 0.38294 | 0.34375 | 0 | 0 | 0 | 0 | 0 | 0 | 0 | 0 | 0 | 0 | 0 | 0 | 0 | 0 | 0 | 0 | 0 | 0 | 0 | 0 | 0 | 0 | 0 | 0 | 0 | 0 | 0 | 0 | 0 | 0
F1_Commercial_Office_New_Food Preparation_Natural Gas_Fryer_E3 | F1 | Commercial | Office | New | Food Preparation | Natural Gas | Fryer | E3 | CCE | 0 | 0 | 0 | 0 | 0 | 0 | 0 | 0 | 0 | 0 | 0 | 0 | 0 | 0 | 0 | 0 | 0 | 0 | 0 | 0 | 0 | 0 | 0 | 0 | 0 | 0 | 0 | 0 | 0 | 0 | 0 | 0 | 0
F1_Commercial_Office_New_Food Preparation_Natural Gas_Fryer_E4 | F1 | Commercial | Office | New | Food Preparation | Natural Gas | Fryer | E4 | CCE | 0 | 0 | 0 | 0 | 0 | 0 | 0 | 0 | 0 | 0 | 0 | 0 | 0 | 0 | 0 | 0 | 0 | 0 | 0 | 0 | 0 | 0 | 0 | 0 | 0 | 0 | 0 | 0 | 0 | 0 | 0 | 0 | 0
F1_Commercial_Office_New_Food Preparation_Natural Gas_Fryer_E5 | F1 | Commercial | Office | New | Food Preparation | Natural Gas | Fryer | E5 | CCE | 0 | 0 | 0 | 0 | 0 | 0 | 0 | 0 | 0 | 0 | 0 | 0 | 0 | 0 | 0 | 0 | 0 | 0 | 0 | 0 | 0 | 0 | 0 | 0 | 0 | 0 | 0 | 0 | 0 | 0 | 0 | 0 | 0
F1_Commercial_Office_New_Food Preparation_Natural Gas_Fryer_E6 | F1 | Commercial | Office | New | Food Preparation | Natural Gas | Fryer | E6 | CCE | 0 | 0 | 0 | 0 | 0 | 0 | 0 | 0 | 0 | 0 | 0 | 0 | 0 | 0 | 0 | 0 | 0 | 0 | 0 | 0 | 0 | 0 | 0 | 0 | 0 | 0 | 0 | 0 | 0 | 0 | 0 | 0 | 0
F1_Commercial_Office_New_Food Preparation_Natural Gas_Fryer_E7 | F1 | Commercial | Office | New | Food Preparation | Natural Gas | Fryer | E7 | CCE | 0 | 0 | 0 | 0 | 0 | 0 | 0 | 0 | 0 | 0 | 0 | 0 | 0 | 0 | 0 | 0 | 0 | 0 | 0 | 0 | 0 | 0 | 0 | 0 | 0 | 0 | 0 | 0 | 0 | 0 | 0 | 0 | 0
F1_Commercial_Office_New_Food Preparation_Natural Gas_Fryer_E8 | F1 | Commercial | Office | New | Food Preparation | Natural Gas | Fryer | E8 | CCE | 0 | 0 | 0 | 0 | 0 | 0 | 0 | 0 | 0 | 0 | 0 | 0 | 0 | 0 | 0 | 0 | 0 | 0 | 0 | 0 | 0 | 0 | 0 | 0 | 0 | 0 | 0 | 0 | 0 | 0 | 0 | 0 | 0
F1_Commercial_Office_New_Food Preparation_Natural Gas_Fryer_E9 | F1 | Commercial | Office | New | Food Preparation | Natural Gas | Fryer | E9 | CCE | 0 | 0 | 0 | 0 | 0 | 0 | 0 | 0 | 0 | 0 | 0 | 0 | 0 | 0 | 0 | 0 | 0 | 0 | 0 | 0 | 0 | 0 | 0 | 0 | 0 | 0 | 0 | 0 | 0 | 0 | 0 | 0 | 0
F1_Commercial_Office_New_Food Preparation_Natural Gas_Fryer_E10 | F1 | Commercial | Office | New | Food Preparation | Natural Gas | Fryer | E10 | CCE | 0 | 0 | 0 | 0 | 0 | 0 | 0 | 0 | 0 | 0 | 0 | 0 | 0 | 0 | 0 | 0 | 0 | 0 | 0 | 0 | 0 | 0 | 0 | 0 | 0 | 0 | 0 | 0 | 0 | 0 | 0 | 0 | 0
F2_Commercial_Office_New_Food Preparation_Natural Gas_Fryer_E1 | F2 | Commercial | Office | New | Food Preparation | Natural Gas | Fryer | E1 | TRC BC Ratio | 1 | 1 | 1 | 0 | 0 | 0 | 0 | 0 | 0 | 0 | 0 | 0 | 0 | 0 | 0 | 0 | 0 | 0 | 0 | 0 | 0 | 0 | 0 | 0 | 0 | 0 | 0 | 0 | 0 | 0 | 0 | 0 | 0
F2_Commercial_Office_New_Food Preparation_Natural Gas_Fryer_E2 | F2 | Commercial | Office | New | Food Preparation | Natural Gas | Fryer | E2 | TRC BC Ratio | 4.4463 | 4.4414 | 4.4606 | 1 | 1 | 1 | 1 | 1 | 1 | 1 | 1 | 1 | 1 | 1 | 1 | 1 | 1 | 1 | 1 | 1 | 1 | 1 | 1 | 1 | 1 | 1 | 1 | 1 | 1 | 1 | 1 | 1 | 1
F2_Commercial_Office_New_Food Preparation_Natural Gas_Fryer_E3 | F2 | Commercial | Office | New | Food Preparation | Natural Gas | Fryer | E3 | TRC BC Ratio | 0 | 0 | 0 | 0 | 0 | 0 | 0 | 0 | 0 | 0 | 0 | 0 | 0 | 0 | 0 | 0 | 0 | 0 | 0 | 0 | 0 | 0 | 0 | 0 | 0 | 0 | 0 | 0 | 0 | 0 | 0 | 0 | 0
F2_Commercial_Office_New_Food Preparation_Natural Gas_Fryer_E4 | F2 | Commercial | Office | New | Food Preparation | Natural Gas | Fryer | E4 | TRC BC Ratio | 0 | 0 | 0 | 0 | 0 | 0 | 0 | 0 | 0 | 0 | 0 | 0 | 0 | 0 | 0 | 0 | 0 | 0 | 0 | 0 | 0 | 0 | 0 | 0 | 0 | 0 | 0 | 0 | 0 | 0 | 0 | 0 | 0
F2_Commercial_Office_New_Food Preparation_Natural Gas_Fryer_E5 | F2 | Commercial | Office | New | Food Preparation | Natural Gas | Fryer | E5 | TRC BC Ratio | 0 | 0 | 0 | 0 | 0 | 0 | 0 | 0 | 0 | 0 | 0 | 0 | 0 | 0 | 0 | 0 | 0 | 0 | 0 | 0 | 0 | 0 | 0 | 0 | 0 | 0 | 0 | 0 | 0 | 0 | 0 | 0 | 0
F2_Commercial_Office_New_Food Preparation_Natural Gas_Fryer_E6 | F2 | Commercial | Office | New | Food Preparation | Natural Gas | Fryer | E6 | TRC BC Ratio | 0 | 0 | 0 | 0 | 0 | 0 | 0 | 0 | 0 | 0 | 0 | 0 | 0 | 0 | 0 | 0 | 0 | 0 | 0 | 0 | 0 | 0 | 0 | 0 | 0 | 0 | 0 | 0 | 0 | 0 | 0 | 0 | 0
F2_Commercial_Office_New_Food Preparation_Natural Gas_Fryer_E7 | F2 | Commercial | Office | New | Food Preparation | Natural Gas | Fryer | E7 | TRC BC Ratio | 0 | 0 | 0 | 0 | 0 | 0 | 0 | 0 | 0 | 0 | 0 | 0 | 0 | 0 | 0 | 0 | 0 | 0 | 0 | 0 | 0 | 0 | 0 | 0 | 0 | 0 | 0 | 0 | 0 | 0 | 0 | 0 | 0
F2_Commercial_Office_New_Food Preparation_Natural Gas_Fryer_E8 | F2 | Commercial | Office | New | Food Preparation | Natural Gas | Fryer | E8 | TRC BC Ratio | 0 | 0 | 0 | 0 | 0 | 0 | 0 | 0 | 0 | 0 | 0 | 0 | 0 | 0 | 0 | 0 | 0 | 0 | 0 | 0 | 0 | 0 | 0 | 0 | 0 | 0 | 0 | 0 | 0 | 0 | 0 | 0 | 0
F2_Commercial_Office_New_Food Preparation_Natural Gas_Fryer_E9 | F2 | Commercial | Office | New | Food Preparation | Natural Gas | Fryer | E9 | TRC BC Ratio | 0 | 0 | 0 | 0 | 0 | 0 | 0 | 0 | 0 | 0 | 0 | 0 | 0 | 0 | 0 | 0 | 0 | 0 | 0 | 0 | 0 | 0 | 0 | 0 | 0 | 0 | 0 | 0 | 0 | 0 | 0 | 0 | 0
F2_Commercial_Office_New_Food Preparation_Natural Gas_Fryer_E10 | F2 | Commercial | Office | New | Food Preparation | Natural Gas | Fryer | E10 | TRC BC Ratio | 0 | 0 | 0 | 0 | 0 | 0 | 0 | 0 | 0 | 0 | 0 | 0 | 0 | 0 | 0 | 0 | 0 | 0 | 0 | 0 | 0 | 0 | 0 | 0 | 0 | 0 | 0 | 0 | 0 | 0 | 0 | 0 | 0
F3_Commercial_Office_New_Food Preparation_Natural Gas_Fryer_E1 | F3 | Commercial | Office | New | Food Preparation | Natural Gas | Fryer | E1 | PACT BC Ratio | 1 | 1 | 1 | 0 | 0 | 0 | 0 | 0 | 0 | 0 | 0 | 0 | 0 | 0 | 0 | 0 | 0 | 0 | 0 | 0 | 0 | 0 | 0 | 0 | 0 | 0 | 0 | 0 | 0 | 0 | 0 | 0 | 0
F3_Commercial_Office_New_Food Preparation_Natural Gas_Fryer_E2 | F3 | Commercial | Office | New | Food Preparation | Natural Gas | Fryer | E2 | PACT BC Ratio | 5.9285 | 5.9219 | 5.9474 | 1 | 1 | 1 | 1 | 1 | 1 | 1 | 1 | 1 | 1 | 1 | 1 | 1 | 1 | 1 | 1 | 1 | 1 | 1 | 1 | 1 | 1 | 1 | 1 | 1 | 1 | 1 | 1 | 1 | 1
F3_Commercial_Office_New_Food Preparation_Natural Gas_Fryer_E3 | F3 | Commercial | Office | New | Food Preparation | Natural Gas | Fryer | E3 | PACT BC Ratio | 0 | 0 | 0 | 0 | 0 | 0 | 0 | 0 | 0 | 0 | 0 | 0 | 0 | 0 | 0 | 0 | 0 | 0 | 0 | 0 | 0 | 0 | 0 | 0 | 0 | 0 | 0 | 0 | 0 | 0 | 0 | 0 | 0
F3_Commercial_Office_New_Food Preparation_Natural Gas_Fryer_E4 | F3 | Commercial | Office | New | Food Preparation | Natural Gas | Fryer | E4 | PACT BC Ratio | 0 | 0 | 0 | 0 | 0 | 0 | 0 | 0 | 0 | 0 | 0 | 0 | 0 | 0 | 0 | 0 | 0 | 0 | 0 | 0 | 0 | 0 | 0 | 0 | 0 | 0 | 0 | 0 | 0 | 0 | 0 | 0 | 0
F3_Commercial_Office_New_Food Preparation_Natural Gas_Fryer_E5 | F3 | Commercial | Office | New | Food Preparation | Natural Gas | Fryer | E5 | PACT BC Ratio | 0 | 0 | 0 | 0 | 0 | 0 | 0 | 0 | 0 | 0 | 0 | 0 | 0 | 0 | 0 | 0 | 0 | 0 | 0 | 0 | 0 | 0 | 0 | 0 | 0 | 0 | 0 | 0 | 0 | 0 | 0 | 0 | 0
F3_Commercial_Office_New_Food Preparation_Natural Gas_Fryer_E6 | F3 | Commercial | Office | New | Food Preparation | Natural Gas | Fryer | E6 | PACT BC Ratio | 0 | 0 | 0 | 0 | 0 | 0 | 0 | 0 | 0 | 0 | 0 | 0 | 0 | 0 | 0 | 0 | 0 | 0 | 0 | 0 | 0 | 0 | 0 | 0 | 0 | 0 | 0 | 0 | 0 | 0 | 0 | 0 | 0
F3_Commercial_Office_New_Food Preparation_Natural Gas_Fryer_E7 | F3 | Commercial | Office | New | Food Preparation | Natural Gas | Fryer | E7 | PACT BC Ratio | 0 | 0 | 0 | 0 | 0 | 0 | 0 | 0 | 0 | 0 | 0 | 0 | 0 | 0 | 0 | 0 | 0 | 0 | 0 | 0 | 0 | 0 | 0 | 0 | 0 | 0 | 0 | 0 | 0 | 0 | 0 | 0 | 0
F3_Commercial_Office_New_Food Preparation_Natural Gas_Fryer_E8 | F3 | Commercial | Office | New | Food Preparation | Natural Gas | Fryer | E8 | PACT BC Ratio | 0 | 0 | 0 | 0 | 0 | 0 | 0 | 0 | 0 | 0 | 0 | 0 | 0 | 0 | 0 | 0 | 0 | 0 | 0 | 0 | 0 | 0 | 0 | 0 | 0 | 0 | 0 | 0 | 0 | 0 | 0 | 0 | 0
F3_Commercial_Office_New_Food Preparation_Natural Gas_Fryer_E9 | F3 | Commercial | Office | New | Food Preparation | Natural Gas | Fryer | E9 | PACT BC Ratio | 0 | 0 | 0 | 0 | 0 | 0 | 0 | 0 | 0 | 0 | 0 | 0 | 0 | 0 | 0 | 0 | 0 | 0 | 0 | 0 | 0 | 0 | 0 | 0 | 0 | 0 | 0 | 0 | 0 | 0 | 0 | 0 | 0
F3_Commercial_Office_New_Food Preparation_Natural Gas_Fryer_E10 | F3 | Commercial | Office | New | Food Preparation | Natural Gas | Fryer | E10 | PACT BC Ratio | 0 | 0 | 0 | 0 | 0 | 0 | 0 | 0 | 0 | 0 | 0 | 0 | 0 | 0 | 0 | 0 | 0 | 0 | 0 | 0 | 0 | 0 | 0 | 0 | 0 | 0 | 0 | 0 | 0 | 0 | 0 | 0 | 0
F4_Commercial_Office_New_Food Preparation_Natural Gas_Fryer_E1 | F4 | Commercial | Office | New | Food Preparation | Natural Gas | Fryer | E1 | RVT BC Ratio | 1 | 1 | 1 | 0 | 0 | 0 | 0 | 0 | 0 | 0 | 0 | 0 | 0 | 0 | 0 | 0 | 0 | 0 | 0 | 0 | 0 | 0 | 0 | 0 | 0 | 0 | 0 | 0 | 0 | 0 | 0 | 0 | 0
F4_Commercial_Office_New_Food Preparation_Natural Gas_Fryer_E2 | F4 | Commercial | Office | New | Food Preparation | Natural Gas | Fryer | E2 | RVT BC Ratio | 7.0924 | 7.0854 | 7.1129 | 1 | 1 | 1 | 1 | 1 | 1 | 1 | 1 | 1 | 1 | 1 | 1 | 1 | 1 | 1 | 1 | 1 | 1 | 1 | 1 | 1 | 1 | 1 | 1 | 1 | 1 | 1 | 1 | 1 | 1
F4_Commercial_Office_New_Food Preparation_Natural Gas_Fryer_E3 | F4 | Commercial | Office | New | Food Preparation | Natural Gas | Fryer | E3 | RVT BC Ratio | 0 | 0 | 0 | 0 | 0 | 0 | 0 | 0 | 0 | 0 | 0 | 0 | 0 | 0 | 0 | 0 | 0 | 0 | 0 | 0 | 0 | 0 | 0 | 0 | 0 | 0 | 0 | 0 | 0 | 0 | 0 | 0 | 0
F4_Commercial_Office_New_Food Preparation_Natural Gas_Fryer_E4 | F4 | Commercial | Office | New | Food Preparation | Natural Gas | Fryer | E4 | RVT BC Ratio | 0 | 0 | 0 | 0 | 0 | 0 | 0 | 0 | 0 | 0 | 0 | 0 | 0 | 0 | 0 | 0 | 0 | 0 | 0 | 0 | 0 | 0 | 0 | 0 | 0 | 0 | 0 | 0 | 0 | 0 | 0 | 0 | 0
F4_Commercial_Office_New_Food Preparation_Natural Gas_Fryer_E5 | F4 | Commercial | Office | New | Food Preparation | Natural Gas | Fryer | E5 | RVT BC Ratio | 0 | 0 | 0 | 0 | 0 | 0 | 0 | 0 | 0 | 0 | 0 | 0 | 0 | 0 | 0 | 0 | 0 | 0 | 0 | 0 | 0 | 0 | 0 | 0 | 0 | 0 | 0 | 0 | 0 | 0 | 0 | 0 | 0
F4_Commercial_Office_New_Food Preparation_Natural Gas_Fryer_E6 | F4 | Commercial | Office | New | Food Preparation | Natural Gas | Fryer | E6 | RVT BC Ratio | 0 | 0 | 0 | 0 | 0 | 0 | 0 | 0 | 0 | 0 | 0 | 0 | 0 | 0 | 0 | 0 | 0 | 0 | 0 | 0 | 0 | 0 | 0 | 0 | 0 | 0 | 0 | 0 | 0 | 0 | 0 | 0 | 0
F4_Commercial_Office_New_Food Preparation_Natural Gas_Fryer_E7 | F4 | Commercial | Office | New | Food Preparation | Natural Gas | Fryer | E7 | RVT BC Ratio | 0 | 0 | 0 | 0 | 0 | 0 | 0 | 0 | 0 | 0 | 0 | 0 | 0 | 0 | 0 | 0 | 0 | 0 | 0 | 0 | 0 | 0 | 0 | 0 | 0 | 0 | 0 | 0 | 0 | 0 | 0 | 0 | 0
F4_Commercial_Office_New_Food Preparation_Natural Gas_Fryer_E8 | F4 | Commercial | Office | New | Food Preparation | Natural Gas | Fryer | E8 | RVT BC Ratio | 0 | 0 | 0 | 0 | 0 | 0 | 0 | 0 | 0 | 0 | 0 | 0 | 0 | 0 | 0 | 0 | 0 | 0 | 0 | 0 | 0 | 0 | 0 | 0 | 0 | 0 | 0 | 0 | 0 | 0 | 0 | 0 | 0
F4_Commercial_Office_New_Food Preparation_Natural Gas_Fryer_E9 | F4 | Commercial | Office | New | Food Preparation | Natural Gas | Fryer | E9 | RVT BC Ratio | 0 | 0 | 0 | 0 | 0 | 0 | 0 | 0 | 0 | 0 | 0 | 0 | 0 | 0 | 0 | 0 | 0 | 0 | 0 | 0 | 0 | 0 | 0 | 0 | 0 | 0 | 0 | 0 | 0 | 0 | 0 | 0 | 0
F4_Commercial_Office_New_Food Preparation_Natural Gas_Fryer_E10 | F4 | Commercial | Office | New | Food Preparation | Natural Gas | Fryer | E10 | RVT BC Ratio | 0 | 0 | 0 | 0 | 0 | 0 | 0 | 0 | 0 | 0 | 0 | 0 | 0 | 0 | 0 | 0 | 0 | 0 | 0 | 0 | 0 | 0 | 0 | 0 | 0 | 0 | 0 | 0 | 0 | 0 | 0 | 0 | 0
F5_Commercial_Office_New_Food Preparation_Natural Gas_Fryer_E1 | F5 | Commercial | Office | New | Food Preparation | Natural Gas | Fryer | E1 | RIM BC Ratio | 1 | 1 | 1 | 0 | 0 | 0 | 0 | 0 | 0 | 0 | 0 | 0 | 0 | 0 | 0 | 0 | 0 | 0 | 0 | 0 | 0 | 0 | 0 | 0 | 0 | 0 | 0 | 0 | 0 | 0 | 0 | 0 | 0
F5_Commercial_Office_New_Food Preparation_Natural Gas_Fryer_E2 | F5 | Commercial | Office | New | Food Preparation | Natural Gas | Fryer | E2 | RIM BC Ratio | 0.73167 | 0.73157 | 0.73195 | 1 | 1 | 1 | 1 | 1 | 1 | 1 | 1 | 1 | 1 | 1 | 1 | 1 | 1 | 1 | 1 | 1 | 1 | 1 | 1 | 1 | 1 | 1 | 1 | 1 | 1 | 1 | 1 | 1 | 1
F5_Commercial_Office_New_Food Preparation_Natural Gas_Fryer_E3 | F5 | Commercial | Office | New | Food Preparation | Natural Gas | Fryer | E3 | RIM BC Ratio | 0 | 0 | 0 | 0 | 0 | 0 | 0 | 0 | 0 | 0 | 0 | 0 | 0 | 0 | 0 | 0 | 0 | 0 | 0 | 0 | 0 | 0 | 0 | 0 | 0 | 0 | 0 | 0 | 0 | 0 | 0 | 0 | 0
F5_Commercial_Office_New_Food Preparation_Natural Gas_Fryer_E4 | F5 | Commercial | Office | New | Food Preparation | Natural Gas | Fryer | E4 | RIM BC Ratio | 0 | 0 | 0 | 0 | 0 | 0 | 0 | 0 | 0 | 0 | 0 | 0 | 0 | 0 | 0 | 0 | 0 | 0 | 0 | 0 | 0 | 0 | 0 | 0 | 0 | 0 | 0 | 0 | 0 | 0 | 0 | 0 | 0
F5_Commercial_Office_New_Food Preparation_Natural Gas_Fryer_E5 | F5 | Commercial | Office | New | Food Preparation | Natural Gas | Fryer | E5 | RIM BC Ratio | 0 | 0 | 0 | 0 | 0 | 0 | 0 | 0 | 0 | 0 | 0 | 0 | 0 | 0 | 0 | 0 | 0 | 0 | 0 | 0 | 0 | 0 | 0 | 0 | 0 | 0 | 0 | 0 | 0 | 0 | 0 | 0 | 0
F5_Commercial_Office_New_Food Preparation_Natural Gas_Fryer_E6 | F5 | Commercial | Office | New | Food Preparation | Natural Gas | Fryer | E6 | RIM BC Ratio | 0 | 0 | 0 | 0 | 0 | 0 | 0 | 0 | 0 | 0 | 0 | 0 | 0 | 0 | 0 | 0 | 0 | 0 | 0 | 0 | 0 | 0 | 0 | 0 | 0 | 0 | 0 | 0 | 0 | 0 | 0 | 0 | 0
F5_Commercial_Office_New_Food Preparation_Natural Gas_Fryer_E7 | F5 | Commercial | Office | New | Food Preparation | Natural Gas | Fryer | E7 | RIM BC Ratio | 0 | 0 | 0 | 0 | 0 | 0 | 0 | 0 | 0 | 0 | 0 | 0 | 0 | 0 | 0 | 0 | 0 | 0 | 0 | 0 | 0 | 0 | 0 | 0 | 0 | 0 | 0 | 0 | 0 | 0 | 0 | 0 | 0
F5_Commercial_Office_New_Food Preparation_Natural Gas_Fryer_E8 | F5 | Commercial | Office | New | Food Preparation | Natural Gas | Fryer | E8 | RIM BC Ratio | 0 | 0 | 0 | 0 | 0 | 0 | 0 | 0 | 0 | 0 | 0 | 0 | 0 | 0 | 0 | 0 | 0 | 0 | 0 | 0 | 0 | 0 | 0 | 0 | 0 | 0 | 0 | 0 | 0 | 0 | 0 | 0 | 0
F5_Commercial_Office_New_Food Preparation_Natural Gas_Fryer_E9 | F5 | Commercial | Office | New | Food Preparation | Natural Gas | Fryer | E9 | RIM BC Ratio | 0 | 0 | 0 | 0 | 0 | 0 | 0 | 0 | 0 | 0 | 0 | 0 | 0 | 0 | 0 | 0 | 0 | 0 | 0 | 0 | 0 | 0 | 0 | 0 | 0 | 0 | 0 | 0 | 0 | 0 | 0 | 0 | 0
F5_Commercial_Office_New_Food Preparation_Natural Gas_Fryer_E10 | F5 | Commercial | Office | New | Food Preparation | Natural Gas | Fryer | E10 | RIM BC Ratio | 0 | 0 | 0 | 0 | 0 | 0 | 0 | 0 | 0 | 0 | 0 | 0 | 0 | 0 | 0 | 0 | 0 | 0 | 0 | 0 | 0 | 0 | 0 | 0 | 0 | 0 | 0 | 0 | 0 | 0 | 0 | 0 | 0
F0_Commercial_Office_New_Food Preparation_Natural Gas_Broiler_E0 | F0 | Commercial | Office | New | Food Preparation | Natural Gas | Broiler | E0 | Economic Unit | Infrared Burners | Infrared Burners | Infrared Burners | Infrared Burners | Infrared Burners | Infrared Burners | Infrared Burners | Infrared Burners | Infrared Burners | Infrared Burners | Infrared Burners | Infrared Burners | Infrared Burners | Infrared Burners | Infrared Burners | Infrared Burners | Infrared Burners | Infrared Burners | Infrared Burners | Infrared Burners | Infrared Burners | Infrared Burners | Infrared Burners | Infrared Burners | Infrared Burners | Infrared Burners | Infrared Burners | Infrared Burners | Infrared Burners | Infrared Burners | Infrared Burners | Infrared Burners | Infrared Burners
F1_Commercial_Office_New_Food Preparation_Natural Gas_Broiler_E1 | F1 | Commercial | Office | New | Food Preparation | Natural Gas | Broiler | E1 | CCE | 0 | 0 | 0 | 0 | 0 | 0 | 0 | 0 | 0 | 0 | 0 | 0 | 0 | 0 | 0 | 0 | 0 | 0 | 0 | 0 | 0 | 0 | 0 | 0 | 0 | 0 | 0 | 0 | 0 | 0 | 0 | 0 | 0
F1_Commercial_Office_New_Food Preparation_Natural Gas_Broiler_E2 | F1 | Commercial | Office | New | Food Preparation | Natural Gas | Broiler | E2 | CCE | 0.59817 | 0.61931 | 0.55594 | 0.56637 | 0.56637 | 0.56637 | 0.56637 | 0.56637 | 0.56637 | 0.56637 | 0.56637 | 0.56637 | 0.56637 | 0.56637 | 0.56637 | 0.56637 | 0.56637 | 0.56637 | 0.56637 | 0.56637 | 0.56637 | 0.56637 | 0.56637 | 0.56637 | 0.56637 | 0.56637 | 0.56637 | 0.56637 | 0.56637 | 0.56637 | 0.56637 | 0.56637 | 0.56637
F1_Commercial_Office_New_Food Preparation_Natural Gas_Broiler_E3 | F1 | Commercial | Office | New | Food Preparation | Natural Gas | Broiler | E3 | CCE | 0 | 0 | 0 | 0 | 0 | 0 | 0 | 0 | 0 | 0 | 0 | 0 | 0 | 0 | 0 | 0 | 0 | 0 | 0 | 0 | 0 | 0 | 0 | 0 | 0 | 0 | 0 | 0 | 0 | 0 | 0 | 0 | 0
F1_Commercial_Office_New_Food Preparation_Natural Gas_Broiler_E4 | F1 | Commercial | Office | New | Food Preparation | Natural Gas | Broiler | E4 | CCE | 0 | 0 | 0 | 0 | 0 | 0 | 0 | 0 | 0 | 0 | 0 | 0 | 0 | 0 | 0 | 0 | 0 | 0 | 0 | 0 | 0 | 0 | 0 | 0 | 0 | 0 | 0 | 0 | 0 | 0 | 0 | 0 | 0
F1_Commercial_Office_New_Food Preparation_Natural Gas_Broiler_E5 | F1 | Commercial | Office | New | Food Preparation | Natural Gas | Broiler | E5 | CCE | 0 | 0 | 0 | 0 | 0 | 0 | 0 | 0 | 0 | 0 | 0 | 0 | 0 | 0 | 0 | 0 | 0 | 0 | 0 | 0 | 0 | 0 | 0 | 0 | 0 | 0 | 0 | 0 | 0 | 0 | 0 | 0 | 0
F1_Commercial_Office_New_Food Preparation_Natural Gas_Broiler_E6 | F1 | Commercial | Office | New | Food Preparation | Natural Gas | Broiler | E6 | CCE | 0 | 0 | 0 | 0 | 0 | 0 | 0 | 0 | 0 | 0 | 0 | 0 | 0 | 0 | 0 | 0 | 0 | 0 | 0 | 0 | 0 | 0 | 0 | 0 | 0 | 0 | 0 | 0 | 0 | 0 | 0 | 0 | 0
F1_Commercial_Office_New_Food Preparation_Natural Gas_Broiler_E7 | F1 | Commercial | Office | New | Food Preparation | Natural Gas | Broiler | E7 | CCE | 0 | 0 | 0 | 0 | 0 | 0 | 0 | 0 | 0 | 0 | 0 | 0 | 0 | 0 | 0 | 0 | 0 | 0 | 0 | 0 | 0 | 0 | 0 | 0 | 0 | 0 | 0 | 0 | 0 | 0 | 0 | 0 | 0
F1_Commercial_Office_New_Food Preparation_Natural Gas_Broiler_E8 | F1 | Commercial | Office | New | Food Preparation | Natural Gas | Broiler | E8 | CCE | 0 | 0 | 0 | 0 | 0 | 0 | 0 | 0 | 0 | 0 | 0 | 0 | 0 | 0 | 0 | 0 | 0 | 0 | 0 | 0 | 0 | 0 | 0 | 0 | 0 | 0 | 0 | 0 | 0 | 0 | 0 | 0 | 0
F1_Commercial_Office_New_Food Preparation_Natural Gas_Broiler_E9 | F1 | Commercial | Office | New | Food Preparation | Natural Gas | Broiler | E9 | CCE | 0 | 0 | 0 | 0 | 0 | 0 | 0 | 0 | 0 | 0 | 0 | 0 | 0 | 0 | 0 | 0 | 0 | 0 | 0 | 0 | 0 | 0 | 0 | 0 | 0 | 0 | 0 | 0 | 0 | 0 | 0 | 0 | 0
F1_Commercial_Office_New_Food Preparation_Natural Gas_Broiler_E10 | F1 | Commercial | Office | New | Food Preparation | Natural Gas | Broiler | E10 | CCE | 0 | 0 | 0 | 0 | 0 | 0 | 0 | 0 | 0 | 0 | 0 | 0 | 0 | 0 | 0 | 0 | 0 | 0 | 0 | 0 | 0 | 0 | 0 | 0 | 0 | 0 | 0 | 0 | 0 | 0 | 0 | 0 | 0
F2_Commercial_Office_New_Food Preparation_Natural Gas_Broiler_E1 | F2 | Commercial | Office | New | Food Preparation | Natural Gas | Broiler | E1 | TRC BC Ratio | bar: 2019 to 2051
F2_Commercial_Office_New_Food Preparation_Natural Gas_Broiler_E2 | F2 | Commercial | Office | New | Food Preparation | Natural Gas | Broiler | E2 | TRC BC Ratio | 2.7519 | 2.7554 | 2.7705 | 2.7565 | 2.7493 | 2.7603 | 2.7866 | 2.8079 | 2.834 | 2.8592 | 2.8846 | 2.9086 | 2.9342 | 2.9607 | 2.9863 | 3.0126 | 3.039 | 3.0674 | 3.0969 | 3.1274 | 3.1566 | 3.1859 | 3.2122 | 3.2386 | 3.2614 | 3.2812 | 3.2991 | 3.3146 | 3.3268 | 3.3367 | 3.3421 | 3.3458 | 3.3458
F2_Commercial_Office_New_Food Preparation_Natural Gas_Broiler_E3 | F2 | Commercial | Office | New | Food Preparation | Natural Gas | Broiler | E3 | TRC BC Ratio | 0 | 0 | 0 | 0 | 0 | 0 | 0 | 0 | 0 | 0 | 0 | 0 | 0 | 0 | 0 | 0 | 0 | 0 | 0 | 0 | 0 | 0 | 0 | 0 | 0 | 0 | 0 | 0 | 0 | 0 | 0 | 0 | 0
F2_Commercial_Office_New_Food Preparation_Natural Gas_Broiler_E4 | F2 | Commercial | Office | New | Food Preparation | Natural Gas | Broiler | E4 | TRC BC Ratio | 0 | 0 | 0 | 0 | 0 | 0 | 0 | 0 | 0 | 0 | 0 | 0 | 0 | 0 | 0 | 0 | 0 | 0 | 0 | 0 | 0 | 0 | 0 | 0 | 0 | 0 | 0 | 0 | 0 | 0 | 0 | 0 | 0
F2_Commercial_Office_New_Food Preparation_Natural Gas_Broiler_E5 | F2 | Commercial | Office | New | Food Preparation | Natural Gas | Broiler | E5 | TRC BC Ratio | 0 | 0 | 0 | 0 | 0 | 0 | 0 | 0 | 0 | 0 | 0 | 0 | 0 | 0 | 0 | 0 | 0 | 0 | 0 | 0 | 0 | 0 | 0 | 0 | 0 | 0 | 0 | 0 | 0 | 0 | 0 | 0 | 0
F2_Commercial_Office_New_Food Preparation_Natural Gas_Broiler_E6 | F2 | Commercial | Office | New | Food Preparation | Natural Gas | Broiler | E6 | TRC BC Ratio | 0 | 0 | 0 | 0 | 0 | 0 | 0 | 0 | 0 | 0 | 0 | 0 | 0 | 0 | 0 | 0 | 0 | 0 | 0 | 0 | 0 | 0 | 0 | 0 | 0 | 0 | 0 | 0 | 0 | 0 | 0 | 0 | 0
F2_Commercial_Office_New_Food Preparation_Natural Gas_Broiler_E7 | F2 | Commercial | Office | New | Food Preparation | Natural Gas | Broiler | E7 | TRC BC Ratio | 0 | 0 | 0 | 0 | 0 | 0 | 0 | 0 | 0 | 0 | 0 | 0 | 0 | 0 | 0 | 0 | 0 | 0 | 0 | 0 | 0 | 0 | 0 | 0 | 0 | 0 | 0 | 0 | 0 | 0 | 0 | 0 | 0
F2_Commercial_Office_New_Food Preparation_Natural Gas_Broiler_E8 | F2 | Commercial | Office | New | Food Preparation | Natural Gas | Broiler | E8 | TRC BC Ratio | 0 | 0 | 0 | 0 | 0 | 0 | 0 | 0 | 0 | 0 | 0 | 0 | 0 | 0 | 0 | 0 | 0 | 0 | 0 | 0 | 0 | 0 | 0 | 0 | 0 | 0 | 0 | 0 | 0 | 0 | 0 | 0 | 0
F2_Commercial_Office_New_Food Preparation_Natural Gas_Broiler_E9 | F2 | Commercial | Office | New | Food Preparation | Natural Gas | Broiler | E9 | TRC BC Ratio | 0 | 0 | 0 | 0 | 0 | 0 | 0 | 0 | 0 | 0 | 0 | 0 | 0 | 0 | 0 | 0 | 0 | 0 | 0 | 0 | 0 | 0 | 0 | 0 | 0 | 0 | 0 | 0 | 0 | 0 | 0 | 0 | 0
F2_Commercial_Office_New_Food Preparation_Natural Gas_Broiler_E10 | F2 | Commercial | Office | New | Food Preparation | Natural Gas | Broiler | E10 | TRC BC Ratio | 0 | 0 | 0 | 0 | 0 | 0 | 0 | 0 | 0 | 0 | 0 | 0 | 0 | 0 | 0 | 0 | 0 | 0 | 0 | 0 | 0 | 0 | 0 | 0 | 0 | 0 | 0 | 0 | 0 | 0 | 0 | 0 | 0
F3_Commercial_Office_New_Food Preparation_Natural Gas_Broiler_E1 | F3 | Commercial | Office | New | Food Preparation | Natural Gas | Broiler | E1 | PACT BC Ratio | bar: 2019 to 2051
F3_Commercial_Office_New_Food Preparation_Natural Gas_Broiler_E2 | F3 | Commercial | Office | New | Food Preparation | Natural Gas | Broiler | E2 | PACT BC Ratio | 3.6692 | 3.6739 | 3.694 | 3.6753 | 3.6658 | 3.6803 | 3.7154 | 3.7439 | 3.7787 | 3.8122 | 3.8462 | 3.8782 | 3.9123 | 3.9475 | 3.9818 | 4.0167 | 4.052 | 4.0899 | 4.1293 | 4.1698 | 4.2088 | 4.2479 | 4.283 | 4.3181 | 4.3486 | 4.3749 | 4.3988 | 4.4195 | 4.4357 | 4.4489 | 4.4562 | 4.461 | 4.461
F3_Commercial_Office_New_Food Preparation_Natural Gas_Broiler_E3 | F3 | Commercial | Office | New | Food Preparation | Natural Gas | Broiler | E3 | PACT BC Ratio | 0 | 0 | 0 | 0 | 0 | 0 | 0 | 0 | 0 | 0 | 0 | 0 | 0 | 0 | 0 | 0 | 0 | 0 | 0 | 0 | 0 | 0 | 0 | 0 | 0 | 0 | 0 | 0 | 0 | 0 | 0 | 0 | 0
F3_Commercial_Office_New_Food Preparation_Natural Gas_Broiler_E4 | F3 | Commercial | Office | New | Food Preparation | Natural Gas | Broiler | E4 | PACT BC Ratio | 0 | 0 | 0 | 0 | 0 | 0 | 0 | 0 | 0 | 0 | 0 | 0 | 0 | 0 | 0 | 0 | 0 | 0 | 0 | 0 | 0 | 0 | 0 | 0 | 0 | 0 | 0 | 0 | 0 | 0 | 0 | 0 | 0
F3_Commercial_Office_New_Food Preparation_Natural Gas_Broiler_E5 | F3 | Commercial | Office | New | Food Preparation | Natural Gas | Broiler | E5 | PACT BC Ratio | 0 | 0 | 0 | 0 | 0 | 0 | 0 | 0 | 0 | 0 | 0 | 0 | 0 | 0 | 0 | 0 | 0 | 0 | 0 | 0 | 0 | 0 | 0 | 0 | 0 | 0 | 0 | 0 | 0 | 0 | 0 | 0 | 0
F3_Commercial_Office_New_Food Preparation_Natural Gas_Broiler_E6 | F3 | Commercial | Office | New | Food Preparation | Natural Gas | Broiler | E6 | PACT BC Ratio | 0 | 0 | 0 | 0 | 0 | 0 | 0 | 0 | 0 | 0 | 0 | 0 | 0 | 0 | 0 | 0 | 0 | 0 | 0 | 0 | 0 | 0 | 0 | 0 | 0 | 0 | 0 | 0 | 0 | 0 | 0 | 0 | 0
F3_Commercial_Office_New_Food Preparation_Natural Gas_Broiler_E7 | F3 | Commercial | Office | New | Food Preparation | Natural Gas | Broiler | E7 | PACT BC Ratio | 0 | 0 | 0 | 0 | 0 | 0 | 0 | 0 | 0 | 0 | 0 | 0 | 0 | 0 | 0 | 0 | 0 | 0 | 0 | 0 | 0 | 0 | 0 | 0 | 0 | 0 | 0 | 0 | 0 | 0 | 0 | 0 | 0
F3_Commercial_Office_New_Food Preparation_Natural Gas_Broiler_E8 | F3 | Commercial | Office | New | Food Preparation | Natural Gas | Broiler | E8 | PACT BC Ratio | 0 | 0 | 0 | 0 | 0 | 0 | 0 | 0 | 0 | 0 | 0 | 0 | 0 | 0 | 0 | 0 | 0 | 0 | 0 | 0 | 0 | 0 | 0 | 0 | 0 | 0 | 0 | 0 | 0 | 0 | 0 | 0 | 0
F3_Commercial_Office_New_Food Preparation_Natural Gas_Broiler_E9 | F3 | Commercial | Office | New | Food Preparation | Natural Gas | Broiler | E9 | PACT BC Ratio | 0 | 0 | 0 | 0 | 0 | 0 | 0 | 0 | 0 | 0 | 0 | 0 | 0 | 0 | 0 | 0 | 0 | 0 | 0 | 0 | 0 | 0 | 0 | 0 | 0 | 0 | 0 | 0 | 0 | 0 | 0 | 0 | 0
F3_Commercial_Office_New_Food Preparation_Natural Gas_Broiler_E10 | F3 | Commercial | Office | New | Food Preparation | Natural Gas | Broiler | E10 | PACT BC Ratio | 0 | 0 | 0 | 0 | 0 | 0 | 0 | 0 | 0 | 0 | 0 | 0 | 0 | 0 | 0 | 0 | 0 | 0 | 0 | 0 | 0 | 0 | 0 | 0 | 0 | 0 | 0 | 0 | 0 | 0 | 0 | 0 | 0
F4_Commercial_Office_New_Food Preparation_Natural Gas_Broiler_E1 | F4 | Commercial | Office | New | Food Preparation | Natural Gas | Broiler | E1 | RVT BC Ratio | bar: 2019 to 2051
F4_Commercial_Office_New_Food Preparation_Natural Gas_Broiler_E2 | F4 | Commercial | Office | New | Food Preparation | Natural Gas | Broiler | E2 | RVT BC Ratio | 4.6564 | 4.6614 | 4.6831 | 4.6629 | 4.6526 | 4.6684 | 4.7062 | 4.7369 | 4.7744 | 4.8106 | 4.8472 | 4.8817 | 4.9184 | 4.9565 | 4.9934 | 5.0311 | 5.0691 | 5.11 | 5.1524 | 5.1962 | 5.2382 | 5.2804 | 5.3182 | 5.3561 | 5.3889 | 5.4173 | 5.4431 | 5.4654 | 5.4828 | 5.4971 | 5.5049 | 5.5101 | 5.5101
F4_Commercial_Office_New_Food Preparation_Natural Gas_Broiler_E3 | F4 | Commercial | Office | New | Food Preparation | Natural Gas | Broiler | E3 | RVT BC Ratio | 0 | 0 | 0 | 0 | 0 | 0 | 0 | 0 | 0 | 0 | 0 | 0 | 0 | 0 | 0 | 0 | 0 | 0 | 0 | 0 | 0 | 0 | 0 | 0 | 0 | 0 | 0 | 0 | 0 | 0 | 0 | 0 | 0
F4_Commercial_Office_New_Food Preparation_Natural Gas_Broiler_E4 | F4 | Commercial | Office | New | Food Preparation | Natural Gas | Broiler | E4 | RVT BC Ratio | 0 | 0 | 0 | 0 | 0 | 0 | 0 | 0 | 0 | 0 | 0 | 0 | 0 | 0 | 0 | 0 | 0 | 0 | 0 | 0 | 0 | 0 | 0 | 0 | 0 | 0 | 0 | 0 | 0 | 0 | 0 | 0 | 0
F4_Commercial_Office_New_Food Preparation_Natural Gas_Broiler_E5 | F4 | Commercial | Office | New | Food Preparation | Natural Gas | Broiler | E5 | RVT BC Ratio | 0 | 0 | 0 | 0 | 0 | 0 | 0 | 0 | 0 | 0 | 0 | 0 | 0 | 0 | 0 | 0 | 0 | 0 | 0 | 0 | 0 | 0 | 0 | 0 | 0 | 0 | 0 | 0 | 0 | 0 | 0 | 0 | 0
F4_Commercial_Office_New_Food Preparation_Natural Gas_Broiler_E6 | F4 | Commercial | Office | New | Food Preparation | Natural Gas | Broiler | E6 | RVT BC Ratio | 0 | 0 | 0 | 0 | 0 | 0 | 0 | 0 | 0 | 0 | 0 | 0 | 0 | 0 | 0 | 0 | 0 | 0 | 0 | 0 | 0 | 0 | 0 | 0 | 0 | 0 | 0 | 0 | 0 | 0 | 0 | 0 | 0
F4_Commercial_Office_New_Food Preparation_Natural Gas_Broiler_E7 | F4 | Commercial | Office | New | Food Preparation | Natural Gas | Broiler | E7 | RVT BC Ratio | 0 | 0 | 0 | 0 | 0 | 0 | 0 | 0 | 0 | 0 | 0 | 0 | 0 | 0 | 0 | 0 | 0 | 0 | 0 | 0 | 0 | 0 | 0 | 0 | 0 | 0 | 0 | 0 | 0 | 0 | 0 | 0 | 0
F4_Commercial_Office_New_Food Preparation_Natural Gas_Broiler_E8 | F4 | Commercial | Office | New | Food Preparation | Natural Gas | Broiler | E8 | RVT BC Ratio | 0 | 0 | 0 | 0 | 0 | 0 | 0 | 0 | 0 | 0 | 0 | 0 | 0 | 0 | 0 | 0 | 0 | 0 | 0 | 0 | 0 | 0 | 0 | 0 | 0 | 0 | 0 | 0 | 0 | 0 | 0 | 0 | 0
F4_Commercial_Office_New_Food Preparation_Natural Gas_Broiler_E9 | F4 | Commercial | Office | New | Food Preparation | Natural Gas | Broiler | E9 | RVT BC Ratio | 0 | 0 | 0 | 0 | 0 | 0 | 0 | 0 | 0 | 0 | 0 | 0 | 0 | 0 | 0 | 0 | 0 | 0 | 0 | 0 | 0 | 0 | 0 | 0 | 0 | 0 | 0 | 0 | 0 | 0 | 0 | 0 | 0
F4_Commercial_Office_New_Food Preparation_Natural Gas_Broiler_E10 | F4 | Commercial | Office | New | Food Preparation | Natural Gas | Broiler | E10 | RVT BC Ratio | 0 | 0 | 0 | 0 | 0 | 0 | 0 | 0 | 0 | 0 | 0 | 0 | 0 | 0 | 0 | 0 | 0 | 0 | 0 | 0 | 0 | 0 | 0 | 0 | 0 | 0 | 0 | 0 | 0 | 0 | 0 | 0 | 0
F5_Commercial_Office_New_Food Preparation_Natural Gas_Broiler_E1 | F5 | Commercial | Office | New | Food Preparation | Natural Gas | Broiler | E1 | RIM BC Ratio | bar: 2019 to 2051
F5_Commercial_Office_New_Food Preparation_Natural Gas_Broiler_E2 | F5 | Commercial | Office | New | Food Preparation | Natural Gas | Broiler | E2 | RIM BC Ratio | 0.67999 | 0.68015 | 0.68084 | 0.6802 | 0.67987 | 0.68037 | 0.68156 | 0.68252 | 0.68367 | 0.68475 | 0.68584 | 0.68685 | 0.68791 | 0.689 | 0.69003 | 0.69107 | 0.69211 | 0.69321 | 0.69433 | 0.69547 | 0.69654 | 0.69761 | 0.69854 | 0.69947 | 0.70027 | 0.70095 | 0.70156 | 0.70208 | 0.70249 | 0.70282 | 0.703 | 0.70312 | 0.70312
F5_Commercial_Office_New_Food Preparation_Natural Gas_Broiler_E3 | F5 | Commercial | Office | New | Food Preparation | Natural Gas | Broiler | E3 | RIM BC Ratio | 0 | 0 | 0 | 0 | 0 | 0 | 0 | 0 | 0 | 0 | 0 | 0 | 0 | 0 | 0 | 0 | 0 | 0 | 0 | 0 | 0 | 0 | 0 | 0 | 0 | 0 | 0 | 0 | 0 | 0 | 0 | 0 | 0
F5_Commercial_Office_New_Food Preparation_Natural Gas_Broiler_E4 | F5 | Commercial | Office | New | Food Preparation | Natural Gas | Broiler | E4 | RIM BC Ratio | 0 | 0 | 0 | 0 | 0 | 0 | 0 | 0 | 0 | 0 | 0 | 0 | 0 | 0 | 0 | 0 | 0 | 0 | 0 | 0 | 0 | 0 | 0 | 0 | 0 | 0 | 0 | 0 | 0 | 0 | 0 | 0 | 0
F5_Commercial_Office_New_Food Preparation_Natural Gas_Broiler_E5 | F5 | Commercial | Office | New | Food Preparation | Natural Gas | Broiler | E5 | RIM BC Ratio | 0 | 0 | 0 | 0 | 0 | 0 | 0 | 0 | 0 | 0 | 0 | 0 | 0 | 0 | 0 | 0 | 0 | 0 | 0 | 0 | 0 | 0 | 0 | 0 | 0 | 0 | 0 | 0 | 0 | 0 | 0 | 0 | 0
F5_Commercial_Office_New_Food Preparation_Natural Gas_Broiler_E6 | F5 | Commercial | Office | New | Food Preparation | Natural Gas | Broiler | E6 | RIM BC Ratio | 0 | 0 | 0 | 0 | 0 | 0 | 0 | 0 | 0 | 0 | 0 | 0 | 0 | 0 | 0 | 0 | 0 | 0 | 0 | 0 | 0 | 0 | 0 | 0 | 0 | 0 | 0 | 0 | 0 | 0 | 0 | 0 | 0
F5_Commercial_Office_New_Food Preparation_Natural Gas_Broiler_E7 | F5 | Commercial | Office | New | Food Preparation | Natural Gas | Broiler | E7 | RIM BC Ratio | 0 | 0 | 0 | 0 | 0 | 0 | 0 | 0 | 0 | 0 | 0 | 0 | 0 | 0 | 0 | 0 | 0 | 0 | 0 | 0 | 0 | 0 | 0 | 0 | 0 | 0 | 0 | 0 | 0 | 0 | 0 | 0 | 0
F5_Commercial_Office_New_Food Preparation_Natural Gas_Broiler_E8 | F5 | Commercial | Office | New | Food Preparation | Natural Gas | Broiler | E8 | RIM BC Ratio | 0 | 0 | 0 | 0 | 0 | 0 | 0 | 0 | 0 | 0 | 0 | 0 | 0 | 0 | 0 | 0 | 0 | 0 | 0 | 0 | 0 | 0 | 0 | 0 | 0 | 0 | 0 | 0 | 0 | 0 | 0 | 0 | 0
F5_Commercial_Office_New_Food Preparation_Natural Gas_Broiler_E9 | F5 | Commercial | Office | New | Food Preparation | Natural Gas | Broiler | E9 | RIM BC Ratio | 0 | 0 | 0 | 0 | 0 | 0 | 0 | 0 | 0 | 0 | 0 | 0 | 0 | 0 | 0 | 0 | 0 | 0 | 0 | 0 | 0 | 0 | 0 | 0 | 0 | 0 | 0 | 0 | 0 | 0 | 0 | 0 | 0
F5_Commercial_Office_New_Food Preparation_Natural Gas_Broiler_E10 | F5 | Commercial | Office | New | Food Preparation | Natural Gas | Broiler | E10 | RIM BC Ratio | 0 | 0 | 0 | 0 | 0 | 0 | 0 | 0 | 0 | 0 | 0 | 0 | 0 | 0 | 0 | 0 | 0 | 0 | 0 | 0 | 0 | 0 | 0 | 0 | 0 | 0 | 0 | 0 | 0 | 0 | 0 | 0 | 0
F0_Commercial_Office_New_Food Preparation_Natural Gas_Griddle_E0 | F0 | Commercial | Office | New | Food Preparation | Natural Gas | Griddle | E0 | Economic Unit | ENERGY STAR | ENERGY STAR | ENERGY STAR | ENERGY STAR | ENERGY STAR | ENERGY STAR | ENERGY STAR | ENERGY STAR | ENERGY STAR | ENERGY STAR | ENERGY STAR | ENERGY STAR | ENERGY STAR | ENERGY STAR | ENERGY STAR | ENERGY STAR | ENERGY STAR | ENERGY STAR | ENERGY STAR | ENERGY STAR | ENERGY STAR | ENERGY STAR | ENERGY STAR | ENERGY STAR | ENERGY STAR | ENERGY STAR | ENERGY STAR | ENERGY STAR | ENERGY STAR | ENERGY STAR | ENERGY STAR | ENERGY STAR | ENERGY STAR
F1_Commercial_Office_New_Food Preparation_Natural Gas_Griddle_E1 | F1 | Commercial | Office | New | Food Preparation | Natural Gas | Griddle | E1 | CCE | 0 | 0 | 0 | 0 | 0 | 0 | 0 | 0 | 0 | 0 | 0 | 0 | 0 | 0 | 0 | 0 | 0 | 0 | 0 | 0 | 0 | 0 | 0 | 0 | 0 | 0 | 0 | 0 | 0 | 0 | 0 | 0 | 0
F1_Commercial_Office_New_Food Preparation_Natural Gas_Griddle_E2 | F1 | Commercial | Office | New | Food Preparation | Natural Gas | Griddle | E2 | CCE | 0.29693 | 0.30743 | 0.27597 | 0 | 0 | 0 | 0 | 0 | 0 | 0 | 0 | 0 | 0 | 0 | 0 | 0 | 0 | 0 | 0 | 0 | 0 | 0 | 0 | 0 | 0 | 0 | 0 | 0 | 0 | 0 | 0 | 0 | 0
F1_Commercial_Office_New_Food Preparation_Natural Gas_Griddle_E3 | F1 | Commercial | Office | New | Food Preparation | Natural Gas | Griddle | E3 | CCE | 0 | 0 | 0 | 0 | 0 | 0 | 0 | 0 | 0 | 0 | 0 | 0 | 0 | 0 | 0 | 0 | 0 | 0 | 0 | 0 | 0 | 0 | 0 | 0 | 0 | 0 | 0 | 0 | 0 | 0 | 0 | 0 | 0
F1_Commercial_Office_New_Food Preparation_Natural Gas_Griddle_E4 | F1 | Commercial | Office | New | Food Preparation | Natural Gas | Griddle | E4 | CCE | 0 | 0 | 0 | 0 | 0 | 0 | 0 | 0 | 0 | 0 | 0 | 0 | 0 | 0 | 0 | 0 | 0 | 0 | 0 | 0 | 0 | 0 | 0 | 0 | 0 | 0 | 0 | 0 | 0 | 0 | 0 | 0 | 0
F1_Commercial_Office_New_Food Preparation_Natural Gas_Griddle_E5 | F1 | Commercial | Office | New | Food Preparation | Natural Gas | Griddle | E5 | CCE | 0 | 0 | 0 | 0 | 0 | 0 | 0 | 0 | 0 | 0 | 0 | 0 | 0 | 0 | 0 | 0 | 0 | 0 | 0 | 0 | 0 | 0 | 0 | 0 | 0 | 0 | 0 | 0 | 0 | 0 | 0 | 0 | 0
F1_Commercial_Office_New_Food Preparation_Natural Gas_Griddle_E6 | F1 | Commercial | Office | New | Food Preparation | Natural Gas | Griddle | E6 | CCE | 0 | 0 | 0 | 0 | 0 | 0 | 0 | 0 | 0 | 0 | 0 | 0 | 0 | 0 | 0 | 0 | 0 | 0 | 0 | 0 | 0 | 0 | 0 | 0 | 0 | 0 | 0 | 0 | 0 | 0 | 0 | 0 | 0
F1_Commercial_Office_New_Food Preparation_Natural Gas_Griddle_E7 | F1 | Commercial | Office | New | Food Preparation | Natural Gas | Griddle | E7 | CCE | 0 | 0 | 0 | 0 | 0 | 0 | 0 | 0 | 0 | 0 | 0 | 0 | 0 | 0 | 0 | 0 | 0 | 0 | 0 | 0 | 0 | 0 | 0 | 0 | 0 | 0 | 0 | 0 | 0 | 0 | 0 | 0 | 0
F1_Commercial_Office_New_Food Preparation_Natural Gas_Griddle_E8 | F1 | Commercial | Office | New | Food Preparation | Natural Gas | Griddle | E8 | CCE | 0 | 0 | 0 | 0 | 0 | 0 | 0 | 0 | 0 | 0 | 0 | 0 | 0 | 0 | 0 | 0 | 0 | 0 | 0 | 0 | 0 | 0 | 0 | 0 | 0 | 0 | 0 | 0 | 0 | 0 | 0 | 0 | 0
F1_Commercial_Office_New_Food Preparation_Natural Gas_Griddle_E9 | F1 | Commercial | Office | New | Food Preparation | Natural Gas | Griddle | E9 | CCE | 0 | 0 | 0 | 0 | 0 | 0 | 0 | 0 | 0 | 0 | 0 | 0 | 0 | 0 | 0 | 0 | 0 | 0 | 0 | 0 | 0 | 0 | 0 | 0 | 0 | 0 | 0 | 0 | 0 | 0 | 0 | 0 | 0
F1_Commercial_Office_New_Food Preparation_Natural Gas_Griddle_E10 | F1 | Commercial | Office | New | Food Preparation | Natural Gas | Griddle | E10 | CCE | 0 | 0 | 0 | 0 | 0 | 0 | 0 | 0 | 0 | 0 | 0 | 0 | 0 | 0 | 0 | 0 | 0 | 0 | 0 | 0 | 0 | 0 | 0 | 0 | 0 | 0 | 0 | 0 | 0 | 0 | 0 | 0 | 0
F2_Commercial_Office_New_Food Preparation_Natural Gas_Griddle_E1 | F2 | Commercial | Office | New | Food Preparation | Natural Gas | Griddle | E1 | TRC BC Ratio | 1 | 1 | 1 | 0 | 0 | 0 | 0 | 0 | 0 | 0 | 0 | 0 | 0 | 0 | 0 | 0 | 0 | 0 | 0 | 0 | 0 | 0 | 0 | 0 | 0 | 0 | 0 | 0 | 0 | 0 | 0 | 0 | 0
F2_Commercial_Office_New_Food Preparation_Natural Gas_Griddle_E2 | F2 | Commercial | Office | New | Food Preparation | Natural Gas | Griddle | E2 | TRC BC Ratio | 5.5437 | 5.5508 | 5.5811 | 1 | 1 | 1 | 1 | 1 | 1 | 1 | 1 | 1 | 1 | 1 | 1 | 1 | 1 | 1 | 1 | 1 | 1 | 1 | 1 | 1 | 1 | 1 | 1 | 1 | 1 | 1 | 1 | 1 | 1
F2_Commercial_Office_New_Food Preparation_Natural Gas_Griddle_E3 | F2 | Commercial | Office | New | Food Preparation | Natural Gas | Griddle | E3 | TRC BC Ratio | 0 | 0 | 0 | 0 | 0 | 0 | 0 | 0 | 0 | 0 | 0 | 0 | 0 | 0 | 0 | 0 | 0 | 0 | 0 | 0 | 0 | 0 | 0 | 0 | 0 | 0 | 0 | 0 | 0 | 0 | 0 | 0 | 0
F2_Commercial_Office_New_Food Preparation_Natural Gas_Griddle_E4 | F2 | Commercial | Office | New | Food Preparation | Natural Gas | Griddle | E4 | TRC BC Ratio | 0 | 0 | 0 | 0 | 0 | 0 | 0 | 0 | 0 | 0 | 0 | 0 | 0 | 0 | 0 | 0 | 0 | 0 | 0 | 0 | 0 | 0 | 0 | 0 | 0 | 0 | 0 | 0 | 0 | 0 | 0 | 0 | 0
F2_Commercial_Office_New_Food Preparation_Natural Gas_Griddle_E5 | F2 | Commercial | Office | New | Food Preparation | Natural Gas | Griddle | E5 | TRC BC Ratio | 0 | 0 | 0 | 0 | 0 | 0 | 0 | 0 | 0 | 0 | 0 | 0 | 0 | 0 | 0 | 0 | 0 | 0 | 0 | 0 | 0 | 0 | 0 | 0 | 0 | 0 | 0 | 0 | 0 | 0 | 0 | 0 | 0
F2_Commercial_Office_New_Food Preparation_Natural Gas_Griddle_E6 | F2 | Commercial | Office | New | Food Preparation | Natural Gas | Griddle | E6 | TRC BC Ratio | 0 | 0 | 0 | 0 | 0 | 0 | 0 | 0 | 0 | 0 | 0 | 0 | 0 | 0 | 0 | 0 | 0 | 0 | 0 | 0 | 0 | 0 | 0 | 0 | 0 | 0 | 0 | 0 | 0 | 0 | 0 | 0 | 0
F2_Commercial_Office_New_Food Preparation_Natural Gas_Griddle_E7 | F2 | Commercial | Office | New | Food Preparation | Natural Gas | Griddle | E7 | TRC BC Ratio | 0 | 0 | 0 | 0 | 0 | 0 | 0 | 0 | 0 | 0 | 0 | 0 | 0 | 0 | 0 | 0 | 0 | 0 | 0 | 0 | 0 | 0 | 0 | 0 | 0 | 0 | 0 | 0 | 0 | 0 | 0 | 0 | 0
F2_Commercial_Office_New_Food Preparation_Natural Gas_Griddle_E8 | F2 | Commercial | Office | New | Food Preparation | Natural Gas | Griddle | E8 | TRC BC Ratio | 0 | 0 | 0 | 0 | 0 | 0 | 0 | 0 | 0 | 0 | 0 | 0 | 0 | 0 | 0 | 0 | 0 | 0 | 0 | 0 | 0 | 0 | 0 | 0 | 0 | 0 | 0 | 0 | 0 | 0 | 0 | 0 | 0
F2_Commercial_Office_New_Food Preparation_Natural Gas_Griddle_E9 | F2 | Commercial | Office | New | Food Preparation | Natural Gas | Griddle | E9 | TRC BC Ratio | 0 | 0 | 0 | 0 | 0 | 0 | 0 | 0 | 0 | 0 | 0 | 0 | 0 | 0 | 0 | 0 | 0 | 0 | 0 | 0 | 0 | 0 | 0 | 0 | 0 | 0 | 0 | 0 | 0 | 0 | 0 | 0 | 0
F2_Commercial_Office_New_Food Preparation_Natural Gas_Griddle_E10 | F2 | Commercial | Office | New | Food Preparation | Natural Gas | Griddle | E10 | TRC BC Ratio | 0 | 0 | 0 | 0 | 0 | 0 | 0 | 0 | 0 | 0 | 0 | 0 | 0 | 0 | 0 | 0 | 0 | 0 | 0 | 0 | 0 | 0 | 0 | 0 | 0 | 0 | 0 | 0 | 0 | 0 | 0 | 0 | 0
F3_Commercial_Office_New_Food Preparation_Natural Gas_Griddle_E1 | F3 | Commercial | Office | New | Food Preparation | Natural Gas | Griddle | E1 | PACT BC Ratio | 1 | 1 | 1 | 0 | 0 | 0 | 0 | 0 | 0 | 0 | 0 | 0 | 0 | 0 | 0 | 0 | 0 | 0 | 0 | 0 | 0 | 0 | 0 | 0 | 0 | 0 | 0 | 0 | 0 | 0 | 0 | 0 | 0
F3_Commercial_Office_New_Food Preparation_Natural Gas_Griddle_E2 | F3 | Commercial | Office | New | Food Preparation | Natural Gas | Griddle | E2 | PACT BC Ratio | 7.3916 | 7.4011 | 7.4415 | 1 | 1 | 1 | 1 | 1 | 1 | 1 | 1 | 1 | 1 | 1 | 1 | 1 | 1 | 1 | 1 | 1 | 1 | 1 | 1 | 1 | 1 | 1 | 1 | 1 | 1 | 1 | 1 | 1 | 1
F3_Commercial_Office_New_Food Preparation_Natural Gas_Griddle_E3 | F3 | Commercial | Office | New | Food Preparation | Natural Gas | Griddle | E3 | PACT BC Ratio | 0 | 0 | 0 | 0 | 0 | 0 | 0 | 0 | 0 | 0 | 0 | 0 | 0 | 0 | 0 | 0 | 0 | 0 | 0 | 0 | 0 | 0 | 0 | 0 | 0 | 0 | 0 | 0 | 0 | 0 | 0 | 0 | 0
F3_Commercial_Office_New_Food Preparation_Natural Gas_Griddle_E4 | F3 | Commercial | Office | New | Food Preparation | Natural Gas | Griddle | E4 | PACT BC Ratio | 0 | 0 | 0 | 0 | 0 | 0 | 0 | 0 | 0 | 0 | 0 | 0 | 0 | 0 | 0 | 0 | 0 | 0 | 0 | 0 | 0 | 0 | 0 | 0 | 0 | 0 | 0 | 0 | 0 | 0 | 0 | 0 | 0
F3_Commercial_Office_New_Food Preparation_Natural Gas_Griddle_E5 | F3 | Commercial | Office | New | Food Preparation | Natural Gas | Griddle | E5 | PACT BC Ratio | 0 | 0 | 0 | 0 | 0 | 0 | 0 | 0 | 0 | 0 | 0 | 0 | 0 | 0 | 0 | 0 | 0 | 0 | 0 | 0 | 0 | 0 | 0 | 0 | 0 | 0 | 0 | 0 | 0 | 0 | 0 | 0 | 0
F3_Commercial_Office_New_Food Preparation_Natural Gas_Griddle_E6 | F3 | Commercial | Office | New | Food Preparation | Natural Gas | Griddle | E6 | PACT BC Ratio | 0 | 0 | 0 | 0 | 0 | 0 | 0 | 0 | 0 | 0 | 0 | 0 | 0 | 0 | 0 | 0 | 0 | 0 | 0 | 0 | 0 | 0 | 0 | 0 | 0 | 0 | 0 | 0 | 0 | 0 | 0 | 0 | 0
F3_Commercial_Office_New_Food Preparation_Natural Gas_Griddle_E7 | F3 | Commercial | Office | New | Food Preparation | Natural Gas | Griddle | E7 | PACT BC Ratio | 0 | 0 | 0 | 0 | 0 | 0 | 0 | 0 | 0 | 0 | 0 | 0 | 0 | 0 | 0 | 0 | 0 | 0 | 0 | 0 | 0 | 0 | 0 | 0 | 0 | 0 | 0 | 0 | 0 | 0 | 0 | 0 | 0
F3_Commercial_Office_New_Food Preparation_Natural Gas_Griddle_E8 | F3 | Commercial | Office | New | Food Preparation | Natural Gas | Griddle | E8 | PACT BC Ratio | 0 | 0 | 0 | 0 | 0 | 0 | 0 | 0 | 0 | 0 | 0 | 0 | 0 | 0 | 0 | 0 | 0 | 0 | 0 | 0 | 0 | 0 | 0 | 0 | 0 | 0 | 0 | 0 | 0 | 0 | 0 | 0 | 0
F3_Commercial_Office_New_Food Preparation_Natural Gas_Griddle_E9 | F3 | Commercial | Office | New | Food Preparation | Natural Gas | Griddle | E9 | PACT BC Ratio | 0 | 0 | 0 | 0 | 0 | 0 | 0 | 0 | 0 | 0 | 0 | 0 | 0 | 0 | 0 | 0 | 0 | 0 | 0 | 0 | 0 | 0 | 0 | 0 | 0 | 0 | 0 | 0 | 0 | 0 | 0 | 0 | 0
F3_Commercial_Office_New_Food Preparation_Natural Gas_Griddle_E10 | F3 | Commercial | Office | New | Food Preparation | Natural Gas | Griddle | E10 | PACT BC Ratio | 0 | 0 | 0 | 0 | 0 | 0 | 0 | 0 | 0 | 0 | 0 | 0 | 0 | 0 | 0 | 0 | 0 | 0 | 0 | 0 | 0 | 0 | 0 | 0 | 0 | 0 | 0 | 0 | 0 | 0 | 0 | 0 | 0
F4_Commercial_Office_New_Food Preparation_Natural Gas_Griddle_E1 | F4 | Commercial | Office | New | Food Preparation | Natural Gas | Griddle | E1 | RVT BC Ratio | 1 | 1 | 1 | 0 | 0 | 0 | 0 | 0 | 0 | 0 | 0 | 0 | 0 | 0 | 0 | 0 | 0 | 0 | 0 | 0 | 0 | 0 | 0 | 0 | 0 | 0 | 0 | 0 | 0 | 0 | 0 | 0 | 0
F4_Commercial_Office_New_Food Preparation_Natural Gas_Griddle_E2 | F4 | Commercial | Office | New | Food Preparation | Natural Gas | Griddle | E2 | RVT BC Ratio | 8.6701 | 8.6803 | 8.7239 | 1 | 1 | 1 | 1 | 1 | 1 | 1 | 1 | 1 | 1 | 1 | 1 | 1 | 1 | 1 | 1 | 1 | 1 | 1 | 1 | 1 | 1 | 1 | 1 | 1 | 1 | 1 | 1 | 1 | 1
F4_Commercial_Office_New_Food Preparation_Natural Gas_Griddle_E3 | F4 | Commercial | Office | New | Food Preparation | Natural Gas | Griddle | E3 | RVT BC Ratio | 0 | 0 | 0 | 0 | 0 | 0 | 0 | 0 | 0 | 0 | 0 | 0 | 0 | 0 | 0 | 0 | 0 | 0 | 0 | 0 | 0 | 0 | 0 | 0 | 0 | 0 | 0 | 0 | 0 | 0 | 0 | 0 | 0
F4_Commercial_Office_New_Food Preparation_Natural Gas_Griddle_E4 | F4 | Commercial | Office | New | Food Preparation | Natural Gas | Griddle | E4 | RVT BC Ratio | 0 | 0 | 0 | 0 | 0 | 0 | 0 | 0 | 0 | 0 | 0 | 0 | 0 | 0 | 0 | 0 | 0 | 0 | 0 | 0 | 0 | 0 | 0 | 0 | 0 | 0 | 0 | 0 | 0 | 0 | 0 | 0 | 0
F4_Commercial_Office_New_Food Preparation_Natural Gas_Griddle_E5 | F4 | Commercial | Office | New | Food Preparation | Natural Gas | Griddle | E5 | RVT BC Ratio | 0 | 0 | 0 | 0 | 0 | 0 | 0 | 0 | 0 | 0 | 0 | 0 | 0 | 0 | 0 | 0 | 0 | 0 | 0 | 0 | 0 | 0 | 0 | 0 | 0 | 0 | 0 | 0 | 0 | 0 | 0 | 0 | 0
F4_Commercial_Office_New_Food Preparation_Natural Gas_Griddle_E6 | F4 | Commercial | Office | New | Food Preparation | Natural Gas | Griddle | E6 | RVT BC Ratio | 0 | 0 | 0 | 0 | 0 | 0 | 0 | 0 | 0 | 0 | 0 | 0 | 0 | 0 | 0 | 0 | 0 | 0 | 0 | 0 | 0 | 0 | 0 | 0 | 0 | 0 | 0 | 0 | 0 | 0 | 0 | 0 | 0
F4_Commercial_Office_New_Food Preparation_Natural Gas_Griddle_E7 | F4 | Commercial | Office | New | Food Preparation | Natural Gas | Griddle | E7 | RVT BC Ratio | 0 | 0 | 0 | 0 | 0 | 0 | 0 | 0 | 0 | 0 | 0 | 0 | 0 | 0 | 0 | 0 | 0 | 0 | 0 | 0 | 0 | 0 | 0 | 0 | 0 | 0 | 0 | 0 | 0 | 0 | 0 | 0 | 0
F4_Commercial_Office_New_Food Preparation_Natural Gas_Griddle_E8 | F4 | Commercial | Office | New | Food Preparation | Natural Gas | Griddle | E8 | RVT BC Ratio | 0 | 0 | 0 | 0 | 0 | 0 | 0 | 0 | 0 | 0 | 0 | 0 | 0 | 0 | 0 | 0 | 0 | 0 | 0 | 0 | 0 | 0 | 0 | 0 | 0 | 0 | 0 | 0 | 0 | 0 | 0 | 0 | 0
F4_Commercial_Office_New_Food Preparation_Natural Gas_Griddle_E9 | F4 | Commercial | Office | New | Food Preparation | Natural Gas | Griddle | E9 | RVT BC Ratio | 0 | 0 | 0 | 0 | 0 | 0 | 0 | 0 | 0 | 0 | 0 | 0 | 0 | 0 | 0 | 0 | 0 | 0 | 0 | 0 | 0 | 0 | 0 | 0 | 0 | 0 | 0 | 0 | 0 | 0 | 0 | 0 | 0
F4_Commercial_Office_New_Food Preparation_Natural Gas_Griddle_E10 | F4 | Commercial | Office | New | Food Preparation | Natural Gas | Griddle | E10 | RVT BC Ratio | 0 | 0 | 0 | 0 | 0 | 0 | 0 | 0 | 0 | 0 | 0 | 0 | 0 | 0 | 0 | 0 | 0 | 0 | 0 | 0 | 0 | 0 | 0 | 0 | 0 | 0 | 0 | 0 | 0 | 0 | 0 | 0 | 0
F5_Commercial_Office_New_Food Preparation_Natural Gas_Griddle_E1 | F5 | Commercial | Office | New | Food Preparation | Natural Gas | Griddle | E1 | RIM BC Ratio | 1 | 1 | 1 | 0 | 0 | 0 | 0 | 0 | 0 | 0 | 0 | 0 | 0 | 0 | 0 | 0 | 0 | 0 | 0 | 0 | 0 | 0 | 0 | 0 | 0 | 0 | 0 | 0 | 0 | 0 | 0 | 0 | 0
F5_Commercial_Office_New_Food Preparation_Natural Gas_Griddle_E2 | F5 | Commercial | Office | New | Food Preparation | Natural Gas | Griddle | E2 | RIM BC Ratio | 0.74999 | 0.75009 | 0.7505 | 1 | 1 | 1 | 1 | 1 | 1 | 1 | 1 | 1 | 1 | 1 | 1 | 1 | 1 | 1 | 1 | 1 | 1 | 1 | 1 | 1 | 1 | 1 | 1 | 1 | 1 | 1 | 1 | 1 | 1
F5_Commercial_Office_New_Food Preparation_Natural Gas_Griddle_E3 | F5 | Commercial | Office | New | Food Preparation | Natural Gas | Griddle | E3 | RIM BC Ratio | 0 | 0 | 0 | 0 | 0 | 0 | 0 | 0 | 0 | 0 | 0 | 0 | 0 | 0 | 0 | 0 | 0 | 0 | 0 | 0 | 0 | 0 | 0 | 0 | 0 | 0 | 0 | 0 | 0 | 0 | 0 | 0 | 0
F5_Commercial_Office_New_Food Preparation_Natural Gas_Griddle_E4 | F5 | Commercial | Office | New | Food Preparation | Natural Gas | Griddle | E4 | RIM BC Ratio | 0 | 0 | 0 | 0 | 0 | 0 | 0 | 0 | 0 | 0 | 0 | 0 | 0 | 0 | 0 | 0 | 0 | 0 | 0 | 0 | 0 | 0 | 0 | 0 | 0 | 0 | 0 | 0 | 0 | 0 | 0 | 0 | 0
F5_Commercial_Office_New_Food Preparation_Natural Gas_Griddle_E5 | F5 | Commercial | Office | New | Food Preparation | Natural Gas | Griddle | E5 | RIM BC Ratio | 0 | 0 | 0 | 0 | 0 | 0 | 0 | 0 | 0 | 0 | 0 | 0 | 0 | 0 | 0 | 0 | 0 | 0 | 0 | 0 | 0 | 0 | 0 | 0 | 0 | 0 | 0 | 0 | 0 | 0 | 0 | 0 | 0
F5_Commercial_Office_New_Food Preparation_Natural Gas_Griddle_E6 | F5 | Commercial | Office | New | Food Preparation | Natural Gas | Griddle | E6 | RIM BC Ratio | 0 | 0 | 0 | 0 | 0 | 0 | 0 | 0 | 0 | 0 | 0 | 0 | 0 | 0 | 0 | 0 | 0 | 0 | 0 | 0 | 0 | 0 | 0 | 0 | 0 | 0 | 0 | 0 | 0 | 0 | 0 | 0 | 0
F5_Commercial_Office_New_Food Preparation_Natural Gas_Griddle_E7 | F5 | Commercial | Office | New | Food Preparation | Natural Gas | Griddle | E7 | RIM BC Ratio | 0 | 0 | 0 | 0 | 0 | 0 | 0 | 0 | 0 | 0 | 0 | 0 | 0 | 0 | 0 | 0 | 0 | 0 | 0 | 0 | 0 | 0 | 0 | 0 | 0 | 0 | 0 | 0 | 0 | 0 | 0 | 0 | 0
F5_Commercial_Office_New_Food Preparation_Natural Gas_Griddle_E8 | F5 | Commercial | Office | New | Food Preparation | Natural Gas | Griddle | E8 | RIM BC Ratio | 0 | 0 | 0 | 0 | 0 | 0 | 0 | 0 | 0 | 0 | 0 | 0 | 0 | 0 | 0 | 0 | 0 | 0 | 0 | 0 | 0 | 0 | 0 | 0 | 0 | 0 | 0 | 0 | 0 | 0 | 0 | 0 | 0
F5_Commercial_Office_New_Food Preparation_Natural Gas_Griddle_E9 | F5 | Commercial | Office | New | Food Preparation | Natural Gas | Griddle | E9 | RIM BC Ratio | 0 | 0 | 0 | 0 | 0 | 0 | 0 | 0 | 0 | 0 | 0 | 0 | 0 | 0 | 0 | 0 | 0 | 0 | 0 | 0 | 0 | 0 | 0 | 0 | 0 | 0 | 0 | 0 | 0 | 0 | 0 | 0 | 0
F5_Commercial_Office_New_Food Preparation_Natural Gas_Griddle_E10 | F5 | Commercial | Office | New | Food Preparation | Natural Gas | Griddle | E10 | RIM BC Ratio | 0 | 0 | 0 | 0 | 0 | 0 | 0 | 0 | 0 | 0 | 0 | 0 | 0 | 0 | 0 | 0 | 0 | 0 | 0 | 0 | 0 | 0 | 0 | 0 | 0 | 0 | 0 | 0 | 0 | 0 | 0 | 0 | 0
F0_Commercial_Office_New_Food Preparation_Natural Gas_Range_E0 | F0 | Commercial | Office | New | Food Preparation | Natural Gas | Range | E0 | Economic Unit | High Efficiency | High Efficiency | High Efficiency | High Efficiency | High Efficiency | High Efficiency | High Efficiency | High Efficiency | High Efficiency | High Efficiency | High Efficiency | High Efficiency | High Efficiency | High Efficiency | High Efficiency | High Efficiency | High Efficiency | High Efficiency | High Efficiency | High Efficiency | High Efficiency | High Efficiency | High Efficiency | High Efficiency | High Efficiency | High Efficiency | High Efficiency | High Efficiency | High Efficiency | High Efficiency | High Efficiency | High Efficiency | High Efficiency
F1_Commercial_Office_New_Food Preparation_Natural Gas_Range_E1 | F1 | Commercial | Office | New | Food Preparation | Natural Gas | Range | E1 | CCE | 0 | 0 | 0 | 0 | 0 | 0 | 0 | 0 | 0 | 0 | 0 | 0 | 0 | 0 | 0 | 0 | 0 | 0 | 0 | 0 | 0 | 0 | 0 | 0 | 0 | 0 | 0 | 0 | 0 | 0 | 0 | 0 | 0
F1_Commercial_Office_New_Food Preparation_Natural Gas_Range_E2 | F1 | Commercial | Office | New | Food Preparation | Natural Gas | Range | E2 | CCE | 0.00050763 | 0.00052557 | 0.00047179 | 0.00048064 | 0.00048064 | 0.00048064 | 0.00048064 | 0.00048064 | 0.00048064 | 0.00048064 | 0.00048064 | 0.00048064 | 0.00048064 | 0.00048064 | 0.00048064 | 0.00048064 | 0.00048064 | 0.00048064 | 0.00048064 | 0.00048064 | 0.00048064 | 0.00048064 | 0.00048064 | 0.00048064 | 0.00048064 | 0.00048064 | 0.00048064 | 0.00048064 | 0.00048064 | 0.00048064 | 0.00048064 | 0.00048064 | 0.00048064
F1_Commercial_Office_New_Food Preparation_Natural Gas_Range_E3 | F1 | Commercial | Office | New | Food Preparation | Natural Gas | Range | E3 | CCE | 0 | 0 | 0 | 0 | 0 | 0 | 0 | 0 | 0 | 0 | 0 | 0 | 0 | 0 | 0 | 0 | 0 | 0 | 0 | 0 | 0 | 0 | 0 | 0 | 0 | 0 | 0 | 0 | 0 | 0 | 0 | 0 | 0
F1_Commercial_Office_New_Food Preparation_Natural Gas_Range_E4 | F1 | Commercial | Office | New | Food Preparation | Natural Gas | Range | E4 | CCE | 0 | 0 | 0 | 0 | 0 | 0 | 0 | 0 | 0 | 0 | 0 | 0 | 0 | 0 | 0 | 0 | 0 | 0 | 0 | 0 | 0 | 0 | 0 | 0 | 0 | 0 | 0 | 0 | 0 | 0 | 0 | 0 | 0
F1_Commercial_Office_New_Food Preparation_Natural Gas_Range_E5 | F1 | Commercial | Office | New | Food Preparation | Natural Gas | Range | E5 | CCE | 0 | 0 | 0 | 0 | 0 | 0 | 0 | 0 | 0 | 0 | 0 | 0 | 0 | 0 | 0 | 0 | 0 | 0 | 0 | 0 | 0 | 0 | 0 | 0 | 0 | 0 | 0 | 0 | 0 | 0 | 0 | 0 | 0
F1_Commercial_Office_New_Food Preparation_Natural Gas_Range_E6 | F1 | Commercial | Office | New | Food Preparation | Natural Gas | Range | E6 | CCE | 0 | 0 | 0 | 0 | 0 | 0 | 0 | 0 | 0 | 0 | 0 | 0 | 0 | 0 | 0 | 0 | 0 | 0 | 0 | 0 | 0 | 0 | 0 | 0 | 0 | 0 | 0 | 0 | 0 | 0 | 0 | 0 | 0
F1_Commercial_Office_New_Food Preparation_Natural Gas_Range_E7 | F1 | Commercial | Office | New | Food Preparation | Natural Gas | Range | E7 | CCE | 0 | 0 | 0 | 0 | 0 | 0 | 0 | 0 | 0 | 0 | 0 | 0 | 0 | 0 | 0 | 0 | 0 | 0 | 0 | 0 | 0 | 0 | 0 | 0 | 0 | 0 | 0 | 0 | 0 | 0 | 0 | 0 | 0
F1_Commercial_Office_New_Food Preparation_Natural Gas_Range_E8 | F1 | Commercial | Office | New | Food Preparation | Natural Gas | Range | E8 | CCE | 0 | 0 | 0 | 0 | 0 | 0 | 0 | 0 | 0 | 0 | 0 | 0 | 0 | 0 | 0 | 0 | 0 | 0 | 0 | 0 | 0 | 0 | 0 | 0 | 0 | 0 | 0 | 0 | 0 | 0 | 0 | 0 | 0
F1_Commercial_Office_New_Food Preparation_Natural Gas_Range_E9 | F1 | Commercial | Office | New | Food Preparation | Natural Gas | Range | E9 | CCE | 0 | 0 | 0 | 0 | 0 | 0 | 0 | 0 | 0 | 0 | 0 | 0 | 0 | 0 | 0 | 0 | 0 | 0 | 0 | 0 | 0 | 0 | 0 | 0 | 0 | 0 | 0 | 0 | 0 | 0 | 0 | 0 | 0
F1_Commercial_Office_New_Food Preparation_Natural Gas_Range_E10 | F1 | Commercial | Office | New | Food Preparation | Natural Gas | Range | E10 | CCE | 0 | 0 | 0 | 0 | 0 | 0 | 0 | 0 | 0 | 0 | 0 | 0 | 0 | 0 | 0 | 0 | 0 | 0 | 0 | 0 | 0 | 0 | 0 | 0 | 0 | 0 | 0 | 0 | 0 | 0 | 0 | 0 | 0
F2_Commercial_Office_New_Food Preparation_Natural Gas_Range_E1 | F2 | Commercial | Office | New | Food Preparation | Natural Gas | Range | E1 | TRC BC Ratio | bar: 2019 to 2051
F2_Commercial_Office_New_Food Preparation_Natural Gas_Range_E2 | F2 | Commercial | Office | New | Food Preparation | Natural Gas | Range | E2 | TRC BC Ratio | 3238.1763 | 3237.6638 | 3253.2359 | 3229.2965 | 3214.742 | 3225.333 | 3257.2017 | 3282.3529 | 3313.5879 | 3343.0653 | 3372.7037 | 3399.9187 | 3429.0969 | 3459.5906 | 3488.7267 | 3518.3834 | 3548.5216 | 3581.2716 | 3615.4555 | 3651.453 | 3686.9037 | 3723.9437 | 3758.1113 | 3793.4744 | 3824.7719 | 3851.8132 | 3876.4326 | 3897.6637 | 3914.2981 | 3927.934 | 3935.3605 | 3940.3394 | 3940.3394
F2_Commercial_Office_New_Food Preparation_Natural Gas_Range_E3 | F2 | Commercial | Office | New | Food Preparation | Natural Gas | Range | E3 | TRC BC Ratio | 0 | 0 | 0 | 0 | 0 | 0 | 0 | 0 | 0 | 0 | 0 | 0 | 0 | 0 | 0 | 0 | 0 | 0 | 0 | 0 | 0 | 0 | 0 | 0 | 0 | 0 | 0 | 0 | 0 | 0 | 0 | 0 | 0
F2_Commercial_Office_New_Food Preparation_Natural Gas_Range_E4 | F2 | Commercial | Office | New | Food Preparation | Natural Gas | Range | E4 | TRC BC Ratio | 0 | 0 | 0 | 0 | 0 | 0 | 0 | 0 | 0 | 0 | 0 | 0 | 0 | 0 | 0 | 0 | 0 | 0 | 0 | 0 | 0 | 0 | 0 | 0 | 0 | 0 | 0 | 0 | 0 | 0 | 0 | 0 | 0
F2_Commercial_Office_New_Food Preparation_Natural Gas_Range_E5 | F2 | Commercial | Office | New | Food Preparation | Natural Gas | Range | E5 | TRC BC Ratio | 0 | 0 | 0 | 0 | 0 | 0 | 0 | 0 | 0 | 0 | 0 | 0 | 0 | 0 | 0 | 0 | 0 | 0 | 0 | 0 | 0 | 0 | 0 | 0 | 0 | 0 | 0 | 0 | 0 | 0 | 0 | 0 | 0
F2_Commercial_Office_New_Food Preparation_Natural Gas_Range_E6 | F2 | Commercial | Office | New | Food Preparation | Natural Gas | Range | E6 | TRC BC Ratio | 0 | 0 | 0 | 0 | 0 | 0 | 0 | 0 | 0 | 0 | 0 | 0 | 0 | 0 | 0 | 0 | 0 | 0 | 0 | 0 | 0 | 0 | 0 | 0 | 0 | 0 | 0 | 0 | 0 | 0 | 0 | 0 | 0
F2_Commercial_Office_New_Food Preparation_Natural Gas_Range_E7 | F2 | Commercial | Office | New | Food Preparation | Natural Gas | Range | E7 | TRC BC Ratio | 0 | 0 | 0 | 0 | 0 | 0 | 0 | 0 | 0 | 0 | 0 | 0 | 0 | 0 | 0 | 0 | 0 | 0 | 0 | 0 | 0 | 0 | 0 | 0 | 0 | 0 | 0 | 0 | 0 | 0 | 0 | 0 | 0
F2_Commercial_Office_New_Food Preparation_Natural Gas_Range_E8 | F2 | Commercial | Office | New | Food Preparation | Natural Gas | Range | E8 | TRC BC Ratio | 0 | 0 | 0 | 0 | 0 | 0 | 0 | 0 | 0 | 0 | 0 | 0 | 0 | 0 | 0 | 0 | 0 | 0 | 0 | 0 | 0 | 0 | 0 | 0 | 0 | 0 | 0 | 0 | 0 | 0 | 0 | 0 | 0
F2_Commercial_Office_New_Food Preparation_Natural Gas_Range_E9 | F2 | Commercial | Office | New | Food Preparation | Natural Gas | Range | E9 | TRC BC Ratio | 0 | 0 | 0 | 0 | 0 | 0 | 0 | 0 | 0 | 0 | 0 | 0 | 0 | 0 | 0 | 0 | 0 | 0 | 0 | 0 | 0 | 0 | 0 | 0 | 0 | 0 | 0 | 0 | 0 | 0 | 0 | 0 | 0
F2_Commercial_Office_New_Food Preparation_Natural Gas_Range_E10 | F2 | Commercial | Office | New | Food Preparation | Natural Gas | Range | E10 | TRC BC Ratio | 0 | 0 | 0 | 0 | 0 | 0 | 0 | 0 | 0 | 0 | 0 | 0 | 0 | 0 | 0 | 0 | 0 | 0 | 0 | 0 | 0 | 0 | 0 | 0 | 0 | 0 | 0 | 0 | 0 | 0 | 0 | 0 | 0
F3_Commercial_Office_New_Food Preparation_Natural Gas_Range_E1 | F3 | Commercial | Office | New | Food Preparation | Natural Gas | Range | E1 | PACT BC Ratio | bar: 2019 to 2051
F3_Commercial_Office_New_Food Preparation_Natural Gas_Range_E2 | F3 | Commercial | Office | New | Food Preparation | Natural Gas | Range | E2 | PACT BC Ratio | 4317.5684 | 4316.8851 | 4337.6479 | 4305.7287 | 4286.3226 | 4300.444 | 4342.9357 | 4376.4705 | 4418.1173 | 4457.4204 | 4496.9383 | 4533.2249 | 4572.1292 | 4612.7875 | 4651.6356 | 4691.1778 | 4731.3622 | 4775.0288 | 4820.6073 | 4868.604 | 4915.8716 | 4965.2582 | 5010.815 | 5057.9659 | 5099.6959 | 5135.7509 | 5168.5769 | 5196.8849 | 5219.0641 | 5237.2453 | 5247.1473 | 5253.7859 | 5253.7859
F3_Commercial_Office_New_Food Preparation_Natural Gas_Range_E3 | F3 | Commercial | Office | New | Food Preparation | Natural Gas | Range | E3 | PACT BC Ratio | 0 | 0 | 0 | 0 | 0 | 0 | 0 | 0 | 0 | 0 | 0 | 0 | 0 | 0 | 0 | 0 | 0 | 0 | 0 | 0 | 0 | 0 | 0 | 0 | 0 | 0 | 0 | 0 | 0 | 0 | 0 | 0 | 0
F3_Commercial_Office_New_Food Preparation_Natural Gas_Range_E4 | F3 | Commercial | Office | New | Food Preparation | Natural Gas | Range | E4 | PACT BC Ratio | 0 | 0 | 0 | 0 | 0 | 0 | 0 | 0 | 0 | 0 | 0 | 0 | 0 | 0 | 0 | 0 | 0 | 0 | 0 | 0 | 0 | 0 | 0 | 0 | 0 | 0 | 0 | 0 | 0 | 0 | 0 | 0 | 0
F3_Commercial_Office_New_Food Preparation_Natural Gas_Range_E5 | F3 | Commercial | Office | New | Food Preparation | Natural Gas | Range | E5 | PACT BC Ratio | 0 | 0 | 0 | 0 | 0 | 0 | 0 | 0 | 0 | 0 | 0 | 0 | 0 | 0 | 0 | 0 | 0 | 0 | 0 | 0 | 0 | 0 | 0 | 0 | 0 | 0 | 0 | 0 | 0 | 0 | 0 | 0 | 0
F3_Commercial_Office_New_Food Preparation_Natural Gas_Range_E6 | F3 | Commercial | Office | New | Food Preparation | Natural Gas | Range | E6 | PACT BC Ratio | 0 | 0 | 0 | 0 | 0 | 0 | 0 | 0 | 0 | 0 | 0 | 0 | 0 | 0 | 0 | 0 | 0 | 0 | 0 | 0 | 0 | 0 | 0 | 0 | 0 | 0 | 0 | 0 | 0 | 0 | 0 | 0 | 0
F3_Commercial_Office_New_Food Preparation_Natural Gas_Range_E7 | F3 | Commercial | Office | New | Food Preparation | Natural Gas | Range | E7 | PACT BC Ratio | 0 | 0 | 0 | 0 | 0 | 0 | 0 | 0 | 0 | 0 | 0 | 0 | 0 | 0 | 0 | 0 | 0 | 0 | 0 | 0 | 0 | 0 | 0 | 0 | 0 | 0 | 0 | 0 | 0 | 0 | 0 | 0 | 0
F3_Commercial_Office_New_Food Preparation_Natural Gas_Range_E8 | F3 | Commercial | Office | New | Food Preparation | Natural Gas | Range | E8 | PACT BC Ratio | 0 | 0 | 0 | 0 | 0 | 0 | 0 | 0 | 0 | 0 | 0 | 0 | 0 | 0 | 0 | 0 | 0 | 0 | 0 | 0 | 0 | 0 | 0 | 0 | 0 | 0 | 0 | 0 | 0 | 0 | 0 | 0 | 0
F3_Commercial_Office_New_Food Preparation_Natural Gas_Range_E9 | F3 | Commercial | Office | New | Food Preparation | Natural Gas | Range | E9 | PACT BC Ratio | 0 | 0 | 0 | 0 | 0 | 0 | 0 | 0 | 0 | 0 | 0 | 0 | 0 | 0 | 0 | 0 | 0 | 0 | 0 | 0 | 0 | 0 | 0 | 0 | 0 | 0 | 0 | 0 | 0 | 0 | 0 | 0 | 0
F3_Commercial_Office_New_Food Preparation_Natural Gas_Range_E10 | F3 | Commercial | Office | New | Food Preparation | Natural Gas | Range | E10 | PACT BC Ratio | 0 | 0 | 0 | 0 | 0 | 0 | 0 | 0 | 0 | 0 | 0 | 0 | 0 | 0 | 0 | 0 | 0 | 0 | 0 | 0 | 0 | 0 | 0 | 0 | 0 | 0 | 0 | 0 | 0 | 0 | 0 | 0 | 0
F4_Commercial_Office_New_Food Preparation_Natural Gas_Range_E1 | F4 | Commercial | Office | New | Food Preparation | Natural Gas | Range | E1 | RVT BC Ratio | bar: 2019 to 2051
F4_Commercial_Office_New_Food Preparation_Natural Gas_Range_E2 | F4 | Commercial | Office | New | Food Preparation | Natural Gas | Range | E2 | RVT BC Ratio | 4656.1553 | 4655.4185 | 4677.8062 | 4643.389 | 4622.4643 | 4637.6907 | 4683.5078 | 4719.667 | 4764.573 | 4806.9519 | 4849.5624 | 4888.6888 | 4930.6377 | 4974.4778 | 5016.3662 | 5059.0029 | 5102.332 | 5149.4159 | 5198.5613 | 5250.3142 | 5301.2809 | 5354.5324 | 5403.6544 | 5454.4953 | 5499.491 | 5538.3676 | 5573.7625 | 5604.2859 | 5628.2008 | 5647.8049 | 5658.4818 | 5665.6399 | 5665.6399
F4_Commercial_Office_New_Food Preparation_Natural Gas_Range_E3 | F4 | Commercial | Office | New | Food Preparation | Natural Gas | Range | E3 | RVT BC Ratio | 0 | 0 | 0 | 0 | 0 | 0 | 0 | 0 | 0 | 0 | 0 | 0 | 0 | 0 | 0 | 0 | 0 | 0 | 0 | 0 | 0 | 0 | 0 | 0 | 0 | 0 | 0 | 0 | 0 | 0 | 0 | 0 | 0
F4_Commercial_Office_New_Food Preparation_Natural Gas_Range_E4 | F4 | Commercial | Office | New | Food Preparation | Natural Gas | Range | E4 | RVT BC Ratio | 0 | 0 | 0 | 0 | 0 | 0 | 0 | 0 | 0 | 0 | 0 | 0 | 0 | 0 | 0 | 0 | 0 | 0 | 0 | 0 | 0 | 0 | 0 | 0 | 0 | 0 | 0 | 0 | 0 | 0 | 0 | 0 | 0
F4_Commercial_Office_New_Food Preparation_Natural Gas_Range_E5 | F4 | Commercial | Office | New | Food Preparation | Natural Gas | Range | E5 | RVT BC Ratio | 0 | 0 | 0 | 0 | 0 | 0 | 0 | 0 | 0 | 0 | 0 | 0 | 0 | 0 | 0 | 0 | 0 | 0 | 0 | 0 | 0 | 0 | 0 | 0 | 0 | 0 | 0 | 0 | 0 | 0 | 0 | 0 | 0
F4_Commercial_Office_New_Food Preparation_Natural Gas_Range_E6 | F4 | Commercial | Office | New | Food Preparation | Natural Gas | Range | E6 | RVT BC Ratio | 0 | 0 | 0 | 0 | 0 | 0 | 0 | 0 | 0 | 0 | 0 | 0 | 0 | 0 | 0 | 0 | 0 | 0 | 0 | 0 | 0 | 0 | 0 | 0 | 0 | 0 | 0 | 0 | 0 | 0 | 0 | 0 | 0
F4_Commercial_Office_New_Food Preparation_Natural Gas_Range_E7 | F4 | Commercial | Office | New | Food Preparation | Natural Gas | Range | E7 | RVT BC Ratio | 0 | 0 | 0 | 0 | 0 | 0 | 0 | 0 | 0 | 0 | 0 | 0 | 0 | 0 | 0 | 0 | 0 | 0 | 0 | 0 | 0 | 0 | 0 | 0 | 0 | 0 | 0 | 0 | 0 | 0 | 0 | 0 | 0
F4_Commercial_Office_New_Food Preparation_Natural Gas_Range_E8 | F4 | Commercial | Office | New | Food Preparation | Natural Gas | Range | E8 | RVT BC Ratio | 0 | 0 | 0 | 0 | 0 | 0 | 0 | 0 | 0 | 0 | 0 | 0 | 0 | 0 | 0 | 0 | 0 | 0 | 0 | 0 | 0 | 0 | 0 | 0 | 0 | 0 | 0 | 0 | 0 | 0 | 0 | 0 | 0
F4_Commercial_Office_New_Food Preparation_Natural Gas_Range_E9 | F4 | Commercial | Office | New | Food Preparation | Natural Gas | Range | E9 | RVT BC Ratio | 0 | 0 | 0 | 0 | 0 | 0 | 0 | 0 | 0 | 0 | 0 | 0 | 0 | 0 | 0 | 0 | 0 | 0 | 0 | 0 | 0 | 0 | 0 | 0 | 0 | 0 | 0 | 0 | 0 | 0 | 0 | 0 | 0
F4_Commercial_Office_New_Food Preparation_Natural Gas_Range_E10 | F4 | Commercial | Office | New | Food Preparation | Natural Gas | Range | E10 | RVT BC Ratio | 0 | 0 | 0 | 0 | 0 | 0 | 0 | 0 | 0 | 0 | 0 | 0 | 0 | 0 | 0 | 0 | 0 | 0 | 0 | 0 | 0 | 0 | 0 | 0 | 0 | 0 | 0 | 0 | 0 | 0 | 0 | 0 | 0
F5_Commercial_Office_New_Food Preparation_Natural Gas_Range_E1 | F5 | Commercial | Office | New | Food Preparation | Natural Gas | Range | E1 | RIM BC Ratio | bar: 2019 to 2051
F5_Commercial_Office_New_Food Preparation_Natural Gas_Range_E2 | F5 | Commercial | Office | New | Food Preparation | Natural Gas | Range | E2 | RIM BC Ratio | 0.83452 | 0.83452 | 0.83452 | 0.83452 | 0.83452 | 0.83452 | 0.83452 | 0.83452 | 0.83452 | 0.83452 | 0.83452 | 0.83453 | 0.83453 | 0.83453 | 0.83453 | 0.83453 | 0.83453 | 0.83453 | 0.83453 | 0.83454 | 0.83454 | 0.83454 | 0.83454 | 0.83454 | 0.83454 | 0.83454 | 0.83454 | 0.83455 | 0.83455 | 0.83455 | 0.83455 | 0.83455 | 0.83455
F5_Commercial_Office_New_Food Preparation_Natural Gas_Range_E3 | F5 | Commercial | Office | New | Food Preparation | Natural Gas | Range | E3 | RIM BC Ratio | 0 | 0 | 0 | 0 | 0 | 0 | 0 | 0 | 0 | 0 | 0 | 0 | 0 | 0 | 0 | 0 | 0 | 0 | 0 | 0 | 0 | 0 | 0 | 0 | 0 | 0 | 0 | 0 | 0 | 0 | 0 | 0 | 0
F5_Commercial_Office_New_Food Preparation_Natural Gas_Range_E4 | F5 | Commercial | Office | New | Food Preparation | Natural Gas | Range | E4 | RIM BC Ratio | 0 | 0 | 0 | 0 | 0 | 0 | 0 | 0 | 0 | 0 | 0 | 0 | 0 | 0 | 0 | 0 | 0 | 0 | 0 | 0 | 0 | 0 | 0 | 0 | 0 | 0 | 0 | 0 | 0 | 0 | 0 | 0 | 0
F5_Commercial_Office_New_Food Preparation_Natural Gas_Range_E5 | F5 | Commercial | Office | New | Food Preparation | Natural Gas | Range | E5 | RIM BC Ratio | 0 | 0 | 0 | 0 | 0 | 0 | 0 | 0 | 0 | 0 | 0 | 0 | 0 | 0 | 0 | 0 | 0 | 0 | 0 | 0 | 0 | 0 | 0 | 0 | 0 | 0 | 0 | 0 | 0 | 0 | 0 | 0 | 0
F5_Commercial_Office_New_Food Preparation_Natural Gas_Range_E6 | F5 | Commercial | Office | New | Food Preparation | Natural Gas | Range | E6 | RIM BC Ratio | 0 | 0 | 0 | 0 | 0 | 0 | 0 | 0 | 0 | 0 | 0 | 0 | 0 | 0 | 0 | 0 | 0 | 0 | 0 | 0 | 0 | 0 | 0 | 0 | 0 | 0 | 0 | 0 | 0 | 0 | 0 | 0 | 0
F5_Commercial_Office_New_Food Preparation_Natural Gas_Range_E7 | F5 | Commercial | Office | New | Food Preparation | Natural Gas | Range | E7 | RIM BC Ratio | 0 | 0 | 0 | 0 | 0 | 0 | 0 | 0 | 0 | 0 | 0 | 0 | 0 | 0 | 0 | 0 | 0 | 0 | 0 | 0 | 0 | 0 | 0 | 0 | 0 | 0 | 0 | 0 | 0 | 0 | 0 | 0 | 0
F5_Commercial_Office_New_Food Preparation_Natural Gas_Range_E8 | F5 | Commercial | Office | New | Food Preparation | Natural Gas | Range | E8 | RIM BC Ratio | 0 | 0 | 0 | 0 | 0 | 0 | 0 | 0 | 0 | 0 | 0 | 0 | 0 | 0 | 0 | 0 | 0 | 0 | 0 | 0 | 0 | 0 | 0 | 0 | 0 | 0 | 0 | 0 | 0 | 0 | 0 | 0 | 0
F5_Commercial_Office_New_Food Preparation_Natural Gas_Range_E9 | F5 | Commercial | Office | New | Food Preparation | Natural Gas | Range | E9 | RIM BC Ratio | 0 | 0 | 0 | 0 | 0 | 0 | 0 | 0 | 0 | 0 | 0 | 0 | 0 | 0 | 0 | 0 | 0 | 0 | 0 | 0 | 0 | 0 | 0 | 0 | 0 | 0 | 0 | 0 | 0 | 0 | 0 | 0 | 0
F5_Commercial_Office_New_Food Preparation_Natural Gas_Range_E10 | F5 | Commercial | Office | New | Food Preparation | Natural Gas | Range | E10 | RIM BC Ratio | 0 | 0 | 0 | 0 | 0 | 0 | 0 | 0 | 0 | 0 | 0 | 0 | 0 | 0 | 0 | 0 | 0 | 0 | 0 | 0 | 0 | 0 | 0 | 0 | 0 | 0 | 0 | 0 | 0 | 0 | 0 | 0 | 0
F0_Commercial_Office_New_Food Preparation_Natural Gas_Steamer_E0 | F0 | Commercial | Office | New | Food Preparation | Natural Gas | Steamer | E0 | Economic Unit | ENERGY STAR | ENERGY STAR | ENERGY STAR | ENERGY STAR | ENERGY STAR | ENERGY STAR | ENERGY STAR | ENERGY STAR | ENERGY STAR | ENERGY STAR | ENERGY STAR | ENERGY STAR | ENERGY STAR | ENERGY STAR | ENERGY STAR | ENERGY STAR | ENERGY STAR | ENERGY STAR | ENERGY STAR | ENERGY STAR | ENERGY STAR | ENERGY STAR | ENERGY STAR | ENERGY STAR | ENERGY STAR | ENERGY STAR | ENERGY STAR | ENERGY STAR | ENERGY STAR | ENERGY STAR | ENERGY STAR | ENERGY STAR | ENERGY STAR
F1_Commercial_Office_New_Food Preparation_Natural Gas_Steamer_E1 | F1 | Commercial | Office | New | Food Preparation | Natural Gas | Steamer | E1 | CCE | 0 | 0 | 0 | 0 | 0 | 0 | 0 | 0 | 0 | 0 | 0 | 0 | 0 | 0 | 0 | 0 | 0 | 0 | 0 | 0 | 0 | 0 | 0 | 0 | 0 | 0 | 0 | 0 | 0 | 0 | 0 | 0 | 0
F1_Commercial_Office_New_Food Preparation_Natural Gas_Steamer_E2 | F1 | Commercial | Office | New | Food Preparation | Natural Gas | Steamer | E2 | CCE | 0.11364 | 0.11765 | 0.10562 | 0 | 0 | 0 | 0 | 0 | 0 | 0 | 0 | 0 | 0 | 0 | 0 | 0 | 0 | 0 | 0 | 0 | 0 | 0 | 0 | 0 | 0 | 0 | 0 | 0 | 0 | 0 | 0 | 0 | 0
F1_Commercial_Office_New_Food Preparation_Natural Gas_Steamer_E3 | F1 | Commercial | Office | New | Food Preparation | Natural Gas | Steamer | E3 | CCE | 0 | 0 | 0 | 0 | 0 | 0 | 0 | 0 | 0 | 0 | 0 | 0 | 0 | 0 | 0 | 0 | 0 | 0 | 0 | 0 | 0 | 0 | 0 | 0 | 0 | 0 | 0 | 0 | 0 | 0 | 0 | 0 | 0
F1_Commercial_Office_New_Food Preparation_Natural Gas_Steamer_E4 | F1 | Commercial | Office | New | Food Preparation | Natural Gas | Steamer | E4 | CCE | 0 | 0 | 0 | 0 | 0 | 0 | 0 | 0 | 0 | 0 | 0 | 0 | 0 | 0 | 0 | 0 | 0 | 0 | 0 | 0 | 0 | 0 | 0 | 0 | 0 | 0 | 0 | 0 | 0 | 0 | 0 | 0 | 0
F1_Commercial_Office_New_Food Preparation_Natural Gas_Steamer_E5 | F1 | Commercial | Office | New | Food Preparation | Natural Gas | Steamer | E5 | CCE | 0 | 0 | 0 | 0 | 0 | 0 | 0 | 0 | 0 | 0 | 0 | 0 | 0 | 0 | 0 | 0 | 0 | 0 | 0 | 0 | 0 | 0 | 0 | 0 | 0 | 0 | 0 | 0 | 0 | 0 | 0 | 0 | 0
F1_Commercial_Office_New_Food Preparation_Natural Gas_Steamer_E6 | F1 | Commercial | Office | New | Food Preparation | Natural Gas | Steamer | E6 | CCE | 0 | 0 | 0 | 0 | 0 | 0 | 0 | 0 | 0 | 0 | 0 | 0 | 0 | 0 | 0 | 0 | 0 | 0 | 0 | 0 | 0 | 0 | 0 | 0 | 0 | 0 | 0 | 0 | 0 | 0 | 0 | 0 | 0
F1_Commercial_Office_New_Food Preparation_Natural Gas_Steamer_E7 | F1 | Commercial | Office | New | Food Preparation | Natural Gas | Steamer | E7 | CCE | 0 | 0 | 0 | 0 | 0 | 0 | 0 | 0 | 0 | 0 | 0 | 0 | 0 | 0 | 0 | 0 | 0 | 0 | 0 | 0 | 0 | 0 | 0 | 0 | 0 | 0 | 0 | 0 | 0 | 0 | 0 | 0 | 0
F1_Commercial_Office_New_Food Preparation_Natural Gas_Steamer_E8 | F1 | Commercial | Office | New | Food Preparation | Natural Gas | Steamer | E8 | CCE | 0 | 0 | 0 | 0 | 0 | 0 | 0 | 0 | 0 | 0 | 0 | 0 | 0 | 0 | 0 | 0 | 0 | 0 | 0 | 0 | 0 | 0 | 0 | 0 | 0 | 0 | 0 | 0 | 0 | 0 | 0 | 0 | 0
F1_Commercial_Office_New_Food Preparation_Natural Gas_Steamer_E9 | F1 | Commercial | Office | New | Food Preparation | Natural Gas | Steamer | E9 | CCE | 0 | 0 | 0 | 0 | 0 | 0 | 0 | 0 | 0 | 0 | 0 | 0 | 0 | 0 | 0 | 0 | 0 | 0 | 0 | 0 | 0 | 0 | 0 | 0 | 0 | 0 | 0 | 0 | 0 | 0 | 0 | 0 | 0
F1_Commercial_Office_New_Food Preparation_Natural Gas_Steamer_E10 | F1 | Commercial | Office | New | Food Preparation | Natural Gas | Steamer | E10 | CCE | 0 | 0 | 0 | 0 | 0 | 0 | 0 | 0 | 0 | 0 | 0 | 0 | 0 | 0 | 0 | 0 | 0 | 0 | 0 | 0 | 0 | 0 | 0 | 0 | 0 | 0 | 0 | 0 | 0 | 0 | 0 | 0 | 0
F2_Commercial_Office_New_Food Preparation_Natural Gas_Steamer_E1 | F2 | Commercial | Office | New | Food Preparation | Natural Gas | Steamer | E1 | TRC BC Ratio | 1 | 1 | 1 | 0 | 0 | 0 | 0 | 0 | 0 | 0 | 0 | 0 | 0 | 0 | 0 | 0 | 0 | 0 | 0 | 0 | 0 | 0 | 0 | 0 | 0 | 0 | 0 | 0 | 0 | 0 | 0 | 0 | 0
F2_Commercial_Office_New_Food Preparation_Natural Gas_Steamer_E2 | F2 | Commercial | Office | New | Food Preparation | Natural Gas | Steamer | E2 | TRC BC Ratio | 14.4302 | 14.4472 | 14.5249 | 1 | 1 | 1 | 1 | 1 | 1 | 1 | 1 | 1 | 1 | 1 | 1 | 1 | 1 | 1 | 1 | 1 | 1 | 1 | 1 | 1 | 1 | 1 | 1 | 1 | 1 | 1 | 1 | 1 | 1
F2_Commercial_Office_New_Food Preparation_Natural Gas_Steamer_E3 | F2 | Commercial | Office | New | Food Preparation | Natural Gas | Steamer | E3 | TRC BC Ratio | 0 | 0 | 0 | 0 | 0 | 0 | 0 | 0 | 0 | 0 | 0 | 0 | 0 | 0 | 0 | 0 | 0 | 0 | 0 | 0 | 0 | 0 | 0 | 0 | 0 | 0 | 0 | 0 | 0 | 0 | 0 | 0 | 0
F2_Commercial_Office_New_Food Preparation_Natural Gas_Steamer_E4 | F2 | Commercial | Office | New | Food Preparation | Natural Gas | Steamer | E4 | TRC BC Ratio | 0 | 0 | 0 | 0 | 0 | 0 | 0 | 0 | 0 | 0 | 0 | 0 | 0 | 0 | 0 | 0 | 0 | 0 | 0 | 0 | 0 | 0 | 0 | 0 | 0 | 0 | 0 | 0 | 0 | 0 | 0 | 0 | 0
F2_Commercial_Office_New_Food Preparation_Natural Gas_Steamer_E5 | F2 | Commercial | Office | New | Food Preparation | Natural Gas | Steamer | E5 | TRC BC Ratio | 0 | 0 | 0 | 0 | 0 | 0 | 0 | 0 | 0 | 0 | 0 | 0 | 0 | 0 | 0 | 0 | 0 | 0 | 0 | 0 | 0 | 0 | 0 | 0 | 0 | 0 | 0 | 0 | 0 | 0 | 0 | 0 | 0
F2_Commercial_Office_New_Food Preparation_Natural Gas_Steamer_E6 | F2 | Commercial | Office | New | Food Preparation | Natural Gas | Steamer | E6 | TRC BC Ratio | 0 | 0 | 0 | 0 | 0 | 0 | 0 | 0 | 0 | 0 | 0 | 0 | 0 | 0 | 0 | 0 | 0 | 0 | 0 | 0 | 0 | 0 | 0 | 0 | 0 | 0 | 0 | 0 | 0 | 0 | 0 | 0 | 0
F2_Commercial_Office_New_Food Preparation_Natural Gas_Steamer_E7 | F2 | Commercial | Office | New | Food Preparation | Natural Gas | Steamer | E7 | TRC BC Ratio | 0 | 0 | 0 | 0 | 0 | 0 | 0 | 0 | 0 | 0 | 0 | 0 | 0 | 0 | 0 | 0 | 0 | 0 | 0 | 0 | 0 | 0 | 0 | 0 | 0 | 0 | 0 | 0 | 0 | 0 | 0 | 0 | 0
F2_Commercial_Office_New_Food Preparation_Natural Gas_Steamer_E8 | F2 | Commercial | Office | New | Food Preparation | Natural Gas | Steamer | E8 | TRC BC Ratio | 0 | 0 | 0 | 0 | 0 | 0 | 0 | 0 | 0 | 0 | 0 | 0 | 0 | 0 | 0 | 0 | 0 | 0 | 0 | 0 | 0 | 0 | 0 | 0 | 0 | 0 | 0 | 0 | 0 | 0 | 0 | 0 | 0
F2_Commercial_Office_New_Food Preparation_Natural Gas_Steamer_E9 | F2 | Commercial | Office | New | Food Preparation | Natural Gas | Steamer | E9 | TRC BC Ratio | 0 | 0 | 0 | 0 | 0 | 0 | 0 | 0 | 0 | 0 | 0 | 0 | 0 | 0 | 0 | 0 | 0 | 0 | 0 | 0 | 0 | 0 | 0 | 0 | 0 | 0 | 0 | 0 | 0 | 0 | 0 | 0 | 0
F2_Commercial_Office_New_Food Preparation_Natural Gas_Steamer_E10 | F2 | Commercial | Office | New | Food Preparation | Natural Gas | Steamer | E10 | TRC BC Ratio | 0 | 0 | 0 | 0 | 0 | 0 | 0 | 0 | 0 | 0 | 0 | 0 | 0 | 0 | 0 | 0 | 0 | 0 | 0 | 0 | 0 | 0 | 0 | 0 | 0 | 0 | 0 | 0 | 0 | 0 | 0 | 0 | 0
F3_Commercial_Office_New_Food Preparation_Natural Gas_Steamer_E1 | F3 | Commercial | Office | New | Food Preparation | Natural Gas | Steamer | E1 | PACT BC Ratio | 1 | 1 | 1 | 0 | 0 | 0 | 0 | 0 | 0 | 0 | 0 | 0 | 0 | 0 | 0 | 0 | 0 | 0 | 0 | 0 | 0 | 0 | 0 | 0 | 0 | 0 | 0 | 0 | 0 | 0 | 0 | 0 | 0
F3_Commercial_Office_New_Food Preparation_Natural Gas_Steamer_E2 | F3 | Commercial | Office | New | Food Preparation | Natural Gas | Steamer | E2 | PACT BC Ratio | 19.2403 | 19.2629 | 19.3665 | 1 | 1 | 1 | 1 | 1 | 1 | 1 | 1 | 1 | 1 | 1 | 1 | 1 | 1 | 1 | 1 | 1 | 1 | 1 | 1 | 1 | 1 | 1 | 1 | 1 | 1 | 1 | 1 | 1 | 1
F3_Commercial_Office_New_Food Preparation_Natural Gas_Steamer_E3 | F3 | Commercial | Office | New | Food Preparation | Natural Gas | Steamer | E3 | PACT BC Ratio | 0 | 0 | 0 | 0 | 0 | 0 | 0 | 0 | 0 | 0 | 0 | 0 | 0 | 0 | 0 | 0 | 0 | 0 | 0 | 0 | 0 | 0 | 0 | 0 | 0 | 0 | 0 | 0 | 0 | 0 | 0 | 0 | 0
F3_Commercial_Office_New_Food Preparation_Natural Gas_Steamer_E4 | F3 | Commercial | Office | New | Food Preparation | Natural Gas | Steamer | E4 | PACT BC Ratio | 0 | 0 | 0 | 0 | 0 | 0 | 0 | 0 | 0 | 0 | 0 | 0 | 0 | 0 | 0 | 0 | 0 | 0 | 0 | 0 | 0 | 0 | 0 | 0 | 0 | 0 | 0 | 0 | 0 | 0 | 0 | 0 | 0
F3_Commercial_Office_New_Food Preparation_Natural Gas_Steamer_E5 | F3 | Commercial | Office | New | Food Preparation | Natural Gas | Steamer | E5 | PACT BC Ratio | 0 | 0 | 0 | 0 | 0 | 0 | 0 | 0 | 0 | 0 | 0 | 0 | 0 | 0 | 0 | 0 | 0 | 0 | 0 | 0 | 0 | 0 | 0 | 0 | 0 | 0 | 0 | 0 | 0 | 0 | 0 | 0 | 0
F3_Commercial_Office_New_Food Preparation_Natural Gas_Steamer_E6 | F3 | Commercial | Office | New | Food Preparation | Natural Gas | Steamer | E6 | PACT BC Ratio | 0 | 0 | 0 | 0 | 0 | 0 | 0 | 0 | 0 | 0 | 0 | 0 | 0 | 0 | 0 | 0 | 0 | 0 | 0 | 0 | 0 | 0 | 0 | 0 | 0 | 0 | 0 | 0 | 0 | 0 | 0 | 0 | 0
F3_Commercial_Office_New_Food Preparation_Natural Gas_Steamer_E7 | F3 | Commercial | Office | New | Food Preparation | Natural Gas | Steamer | E7 | PACT BC Ratio | 0 | 0 | 0 | 0 | 0 | 0 | 0 | 0 | 0 | 0 | 0 | 0 | 0 | 0 | 0 | 0 | 0 | 0 | 0 | 0 | 0 | 0 | 0 | 0 | 0 | 0 | 0 | 0 | 0 | 0 | 0 | 0 | 0
F3_Commercial_Office_New_Food Preparation_Natural Gas_Steamer_E8 | F3 | Commercial | Office | New | Food Preparation | Natural Gas | Steamer | E8 | PACT BC Ratio | 0 | 0 | 0 | 0 | 0 | 0 | 0 | 0 | 0 | 0 | 0 | 0 | 0 | 0 | 0 | 0 | 0 | 0 | 0 | 0 | 0 | 0 | 0 | 0 | 0 | 0 | 0 | 0 | 0 | 0 | 0 | 0 | 0
F3_Commercial_Office_New_Food Preparation_Natural Gas_Steamer_E9 | F3 | Commercial | Office | New | Food Preparation | Natural Gas | Steamer | E9 | PACT BC Ratio | 0 | 0 | 0 | 0 | 0 | 0 | 0 | 0 | 0 | 0 | 0 | 0 | 0 | 0 | 0 | 0 | 0 | 0 | 0 | 0 | 0 | 0 | 0 | 0 | 0 | 0 | 0 | 0 | 0 | 0 | 0 | 0 | 0
F3_Commercial_Office_New_Food Preparation_Natural Gas_Steamer_E10 | F3 | Commercial | Office | New | Food Preparation | Natural Gas | Steamer | E10 | PACT BC Ratio | 0 | 0 | 0 | 0 | 0 | 0 | 0 | 0 | 0 | 0 | 0 | 0 | 0 | 0 | 0 | 0 | 0 | 0 | 0 | 0 | 0 | 0 | 0 | 0 | 0 | 0 | 0 | 0 | 0 | 0 | 0 | 0 | 0
F4_Commercial_Office_New_Food Preparation_Natural Gas_Steamer_E1 | F4 | Commercial | Office | New | Food Preparation | Natural Gas | Steamer | E1 | RVT BC Ratio | 1 | 1 | 1 | 0 | 0 | 0 | 0 | 0 | 0 | 0 | 0 | 0 | 0 | 0 | 0 | 0 | 0 | 0 | 0 | 0 | 0 | 0 | 0 | 0 | 0 | 0 | 0 | 0 | 0 | 0 | 0 | 0 | 0
F4_Commercial_Office_New_Food Preparation_Natural Gas_Steamer_E2 | F4 | Commercial | Office | New | Food Preparation | Natural Gas | Steamer | E2 | RVT BC Ratio | 21.446 | 21.4704 | 21.5821 | 1 | 1 | 1 | 1 | 1 | 1 | 1 | 1 | 1 | 1 | 1 | 1 | 1 | 1 | 1 | 1 | 1 | 1 | 1 | 1 | 1 | 1 | 1 | 1 | 1 | 1 | 1 | 1 | 1 | 1
F4_Commercial_Office_New_Food Preparation_Natural Gas_Steamer_E3 | F4 | Commercial | Office | New | Food Preparation | Natural Gas | Steamer | E3 | RVT BC Ratio | 0 | 0 | 0 | 0 | 0 | 0 | 0 | 0 | 0 | 0 | 0 | 0 | 0 | 0 | 0 | 0 | 0 | 0 | 0 | 0 | 0 | 0 | 0 | 0 | 0 | 0 | 0 | 0 | 0 | 0 | 0 | 0 | 0
F4_Commercial_Office_New_Food Preparation_Natural Gas_Steamer_E4 | F4 | Commercial | Office | New | Food Preparation | Natural Gas | Steamer | E4 | RVT BC Ratio | 0 | 0 | 0 | 0 | 0 | 0 | 0 | 0 | 0 | 0 | 0 | 0 | 0 | 0 | 0 | 0 | 0 | 0 | 0 | 0 | 0 | 0 | 0 | 0 | 0 | 0 | 0 | 0 | 0 | 0 | 0 | 0 | 0
F4_Commercial_Office_New_Food Preparation_Natural Gas_Steamer_E5 | F4 | Commercial | Office | New | Food Preparation | Natural Gas | Steamer | E5 | RVT BC Ratio | 0 | 0 | 0 | 0 | 0 | 0 | 0 | 0 | 0 | 0 | 0 | 0 | 0 | 0 | 0 | 0 | 0 | 0 | 0 | 0 | 0 | 0 | 0 | 0 | 0 | 0 | 0 | 0 | 0 | 0 | 0 | 0 | 0
F4_Commercial_Office_New_Food Preparation_Natural Gas_Steamer_E6 | F4 | Commercial | Office | New | Food Preparation | Natural Gas | Steamer | E6 | RVT BC Ratio | 0 | 0 | 0 | 0 | 0 | 0 | 0 | 0 | 0 | 0 | 0 | 0 | 0 | 0 | 0 | 0 | 0 | 0 | 0 | 0 | 0 | 0 | 0 | 0 | 0 | 0 | 0 | 0 | 0 | 0 | 0 | 0 | 0
F4_Commercial_Office_New_Food Preparation_Natural Gas_Steamer_E7 | F4 | Commercial | Office | New | Food Preparation | Natural Gas | Steamer | E7 | RVT BC Ratio | 0 | 0 | 0 | 0 | 0 | 0 | 0 | 0 | 0 | 0 | 0 | 0 | 0 | 0 | 0 | 0 | 0 | 0 | 0 | 0 | 0 | 0 | 0 | 0 | 0 | 0 | 0 | 0 | 0 | 0 | 0 | 0 | 0
F4_Commercial_Office_New_Food Preparation_Natural Gas_Steamer_E8 | F4 | Commercial | Office | New | Food Preparation | Natural Gas | Steamer | E8 | RVT BC Ratio | 0 | 0 | 0 | 0 | 0 | 0 | 0 | 0 | 0 | 0 | 0 | 0 | 0 | 0 | 0 | 0 | 0 | 0 | 0 | 0 | 0 | 0 | 0 | 0 | 0 | 0 | 0 | 0 | 0 | 0 | 0 | 0 | 0
F4_Commercial_Office_New_Food Preparation_Natural Gas_Steamer_E9 | F4 | Commercial | Office | New | Food Preparation | Natural Gas | Steamer | E9 | RVT BC Ratio | 0 | 0 | 0 | 0 | 0 | 0 | 0 | 0 | 0 | 0 | 0 | 0 | 0 | 0 | 0 | 0 | 0 | 0 | 0 | 0 | 0 | 0 | 0 | 0 | 0 | 0 | 0 | 0 | 0 | 0 | 0 | 0 | 0
F4_Commercial_Office_New_Food Preparation_Natural Gas_Steamer_E10 | F4 | Commercial | Office | New | Food Preparation | Natural Gas | Steamer | E10 | RVT BC Ratio | 0 | 0 | 0 | 0 | 0 | 0 | 0 | 0 | 0 | 0 | 0 | 0 | 0 | 0 | 0 | 0 | 0 | 0 | 0 | 0 | 0 | 0 | 0 | 0 | 0 | 0 | 0 | 0 | 0 | 0 | 0 | 0 | 0
F5_Commercial_Office_New_Food Preparation_Natural Gas_Steamer_E1 | F5 | Commercial | Office | New | Food Preparation | Natural Gas | Steamer | E1 | RIM BC Ratio | 1 | 1 | 1 | 0 | 0 | 0 | 0 | 0 | 0 | 0 | 0 | 0 | 0 | 0 | 0 | 0 | 0 | 0 | 0 | 0 | 0 | 0 | 0 | 0 | 0 | 0 | 0 | 0 | 0 | 0 | 0 | 0 | 0
F5_Commercial_Office_New_Food Preparation_Natural Gas_Steamer_E2 | F5 | Commercial | Office | New | Food Preparation | Natural Gas | Steamer | E2 | RIM BC Ratio | 0.79997 | 0.80001 | 0.80019 | 1 | 1 | 1 | 1 | 1 | 1 | 1 | 1 | 1 | 1 | 1 | 1 | 1 | 1 | 1 | 1 | 1 | 1 | 1 | 1 | 1 | 1 | 1 | 1 | 1 | 1 | 1 | 1 | 1 | 1
F5_Commercial_Office_New_Food Preparation_Natural Gas_Steamer_E3 | F5 | Commercial | Office | New | Food Preparation | Natural Gas | Steamer | E3 | RIM BC Ratio | 0 | 0 | 0 | 0 | 0 | 0 | 0 | 0 | 0 | 0 | 0 | 0 | 0 | 0 | 0 | 0 | 0 | 0 | 0 | 0 | 0 | 0 | 0 | 0 | 0 | 0 | 0 | 0 | 0 | 0 | 0 | 0 | 0
F5_Commercial_Office_New_Food Preparation_Natural Gas_Steamer_E4 | F5 | Commercial | Office | New | Food Preparation | Natural Gas | Steamer | E4 | RIM BC Ratio | 0 | 0 | 0 | 0 | 0 | 0 | 0 | 0 | 0 | 0 | 0 | 0 | 0 | 0 | 0 | 0 | 0 | 0 | 0 | 0 | 0 | 0 | 0 | 0 | 0 | 0 | 0 | 0 | 0 | 0 | 0 | 0 | 0
F5_Commercial_Office_New_Food Preparation_Natural Gas_Steamer_E5 | F5 | Commercial | Office | New | Food Preparation | Natural Gas | Steamer | E5 | RIM BC Ratio | 0 | 0 | 0 | 0 | 0 | 0 | 0 | 0 | 0 | 0 | 0 | 0 | 0 | 0 | 0 | 0 | 0 | 0 | 0 | 0 | 0 | 0 | 0 | 0 | 0 | 0 | 0 | 0 | 0 | 0 | 0 | 0 | 0
F5_Commercial_Office_New_Food Preparation_Natural Gas_Steamer_E6 | F5 | Commercial | Office | New | Food Preparation | Natural Gas | Steamer | E6 | RIM BC Ratio | 0 | 0 | 0 | 0 | 0 | 0 | 0 | 0 | 0 | 0 | 0 | 0 | 0 | 0 | 0 | 0 | 0 | 0 | 0 | 0 | 0 | 0 | 0 | 0 | 0 | 0 | 0 | 0 | 0 | 0 | 0 | 0 | 0
F5_Commercial_Office_New_Food Preparation_Natural Gas_Steamer_E7 | F5 | Commercial | Office | New | Food Preparation | Natural Gas | Steamer | E7 | RIM BC Ratio | 0 | 0 | 0 | 0 | 0 | 0 | 0 | 0 | 0 | 0 | 0 | 0 | 0 | 0 | 0 | 0 | 0 | 0 | 0 | 0 | 0 | 0 | 0 | 0 | 0 | 0 | 0 | 0 | 0 | 0 | 0 | 0 | 0
F5_Commercial_Office_New_Food Preparation_Natural Gas_Steamer_E8 | F5 | Commercial | Office | New | Food Preparation | Natural Gas | Steamer | E8 | RIM BC Ratio | 0 | 0 | 0 | 0 | 0 | 0 | 0 | 0 | 0 | 0 | 0 | 0 | 0 | 0 | 0 | 0 | 0 | 0 | 0 | 0 | 0 | 0 | 0 | 0 | 0 | 0 | 0 | 0 | 0 | 0 | 0 | 0 | 0
F5_Commercial_Office_New_Food Preparation_Natural Gas_Steamer_E9 | F5 | Commercial | Office | New | Food Preparation | Natural Gas | Steamer | E9 | RIM BC Ratio | 0 | 0 | 0 | 0 | 0 | 0 | 0 | 0 | 0 | 0 | 0 | 0 | 0 | 0 | 0 | 0 | 0 | 0 | 0 | 0 | 0 | 0 | 0 | 0 | 0 | 0 | 0 | 0 | 0 | 0 | 0 | 0 | 0
F5_Commercial_Office_New_Food Preparation_Natural Gas_Steamer_E10 | F5 | Commercial | Office | New | Food Preparation | Natural Gas | Steamer | E10 | RIM BC Ratio | 0 | 0 | 0 | 0 | 0 | 0 | 0 | 0 | 0 | 0 | 0 | 0 | 0 | 0 | 0 | 0 | 0 | 0 | 0 | 0 | 0 | 0 | 0 | 0 | 0 | 0 | 0 | 0 | 0 | 0 | 0 | 0 | 0
F0_Commercial_Office_New_Food Preparation_Natural Gas_Food Prep Other_E0 | F0 | Commercial | Office | New | Food Preparation | Natural Gas | Food Prep Other | E0 | Economic Unit | Standard | Standard | Standard | Standard | Standard | Standard | Standard | Standard | Standard | Standard | Standard | Standard | Standard | Standard | Standard | Standard | Standard | Standard | Standard | Standard | Standard | Standard | Standard | Standard | Standard | Standard | Standard | Standard | Standard | Standard | Standard | Standard | Standard
F1_Commercial_Office_New_Food Preparation_Natural Gas_Food Prep Other_E1 | F1 | Commercial | Office | New | Food Preparation | Natural Gas | Food Prep Other | E1 | CCE | 0 | 0 | 0 | 0 | 0 | 0 | 0 | 0 | 0 | 0 | 0 | 0 | 0 | 0 | 0 | 0 | 0 | 0 | 0 | 0 | 0 | 0 | 0 | 0 | 0 | 0 | 0 | 0 | 0 | 0 | 0 | 0 | 0
F1_Commercial_Office_New_Food Preparation_Natural Gas_Food Prep Other_E2 | F1 | Commercial | Office | New | Food Preparation | Natural Gas | Food Prep Other | E2 | CCE | 16.9852 | 17.5855 | 15.7861 | 16.0821 | 16.0821 | 16.0821 | 16.0821 | 16.0821 | 16.0821 | 16.0821 | 16.0821 | 16.0821 | 16.0821 | 16.0821 | 16.0821 | 16.0821 | 16.0821 | 16.0821 | 16.0821 | 16.0821 | 16.0821 | 16.0821 | 16.0821 | 16.0821 | 16.0821 | 16.0821 | 16.0821 | 16.0821 | 16.0821 | 16.0821 | 16.0821 | 16.0821 | 16.0821
F1_Commercial_Office_New_Food Preparation_Natural Gas_Food Prep Other_E3 | F1 | Commercial | Office | New | Food Preparation | Natural Gas | Food Prep Other | E3 | CCE | 0 | 0 | 0 | 0 | 0 | 0 | 0 | 0 | 0 | 0 | 0 | 0 | 0 | 0 | 0 | 0 | 0 | 0 | 0 | 0 | 0 | 0 | 0 | 0 | 0 | 0 | 0 | 0 | 0 | 0 | 0 | 0 | 0
F1_Commercial_Office_New_Food Preparation_Natural Gas_Food Prep Other_E4 | F1 | Commercial | Office | New | Food Preparation | Natural Gas | Food Prep Other | E4 | CCE | 0 | 0 | 0 | 0 | 0 | 0 | 0 | 0 | 0 | 0 | 0 | 0 | 0 | 0 | 0 | 0 | 0 | 0 | 0 | 0 | 0 | 0 | 0 | 0 | 0 | 0 | 0 | 0 | 0 | 0 | 0 | 0 | 0
F1_Commercial_Office_New_Food Preparation_Natural Gas_Food Prep Other_E5 | F1 | Commercial | Office | New | Food Preparation | Natural Gas | Food Prep Other | E5 | CCE | 0 | 0 | 0 | 0 | 0 | 0 | 0 | 0 | 0 | 0 | 0 | 0 | 0 | 0 | 0 | 0 | 0 | 0 | 0 | 0 | 0 | 0 | 0 | 0 | 0 | 0 | 0 | 0 | 0 | 0 | 0 | 0 | 0
F1_Commercial_Office_New_Food Preparation_Natural Gas_Food Prep Other_E6 | F1 | Commercial | Office | New | Food Preparation | Natural Gas | Food Prep Other | E6 | CCE | 0 | 0 | 0 | 0 | 0 | 0 | 0 | 0 | 0 | 0 | 0 | 0 | 0 | 0 | 0 | 0 | 0 | 0 | 0 | 0 | 0 | 0 | 0 | 0 | 0 | 0 | 0 | 0 | 0 | 0 | 0 | 0 | 0
F1_Commercial_Office_New_Food Preparation_Natural Gas_Food Prep Other_E7 | F1 | Commercial | Office | New | Food Preparation | Natural Gas | Food Prep Other | E7 | CCE | 0 | 0 | 0 | 0 | 0 | 0 | 0 | 0 | 0 | 0 | 0 | 0 | 0 | 0 | 0 | 0 | 0 | 0 | 0 | 0 | 0 | 0 | 0 | 0 | 0 | 0 | 0 | 0 | 0 | 0 | 0 | 0 | 0
F1_Commercial_Office_New_Food Preparation_Natural Gas_Food Prep Other_E8 | F1 | Commercial | Office | New | Food Preparation | Natural Gas | Food Prep Other | E8 | CCE | 0 | 0 | 0 | 0 | 0 | 0 | 0 | 0 | 0 | 0 | 0 | 0 | 0 | 0 | 0 | 0 | 0 | 0 | 0 | 0 | 0 | 0 | 0 | 0 | 0 | 0 | 0 | 0 | 0 | 0 | 0 | 0 | 0
F1_Commercial_Office_New_Food Preparation_Natural Gas_Food Prep Other_E9 | F1 | Commercial | Office | New | Food Preparation | Natural Gas | Food Prep Other | E9 | CCE | 0 | 0 | 0 | 0 | 0 | 0 | 0 | 0 | 0 | 0 | 0 | 0 | 0 | 0 | 0 | 0 | 0 | 0 | 0 | 0 | 0 | 0 | 0 | 0 | 0 | 0 | 0 | 0 | 0 | 0 | 0 | 0 | 0
F1_Commercial_Office_New_Food Preparation_Natural Gas_Food Prep Other_E10 | F1 | Commercial | Office | New | Food Preparation | Natural Gas | Food Prep Other | E10 | CCE | 0 | 0 | 0 | 0 | 0 | 0 | 0 | 0 | 0 | 0 | 0 | 0 | 0 | 0 | 0 | 0 | 0 | 0 | 0 | 0 | 0 | 0 | 0 | 0 | 0 | 0 | 0 | 0 | 0 | 0 | 0 | 0 | 0
F2_Commercial_Office_New_Food Preparation_Natural Gas_Food Prep Other_E1 | F2 | Commercial | Office | New | Food Preparation | Natural Gas | Food Prep Other | E1 | TRC BC Ratio | bar: 2019 to 2051
F2_Commercial_Office_New_Food Preparation_Natural Gas_Food Prep Other_E2 | F2 | Commercial | Office | New | Food Preparation | Natural Gas | Food Prep Other | E2 | TRC BC Ratio | 0.096778 | 0.096763 | 0.097228 | 0.096513 | 0.096078 | 0.096394 | 0.097347 | 0.098099 | 0.099032 | 0.099913 | 0.1008 | 0.10161 | 0.10248 | 0.1034 | 0.10427 | 0.10515 | 0.10605 | 0.10703 | 0.10805 | 0.10913 | 0.11019 | 0.1113 | 0.11232 | 0.11337 | 0.11431 | 0.11512 | 0.11585 | 0.11649 | 0.11699 | 0.11739 | 0.11761 | 0.11776 | 0.11776
F2_Commercial_Office_New_Food Preparation_Natural Gas_Food Prep Other_E3 | F2 | Commercial | Office | New | Food Preparation | Natural Gas | Food Prep Other | E3 | TRC BC Ratio | 0 | 0 | 0 | 0 | 0 | 0 | 0 | 0 | 0 | 0 | 0 | 0 | 0 | 0 | 0 | 0 | 0 | 0 | 0 | 0 | 0 | 0 | 0 | 0 | 0 | 0 | 0 | 0 | 0 | 0 | 0 | 0 | 0
F2_Commercial_Office_New_Food Preparation_Natural Gas_Food Prep Other_E4 | F2 | Commercial | Office | New | Food Preparation | Natural Gas | Food Prep Other | E4 | TRC BC Ratio | 0 | 0 | 0 | 0 | 0 | 0 | 0 | 0 | 0 | 0 | 0 | 0 | 0 | 0 | 0 | 0 | 0 | 0 | 0 | 0 | 0 | 0 | 0 | 0 | 0 | 0 | 0 | 0 | 0 | 0 | 0 | 0 | 0
F2_Commercial_Office_New_Food Preparation_Natural Gas_Food Prep Other_E5 | F2 | Commercial | Office | New | Food Preparation | Natural Gas | Food Prep Other | E5 | TRC BC Ratio | 0 | 0 | 0 | 0 | 0 | 0 | 0 | 0 | 0 | 0 | 0 | 0 | 0 | 0 | 0 | 0 | 0 | 0 | 0 | 0 | 0 | 0 | 0 | 0 | 0 | 0 | 0 | 0 | 0 | 0 | 0 | 0 | 0
F2_Commercial_Office_New_Food Preparation_Natural Gas_Food Prep Other_E6 | F2 | Commercial | Office | New | Food Preparation | Natural Gas | Food Prep Other | E6 | TRC BC Ratio | 0 | 0 | 0 | 0 | 0 | 0 | 0 | 0 | 0 | 0 | 0 | 0 | 0 | 0 | 0 | 0 | 0 | 0 | 0 | 0 | 0 | 0 | 0 | 0 | 0 | 0 | 0 | 0 | 0 | 0 | 0 | 0 | 0
F2_Commercial_Office_New_Food Preparation_Natural Gas_Food Prep Other_E7 | F2 | Commercial | Office | New | Food Preparation | Natural Gas | Food Prep Other | E7 | TRC BC Ratio | 0 | 0 | 0 | 0 | 0 | 0 | 0 | 0 | 0 | 0 | 0 | 0 | 0 | 0 | 0 | 0 | 0 | 0 | 0 | 0 | 0 | 0 | 0 | 0 | 0 | 0 | 0 | 0 | 0 | 0 | 0 | 0 | 0
F2_Commercial_Office_New_Food Preparation_Natural Gas_Food Prep Other_E8 | F2 | Commercial | Office | New | Food Preparation | Natural Gas | Food Prep Other | E8 | TRC BC Ratio | 0 | 0 | 0 | 0 | 0 | 0 | 0 | 0 | 0 | 0 | 0 | 0 | 0 | 0 | 0 | 0 | 0 | 0 | 0 | 0 | 0 | 0 | 0 | 0 | 0 | 0 | 0 | 0 | 0 | 0 | 0 | 0 | 0
F2_Commercial_Office_New_Food Preparation_Natural Gas_Food Prep Other_E9 | F2 | Commercial | Office | New | Food Preparation | Natural Gas | Food Prep Other | E9 | TRC BC Ratio | 0 | 0 | 0 | 0 | 0 | 0 | 0 | 0 | 0 | 0 | 0 | 0 | 0 | 0 | 0 | 0 | 0 | 0 | 0 | 0 | 0 | 0 | 0 | 0 | 0 | 0 | 0 | 0 | 0 | 0 | 0 | 0 | 0
F2_Commercial_Office_New_Food Preparation_Natural Gas_Food Prep Other_E10 | F2 | Commercial | Office | New | Food Preparation | Natural Gas | Food Prep Other | E10 | TRC BC Ratio | 0 | 0 | 0 | 0 | 0 | 0 | 0 | 0 | 0 | 0 | 0 | 0 | 0 | 0 | 0 | 0 | 0 | 0 | 0 | 0 | 0 | 0 | 0 | 0 | 0 | 0 | 0 | 0 | 0 | 0 | 0 | 0 | 0
F3_Commercial_Office_New_Food Preparation_Natural Gas_Food Prep Other_E1 | F3 | Commercial | Office | New | Food Preparation | Natural Gas | Food Prep Other | E1 | PACT BC Ratio | bar: 2019 to 2051
F3_Commercial_Office_New_Food Preparation_Natural Gas_Food Prep Other_E2 | F3 | Commercial | Office | New | Food Preparation | Natural Gas | Food Prep Other | E2 | PACT BC Ratio | 0.12904 | 0.12902 | 0.12964 | 0.12868 | 0.1281 | 0.12853 | 0.1298 | 0.1308 | 0.13204 | 0.13322 | 0.1344 | 0.13548 | 0.13665 | 0.13786 | 0.13902 | 0.1402 | 0.1414 | 0.14271 | 0.14407 | 0.14551 | 0.14692 | 0.14839 | 0.14976 | 0.15117 | 0.15241 | 0.15349 | 0.15447 | 0.15532 | 0.15598 | 0.15652 | 0.15682 | 0.15702 | 0.15702
F3_Commercial_Office_New_Food Preparation_Natural Gas_Food Prep Other_E3 | F3 | Commercial | Office | New | Food Preparation | Natural Gas | Food Prep Other | E3 | PACT BC Ratio | 0 | 0 | 0 | 0 | 0 | 0 | 0 | 0 | 0 | 0 | 0 | 0 | 0 | 0 | 0 | 0 | 0 | 0 | 0 | 0 | 0 | 0 | 0 | 0 | 0 | 0 | 0 | 0 | 0 | 0 | 0 | 0 | 0
F3_Commercial_Office_New_Food Preparation_Natural Gas_Food Prep Other_E4 | F3 | Commercial | Office | New | Food Preparation | Natural Gas | Food Prep Other | E4 | PACT BC Ratio | 0 | 0 | 0 | 0 | 0 | 0 | 0 | 0 | 0 | 0 | 0 | 0 | 0 | 0 | 0 | 0 | 0 | 0 | 0 | 0 | 0 | 0 | 0 | 0 | 0 | 0 | 0 | 0 | 0 | 0 | 0 | 0 | 0
F3_Commercial_Office_New_Food Preparation_Natural Gas_Food Prep Other_E5 | F3 | Commercial | Office | New | Food Preparation | Natural Gas | Food Prep Other | E5 | PACT BC Ratio | 0 | 0 | 0 | 0 | 0 | 0 | 0 | 0 | 0 | 0 | 0 | 0 | 0 | 0 | 0 | 0 | 0 | 0 | 0 | 0 | 0 | 0 | 0 | 0 | 0 | 0 | 0 | 0 | 0 | 0 | 0 | 0 | 0
F3_Commercial_Office_New_Food Preparation_Natural Gas_Food Prep Other_E6 | F3 | Commercial | Office | New | Food Preparation | Natural Gas | Food Prep Other | E6 | PACT BC Ratio | 0 | 0 | 0 | 0 | 0 | 0 | 0 | 0 | 0 | 0 | 0 | 0 | 0 | 0 | 0 | 0 | 0 | 0 | 0 | 0 | 0 | 0 | 0 | 0 | 0 | 0 | 0 | 0 | 0 | 0 | 0 | 0 | 0
F3_Commercial_Office_New_Food Preparation_Natural Gas_Food Prep Other_E7 | F3 | Commercial | Office | New | Food Preparation | Natural Gas | Food Prep Other | E7 | PACT BC Ratio | 0 | 0 | 0 | 0 | 0 | 0 | 0 | 0 | 0 | 0 | 0 | 0 | 0 | 0 | 0 | 0 | 0 | 0 | 0 | 0 | 0 | 0 | 0 | 0 | 0 | 0 | 0 | 0 | 0 | 0 | 0 | 0 | 0
F3_Commercial_Office_New_Food Preparation_Natural Gas_Food Prep Other_E8 | F3 | Commercial | Office | New | Food Preparation | Natural Gas | Food Prep Other | E8 | PACT BC Ratio | 0 | 0 | 0 | 0 | 0 | 0 | 0 | 0 | 0 | 0 | 0 | 0 | 0 | 0 | 0 | 0 | 0 | 0 | 0 | 0 | 0 | 0 | 0 | 0 | 0 | 0 | 0 | 0 | 0 | 0 | 0 | 0 | 0
F3_Commercial_Office_New_Food Preparation_Natural Gas_Food Prep Other_E9 | F3 | Commercial | Office | New | Food Preparation | Natural Gas | Food Prep Other | E9 | PACT BC Ratio | 0 | 0 | 0 | 0 | 0 | 0 | 0 | 0 | 0 | 0 | 0 | 0 | 0 | 0 | 0 | 0 | 0 | 0 | 0 | 0 | 0 | 0 | 0 | 0 | 0 | 0 | 0 | 0 | 0 | 0 | 0 | 0 | 0
F3_Commercial_Office_New_Food Preparation_Natural Gas_Food Prep Other_E10 | F3 | Commercial | Office | New | Food Preparation | Natural Gas | Food Prep Other | E10 | PACT BC Ratio | 0 | 0 | 0 | 0 | 0 | 0 | 0 | 0 | 0 | 0 | 0 | 0 | 0 | 0 | 0 | 0 | 0 | 0 | 0 | 0 | 0 | 0 | 0 | 0 | 0 | 0 | 0 | 0 | 0 | 0 | 0 | 0 | 0
F4_Commercial_Office_New_Food Preparation_Natural Gas_Food Prep Other_E1 | F4 | Commercial | Office | New | Food Preparation | Natural Gas | Food Prep Other | E1 | RVT BC Ratio | bar: 2019 to 2051
F4_Commercial_Office_New_Food Preparation_Natural Gas_Food Prep Other_E2 | F4 | Commercial | Office | New | Food Preparation | Natural Gas | Food Prep Other | E2 | RVT BC Ratio | 0.83914 | 0.83911 | 0.83978 | 0.83875 | 0.83813 | 0.83858 | 0.83995 | 0.84103 | 0.84238 | 0.84364 | 0.84492 | 0.84609 | 0.84734 | 0.84865 | 0.8499 | 0.85118 | 0.85247 | 0.85388 | 0.85535 | 0.85689 | 0.85842 | 0.86001 | 0.86148 | 0.863 | 0.86434 | 0.8655 | 0.86656 | 0.86747 | 0.86819 | 0.86877 | 0.86909 | 0.86931 | 0.86931
F4_Commercial_Office_New_Food Preparation_Natural Gas_Food Prep Other_E3 | F4 | Commercial | Office | New | Food Preparation | Natural Gas | Food Prep Other | E3 | RVT BC Ratio | 0 | 0 | 0 | 0 | 0 | 0 | 0 | 0 | 0 | 0 | 0 | 0 | 0 | 0 | 0 | 0 | 0 | 0 | 0 | 0 | 0 | 0 | 0 | 0 | 0 | 0 | 0 | 0 | 0 | 0 | 0 | 0 | 0
F4_Commercial_Office_New_Food Preparation_Natural Gas_Food Prep Other_E4 | F4 | Commercial | Office | New | Food Preparation | Natural Gas | Food Prep Other | E4 | RVT BC Ratio | 0 | 0 | 0 | 0 | 0 | 0 | 0 | 0 | 0 | 0 | 0 | 0 | 0 | 0 | 0 | 0 | 0 | 0 | 0 | 0 | 0 | 0 | 0 | 0 | 0 | 0 | 0 | 0 | 0 | 0 | 0 | 0 | 0
F4_Commercial_Office_New_Food Preparation_Natural Gas_Food Prep Other_E5 | F4 | Commercial | Office | New | Food Preparation | Natural Gas | Food Prep Other | E5 | RVT BC Ratio | 0 | 0 | 0 | 0 | 0 | 0 | 0 | 0 | 0 | 0 | 0 | 0 | 0 | 0 | 0 | 0 | 0 | 0 | 0 | 0 | 0 | 0 | 0 | 0 | 0 | 0 | 0 | 0 | 0 | 0 | 0 | 0 | 0
F4_Commercial_Office_New_Food Preparation_Natural Gas_Food Prep Other_E6 | F4 | Commercial | Office | New | Food Preparation | Natural Gas | Food Prep Other | E6 | RVT BC Ratio | 0 | 0 | 0 | 0 | 0 | 0 | 0 | 0 | 0 | 0 | 0 | 0 | 0 | 0 | 0 | 0 | 0 | 0 | 0 | 0 | 0 | 0 | 0 | 0 | 0 | 0 | 0 | 0 | 0 | 0 | 0 | 0 | 0
F4_Commercial_Office_New_Food Preparation_Natural Gas_Food Prep Other_E7 | F4 | Commercial | Office | New | Food Preparation | Natural Gas | Food Prep Other | E7 | RVT BC Ratio | 0 | 0 | 0 | 0 | 0 | 0 | 0 | 0 | 0 | 0 | 0 | 0 | 0 | 0 | 0 | 0 | 0 | 0 | 0 | 0 | 0 | 0 | 0 | 0 | 0 | 0 | 0 | 0 | 0 | 0 | 0 | 0 | 0
F4_Commercial_Office_New_Food Preparation_Natural Gas_Food Prep Other_E8 | F4 | Commercial | Office | New | Food Preparation | Natural Gas | Food Prep Other | E8 | RVT BC Ratio | 0 | 0 | 0 | 0 | 0 | 0 | 0 | 0 | 0 | 0 | 0 | 0 | 0 | 0 | 0 | 0 | 0 | 0 | 0 | 0 | 0 | 0 | 0 | 0 | 0 | 0 | 0 | 0 | 0 | 0 | 0 | 0 | 0
F4_Commercial_Office_New_Food Preparation_Natural Gas_Food Prep Other_E9 | F4 | Commercial | Office | New | Food Preparation | Natural Gas | Food Prep Other | E9 | RVT BC Ratio | 0 | 0 | 0 | 0 | 0 | 0 | 0 | 0 | 0 | 0 | 0 | 0 | 0 | 0 | 0 | 0 | 0 | 0 | 0 | 0 | 0 | 0 | 0 | 0 | 0 | 0 | 0 | 0 | 0 | 0 | 0 | 0 | 0
F4_Commercial_Office_New_Food Preparation_Natural Gas_Food Prep Other_E10 | F4 | Commercial | Office | New | Food Preparation | Natural Gas | Food Prep Other | E10 | RVT BC Ratio | 0 | 0 | 0 | 0 | 0 | 0 | 0 | 0 | 0 | 0 | 0 | 0 | 0 | 0 | 0 | 0 | 0 | 0 | 0 | 0 | 0 | 0 | 0 | 0 | 0 | 0 | 0 | 0 | 0 | 0 | 0 | 0 | 0
F5_Commercial_Office_New_Food Preparation_Natural Gas_Food Prep Other_E1 | F5 | Commercial | Office | New | Food Preparation | Natural Gas | Food Prep Other | E1 | RIM BC Ratio | bar: 2019 to 2051
F5_Commercial_Office_New_Food Preparation_Natural Gas_Food Prep Other_E2 | F5 | Commercial | Office | New | Food Preparation | Natural Gas | Food Prep Other | E2 | RIM BC Ratio | 0.11176 | 0.11174 | 0.11221 | 0.11149 | 0.11106 | 0.11138 | 0.11233 | 0.11308 | 0.11401 | 0.11488 | 0.11576 | 0.11656 | 0.11742 | 0.11832 | 0.11917 | 0.12004 | 0.12092 | 0.12187 | 0.12286 | 0.12391 | 0.12493 | 0.12599 | 0.12697 | 0.12799 | 0.12888 | 0.12965 | 0.13035 | 0.13095 | 0.13142 | 0.13181 | 0.13202 | 0.13216 | 0.13216
F5_Commercial_Office_New_Food Preparation_Natural Gas_Food Prep Other_E3 | F5 | Commercial | Office | New | Food Preparation | Natural Gas | Food Prep Other | E3 | RIM BC Ratio | 0 | 0 | 0 | 0 | 0 | 0 | 0 | 0 | 0 | 0 | 0 | 0 | 0 | 0 | 0 | 0 | 0 | 0 | 0 | 0 | 0 | 0 | 0 | 0 | 0 | 0 | 0 | 0 | 0 | 0 | 0 | 0 | 0
F5_Commercial_Office_New_Food Preparation_Natural Gas_Food Prep Other_E4 | F5 | Commercial | Office | New | Food Preparation | Natural Gas | Food Prep Other | E4 | RIM BC Ratio | 0 | 0 | 0 | 0 | 0 | 0 | 0 | 0 | 0 | 0 | 0 | 0 | 0 | 0 | 0 | 0 | 0 | 0 | 0 | 0 | 0 | 0 | 0 | 0 | 0 | 0 | 0 | 0 | 0 | 0 | 0 | 0 | 0
F5_Commercial_Office_New_Food Preparation_Natural Gas_Food Prep Other_E5 | F5 | Commercial | Office | New | Food Preparation | Natural Gas | Food Prep Other | E5 | RIM BC Ratio | 0 | 0 | 0 | 0 | 0 | 0 | 0 | 0 | 0 | 0 | 0 | 0 | 0 | 0 | 0 | 0 | 0 | 0 | 0 | 0 | 0 | 0 | 0 | 0 | 0 | 0 | 0 | 0 | 0 | 0 | 0 | 0 | 0
F5_Commercial_Office_New_Food Preparation_Natural Gas_Food Prep Other_E6 | F5 | Commercial | Office | New | Food Preparation | Natural Gas | Food Prep Other | E6 | RIM BC Ratio | 0 | 0 | 0 | 0 | 0 | 0 | 0 | 0 | 0 | 0 | 0 | 0 | 0 | 0 | 0 | 0 | 0 | 0 | 0 | 0 | 0 | 0 | 0 | 0 | 0 | 0 | 0 | 0 | 0 | 0 | 0 | 0 | 0
F5_Commercial_Office_New_Food Preparation_Natural Gas_Food Prep Other_E7 | F5 | Commercial | Office | New | Food Preparation | Natural Gas | Food Prep Other | E7 | RIM BC Ratio | 0 | 0 | 0 | 0 | 0 | 0 | 0 | 0 | 0 | 0 | 0 | 0 | 0 | 0 | 0 | 0 | 0 | 0 | 0 | 0 | 0 | 0 | 0 | 0 | 0 | 0 | 0 | 0 | 0 | 0 | 0 | 0 | 0
F5_Commercial_Office_New_Food Preparation_Natural Gas_Food Prep Other_E8 | F5 | Commercial | Office | New | Food Preparation | Natural Gas | Food Prep Other | E8 | RIM BC Ratio | 0 | 0 | 0 | 0 | 0 | 0 | 0 | 0 | 0 | 0 | 0 | 0 | 0 | 0 | 0 | 0 | 0 | 0 | 0 | 0 | 0 | 0 | 0 | 0 | 0 | 0 | 0 | 0 | 0 | 0 | 0 | 0 | 0
F5_Commercial_Office_New_Food Preparation_Natural Gas_Food Prep Other_E9 | F5 | Commercial | Office | New | Food Preparation | Natural Gas | Food Prep Other | E9 | RIM BC Ratio | 0 | 0 | 0 | 0 | 0 | 0 | 0 | 0 | 0 | 0 | 0 | 0 | 0 | 0 | 0 | 0 | 0 | 0 | 0 | 0 | 0 | 0 | 0 | 0 | 0 | 0 | 0 | 0 | 0 | 0 | 0 | 0 | 0
F5_Commercial_Office_New_Food Preparation_Natural Gas_Food Prep Other_E10 | F5 | Commercial | Office | New | Food Preparation | Natural Gas | Food Prep Other | E10 | RIM BC Ratio | 0 | 0 | 0 | 0 | 0 | 0 | 0 | 0 | 0 | 0 | 0 | 0 | 0 | 0 | 0 | 0 | 0 | 0 | 0 | 0 | 0 | 0 | 0 | 0 | 0 | 0 | 0 | 0 | 0 | 0 | 0 | 0 | 0
F0_Commercial_Office_New_Miscellaneous_Natural Gas_Pool Heater_E0 | F0 | Commercial | Office | New | Miscellaneous | Natural Gas | Pool Heater | E0 | Economic Unit | Standard (EF .78) | Standard (EF .78) | Standard (EF .78) | Standard (EF .78) | Standard (EF .78) | Standard (EF .78) | Standard (EF .78) | Standard (EF .78) | Standard (EF .78) | Standard (EF .78) | Standard (EF .78) | Standard (EF .78) | Standard (EF .78) | Standard (EF .78) | Standard (EF .78) | Standard (EF .78) | Standard (EF .78) | Standard (EF .78) | Standard (EF .78) | Standard (EF .78) | Standard (EF .78) | Standard (EF .78) | Standard (EF .78) | Standard (EF .78) | Standard (EF .78) | Standard (EF .78) | Standard (EF .78) | Standard (EF .78) | Standard (EF .78) | Standard (EF .78) | Standard (EF .78) | Standard (EF .78) | Standard (EF .78)
F1_Commercial_Office_New_Miscellaneous_Natural Gas_Pool Heater_E1 | F1 | Commercial | Office | New | Miscellaneous | Natural Gas | Pool Heater | E1 | CCE | 0 | 0 | 0 | 0 | 0 | 0 | 0 | 0 | 0 | 0 | 0 | 0 | 0 | 0 | 0 | 0 | 0 | 0 | 0 | 0 | 0 | 0 | 0 | 0 | 0 | 0 | 0 | 0 | 0 | 0 | 0 | 0 | 0
F1_Commercial_Office_New_Miscellaneous_Natural Gas_Pool Heater_E2 | F1 | Commercial | Office | New | Miscellaneous | Natural Gas | Pool Heater | E2 | CCE | 1.2677 | 1.3125 | 1.1782 | 1.2003 | 1.2003 | 1.2003 | 1.2003 | 1.2003 | 1.2003 | 1.2003 | 1.2003 | 1.2003 | 1.2003 | 1.2003 | 1.2003 | 1.2003 | 1.2003 | 1.2003 | 1.2003 | 1.2003 | 1.2003 | 1.2003 | 1.2003 | 1.2003 | 1.2003 | 1.2003 | 1.2003 | 1.2003 | 1.2003 | 1.2003 | 1.2003 | 1.2003 | 1.2003
F1_Commercial_Office_New_Miscellaneous_Natural Gas_Pool Heater_E3 | F1 | Commercial | Office | New | Miscellaneous | Natural Gas | Pool Heater | E3 | CCE | 0 | 0 | 0 | 0 | 0 | 0 | 0 | 0 | 0 | 0 | 0 | 0 | 0 | 0 | 0 | 0 | 0 | 0 | 0 | 0 | 0 | 0 | 0 | 0 | 0 | 0 | 0 | 0 | 0 | 0 | 0 | 0 | 0
F1_Commercial_Office_New_Miscellaneous_Natural Gas_Pool Heater_E4 | F1 | Commercial | Office | New | Miscellaneous | Natural Gas | Pool Heater | E4 | CCE | 0 | 0 | 0 | 0 | 0 | 0 | 0 | 0 | 0 | 0 | 0 | 0 | 0 | 0 | 0 | 0 | 0 | 0 | 0 | 0 | 0 | 0 | 0 | 0 | 0 | 0 | 0 | 0 | 0 | 0 | 0 | 0 | 0
F1_Commercial_Office_New_Miscellaneous_Natural Gas_Pool Heater_E5 | F1 | Commercial | Office | New | Miscellaneous | Natural Gas | Pool Heater | E5 | CCE | 0 | 0 | 0 | 0 | 0 | 0 | 0 | 0 | 0 | 0 | 0 | 0 | 0 | 0 | 0 | 0 | 0 | 0 | 0 | 0 | 0 | 0 | 0 | 0 | 0 | 0 | 0 | 0 | 0 | 0 | 0 | 0 | 0
F1_Commercial_Office_New_Miscellaneous_Natural Gas_Pool Heater_E6 | F1 | Commercial | Office | New | Miscellaneous | Natural Gas | Pool Heater | E6 | CCE | 0 | 0 | 0 | 0 | 0 | 0 | 0 | 0 | 0 | 0 | 0 | 0 | 0 | 0 | 0 | 0 | 0 | 0 | 0 | 0 | 0 | 0 | 0 | 0 | 0 | 0 | 0 | 0 | 0 | 0 | 0 | 0 | 0
F1_Commercial_Office_New_Miscellaneous_Natural Gas_Pool Heater_E7 | F1 | Commercial | Office | New | Miscellaneous | Natural Gas | Pool Heater | E7 | CCE | 0 | 0 | 0 | 0 | 0 | 0 | 0 | 0 | 0 | 0 | 0 | 0 | 0 | 0 | 0 | 0 | 0 | 0 | 0 | 0 | 0 | 0 | 0 | 0 | 0 | 0 | 0 | 0 | 0 | 0 | 0 | 0 | 0
F1_Commercial_Office_New_Miscellaneous_Natural Gas_Pool Heater_E8 | F1 | Commercial | Office | New | Miscellaneous | Natural Gas | Pool Heater | E8 | CCE | 0 | 0 | 0 | 0 | 0 | 0 | 0 | 0 | 0 | 0 | 0 | 0 | 0 | 0 | 0 | 0 | 0 | 0 | 0 | 0 | 0 | 0 | 0 | 0 | 0 | 0 | 0 | 0 | 0 | 0 | 0 | 0 | 0
F1_Commercial_Office_New_Miscellaneous_Natural Gas_Pool Heater_E9 | F1 | Commercial | Office | New | Miscellaneous | Natural Gas | Pool Heater | E9 | CCE | 0 | 0 | 0 | 0 | 0 | 0 | 0 | 0 | 0 | 0 | 0 | 0 | 0 | 0 | 0 | 0 | 0 | 0 | 0 | 0 | 0 | 0 | 0 | 0 | 0 | 0 | 0 | 0 | 0 | 0 | 0 | 0 | 0
F1_Commercial_Office_New_Miscellaneous_Natural Gas_Pool Heater_E10 | F1 | Commercial | Office | New | Miscellaneous | Natural Gas | Pool Heater | E10 | CCE | 0 | 0 | 0 | 0 | 0 | 0 | 0 | 0 | 0 | 0 | 0 | 0 | 0 | 0 | 0 | 0 | 0 | 0 | 0 | 0 | 0 | 0 | 0 | 0 | 0 | 0 | 0 | 0 | 0 | 0 | 0 | 0 | 0
F2_Commercial_Office_New_Miscellaneous_Natural Gas_Pool Heater_E1 | F2 | Commercial | Office | New | Miscellaneous | Natural Gas | Pool Heater | E1 | TRC BC Ratio | bar: 2019 to 2051
F2_Commercial_Office_New_Miscellaneous_Natural Gas_Pool Heater_E2 | F2 | Commercial | Office | New | Miscellaneous | Natural Gas | Pool Heater | E2 | TRC BC Ratio | 0 | 0 | 0 | 0 | 0 | 0 | 0 | 0 | 0 | 0 | 0 | 0 | 0 | 0 | 0 | 0 | 0 | 0 | 0 | 0 | 0 | 0 | 0 | 0 | 0 | 0 | 0 | 0 | 0 | 0 | 0 | 0 | 0
F2_Commercial_Office_New_Miscellaneous_Natural Gas_Pool Heater_E3 | F2 | Commercial | Office | New | Miscellaneous | Natural Gas | Pool Heater | E3 | TRC BC Ratio | 0 | 0 | 0 | 0 | 0 | 0 | 0 | 0 | 0 | 0 | 0 | 0 | 0 | 0 | 0 | 0 | 0 | 0 | 0 | 0 | 0 | 0 | 0 | 0 | 0 | 0 | 0 | 0 | 0 | 0 | 0 | 0 | 0
F2_Commercial_Office_New_Miscellaneous_Natural Gas_Pool Heater_E4 | F2 | Commercial | Office | New | Miscellaneous | Natural Gas | Pool Heater | E4 | TRC BC Ratio | 0 | 0 | 0 | 0 | 0 | 0 | 0 | 0 | 0 | 0 | 0 | 0 | 0 | 0 | 0 | 0 | 0 | 0 | 0 | 0 | 0 | 0 | 0 | 0 | 0 | 0 | 0 | 0 | 0 | 0 | 0 | 0 | 0
F2_Commercial_Office_New_Miscellaneous_Natural Gas_Pool Heater_E5 | F2 | Commercial | Office | New | Miscellaneous | Natural Gas | Pool Heater | E5 | TRC BC Ratio | 0 | 0 | 0 | 0 | 0 | 0 | 0 | 0 | 0 | 0 | 0 | 0 | 0 | 0 | 0 | 0 | 0 | 0 | 0 | 0 | 0 | 0 | 0 | 0 | 0 | 0 | 0 | 0 | 0 | 0 | 0 | 0 | 0
F2_Commercial_Office_New_Miscellaneous_Natural Gas_Pool Heater_E6 | F2 | Commercial | Office | New | Miscellaneous | Natural Gas | Pool Heater | E6 | TRC BC Ratio | 0 | 0 | 0 | 0 | 0 | 0 | 0 | 0 | 0 | 0 | 0 | 0 | 0 | 0 | 0 | 0 | 0 | 0 | 0 | 0 | 0 | 0 | 0 | 0 | 0 | 0 | 0 | 0 | 0 | 0 | 0 | 0 | 0
F2_Commercial_Office_New_Miscellaneous_Natural Gas_Pool Heater_E7 | F2 | Commercial | Office | New | Miscellaneous | Natural Gas | Pool Heater | E7 | TRC BC Ratio | 0 | 0 | 0 | 0 | 0 | 0 | 0 | 0 | 0 | 0 | 0 | 0 | 0 | 0 | 0 | 0 | 0 | 0 | 0 | 0 | 0 | 0 | 0 | 0 | 0 | 0 | 0 | 0 | 0 | 0 | 0 | 0 | 0
F2_Commercial_Office_New_Miscellaneous_Natural Gas_Pool Heater_E8 | F2 | Commercial | Office | New | Miscellaneous | Natural Gas | Pool Heater | E8 | TRC BC Ratio | 0 | 0 | 0 | 0 | 0 | 0 | 0 | 0 | 0 | 0 | 0 | 0 | 0 | 0 | 0 | 0 | 0 | 0 | 0 | 0 | 0 | 0 | 0 | 0 | 0 | 0 | 0 | 0 | 0 | 0 | 0 | 0 | 0
F2_Commercial_Office_New_Miscellaneous_Natural Gas_Pool Heater_E9 | F2 | Commercial | Office | New | Miscellaneous | Natural Gas | Pool Heater | E9 | TRC BC Ratio | 0 | 0 | 0 | 0 | 0 | 0 | 0 | 0 | 0 | 0 | 0 | 0 | 0 | 0 | 0 | 0 | 0 | 0 | 0 | 0 | 0 | 0 | 0 | 0 | 0 | 0 | 0 | 0 | 0 | 0 | 0 | 0 | 0
F2_Commercial_Office_New_Miscellaneous_Natural Gas_Pool Heater_E10 | F2 | Commercial | Office | New | Miscellaneous | Natural Gas | Pool Heater | E10 | TRC BC Ratio | 0 | 0 | 0 | 0 | 0 | 0 | 0 | 0 | 0 | 0 | 0 | 0 | 0 | 0 | 0 | 0 | 0 | 0 | 0 | 0 | 0 | 0 | 0 | 0 | 0 | 0 | 0 | 0 | 0 | 0 | 0 | 0 | 0
F3_Commercial_Office_New_Miscellaneous_Natural Gas_Pool Heater_E1 | F3 | Commercial | Office | New | Miscellaneous | Natural Gas | Pool Heater | E1 | PACT BC Ratio | bar: 2019 to 2051
F3_Commercial_Office_New_Miscellaneous_Natural Gas_Pool Heater_E2 | F3 | Commercial | Office | New | Miscellaneous | Natural Gas | Pool Heater | E2 | PACT BC Ratio | 0 | 0 | 0 | 0 | 0 | 0 | 0 | 0 | 0 | 0 | 0 | 0 | 0 | 0 | 0 | 0 | 0 | 0 | 0 | 0 | 0 | 0 | 0 | 0 | 0 | 0 | 0 | 0 | 0 | 0 | 0 | 0 | 0
F3_Commercial_Office_New_Miscellaneous_Natural Gas_Pool Heater_E3 | F3 | Commercial | Office | New | Miscellaneous | Natural Gas | Pool Heater | E3 | PACT BC Ratio | 0 | 0 | 0 | 0 | 0 | 0 | 0 | 0 | 0 | 0 | 0 | 0 | 0 | 0 | 0 | 0 | 0 | 0 | 0 | 0 | 0 | 0 | 0 | 0 | 0 | 0 | 0 | 0 | 0 | 0 | 0 | 0 | 0
F3_Commercial_Office_New_Miscellaneous_Natural Gas_Pool Heater_E4 | F3 | Commercial | Office | New | Miscellaneous | Natural Gas | Pool Heater | E4 | PACT BC Ratio | 0 | 0 | 0 | 0 | 0 | 0 | 0 | 0 | 0 | 0 | 0 | 0 | 0 | 0 | 0 | 0 | 0 | 0 | 0 | 0 | 0 | 0 | 0 | 0 | 0 | 0 | 0 | 0 | 0 | 0 | 0 | 0 | 0
F3_Commercial_Office_New_Miscellaneous_Natural Gas_Pool Heater_E5 | F3 | Commercial | Office | New | Miscellaneous | Natural Gas | Pool Heater | E5 | PACT BC Ratio | 0 | 0 | 0 | 0 | 0 | 0 | 0 | 0 | 0 | 0 | 0 | 0 | 0 | 0 | 0 | 0 | 0 | 0 | 0 | 0 | 0 | 0 | 0 | 0 | 0 | 0 | 0 | 0 | 0 | 0 | 0 | 0 | 0
F3_Commercial_Office_New_Miscellaneous_Natural Gas_Pool Heater_E6 | F3 | Commercial | Office | New | Miscellaneous | Natural Gas | Pool Heater | E6 | PACT BC Ratio | 0 | 0 | 0 | 0 | 0 | 0 | 0 | 0 | 0 | 0 | 0 | 0 | 0 | 0 | 0 | 0 | 0 | 0 | 0 | 0 | 0 | 0 | 0 | 0 | 0 | 0 | 0 | 0 | 0 | 0 | 0 | 0 | 0
F3_Commercial_Office_New_Miscellaneous_Natural Gas_Pool Heater_E7 | F3 | Commercial | Office | New | Miscellaneous | Natural Gas | Pool Heater | E7 | PACT BC Ratio | 0 | 0 | 0 | 0 | 0 | 0 | 0 | 0 | 0 | 0 | 0 | 0 | 0 | 0 | 0 | 0 | 0 | 0 | 0 | 0 | 0 | 0 | 0 | 0 | 0 | 0 | 0 | 0 | 0 | 0 | 0 | 0 | 0
F3_Commercial_Office_New_Miscellaneous_Natural Gas_Pool Heater_E8 | F3 | Commercial | Office | New | Miscellaneous | Natural Gas | Pool Heater | E8 | PACT BC Ratio | 0 | 0 | 0 | 0 | 0 | 0 | 0 | 0 | 0 | 0 | 0 | 0 | 0 | 0 | 0 | 0 | 0 | 0 | 0 | 0 | 0 | 0 | 0 | 0 | 0 | 0 | 0 | 0 | 0 | 0 | 0 | 0 | 0
F3_Commercial_Office_New_Miscellaneous_Natural Gas_Pool Heater_E9 | F3 | Commercial | Office | New | Miscellaneous | Natural Gas | Pool Heater | E9 | PACT BC Ratio | 0 | 0 | 0 | 0 | 0 | 0 | 0 | 0 | 0 | 0 | 0 | 0 | 0 | 0 | 0 | 0 | 0 | 0 | 0 | 0 | 0 | 0 | 0 | 0 | 0 | 0 | 0 | 0 | 0 | 0 | 0 | 0 | 0
F3_Commercial_Office_New_Miscellaneous_Natural Gas_Pool Heater_E10 | F3 | Commercial | Office | New | Miscellaneous | Natural Gas | Pool Heater | E10 | PACT BC Ratio | 0 | 0 | 0 | 0 | 0 | 0 | 0 | 0 | 0 | 0 | 0 | 0 | 0 | 0 | 0 | 0 | 0 | 0 | 0 | 0 | 0 | 0 | 0 | 0 | 0 | 0 | 0 | 0 | 0 | 0 | 0 | 0 | 0
F4_Commercial_Office_New_Miscellaneous_Natural Gas_Pool Heater_E1 | F4 | Commercial | Office | New | Miscellaneous | Natural Gas | Pool Heater | E1 | RVT BC Ratio | bar: 2019 to 2051
F4_Commercial_Office_New_Miscellaneous_Natural Gas_Pool Heater_E2 | F4 | Commercial | Office | New | Miscellaneous | Natural Gas | Pool Heater | E2 | RVT BC Ratio | 0.7 | 0.7 | 0.7 | 0.7 | 0.7 | 0.7 | 0.7 | 0.7 | 0.7 | 0.7 | 0.7 | 0.7 | 0.7 | 0.7 | 0.7 | 0.7 | 0.7 | 0.7 | 0.7 | 0.7 | 0.7 | 0.7 | 0.7 | 0.7 | 0.7 | 0.7 | 0.7 | 0.7 | 0.7 | 0.7 | 0.7 | 0.7 | 0.7
F4_Commercial_Office_New_Miscellaneous_Natural Gas_Pool Heater_E3 | F4 | Commercial | Office | New | Miscellaneous | Natural Gas | Pool Heater | E3 | RVT BC Ratio | 0 | 0 | 0 | 0 | 0 | 0 | 0 | 0 | 0 | 0 | 0 | 0 | 0 | 0 | 0 | 0 | 0 | 0 | 0 | 0 | 0 | 0 | 0 | 0 | 0 | 0 | 0 | 0 | 0 | 0 | 0 | 0 | 0
F4_Commercial_Office_New_Miscellaneous_Natural Gas_Pool Heater_E4 | F4 | Commercial | Office | New | Miscellaneous | Natural Gas | Pool Heater | E4 | RVT BC Ratio | 0 | 0 | 0 | 0 | 0 | 0 | 0 | 0 | 0 | 0 | 0 | 0 | 0 | 0 | 0 | 0 | 0 | 0 | 0 | 0 | 0 | 0 | 0 | 0 | 0 | 0 | 0 | 0 | 0 | 0 | 0 | 0 | 0
F4_Commercial_Office_New_Miscellaneous_Natural Gas_Pool Heater_E5 | F4 | Commercial | Office | New | Miscellaneous | Natural Gas | Pool Heater | E5 | RVT BC Ratio | 0 | 0 | 0 | 0 | 0 | 0 | 0 | 0 | 0 | 0 | 0 | 0 | 0 | 0 | 0 | 0 | 0 | 0 | 0 | 0 | 0 | 0 | 0 | 0 | 0 | 0 | 0 | 0 | 0 | 0 | 0 | 0 | 0
F4_Commercial_Office_New_Miscellaneous_Natural Gas_Pool Heater_E6 | F4 | Commercial | Office | New | Miscellaneous | Natural Gas | Pool Heater | E6 | RVT BC Ratio | 0 | 0 | 0 | 0 | 0 | 0 | 0 | 0 | 0 | 0 | 0 | 0 | 0 | 0 | 0 | 0 | 0 | 0 | 0 | 0 | 0 | 0 | 0 | 0 | 0 | 0 | 0 | 0 | 0 | 0 | 0 | 0 | 0
F4_Commercial_Office_New_Miscellaneous_Natural Gas_Pool Heater_E7 | F4 | Commercial | Office | New | Miscellaneous | Natural Gas | Pool Heater | E7 | RVT BC Ratio | 0 | 0 | 0 | 0 | 0 | 0 | 0 | 0 | 0 | 0 | 0 | 0 | 0 | 0 | 0 | 0 | 0 | 0 | 0 | 0 | 0 | 0 | 0 | 0 | 0 | 0 | 0 | 0 | 0 | 0 | 0 | 0 | 0
F4_Commercial_Office_New_Miscellaneous_Natural Gas_Pool Heater_E8 | F4 | Commercial | Office | New | Miscellaneous | Natural Gas | Pool Heater | E8 | RVT BC Ratio | 0 | 0 | 0 | 0 | 0 | 0 | 0 | 0 | 0 | 0 | 0 | 0 | 0 | 0 | 0 | 0 | 0 | 0 | 0 | 0 | 0 | 0 | 0 | 0 | 0 | 0 | 0 | 0 | 0 | 0 | 0 | 0 | 0
F4_Commercial_Office_New_Miscellaneous_Natural Gas_Pool Heater_E9 | F4 | Commercial | Office | New | Miscellaneous | Natural Gas | Pool Heater | E9 | RVT BC Ratio | 0 | 0 | 0 | 0 | 0 | 0 | 0 | 0 | 0 | 0 | 0 | 0 | 0 | 0 | 0 | 0 | 0 | 0 | 0 | 0 | 0 | 0 | 0 | 0 | 0 | 0 | 0 | 0 | 0 | 0 | 0 | 0 | 0
F4_Commercial_Office_New_Miscellaneous_Natural Gas_Pool Heater_E10 | F4 | Commercial | Office | New | Miscellaneous | Natural Gas | Pool Heater | E10 | RVT BC Ratio | 0 | 0 | 0 | 0 | 0 | 0 | 0 | 0 | 0 | 0 | 0 | 0 | 0 | 0 | 0 | 0 | 0 | 0 | 0 | 0 | 0 | 0 | 0 | 0 | 0 | 0 | 0 | 0 | 0 | 0 | 0 | 0 | 0
F5_Commercial_Office_New_Miscellaneous_Natural Gas_Pool Heater_E1 | F5 | Commercial | Office | New | Miscellaneous | Natural Gas | Pool Heater | E1 | RIM BC Ratio | bar: 2019 to 2051
F5_Commercial_Office_New_Miscellaneous_Natural Gas_Pool Heater_E2 | F5 | Commercial | Office | New | Miscellaneous | Natural Gas | Pool Heater | E2 | RIM BC Ratio | 0 | 0 | 0 | 0 | 0 | 0 | 0 | 0 | 0 | 0 | 0 | 0 | 0 | 0 | 0 | 0 | 0 | 0 | 0 | 0 | 0 | 0 | 0 | 0 | 0 | 0 | 0 | 0 | 0 | 0 | 0 | 0 | 0
F5_Commercial_Office_New_Miscellaneous_Natural Gas_Pool Heater_E3 | F5 | Commercial | Office | New | Miscellaneous | Natural Gas | Pool Heater | E3 | RIM BC Ratio | 0 | 0 | 0 | 0 | 0 | 0 | 0 | 0 | 0 | 0 | 0 | 0 | 0 | 0 | 0 | 0 | 0 | 0 | 0 | 0 | 0 | 0 | 0 | 0 | 0 | 0 | 0 | 0 | 0 | 0 | 0 | 0 | 0
F5_Commercial_Office_New_Miscellaneous_Natural Gas_Pool Heater_E4 | F5 | Commercial | Office | New | Miscellaneous | Natural Gas | Pool Heater | E4 | RIM BC Ratio | 0 | 0 | 0 | 0 | 0 | 0 | 0 | 0 | 0 | 0 | 0 | 0 | 0 | 0 | 0 | 0 | 0 | 0 | 0 | 0 | 0 | 0 | 0 | 0 | 0 | 0 | 0 | 0 | 0 | 0 | 0 | 0 | 0
F5_Commercial_Office_New_Miscellaneous_Natural Gas_Pool Heater_E5 | F5 | Commercial | Office | New | Miscellaneous | Natural Gas | Pool Heater | E5 | RIM BC Ratio | 0 | 0 | 0 | 0 | 0 | 0 | 0 | 0 | 0 | 0 | 0 | 0 | 0 | 0 | 0 | 0 | 0 | 0 | 0 | 0 | 0 | 0 | 0 | 0 | 0 | 0 | 0 | 0 | 0 | 0 | 0 | 0 | 0
F5_Commercial_Office_New_Miscellaneous_Natural Gas_Pool Heater_E6 | F5 | Commercial | Office | New | Miscellaneous | Natural Gas | Pool Heater | E6 | RIM BC Ratio | 0 | 0 | 0 | 0 | 0 | 0 | 0 | 0 | 0 | 0 | 0 | 0 | 0 | 0 | 0 | 0 | 0 | 0 | 0 | 0 | 0 | 0 | 0 | 0 | 0 | 0 | 0 | 0 | 0 | 0 | 0 | 0 | 0
F5_Commercial_Office_New_Miscellaneous_Natural Gas_Pool Heater_E7 | F5 | Commercial | Office | New | Miscellaneous | Natural Gas | Pool Heater | E7 | RIM BC Ratio | 0 | 0 | 0 | 0 | 0 | 0 | 0 | 0 | 0 | 0 | 0 | 0 | 0 | 0 | 0 | 0 | 0 | 0 | 0 | 0 | 0 | 0 | 0 | 0 | 0 | 0 | 0 | 0 | 0 | 0 | 0 | 0 | 0
F5_Commercial_Office_New_Miscellaneous_Natural Gas_Pool Heater_E8 | F5 | Commercial | Office | New | Miscellaneous | Natural Gas | Pool Heater | E8 | RIM BC Ratio | 0 | 0 | 0 | 0 | 0 | 0 | 0 | 0 | 0 | 0 | 0 | 0 | 0 | 0 | 0 | 0 | 0 | 0 | 0 | 0 | 0 | 0 | 0 | 0 | 0 | 0 | 0 | 0 | 0 | 0 | 0 | 0 | 0
F5_Commercial_Office_New_Miscellaneous_Natural Gas_Pool Heater_E9 | F5 | Commercial | Office | New | Miscellaneous | Natural Gas | Pool Heater | E9 | RIM BC Ratio | 0 | 0 | 0 | 0 | 0 | 0 | 0 | 0 | 0 | 0 | 0 | 0 | 0 | 0 | 0 | 0 | 0 | 0 | 0 | 0 | 0 | 0 | 0 | 0 | 0 | 0 | 0 | 0 | 0 | 0 | 0 | 0 | 0
F5_Commercial_Office_New_Miscellaneous_Natural Gas_Pool Heater_E10 | F5 | Commercial | Office | New | Miscellaneous | Natural Gas | Pool Heater | E10 | RIM BC Ratio | 0 | 0 | 0 | 0 | 0 | 0 | 0 | 0 | 0 | 0 | 0 | 0 | 0 | 0 | 0 | 0 | 0 | 0 | 0 | 0 | 0 | 0 | 0 | 0 | 0 | 0 | 0 | 0 | 0 | 0 | 0 | 0 | 0
F0_Commercial_Office_New_Miscellaneous_Natural Gas_Miscellaneous_E0 | F0 | Commercial | Office | New | Miscellaneous | Natural Gas | Miscellaneous | E0 | Economic Unit | Miscellaneous | Miscellaneous | Miscellaneous | Miscellaneous | Miscellaneous | Miscellaneous | Miscellaneous | Miscellaneous | Miscellaneous | Miscellaneous | Miscellaneous | Miscellaneous | Miscellaneous | Miscellaneous | Miscellaneous | Miscellaneous | Miscellaneous | Miscellaneous | Miscellaneous | Miscellaneous | Miscellaneous | Miscellaneous | Miscellaneous | Miscellaneous | Miscellaneous | Miscellaneous | Miscellaneous | Miscellaneous | Miscellaneous | Miscellaneous | Miscellaneous | Miscellaneous | Miscellaneous
F1_Commercial_Office_New_Miscellaneous_Natural Gas_Miscellaneous_E1 | F1 | Commercial | Office | New | Miscellaneous | Natural Gas | Miscellaneous | E1 | CCE | 0 | 0 | 0 | 0 | 0 | 0 | 0 | 0 | 0 | 0 | 0 | 0 | 0 | 0 | 0 | 0 | 0 | 0 | 0 | 0 | 0 | 0 | 0 | 0 | 0 | 0 | 0 | 0 | 0 | 0 | 0 | 0 | 0
F1_Commercial_Office_New_Miscellaneous_Natural Gas_Miscellaneous_E2 | F1 | Commercial | Office | New | Miscellaneous | Natural Gas | Miscellaneous | E2 | CCE | 0 | 0 | 0 | 0 | 0 | 0 | 0 | 0 | 0 | 0 | 0 | 0 | 0 | 0 | 0 | 0 | 0 | 0 | 0 | 0 | 0 | 0 | 0 | 0 | 0 | 0 | 0 | 0 | 0 | 0 | 0 | 0 | 0
F1_Commercial_Office_New_Miscellaneous_Natural Gas_Miscellaneous_E3 | F1 | Commercial | Office | New | Miscellaneous | Natural Gas | Miscellaneous | E3 | CCE | 0 | 0 | 0 | 0 | 0 | 0 | 0 | 0 | 0 | 0 | 0 | 0 | 0 | 0 | 0 | 0 | 0 | 0 | 0 | 0 | 0 | 0 | 0 | 0 | 0 | 0 | 0 | 0 | 0 | 0 | 0 | 0 | 0
F1_Commercial_Office_New_Miscellaneous_Natural Gas_Miscellaneous_E4 | F1 | Commercial | Office | New | Miscellaneous | Natural Gas | Miscellaneous | E4 | CCE | 0 | 0 | 0 | 0 | 0 | 0 | 0 | 0 | 0 | 0 | 0 | 0 | 0 | 0 | 0 | 0 | 0 | 0 | 0 | 0 | 0 | 0 | 0 | 0 | 0 | 0 | 0 | 0 | 0 | 0 | 0 | 0 | 0
F1_Commercial_Office_New_Miscellaneous_Natural Gas_Miscellaneous_E5 | F1 | Commercial | Office | New | Miscellaneous | Natural Gas | Miscellaneous | E5 | CCE | 0 | 0 | 0 | 0 | 0 | 0 | 0 | 0 | 0 | 0 | 0 | 0 | 0 | 0 | 0 | 0 | 0 | 0 | 0 | 0 | 0 | 0 | 0 | 0 | 0 | 0 | 0 | 0 | 0 | 0 | 0 | 0 | 0
F1_Commercial_Office_New_Miscellaneous_Natural Gas_Miscellaneous_E6 | F1 | Commercial | Office | New | Miscellaneous | Natural Gas | Miscellaneous | E6 | CCE | 0 | 0 | 0 | 0 | 0 | 0 | 0 | 0 | 0 | 0 | 0 | 0 | 0 | 0 | 0 | 0 | 0 | 0 | 0 | 0 | 0 | 0 | 0 | 0 | 0 | 0 | 0 | 0 | 0 | 0 | 0 | 0 | 0
F1_Commercial_Office_New_Miscellaneous_Natural Gas_Miscellaneous_E7 | F1 | Commercial | Office | New | Miscellaneous | Natural Gas | Miscellaneous | E7 | CCE | 0 | 0 | 0 | 0 | 0 | 0 | 0 | 0 | 0 | 0 | 0 | 0 | 0 | 0 | 0 | 0 | 0 | 0 | 0 | 0 | 0 | 0 | 0 | 0 | 0 | 0 | 0 | 0 | 0 | 0 | 0 | 0 | 0
F1_Commercial_Office_New_Miscellaneous_Natural Gas_Miscellaneous_E8 | F1 | Commercial | Office | New | Miscellaneous | Natural Gas | Miscellaneous | E8 | CCE | 0 | 0 | 0 | 0 | 0 | 0 | 0 | 0 | 0 | 0 | 0 | 0 | 0 | 0 | 0 | 0 | 0 | 0 | 0 | 0 | 0 | 0 | 0 | 0 | 0 | 0 | 0 | 0 | 0 | 0 | 0 | 0 | 0
F1_Commercial_Office_New_Miscellaneous_Natural Gas_Miscellaneous_E9 | F1 | Commercial | Office | New | Miscellaneous | Natural Gas | Miscellaneous | E9 | CCE | 0 | 0 | 0 | 0 | 0 | 0 | 0 | 0 | 0 | 0 | 0 | 0 | 0 | 0 | 0 | 0 | 0 | 0 | 0 | 0 | 0 | 0 | 0 | 0 | 0 | 0 | 0 | 0 | 0 | 0 | 0 | 0 | 0
F1_Commercial_Office_New_Miscellaneous_Natural Gas_Miscellaneous_E10 | F1 | Commercial | Office | New | Miscellaneous | Natural Gas | Miscellaneous | E10 | CCE | 0 | 0 | 0 | 0 | 0 | 0 | 0 | 0 | 0 | 0 | 0 | 0 | 0 | 0 | 0 | 0 | 0 | 0 | 0 | 0 | 0 | 0 | 0 | 0 | 0 | 0 | 0 | 0 | 0 | 0 | 0 | 0 | 0
F2_Commercial_Office_New_Miscellaneous_Natural Gas_Miscellaneous_E1 | F2 | Commercial | Office | New | Miscellaneous | Natural Gas | Miscellaneous | E1 | TRC BC Ratio | bar: 2019 to 2051
F2_Commercial_Office_New_Miscellaneous_Natural Gas_Miscellaneous_E2 | F2 | Commercial | Office | New | Miscellaneous | Natural Gas | Miscellaneous | E2 | TRC BC Ratio | 0 | 0 | 0 | 0 | 0 | 0 | 0 | 0 | 0 | 0 | 0 | 0 | 0 | 0 | 0 | 0 | 0 | 0 | 0 | 0 | 0 | 0 | 0 | 0 | 0 | 0 | 0 | 0 | 0 | 0 | 0 | 0 | 0
F2_Commercial_Office_New_Miscellaneous_Natural Gas_Miscellaneous_E3 | F2 | Commercial | Office | New | Miscellaneous | Natural Gas | Miscellaneous | E3 | TRC BC Ratio | 0 | 0 | 0 | 0 | 0 | 0 | 0 | 0 | 0 | 0 | 0 | 0 | 0 | 0 | 0 | 0 | 0 | 0 | 0 | 0 | 0 | 0 | 0 | 0 | 0 | 0 | 0 | 0 | 0 | 0 | 0 | 0 | 0
F2_Commercial_Office_New_Miscellaneous_Natural Gas_Miscellaneous_E4 | F2 | Commercial | Office | New | Miscellaneous | Natural Gas | Miscellaneous | E4 | TRC BC Ratio | 0 | 0 | 0 | 0 | 0 | 0 | 0 | 0 | 0 | 0 | 0 | 0 | 0 | 0 | 0 | 0 | 0 | 0 | 0 | 0 | 0 | 0 | 0 | 0 | 0 | 0 | 0 | 0 | 0 | 0 | 0 | 0 | 0
F2_Commercial_Office_New_Miscellaneous_Natural Gas_Miscellaneous_E5 | F2 | Commercial | Office | New | Miscellaneous | Natural Gas | Miscellaneous | E5 | TRC BC Ratio | 0 | 0 | 0 | 0 | 0 | 0 | 0 | 0 | 0 | 0 | 0 | 0 | 0 | 0 | 0 | 0 | 0 | 0 | 0 | 0 | 0 | 0 | 0 | 0 | 0 | 0 | 0 | 0 | 0 | 0 | 0 | 0 | 0
F2_Commercial_Office_New_Miscellaneous_Natural Gas_Miscellaneous_E6 | F2 | Commercial | Office | New | Miscellaneous | Natural Gas | Miscellaneous | E6 | TRC BC Ratio | 0 | 0 | 0 | 0 | 0 | 0 | 0 | 0 | 0 | 0 | 0 | 0 | 0 | 0 | 0 | 0 | 0 | 0 | 0 | 0 | 0 | 0 | 0 | 0 | 0 | 0 | 0 | 0 | 0 | 0 | 0 | 0 | 0
F2_Commercial_Office_New_Miscellaneous_Natural Gas_Miscellaneous_E7 | F2 | Commercial | Office | New | Miscellaneous | Natural Gas | Miscellaneous | E7 | TRC BC Ratio | 0 | 0 | 0 | 0 | 0 | 0 | 0 | 0 | 0 | 0 | 0 | 0 | 0 | 0 | 0 | 0 | 0 | 0 | 0 | 0 | 0 | 0 | 0 | 0 | 0 | 0 | 0 | 0 | 0 | 0 | 0 | 0 | 0
F2_Commercial_Office_New_Miscellaneous_Natural Gas_Miscellaneous_E8 | F2 | Commercial | Office | New | Miscellaneous | Natural Gas | Miscellaneous | E8 | TRC BC Ratio | 0 | 0 | 0 | 0 | 0 | 0 | 0 | 0 | 0 | 0 | 0 | 0 | 0 | 0 | 0 | 0 | 0 | 0 | 0 | 0 | 0 | 0 | 0 | 0 | 0 | 0 | 0 | 0 | 0 | 0 | 0 | 0 | 0
F2_Commercial_Office_New_Miscellaneous_Natural Gas_Miscellaneous_E9 | F2 | Commercial | Office | New | Miscellaneous | Natural Gas | Miscellaneous | E9 | TRC BC Ratio | 0 | 0 | 0 | 0 | 0 | 0 | 0 | 0 | 0 | 0 | 0 | 0 | 0 | 0 | 0 | 0 | 0 | 0 | 0 | 0 | 0 | 0 | 0 | 0 | 0 | 0 | 0 | 0 | 0 | 0 | 0 | 0 | 0
F2_Commercial_Office_New_Miscellaneous_Natural Gas_Miscellaneous_E10 | F2 | Commercial | Office | New | Miscellaneous | Natural Gas | Miscellaneous | E10 | TRC BC Ratio | 0 | 0 | 0 | 0 | 0 | 0 | 0 | 0 | 0 | 0 | 0 | 0 | 0 | 0 | 0 | 0 | 0 | 0 | 0 | 0 | 0 | 0 | 0 | 0 | 0 | 0 | 0 | 0 | 0 | 0 | 0 | 0 | 0
F3_Commercial_Office_New_Miscellaneous_Natural Gas_Miscellaneous_E1 | F3 | Commercial | Office | New | Miscellaneous | Natural Gas | Miscellaneous | E1 | PACT BC Ratio | bar: 2019 to 2051
F3_Commercial_Office_New_Miscellaneous_Natural Gas_Miscellaneous_E2 | F3 | Commercial | Office | New | Miscellaneous | Natural Gas | Miscellaneous | E2 | PACT BC Ratio | 0 | 0 | 0 | 0 | 0 | 0 | 0 | 0 | 0 | 0 | 0 | 0 | 0 | 0 | 0 | 0 | 0 | 0 | 0 | 0 | 0 | 0 | 0 | 0 | 0 | 0 | 0 | 0 | 0 | 0 | 0 | 0 | 0
F3_Commercial_Office_New_Miscellaneous_Natural Gas_Miscellaneous_E3 | F3 | Commercial | Office | New | Miscellaneous | Natural Gas | Miscellaneous | E3 | PACT BC Ratio | 0 | 0 | 0 | 0 | 0 | 0 | 0 | 0 | 0 | 0 | 0 | 0 | 0 | 0 | 0 | 0 | 0 | 0 | 0 | 0 | 0 | 0 | 0 | 0 | 0 | 0 | 0 | 0 | 0 | 0 | 0 | 0 | 0
F3_Commercial_Office_New_Miscellaneous_Natural Gas_Miscellaneous_E4 | F3 | Commercial | Office | New | Miscellaneous | Natural Gas | Miscellaneous | E4 | PACT BC Ratio | 0 | 0 | 0 | 0 | 0 | 0 | 0 | 0 | 0 | 0 | 0 | 0 | 0 | 0 | 0 | 0 | 0 | 0 | 0 | 0 | 0 | 0 | 0 | 0 | 0 | 0 | 0 | 0 | 0 | 0 | 0 | 0 | 0
F3_Commercial_Office_New_Miscellaneous_Natural Gas_Miscellaneous_E5 | F3 | Commercial | Office | New | Miscellaneous | Natural Gas | Miscellaneous | E5 | PACT BC Ratio | 0 | 0 | 0 | 0 | 0 | 0 | 0 | 0 | 0 | 0 | 0 | 0 | 0 | 0 | 0 | 0 | 0 | 0 | 0 | 0 | 0 | 0 | 0 | 0 | 0 | 0 | 0 | 0 | 0 | 0 | 0 | 0 | 0
F3_Commercial_Office_New_Miscellaneous_Natural Gas_Miscellaneous_E6 | F3 | Commercial | Office | New | Miscellaneous | Natural Gas | Miscellaneous | E6 | PACT BC Ratio | 0 | 0 | 0 | 0 | 0 | 0 | 0 | 0 | 0 | 0 | 0 | 0 | 0 | 0 | 0 | 0 | 0 | 0 | 0 | 0 | 0 | 0 | 0 | 0 | 0 | 0 | 0 | 0 | 0 | 0 | 0 | 0 | 0
F3_Commercial_Office_New_Miscellaneous_Natural Gas_Miscellaneous_E7 | F3 | Commercial | Office | New | Miscellaneous | Natural Gas | Miscellaneous | E7 | PACT BC Ratio | 0 | 0 | 0 | 0 | 0 | 0 | 0 | 0 | 0 | 0 | 0 | 0 | 0 | 0 | 0 | 0 | 0 | 0 | 0 | 0 | 0 | 0 | 0 | 0 | 0 | 0 | 0 | 0 | 0 | 0 | 0 | 0 | 0
F3_Commercial_Office_New_Miscellaneous_Natural Gas_Miscellaneous_E8 | F3 | Commercial | Office | New | Miscellaneous | Natural Gas | Miscellaneous | E8 | PACT BC Ratio | 0 | 0 | 0 | 0 | 0 | 0 | 0 | 0 | 0 | 0 | 0 | 0 | 0 | 0 | 0 | 0 | 0 | 0 | 0 | 0 | 0 | 0 | 0 | 0 | 0 | 0 | 0 | 0 | 0 | 0 | 0 | 0 | 0
F3_Commercial_Office_New_Miscellaneous_Natural Gas_Miscellaneous_E9 | F3 | Commercial | Office | New | Miscellaneous | Natural Gas | Miscellaneous | E9 | PACT BC Ratio | 0 | 0 | 0 | 0 | 0 | 0 | 0 | 0 | 0 | 0 | 0 | 0 | 0 | 0 | 0 | 0 | 0 | 0 | 0 | 0 | 0 | 0 | 0 | 0 | 0 | 0 | 0 | 0 | 0 | 0 | 0 | 0 | 0
F3_Commercial_Office_New_Miscellaneous_Natural Gas_Miscellaneous_E10 | F3 | Commercial | Office | New | Miscellaneous | Natural Gas | Miscellaneous | E10 | PACT BC Ratio | 0 | 0 | 0 | 0 | 0 | 0 | 0 | 0 | 0 | 0 | 0 | 0 | 0 | 0 | 0 | 0 | 0 | 0 | 0 | 0 | 0 | 0 | 0 | 0 | 0 | 0 | 0 | 0 | 0 | 0 | 0 | 0 | 0
F4_Commercial_Office_New_Miscellaneous_Natural Gas_Miscellaneous_E1 | F4 | Commercial | Office | New | Miscellaneous | Natural Gas | Miscellaneous | E1 | RVT BC Ratio | bar: 2019 to 2051
F4_Commercial_Office_New_Miscellaneous_Natural Gas_Miscellaneous_E2 | F4 | Commercial | Office | New | Miscellaneous | Natural Gas | Miscellaneous | E2 | RVT BC Ratio | 0 | 0 | 0 | 0 | 0 | 0 | 0 | 0 | 0 | 0 | 0 | 0 | 0 | 0 | 0 | 0 | 0 | 0 | 0 | 0 | 0 | 0 | 0 | 0 | 0 | 0 | 0 | 0 | 0 | 0 | 0 | 0 | 0
F4_Commercial_Office_New_Miscellaneous_Natural Gas_Miscellaneous_E3 | F4 | Commercial | Office | New | Miscellaneous | Natural Gas | Miscellaneous | E3 | RVT BC Ratio | 0 | 0 | 0 | 0 | 0 | 0 | 0 | 0 | 0 | 0 | 0 | 0 | 0 | 0 | 0 | 0 | 0 | 0 | 0 | 0 | 0 | 0 | 0 | 0 | 0 | 0 | 0 | 0 | 0 | 0 | 0 | 0 | 0
F4_Commercial_Office_New_Miscellaneous_Natural Gas_Miscellaneous_E4 | F4 | Commercial | Office | New | Miscellaneous | Natural Gas | Miscellaneous | E4 | RVT BC Ratio | 0 | 0 | 0 | 0 | 0 | 0 | 0 | 0 | 0 | 0 | 0 | 0 | 0 | 0 | 0 | 0 | 0 | 0 | 0 | 0 | 0 | 0 | 0 | 0 | 0 | 0 | 0 | 0 | 0 | 0 | 0 | 0 | 0
F4_Commercial_Office_New_Miscellaneous_Natural Gas_Miscellaneous_E5 | F4 | Commercial | Office | New | Miscellaneous | Natural Gas | Miscellaneous | E5 | RVT BC Ratio | 0 | 0 | 0 | 0 | 0 | 0 | 0 | 0 | 0 | 0 | 0 | 0 | 0 | 0 | 0 | 0 | 0 | 0 | 0 | 0 | 0 | 0 | 0 | 0 | 0 | 0 | 0 | 0 | 0 | 0 | 0 | 0 | 0
F4_Commercial_Office_New_Miscellaneous_Natural Gas_Miscellaneous_E6 | F4 | Commercial | Office | New | Miscellaneous | Natural Gas | Miscellaneous | E6 | RVT BC Ratio | 0 | 0 | 0 | 0 | 0 | 0 | 0 | 0 | 0 | 0 | 0 | 0 | 0 | 0 | 0 | 0 | 0 | 0 | 0 | 0 | 0 | 0 | 0 | 0 | 0 | 0 | 0 | 0 | 0 | 0 | 0 | 0 | 0
F4_Commercial_Office_New_Miscellaneous_Natural Gas_Miscellaneous_E7 | F4 | Commercial | Office | New | Miscellaneous | Natural Gas | Miscellaneous | E7 | RVT BC Ratio | 0 | 0 | 0 | 0 | 0 | 0 | 0 | 0 | 0 | 0 | 0 | 0 | 0 | 0 | 0 | 0 | 0 | 0 | 0 | 0 | 0 | 0 | 0 | 0 | 0 | 0 | 0 | 0 | 0 | 0 | 0 | 0 | 0
F4_Commercial_Office_New_Miscellaneous_Natural Gas_Miscellaneous_E8 | F4 | Commercial | Office | New | Miscellaneous | Natural Gas | Miscellaneous | E8 | RVT BC Ratio | 0 | 0 | 0 | 0 | 0 | 0 | 0 | 0 | 0 | 0 | 0 | 0 | 0 | 0 | 0 | 0 | 0 | 0 | 0 | 0 | 0 | 0 | 0 | 0 | 0 | 0 | 0 | 0 | 0 | 0 | 0 | 0 | 0
F4_Commercial_Office_New_Miscellaneous_Natural Gas_Miscellaneous_E9 | F4 | Commercial | Office | New | Miscellaneous | Natural Gas | Miscellaneous | E9 | RVT BC Ratio | 0 | 0 | 0 | 0 | 0 | 0 | 0 | 0 | 0 | 0 | 0 | 0 | 0 | 0 | 0 | 0 | 0 | 0 | 0 | 0 | 0 | 0 | 0 | 0 | 0 | 0 | 0 | 0 | 0 | 0 | 0 | 0 | 0
F4_Commercial_Office_New_Miscellaneous_Natural Gas_Miscellaneous_E10 | F4 | Commercial | Office | New | Miscellaneous | Natural Gas | Miscellaneous | E10 | RVT BC Ratio | 0 | 0 | 0 | 0 | 0 | 0 | 0 | 0 | 0 | 0 | 0 | 0 | 0 | 0 | 0 | 0 | 0 | 0 | 0 | 0 | 0 | 0 | 0 | 0 | 0 | 0 | 0 | 0 | 0 | 0 | 0 | 0 | 0
F5_Commercial_Office_New_Miscellaneous_Natural Gas_Miscellaneous_E1 | F5 | Commercial | Office | New | Miscellaneous | Natural Gas | Miscellaneous | E1 | RIM BC Ratio | bar: 2019 to 2051
F5_Commercial_Office_New_Miscellaneous_Natural Gas_Miscellaneous_E2 | F5 | Commercial | Office | New | Miscellaneous | Natural Gas | Miscellaneous | E2 | RIM BC Ratio | 0 | 0 | 0 | 0 | 0 | 0 | 0 | 0 | 0 | 0 | 0 | 0 | 0 | 0 | 0 | 0 | 0 | 0 | 0 | 0 | 0 | 0 | 0 | 0 | 0 | 0 | 0 | 0 | 0 | 0 | 0 | 0 | 0
F5_Commercial_Office_New_Miscellaneous_Natural Gas_Miscellaneous_E3 | F5 | Commercial | Office | New | Miscellaneous | Natural Gas | Miscellaneous | E3 | RIM BC Ratio | 0 | 0 | 0 | 0 | 0 | 0 | 0 | 0 | 0 | 0 | 0 | 0 | 0 | 0 | 0 | 0 | 0 | 0 | 0 | 0 | 0 | 0 | 0 | 0 | 0 | 0 | 0 | 0 | 0 | 0 | 0 | 0 | 0
F5_Commercial_Office_New_Miscellaneous_Natural Gas_Miscellaneous_E4 | F5 | Commercial | Office | New | Miscellaneous | Natural Gas | Miscellaneous | E4 | RIM BC Ratio | 0 | 0 | 0 | 0 | 0 | 0 | 0 | 0 | 0 | 0 | 0 | 0 | 0 | 0 | 0 | 0 | 0 | 0 | 0 | 0 | 0 | 0 | 0 | 0 | 0 | 0 | 0 | 0 | 0 | 0 | 0 | 0 | 0
F5_Commercial_Office_New_Miscellaneous_Natural Gas_Miscellaneous_E5 | F5 | Commercial | Office | New | Miscellaneous | Natural Gas | Miscellaneous | E5 | RIM BC Ratio | 0 | 0 | 0 | 0 | 0 | 0 | 0 | 0 | 0 | 0 | 0 | 0 | 0 | 0 | 0 | 0 | 0 | 0 | 0 | 0 | 0 | 0 | 0 | 0 | 0 | 0 | 0 | 0 | 0 | 0 | 0 | 0 | 0
F5_Commercial_Office_New_Miscellaneous_Natural Gas_Miscellaneous_E6 | F5 | Commercial | Office | New | Miscellaneous | Natural Gas | Miscellaneous | E6 | RIM BC Ratio | 0 | 0 | 0 | 0 | 0 | 0 | 0 | 0 | 0 | 0 | 0 | 0 | 0 | 0 | 0 | 0 | 0 | 0 | 0 | 0 | 0 | 0 | 0 | 0 | 0 | 0 | 0 | 0 | 0 | 0 | 0 | 0 | 0
F5_Commercial_Office_New_Miscellaneous_Natural Gas_Miscellaneous_E7 | F5 | Commercial | Office | New | Miscellaneous | Natural Gas | Miscellaneous | E7 | RIM BC Ratio | 0 | 0 | 0 | 0 | 0 | 0 | 0 | 0 | 0 | 0 | 0 | 0 | 0 | 0 | 0 | 0 | 0 | 0 | 0 | 0 | 0 | 0 | 0 | 0 | 0 | 0 | 0 | 0 | 0 | 0 | 0 | 0 | 0
F5_Commercial_Office_New_Miscellaneous_Natural Gas_Miscellaneous_E8 | F5 | Commercial | Office | New | Miscellaneous | Natural Gas | Miscellaneous | E8 | RIM BC Ratio | 0 | 0 | 0 | 0 | 0 | 0 | 0 | 0 | 0 | 0 | 0 | 0 | 0 | 0 | 0 | 0 | 0 | 0 | 0 | 0 | 0 | 0 | 0 | 0 | 0 | 0 | 0 | 0 | 0 | 0 | 0 | 0 | 0
F5_Commercial_Office_New_Miscellaneous_Natural Gas_Miscellaneous_E9 | F5 | Commercial | Office | New | Miscellaneous | Natural Gas | Miscellaneous | E9 | RIM BC Ratio | 0 | 0 | 0 | 0 | 0 | 0 | 0 | 0 | 0 | 0 | 0 | 0 | 0 | 0 | 0 | 0 | 0 | 0 | 0 | 0 | 0 | 0 | 0 | 0 | 0 | 0 | 0 | 0 | 0 | 0 | 0 | 0 | 0
F5_Commercial_Office_New_Miscellaneous_Natural Gas_Miscellaneous_E10 | F5 | Commercial | Office | New | Miscellaneous | Natural Gas | Miscellaneous | E10 | RIM BC Ratio | 0 | 0 | 0 | 0 | 0 | 0 | 0 | 0 | 0 | 0 | 0 | 0 | 0 | 0 | 0 | 0 | 0 | 0 | 0 | 0 | 0 | 0 | 0 | 0 | 0 | 0 | 0 | 0 | 0 | 0 | 0 | 0 | 0
F0_Commercial_Restaurant_Existing_Space Heating_Natural Gas_Furnace_E0 | F0 | Commercial | Restaurant | Existing | Space Heating | Natural Gas | Furnace | E0 | Economic Unit | AFUE 96% | AFUE 96% | AFUE 96% | AFUE 96% | AFUE 96% | AFUE 96% | AFUE 96% | AFUE 96% | AFUE 96% | AFUE 96% | AFUE 96% | AFUE 96% | AFUE 96% | AFUE 96% | AFUE 96% | AFUE 96% | AFUE 96% | AFUE 96% | AFUE 96% | AFUE 96% | AFUE 96% | AFUE 96% | AFUE 96% | AFUE 96% | AFUE 96% | AFUE 96% | AFUE 96% | AFUE 96% | AFUE 96% | AFUE 96% | AFUE 96% | AFUE 96% | AFUE 96%
F1_Commercial_Restaurant_Existing_Space Heating_Natural Gas_Furnace_E1 | F1 | Commercial | Restaurant | Existing | Space Heating | Natural Gas | Furnace | E1 | CCE | 0 | 0 | 0 | 0 | 0 | 0 | 0 | 0 | 0 | 0 | 0 | 0 | 0 | 0 | 0 | 0 | 0 | 0 | 0 | 0 | 0 | 0 | 0 | 0 | 0 | 0 | 0 | 0 | 0 | 0 | 0 | 0 | 0
F1_Commercial_Restaurant_Existing_Space Heating_Natural Gas_Furnace_E2 | F1 | Commercial | Restaurant | Existing | Space Heating | Natural Gas | Furnace | E2 | CCE | 0.016543 | 0.017127 | 0.015457 | 0.015831 | 0.015916 | 0 | 0 | 0 | 0 | 0 | 0 | 0 | 0 | 0 | 0 | 0 | 0 | 0 | 0 | 0 | 0 | 0 | 0 | 0 | 0 | 0 | 0 | 0 | 0 | 0 | 0 | 0 | 0
F1_Commercial_Restaurant_Existing_Space Heating_Natural Gas_Furnace_E3 | F1 | Commercial | Restaurant | Existing | Space Heating | Natural Gas | Furnace | E3 | CCE | 0.28147 | 0.29142 | 0.26299 | 0.26936 | 0.27081 | 0 | 0 | 0 | 0 | 0 | 0 | 0 | 0 | 0 | 0 | 0 | 0 | 0 | 0 | 0 | 0 | 0 | 0 | 0 | 0 | 0 | 0 | 0 | 0 | 0 | 0 | 0 | 0
F1_Commercial_Restaurant_Existing_Space Heating_Natural Gas_Furnace_E4 | F1 | Commercial | Restaurant | Existing | Space Heating | Natural Gas | Furnace | E4 | CCE | 0.44375 | 0.45943 | 0.41462 | 0.42465 | 0.42694 | 0.67143 | 0.67509 | 0.67878 | 0.68251 | 0.68628 | 0.69009 | 0.69395 | 0.69785 | 0.70179 | 0.70578 | 0.70982 | 0.7139 | 0.71802 | 0.7222 | 0.72642 | 0.7307 | 0.73501 | 0.73939 | 0.74381 | 0.74829 | 0.75282 | 0.75741 | 0.76206 | 0.76676 | 0.77151 | 0.77634 | 0.78122 | 0.78122
F1_Commercial_Restaurant_Existing_Space Heating_Natural Gas_Furnace_E5 | F1 | Commercial | Restaurant | Existing | Space Heating | Natural Gas | Furnace | E5 | CCE | 0 | 0 | 0 | 0 | 0 | 0 | 0 | 6.0319 | 6.065 | 6.0985 | 6.1324 | 6.1667 | 6.2014 | 6.2364 | 6.2719 | 6.3077 | 6.3439 | 6.3806 | 6.4177 | 6.4553 | 6.4932 | 6.5316 | 6.5705 | 6.6098 | 6.6496 | 6.6898 | 6.7307 | 6.7719 | 6.8137 | 6.856 | 6.8988 | 6.9422 | 6.9422
F1_Commercial_Restaurant_Existing_Space Heating_Natural Gas_Furnace_E6 | F1 | Commercial | Restaurant | Existing | Space Heating | Natural Gas | Furnace | E6 | CCE | 0 | 0 | 0 | 0 | 0 | 0 | 0 | 0 | 0 | 0 | 0 | 0 | 0 | 0 | 0 | 0 | 0 | 0 | 0 | 0 | 0 | 0 | 0 | 0 | 0 | 0 | 0 | 0 | 0 | 0 | 0 | 0 | 0
F1_Commercial_Restaurant_Existing_Space Heating_Natural Gas_Furnace_E7 | F1 | Commercial | Restaurant | Existing | Space Heating | Natural Gas | Furnace | E7 | CCE | 0 | 0 | 0 | 0 | 0 | 0 | 0 | 0 | 0 | 0 | 0 | 0 | 0 | 0 | 0 | 0 | 0 | 0 | 0 | 0 | 0 | 0 | 0 | 0 | 0 | 0 | 0 | 0 | 0 | 0 | 0 | 0 | 0
F1_Commercial_Restaurant_Existing_Space Heating_Natural Gas_Furnace_E8 | F1 | Commercial | Restaurant | Existing | Space Heating | Natural Gas | Furnace | E8 | CCE | 0 | 0 | 0 | 0 | 0 | 0 | 0 | 0 | 0 | 0 | 0 | 0 | 0 | 0 | 0 | 0 | 0 | 0 | 0 | 0 | 0 | 0 | 0 | 0 | 0 | 0 | 0 | 0 | 0 | 0 | 0 | 0 | 0
F1_Commercial_Restaurant_Existing_Space Heating_Natural Gas_Furnace_E9 | F1 | Commercial | Restaurant | Existing | Space Heating | Natural Gas | Furnace | E9 | CCE | 0 | 0 | 0 | 0 | 0 | 0 | 0 | 0 | 0 | 0 | 0 | 0 | 0 | 0 | 0 | 0 | 0 | 0 | 0 | 0 | 0 | 0 | 0 | 0 | 0 | 0 | 0 | 0 | 0 | 0 | 0 | 0 | 0
F1_Commercial_Restaurant_Existing_Space Heating_Natural Gas_Furnace_E10 | F1 | Commercial | Restaurant | Existing | Space Heating | Natural Gas | Furnace | E10 | CCE | 0 | 0 | 0 | 0 | 0 | 0 | 0 | 0 | 0 | 0 | 0 | 0 | 0 | 0 | 0 | 0 | 0 | 0 | 0 | 0 | 0 | 0 | 0 | 0 | 0 | 0 | 0 | 0 | 0 | 0 | 0 | 0 | 0
F2_Commercial_Restaurant_Existing_Space Heating_Natural Gas_Furnace_E1 | F2 | Commercial | Restaurant | Existing | Space Heating | Natural Gas | Furnace | E1 | TRC BC Ratio | 1 | 1 | 1 | 1 | 1 | 0 | 0 | 0 | 0 | 0 | 0 | 0 | 0 | 0 | 0 | 0 | 0 | 0 | 0 | 0 | 0 | 0 | 0 | 0 | 0 | 0 | 0 | 0 | 0 | 0 | 0 | 0 | 0
F2_Commercial_Restaurant_Existing_Space Heating_Natural Gas_Furnace_E2 | F2 | Commercial | Restaurant | Existing | Space Heating | Natural Gas | Furnace | E2 | TRC BC Ratio | 131.3764 | 131.3258 | 131.5642 | 130.9392 | 130.5115 | 0 | 0 | 0 | 0 | 0 | 0 | 0 | 0 | 0 | 0 | 0 | 0 | 0 | 0 | 0 | 0 | 0 | 0 | 0 | 0 | 0 | 0 | 0 | 0 | 0 | 0 | 0 | 0
F2_Commercial_Restaurant_Existing_Space Heating_Natural Gas_Furnace_E3 | F2 | Commercial | Restaurant | Existing | Space Heating | Natural Gas | Furnace | E3 | TRC BC Ratio | 7.7213 | 7.7183 | 7.7323 | 7.6956 | 7.6705 | 1 | 1 | 1 | 1 | 1 | 1 | 1 | 1 | 1 | 1 | 1 | 1 | 1 | 1 | 1 | 1 | 1 | 1 | 1 | 1 | 1 | 1 | 1 | 1 | 1 | 1 | 1 | 1
F2_Commercial_Restaurant_Existing_Space Heating_Natural Gas_Furnace_E4 | F2 | Commercial | Restaurant | Existing | Space Heating | Natural Gas | Furnace | E4 | TRC BC Ratio | 4.8976 | 4.8957 | 4.9046 | 4.8813 | 4.8654 | 3.1072 | 3.1103 | 3.1119 | 3.1155 | 3.1185 | 3.1211 | 3.123 | 3.1255 | 3.1283 | 3.1305 | 3.1328 | 3.135 | 3.1379 | 3.1406 | 3.1441 | 3.1471 | 3.1504 | 3.1531 | 3.1563 | 3.1587 | 3.161 | 3.1631 | 3.1654 | 3.167 | 3.1686 | 3.1696 | 3.1709 | 3.1709
F2_Commercial_Restaurant_Existing_Space Heating_Natural Gas_Furnace_E5 | F2 | Commercial | Restaurant | Existing | Space Heating | Natural Gas | Furnace | E5 | TRC BC Ratio | 0 | 0 | 0 | 0 | 0 | 0 | 0 | 0.35019 | 0.3506 | 0.35093 | 0.35122 | 0.35144 | 0.35172 | 0.35204 | 0.35228 | 0.35254 | 0.35279 | 0.35311 | 0.35342 | 0.35381 | 0.35415 | 0.35452 | 0.35482 | 0.35518 | 0.35546 | 0.35571 | 0.35595 | 0.35621 | 0.35638 | 0.35657 | 0.35668 | 0.35682 | 0.35682
F2_Commercial_Restaurant_Existing_Space Heating_Natural Gas_Furnace_E6 | F2 | Commercial | Restaurant | Existing | Space Heating | Natural Gas | Furnace | E6 | TRC BC Ratio | 0 | 0 | 0 | 0 | 0 | 0 | 0 | 0 | 0 | 0 | 0 | 0 | 0 | 0 | 0 | 0 | 0 | 0 | 0 | 0 | 0 | 0 | 0 | 0 | 0 | 0 | 0 | 0 | 0 | 0 | 0 | 0 | 0
F2_Commercial_Restaurant_Existing_Space Heating_Natural Gas_Furnace_E7 | F2 | Commercial | Restaurant | Existing | Space Heating | Natural Gas | Furnace | E7 | TRC BC Ratio | 0 | 0 | 0 | 0 | 0 | 0 | 0 | 0 | 0 | 0 | 0 | 0 | 0 | 0 | 0 | 0 | 0 | 0 | 0 | 0 | 0 | 0 | 0 | 0 | 0 | 0 | 0 | 0 | 0 | 0 | 0 | 0 | 0
F2_Commercial_Restaurant_Existing_Space Heating_Natural Gas_Furnace_E8 | F2 | Commercial | Restaurant | Existing | Space Heating | Natural Gas | Furnace | E8 | TRC BC Ratio | 0 | 0 | 0 | 0 | 0 | 0 | 0 | 0 | 0 | 0 | 0 | 0 | 0 | 0 | 0 | 0 | 0 | 0 | 0 | 0 | 0 | 0 | 0 | 0 | 0 | 0 | 0 | 0 | 0 | 0 | 0 | 0 | 0
F2_Commercial_Restaurant_Existing_Space Heating_Natural Gas_Furnace_E9 | F2 | Commercial | Restaurant | Existing | Space Heating | Natural Gas | Furnace | E9 | TRC BC Ratio | 0 | 0 | 0 | 0 | 0 | 0 | 0 | 0 | 0 | 0 | 0 | 0 | 0 | 0 | 0 | 0 | 0 | 0 | 0 | 0 | 0 | 0 | 0 | 0 | 0 | 0 | 0 | 0 | 0 | 0 | 0 | 0 | 0
F2_Commercial_Restaurant_Existing_Space Heating_Natural Gas_Furnace_E10 | F2 | Commercial | Restaurant | Existing | Space Heating | Natural Gas | Furnace | E10 | TRC BC Ratio | 0 | 0 | 0 | 0 | 0 | 0 | 0 | 0 | 0 | 0 | 0 | 0 | 0 | 0 | 0 | 0 | 0 | 0 | 0 | 0 | 0 | 0 | 0 | 0 | 0 | 0 | 0 | 0 | 0 | 0 | 0 | 0 | 0
F3_Commercial_Restaurant_Existing_Space Heating_Natural Gas_Furnace_E1 | F3 | Commercial | Restaurant | Existing | Space Heating | Natural Gas | Furnace | E1 | PACT BC Ratio | 1 | 1 | 1 | 1 | 1 | 0 | 0 | 0 | 0 | 0 | 0 | 0 | 0 | 0 | 0 | 0 | 0 | 0 | 0 | 0 | 0 | 0 | 0 | 0 | 0 | 0 | 0 | 0 | 0 | 0 | 0 | 0 | 0
F3_Commercial_Restaurant_Existing_Space Heating_Natural Gas_Furnace_E2 | F3 | Commercial | Restaurant | Existing | Space Heating | Natural Gas | Furnace | E2 | PACT BC Ratio | 175.1685 | 175.101 | 175.419 | 174.5857 | 174.0153 | 0 | 0 | 0 | 0 | 0 | 0 | 0 | 0 | 0 | 0 | 0 | 0 | 0 | 0 | 0 | 0 | 0 | 0 | 0 | 0 | 0 | 0 | 0 | 0 | 0 | 0 | 0 | 0
F3_Commercial_Restaurant_Existing_Space Heating_Natural Gas_Furnace_E3 | F3 | Commercial | Restaurant | Existing | Space Heating | Natural Gas | Furnace | E3 | PACT BC Ratio | 10.295 | 10.2911 | 10.3098 | 10.2608 | 10.2273 | 1 | 1 | 1 | 1 | 1 | 1 | 1 | 1 | 1 | 1 | 1 | 1 | 1 | 1 | 1 | 1 | 1 | 1 | 1 | 1 | 1 | 1 | 1 | 1 | 1 | 1 | 1 | 1
F3_Commercial_Restaurant_Existing_Space Heating_Natural Gas_Furnace_E4 | F3 | Commercial | Restaurant | Existing | Space Heating | Natural Gas | Furnace | E4 | PACT BC Ratio | 6.5302 | 6.5276 | 6.5395 | 6.5084 | 6.4872 | 4.1429 | 4.147 | 4.1492 | 4.1541 | 4.158 | 4.1614 | 4.164 | 4.1674 | 4.1711 | 4.174 | 4.177 | 4.18 | 4.1839 | 4.1875 | 4.1922 | 4.1962 | 4.2005 | 4.2041 | 4.2084 | 4.2116 | 4.2147 | 4.2175 | 4.2206 | 4.2226 | 4.2248 | 4.2261 | 4.2278 | 4.2278
F3_Commercial_Restaurant_Existing_Space Heating_Natural Gas_Furnace_E5 | F3 | Commercial | Restaurant | Existing | Space Heating | Natural Gas | Furnace | E5 | PACT BC Ratio | 0 | 0 | 0 | 0 | 0 | 0 | 0 | 0.46692 | 0.46746 | 0.46791 | 0.46829 | 0.46859 | 0.46896 | 0.46938 | 0.46971 | 0.47005 | 0.47038 | 0.47082 | 0.47123 | 0.47175 | 0.47221 | 0.47269 | 0.4731 | 0.47358 | 0.47394 | 0.47428 | 0.4746 | 0.47495 | 0.47518 | 0.47543 | 0.47557 | 0.47576 | 0.47576
F3_Commercial_Restaurant_Existing_Space Heating_Natural Gas_Furnace_E6 | F3 | Commercial | Restaurant | Existing | Space Heating | Natural Gas | Furnace | E6 | PACT BC Ratio | 0 | 0 | 0 | 0 | 0 | 0 | 0 | 0 | 0 | 0 | 0 | 0 | 0 | 0 | 0 | 0 | 0 | 0 | 0 | 0 | 0 | 0 | 0 | 0 | 0 | 0 | 0 | 0 | 0 | 0 | 0 | 0 | 0
F3_Commercial_Restaurant_Existing_Space Heating_Natural Gas_Furnace_E7 | F3 | Commercial | Restaurant | Existing | Space Heating | Natural Gas | Furnace | E7 | PACT BC Ratio | 0 | 0 | 0 | 0 | 0 | 0 | 0 | 0 | 0 | 0 | 0 | 0 | 0 | 0 | 0 | 0 | 0 | 0 | 0 | 0 | 0 | 0 | 0 | 0 | 0 | 0 | 0 | 0 | 0 | 0 | 0 | 0 | 0
F3_Commercial_Restaurant_Existing_Space Heating_Natural Gas_Furnace_E8 | F3 | Commercial | Restaurant | Existing | Space Heating | Natural Gas | Furnace | E8 | PACT BC Ratio | 0 | 0 | 0 | 0 | 0 | 0 | 0 | 0 | 0 | 0 | 0 | 0 | 0 | 0 | 0 | 0 | 0 | 0 | 0 | 0 | 0 | 0 | 0 | 0 | 0 | 0 | 0 | 0 | 0 | 0 | 0 | 0 | 0
F3_Commercial_Restaurant_Existing_Space Heating_Natural Gas_Furnace_E9 | F3 | Commercial | Restaurant | Existing | Space Heating | Natural Gas | Furnace | E9 | PACT BC Ratio | 0 | 0 | 0 | 0 | 0 | 0 | 0 | 0 | 0 | 0 | 0 | 0 | 0 | 0 | 0 | 0 | 0 | 0 | 0 | 0 | 0 | 0 | 0 | 0 | 0 | 0 | 0 | 0 | 0 | 0 | 0 | 0 | 0
F3_Commercial_Restaurant_Existing_Space Heating_Natural Gas_Furnace_E10 | F3 | Commercial | Restaurant | Existing | Space Heating | Natural Gas | Furnace | E10 | PACT BC Ratio | 0 | 0 | 0 | 0 | 0 | 0 | 0 | 0 | 0 | 0 | 0 | 0 | 0 | 0 | 0 | 0 | 0 | 0 | 0 | 0 | 0 | 0 | 0 | 0 | 0 | 0 | 0 | 0 | 0 | 0 | 0 | 0 | 0
F4_Commercial_Restaurant_Existing_Space Heating_Natural Gas_Furnace_E1 | F4 | Commercial | Restaurant | Existing | Space Heating | Natural Gas | Furnace | E1 | RVT BC Ratio | 1 | 1 | 1 | 1 | 1 | 0 | 0 | 0 | 0 | 0 | 0 | 0 | 0 | 0 | 0 | 0 | 0 | 0 | 0 | 0 | 0 | 0 | 0 | 0 | 0 | 0 | 0 | 0 | 0 | 0 | 0 | 0 | 0
F4_Commercial_Restaurant_Existing_Space Heating_Natural Gas_Furnace_E2 | F4 | Commercial | Restaurant | Existing | Space Heating | Natural Gas | Furnace | E2 | RVT BC Ratio | 189.5769 | 189.5042 | 189.847 | 188.9485 | 188.3335 | 0 | 0 | 0 | 0 | 0 | 0 | 0 | 0 | 0 | 0 | 0 | 0 | 0 | 0 | 0 | 0 | 0 | 0 | 0 | 0 | 0 | 0 | 0 | 0 | 0 | 0 | 0 | 0
F4_Commercial_Restaurant_Existing_Space Heating_Natural Gas_Furnace_E3 | F4 | Commercial | Restaurant | Existing | Space Heating | Natural Gas | Furnace | E3 | RVT BC Ratio | 11.8007 | 11.7965 | 11.8166 | 11.7638 | 11.7276 | 1 | 1 | 1 | 1 | 1 | 1 | 1 | 1 | 1 | 1 | 1 | 1 | 1 | 1 | 1 | 1 | 1 | 1 | 1 | 1 | 1 | 1 | 1 | 1 | 1 | 1 | 1 | 1
F4_Commercial_Restaurant_Existing_Space Heating_Natural Gas_Furnace_E4 | F4 | Commercial | Restaurant | Existing | Space Heating | Natural Gas | Furnace | E4 | RVT BC Ratio | 7.7412 | 7.7385 | 7.7513 | 7.7178 | 7.6948 | 5.1671 | 5.1716 | 5.1739 | 5.1791 | 5.1834 | 5.1871 | 5.1899 | 5.1935 | 5.1975 | 5.2006 | 5.2039 | 5.2071 | 5.2113 | 5.2152 | 5.2202 | 5.2246 | 5.2293 | 5.2331 | 5.2377 | 5.2412 | 5.2445 | 5.2476 | 5.2509 | 5.2531 | 5.2555 | 5.2569 | 5.2587 | 5.2587
F4_Commercial_Restaurant_Existing_Space Heating_Natural Gas_Furnace_E5 | F4 | Commercial | Restaurant | Existing | Space Heating | Natural Gas | Furnace | E5 | RVT BC Ratio | 0 | 0 | 0 | 0 | 0 | 0 | 0 | 1.2035 | 1.204 | 1.2045 | 1.2049 | 1.2053 | 1.2057 | 1.2061 | 1.2065 | 1.2068 | 1.2072 | 1.2077 | 1.2081 | 1.2087 | 1.2092 | 1.2097 | 1.2101 | 1.2106 | 1.211 | 1.2114 | 1.2117 | 1.2121 | 1.2124 | 1.2126 | 1.2128 | 1.213 | 1.213
F4_Commercial_Restaurant_Existing_Space Heating_Natural Gas_Furnace_E6 | F4 | Commercial | Restaurant | Existing | Space Heating | Natural Gas | Furnace | E6 | RVT BC Ratio | 0 | 0 | 0 | 0 | 0 | 0 | 0 | 0 | 0 | 0 | 0 | 0 | 0 | 0 | 0 | 0 | 0 | 0 | 0 | 0 | 0 | 0 | 0 | 0 | 0 | 0 | 0 | 0 | 0 | 0 | 0 | 0 | 0
F4_Commercial_Restaurant_Existing_Space Heating_Natural Gas_Furnace_E7 | F4 | Commercial | Restaurant | Existing | Space Heating | Natural Gas | Furnace | E7 | RVT BC Ratio | 0 | 0 | 0 | 0 | 0 | 0 | 0 | 0 | 0 | 0 | 0 | 0 | 0 | 0 | 0 | 0 | 0 | 0 | 0 | 0 | 0 | 0 | 0 | 0 | 0 | 0 | 0 | 0 | 0 | 0 | 0 | 0 | 0
F4_Commercial_Restaurant_Existing_Space Heating_Natural Gas_Furnace_E8 | F4 | Commercial | Restaurant | Existing | Space Heating | Natural Gas | Furnace | E8 | RVT BC Ratio | 0 | 0 | 0 | 0 | 0 | 0 | 0 | 0 | 0 | 0 | 0 | 0 | 0 | 0 | 0 | 0 | 0 | 0 | 0 | 0 | 0 | 0 | 0 | 0 | 0 | 0 | 0 | 0 | 0 | 0 | 0 | 0 | 0
F4_Commercial_Restaurant_Existing_Space Heating_Natural Gas_Furnace_E9 | F4 | Commercial | Restaurant | Existing | Space Heating | Natural Gas | Furnace | E9 | RVT BC Ratio | 0 | 0 | 0 | 0 | 0 | 0 | 0 | 0 | 0 | 0 | 0 | 0 | 0 | 0 | 0 | 0 | 0 | 0 | 0 | 0 | 0 | 0 | 0 | 0 | 0 | 0 | 0 | 0 | 0 | 0 | 0 | 0 | 0
F4_Commercial_Restaurant_Existing_Space Heating_Natural Gas_Furnace_E10 | F4 | Commercial | Restaurant | Existing | Space Heating | Natural Gas | Furnace | E10 | RVT BC Ratio | 0 | 0 | 0 | 0 | 0 | 0 | 0 | 0 | 0 | 0 | 0 | 0 | 0 | 0 | 0 | 0 | 0 | 0 | 0 | 0 | 0 | 0 | 0 | 0 | 0 | 0 | 0 | 0 | 0 | 0 | 0 | 0 | 0
F5_Commercial_Restaurant_Existing_Space Heating_Natural Gas_Furnace_E1 | F5 | Commercial | Restaurant | Existing | Space Heating | Natural Gas | Furnace | E1 | RIM BC Ratio | 1 | 1 | 1 | 1 | 1 | 0 | 0 | 0 | 0 | 0 | 0 | 0 | 0 | 0 | 0 | 0 | 0 | 0 | 0 | 0 | 0 | 0 | 0 | 0 | 0 | 0 | 0 | 0 | 0 | 0 | 0 | 0 | 0
F5_Commercial_Restaurant_Existing_Space Heating_Natural Gas_Furnace_E2 | F5 | Commercial | Restaurant | Existing | Space Heating | Natural Gas | Furnace | E2 | RIM BC Ratio | 0.83072 | 0.83072 | 0.83073 | 0.83071 | 0.83069 | 0 | 0 | 0 | 0 | 0 | 0 | 0 | 0 | 0 | 0 | 0 | 0 | 0 | 0 | 0 | 0 | 0 | 0 | 0 | 0 | 0 | 0 | 0 | 0 | 0 | 0 | 0 | 0
F5_Commercial_Restaurant_Existing_Space Heating_Natural Gas_Furnace_E3 | F5 | Commercial | Restaurant | Existing | Space Heating | Natural Gas | Furnace | E3 | RIM BC Ratio | 0.77208 | 0.77206 | 0.77216 | 0.77189 | 0.7717 | 1 | 1 | 1 | 1 | 1 | 1 | 1 | 1 | 1 | 1 | 1 | 1 | 1 | 1 | 1 | 1 | 1 | 1 | 1 | 1 | 1 | 1 | 1 | 1 | 1 | 1 | 1 | 1
F5_Commercial_Restaurant_Existing_Space Heating_Natural Gas_Furnace_E4 | F5 | Commercial | Restaurant | Existing | Space Heating | Natural Gas | Furnace | E4 | RIM BC Ratio | 0.74008 | 0.74005 | 0.7402 | 0.7398 | 0.73953 | 0.69471 | 0.69483 | 0.69489 | 0.69503 | 0.69514 | 0.69523 | 0.69531 | 0.6954 | 0.6955 | 0.69558 | 0.69567 | 0.69575 | 0.69586 | 0.69596 | 0.69609 | 0.6962 | 0.69632 | 0.69641 | 0.69653 | 0.69662 | 0.6967 | 0.69678 | 0.69686 | 0.69692 | 0.69698 | 0.69702 | 0.69706 | 0.69706
F5_Commercial_Restaurant_Existing_Space Heating_Natural Gas_Furnace_E5 | F5 | Commercial | Restaurant | Existing | Space Heating | Natural Gas | Furnace | E5 | RIM BC Ratio | 0 | 0 | 0 | 0 | 0 | 0 | 0 | 0.29942 | 0.29965 | 0.29983 | 0.29999 | 0.30011 | 0.30026 | 0.30043 | 0.30057 | 0.30071 | 0.30084 | 0.30102 | 0.30119 | 0.3014 | 0.30159 | 0.30179 | 0.30195 | 0.30215 | 0.3023 | 0.30243 | 0.30256 | 0.3027 | 0.3028 | 0.3029 | 0.30296 | 0.30303 | 0.30303
F5_Commercial_Restaurant_Existing_Space Heating_Natural Gas_Furnace_E6 | F5 | Commercial | Restaurant | Existing | Space Heating | Natural Gas | Furnace | E6 | RIM BC Ratio | 0 | 0 | 0 | 0 | 0 | 0 | 0 | 0 | 0 | 0 | 0 | 0 | 0 | 0 | 0 | 0 | 0 | 0 | 0 | 0 | 0 | 0 | 0 | 0 | 0 | 0 | 0 | 0 | 0 | 0 | 0 | 0 | 0
F5_Commercial_Restaurant_Existing_Space Heating_Natural Gas_Furnace_E7 | F5 | Commercial | Restaurant | Existing | Space Heating | Natural Gas | Furnace | E7 | RIM BC Ratio | 0 | 0 | 0 | 0 | 0 | 0 | 0 | 0 | 0 | 0 | 0 | 0 | 0 | 0 | 0 | 0 | 0 | 0 | 0 | 0 | 0 | 0 | 0 | 0 | 0 | 0 | 0 | 0 | 0 | 0 | 0 | 0 | 0
F5_Commercial_Restaurant_Existing_Space Heating_Natural Gas_Furnace_E8 | F5 | Commercial | Restaurant | Existing | Space Heating | Natural Gas | Furnace | E8 | RIM BC Ratio | 0 | 0 | 0 | 0 | 0 | 0 | 0 | 0 | 0 | 0 | 0 | 0 | 0 | 0 | 0 | 0 | 0 | 0 | 0 | 0 | 0 | 0 | 0 | 0 | 0 | 0 | 0 | 0 | 0 | 0 | 0 | 0 | 0
F5_Commercial_Restaurant_Existing_Space Heating_Natural Gas_Furnace_E9 | F5 | Commercial | Restaurant | Existing | Space Heating | Natural Gas | Furnace | E9 | RIM BC Ratio | 0 | 0 | 0 | 0 | 0 | 0 | 0 | 0 | 0 | 0 | 0 | 0 | 0 | 0 | 0 | 0 | 0 | 0 | 0 | 0 | 0 | 0 | 0 | 0 | 0 | 0 | 0 | 0 | 0 | 0 | 0 | 0 | 0
F5_Commercial_Restaurant_Existing_Space Heating_Natural Gas_Furnace_E10 | F5 | Commercial | Restaurant | Existing | Space Heating | Natural Gas | Furnace | E10 | RIM BC Ratio | 0 | 0 | 0 | 0 | 0 | 0 | 0 | 0 | 0 | 0 | 0 | 0 | 0 | 0 | 0 | 0 | 0 | 0 | 0 | 0 | 0 | 0 | 0 | 0 | 0 | 0 | 0 | 0 | 0 | 0 | 0 | 0 | 0
F0_Commercial_Restaurant_Existing_Space Heating_Natural Gas_Boiler_E0 | F0 | Commercial | Restaurant | Existing | Space Heating | Natural Gas | Boiler | E0 | Economic Unit | Convert to Gas-Fired ASHP | Convert to Gas-Fired ASHP | Convert to Gas-Fired ASHP | Convert to Gas-Fired ASHP | Convert to Gas-Fired ASHP | Convert to Gas-Fired ASHP | Convert to Gas-Fired ASHP | Convert to Gas-Fired ASHP | Convert to Gas-Fired ASHP | Convert to Gas-Fired ASHP | Convert to Gas-Fired ASHP | Convert to Gas-Fired ASHP | Convert to Gas-Fired ASHP | Convert to Gas-Fired ASHP | Convert to Gas-Fired ASHP | Convert to Gas-Fired ASHP | Convert to Gas-Fired ASHP | Convert to Gas-Fired ASHP | Convert to Gas-Fired ASHP | Convert to Gas-Fired ASHP | Convert to Gas-Fired ASHP | Convert to Gas-Fired ASHP | Convert to Gas-Fired ASHP | Convert to Gas-Fired ASHP | Convert to Gas-Fired ASHP | Convert to Gas-Fired ASHP | Convert to Gas-Fired ASHP | Convert to Gas-Fired ASHP | Convert to Gas-Fired ASHP | Convert to Gas-Fired ASHP | Convert to Gas-Fired ASHP | Convert to Gas-Fired ASHP | Convert to Gas-Fired ASHP
F1_Commercial_Restaurant_Existing_Space Heating_Natural Gas_Boiler_E1 | F1 | Commercial | Restaurant | Existing | Space Heating | Natural Gas | Boiler | E1 | CCE | 0 | 0 | 0 | 0 | 0 | 0 | 0 | 0 | 0 | 0 | 0 | 0 | 0 | 0 | 0 | 0 | 0 | 0 | 0 | 0 | 0 | 0 | 0 | 0 | 0 | 0 | 0 | 0 | 0 | 0 | 0 | 0 | 0
F1_Commercial_Restaurant_Existing_Space Heating_Natural Gas_Boiler_E2 | F1 | Commercial | Restaurant | Existing | Space Heating | Natural Gas | Boiler | E2 | CCE | 0.048653 | 0.050373 | 0.045459 | 0.046559 | 0.04681 | 0 | 0 | 0 | 0 | 0 | 0 | 0 | 0 | 0 | 0 | 0 | 0 | 0 | 0 | 0 | 0 | 0 | 0 | 0 | 0 | 0 | 0 | 0 | 0 | 0 | 0 | 0 | 0
F1_Commercial_Restaurant_Existing_Space Heating_Natural Gas_Boiler_E3 | F1 | Commercial | Restaurant | Existing | Space Heating | Natural Gas | Boiler | E3 | CCE | 0.28824 | 0.29843 | 0.26932 | 0.27584 | 0.27732 | 0 | 0 | 0 | 0 | 0 | 0 | 0 | 0 | 0 | 0 | 0 | 0 | 0 | 0 | 0 | 0 | 0 | 0 | 0 | 0 | 0 | 0 | 0 | 0 | 0 | 0 | 0 | 0
F1_Commercial_Restaurant_Existing_Space Heating_Natural Gas_Boiler_E4 | F1 | Commercial | Restaurant | Existing | Space Heating | Natural Gas | Boiler | E4 | CCE | 0.29064 | 0.30092 | 0.27156 | 0.27814 | 0.27963 | 0.29111 | 0.29269 | 0.29429 | 0.29591 | 0.29755 | 0.2992 | 0.30087 | 0.30256 | 0.30427 | 0.306 | 0.30775 | 0.30952 | 0.31131 | 0.31312 | 0.31495 | 0.3168 | 0.31867 | 0.32057 | 0.32249 | 0.32443 | 0.32639 | 0.32839 | 0.3304 | 0.33244 | 0.3345 | 0.33659 | 0.33871 | 0.33871
F1_Commercial_Restaurant_Existing_Space Heating_Natural Gas_Boiler_E5 | F1 | Commercial | Restaurant | Existing | Space Heating | Natural Gas | Boiler | E5 | CCE | 0.89525 | 0.92689 | 0.83648 | 0.85672 | 0.86133 | 1.237 | 1.2438 | 1.2506 | 1.2574 | 1.2644 | 1.2714 | 1.2785 | 1.2857 | 1.293 | 1.3003 | 1.3078 | 1.3153 | 1.3229 | 1.3306 | 1.3384 | 1.3462 | 1.3542 | 1.3622 | 1.3704 | 1.3786 | 1.387 | 1.3955 | 1.404 | 1.4127 | 1.4214 | 1.4303 | 1.4393 | 1.4393
F1_Commercial_Restaurant_Existing_Space Heating_Natural Gas_Boiler_E6 | F1 | Commercial | Restaurant | Existing | Space Heating | Natural Gas | Boiler | E6 | CCE | 0 | 0 | 0 | 0 | 0 | 0 | 0 | 0 | 0 | 0 | 0 | 0 | 0 | 0 | 0 | 0 | 0 | 0 | 0 | 0 | 0 | 0 | 0 | 0 | 0 | 0 | 0 | 0 | 0 | 0 | 0 | 0 | 0
F1_Commercial_Restaurant_Existing_Space Heating_Natural Gas_Boiler_E7 | F1 | Commercial | Restaurant | Existing | Space Heating | Natural Gas | Boiler | E7 | CCE | 0 | 0 | 0 | 0 | 0 | 0 | 0 | 0 | 0 | 0 | 0 | 0 | 0 | 0 | 0 | 0 | 0 | 0 | 0 | 0 | 0 | 0 | 0 | 0 | 0 | 0 | 0 | 0 | 0 | 0 | 0 | 0 | 0
F1_Commercial_Restaurant_Existing_Space Heating_Natural Gas_Boiler_E8 | F1 | Commercial | Restaurant | Existing | Space Heating | Natural Gas | Boiler | E8 | CCE | 0 | 0 | 0 | 0 | 0 | 0 | 0 | 0 | 0 | 0 | 0 | 0 | 0 | 0 | 0 | 0 | 0 | 0 | 0 | 0 | 0 | 0 | 0 | 0 | 0 | 0 | 0 | 0 | 0 | 0 | 0 | 0 | 0
F1_Commercial_Restaurant_Existing_Space Heating_Natural Gas_Boiler_E9 | F1 | Commercial | Restaurant | Existing | Space Heating | Natural Gas | Boiler | E9 | CCE | 0 | 0 | 0 | 0 | 0 | 0 | 0 | 0 | 0 | 0 | 0 | 0 | 0 | 0 | 0 | 0 | 0 | 0 | 0 | 0 | 0 | 0 | 0 | 0 | 0 | 0 | 0 | 0 | 0 | 0 | 0 | 0 | 0
F1_Commercial_Restaurant_Existing_Space Heating_Natural Gas_Boiler_E10 | F1 | Commercial | Restaurant | Existing | Space Heating | Natural Gas | Boiler | E10 | CCE | 0 | 0 | 0 | 0 | 0 | 0 | 0 | 0 | 0 | 0 | 0 | 0 | 0 | 0 | 0 | 0 | 0 | 0 | 0 | 0 | 0 | 0 | 0 | 0 | 0 | 0 | 0 | 0 | 0 | 0 | 0 | 0 | 0
F2_Commercial_Restaurant_Existing_Space Heating_Natural Gas_Boiler_E1 | F2 | Commercial | Restaurant | Existing | Space Heating | Natural Gas | Boiler | E1 | TRC BC Ratio | 1 | 1 | 1 | 1 | 1 | 0 | 0 | 0 | 0 | 0 | 0 | 0 | 0 | 0 | 0 | 0 | 0 | 0 | 0 | 0 | 0 | 0 | 0 | 0 | 0 | 0 | 0 | 0 | 0 | 0 | 0 | 0 | 0
F2_Commercial_Restaurant_Existing_Space Heating_Natural Gas_Boiler_E2 | F2 | Commercial | Restaurant | Existing | Space Heating | Natural Gas | Boiler | E2 | TRC BC Ratio | 44.6988 | 44.6856 | 44.7662 | 44.5686 | 44.4343 | 0 | 0 | 0 | 0 | 0 | 0 | 0 | 0 | 0 | 0 | 0 | 0 | 0 | 0 | 0 | 0 | 0 | 0 | 0 | 0 | 0 | 0 | 0 | 0 | 0 | 0 | 0 | 0
F2_Commercial_Restaurant_Existing_Space Heating_Natural Gas_Boiler_E3 | F2 | Commercial | Restaurant | Existing | Space Heating | Natural Gas | Boiler | E3 | TRC BC Ratio | 7.5449 | 7.5427 | 7.5563 | 7.5229 | 7.5002 | 1 | 1 | 1 | 1 | 1 | 1 | 1 | 1 | 1 | 1 | 1 | 1 | 1 | 1 | 1 | 1 | 1 | 1 | 1 | 1 | 1 | 1 | 1 | 1 | 1 | 1 | 1 | 1
F2_Commercial_Restaurant_Existing_Space Heating_Natural Gas_Boiler_E4 | F2 | Commercial | Restaurant | Existing | Space Heating | Natural Gas | Boiler | E4 | TRC BC Ratio | 7.4825 | 7.4803 | 7.4938 | 7.4607 | 7.4382 | 7.177 | 7.1843 | 7.1883 | 7.1967 | 7.2036 | 7.2096 | 7.2141 | 7.2198 | 7.2262 | 7.231 | 7.2359 | 7.2408 | 7.2471 | 7.2531 | 7.2608 | 7.2674 | 7.2745 | 7.2803 | 7.2873 | 7.2927 | 7.2976 | 7.3022 | 7.3073 | 7.3106 | 7.3143 | 7.3164 | 7.3191 | 7.3191
F2_Commercial_Restaurant_Existing_Space Heating_Natural Gas_Boiler_E5 | F2 | Commercial | Restaurant | Existing | Space Heating | Natural Gas | Boiler | E5 | TRC BC Ratio | 2.4292 | 2.4285 | 2.4329 | 2.4221 | 2.4148 | 1.6889 | 1.6907 | 1.6916 | 1.6936 | 1.6952 | 1.6966 | 1.6977 | 1.699 | 1.7005 | 1.7016 | 1.7028 | 1.704 | 1.7054 | 1.7069 | 1.7087 | 1.7102 | 1.7119 | 1.7133 | 1.7149 | 1.7162 | 1.7173 | 1.7184 | 1.7196 | 1.7204 | 1.7212 | 1.7217 | 1.7224 | 1.7224
F2_Commercial_Restaurant_Existing_Space Heating_Natural Gas_Boiler_E6 | F2 | Commercial | Restaurant | Existing | Space Heating | Natural Gas | Boiler | E6 | TRC BC Ratio | 0 | 0 | 0 | 0 | 0 | 0 | 0 | 0 | 0 | 0 | 0 | 0 | 0 | 0 | 0 | 0 | 0 | 0 | 0 | 0 | 0 | 0 | 0 | 0 | 0 | 0 | 0 | 0 | 0 | 0 | 0 | 0 | 0
F2_Commercial_Restaurant_Existing_Space Heating_Natural Gas_Boiler_E7 | F2 | Commercial | Restaurant | Existing | Space Heating | Natural Gas | Boiler | E7 | TRC BC Ratio | 0 | 0 | 0 | 0 | 0 | 0 | 0 | 0 | 0 | 0 | 0 | 0 | 0 | 0 | 0 | 0 | 0 | 0 | 0 | 0 | 0 | 0 | 0 | 0 | 0 | 0 | 0 | 0 | 0 | 0 | 0 | 0 | 0
F2_Commercial_Restaurant_Existing_Space Heating_Natural Gas_Boiler_E8 | F2 | Commercial | Restaurant | Existing | Space Heating | Natural Gas | Boiler | E8 | TRC BC Ratio | 0 | 0 | 0 | 0 | 0 | 0 | 0 | 0 | 0 | 0 | 0 | 0 | 0 | 0 | 0 | 0 | 0 | 0 | 0 | 0 | 0 | 0 | 0 | 0 | 0 | 0 | 0 | 0 | 0 | 0 | 0 | 0 | 0
F2_Commercial_Restaurant_Existing_Space Heating_Natural Gas_Boiler_E9 | F2 | Commercial | Restaurant | Existing | Space Heating | Natural Gas | Boiler | E9 | TRC BC Ratio | 0 | 0 | 0 | 0 | 0 | 0 | 0 | 0 | 0 | 0 | 0 | 0 | 0 | 0 | 0 | 0 | 0 | 0 | 0 | 0 | 0 | 0 | 0 | 0 | 0 | 0 | 0 | 0 | 0 | 0 | 0 | 0 | 0
F2_Commercial_Restaurant_Existing_Space Heating_Natural Gas_Boiler_E10 | F2 | Commercial | Restaurant | Existing | Space Heating | Natural Gas | Boiler | E10 | TRC BC Ratio | 0 | 0 | 0 | 0 | 0 | 0 | 0 | 0 | 0 | 0 | 0 | 0 | 0 | 0 | 0 | 0 | 0 | 0 | 0 | 0 | 0 | 0 | 0 | 0 | 0 | 0 | 0 | 0 | 0 | 0 | 0 | 0 | 0
F3_Commercial_Restaurant_Existing_Space Heating_Natural Gas_Boiler_E1 | F3 | Commercial | Restaurant | Existing | Space Heating | Natural Gas | Boiler | E1 | PACT BC Ratio | 1 | 1 | 1 | 1 | 1 | 0 | 0 | 0 | 0 | 0 | 0 | 0 | 0 | 0 | 0 | 0 | 0 | 0 | 0 | 0 | 0 | 0 | 0 | 0 | 0 | 0 | 0 | 0 | 0 | 0 | 0 | 0 | 0
F3_Commercial_Restaurant_Existing_Space Heating_Natural Gas_Boiler_E2 | F3 | Commercial | Restaurant | Existing | Space Heating | Natural Gas | Boiler | E2 | PACT BC Ratio | 59.5984 | 59.5809 | 59.6883 | 59.4248 | 59.2458 | 0 | 0 | 0 | 0 | 0 | 0 | 0 | 0 | 0 | 0 | 0 | 0 | 0 | 0 | 0 | 0 | 0 | 0 | 0 | 0 | 0 | 0 | 0 | 0 | 0 | 0 | 0 | 0
F3_Commercial_Restaurant_Existing_Space Heating_Natural Gas_Boiler_E3 | F3 | Commercial | Restaurant | Existing | Space Heating | Natural Gas | Boiler | E3 | PACT BC Ratio | 10.0598 | 10.0569 | 10.075 | 10.0305 | 10.0003 | 1 | 1 | 1 | 1 | 1 | 1 | 1 | 1 | 1 | 1 | 1 | 1 | 1 | 1 | 1 | 1 | 1 | 1 | 1 | 1 | 1 | 1 | 1 | 1 | 1 | 1 | 1 | 1
F3_Commercial_Restaurant_Existing_Space Heating_Natural Gas_Boiler_E4 | F3 | Commercial | Restaurant | Existing | Space Heating | Natural Gas | Boiler | E4 | PACT BC Ratio | 9.9766 | 9.9737 | 9.9917 | 9.9476 | 9.9176 | 9.5693 | 9.5791 | 9.5844 | 9.5955 | 9.6048 | 9.6127 | 9.6188 | 9.6264 | 9.6349 | 9.6413 | 9.6479 | 9.6544 | 9.6629 | 9.6708 | 9.681 | 9.6898 | 9.6993 | 9.7071 | 9.7164 | 9.7235 | 9.7301 | 9.7363 | 9.7431 | 9.7475 | 9.7524 | 9.7552 | 9.7588 | 9.7588
F3_Commercial_Restaurant_Existing_Space Heating_Natural Gas_Boiler_E5 | F3 | Commercial | Restaurant | Existing | Space Heating | Natural Gas | Boiler | E5 | PACT BC Ratio | 3.2389 | 3.238 | 3.2438 | 3.2295 | 3.2198 | 2.2519 | 2.2542 | 2.2555 | 2.2581 | 2.2603 | 2.2621 | 2.2636 | 2.2654 | 2.2673 | 2.2689 | 2.2704 | 2.2719 | 2.2739 | 2.2758 | 2.2782 | 2.2803 | 2.2825 | 2.2843 | 2.2865 | 2.2882 | 2.2898 | 2.2912 | 2.2928 | 2.2939 | 2.295 | 2.2957 | 2.2965 | 2.2965
F3_Commercial_Restaurant_Existing_Space Heating_Natural Gas_Boiler_E6 | F3 | Commercial | Restaurant | Existing | Space Heating | Natural Gas | Boiler | E6 | PACT BC Ratio | 0 | 0 | 0 | 0 | 0 | 0 | 0 | 0 | 0 | 0 | 0 | 0 | 0 | 0 | 0 | 0 | 0 | 0 | 0 | 0 | 0 | 0 | 0 | 0 | 0 | 0 | 0 | 0 | 0 | 0 | 0 | 0 | 0
F3_Commercial_Restaurant_Existing_Space Heating_Natural Gas_Boiler_E7 | F3 | Commercial | Restaurant | Existing | Space Heating | Natural Gas | Boiler | E7 | PACT BC Ratio | 0 | 0 | 0 | 0 | 0 | 0 | 0 | 0 | 0 | 0 | 0 | 0 | 0 | 0 | 0 | 0 | 0 | 0 | 0 | 0 | 0 | 0 | 0 | 0 | 0 | 0 | 0 | 0 | 0 | 0 | 0 | 0 | 0
F3_Commercial_Restaurant_Existing_Space Heating_Natural Gas_Boiler_E8 | F3 | Commercial | Restaurant | Existing | Space Heating | Natural Gas | Boiler | E8 | PACT BC Ratio | 0 | 0 | 0 | 0 | 0 | 0 | 0 | 0 | 0 | 0 | 0 | 0 | 0 | 0 | 0 | 0 | 0 | 0 | 0 | 0 | 0 | 0 | 0 | 0 | 0 | 0 | 0 | 0 | 0 | 0 | 0 | 0 | 0
F3_Commercial_Restaurant_Existing_Space Heating_Natural Gas_Boiler_E9 | F3 | Commercial | Restaurant | Existing | Space Heating | Natural Gas | Boiler | E9 | PACT BC Ratio | 0 | 0 | 0 | 0 | 0 | 0 | 0 | 0 | 0 | 0 | 0 | 0 | 0 | 0 | 0 | 0 | 0 | 0 | 0 | 0 | 0 | 0 | 0 | 0 | 0 | 0 | 0 | 0 | 0 | 0 | 0 | 0 | 0
F3_Commercial_Restaurant_Existing_Space Heating_Natural Gas_Boiler_E10 | F3 | Commercial | Restaurant | Existing | Space Heating | Natural Gas | Boiler | E10 | PACT BC Ratio | 0 | 0 | 0 | 0 | 0 | 0 | 0 | 0 | 0 | 0 | 0 | 0 | 0 | 0 | 0 | 0 | 0 | 0 | 0 | 0 | 0 | 0 | 0 | 0 | 0 | 0 | 0 | 0 | 0 | 0 | 0 | 0 | 0
F4_Commercial_Restaurant_Existing_Space Heating_Natural Gas_Boiler_E1 | F4 | Commercial | Restaurant | Existing | Space Heating | Natural Gas | Boiler | E1 | RVT BC Ratio | 1 | 1 | 1 | 1 | 1 | 0 | 0 | 0 | 0 | 0 | 0 | 0 | 0 | 0 | 0 | 0 | 0 | 0 | 0 | 0 | 0 | 0 | 0 | 0 | 0 | 0 | 0 | 0 | 0 | 0 | 0 | 0 | 0
F4_Commercial_Restaurant_Existing_Space Heating_Natural Gas_Boiler_E2 | F4 | Commercial | Restaurant | Existing | Space Heating | Natural Gas | Boiler | E2 | RVT BC Ratio | 64.9625 | 64.9436 | 65.0594 | 64.7753 | 64.5823 | 0 | 0 | 0 | 0 | 0 | 0 | 0 | 0 | 0 | 0 | 0 | 0 | 0 | 0 | 0 | 0 | 0 | 0 | 0 | 0 | 0 | 0 | 0 | 0 | 0 | 0 | 0 | 0
F4_Commercial_Restaurant_Existing_Space Heating_Natural Gas_Boiler_E3 | F4 | Commercial | Restaurant | Existing | Space Heating | Natural Gas | Boiler | E3 | RVT BC Ratio | 11.5471 | 11.5439 | 11.5635 | 11.5155 | 11.4829 | 1 | 1 | 1 | 1 | 1 | 1 | 1 | 1 | 1 | 1 | 1 | 1 | 1 | 1 | 1 | 1 | 1 | 1 | 1 | 1 | 1 | 1 | 1 | 1 | 1 | 1 | 1 | 1
F4_Commercial_Restaurant_Existing_Space Heating_Natural Gas_Boiler_E4 | F4 | Commercial | Restaurant | Existing | Space Heating | Natural Gas | Boiler | E4 | RVT BC Ratio | 11.4574 | 11.4542 | 11.4736 | 11.4261 | 11.3938 | 11.0182 | 11.0287 | 11.0344 | 11.0465 | 11.0564 | 11.065 | 11.0715 | 11.0798 | 11.0889 | 11.0958 | 11.1029 | 11.11 | 11.1191 | 11.1277 | 11.1386 | 11.1481 | 11.1584 | 11.1668 | 11.1768 | 11.1845 | 11.1916 | 11.1983 | 11.2056 | 11.2103 | 11.2156 | 11.2186 | 11.2226 | 11.2226
F4_Commercial_Restaurant_Existing_Space Heating_Natural Gas_Boiler_E5 | F4 | Commercial | Restaurant | Existing | Space Heating | Natural Gas | Boiler | E5 | RVT BC Ratio | 4.1924 | 4.1914 | 4.1977 | 4.1822 | 4.1717 | 3.1282 | 3.1306 | 3.132 | 3.1348 | 3.1371 | 3.1392 | 3.1407 | 3.1426 | 3.1448 | 3.1464 | 3.1481 | 3.1497 | 3.1519 | 3.1539 | 3.1565 | 3.1587 | 3.1611 | 3.1631 | 3.1655 | 3.1673 | 3.169 | 3.1705 | 3.1722 | 3.1734 | 3.1746 | 3.1753 | 3.1762 | 3.1762
F4_Commercial_Restaurant_Existing_Space Heating_Natural Gas_Boiler_E6 | F4 | Commercial | Restaurant | Existing | Space Heating | Natural Gas | Boiler | E6 | RVT BC Ratio | 0 | 0 | 0 | 0 | 0 | 0 | 0 | 0 | 0 | 0 | 0 | 0 | 0 | 0 | 0 | 0 | 0 | 0 | 0 | 0 | 0 | 0 | 0 | 0 | 0 | 0 | 0 | 0 | 0 | 0 | 0 | 0 | 0
F4_Commercial_Restaurant_Existing_Space Heating_Natural Gas_Boiler_E7 | F4 | Commercial | Restaurant | Existing | Space Heating | Natural Gas | Boiler | E7 | RVT BC Ratio | 0 | 0 | 0 | 0 | 0 | 0 | 0 | 0 | 0 | 0 | 0 | 0 | 0 | 0 | 0 | 0 | 0 | 0 | 0 | 0 | 0 | 0 | 0 | 0 | 0 | 0 | 0 | 0 | 0 | 0 | 0 | 0 | 0
F4_Commercial_Restaurant_Existing_Space Heating_Natural Gas_Boiler_E8 | F4 | Commercial | Restaurant | Existing | Space Heating | Natural Gas | Boiler | E8 | RVT BC Ratio | 0 | 0 | 0 | 0 | 0 | 0 | 0 | 0 | 0 | 0 | 0 | 0 | 0 | 0 | 0 | 0 | 0 | 0 | 0 | 0 | 0 | 0 | 0 | 0 | 0 | 0 | 0 | 0 | 0 | 0 | 0 | 0 | 0
F4_Commercial_Restaurant_Existing_Space Heating_Natural Gas_Boiler_E9 | F4 | Commercial | Restaurant | Existing | Space Heating | Natural Gas | Boiler | E9 | RVT BC Ratio | 0 | 0 | 0 | 0 | 0 | 0 | 0 | 0 | 0 | 0 | 0 | 0 | 0 | 0 | 0 | 0 | 0 | 0 | 0 | 0 | 0 | 0 | 0 | 0 | 0 | 0 | 0 | 0 | 0 | 0 | 0 | 0 | 0
F4_Commercial_Restaurant_Existing_Space Heating_Natural Gas_Boiler_E10 | F4 | Commercial | Restaurant | Existing | Space Heating | Natural Gas | Boiler | E10 | RVT BC Ratio | 0 | 0 | 0 | 0 | 0 | 0 | 0 | 0 | 0 | 0 | 0 | 0 | 0 | 0 | 0 | 0 | 0 | 0 | 0 | 0 | 0 | 0 | 0 | 0 | 0 | 0 | 0 | 0 | 0 | 0 | 0 | 0 | 0
F5_Commercial_Restaurant_Existing_Space Heating_Natural Gas_Boiler_E1 | F5 | Commercial | Restaurant | Existing | Space Heating | Natural Gas | Boiler | E1 | RIM BC Ratio | 1 | 1 | 1 | 1 | 1 | 0 | 0 | 0 | 0 | 0 | 0 | 0 | 0 | 0 | 0 | 0 | 0 | 0 | 0 | 0 | 0 | 0 | 0 | 0 | 0 | 0 | 0 | 0 | 0 | 0 | 0 | 0 | 0
F5_Commercial_Restaurant_Existing_Space Heating_Natural Gas_Boiler_E2 | F5 | Commercial | Restaurant | Existing | Space Heating | Natural Gas | Boiler | E2 | RIM BC Ratio | 0.82315 | 0.82315 | 0.82317 | 0.82312 | 0.82308 | 0 | 0 | 0 | 0 | 0 | 0 | 0 | 0 | 0 | 0 | 0 | 0 | 0 | 0 | 0 | 0 | 0 | 0 | 0 | 0 | 0 | 0 | 0 | 0 | 0 | 0 | 0 | 0
F5_Commercial_Restaurant_Existing_Space Heating_Natural Gas_Boiler_E3 | F5 | Commercial | Restaurant | Existing | Space Heating | Natural Gas | Boiler | E3 | RIM BC Ratio | 0.77073 | 0.77071 | 0.77082 | 0.77056 | 0.77038 | 1 | 1 | 1 | 1 | 1 | 1 | 1 | 1 | 1 | 1 | 1 | 1 | 1 | 1 | 1 | 1 | 1 | 1 | 1 | 1 | 1 | 1 | 1 | 1 | 1 | 1 | 1 | 1
F5_Commercial_Restaurant_Existing_Space Heating_Natural Gas_Boiler_E4 | F5 | Commercial | Restaurant | Existing | Space Heating | Natural Gas | Boiler | E4 | RIM BC Ratio | 0.77024 | 0.77022 | 0.77033 | 0.77006 | 0.76988 | 0.76772 | 0.76778 | 0.76781 | 0.76788 | 0.76794 | 0.76799 | 0.76803 | 0.76808 | 0.76813 | 0.76818 | 0.76822 | 0.76826 | 0.76831 | 0.76836 | 0.76843 | 0.76848 | 0.76854 | 0.76859 | 0.76865 | 0.76869 | 0.76873 | 0.76877 | 0.76882 | 0.76884 | 0.76887 | 0.76889 | 0.76891 | 0.76891
F5_Commercial_Restaurant_Existing_Space Heating_Natural Gas_Boiler_E5 | F5 | Commercial | Restaurant | Existing | Space Heating | Natural Gas | Boiler | E5 | RIM BC Ratio | 0.66365 | 0.66361 | 0.66386 | 0.66326 | 0.66285 | 0.60897 | 0.60913 | 0.60922 | 0.60942 | 0.60957 | 0.60971 | 0.60981 | 0.60994 | 0.61009 | 0.6102 | 0.61031 | 0.61042 | 0.61056 | 0.6107 | 0.61087 | 0.61102 | 0.61118 | 0.61131 | 0.61147 | 0.61159 | 0.6117 | 0.6118 | 0.61192 | 0.61199 | 0.61207 | 0.61212 | 0.61218 | 0.61218
F5_Commercial_Restaurant_Existing_Space Heating_Natural Gas_Boiler_E6 | F5 | Commercial | Restaurant | Existing | Space Heating | Natural Gas | Boiler | E6 | RIM BC Ratio | 0 | 0 | 0 | 0 | 0 | 0 | 0 | 0 | 0 | 0 | 0 | 0 | 0 | 0 | 0 | 0 | 0 | 0 | 0 | 0 | 0 | 0 | 0 | 0 | 0 | 0 | 0 | 0 | 0 | 0 | 0 | 0 | 0
F5_Commercial_Restaurant_Existing_Space Heating_Natural Gas_Boiler_E7 | F5 | Commercial | Restaurant | Existing | Space Heating | Natural Gas | Boiler | E7 | RIM BC Ratio | 0 | 0 | 0 | 0 | 0 | 0 | 0 | 0 | 0 | 0 | 0 | 0 | 0 | 0 | 0 | 0 | 0 | 0 | 0 | 0 | 0 | 0 | 0 | 0 | 0 | 0 | 0 | 0 | 0 | 0 | 0 | 0 | 0
F5_Commercial_Restaurant_Existing_Space Heating_Natural Gas_Boiler_E8 | F5 | Commercial | Restaurant | Existing | Space Heating | Natural Gas | Boiler | E8 | RIM BC Ratio | 0 | 0 | 0 | 0 | 0 | 0 | 0 | 0 | 0 | 0 | 0 | 0 | 0 | 0 | 0 | 0 | 0 | 0 | 0 | 0 | 0 | 0 | 0 | 0 | 0 | 0 | 0 | 0 | 0 | 0 | 0 | 0 | 0
F5_Commercial_Restaurant_Existing_Space Heating_Natural Gas_Boiler_E9 | F5 | Commercial | Restaurant | Existing | Space Heating | Natural Gas | Boiler | E9 | RIM BC Ratio | 0 | 0 | 0 | 0 | 0 | 0 | 0 | 0 | 0 | 0 | 0 | 0 | 0 | 0 | 0 | 0 | 0 | 0 | 0 | 0 | 0 | 0 | 0 | 0 | 0 | 0 | 0 | 0 | 0 | 0 | 0 | 0 | 0
F5_Commercial_Restaurant_Existing_Space Heating_Natural Gas_Boiler_E10 | F5 | Commercial | Restaurant | Existing | Space Heating | Natural Gas | Boiler | E10 | RIM BC Ratio | 0 | 0 | 0 | 0 | 0 | 0 | 0 | 0 | 0 | 0 | 0 | 0 | 0 | 0 | 0 | 0 | 0 | 0 | 0 | 0 | 0 | 0 | 0 | 0 | 0 | 0 | 0 | 0 | 0 | 0 | 0 | 0 | 0
F0_Commercial_Restaurant_Existing_Space Heating_Natural Gas_Unit Heater_E0 | F0 | Commercial | Restaurant | Existing | Space Heating | Natural Gas | Unit Heater | E0 | Economic Unit | Infrared Radiant | Infrared Radiant | Infrared Radiant | Infrared Radiant | Infrared Radiant | Infrared Radiant | Infrared Radiant | Infrared Radiant | Infrared Radiant | Infrared Radiant | Infrared Radiant | Infrared Radiant | Infrared Radiant | Infrared Radiant | Infrared Radiant | Infrared Radiant | Infrared Radiant | Infrared Radiant | Infrared Radiant | Infrared Radiant | Infrared Radiant | Infrared Radiant | Infrared Radiant | Infrared Radiant | Infrared Radiant | Infrared Radiant | Infrared Radiant | Infrared Radiant | Infrared Radiant | Infrared Radiant | Infrared Radiant | Infrared Radiant | Infrared Radiant
F1_Commercial_Restaurant_Existing_Space Heating_Natural Gas_Unit Heater_E1 | F1 | Commercial | Restaurant | Existing | Space Heating | Natural Gas | Unit Heater | E1 | CCE | 0 | 0 | 0 | 0 | 0 | 0 | 0 | 0 | 0 | 0 | 0 | 0 | 0 | 0 | 0 | 0 | 0 | 0 | 0 | 0 | 0 | 0 | 0 | 0 | 0 | 0 | 0 | 0 | 0 | 0 | 0 | 0 | 0
F1_Commercial_Restaurant_Existing_Space Heating_Natural Gas_Unit Heater_E2 | F1 | Commercial | Restaurant | Existing | Space Heating | Natural Gas | Unit Heater | E2 | CCE | 2.2519 | 2.3315 | 2.1041 | 2.155 | 2.1666 | 0 | 0 | 0 | 0 | 0 | 0 | 0 | 0 | 0 | 0 | 0 | 0 | 0 | 0 | 0 | 0 | 0 | 0 | 0 | 0 | 0 | 0 | 0 | 0 | 0 | 0 | 0 | 0
F1_Commercial_Restaurant_Existing_Space Heating_Natural Gas_Unit Heater_E3 | F1 | Commercial | Restaurant | Existing | Space Heating | Natural Gas | Unit Heater | E3 | CCE | 0.17557 | 0.18177 | 0.16404 | 0.16801 | 0.16892 | -1.4689 | -1.4769 | -1.4849 | -1.4931 | -1.5013 | -1.5097 | -1.5181 | -1.5267 | -1.5353 | -1.544 | -1.5528 | -1.5618 | -1.5708 | -1.5799 | -1.5892 | -1.5985 | -1.6079 | -1.6175 | -1.6272 | -1.637 | -1.6469 | -1.657 | -1.6671 | -1.6774 | -1.6878 | -1.6984 | -1.709 | -1.709
F1_Commercial_Restaurant_Existing_Space Heating_Natural Gas_Unit Heater_E4 | F1 | Commercial | Restaurant | Existing | Space Heating | Natural Gas | Unit Heater | E4 | CCE | 0 | 0 | 0 | 0 | 0 | 0 | 0 | 0 | 0 | 0 | 0 | 0 | 0 | 0 | 0 | 0 | 0 | 0 | 0 | 0 | 0 | 0 | 0 | 0 | 0 | 0 | 0 | 0 | 0 | 0 | 0 | 0 | 0
F1_Commercial_Restaurant_Existing_Space Heating_Natural Gas_Unit Heater_E5 | F1 | Commercial | Restaurant | Existing | Space Heating | Natural Gas | Unit Heater | E5 | CCE | 0 | 0 | 0 | 0 | 0 | 0 | 0 | 0 | 0 | 0 | 0 | 0 | 0 | 0 | 0 | 0 | 0 | 0 | 0 | 0 | 0 | 0 | 0 | 0 | 0 | 0 | 0 | 0 | 0 | 0 | 0 | 0 | 0
F1_Commercial_Restaurant_Existing_Space Heating_Natural Gas_Unit Heater_E6 | F1 | Commercial | Restaurant | Existing | Space Heating | Natural Gas | Unit Heater | E6 | CCE | 0 | 0 | 0 | 0 | 0 | 0 | 0 | 0 | 0 | 0 | 0 | 0 | 0 | 0 | 0 | 0 | 0 | 0 | 0 | 0 | 0 | 0 | 0 | 0 | 0 | 0 | 0 | 0 | 0 | 0 | 0 | 0 | 0
F1_Commercial_Restaurant_Existing_Space Heating_Natural Gas_Unit Heater_E7 | F1 | Commercial | Restaurant | Existing | Space Heating | Natural Gas | Unit Heater | E7 | CCE | 0 | 0 | 0 | 0 | 0 | 0 | 0 | 0 | 0 | 0 | 0 | 0 | 0 | 0 | 0 | 0 | 0 | 0 | 0 | 0 | 0 | 0 | 0 | 0 | 0 | 0 | 0 | 0 | 0 | 0 | 0 | 0 | 0
F1_Commercial_Restaurant_Existing_Space Heating_Natural Gas_Unit Heater_E8 | F1 | Commercial | Restaurant | Existing | Space Heating | Natural Gas | Unit Heater | E8 | CCE | 0 | 0 | 0 | 0 | 0 | 0 | 0 | 0 | 0 | 0 | 0 | 0 | 0 | 0 | 0 | 0 | 0 | 0 | 0 | 0 | 0 | 0 | 0 | 0 | 0 | 0 | 0 | 0 | 0 | 0 | 0 | 0 | 0
F1_Commercial_Restaurant_Existing_Space Heating_Natural Gas_Unit Heater_E9 | F1 | Commercial | Restaurant | Existing | Space Heating | Natural Gas | Unit Heater | E9 | CCE | 0 | 0 | 0 | 0 | 0 | 0 | 0 | 0 | 0 | 0 | 0 | 0 | 0 | 0 | 0 | 0 | 0 | 0 | 0 | 0 | 0 | 0 | 0 | 0 | 0 | 0 | 0 | 0 | 0 | 0 | 0 | 0 | 0
F1_Commercial_Restaurant_Existing_Space Heating_Natural Gas_Unit Heater_E10 | F1 | Commercial | Restaurant | Existing | Space Heating | Natural Gas | Unit Heater | E10 | CCE | 0 | 0 | 0 | 0 | 0 | 0 | 0 | 0 | 0 | 0 | 0 | 0 | 0 | 0 | 0 | 0 | 0 | 0 | 0 | 0 | 0 | 0 | 0 | 0 | 0 | 0 | 0 | 0 | 0 | 0 | 0 | 0 | 0
F2_Commercial_Restaurant_Existing_Space Heating_Natural Gas_Unit Heater_E1 | F2 | Commercial | Restaurant | Existing | Space Heating | Natural Gas | Unit Heater | E1 | TRC BC Ratio | 1 | 1 | 1 | 1 | 1 | 0 | 0 | 0 | 0 | 0 | 0 | 0 | 0 | 0 | 0 | 0 | 0 | 0 | 0 | 0 | 0 | 0 | 0 | 0 | 0 | 0 | 0 | 0 | 0 | 0 | 0 | 0 | 0
F2_Commercial_Restaurant_Existing_Space Heating_Natural Gas_Unit Heater_E2 | F2 | Commercial | Restaurant | Existing | Space Heating | Natural Gas | Unit Heater | E2 | TRC BC Ratio | 0.97102 | 0.97017 | 0.97275 | 0.96494 | 0.9594 | 1 | 1 | 1 | 1 | 1 | 1 | 1 | 1 | 1 | 1 | 1 | 1 | 1 | 1 | 1 | 1 | 1 | 1 | 1 | 1 | 1 | 1 | 1 | 1 | 1 | 1 | 1 | 1
F2_Commercial_Restaurant_Existing_Space Heating_Natural Gas_Unit Heater_E3 | F2 | Commercial | Restaurant | Existing | Space Heating | Natural Gas | Unit Heater | E3 | TRC BC Ratio | 12.4546 | 12.4437 | 12.4768 | 12.3766 | 12.3055 | 1 | 1 | 1 | 1 | 1 | 1 | 1 | 1 | 1 | 1 | 1 | 1 | 1 | 1 | 1 | 1 | 1 | 1 | 1 | 1 | 1 | 1 | 1 | 1 | 1 | 1 | 1 | 1
F2_Commercial_Restaurant_Existing_Space Heating_Natural Gas_Unit Heater_E4 | F2 | Commercial | Restaurant | Existing | Space Heating | Natural Gas | Unit Heater | E4 | TRC BC Ratio | 0 | 0 | 0 | 0 | 0 | 0 | 0 | 0 | 0 | 0 | 0 | 0 | 0 | 0 | 0 | 0 | 0 | 0 | 0 | 0 | 0 | 0 | 0 | 0 | 0 | 0 | 0 | 0 | 0 | 0 | 0 | 0 | 0
F2_Commercial_Restaurant_Existing_Space Heating_Natural Gas_Unit Heater_E5 | F2 | Commercial | Restaurant | Existing | Space Heating | Natural Gas | Unit Heater | E5 | TRC BC Ratio | 0 | 0 | 0 | 0 | 0 | 0 | 0 | 0 | 0 | 0 | 0 | 0 | 0 | 0 | 0 | 0 | 0 | 0 | 0 | 0 | 0 | 0 | 0 | 0 | 0 | 0 | 0 | 0 | 0 | 0 | 0 | 0 | 0
F2_Commercial_Restaurant_Existing_Space Heating_Natural Gas_Unit Heater_E6 | F2 | Commercial | Restaurant | Existing | Space Heating | Natural Gas | Unit Heater | E6 | TRC BC Ratio | 0 | 0 | 0 | 0 | 0 | 0 | 0 | 0 | 0 | 0 | 0 | 0 | 0 | 0 | 0 | 0 | 0 | 0 | 0 | 0 | 0 | 0 | 0 | 0 | 0 | 0 | 0 | 0 | 0 | 0 | 0 | 0 | 0
F2_Commercial_Restaurant_Existing_Space Heating_Natural Gas_Unit Heater_E7 | F2 | Commercial | Restaurant | Existing | Space Heating | Natural Gas | Unit Heater | E7 | TRC BC Ratio | 0 | 0 | 0 | 0 | 0 | 0 | 0 | 0 | 0 | 0 | 0 | 0 | 0 | 0 | 0 | 0 | 0 | 0 | 0 | 0 | 0 | 0 | 0 | 0 | 0 | 0 | 0 | 0 | 0 | 0 | 0 | 0 | 0
F2_Commercial_Restaurant_Existing_Space Heating_Natural Gas_Unit Heater_E8 | F2 | Commercial | Restaurant | Existing | Space Heating | Natural Gas | Unit Heater | E8 | TRC BC Ratio | 0 | 0 | 0 | 0 | 0 | 0 | 0 | 0 | 0 | 0 | 0 | 0 | 0 | 0 | 0 | 0 | 0 | 0 | 0 | 0 | 0 | 0 | 0 | 0 | 0 | 0 | 0 | 0 | 0 | 0 | 0 | 0 | 0
F2_Commercial_Restaurant_Existing_Space Heating_Natural Gas_Unit Heater_E9 | F2 | Commercial | Restaurant | Existing | Space Heating | Natural Gas | Unit Heater | E9 | TRC BC Ratio | 0 | 0 | 0 | 0 | 0 | 0 | 0 | 0 | 0 | 0 | 0 | 0 | 0 | 0 | 0 | 0 | 0 | 0 | 0 | 0 | 0 | 0 | 0 | 0 | 0 | 0 | 0 | 0 | 0 | 0 | 0 | 0 | 0
F2_Commercial_Restaurant_Existing_Space Heating_Natural Gas_Unit Heater_E10 | F2 | Commercial | Restaurant | Existing | Space Heating | Natural Gas | Unit Heater | E10 | TRC BC Ratio | 0 | 0 | 0 | 0 | 0 | 0 | 0 | 0 | 0 | 0 | 0 | 0 | 0 | 0 | 0 | 0 | 0 | 0 | 0 | 0 | 0 | 0 | 0 | 0 | 0 | 0 | 0 | 0 | 0 | 0 | 0 | 0 | 0
F3_Commercial_Restaurant_Existing_Space Heating_Natural Gas_Unit Heater_E1 | F3 | Commercial | Restaurant | Existing | Space Heating | Natural Gas | Unit Heater | E1 | PACT BC Ratio | 1 | 1 | 1 | 1 | 1 | 0 | 0 | 0 | 0 | 0 | 0 | 0 | 0 | 0 | 0 | 0 | 0 | 0 | 0 | 0 | 0 | 0 | 0 | 0 | 0 | 0 | 0 | 0 | 0 | 0 | 0 | 0 | 0
F3_Commercial_Restaurant_Existing_Space Heating_Natural Gas_Unit Heater_E2 | F3 | Commercial | Restaurant | Existing | Space Heating | Natural Gas | Unit Heater | E2 | PACT BC Ratio | 1.2947 | 1.2936 | 1.297 | 1.2866 | 1.2792 | 1 | 1 | 1 | 1 | 1 | 1 | 1 | 1 | 1 | 1 | 1 | 1 | 1 | 1 | 1 | 1 | 1 | 1 | 1 | 1 | 1 | 1 | 1 | 1 | 1 | 1 | 1 | 1
F3_Commercial_Restaurant_Existing_Space Heating_Natural Gas_Unit Heater_E3 | F3 | Commercial | Restaurant | Existing | Space Heating | Natural Gas | Unit Heater | E3 | PACT BC Ratio | 16.6062 | 16.5916 | 16.6357 | 16.5021 | 16.4073 | 1 | 1 | 1 | 1 | 1 | 1 | 1 | 1 | 1 | 1 | 1 | 1 | 1 | 1 | 1 | 1 | 1 | 1 | 1 | 1 | 1 | 1 | 1 | 1 | 1 | 1 | 1 | 1
F3_Commercial_Restaurant_Existing_Space Heating_Natural Gas_Unit Heater_E4 | F3 | Commercial | Restaurant | Existing | Space Heating | Natural Gas | Unit Heater | E4 | PACT BC Ratio | 0 | 0 | 0 | 0 | 0 | 0 | 0 | 0 | 0 | 0 | 0 | 0 | 0 | 0 | 0 | 0 | 0 | 0 | 0 | 0 | 0 | 0 | 0 | 0 | 0 | 0 | 0 | 0 | 0 | 0 | 0 | 0 | 0
F3_Commercial_Restaurant_Existing_Space Heating_Natural Gas_Unit Heater_E5 | F3 | Commercial | Restaurant | Existing | Space Heating | Natural Gas | Unit Heater | E5 | PACT BC Ratio | 0 | 0 | 0 | 0 | 0 | 0 | 0 | 0 | 0 | 0 | 0 | 0 | 0 | 0 | 0 | 0 | 0 | 0 | 0 | 0 | 0 | 0 | 0 | 0 | 0 | 0 | 0 | 0 | 0 | 0 | 0 | 0 | 0
F3_Commercial_Restaurant_Existing_Space Heating_Natural Gas_Unit Heater_E6 | F3 | Commercial | Restaurant | Existing | Space Heating | Natural Gas | Unit Heater | E6 | PACT BC Ratio | 0 | 0 | 0 | 0 | 0 | 0 | 0 | 0 | 0 | 0 | 0 | 0 | 0 | 0 | 0 | 0 | 0 | 0 | 0 | 0 | 0 | 0 | 0 | 0 | 0 | 0 | 0 | 0 | 0 | 0 | 0 | 0 | 0
F3_Commercial_Restaurant_Existing_Space Heating_Natural Gas_Unit Heater_E7 | F3 | Commercial | Restaurant | Existing | Space Heating | Natural Gas | Unit Heater | E7 | PACT BC Ratio | 0 | 0 | 0 | 0 | 0 | 0 | 0 | 0 | 0 | 0 | 0 | 0 | 0 | 0 | 0 | 0 | 0 | 0 | 0 | 0 | 0 | 0 | 0 | 0 | 0 | 0 | 0 | 0 | 0 | 0 | 0 | 0 | 0
F3_Commercial_Restaurant_Existing_Space Heating_Natural Gas_Unit Heater_E8 | F3 | Commercial | Restaurant | Existing | Space Heating | Natural Gas | Unit Heater | E8 | PACT BC Ratio | 0 | 0 | 0 | 0 | 0 | 0 | 0 | 0 | 0 | 0 | 0 | 0 | 0 | 0 | 0 | 0 | 0 | 0 | 0 | 0 | 0 | 0 | 0 | 0 | 0 | 0 | 0 | 0 | 0 | 0 | 0 | 0 | 0
F3_Commercial_Restaurant_Existing_Space Heating_Natural Gas_Unit Heater_E9 | F3 | Commercial | Restaurant | Existing | Space Heating | Natural Gas | Unit Heater | E9 | PACT BC Ratio | 0 | 0 | 0 | 0 | 0 | 0 | 0 | 0 | 0 | 0 | 0 | 0 | 0 | 0 | 0 | 0 | 0 | 0 | 0 | 0 | 0 | 0 | 0 | 0 | 0 | 0 | 0 | 0 | 0 | 0 | 0 | 0 | 0
F3_Commercial_Restaurant_Existing_Space Heating_Natural Gas_Unit Heater_E10 | F3 | Commercial | Restaurant | Existing | Space Heating | Natural Gas | Unit Heater | E10 | PACT BC Ratio | 0 | 0 | 0 | 0 | 0 | 0 | 0 | 0 | 0 | 0 | 0 | 0 | 0 | 0 | 0 | 0 | 0 | 0 | 0 | 0 | 0 | 0 | 0 | 0 | 0 | 0 | 0 | 0 | 0 | 0 | 0 | 0 | 0
F4_Commercial_Restaurant_Existing_Space Heating_Natural Gas_Unit Heater_E1 | F4 | Commercial | Restaurant | Existing | Space Heating | Natural Gas | Unit Heater | E1 | RVT BC Ratio | 1 | 1 | 1 | 1 | 1 | 0 | 0 | 0 | 0 | 0 | 0 | 0 | 0 | 0 | 0 | 0 | 0 | 0 | 0 | 0 | 0 | 0 | 0 | 0 | 0 | 0 | 0 | 0 | 0 | 0 | 0 | 0 | 0
F4_Commercial_Restaurant_Existing_Space Heating_Natural Gas_Unit Heater_E2 | F4 | Commercial | Restaurant | Existing | Space Heating | Natural Gas | Unit Heater | E2 | RVT BC Ratio | 2.096 | 2.0948 | 2.0985 | 2.0873 | 2.0793 | 1 | 1 | 1 | 1 | 1 | 1 | 1 | 1 | 1 | 1 | 1 | 1 | 1 | 1 | 1 | 1 | 1 | 1 | 1 | 1 | 1 | 1 | 1 | 1 | 1 | 1 | 1 | 1
F4_Commercial_Restaurant_Existing_Space Heating_Natural Gas_Unit Heater_E3 | F4 | Commercial | Restaurant | Existing | Space Heating | Natural Gas | Unit Heater | E3 | RVT BC Ratio | 18.6057 | 18.59 | 18.6376 | 18.4936 | 18.3913 | 1 | 1 | 1 | 1 | 1 | 1 | 1 | 1 | 1 | 1 | 1 | 1 | 1 | 1 | 1 | 1 | 1 | 1 | 1 | 1 | 1 | 1 | 1 | 1 | 1 | 1 | 1 | 1
F4_Commercial_Restaurant_Existing_Space Heating_Natural Gas_Unit Heater_E4 | F4 | Commercial | Restaurant | Existing | Space Heating | Natural Gas | Unit Heater | E4 | RVT BC Ratio | 0 | 0 | 0 | 0 | 0 | 0 | 0 | 0 | 0 | 0 | 0 | 0 | 0 | 0 | 0 | 0 | 0 | 0 | 0 | 0 | 0 | 0 | 0 | 0 | 0 | 0 | 0 | 0 | 0 | 0 | 0 | 0 | 0
F4_Commercial_Restaurant_Existing_Space Heating_Natural Gas_Unit Heater_E5 | F4 | Commercial | Restaurant | Existing | Space Heating | Natural Gas | Unit Heater | E5 | RVT BC Ratio | 0 | 0 | 0 | 0 | 0 | 0 | 0 | 0 | 0 | 0 | 0 | 0 | 0 | 0 | 0 | 0 | 0 | 0 | 0 | 0 | 0 | 0 | 0 | 0 | 0 | 0 | 0 | 0 | 0 | 0 | 0 | 0 | 0
F4_Commercial_Restaurant_Existing_Space Heating_Natural Gas_Unit Heater_E6 | F4 | Commercial | Restaurant | Existing | Space Heating | Natural Gas | Unit Heater | E6 | RVT BC Ratio | 0 | 0 | 0 | 0 | 0 | 0 | 0 | 0 | 0 | 0 | 0 | 0 | 0 | 0 | 0 | 0 | 0 | 0 | 0 | 0 | 0 | 0 | 0 | 0 | 0 | 0 | 0 | 0 | 0 | 0 | 0 | 0 | 0
F4_Commercial_Restaurant_Existing_Space Heating_Natural Gas_Unit Heater_E7 | F4 | Commercial | Restaurant | Existing | Space Heating | Natural Gas | Unit Heater | E7 | RVT BC Ratio | 0 | 0 | 0 | 0 | 0 | 0 | 0 | 0 | 0 | 0 | 0 | 0 | 0 | 0 | 0 | 0 | 0 | 0 | 0 | 0 | 0 | 0 | 0 | 0 | 0 | 0 | 0 | 0 | 0 | 0 | 0 | 0 | 0
F4_Commercial_Restaurant_Existing_Space Heating_Natural Gas_Unit Heater_E8 | F4 | Commercial | Restaurant | Existing | Space Heating | Natural Gas | Unit Heater | E8 | RVT BC Ratio | 0 | 0 | 0 | 0 | 0 | 0 | 0 | 0 | 0 | 0 | 0 | 0 | 0 | 0 | 0 | 0 | 0 | 0 | 0 | 0 | 0 | 0 | 0 | 0 | 0 | 0 | 0 | 0 | 0 | 0 | 0 | 0 | 0
F4_Commercial_Restaurant_Existing_Space Heating_Natural Gas_Unit Heater_E9 | F4 | Commercial | Restaurant | Existing | Space Heating | Natural Gas | Unit Heater | E9 | RVT BC Ratio | 0 | 0 | 0 | 0 | 0 | 0 | 0 | 0 | 0 | 0 | 0 | 0 | 0 | 0 | 0 | 0 | 0 | 0 | 0 | 0 | 0 | 0 | 0 | 0 | 0 | 0 | 0 | 0 | 0 | 0 | 0 | 0 | 0
F4_Commercial_Restaurant_Existing_Space Heating_Natural Gas_Unit Heater_E10 | F4 | Commercial | Restaurant | Existing | Space Heating | Natural Gas | Unit Heater | E10 | RVT BC Ratio | 0 | 0 | 0 | 0 | 0 | 0 | 0 | 0 | 0 | 0 | 0 | 0 | 0 | 0 | 0 | 0 | 0 | 0 | 0 | 0 | 0 | 0 | 0 | 0 | 0 | 0 | 0 | 0 | 0 | 0 | 0 | 0 | 0
F5_Commercial_Restaurant_Existing_Space Heating_Natural Gas_Unit Heater_E1 | F5 | Commercial | Restaurant | Existing | Space Heating | Natural Gas | Unit Heater | E1 | RIM BC Ratio | 1 | 1 | 1 | 1 | 1 | 0 | 0 | 0 | 0 | 0 | 0 | 0 | 0 | 0 | 0 | 0 | 0 | 0 | 0 | 0 | 0 | 0 | 0 | 0 | 0 | 0 | 0 | 0 | 0 | 0 | 0 | 0 | 0
F5_Commercial_Restaurant_Existing_Space Heating_Natural Gas_Unit Heater_E2 | F5 | Commercial | Restaurant | Existing | Space Heating | Natural Gas | Unit Heater | E2 | RIM BC Ratio | 0.5075 | 0.50732 | 0.50785 | 0.50625 | 0.5051 | 1 | 1 | 1 | 1 | 1 | 1 | 1 | 1 | 1 | 1 | 1 | 1 | 1 | 1 | 1 | 1 | 1 | 1 | 1 | 1 | 1 | 1 | 1 | 1 | 1 | 1 | 1 | 1
F5_Commercial_Restaurant_Existing_Space Heating_Natural Gas_Unit Heater_E3 | F5 | Commercial | Restaurant | Existing | Space Heating | Natural Gas | Unit Heater | E3 | RIM BC Ratio | 0.79473 | 0.7947 | 0.7948 | 0.79449 | 0.79427 | 1 | 1 | 1 | 1 | 1 | 1 | 1 | 1 | 1 | 1 | 1 | 1 | 1 | 1 | 1 | 1 | 1 | 1 | 1 | 1 | 1 | 1 | 1 | 1 | 1 | 1 | 1 | 1
F5_Commercial_Restaurant_Existing_Space Heating_Natural Gas_Unit Heater_E4 | F5 | Commercial | Restaurant | Existing | Space Heating | Natural Gas | Unit Heater | E4 | RIM BC Ratio | 0 | 0 | 0 | 0 | 0 | 0 | 0 | 0 | 0 | 0 | 0 | 0 | 0 | 0 | 0 | 0 | 0 | 0 | 0 | 0 | 0 | 0 | 0 | 0 | 0 | 0 | 0 | 0 | 0 | 0 | 0 | 0 | 0
F5_Commercial_Restaurant_Existing_Space Heating_Natural Gas_Unit Heater_E5 | F5 | Commercial | Restaurant | Existing | Space Heating | Natural Gas | Unit Heater | E5 | RIM BC Ratio | 0 | 0 | 0 | 0 | 0 | 0 | 0 | 0 | 0 | 0 | 0 | 0 | 0 | 0 | 0 | 0 | 0 | 0 | 0 | 0 | 0 | 0 | 0 | 0 | 0 | 0 | 0 | 0 | 0 | 0 | 0 | 0 | 0
F5_Commercial_Restaurant_Existing_Space Heating_Natural Gas_Unit Heater_E6 | F5 | Commercial | Restaurant | Existing | Space Heating | Natural Gas | Unit Heater | E6 | RIM BC Ratio | 0 | 0 | 0 | 0 | 0 | 0 | 0 | 0 | 0 | 0 | 0 | 0 | 0 | 0 | 0 | 0 | 0 | 0 | 0 | 0 | 0 | 0 | 0 | 0 | 0 | 0 | 0 | 0 | 0 | 0 | 0 | 0 | 0
F5_Commercial_Restaurant_Existing_Space Heating_Natural Gas_Unit Heater_E7 | F5 | Commercial | Restaurant | Existing | Space Heating | Natural Gas | Unit Heater | E7 | RIM BC Ratio | 0 | 0 | 0 | 0 | 0 | 0 | 0 | 0 | 0 | 0 | 0 | 0 | 0 | 0 | 0 | 0 | 0 | 0 | 0 | 0 | 0 | 0 | 0 | 0 | 0 | 0 | 0 | 0 | 0 | 0 | 0 | 0 | 0
F5_Commercial_Restaurant_Existing_Space Heating_Natural Gas_Unit Heater_E8 | F5 | Commercial | Restaurant | Existing | Space Heating | Natural Gas | Unit Heater | E8 | RIM BC Ratio | 0 | 0 | 0 | 0 | 0 | 0 | 0 | 0 | 0 | 0 | 0 | 0 | 0 | 0 | 0 | 0 | 0 | 0 | 0 | 0 | 0 | 0 | 0 | 0 | 0 | 0 | 0 | 0 | 0 | 0 | 0 | 0 | 0
F5_Commercial_Restaurant_Existing_Space Heating_Natural Gas_Unit Heater_E9 | F5 | Commercial | Restaurant | Existing | Space Heating | Natural Gas | Unit Heater | E9 | RIM BC Ratio | 0 | 0 | 0 | 0 | 0 | 0 | 0 | 0 | 0 | 0 | 0 | 0 | 0 | 0 | 0 | 0 | 0 | 0 | 0 | 0 | 0 | 0 | 0 | 0 | 0 | 0 | 0 | 0 | 0 | 0 | 0 | 0 | 0
F5_Commercial_Restaurant_Existing_Space Heating_Natural Gas_Unit Heater_E10 | F5 | Commercial | Restaurant | Existing | Space Heating | Natural Gas | Unit Heater | E10 | RIM BC Ratio | 0 | 0 | 0 | 0 | 0 | 0 | 0 | 0 | 0 | 0 | 0 | 0 | 0 | 0 | 0 | 0 | 0 | 0 | 0 | 0 | 0 | 0 | 0 | 0 | 0 | 0 | 0 | 0 | 0 | 0 | 0 | 0 | 0
F0_Commercial_Restaurant_Existing_Water Heating_Natural Gas_Water Heater_E0 | F0 | Commercial | Restaurant | Existing | Water Heating | Natural Gas | Water Heater | E0 | Economic Unit | Gas-Fired Absorption HPWH | Gas-Fired Absorption HPWH | Gas-Fired Absorption HPWH | Gas-Fired Absorption HPWH | Gas-Fired Absorption HPWH | Gas-Fired Absorption HPWH | Gas-Fired Absorption HPWH | Gas-Fired Absorption HPWH | Gas-Fired Absorption HPWH | Gas-Fired Absorption HPWH | Gas-Fired Absorption HPWH | Gas-Fired Absorption HPWH | Gas-Fired Absorption HPWH | Gas-Fired Absorption HPWH | Gas-Fired Absorption HPWH | Gas-Fired Absorption HPWH | Gas-Fired Absorption HPWH | Gas-Fired Absorption HPWH | Gas-Fired Absorption HPWH | Gas-Fired Absorption HPWH | Gas-Fired Absorption HPWH | Gas-Fired Absorption HPWH | Gas-Fired Absorption HPWH | Gas-Fired Absorption HPWH | Gas-Fired Absorption HPWH | Gas-Fired Absorption HPWH | Gas-Fired Absorption HPWH | Gas-Fired Absorption HPWH | Gas-Fired Absorption HPWH | Gas-Fired Absorption HPWH | Gas-Fired Absorption HPWH | Gas-Fired Absorption HPWH | Gas-Fired Absorption HPWH
F1_Commercial_Restaurant_Existing_Water Heating_Natural Gas_Water Heater_E1 | F1 | Commercial | Restaurant | Existing | Water Heating | Natural Gas | Water Heater | E1 | CCE | 0 | 0 | 0 | 0 | 0 | 0 | 0 | 0 | 0 | 0 | 0 | 0 | 0 | 0 | 0 | 0 | 0 | 0 | 0 | 0 | 0 | 0 | 0 | 0 | 0 | 0 | 0 | 0 | 0 | 0 | 0 | 0 | 0
F1_Commercial_Restaurant_Existing_Water Heating_Natural Gas_Water Heater_E2 | F1 | Commercial | Restaurant | Existing | Water Heating | Natural Gas | Water Heater | E2 | CCE | -0.0032879 | -0.0034041 | -0.0030558 | -0.0031131 | -0.0031131 | -0.0031131 | -0.0031131 | -0.0031131 | -0.0031131 | -0.0031131 | -0.0031131 | -0.0031131 | -0.0031131 | -0.0031131 | -0.0031131 | -0.0031131 | -0.0031131 | -0.0031131 | -0.0031131 | -0.0031131 | -0.0031131 | -0.0031131 | -0.0031131 | -0.0031131 | -0.0031131 | -0.0031131 | -0.0031131 | -0.0031131 | -0.0031131 | -0.0031131 | -0.0031131 | -0.0031131 | -0.0031131
F1_Commercial_Restaurant_Existing_Water Heating_Natural Gas_Water Heater_E3 | F1 | Commercial | Restaurant | Existing | Water Heating | Natural Gas | Water Heater | E3 | CCE | 0.025714 | 0.026623 | 0.023899 | 0.024347 | 0.024347 | 0.024347 | 0.024347 | 0.024347 | 0.024347 | 0.024347 | 0.024347 | 0.024347 | 0.024347 | 0.024347 | 0.024347 | 0.024347 | 0.024347 | 0.024347 | 0.024347 | 0.024347 | 0.024347 | 0.024347 | 0.024347 | 0.024347 | 0.024347 | 0.024347 | 0.024347 | 0.024347 | 0.024347 | 0.024347 | 0.024347 | 0.024347 | 0.024347
F1_Commercial_Restaurant_Existing_Water Heating_Natural Gas_Water Heater_E4 | F1 | Commercial | Restaurant | Existing | Water Heating | Natural Gas | Water Heater | E4 | CCE | 0.031664 | 0.032783 | 0.029429 | 0.029981 | 0.029981 | 0.029981 | 0.029981 | 0.029981 | 0.029981 | 0.029981 | 0.029981 | 0.029981 | 0.029981 | 0.029981 | 0.029981 | 0.029981 | 0.029981 | 0.029981 | 0.029981 | 0.029981 | 0.029981 | 0.029981 | 0.029981 | 0.029981 | 0.029981 | 0.029981 | 0.029981 | 0.029981 | 0.029981 | 0.029981 | 0.029981 | 0.029981 | 0.029981
F1_Commercial_Restaurant_Existing_Water Heating_Natural Gas_Water Heater_E5 | F1 | Commercial | Restaurant | Existing | Water Heating | Natural Gas | Water Heater | E5 | CCE | 0.049745 | 0.051503 | 0.046233 | 0.0471 | 0.0471 | 0.0471 | 0.0471 | 0.0471 | 0.0471 | 0.0471 | 0.0471 | 0.0471 | 0.0471 | 0.0471 | 0.0471 | 0.0471 | 0.0471 | 0.0471 | 0.0471 | 0.0471 | 0.0471 | 0.0471 | 0.0471 | 0.0471 | 0.0471 | 0.0471 | 0.0471 | 0.0471 | 0.0471 | 0.0471 | 0.0471 | 0.0471 | 0.0471
F1_Commercial_Restaurant_Existing_Water Heating_Natural Gas_Water Heater_E6 | F1 | Commercial | Restaurant | Existing | Water Heating | Natural Gas | Water Heater | E6 | CCE | -0.1114 | -0.11534 | -0.10353 | -0.10547 | -0.10547 | -0.10547 | -0.10547 | -0.10547 | -0.10547 | -0.10547 | -0.10547 | -0.10547 | -0.10547 | -0.10547 | -0.10547 | -0.10547 | -0.10547 | -0.10547 | -0.10547 | -0.10547 | -0.10547 | -0.10547 | -0.10547 | -0.10547 | -0.10547 | -0.10547 | -0.10547 | -0.10547 | -0.10547 | -0.10547 | -0.10547 | -0.10547 | -0.10547
F1_Commercial_Restaurant_Existing_Water Heating_Natural Gas_Water Heater_E7 | F1 | Commercial | Restaurant | Existing | Water Heating | Natural Gas | Water Heater | E7 | CCE | -0.083311 | -0.086255 | -0.077429 | -0.078881 | -0.078881 | -0.078881 | -0.078881 | -0.078881 | -0.078881 | -0.078881 | -0.078881 | -0.078881 | -0.078881 | -0.078881 | -0.078881 | -0.078881 | -0.078881 | -0.078881 | -0.078881 | -0.078881 | -0.078881 | -0.078881 | -0.078881 | -0.078881 | -0.078881 | -0.078881 | -0.078881 | -0.078881 | -0.078881 | -0.078881 | -0.078881 | -0.078881 | -0.078881
F1_Commercial_Restaurant_Existing_Water Heating_Natural Gas_Water Heater_E8 | F1 | Commercial | Restaurant | Existing | Water Heating | Natural Gas | Water Heater | E8 | CCE | 0 | 0 | 0 | 0 | 0 | 0 | 0 | 0 | 0 | 0 | 0 | 0 | 0 | 0 | 0 | 0 | 0 | 0 | 0 | 0 | 0 | 0 | 0 | 0 | 0 | 0 | 0 | 0 | 0 | 0 | 0 | 0 | 0
F1_Commercial_Restaurant_Existing_Water Heating_Natural Gas_Water Heater_E9 | F1 | Commercial | Restaurant | Existing | Water Heating | Natural Gas | Water Heater | E9 | CCE | 0 | 0 | 0 | 0 | 0 | 0 | 0 | 0 | 0 | 0 | 0 | 0 | 0 | 0 | 0 | 0 | 0 | 0 | 0 | 0 | 0 | 0 | 0 | 0 | 0 | 0 | 0 | 0 | 0 | 0 | 0 | 0 | 0
F1_Commercial_Restaurant_Existing_Water Heating_Natural Gas_Water Heater_E10 | F1 | Commercial | Restaurant | Existing | Water Heating | Natural Gas | Water Heater | E10 | CCE | 0 | 0 | 0 | 0 | 0 | 0 | 0 | 0 | 0 | 0 | 0 | 0 | 0 | 0 | 0 | 0 | 0 | 0 | 0 | 0 | 0 | 0 | 0 | 0 | 0 | 0 | 0 | 0 | 0 | 0 | 0 | 0 | 0
F2_Commercial_Restaurant_Existing_Water Heating_Natural Gas_Water Heater_E1 | F2 | Commercial | Restaurant | Existing | Water Heating | Natural Gas | Water Heater | E1 | TRC BC Ratio | bar: 2019 to 2051
F2_Commercial_Restaurant_Existing_Water Heating_Natural Gas_Water Heater_E2 | F2 | Commercial | Restaurant | Existing | Water Heating | Natural Gas | Water Heater | E2 | TRC BC Ratio | bar: 2019 to 2051
F2_Commercial_Restaurant_Existing_Water Heating_Natural Gas_Water Heater_E3 | F2 | Commercial | Restaurant | Existing | Water Heating | Natural Gas | Water Heater | E3 | TRC BC Ratio | 50.2866 | 50.2113 | 50.3972 | 49.9726 | 49.7031 | 49.9103 | 50.5368 | 51.0325 | 51.6474 | 52.2281 | 52.8092 | 53.3426 | 53.9163 | 54.5149 | 55.0879 | 55.6715 | 56.2641 | 56.9103 | 57.5816 | 58.2911 | 58.9909 | 59.7202 | 60.3974 | 61.0965 | 61.7157 | 62.2538 | 62.742 | 63.1654 | 63.4959 | 63.7686 | 63.9207 | 64.0226 | 64.0226
F2_Commercial_Restaurant_Existing_Water Heating_Natural Gas_Water Heater_E4 | F2 | Commercial | Restaurant | Existing | Water Heating | Natural Gas | Water Heater | E4 | TRC BC Ratio | 40.8377 | 40.7765 | 40.9275 | 40.5826 | 40.3638 | 40.5321 | 41.0409 | 41.4434 | 41.9427 | 42.4144 | 42.8862 | 43.3194 | 43.7853 | 44.2714 | 44.7368 | 45.2108 | 45.692 | 46.2168 | 46.7619 | 47.3381 | 47.9064 | 48.4987 | 49.0486 | 49.6164 | 50.1192 | 50.5562 | 50.9527 | 51.2966 | 51.5649 | 51.7864 | 51.9099 | 51.9926 | 51.9926
F2_Commercial_Restaurant_Existing_Water Heating_Natural Gas_Water Heater_E5 | F2 | Commercial | Restaurant | Existing | Water Heating | Natural Gas | Water Heater | E5 | TRC BC Ratio | 25.9945 | 25.9555 | 26.0517 | 25.8321 | 25.6929 | 25.7999 | 26.1238 | 26.38 | 26.6979 | 26.9981 | 27.2984 | 27.5742 | 27.8707 | 28.1802 | 28.4764 | 28.7781 | 29.0844 | 29.4184 | 29.7655 | 30.1322 | 30.4939 | 30.8709 | 31.221 | 31.5824 | 31.9024 | 32.1806 | 32.433 | 32.6519 | 32.8227 | 32.9637 | 33.0423 | 33.095 | 33.095
F2_Commercial_Restaurant_Existing_Water Heating_Natural Gas_Water Heater_E6 | F2 | Commercial | Restaurant | Existing | Water Heating | Natural Gas | Water Heater | E6 | TRC BC Ratio | bar: 2019 to 2051
F2_Commercial_Restaurant_Existing_Water Heating_Natural Gas_Water Heater_E7 | F2 | Commercial | Restaurant | Existing | Water Heating | Natural Gas | Water Heater | E7 | TRC BC Ratio | bar: 2019 to 2051
F2_Commercial_Restaurant_Existing_Water Heating_Natural Gas_Water Heater_E8 | F2 | Commercial | Restaurant | Existing | Water Heating | Natural Gas | Water Heater | E8 | TRC BC Ratio | 0 | 0 | 0 | 0 | 0 | 0 | 0 | 0 | 0 | 0 | 0 | 0 | 0 | 0 | 0 | 0 | 0 | 0 | 0 | 0 | 0 | 0 | 0 | 0 | 0 | 0 | 0 | 0 | 0 | 0 | 0 | 0 | 0
F2_Commercial_Restaurant_Existing_Water Heating_Natural Gas_Water Heater_E9 | F2 | Commercial | Restaurant | Existing | Water Heating | Natural Gas | Water Heater | E9 | TRC BC Ratio | 0 | 0 | 0 | 0 | 0 | 0 | 0 | 0 | 0 | 0 | 0 | 0 | 0 | 0 | 0 | 0 | 0 | 0 | 0 | 0 | 0 | 0 | 0 | 0 | 0 | 0 | 0 | 0 | 0 | 0 | 0 | 0 | 0
F2_Commercial_Restaurant_Existing_Water Heating_Natural Gas_Water Heater_E10 | F2 | Commercial | Restaurant | Existing | Water Heating | Natural Gas | Water Heater | E10 | TRC BC Ratio | 0 | 0 | 0 | 0 | 0 | 0 | 0 | 0 | 0 | 0 | 0 | 0 | 0 | 0 | 0 | 0 | 0 | 0 | 0 | 0 | 0 | 0 | 0 | 0 | 0 | 0 | 0 | 0 | 0 | 0 | 0 | 0 | 0
F3_Commercial_Restaurant_Existing_Water Heating_Natural Gas_Water Heater_E1 | F3 | Commercial | Restaurant | Existing | Water Heating | Natural Gas | Water Heater | E1 | PACT BC Ratio | bar: 2019 to 2051
F3_Commercial_Restaurant_Existing_Water Heating_Natural Gas_Water Heater_E2 | F3 | Commercial | Restaurant | Existing | Water Heating | Natural Gas | Water Heater | E2 | PACT BC Ratio | bar: 2019 to 2051
F3_Commercial_Restaurant_Existing_Water Heating_Natural Gas_Water Heater_E3 | F3 | Commercial | Restaurant | Existing | Water Heating | Natural Gas | Water Heater | E3 | PACT BC Ratio | 67.0488 | 66.9484 | 67.1963 | 66.6301 | 66.2709 | 66.547 | 67.3824 | 68.0433 | 68.8632 | 69.6375 | 70.4122 | 71.1234 | 71.8884 | 72.6865 | 73.4505 | 74.2287 | 75.0188 | 75.8804 | 76.7755 | 77.7214 | 78.6545 | 79.6269 | 80.5299 | 81.462 | 82.2875 | 83.0051 | 83.656 | 84.2206 | 84.6612 | 85.0248 | 85.2276 | 85.3634 | 85.3634
F3_Commercial_Restaurant_Existing_Water Heating_Natural Gas_Water Heater_E4 | F3 | Commercial | Restaurant | Existing | Water Heating | Natural Gas | Water Heater | E4 | PACT BC Ratio | 54.4502 | 54.3687 | 54.57 | 54.1102 | 53.8184 | 54.0427 | 54.7212 | 55.2578 | 55.9237 | 56.5525 | 57.1816 | 57.7592 | 58.3804 | 59.0286 | 59.649 | 60.281 | 60.9227 | 61.6223 | 62.3492 | 63.1174 | 63.8752 | 64.6649 | 65.3982 | 66.1551 | 66.8256 | 67.4083 | 67.9369 | 68.3954 | 68.7533 | 69.0485 | 69.2132 | 69.3235 | 69.3235
F3_Commercial_Restaurant_Existing_Water Heating_Natural Gas_Water Heater_E5 | F3 | Commercial | Restaurant | Existing | Water Heating | Natural Gas | Water Heater | E5 | PACT BC Ratio | 34.6593 | 34.6074 | 34.7356 | 34.4429 | 34.2571 | 34.3999 | 34.8318 | 35.1734 | 35.5972 | 35.9974 | 36.3979 | 36.7656 | 37.161 | 37.5736 | 37.9685 | 38.3708 | 38.7792 | 39.2246 | 39.6873 | 40.1762 | 40.6586 | 41.1613 | 41.628 | 42.1098 | 42.5366 | 42.9075 | 43.244 | 43.5358 | 43.7636 | 43.9515 | 44.0564 | 44.1266 | 44.1266
F3_Commercial_Restaurant_Existing_Water Heating_Natural Gas_Water Heater_E6 | F3 | Commercial | Restaurant | Existing | Water Heating | Natural Gas | Water Heater | E6 | PACT BC Ratio | bar: 2019 to 2051
F3_Commercial_Restaurant_Existing_Water Heating_Natural Gas_Water Heater_E7 | F3 | Commercial | Restaurant | Existing | Water Heating | Natural Gas | Water Heater | E7 | PACT BC Ratio | bar: 2019 to 2051
F3_Commercial_Restaurant_Existing_Water Heating_Natural Gas_Water Heater_E8 | F3 | Commercial | Restaurant | Existing | Water Heating | Natural Gas | Water Heater | E8 | PACT BC Ratio | 0 | 0 | 0 | 0 | 0 | 0 | 0 | 0 | 0 | 0 | 0 | 0 | 0 | 0 | 0 | 0 | 0 | 0 | 0 | 0 | 0 | 0 | 0 | 0 | 0 | 0 | 0 | 0 | 0 | 0 | 0 | 0 | 0
F3_Commercial_Restaurant_Existing_Water Heating_Natural Gas_Water Heater_E9 | F3 | Commercial | Restaurant | Existing | Water Heating | Natural Gas | Water Heater | E9 | PACT BC Ratio | 0 | 0 | 0 | 0 | 0 | 0 | 0 | 0 | 0 | 0 | 0 | 0 | 0 | 0 | 0 | 0 | 0 | 0 | 0 | 0 | 0 | 0 | 0 | 0 | 0 | 0 | 0 | 0 | 0 | 0 | 0 | 0 | 0
F3_Commercial_Restaurant_Existing_Water Heating_Natural Gas_Water Heater_E10 | F3 | Commercial | Restaurant | Existing | Water Heating | Natural Gas | Water Heater | E10 | PACT BC Ratio | 0 | 0 | 0 | 0 | 0 | 0 | 0 | 0 | 0 | 0 | 0 | 0 | 0 | 0 | 0 | 0 | 0 | 0 | 0 | 0 | 0 | 0 | 0 | 0 | 0 | 0 | 0 | 0 | 0 | 0 | 0 | 0 | 0
F4_Commercial_Restaurant_Existing_Water Heating_Natural Gas_Water Heater_E1 | F4 | Commercial | Restaurant | Existing | Water Heating | Natural Gas | Water Heater | E1 | RVT BC Ratio | bar: 2019 to 2051
F4_Commercial_Restaurant_Existing_Water Heating_Natural Gas_Water Heater_E2 | F4 | Commercial | Restaurant | Existing | Water Heating | Natural Gas | Water Heater | E2 | RVT BC Ratio | bar: 2019 to 2051
F4_Commercial_Restaurant_Existing_Water Heating_Natural Gas_Water Heater_E3 | F4 | Commercial | Restaurant | Existing | Water Heating | Natural Gas | Water Heater | E3 | RVT BC Ratio | 72.996 | 72.8877 | 73.155 | 72.5445 | 72.1571 | 72.4549 | 73.3557 | 74.0682 | 74.9523 | 75.7872 | 76.6226 | 77.3894 | 78.2143 | 79.0748 | 79.8986 | 80.7378 | 81.5897 | 82.5187 | 83.4838 | 84.5038 | 85.5099 | 86.5584 | 87.5321 | 88.5371 | 89.4273 | 90.201 | 90.9028 | 91.5116 | 91.9867 | 92.3787 | 92.5974 | 92.7439 | 92.7439
F4_Commercial_Restaurant_Existing_Water Heating_Natural Gas_Water Heater_E4 | F4 | Commercial | Restaurant | Existing | Water Heating | Natural Gas | Water Heater | E4 | RVT BC Ratio | 59.4114 | 59.3235 | 59.5406 | 59.0448 | 58.7302 | 58.9721 | 59.7036 | 60.2822 | 61.0002 | 61.6782 | 62.3566 | 62.9794 | 63.6492 | 64.3481 | 65.0171 | 65.6985 | 66.3904 | 67.1448 | 67.9286 | 68.7569 | 69.574 | 70.4255 | 71.2162 | 72.0323 | 72.7553 | 73.3836 | 73.9536 | 74.4479 | 74.8338 | 75.1521 | 75.3297 | 75.4487 | 75.4487
F4_Commercial_Restaurant_Existing_Water Heating_Natural Gas_Water Heater_E5 | F4 | Commercial | Restaurant | Existing | Water Heating | Natural Gas | Water Heater | E5 | RVT BC Ratio | 38.0717 | 38.0157 | 38.1539 | 37.8383 | 37.6381 | 37.792 | 38.2576 | 38.626 | 39.083 | 39.5146 | 39.9464 | 40.3428 | 40.7692 | 41.214 | 41.6399 | 42.0736 | 42.514 | 42.9942 | 43.4931 | 44.0204 | 44.5405 | 45.0825 | 45.5858 | 46.1053 | 46.5655 | 46.9654 | 47.3282 | 47.6429 | 47.8885 | 48.0911 | 48.2042 | 48.2799 | 48.2799
F4_Commercial_Restaurant_Existing_Water Heating_Natural Gas_Water Heater_E6 | F4 | Commercial | Restaurant | Existing | Water Heating | Natural Gas | Water Heater | E6 | RVT BC Ratio | bar: 2019 to 2051
F4_Commercial_Restaurant_Existing_Water Heating_Natural Gas_Water Heater_E7 | F4 | Commercial | Restaurant | Existing | Water Heating | Natural Gas | Water Heater | E7 | RVT BC Ratio | bar: 2019 to 2051
F4_Commercial_Restaurant_Existing_Water Heating_Natural Gas_Water Heater_E8 | F4 | Commercial | Restaurant | Existing | Water Heating | Natural Gas | Water Heater | E8 | RVT BC Ratio | 0 | 0 | 0 | 0 | 0 | 0 | 0 | 0 | 0 | 0 | 0 | 0 | 0 | 0 | 0 | 0 | 0 | 0 | 0 | 0 | 0 | 0 | 0 | 0 | 0 | 0 | 0 | 0 | 0 | 0 | 0 | 0 | 0
F4_Commercial_Restaurant_Existing_Water Heating_Natural Gas_Water Heater_E9 | F4 | Commercial | Restaurant | Existing | Water Heating | Natural Gas | Water Heater | E9 | RVT BC Ratio | 0 | 0 | 0 | 0 | 0 | 0 | 0 | 0 | 0 | 0 | 0 | 0 | 0 | 0 | 0 | 0 | 0 | 0 | 0 | 0 | 0 | 0 | 0 | 0 | 0 | 0 | 0 | 0 | 0 | 0 | 0 | 0 | 0
F4_Commercial_Restaurant_Existing_Water Heating_Natural Gas_Water Heater_E10 | F4 | Commercial | Restaurant | Existing | Water Heating | Natural Gas | Water Heater | E10 | RVT BC Ratio | 0 | 0 | 0 | 0 | 0 | 0 | 0 | 0 | 0 | 0 | 0 | 0 | 0 | 0 | 0 | 0 | 0 | 0 | 0 | 0 | 0 | 0 | 0 | 0 | 0 | 0 | 0 | 0 | 0 | 0 | 0 | 0 | 0
F5_Commercial_Restaurant_Existing_Water Heating_Natural Gas_Water Heater_E1 | F5 | Commercial | Restaurant | Existing | Water Heating | Natural Gas | Water Heater | E1 | RIM BC Ratio | bar: 2019 to 2051
F5_Commercial_Restaurant_Existing_Water Heating_Natural Gas_Water Heater_E2 | F5 | Commercial | Restaurant | Existing | Water Heating | Natural Gas | Water Heater | E2 | RIM BC Ratio | bar: 2019 to 2051
F5_Commercial_Restaurant_Existing_Water Heating_Natural Gas_Water Heater_E3 | F5 | Commercial | Restaurant | Existing | Water Heating | Natural Gas | Water Heater | E3 | RIM BC Ratio | 0.82442 | 0.8244 | 0.82444 | 0.82435 | 0.8243 | 0.82434 | 0.82447 | 0.82456 | 0.82468 | 0.82479 | 0.8249 | 0.825 | 0.8251 | 0.8252 | 0.8253 | 0.8254 | 0.82549 | 0.8256 | 0.8257 | 0.82581 | 0.82591 | 0.82602 | 0.82612 | 0.82621 | 0.8263 | 0.82637 | 0.82643 | 0.82649 | 0.82653 | 0.82656 | 0.82658 | 0.8266 | 0.8266
F5_Commercial_Restaurant_Existing_Water Heating_Natural Gas_Water Heater_E4 | F5 | Commercial | Restaurant | Existing | Water Heating | Natural Gas | Water Heater | E4 | RIM BC Ratio | 0.82208 | 0.82206 | 0.8221 | 0.822 | 0.82193 | 0.82198 | 0.82214 | 0.82226 | 0.8224 | 0.82254 | 0.82267 | 0.82279 | 0.82291 | 0.82304 | 0.82316 | 0.82328 | 0.8234 | 0.82352 | 0.82365 | 0.82379 | 0.82391 | 0.82404 | 0.82416 | 0.82428 | 0.82438 | 0.82447 | 0.82455 | 0.82462 | 0.82467 | 0.82471 | 0.82473 | 0.82475 | 0.82475
F5_Commercial_Restaurant_Existing_Water Heating_Natural Gas_Water Heater_E5 | F5 | Commercial | Restaurant | Existing | Water Heating | Natural Gas | Water Heater | E5 | RIM BC Ratio | 0.81505 | 0.81502 | 0.81509 | 0.81493 | 0.81483 | 0.81491 | 0.81515 | 0.81533 | 0.81556 | 0.81576 | 0.81597 | 0.81615 | 0.81634 | 0.81654 | 0.81672 | 0.81691 | 0.81709 | 0.81729 | 0.81749 | 0.81769 | 0.81789 | 0.81809 | 0.81827 | 0.81846 | 0.81862 | 0.81875 | 0.81887 | 0.81898 | 0.81906 | 0.81912 | 0.81916 | 0.81918 | 0.81918
F5_Commercial_Restaurant_Existing_Water Heating_Natural Gas_Water Heater_E6 | F5 | Commercial | Restaurant | Existing | Water Heating | Natural Gas | Water Heater | E6 | RIM BC Ratio | bar: 2019 to 2051
F5_Commercial_Restaurant_Existing_Water Heating_Natural Gas_Water Heater_E7 | F5 | Commercial | Restaurant | Existing | Water Heating | Natural Gas | Water Heater | E7 | RIM BC Ratio | bar: 2019 to 2051
F5_Commercial_Restaurant_Existing_Water Heating_Natural Gas_Water Heater_E8 | F5 | Commercial | Restaurant | Existing | Water Heating | Natural Gas | Water Heater | E8 | RIM BC Ratio | 0 | 0 | 0 | 0 | 0 | 0 | 0 | 0 | 0 | 0 | 0 | 0 | 0 | 0 | 0 | 0 | 0 | 0 | 0 | 0 | 0 | 0 | 0 | 0 | 0 | 0 | 0 | 0 | 0 | 0 | 0 | 0 | 0
F5_Commercial_Restaurant_Existing_Water Heating_Natural Gas_Water Heater_E9 | F5 | Commercial | Restaurant | Existing | Water Heating | Natural Gas | Water Heater | E9 | RIM BC Ratio | 0 | 0 | 0 | 0 | 0 | 0 | 0 | 0 | 0 | 0 | 0 | 0 | 0 | 0 | 0 | 0 | 0 | 0 | 0 | 0 | 0 | 0 | 0 | 0 | 0 | 0 | 0 | 0 | 0 | 0 | 0 | 0 | 0
F5_Commercial_Restaurant_Existing_Water Heating_Natural Gas_Water Heater_E10 | F5 | Commercial | Restaurant | Existing | Water Heating | Natural Gas | Water Heater | E10 | RIM BC Ratio | 0 | 0 | 0 | 0 | 0 | 0 | 0 | 0 | 0 | 0 | 0 | 0 | 0 | 0 | 0 | 0 | 0 | 0 | 0 | 0 | 0 | 0 | 0 | 0 | 0 | 0 | 0 | 0 | 0 | 0 | 0 | 0 | 0
F0_Commercial_Restaurant_Existing_Food Preparation_Natural Gas_Oven_E0 | F0 | Commercial | Restaurant | Existing | Food Preparation | Natural Gas | Oven | E0 | Economic Unit | ENERGY STAR (3.0) | ENERGY STAR (3.0) | ENERGY STAR (3.0) | ENERGY STAR (3.0) | ENERGY STAR (3.0) | ENERGY STAR (3.0) | ENERGY STAR (3.0) | ENERGY STAR (3.0) | ENERGY STAR (3.0) | ENERGY STAR (3.0) | ENERGY STAR (3.0) | ENERGY STAR (3.0) | ENERGY STAR (3.0) | ENERGY STAR (3.0) | ENERGY STAR (3.0) | ENERGY STAR (3.0) | ENERGY STAR (3.0) | ENERGY STAR (3.0) | ENERGY STAR (3.0) | ENERGY STAR (3.0) | ENERGY STAR (3.0) | ENERGY STAR (3.0) | ENERGY STAR (3.0) | ENERGY STAR (3.0) | ENERGY STAR (3.0) | ENERGY STAR (3.0) | ENERGY STAR (3.0) | ENERGY STAR (3.0) | ENERGY STAR (3.0) | ENERGY STAR (3.0) | ENERGY STAR (3.0) | ENERGY STAR (3.0) | ENERGY STAR (3.0)
F1_Commercial_Restaurant_Existing_Food Preparation_Natural Gas_Oven_E1 | F1 | Commercial | Restaurant | Existing | Food Preparation | Natural Gas | Oven | E1 | CCE | 0 | 0 | 0 | 0 | 0 | 0 | 0 | 0 | 0 | 0 | 0 | 0 | 0 | 0 | 0 | 0 | 0 | 0 | 0 | 0 | 0 | 0 | 0 | 0 | 0 | 0 | 0 | 0 | 0 | 0 | 0 | 0 | 0
F1_Commercial_Restaurant_Existing_Food Preparation_Natural Gas_Oven_E2 | F1 | Commercial | Restaurant | Existing | Food Preparation | Natural Gas | Oven | E2 | CCE | 0.32507 | 0.33656 | 0.30212 | 0.30779 | 0.30779 | 0.30779 | 0.30779 | 0.30779 | 0.30779 | 0.30779 | 0.30779 | 0.30779 | 0.30779 | 0.30779 | 0.30779 | 0.30779 | 0.30779 | 0.30779 | 0.30779 | 0.30779 | 0.30779 | 0.30779 | 0.30779 | 0.30779 | 0.30779 | 0.30779 | 0.30779 | 0.30779 | 0.30779 | 0.30779 | 0.30779 | 0.30779 | 0.30779
F1_Commercial_Restaurant_Existing_Food Preparation_Natural Gas_Oven_E3 | F1 | Commercial | Restaurant | Existing | Food Preparation | Natural Gas | Oven | E3 | CCE | 0 | 0 | 0 | 0 | 0 | 0 | 0 | 0 | 0 | 0 | 0 | 0 | 0 | 0 | 0 | 0 | 0 | 0 | 0 | 0 | 0 | 0 | 0 | 0 | 0 | 0 | 0 | 0 | 0 | 0 | 0 | 0 | 0
F1_Commercial_Restaurant_Existing_Food Preparation_Natural Gas_Oven_E4 | F1 | Commercial | Restaurant | Existing | Food Preparation | Natural Gas | Oven | E4 | CCE | 0 | 0 | 0 | 0 | 0 | 0 | 0 | 0 | 0 | 0 | 0 | 0 | 0 | 0 | 0 | 0 | 0 | 0 | 0 | 0 | 0 | 0 | 0 | 0 | 0 | 0 | 0 | 0 | 0 | 0 | 0 | 0 | 0
F1_Commercial_Restaurant_Existing_Food Preparation_Natural Gas_Oven_E5 | F1 | Commercial | Restaurant | Existing | Food Preparation | Natural Gas | Oven | E5 | CCE | 0 | 0 | 0 | 0 | 0 | 0 | 0 | 0 | 0 | 0 | 0 | 0 | 0 | 0 | 0 | 0 | 0 | 0 | 0 | 0 | 0 | 0 | 0 | 0 | 0 | 0 | 0 | 0 | 0 | 0 | 0 | 0 | 0
F1_Commercial_Restaurant_Existing_Food Preparation_Natural Gas_Oven_E6 | F1 | Commercial | Restaurant | Existing | Food Preparation | Natural Gas | Oven | E6 | CCE | 0 | 0 | 0 | 0 | 0 | 0 | 0 | 0 | 0 | 0 | 0 | 0 | 0 | 0 | 0 | 0 | 0 | 0 | 0 | 0 | 0 | 0 | 0 | 0 | 0 | 0 | 0 | 0 | 0 | 0 | 0 | 0 | 0
F1_Commercial_Restaurant_Existing_Food Preparation_Natural Gas_Oven_E7 | F1 | Commercial | Restaurant | Existing | Food Preparation | Natural Gas | Oven | E7 | CCE | 0 | 0 | 0 | 0 | 0 | 0 | 0 | 0 | 0 | 0 | 0 | 0 | 0 | 0 | 0 | 0 | 0 | 0 | 0 | 0 | 0 | 0 | 0 | 0 | 0 | 0 | 0 | 0 | 0 | 0 | 0 | 0 | 0
F1_Commercial_Restaurant_Existing_Food Preparation_Natural Gas_Oven_E8 | F1 | Commercial | Restaurant | Existing | Food Preparation | Natural Gas | Oven | E8 | CCE | 0 | 0 | 0 | 0 | 0 | 0 | 0 | 0 | 0 | 0 | 0 | 0 | 0 | 0 | 0 | 0 | 0 | 0 | 0 | 0 | 0 | 0 | 0 | 0 | 0 | 0 | 0 | 0 | 0 | 0 | 0 | 0 | 0
F1_Commercial_Restaurant_Existing_Food Preparation_Natural Gas_Oven_E9 | F1 | Commercial | Restaurant | Existing | Food Preparation | Natural Gas | Oven | E9 | CCE | 0 | 0 | 0 | 0 | 0 | 0 | 0 | 0 | 0 | 0 | 0 | 0 | 0 | 0 | 0 | 0 | 0 | 0 | 0 | 0 | 0 | 0 | 0 | 0 | 0 | 0 | 0 | 0 | 0 | 0 | 0 | 0 | 0
F1_Commercial_Restaurant_Existing_Food Preparation_Natural Gas_Oven_E10 | F1 | Commercial | Restaurant | Existing | Food Preparation | Natural Gas | Oven | E10 | CCE | 0 | 0 | 0 | 0 | 0 | 0 | 0 | 0 | 0 | 0 | 0 | 0 | 0 | 0 | 0 | 0 | 0 | 0 | 0 | 0 | 0 | 0 | 0 | 0 | 0 | 0 | 0 | 0 | 0 | 0 | 0 | 0 | 0
F2_Commercial_Restaurant_Existing_Food Preparation_Natural Gas_Oven_E1 | F2 | Commercial | Restaurant | Existing | Food Preparation | Natural Gas | Oven | E1 | TRC BC Ratio | bar: 2019 to 2051
F2_Commercial_Restaurant_Existing_Food Preparation_Natural Gas_Oven_E2 | F2 | Commercial | Restaurant | Existing | Food Preparation | Natural Gas | Oven | E2 | TRC BC Ratio | 5.0529 | 5.0541 | 5.0794 | 5.0454 | 5.0252 | 5.0427 | 5.0918 | 5.1313 | 5.1797 | 5.226 | 5.2722 | 5.3151 | 5.3612 | 5.4091 | 5.4549 | 5.5017 | 5.5491 | 5.6007 | 5.6542 | 5.7105 | 5.7652 | 5.8217 | 5.8734 | 5.9266 | 5.9735 | 6.014 | 6.0509 | 6.0828 | 6.1077 | 6.1281 | 6.1393 | 6.1467 | 6.1467
F2_Commercial_Restaurant_Existing_Food Preparation_Natural Gas_Oven_E3 | F2 | Commercial | Restaurant | Existing | Food Preparation | Natural Gas | Oven | E3 | TRC BC Ratio | 0 | 0 | 0 | 0 | 0 | 0 | 0 | 0 | 0 | 0 | 0 | 0 | 0 | 0 | 0 | 0 | 0 | 0 | 0 | 0 | 0 | 0 | 0 | 0 | 0 | 0 | 0 | 0 | 0 | 0 | 0 | 0 | 0
F2_Commercial_Restaurant_Existing_Food Preparation_Natural Gas_Oven_E4 | F2 | Commercial | Restaurant | Existing | Food Preparation | Natural Gas | Oven | E4 | TRC BC Ratio | 0 | 0 | 0 | 0 | 0 | 0 | 0 | 0 | 0 | 0 | 0 | 0 | 0 | 0 | 0 | 0 | 0 | 0 | 0 | 0 | 0 | 0 | 0 | 0 | 0 | 0 | 0 | 0 | 0 | 0 | 0 | 0 | 0
F2_Commercial_Restaurant_Existing_Food Preparation_Natural Gas_Oven_E5 | F2 | Commercial | Restaurant | Existing | Food Preparation | Natural Gas | Oven | E5 | TRC BC Ratio | 0 | 0 | 0 | 0 | 0 | 0 | 0 | 0 | 0 | 0 | 0 | 0 | 0 | 0 | 0 | 0 | 0 | 0 | 0 | 0 | 0 | 0 | 0 | 0 | 0 | 0 | 0 | 0 | 0 | 0 | 0 | 0 | 0
F2_Commercial_Restaurant_Existing_Food Preparation_Natural Gas_Oven_E6 | F2 | Commercial | Restaurant | Existing | Food Preparation | Natural Gas | Oven | E6 | TRC BC Ratio | 0 | 0 | 0 | 0 | 0 | 0 | 0 | 0 | 0 | 0 | 0 | 0 | 0 | 0 | 0 | 0 | 0 | 0 | 0 | 0 | 0 | 0 | 0 | 0 | 0 | 0 | 0 | 0 | 0 | 0 | 0 | 0 | 0
F2_Commercial_Restaurant_Existing_Food Preparation_Natural Gas_Oven_E7 | F2 | Commercial | Restaurant | Existing | Food Preparation | Natural Gas | Oven | E7 | TRC BC Ratio | 0 | 0 | 0 | 0 | 0 | 0 | 0 | 0 | 0 | 0 | 0 | 0 | 0 | 0 | 0 | 0 | 0 | 0 | 0 | 0 | 0 | 0 | 0 | 0 | 0 | 0 | 0 | 0 | 0 | 0 | 0 | 0 | 0
F2_Commercial_Restaurant_Existing_Food Preparation_Natural Gas_Oven_E8 | F2 | Commercial | Restaurant | Existing | Food Preparation | Natural Gas | Oven | E8 | TRC BC Ratio | 0 | 0 | 0 | 0 | 0 | 0 | 0 | 0 | 0 | 0 | 0 | 0 | 0 | 0 | 0 | 0 | 0 | 0 | 0 | 0 | 0 | 0 | 0 | 0 | 0 | 0 | 0 | 0 | 0 | 0 | 0 | 0 | 0
F2_Commercial_Restaurant_Existing_Food Preparation_Natural Gas_Oven_E9 | F2 | Commercial | Restaurant | Existing | Food Preparation | Natural Gas | Oven | E9 | TRC BC Ratio | 0 | 0 | 0 | 0 | 0 | 0 | 0 | 0 | 0 | 0 | 0 | 0 | 0 | 0 | 0 | 0 | 0 | 0 | 0 | 0 | 0 | 0 | 0 | 0 | 0 | 0 | 0 | 0 | 0 | 0 | 0 | 0 | 0
F2_Commercial_Restaurant_Existing_Food Preparation_Natural Gas_Oven_E10 | F2 | Commercial | Restaurant | Existing | Food Preparation | Natural Gas | Oven | E10 | TRC BC Ratio | 0 | 0 | 0 | 0 | 0 | 0 | 0 | 0 | 0 | 0 | 0 | 0 | 0 | 0 | 0 | 0 | 0 | 0 | 0 | 0 | 0 | 0 | 0 | 0 | 0 | 0 | 0 | 0 | 0 | 0 | 0 | 0 | 0
F3_Commercial_Restaurant_Existing_Food Preparation_Natural Gas_Oven_E1 | F3 | Commercial | Restaurant | Existing | Food Preparation | Natural Gas | Oven | E1 | PACT BC Ratio | bar: 2019 to 2051
F3_Commercial_Restaurant_Existing_Food Preparation_Natural Gas_Oven_E2 | F3 | Commercial | Restaurant | Existing | Food Preparation | Natural Gas | Oven | E2 | PACT BC Ratio | 6.7372 | 6.7388 | 6.7725 | 6.7272 | 6.7003 | 6.7236 | 6.7891 | 6.8417 | 6.9062 | 6.968 | 7.0296 | 7.0868 | 7.1482 | 7.2121 | 7.2732 | 7.3356 | 7.3988 | 7.4676 | 7.5389 | 7.614 | 7.6869 | 7.7623 | 7.8312 | 7.9021 | 7.9647 | 8.0187 | 8.0679 | 8.1103 | 8.1436 | 8.1708 | 8.1857 | 8.1956 | 8.1956
F3_Commercial_Restaurant_Existing_Food Preparation_Natural Gas_Oven_E3 | F3 | Commercial | Restaurant | Existing | Food Preparation | Natural Gas | Oven | E3 | PACT BC Ratio | 0 | 0 | 0 | 0 | 0 | 0 | 0 | 0 | 0 | 0 | 0 | 0 | 0 | 0 | 0 | 0 | 0 | 0 | 0 | 0 | 0 | 0 | 0 | 0 | 0 | 0 | 0 | 0 | 0 | 0 | 0 | 0 | 0
F3_Commercial_Restaurant_Existing_Food Preparation_Natural Gas_Oven_E4 | F3 | Commercial | Restaurant | Existing | Food Preparation | Natural Gas | Oven | E4 | PACT BC Ratio | 0 | 0 | 0 | 0 | 0 | 0 | 0 | 0 | 0 | 0 | 0 | 0 | 0 | 0 | 0 | 0 | 0 | 0 | 0 | 0 | 0 | 0 | 0 | 0 | 0 | 0 | 0 | 0 | 0 | 0 | 0 | 0 | 0
F3_Commercial_Restaurant_Existing_Food Preparation_Natural Gas_Oven_E5 | F3 | Commercial | Restaurant | Existing | Food Preparation | Natural Gas | Oven | E5 | PACT BC Ratio | 0 | 0 | 0 | 0 | 0 | 0 | 0 | 0 | 0 | 0 | 0 | 0 | 0 | 0 | 0 | 0 | 0 | 0 | 0 | 0 | 0 | 0 | 0 | 0 | 0 | 0 | 0 | 0 | 0 | 0 | 0 | 0 | 0
F3_Commercial_Restaurant_Existing_Food Preparation_Natural Gas_Oven_E6 | F3 | Commercial | Restaurant | Existing | Food Preparation | Natural Gas | Oven | E6 | PACT BC Ratio | 0 | 0 | 0 | 0 | 0 | 0 | 0 | 0 | 0 | 0 | 0 | 0 | 0 | 0 | 0 | 0 | 0 | 0 | 0 | 0 | 0 | 0 | 0 | 0 | 0 | 0 | 0 | 0 | 0 | 0 | 0 | 0 | 0
F3_Commercial_Restaurant_Existing_Food Preparation_Natural Gas_Oven_E7 | F3 | Commercial | Restaurant | Existing | Food Preparation | Natural Gas | Oven | E7 | PACT BC Ratio | 0 | 0 | 0 | 0 | 0 | 0 | 0 | 0 | 0 | 0 | 0 | 0 | 0 | 0 | 0 | 0 | 0 | 0 | 0 | 0 | 0 | 0 | 0 | 0 | 0 | 0 | 0 | 0 | 0 | 0 | 0 | 0 | 0
F3_Commercial_Restaurant_Existing_Food Preparation_Natural Gas_Oven_E8 | F3 | Commercial | Restaurant | Existing | Food Preparation | Natural Gas | Oven | E8 | PACT BC Ratio | 0 | 0 | 0 | 0 | 0 | 0 | 0 | 0 | 0 | 0 | 0 | 0 | 0 | 0 | 0 | 0 | 0 | 0 | 0 | 0 | 0 | 0 | 0 | 0 | 0 | 0 | 0 | 0 | 0 | 0 | 0 | 0 | 0
F3_Commercial_Restaurant_Existing_Food Preparation_Natural Gas_Oven_E9 | F3 | Commercial | Restaurant | Existing | Food Preparation | Natural Gas | Oven | E9 | PACT BC Ratio | 0 | 0 | 0 | 0 | 0 | 0 | 0 | 0 | 0 | 0 | 0 | 0 | 0 | 0 | 0 | 0 | 0 | 0 | 0 | 0 | 0 | 0 | 0 | 0 | 0 | 0 | 0 | 0 | 0 | 0 | 0 | 0 | 0
F3_Commercial_Restaurant_Existing_Food Preparation_Natural Gas_Oven_E10 | F3 | Commercial | Restaurant | Existing | Food Preparation | Natural Gas | Oven | E10 | PACT BC Ratio | 0 | 0 | 0 | 0 | 0 | 0 | 0 | 0 | 0 | 0 | 0 | 0 | 0 | 0 | 0 | 0 | 0 | 0 | 0 | 0 | 0 | 0 | 0 | 0 | 0 | 0 | 0 | 0 | 0 | 0 | 0 | 0 | 0
F4_Commercial_Restaurant_Existing_Food Preparation_Natural Gas_Oven_E1 | F4 | Commercial | Restaurant | Existing | Food Preparation | Natural Gas | Oven | E1 | RVT BC Ratio | bar: 2019 to 2051
F4_Commercial_Restaurant_Existing_Food Preparation_Natural Gas_Oven_E2 | F4 | Commercial | Restaurant | Existing | Food Preparation | Natural Gas | Oven | E2 | RVT BC Ratio | 7.9644 | 7.9662 | 8.0025 | 7.9537 | 7.9247 | 7.9497 | 8.0204 | 8.0771 | 8.1467 | 8.2133 | 8.2797 | 8.3414 | 8.4076 | 8.4765 | 8.5424 | 8.6097 | 8.6778 | 8.752 | 8.8289 | 8.9098 | 8.9885 | 9.0697 | 9.144 | 9.2205 | 9.288 | 9.3462 | 9.3993 | 9.445 | 9.4809 | 9.5103 | 9.5263 | 9.537 | 9.537
F4_Commercial_Restaurant_Existing_Food Preparation_Natural Gas_Oven_E3 | F4 | Commercial | Restaurant | Existing | Food Preparation | Natural Gas | Oven | E3 | RVT BC Ratio | 0 | 0 | 0 | 0 | 0 | 0 | 0 | 0 | 0 | 0 | 0 | 0 | 0 | 0 | 0 | 0 | 0 | 0 | 0 | 0 | 0 | 0 | 0 | 0 | 0 | 0 | 0 | 0 | 0 | 0 | 0 | 0 | 0
F4_Commercial_Restaurant_Existing_Food Preparation_Natural Gas_Oven_E4 | F4 | Commercial | Restaurant | Existing | Food Preparation | Natural Gas | Oven | E4 | RVT BC Ratio | 0 | 0 | 0 | 0 | 0 | 0 | 0 | 0 | 0 | 0 | 0 | 0 | 0 | 0 | 0 | 0 | 0 | 0 | 0 | 0 | 0 | 0 | 0 | 0 | 0 | 0 | 0 | 0 | 0 | 0 | 0 | 0 | 0
F4_Commercial_Restaurant_Existing_Food Preparation_Natural Gas_Oven_E5 | F4 | Commercial | Restaurant | Existing | Food Preparation | Natural Gas | Oven | E5 | RVT BC Ratio | 0 | 0 | 0 | 0 | 0 | 0 | 0 | 0 | 0 | 0 | 0 | 0 | 0 | 0 | 0 | 0 | 0 | 0 | 0 | 0 | 0 | 0 | 0 | 0 | 0 | 0 | 0 | 0 | 0 | 0 | 0 | 0 | 0
F4_Commercial_Restaurant_Existing_Food Preparation_Natural Gas_Oven_E6 | F4 | Commercial | Restaurant | Existing | Food Preparation | Natural Gas | Oven | E6 | RVT BC Ratio | 0 | 0 | 0 | 0 | 0 | 0 | 0 | 0 | 0 | 0 | 0 | 0 | 0 | 0 | 0 | 0 | 0 | 0 | 0 | 0 | 0 | 0 | 0 | 0 | 0 | 0 | 0 | 0 | 0 | 0 | 0 | 0 | 0
F4_Commercial_Restaurant_Existing_Food Preparation_Natural Gas_Oven_E7 | F4 | Commercial | Restaurant | Existing | Food Preparation | Natural Gas | Oven | E7 | RVT BC Ratio | 0 | 0 | 0 | 0 | 0 | 0 | 0 | 0 | 0 | 0 | 0 | 0 | 0 | 0 | 0 | 0 | 0 | 0 | 0 | 0 | 0 | 0 | 0 | 0 | 0 | 0 | 0 | 0 | 0 | 0 | 0 | 0 | 0
F4_Commercial_Restaurant_Existing_Food Preparation_Natural Gas_Oven_E8 | F4 | Commercial | Restaurant | Existing | Food Preparation | Natural Gas | Oven | E8 | RVT BC Ratio | 0 | 0 | 0 | 0 | 0 | 0 | 0 | 0 | 0 | 0 | 0 | 0 | 0 | 0 | 0 | 0 | 0 | 0 | 0 | 0 | 0 | 0 | 0 | 0 | 0 | 0 | 0 | 0 | 0 | 0 | 0 | 0 | 0
F4_Commercial_Restaurant_Existing_Food Preparation_Natural Gas_Oven_E9 | F4 | Commercial | Restaurant | Existing | Food Preparation | Natural Gas | Oven | E9 | RVT BC Ratio | 0 | 0 | 0 | 0 | 0 | 0 | 0 | 0 | 0 | 0 | 0 | 0 | 0 | 0 | 0 | 0 | 0 | 0 | 0 | 0 | 0 | 0 | 0 | 0 | 0 | 0 | 0 | 0 | 0 | 0 | 0 | 0 | 0
F4_Commercial_Restaurant_Existing_Food Preparation_Natural Gas_Oven_E10 | F4 | Commercial | Restaurant | Existing | Food Preparation | Natural Gas | Oven | E10 | RVT BC Ratio | 0 | 0 | 0 | 0 | 0 | 0 | 0 | 0 | 0 | 0 | 0 | 0 | 0 | 0 | 0 | 0 | 0 | 0 | 0 | 0 | 0 | 0 | 0 | 0 | 0 | 0 | 0 | 0 | 0 | 0 | 0 | 0 | 0
F5_Commercial_Restaurant_Existing_Food Preparation_Natural Gas_Oven_E1 | F5 | Commercial | Restaurant | Existing | Food Preparation | Natural Gas | Oven | E1 | RIM BC Ratio | bar: 2019 to 2051
F5_Commercial_Restaurant_Existing_Food Preparation_Natural Gas_Oven_E2 | F5 | Commercial | Restaurant | Existing | Food Preparation | Natural Gas | Oven | E2 | RIM BC Ratio | 0.74267 | 0.74269 | 0.7431 | 0.74255 | 0.74222 | 0.7425 | 0.7433 | 0.74392 | 0.74468 | 0.74539 | 0.74609 | 0.74673 | 0.74741 | 0.7481 | 0.74875 | 0.74941 | 0.75006 | 0.75076 | 0.75148 | 0.75222 | 0.75292 | 0.75364 | 0.75428 | 0.75494 | 0.7555 | 0.75599 | 0.75642 | 0.75679 | 0.75708 | 0.75732 | 0.75744 | 0.75753 | 0.75753
F5_Commercial_Restaurant_Existing_Food Preparation_Natural Gas_Oven_E3 | F5 | Commercial | Restaurant | Existing | Food Preparation | Natural Gas | Oven | E3 | RIM BC Ratio | 0 | 0 | 0 | 0 | 0 | 0 | 0 | 0 | 0 | 0 | 0 | 0 | 0 | 0 | 0 | 0 | 0 | 0 | 0 | 0 | 0 | 0 | 0 | 0 | 0 | 0 | 0 | 0 | 0 | 0 | 0 | 0 | 0
F5_Commercial_Restaurant_Existing_Food Preparation_Natural Gas_Oven_E4 | F5 | Commercial | Restaurant | Existing | Food Preparation | Natural Gas | Oven | E4 | RIM BC Ratio | 0 | 0 | 0 | 0 | 0 | 0 | 0 | 0 | 0 | 0 | 0 | 0 | 0 | 0 | 0 | 0 | 0 | 0 | 0 | 0 | 0 | 0 | 0 | 0 | 0 | 0 | 0 | 0 | 0 | 0 | 0 | 0 | 0
F5_Commercial_Restaurant_Existing_Food Preparation_Natural Gas_Oven_E5 | F5 | Commercial | Restaurant | Existing | Food Preparation | Natural Gas | Oven | E5 | RIM BC Ratio | 0 | 0 | 0 | 0 | 0 | 0 | 0 | 0 | 0 | 0 | 0 | 0 | 0 | 0 | 0 | 0 | 0 | 0 | 0 | 0 | 0 | 0 | 0 | 0 | 0 | 0 | 0 | 0 | 0 | 0 | 0 | 0 | 0
F5_Commercial_Restaurant_Existing_Food Preparation_Natural Gas_Oven_E6 | F5 | Commercial | Restaurant | Existing | Food Preparation | Natural Gas | Oven | E6 | RIM BC Ratio | 0 | 0 | 0 | 0 | 0 | 0 | 0 | 0 | 0 | 0 | 0 | 0 | 0 | 0 | 0 | 0 | 0 | 0 | 0 | 0 | 0 | 0 | 0 | 0 | 0 | 0 | 0 | 0 | 0 | 0 | 0 | 0 | 0
F5_Commercial_Restaurant_Existing_Food Preparation_Natural Gas_Oven_E7 | F5 | Commercial | Restaurant | Existing | Food Preparation | Natural Gas | Oven | E7 | RIM BC Ratio | 0 | 0 | 0 | 0 | 0 | 0 | 0 | 0 | 0 | 0 | 0 | 0 | 0 | 0 | 0 | 0 | 0 | 0 | 0 | 0 | 0 | 0 | 0 | 0 | 0 | 0 | 0 | 0 | 0 | 0 | 0 | 0 | 0
F5_Commercial_Restaurant_Existing_Food Preparation_Natural Gas_Oven_E8 | F5 | Commercial | Restaurant | Existing | Food Preparation | Natural Gas | Oven | E8 | RIM BC Ratio | 0 | 0 | 0 | 0 | 0 | 0 | 0 | 0 | 0 | 0 | 0 | 0 | 0 | 0 | 0 | 0 | 0 | 0 | 0 | 0 | 0 | 0 | 0 | 0 | 0 | 0 | 0 | 0 | 0 | 0 | 0 | 0 | 0
F5_Commercial_Restaurant_Existing_Food Preparation_Natural Gas_Oven_E9 | F5 | Commercial | Restaurant | Existing | Food Preparation | Natural Gas | Oven | E9 | RIM BC Ratio | 0 | 0 | 0 | 0 | 0 | 0 | 0 | 0 | 0 | 0 | 0 | 0 | 0 | 0 | 0 | 0 | 0 | 0 | 0 | 0 | 0 | 0 | 0 | 0 | 0 | 0 | 0 | 0 | 0 | 0 | 0 | 0 | 0
F5_Commercial_Restaurant_Existing_Food Preparation_Natural Gas_Oven_E10 | F5 | Commercial | Restaurant | Existing | Food Preparation | Natural Gas | Oven | E10 | RIM BC Ratio | 0 | 0 | 0 | 0 | 0 | 0 | 0 | 0 | 0 | 0 | 0 | 0 | 0 | 0 | 0 | 0 | 0 | 0 | 0 | 0 | 0 | 0 | 0 | 0 | 0 | 0 | 0 | 0 | 0 | 0 | 0 | 0 | 0
F0_Commercial_Restaurant_Existing_Food Preparation_Natural Gas_Conveyor Oven_E0 | F0 | Commercial | Restaurant | Existing | Food Preparation | Natural Gas | Conveyor Oven | E0 | Economic Unit | Efficient (>44% Baking Efficiency) | Efficient (>44% Baking Efficiency) | Efficient (>44% Baking Efficiency) | Efficient (>44% Baking Efficiency) | Efficient (>44% Baking Efficiency) | Efficient (>44% Baking Efficiency) | Efficient (>44% Baking Efficiency) | Efficient (>44% Baking Efficiency) | Efficient (>44% Baking Efficiency) | Efficient (>44% Baking Efficiency) | Efficient (>44% Baking Efficiency) | Efficient (>44% Baking Efficiency) | Efficient (>44% Baking Efficiency) | Efficient (>44% Baking Efficiency) | Efficient (>44% Baking Efficiency) | Efficient (>44% Baking Efficiency) | Efficient (>44% Baking Efficiency) | Efficient (>44% Baking Efficiency) | Efficient (>44% Baking Efficiency) | Efficient (>44% Baking Efficiency) | Efficient (>44% Baking Efficiency) | Efficient (>44% Baking Efficiency) | Efficient (>44% Baking Efficiency) | Efficient (>44% Baking Efficiency) | Efficient (>44% Baking Efficiency) | Efficient (>44% Baking Efficiency) | Efficient (>44% Baking Efficiency) | Efficient (>44% Baking Efficiency) | Efficient (>44% Baking Efficiency) | Efficient (>44% Baking Efficiency) | Efficient (>44% Baking Efficiency) | Efficient (>44% Baking Efficiency) | Efficient (>44% Baking Efficiency)
F1_Commercial_Restaurant_Existing_Food Preparation_Natural Gas_Conveyor Oven_E1 | F1 | Commercial | Restaurant | Existing | Food Preparation | Natural Gas | Conveyor Oven | E1 | CCE | 0 | 0 | 0 | 0 | 0 | 0 | 0 | 0 | 0 | 0 | 0 | 0 | 0 | 0 | 0 | 0 | 0 | 0 | 0 | 0 | 0 | 0 | 0 | 0 | 0 | 0 | 0 | 0 | 0 | 0 | 0 | 0 | 0
F1_Commercial_Restaurant_Existing_Food Preparation_Natural Gas_Conveyor Oven_E2 | F1 | Commercial | Restaurant | Existing | Food Preparation | Natural Gas | Conveyor Oven | E2 | CCE | 0.32888 | 0.3405 | 0.30566 | 0.31139 | 0.31139 | 0.31139 | 0.31139 | 0.31139 | 0.31139 | 0.31139 | 0.31139 | 0.31139 | 0.31139 | 0.31139 | 0.31139 | 0.31139 | 0.31139 | 0.31139 | 0.31139 | 0.31139 | 0.31139 | 0.31139 | 0.31139 | 0.31139 | 0.31139 | 0.31139 | 0.31139 | 0.31139 | 0.31139 | 0.31139 | 0.31139 | 0.31139 | 0.31139
F1_Commercial_Restaurant_Existing_Food Preparation_Natural Gas_Conveyor Oven_E3 | F1 | Commercial | Restaurant | Existing | Food Preparation | Natural Gas | Conveyor Oven | E3 | CCE | 0 | 0 | 0 | 0 | 0 | 0 | 0 | 0 | 0 | 0 | 0 | 0 | 0 | 0 | 0 | 0 | 0 | 0 | 0 | 0 | 0 | 0 | 0 | 0 | 0 | 0 | 0 | 0 | 0 | 0 | 0 | 0 | 0
F1_Commercial_Restaurant_Existing_Food Preparation_Natural Gas_Conveyor Oven_E4 | F1 | Commercial | Restaurant | Existing | Food Preparation | Natural Gas | Conveyor Oven | E4 | CCE | 0 | 0 | 0 | 0 | 0 | 0 | 0 | 0 | 0 | 0 | 0 | 0 | 0 | 0 | 0 | 0 | 0 | 0 | 0 | 0 | 0 | 0 | 0 | 0 | 0 | 0 | 0 | 0 | 0 | 0 | 0 | 0 | 0
F1_Commercial_Restaurant_Existing_Food Preparation_Natural Gas_Conveyor Oven_E5 | F1 | Commercial | Restaurant | Existing | Food Preparation | Natural Gas | Conveyor Oven | E5 | CCE | 0 | 0 | 0 | 0 | 0 | 0 | 0 | 0 | 0 | 0 | 0 | 0 | 0 | 0 | 0 | 0 | 0 | 0 | 0 | 0 | 0 | 0 | 0 | 0 | 0 | 0 | 0 | 0 | 0 | 0 | 0 | 0 | 0
F1_Commercial_Restaurant_Existing_Food Preparation_Natural Gas_Conveyor Oven_E6 | F1 | Commercial | Restaurant | Existing | Food Preparation | Natural Gas | Conveyor Oven | E6 | CCE | 0 | 0 | 0 | 0 | 0 | 0 | 0 | 0 | 0 | 0 | 0 | 0 | 0 | 0 | 0 | 0 | 0 | 0 | 0 | 0 | 0 | 0 | 0 | 0 | 0 | 0 | 0 | 0 | 0 | 0 | 0 | 0 | 0
F1_Commercial_Restaurant_Existing_Food Preparation_Natural Gas_Conveyor Oven_E7 | F1 | Commercial | Restaurant | Existing | Food Preparation | Natural Gas | Conveyor Oven | E7 | CCE | 0 | 0 | 0 | 0 | 0 | 0 | 0 | 0 | 0 | 0 | 0 | 0 | 0 | 0 | 0 | 0 | 0 | 0 | 0 | 0 | 0 | 0 | 0 | 0 | 0 | 0 | 0 | 0 | 0 | 0 | 0 | 0 | 0
F1_Commercial_Restaurant_Existing_Food Preparation_Natural Gas_Conveyor Oven_E8 | F1 | Commercial | Restaurant | Existing | Food Preparation | Natural Gas | Conveyor Oven | E8 | CCE | 0 | 0 | 0 | 0 | 0 | 0 | 0 | 0 | 0 | 0 | 0 | 0 | 0 | 0 | 0 | 0 | 0 | 0 | 0 | 0 | 0 | 0 | 0 | 0 | 0 | 0 | 0 | 0 | 0 | 0 | 0 | 0 | 0
F1_Commercial_Restaurant_Existing_Food Preparation_Natural Gas_Conveyor Oven_E9 | F1 | Commercial | Restaurant | Existing | Food Preparation | Natural Gas | Conveyor Oven | E9 | CCE | 0 | 0 | 0 | 0 | 0 | 0 | 0 | 0 | 0 | 0 | 0 | 0 | 0 | 0 | 0 | 0 | 0 | 0 | 0 | 0 | 0 | 0 | 0 | 0 | 0 | 0 | 0 | 0 | 0 | 0 | 0 | 0 | 0
F1_Commercial_Restaurant_Existing_Food Preparation_Natural Gas_Conveyor Oven_E10 | F1 | Commercial | Restaurant | Existing | Food Preparation | Natural Gas | Conveyor Oven | E10 | CCE | 0 | 0 | 0 | 0 | 0 | 0 | 0 | 0 | 0 | 0 | 0 | 0 | 0 | 0 | 0 | 0 | 0 | 0 | 0 | 0 | 0 | 0 | 0 | 0 | 0 | 0 | 0 | 0 | 0 | 0 | 0 | 0 | 0
F2_Commercial_Restaurant_Existing_Food Preparation_Natural Gas_Conveyor Oven_E1 | F2 | Commercial | Restaurant | Existing | Food Preparation | Natural Gas | Conveyor Oven | E1 | TRC BC Ratio | bar: 2019 to 2051
F2_Commercial_Restaurant_Existing_Food Preparation_Natural Gas_Conveyor Oven_E2 | F2 | Commercial | Restaurant | Existing | Food Preparation | Natural Gas | Conveyor Oven | E2 | TRC BC Ratio | 5.054 | 5.0691 | 5.0998 | 5.0904 | 5.0904 | 5.1163 | 5.1641 | 5.206 | 5.2546 | 5.3028 | 5.3514 | 5.3984 | 5.4475 | 5.4983 | 5.5473 | 5.5964 | 5.6439 | 5.6922 | 5.7391 | 5.785 | 5.8272 | 5.8686 | 5.9051 | 5.9416 | 5.9733 | 6.0006 | 6.0255 | 6.047 | 6.0638 | 6.0776 | 6.0851 | 6.0902 | 6.0902
F2_Commercial_Restaurant_Existing_Food Preparation_Natural Gas_Conveyor Oven_E3 | F2 | Commercial | Restaurant | Existing | Food Preparation | Natural Gas | Conveyor Oven | E3 | TRC BC Ratio | 0 | 0 | 0 | 0 | 0 | 0 | 0 | 0 | 0 | 0 | 0 | 0 | 0 | 0 | 0 | 0 | 0 | 0 | 0 | 0 | 0 | 0 | 0 | 0 | 0 | 0 | 0 | 0 | 0 | 0 | 0 | 0 | 0
F2_Commercial_Restaurant_Existing_Food Preparation_Natural Gas_Conveyor Oven_E4 | F2 | Commercial | Restaurant | Existing | Food Preparation | Natural Gas | Conveyor Oven | E4 | TRC BC Ratio | 0 | 0 | 0 | 0 | 0 | 0 | 0 | 0 | 0 | 0 | 0 | 0 | 0 | 0 | 0 | 0 | 0 | 0 | 0 | 0 | 0 | 0 | 0 | 0 | 0 | 0 | 0 | 0 | 0 | 0 | 0 | 0 | 0
F2_Commercial_Restaurant_Existing_Food Preparation_Natural Gas_Conveyor Oven_E5 | F2 | Commercial | Restaurant | Existing | Food Preparation | Natural Gas | Conveyor Oven | E5 | TRC BC Ratio | 0 | 0 | 0 | 0 | 0 | 0 | 0 | 0 | 0 | 0 | 0 | 0 | 0 | 0 | 0 | 0 | 0 | 0 | 0 | 0 | 0 | 0 | 0 | 0 | 0 | 0 | 0 | 0 | 0 | 0 | 0 | 0 | 0
F2_Commercial_Restaurant_Existing_Food Preparation_Natural Gas_Conveyor Oven_E6 | F2 | Commercial | Restaurant | Existing | Food Preparation | Natural Gas | Conveyor Oven | E6 | TRC BC Ratio | 0 | 0 | 0 | 0 | 0 | 0 | 0 | 0 | 0 | 0 | 0 | 0 | 0 | 0 | 0 | 0 | 0 | 0 | 0 | 0 | 0 | 0 | 0 | 0 | 0 | 0 | 0 | 0 | 0 | 0 | 0 | 0 | 0
F2_Commercial_Restaurant_Existing_Food Preparation_Natural Gas_Conveyor Oven_E7 | F2 | Commercial | Restaurant | Existing | Food Preparation | Natural Gas | Conveyor Oven | E7 | TRC BC Ratio | 0 | 0 | 0 | 0 | 0 | 0 | 0 | 0 | 0 | 0 | 0 | 0 | 0 | 0 | 0 | 0 | 0 | 0 | 0 | 0 | 0 | 0 | 0 | 0 | 0 | 0 | 0 | 0 | 0 | 0 | 0 | 0 | 0
F2_Commercial_Restaurant_Existing_Food Preparation_Natural Gas_Conveyor Oven_E8 | F2 | Commercial | Restaurant | Existing | Food Preparation | Natural Gas | Conveyor Oven | E8 | TRC BC Ratio | 0 | 0 | 0 | 0 | 0 | 0 | 0 | 0 | 0 | 0 | 0 | 0 | 0 | 0 | 0 | 0 | 0 | 0 | 0 | 0 | 0 | 0 | 0 | 0 | 0 | 0 | 0 | 0 | 0 | 0 | 0 | 0 | 0
F2_Commercial_Restaurant_Existing_Food Preparation_Natural Gas_Conveyor Oven_E9 | F2 | Commercial | Restaurant | Existing | Food Preparation | Natural Gas | Conveyor Oven | E9 | TRC BC Ratio | 0 | 0 | 0 | 0 | 0 | 0 | 0 | 0 | 0 | 0 | 0 | 0 | 0 | 0 | 0 | 0 | 0 | 0 | 0 | 0 | 0 | 0 | 0 | 0 | 0 | 0 | 0 | 0 | 0 | 0 | 0 | 0 | 0
F2_Commercial_Restaurant_Existing_Food Preparation_Natural Gas_Conveyor Oven_E10 | F2 | Commercial | Restaurant | Existing | Food Preparation | Natural Gas | Conveyor Oven | E10 | TRC BC Ratio | 0 | 0 | 0 | 0 | 0 | 0 | 0 | 0 | 0 | 0 | 0 | 0 | 0 | 0 | 0 | 0 | 0 | 0 | 0 | 0 | 0 | 0 | 0 | 0 | 0 | 0 | 0 | 0 | 0 | 0 | 0 | 0 | 0
F3_Commercial_Restaurant_Existing_Food Preparation_Natural Gas_Conveyor Oven_E1 | F3 | Commercial | Restaurant | Existing | Food Preparation | Natural Gas | Conveyor Oven | E1 | PACT BC Ratio | bar: 2019 to 2051
F3_Commercial_Restaurant_Existing_Food Preparation_Natural Gas_Conveyor Oven_E2 | F3 | Commercial | Restaurant | Existing | Food Preparation | Natural Gas | Conveyor Oven | E2 | PACT BC Ratio | 6.7386 | 6.7588 | 6.7997 | 6.7872 | 6.7872 | 6.8218 | 6.8855 | 6.9414 | 7.0062 | 7.0703 | 7.1352 | 7.1978 | 7.2633 | 7.3311 | 7.3964 | 7.4618 | 7.5252 | 7.5896 | 7.6521 | 7.7133 | 7.7696 | 7.8249 | 7.8735 | 7.9222 | 7.9644 | 8.0009 | 8.0341 | 8.0627 | 8.0851 | 8.1035 | 8.1135 | 8.1202 | 8.1202
F3_Commercial_Restaurant_Existing_Food Preparation_Natural Gas_Conveyor Oven_E3 | F3 | Commercial | Restaurant | Existing | Food Preparation | Natural Gas | Conveyor Oven | E3 | PACT BC Ratio | 0 | 0 | 0 | 0 | 0 | 0 | 0 | 0 | 0 | 0 | 0 | 0 | 0 | 0 | 0 | 0 | 0 | 0 | 0 | 0 | 0 | 0 | 0 | 0 | 0 | 0 | 0 | 0 | 0 | 0 | 0 | 0 | 0
F3_Commercial_Restaurant_Existing_Food Preparation_Natural Gas_Conveyor Oven_E4 | F3 | Commercial | Restaurant | Existing | Food Preparation | Natural Gas | Conveyor Oven | E4 | PACT BC Ratio | 0 | 0 | 0 | 0 | 0 | 0 | 0 | 0 | 0 | 0 | 0 | 0 | 0 | 0 | 0 | 0 | 0 | 0 | 0 | 0 | 0 | 0 | 0 | 0 | 0 | 0 | 0 | 0 | 0 | 0 | 0 | 0 | 0
F3_Commercial_Restaurant_Existing_Food Preparation_Natural Gas_Conveyor Oven_E5 | F3 | Commercial | Restaurant | Existing | Food Preparation | Natural Gas | Conveyor Oven | E5 | PACT BC Ratio | 0 | 0 | 0 | 0 | 0 | 0 | 0 | 0 | 0 | 0 | 0 | 0 | 0 | 0 | 0 | 0 | 0 | 0 | 0 | 0 | 0 | 0 | 0 | 0 | 0 | 0 | 0 | 0 | 0 | 0 | 0 | 0 | 0
F3_Commercial_Restaurant_Existing_Food Preparation_Natural Gas_Conveyor Oven_E6 | F3 | Commercial | Restaurant | Existing | Food Preparation | Natural Gas | Conveyor Oven | E6 | PACT BC Ratio | 0 | 0 | 0 | 0 | 0 | 0 | 0 | 0 | 0 | 0 | 0 | 0 | 0 | 0 | 0 | 0 | 0 | 0 | 0 | 0 | 0 | 0 | 0 | 0 | 0 | 0 | 0 | 0 | 0 | 0 | 0 | 0 | 0
F3_Commercial_Restaurant_Existing_Food Preparation_Natural Gas_Conveyor Oven_E7 | F3 | Commercial | Restaurant | Existing | Food Preparation | Natural Gas | Conveyor Oven | E7 | PACT BC Ratio | 0 | 0 | 0 | 0 | 0 | 0 | 0 | 0 | 0 | 0 | 0 | 0 | 0 | 0 | 0 | 0 | 0 | 0 | 0 | 0 | 0 | 0 | 0 | 0 | 0 | 0 | 0 | 0 | 0 | 0 | 0 | 0 | 0
F3_Commercial_Restaurant_Existing_Food Preparation_Natural Gas_Conveyor Oven_E8 | F3 | Commercial | Restaurant | Existing | Food Preparation | Natural Gas | Conveyor Oven | E8 | PACT BC Ratio | 0 | 0 | 0 | 0 | 0 | 0 | 0 | 0 | 0 | 0 | 0 | 0 | 0 | 0 | 0 | 0 | 0 | 0 | 0 | 0 | 0 | 0 | 0 | 0 | 0 | 0 | 0 | 0 | 0 | 0 | 0 | 0 | 0
F3_Commercial_Restaurant_Existing_Food Preparation_Natural Gas_Conveyor Oven_E9 | F3 | Commercial | Restaurant | Existing | Food Preparation | Natural Gas | Conveyor Oven | E9 | PACT BC Ratio | 0 | 0 | 0 | 0 | 0 | 0 | 0 | 0 | 0 | 0 | 0 | 0 | 0 | 0 | 0 | 0 | 0 | 0 | 0 | 0 | 0 | 0 | 0 | 0 | 0 | 0 | 0 | 0 | 0 | 0 | 0 | 0 | 0
F3_Commercial_Restaurant_Existing_Food Preparation_Natural Gas_Conveyor Oven_E10 | F3 | Commercial | Restaurant | Existing | Food Preparation | Natural Gas | Conveyor Oven | E10 | PACT BC Ratio | 0 | 0 | 0 | 0 | 0 | 0 | 0 | 0 | 0 | 0 | 0 | 0 | 0 | 0 | 0 | 0 | 0 | 0 | 0 | 0 | 0 | 0 | 0 | 0 | 0 | 0 | 0 | 0 | 0 | 0 | 0 | 0 | 0
F4_Commercial_Restaurant_Existing_Food Preparation_Natural Gas_Conveyor Oven_E1 | F4 | Commercial | Restaurant | Existing | Food Preparation | Natural Gas | Conveyor Oven | E1 | RVT BC Ratio | bar: 2019 to 2051
F4_Commercial_Restaurant_Existing_Food Preparation_Natural Gas_Conveyor Oven_E2 | F4 | Commercial | Restaurant | Existing | Food Preparation | Natural Gas | Conveyor Oven | E2 | RVT BC Ratio | 7.966 | 7.9877 | 8.0318 | 8.0183 | 8.0184 | 8.0556 | 8.1243 | 8.1846 | 8.2545 | 8.3237 | 8.3936 | 8.4611 | 8.5318 | 8.6048 | 8.6753 | 8.7458 | 8.8142 | 8.8835 | 8.951 | 9.0169 | 9.0777 | 9.1372 | 9.1896 | 9.2422 | 9.2877 | 9.327 | 9.3628 | 9.3937 | 9.4179 | 9.4377 | 9.4485 | 9.4557 | 9.4557
F4_Commercial_Restaurant_Existing_Food Preparation_Natural Gas_Conveyor Oven_E3 | F4 | Commercial | Restaurant | Existing | Food Preparation | Natural Gas | Conveyor Oven | E3 | RVT BC Ratio | 0 | 0 | 0 | 0 | 0 | 0 | 0 | 0 | 0 | 0 | 0 | 0 | 0 | 0 | 0 | 0 | 0 | 0 | 0 | 0 | 0 | 0 | 0 | 0 | 0 | 0 | 0 | 0 | 0 | 0 | 0 | 0 | 0
F4_Commercial_Restaurant_Existing_Food Preparation_Natural Gas_Conveyor Oven_E4 | F4 | Commercial | Restaurant | Existing | Food Preparation | Natural Gas | Conveyor Oven | E4 | RVT BC Ratio | 0 | 0 | 0 | 0 | 0 | 0 | 0 | 0 | 0 | 0 | 0 | 0 | 0 | 0 | 0 | 0 | 0 | 0 | 0 | 0 | 0 | 0 | 0 | 0 | 0 | 0 | 0 | 0 | 0 | 0 | 0 | 0 | 0
F4_Commercial_Restaurant_Existing_Food Preparation_Natural Gas_Conveyor Oven_E5 | F4 | Commercial | Restaurant | Existing | Food Preparation | Natural Gas | Conveyor Oven | E5 | RVT BC Ratio | 0 | 0 | 0 | 0 | 0 | 0 | 0 | 0 | 0 | 0 | 0 | 0 | 0 | 0 | 0 | 0 | 0 | 0 | 0 | 0 | 0 | 0 | 0 | 0 | 0 | 0 | 0 | 0 | 0 | 0 | 0 | 0 | 0
F4_Commercial_Restaurant_Existing_Food Preparation_Natural Gas_Conveyor Oven_E6 | F4 | Commercial | Restaurant | Existing | Food Preparation | Natural Gas | Conveyor Oven | E6 | RVT BC Ratio | 0 | 0 | 0 | 0 | 0 | 0 | 0 | 0 | 0 | 0 | 0 | 0 | 0 | 0 | 0 | 0 | 0 | 0 | 0 | 0 | 0 | 0 | 0 | 0 | 0 | 0 | 0 | 0 | 0 | 0 | 0 | 0 | 0
F4_Commercial_Restaurant_Existing_Food Preparation_Natural Gas_Conveyor Oven_E7 | F4 | Commercial | Restaurant | Existing | Food Preparation | Natural Gas | Conveyor Oven | E7 | RVT BC Ratio | 0 | 0 | 0 | 0 | 0 | 0 | 0 | 0 | 0 | 0 | 0 | 0 | 0 | 0 | 0 | 0 | 0 | 0 | 0 | 0 | 0 | 0 | 0 | 0 | 0 | 0 | 0 | 0 | 0 | 0 | 0 | 0 | 0
F4_Commercial_Restaurant_Existing_Food Preparation_Natural Gas_Conveyor Oven_E8 | F4 | Commercial | Restaurant | Existing | Food Preparation | Natural Gas | Conveyor Oven | E8 | RVT BC Ratio | 0 | 0 | 0 | 0 | 0 | 0 | 0 | 0 | 0 | 0 | 0 | 0 | 0 | 0 | 0 | 0 | 0 | 0 | 0 | 0 | 0 | 0 | 0 | 0 | 0 | 0 | 0 | 0 | 0 | 0 | 0 | 0 | 0
F4_Commercial_Restaurant_Existing_Food Preparation_Natural Gas_Conveyor Oven_E9 | F4 | Commercial | Restaurant | Existing | Food Preparation | Natural Gas | Conveyor Oven | E9 | RVT BC Ratio | 0 | 0 | 0 | 0 | 0 | 0 | 0 | 0 | 0 | 0 | 0 | 0 | 0 | 0 | 0 | 0 | 0 | 0 | 0 | 0 | 0 | 0 | 0 | 0 | 0 | 0 | 0 | 0 | 0 | 0 | 0 | 0 | 0
F4_Commercial_Restaurant_Existing_Food Preparation_Natural Gas_Conveyor Oven_E10 | F4 | Commercial | Restaurant | Existing | Food Preparation | Natural Gas | Conveyor Oven | E10 | RVT BC Ratio | 0 | 0 | 0 | 0 | 0 | 0 | 0 | 0 | 0 | 0 | 0 | 0 | 0 | 0 | 0 | 0 | 0 | 0 | 0 | 0 | 0 | 0 | 0 | 0 | 0 | 0 | 0 | 0 | 0 | 0 | 0 | 0 | 0
F5_Commercial_Restaurant_Existing_Food Preparation_Natural Gas_Conveyor Oven_E1 | F5 | Commercial | Restaurant | Existing | Food Preparation | Natural Gas | Conveyor Oven | E1 | RIM BC Ratio | bar: 2019 to 2051
F5_Commercial_Restaurant_Existing_Food Preparation_Natural Gas_Conveyor Oven_E2 | F5 | Commercial | Restaurant | Existing | Food Preparation | Natural Gas | Conveyor Oven | E2 | RIM BC Ratio | 0.74269 | 0.74293 | 0.74342 | 0.74327 | 0.74327 | 0.74369 | 0.74444 | 0.74509 | 0.74583 | 0.74655 | 0.74726 | 0.74795 | 0.74865 | 0.74936 | 0.75004 | 0.75071 | 0.75134 | 0.75198 | 0.75259 | 0.75318 | 0.75371 | 0.75423 | 0.75467 | 0.75512 | 0.7555 | 0.75583 | 0.75612 | 0.75638 | 0.75657 | 0.75673 | 0.75682 | 0.75688 | 0.75688
F5_Commercial_Restaurant_Existing_Food Preparation_Natural Gas_Conveyor Oven_E3 | F5 | Commercial | Restaurant | Existing | Food Preparation | Natural Gas | Conveyor Oven | E3 | RIM BC Ratio | 0 | 0 | 0 | 0 | 0 | 0 | 0 | 0 | 0 | 0 | 0 | 0 | 0 | 0 | 0 | 0 | 0 | 0 | 0 | 0 | 0 | 0 | 0 | 0 | 0 | 0 | 0 | 0 | 0 | 0 | 0 | 0 | 0
F5_Commercial_Restaurant_Existing_Food Preparation_Natural Gas_Conveyor Oven_E4 | F5 | Commercial | Restaurant | Existing | Food Preparation | Natural Gas | Conveyor Oven | E4 | RIM BC Ratio | 0 | 0 | 0 | 0 | 0 | 0 | 0 | 0 | 0 | 0 | 0 | 0 | 0 | 0 | 0 | 0 | 0 | 0 | 0 | 0 | 0 | 0 | 0 | 0 | 0 | 0 | 0 | 0 | 0 | 0 | 0 | 0 | 0
F5_Commercial_Restaurant_Existing_Food Preparation_Natural Gas_Conveyor Oven_E5 | F5 | Commercial | Restaurant | Existing | Food Preparation | Natural Gas | Conveyor Oven | E5 | RIM BC Ratio | 0 | 0 | 0 | 0 | 0 | 0 | 0 | 0 | 0 | 0 | 0 | 0 | 0 | 0 | 0 | 0 | 0 | 0 | 0 | 0 | 0 | 0 | 0 | 0 | 0 | 0 | 0 | 0 | 0 | 0 | 0 | 0 | 0
F5_Commercial_Restaurant_Existing_Food Preparation_Natural Gas_Conveyor Oven_E6 | F5 | Commercial | Restaurant | Existing | Food Preparation | Natural Gas | Conveyor Oven | E6 | RIM BC Ratio | 0 | 0 | 0 | 0 | 0 | 0 | 0 | 0 | 0 | 0 | 0 | 0 | 0 | 0 | 0 | 0 | 0 | 0 | 0 | 0 | 0 | 0 | 0 | 0 | 0 | 0 | 0 | 0 | 0 | 0 | 0 | 0 | 0
F5_Commercial_Restaurant_Existing_Food Preparation_Natural Gas_Conveyor Oven_E7 | F5 | Commercial | Restaurant | Existing | Food Preparation | Natural Gas | Conveyor Oven | E7 | RIM BC Ratio | 0 | 0 | 0 | 0 | 0 | 0 | 0 | 0 | 0 | 0 | 0 | 0 | 0 | 0 | 0 | 0 | 0 | 0 | 0 | 0 | 0 | 0 | 0 | 0 | 0 | 0 | 0 | 0 | 0 | 0 | 0 | 0 | 0
F5_Commercial_Restaurant_Existing_Food Preparation_Natural Gas_Conveyor Oven_E8 | F5 | Commercial | Restaurant | Existing | Food Preparation | Natural Gas | Conveyor Oven | E8 | RIM BC Ratio | 0 | 0 | 0 | 0 | 0 | 0 | 0 | 0 | 0 | 0 | 0 | 0 | 0 | 0 | 0 | 0 | 0 | 0 | 0 | 0 | 0 | 0 | 0 | 0 | 0 | 0 | 0 | 0 | 0 | 0 | 0 | 0 | 0
F5_Commercial_Restaurant_Existing_Food Preparation_Natural Gas_Conveyor Oven_E9 | F5 | Commercial | Restaurant | Existing | Food Preparation | Natural Gas | Conveyor Oven | E9 | RIM BC Ratio | 0 | 0 | 0 | 0 | 0 | 0 | 0 | 0 | 0 | 0 | 0 | 0 | 0 | 0 | 0 | 0 | 0 | 0 | 0 | 0 | 0 | 0 | 0 | 0 | 0 | 0 | 0 | 0 | 0 | 0 | 0 | 0 | 0
F5_Commercial_Restaurant_Existing_Food Preparation_Natural Gas_Conveyor Oven_E10 | F5 | Commercial | Restaurant | Existing | Food Preparation | Natural Gas | Conveyor Oven | E10 | RIM BC Ratio | 0 | 0 | 0 | 0 | 0 | 0 | 0 | 0 | 0 | 0 | 0 | 0 | 0 | 0 | 0 | 0 | 0 | 0 | 0 | 0 | 0 | 0 | 0 | 0 | 0 | 0 | 0 | 0 | 0 | 0 | 0 | 0 | 0
F0_Commercial_Restaurant_Existing_Food Preparation_Natural Gas_Double Rack Oven_E0 | F0 | Commercial | Restaurant | Existing | Food Preparation | Natural Gas | Double Rack Oven | E0 | Economic Unit | FTSC Qualified (>50% Cooking Efficiency) | FTSC Qualified (>50% Cooking Efficiency) | FTSC Qualified (>50% Cooking Efficiency) | FTSC Qualified (>50% Cooking Efficiency) | FTSC Qualified (>50% Cooking Efficiency) | FTSC Qualified (>50% Cooking Efficiency) | FTSC Qualified (>50% Cooking Efficiency) | FTSC Qualified (>50% Cooking Efficiency) | FTSC Qualified (>50% Cooking Efficiency) | FTSC Qualified (>50% Cooking Efficiency) | FTSC Qualified (>50% Cooking Efficiency) | FTSC Qualified (>50% Cooking Efficiency) | FTSC Qualified (>50% Cooking Efficiency) | FTSC Qualified (>50% Cooking Efficiency) | FTSC Qualified (>50% Cooking Efficiency) | FTSC Qualified (>50% Cooking Efficiency) | FTSC Qualified (>50% Cooking Efficiency) | FTSC Qualified (>50% Cooking Efficiency) | FTSC Qualified (>50% Cooking Efficiency) | FTSC Qualified (>50% Cooking Efficiency) | FTSC Qualified (>50% Cooking Efficiency) | FTSC Qualified (>50% Cooking Efficiency) | FTSC Qualified (>50% Cooking Efficiency) | FTSC Qualified (>50% Cooking Efficiency) | FTSC Qualified (>50% Cooking Efficiency) | FTSC Qualified (>50% Cooking Efficiency) | FTSC Qualified (>50% Cooking Efficiency) | FTSC Qualified (>50% Cooking Efficiency) | FTSC Qualified (>50% Cooking Efficiency) | FTSC Qualified (>50% Cooking Efficiency) | FTSC Qualified (>50% Cooking Efficiency) | FTSC Qualified (>50% Cooking Efficiency) | FTSC Qualified (>50% Cooking Efficiency)
F1_Commercial_Restaurant_Existing_Food Preparation_Natural Gas_Double Rack Oven_E1 | F1 | Commercial | Restaurant | Existing | Food Preparation | Natural Gas | Double Rack Oven | E1 | CCE | 0 | 0 | 0 | 0 | 0 | 0 | 0 | 0 | 0 | 0 | 0 | 0 | 0 | 0 | 0 | 0 | 0 | 0 | 0 | 0 | 0 | 0 | 0 | 0 | 0 | 0 | 0 | 0 | 0 | 0 | 0 | 0 | 0
F1_Commercial_Restaurant_Existing_Food Preparation_Natural Gas_Double Rack Oven_E2 | F1 | Commercial | Restaurant | Existing | Food Preparation | Natural Gas | Double Rack Oven | E2 | CCE | 0.28294 | 0.29294 | 0.26296 | 0.26789 | 0.26789 | 0.26789 | 0.26789 | 0.26789 | 0.26789 | 0.26789 | 0.26789 | 0.26789 | 0.26789 | 0.26789 | 0.26789 | 0.26789 | 0.26789 | 0.26789 | 0.26789 | 0.26789 | 0.26789 | 0.26789 | 0.26789 | 0.26789 | 0.26789 | 0.26789 | 0.26789 | 0.26789 | 0.26789 | 0.26789 | 0.26789 | 0.26789 | 0.26789
F1_Commercial_Restaurant_Existing_Food Preparation_Natural Gas_Double Rack Oven_E3 | F1 | Commercial | Restaurant | Existing | Food Preparation | Natural Gas | Double Rack Oven | E3 | CCE | 0 | 0 | 0 | 0 | 0 | 0 | 0 | 0 | 0 | 0 | 0 | 0 | 0 | 0 | 0 | 0 | 0 | 0 | 0 | 0 | 0 | 0 | 0 | 0 | 0 | 0 | 0 | 0 | 0 | 0 | 0 | 0 | 0
F1_Commercial_Restaurant_Existing_Food Preparation_Natural Gas_Double Rack Oven_E4 | F1 | Commercial | Restaurant | Existing | Food Preparation | Natural Gas | Double Rack Oven | E4 | CCE | 0 | 0 | 0 | 0 | 0 | 0 | 0 | 0 | 0 | 0 | 0 | 0 | 0 | 0 | 0 | 0 | 0 | 0 | 0 | 0 | 0 | 0 | 0 | 0 | 0 | 0 | 0 | 0 | 0 | 0 | 0 | 0 | 0
F1_Commercial_Restaurant_Existing_Food Preparation_Natural Gas_Double Rack Oven_E5 | F1 | Commercial | Restaurant | Existing | Food Preparation | Natural Gas | Double Rack Oven | E5 | CCE | 0 | 0 | 0 | 0 | 0 | 0 | 0 | 0 | 0 | 0 | 0 | 0 | 0 | 0 | 0 | 0 | 0 | 0 | 0 | 0 | 0 | 0 | 0 | 0 | 0 | 0 | 0 | 0 | 0 | 0 | 0 | 0 | 0
F1_Commercial_Restaurant_Existing_Food Preparation_Natural Gas_Double Rack Oven_E6 | F1 | Commercial | Restaurant | Existing | Food Preparation | Natural Gas | Double Rack Oven | E6 | CCE | 0 | 0 | 0 | 0 | 0 | 0 | 0 | 0 | 0 | 0 | 0 | 0 | 0 | 0 | 0 | 0 | 0 | 0 | 0 | 0 | 0 | 0 | 0 | 0 | 0 | 0 | 0 | 0 | 0 | 0 | 0 | 0 | 0
F1_Commercial_Restaurant_Existing_Food Preparation_Natural Gas_Double Rack Oven_E7 | F1 | Commercial | Restaurant | Existing | Food Preparation | Natural Gas | Double Rack Oven | E7 | CCE | 0 | 0 | 0 | 0 | 0 | 0 | 0 | 0 | 0 | 0 | 0 | 0 | 0 | 0 | 0 | 0 | 0 | 0 | 0 | 0 | 0 | 0 | 0 | 0 | 0 | 0 | 0 | 0 | 0 | 0 | 0 | 0 | 0
F1_Commercial_Restaurant_Existing_Food Preparation_Natural Gas_Double Rack Oven_E8 | F1 | Commercial | Restaurant | Existing | Food Preparation | Natural Gas | Double Rack Oven | E8 | CCE | 0 | 0 | 0 | 0 | 0 | 0 | 0 | 0 | 0 | 0 | 0 | 0 | 0 | 0 | 0 | 0 | 0 | 0 | 0 | 0 | 0 | 0 | 0 | 0 | 0 | 0 | 0 | 0 | 0 | 0 | 0 | 0 | 0
F1_Commercial_Restaurant_Existing_Food Preparation_Natural Gas_Double Rack Oven_E9 | F1 | Commercial | Restaurant | Existing | Food Preparation | Natural Gas | Double Rack Oven | E9 | CCE | 0 | 0 | 0 | 0 | 0 | 0 | 0 | 0 | 0 | 0 | 0 | 0 | 0 | 0 | 0 | 0 | 0 | 0 | 0 | 0 | 0 | 0 | 0 | 0 | 0 | 0 | 0 | 0 | 0 | 0 | 0 | 0 | 0
F1_Commercial_Restaurant_Existing_Food Preparation_Natural Gas_Double Rack Oven_E10 | F1 | Commercial | Restaurant | Existing | Food Preparation | Natural Gas | Double Rack Oven | E10 | CCE | 0 | 0 | 0 | 0 | 0 | 0 | 0 | 0 | 0 | 0 | 0 | 0 | 0 | 0 | 0 | 0 | 0 | 0 | 0 | 0 | 0 | 0 | 0 | 0 | 0 | 0 | 0 | 0 | 0 | 0 | 0 | 0 | 0
F2_Commercial_Restaurant_Existing_Food Preparation_Natural Gas_Double Rack Oven_E1 | F2 | Commercial | Restaurant | Existing | Food Preparation | Natural Gas | Double Rack Oven | E1 | TRC BC Ratio | bar: 2019 to 2051
F2_Commercial_Restaurant_Existing_Food Preparation_Natural Gas_Double Rack Oven_E2 | F2 | Commercial | Restaurant | Existing | Food Preparation | Natural Gas | Double Rack Oven | E2 | TRC BC Ratio | 5.8179 | 5.8254 | 5.8572 | 5.8275 | 5.8124 | 5.8356 | 5.8912 | 5.9364 | 5.9916 | 6.0447 | 6.0985 | 6.1492 | 6.2033 | 6.2592 | 6.3135 | 6.369 | 6.4249 | 6.485 | 6.5474 | 6.6117 | 6.6735 | 6.7355 | 6.7911 | 6.8468 | 6.8951 | 6.9368 | 6.9748 | 7.0076 | 7.0332 | 7.0543 | 7.0657 | 7.0734 | 7.0734
F2_Commercial_Restaurant_Existing_Food Preparation_Natural Gas_Double Rack Oven_E3 | F2 | Commercial | Restaurant | Existing | Food Preparation | Natural Gas | Double Rack Oven | E3 | TRC BC Ratio | 0 | 0 | 0 | 0 | 0 | 0 | 0 | 0 | 0 | 0 | 0 | 0 | 0 | 0 | 0 | 0 | 0 | 0 | 0 | 0 | 0 | 0 | 0 | 0 | 0 | 0 | 0 | 0 | 0 | 0 | 0 | 0 | 0
F2_Commercial_Restaurant_Existing_Food Preparation_Natural Gas_Double Rack Oven_E4 | F2 | Commercial | Restaurant | Existing | Food Preparation | Natural Gas | Double Rack Oven | E4 | TRC BC Ratio | 0 | 0 | 0 | 0 | 0 | 0 | 0 | 0 | 0 | 0 | 0 | 0 | 0 | 0 | 0 | 0 | 0 | 0 | 0 | 0 | 0 | 0 | 0 | 0 | 0 | 0 | 0 | 0 | 0 | 0 | 0 | 0 | 0
F2_Commercial_Restaurant_Existing_Food Preparation_Natural Gas_Double Rack Oven_E5 | F2 | Commercial | Restaurant | Existing | Food Preparation | Natural Gas | Double Rack Oven | E5 | TRC BC Ratio | 0 | 0 | 0 | 0 | 0 | 0 | 0 | 0 | 0 | 0 | 0 | 0 | 0 | 0 | 0 | 0 | 0 | 0 | 0 | 0 | 0 | 0 | 0 | 0 | 0 | 0 | 0 | 0 | 0 | 0 | 0 | 0 | 0
F2_Commercial_Restaurant_Existing_Food Preparation_Natural Gas_Double Rack Oven_E6 | F2 | Commercial | Restaurant | Existing | Food Preparation | Natural Gas | Double Rack Oven | E6 | TRC BC Ratio | 0 | 0 | 0 | 0 | 0 | 0 | 0 | 0 | 0 | 0 | 0 | 0 | 0 | 0 | 0 | 0 | 0 | 0 | 0 | 0 | 0 | 0 | 0 | 0 | 0 | 0 | 0 | 0 | 0 | 0 | 0 | 0 | 0
F2_Commercial_Restaurant_Existing_Food Preparation_Natural Gas_Double Rack Oven_E7 | F2 | Commercial | Restaurant | Existing | Food Preparation | Natural Gas | Double Rack Oven | E7 | TRC BC Ratio | 0 | 0 | 0 | 0 | 0 | 0 | 0 | 0 | 0 | 0 | 0 | 0 | 0 | 0 | 0 | 0 | 0 | 0 | 0 | 0 | 0 | 0 | 0 | 0 | 0 | 0 | 0 | 0 | 0 | 0 | 0 | 0 | 0
F2_Commercial_Restaurant_Existing_Food Preparation_Natural Gas_Double Rack Oven_E8 | F2 | Commercial | Restaurant | Existing | Food Preparation | Natural Gas | Double Rack Oven | E8 | TRC BC Ratio | 0 | 0 | 0 | 0 | 0 | 0 | 0 | 0 | 0 | 0 | 0 | 0 | 0 | 0 | 0 | 0 | 0 | 0 | 0 | 0 | 0 | 0 | 0 | 0 | 0 | 0 | 0 | 0 | 0 | 0 | 0 | 0 | 0
F2_Commercial_Restaurant_Existing_Food Preparation_Natural Gas_Double Rack Oven_E9 | F2 | Commercial | Restaurant | Existing | Food Preparation | Natural Gas | Double Rack Oven | E9 | TRC BC Ratio | 0 | 0 | 0 | 0 | 0 | 0 | 0 | 0 | 0 | 0 | 0 | 0 | 0 | 0 | 0 | 0 | 0 | 0 | 0 | 0 | 0 | 0 | 0 | 0 | 0 | 0 | 0 | 0 | 0 | 0 | 0 | 0 | 0
F2_Commercial_Restaurant_Existing_Food Preparation_Natural Gas_Double Rack Oven_E10 | F2 | Commercial | Restaurant | Existing | Food Preparation | Natural Gas | Double Rack Oven | E10 | TRC BC Ratio | 0 | 0 | 0 | 0 | 0 | 0 | 0 | 0 | 0 | 0 | 0 | 0 | 0 | 0 | 0 | 0 | 0 | 0 | 0 | 0 | 0 | 0 | 0 | 0 | 0 | 0 | 0 | 0 | 0 | 0 | 0 | 0 | 0
F3_Commercial_Restaurant_Existing_Food Preparation_Natural Gas_Double Rack Oven_E1 | F3 | Commercial | Restaurant | Existing | Food Preparation | Natural Gas | Double Rack Oven | E1 | PACT BC Ratio | bar: 2019 to 2051
F3_Commercial_Restaurant_Existing_Food Preparation_Natural Gas_Double Rack Oven_E2 | F3 | Commercial | Restaurant | Existing | Food Preparation | Natural Gas | Double Rack Oven | E2 | PACT BC Ratio | 7.7572 | 7.7672 | 7.8096 | 7.77 | 7.7499 | 7.7807 | 7.8549 | 7.9152 | 7.9888 | 8.0596 | 8.1313 | 8.199 | 8.2711 | 8.3456 | 8.418 | 8.4919 | 8.5665 | 8.6466 | 8.7298 | 8.8156 | 8.8979 | 8.9807 | 9.0548 | 9.1291 | 9.1935 | 9.2491 | 9.2998 | 9.3434 | 9.3776 | 9.4057 | 9.421 | 9.4312 | 9.4312
F3_Commercial_Restaurant_Existing_Food Preparation_Natural Gas_Double Rack Oven_E3 | F3 | Commercial | Restaurant | Existing | Food Preparation | Natural Gas | Double Rack Oven | E3 | PACT BC Ratio | 0 | 0 | 0 | 0 | 0 | 0 | 0 | 0 | 0 | 0 | 0 | 0 | 0 | 0 | 0 | 0 | 0 | 0 | 0 | 0 | 0 | 0 | 0 | 0 | 0 | 0 | 0 | 0 | 0 | 0 | 0 | 0 | 0
F3_Commercial_Restaurant_Existing_Food Preparation_Natural Gas_Double Rack Oven_E4 | F3 | Commercial | Restaurant | Existing | Food Preparation | Natural Gas | Double Rack Oven | E4 | PACT BC Ratio | 0 | 0 | 0 | 0 | 0 | 0 | 0 | 0 | 0 | 0 | 0 | 0 | 0 | 0 | 0 | 0 | 0 | 0 | 0 | 0 | 0 | 0 | 0 | 0 | 0 | 0 | 0 | 0 | 0 | 0 | 0 | 0 | 0
F3_Commercial_Restaurant_Existing_Food Preparation_Natural Gas_Double Rack Oven_E5 | F3 | Commercial | Restaurant | Existing | Food Preparation | Natural Gas | Double Rack Oven | E5 | PACT BC Ratio | 0 | 0 | 0 | 0 | 0 | 0 | 0 | 0 | 0 | 0 | 0 | 0 | 0 | 0 | 0 | 0 | 0 | 0 | 0 | 0 | 0 | 0 | 0 | 0 | 0 | 0 | 0 | 0 | 0 | 0 | 0 | 0 | 0
F3_Commercial_Restaurant_Existing_Food Preparation_Natural Gas_Double Rack Oven_E6 | F3 | Commercial | Restaurant | Existing | Food Preparation | Natural Gas | Double Rack Oven | E6 | PACT BC Ratio | 0 | 0 | 0 | 0 | 0 | 0 | 0 | 0 | 0 | 0 | 0 | 0 | 0 | 0 | 0 | 0 | 0 | 0 | 0 | 0 | 0 | 0 | 0 | 0 | 0 | 0 | 0 | 0 | 0 | 0 | 0 | 0 | 0
F3_Commercial_Restaurant_Existing_Food Preparation_Natural Gas_Double Rack Oven_E7 | F3 | Commercial | Restaurant | Existing | Food Preparation | Natural Gas | Double Rack Oven | E7 | PACT BC Ratio | 0 | 0 | 0 | 0 | 0 | 0 | 0 | 0 | 0 | 0 | 0 | 0 | 0 | 0 | 0 | 0 | 0 | 0 | 0 | 0 | 0 | 0 | 0 | 0 | 0 | 0 | 0 | 0 | 0 | 0 | 0 | 0 | 0
F3_Commercial_Restaurant_Existing_Food Preparation_Natural Gas_Double Rack Oven_E8 | F3 | Commercial | Restaurant | Existing | Food Preparation | Natural Gas | Double Rack Oven | E8 | PACT BC Ratio | 0 | 0 | 0 | 0 | 0 | 0 | 0 | 0 | 0 | 0 | 0 | 0 | 0 | 0 | 0 | 0 | 0 | 0 | 0 | 0 | 0 | 0 | 0 | 0 | 0 | 0 | 0 | 0 | 0 | 0 | 0 | 0 | 0
F3_Commercial_Restaurant_Existing_Food Preparation_Natural Gas_Double Rack Oven_E9 | F3 | Commercial | Restaurant | Existing | Food Preparation | Natural Gas | Double Rack Oven | E9 | PACT BC Ratio | 0 | 0 | 0 | 0 | 0 | 0 | 0 | 0 | 0 | 0 | 0 | 0 | 0 | 0 | 0 | 0 | 0 | 0 | 0 | 0 | 0 | 0 | 0 | 0 | 0 | 0 | 0 | 0 | 0 | 0 | 0 | 0 | 0
F3_Commercial_Restaurant_Existing_Food Preparation_Natural Gas_Double Rack Oven_E10 | F3 | Commercial | Restaurant | Existing | Food Preparation | Natural Gas | Double Rack Oven | E10 | PACT BC Ratio | 0 | 0 | 0 | 0 | 0 | 0 | 0 | 0 | 0 | 0 | 0 | 0 | 0 | 0 | 0 | 0 | 0 | 0 | 0 | 0 | 0 | 0 | 0 | 0 | 0 | 0 | 0 | 0 | 0 | 0 | 0 | 0 | 0
F4_Commercial_Restaurant_Existing_Food Preparation_Natural Gas_Double Rack Oven_E1 | F4 | Commercial | Restaurant | Existing | Food Preparation | Natural Gas | Double Rack Oven | E1 | RVT BC Ratio | bar: 2019 to 2051
F4_Commercial_Restaurant_Existing_Food Preparation_Natural Gas_Double Rack Oven_E2 | F4 | Commercial | Restaurant | Existing | Food Preparation | Natural Gas | Double Rack Oven | E2 | RVT BC Ratio | 9.0643 | 9.075 | 9.1207 | 9.0781 | 9.0564 | 9.0896 | 9.1696 | 9.2346 | 9.3139 | 9.3903 | 9.4676 | 9.5406 | 9.6184 | 9.6988 | 9.7768 | 9.8565 | 9.9369 | 10.0233 | 10.113 | 10.2055 | 10.2943 | 10.3835 | 10.4634 | 10.5436 | 10.613 | 10.6729 | 10.7275 | 10.7746 | 10.8115 | 10.8418 | 10.8582 | 10.8693 | 10.8693
F4_Commercial_Restaurant_Existing_Food Preparation_Natural Gas_Double Rack Oven_E3 | F4 | Commercial | Restaurant | Existing | Food Preparation | Natural Gas | Double Rack Oven | E3 | RVT BC Ratio | 0 | 0 | 0 | 0 | 0 | 0 | 0 | 0 | 0 | 0 | 0 | 0 | 0 | 0 | 0 | 0 | 0 | 0 | 0 | 0 | 0 | 0 | 0 | 0 | 0 | 0 | 0 | 0 | 0 | 0 | 0 | 0 | 0
F4_Commercial_Restaurant_Existing_Food Preparation_Natural Gas_Double Rack Oven_E4 | F4 | Commercial | Restaurant | Existing | Food Preparation | Natural Gas | Double Rack Oven | E4 | RVT BC Ratio | 0 | 0 | 0 | 0 | 0 | 0 | 0 | 0 | 0 | 0 | 0 | 0 | 0 | 0 | 0 | 0 | 0 | 0 | 0 | 0 | 0 | 0 | 0 | 0 | 0 | 0 | 0 | 0 | 0 | 0 | 0 | 0 | 0
F4_Commercial_Restaurant_Existing_Food Preparation_Natural Gas_Double Rack Oven_E5 | F4 | Commercial | Restaurant | Existing | Food Preparation | Natural Gas | Double Rack Oven | E5 | RVT BC Ratio | 0 | 0 | 0 | 0 | 0 | 0 | 0 | 0 | 0 | 0 | 0 | 0 | 0 | 0 | 0 | 0 | 0 | 0 | 0 | 0 | 0 | 0 | 0 | 0 | 0 | 0 | 0 | 0 | 0 | 0 | 0 | 0 | 0
F4_Commercial_Restaurant_Existing_Food Preparation_Natural Gas_Double Rack Oven_E6 | F4 | Commercial | Restaurant | Existing | Food Preparation | Natural Gas | Double Rack Oven | E6 | RVT BC Ratio | 0 | 0 | 0 | 0 | 0 | 0 | 0 | 0 | 0 | 0 | 0 | 0 | 0 | 0 | 0 | 0 | 0 | 0 | 0 | 0 | 0 | 0 | 0 | 0 | 0 | 0 | 0 | 0 | 0 | 0 | 0 | 0 | 0
F4_Commercial_Restaurant_Existing_Food Preparation_Natural Gas_Double Rack Oven_E7 | F4 | Commercial | Restaurant | Existing | Food Preparation | Natural Gas | Double Rack Oven | E7 | RVT BC Ratio | 0 | 0 | 0 | 0 | 0 | 0 | 0 | 0 | 0 | 0 | 0 | 0 | 0 | 0 | 0 | 0 | 0 | 0 | 0 | 0 | 0 | 0 | 0 | 0 | 0 | 0 | 0 | 0 | 0 | 0 | 0 | 0 | 0
F4_Commercial_Restaurant_Existing_Food Preparation_Natural Gas_Double Rack Oven_E8 | F4 | Commercial | Restaurant | Existing | Food Preparation | Natural Gas | Double Rack Oven | E8 | RVT BC Ratio | 0 | 0 | 0 | 0 | 0 | 0 | 0 | 0 | 0 | 0 | 0 | 0 | 0 | 0 | 0 | 0 | 0 | 0 | 0 | 0 | 0 | 0 | 0 | 0 | 0 | 0 | 0 | 0 | 0 | 0 | 0 | 0 | 0
F4_Commercial_Restaurant_Existing_Food Preparation_Natural Gas_Double Rack Oven_E9 | F4 | Commercial | Restaurant | Existing | Food Preparation | Natural Gas | Double Rack Oven | E9 | RVT BC Ratio | 0 | 0 | 0 | 0 | 0 | 0 | 0 | 0 | 0 | 0 | 0 | 0 | 0 | 0 | 0 | 0 | 0 | 0 | 0 | 0 | 0 | 0 | 0 | 0 | 0 | 0 | 0 | 0 | 0 | 0 | 0 | 0 | 0
F4_Commercial_Restaurant_Existing_Food Preparation_Natural Gas_Double Rack Oven_E10 | F4 | Commercial | Restaurant | Existing | Food Preparation | Natural Gas | Double Rack Oven | E10 | RVT BC Ratio | 0 | 0 | 0 | 0 | 0 | 0 | 0 | 0 | 0 | 0 | 0 | 0 | 0 | 0 | 0 | 0 | 0 | 0 | 0 | 0 | 0 | 0 | 0 | 0 | 0 | 0 | 0 | 0 | 0 | 0 | 0 | 0 | 0
F5_Commercial_Restaurant_Existing_Food Preparation_Natural Gas_Double Rack Oven_E1 | F5 | Commercial | Restaurant | Existing | Food Preparation | Natural Gas | Double Rack Oven | E1 | RIM BC Ratio | bar: 2019 to 2051
F5_Commercial_Restaurant_Existing_Food Preparation_Natural Gas_Double Rack Oven_E2 | F5 | Commercial | Restaurant | Existing | Food Preparation | Natural Gas | Double Rack Oven | E2 | RIM BC Ratio | 0.75359 | 0.75369 | 0.75408 | 0.75371 | 0.75352 | 0.75381 | 0.7545 | 0.75506 | 0.75572 | 0.75635 | 0.75698 | 0.75756 | 0.75817 | 0.75879 | 0.75938 | 0.75998 | 0.76057 | 0.7612 | 0.76184 | 0.76249 | 0.7631 | 0.7637 | 0.76423 | 0.76476 | 0.76521 | 0.76559 | 0.76593 | 0.76623 | 0.76646 | 0.76665 | 0.76675 | 0.76681 | 0.76681
F5_Commercial_Restaurant_Existing_Food Preparation_Natural Gas_Double Rack Oven_E3 | F5 | Commercial | Restaurant | Existing | Food Preparation | Natural Gas | Double Rack Oven | E3 | RIM BC Ratio | 0 | 0 | 0 | 0 | 0 | 0 | 0 | 0 | 0 | 0 | 0 | 0 | 0 | 0 | 0 | 0 | 0 | 0 | 0 | 0 | 0 | 0 | 0 | 0 | 0 | 0 | 0 | 0 | 0 | 0 | 0 | 0 | 0
F5_Commercial_Restaurant_Existing_Food Preparation_Natural Gas_Double Rack Oven_E4 | F5 | Commercial | Restaurant | Existing | Food Preparation | Natural Gas | Double Rack Oven | E4 | RIM BC Ratio | 0 | 0 | 0 | 0 | 0 | 0 | 0 | 0 | 0 | 0 | 0 | 0 | 0 | 0 | 0 | 0 | 0 | 0 | 0 | 0 | 0 | 0 | 0 | 0 | 0 | 0 | 0 | 0 | 0 | 0 | 0 | 0 | 0
F5_Commercial_Restaurant_Existing_Food Preparation_Natural Gas_Double Rack Oven_E5 | F5 | Commercial | Restaurant | Existing | Food Preparation | Natural Gas | Double Rack Oven | E5 | RIM BC Ratio | 0 | 0 | 0 | 0 | 0 | 0 | 0 | 0 | 0 | 0 | 0 | 0 | 0 | 0 | 0 | 0 | 0 | 0 | 0 | 0 | 0 | 0 | 0 | 0 | 0 | 0 | 0 | 0 | 0 | 0 | 0 | 0 | 0
F5_Commercial_Restaurant_Existing_Food Preparation_Natural Gas_Double Rack Oven_E6 | F5 | Commercial | Restaurant | Existing | Food Preparation | Natural Gas | Double Rack Oven | E6 | RIM BC Ratio | 0 | 0 | 0 | 0 | 0 | 0 | 0 | 0 | 0 | 0 | 0 | 0 | 0 | 0 | 0 | 0 | 0 | 0 | 0 | 0 | 0 | 0 | 0 | 0 | 0 | 0 | 0 | 0 | 0 | 0 | 0 | 0 | 0
F5_Commercial_Restaurant_Existing_Food Preparation_Natural Gas_Double Rack Oven_E7 | F5 | Commercial | Restaurant | Existing | Food Preparation | Natural Gas | Double Rack Oven | E7 | RIM BC Ratio | 0 | 0 | 0 | 0 | 0 | 0 | 0 | 0 | 0 | 0 | 0 | 0 | 0 | 0 | 0 | 0 | 0 | 0 | 0 | 0 | 0 | 0 | 0 | 0 | 0 | 0 | 0 | 0 | 0 | 0 | 0 | 0 | 0
F5_Commercial_Restaurant_Existing_Food Preparation_Natural Gas_Double Rack Oven_E8 | F5 | Commercial | Restaurant | Existing | Food Preparation | Natural Gas | Double Rack Oven | E8 | RIM BC Ratio | 0 | 0 | 0 | 0 | 0 | 0 | 0 | 0 | 0 | 0 | 0 | 0 | 0 | 0 | 0 | 0 | 0 | 0 | 0 | 0 | 0 | 0 | 0 | 0 | 0 | 0 | 0 | 0 | 0 | 0 | 0 | 0 | 0
F5_Commercial_Restaurant_Existing_Food Preparation_Natural Gas_Double Rack Oven_E9 | F5 | Commercial | Restaurant | Existing | Food Preparation | Natural Gas | Double Rack Oven | E9 | RIM BC Ratio | 0 | 0 | 0 | 0 | 0 | 0 | 0 | 0 | 0 | 0 | 0 | 0 | 0 | 0 | 0 | 0 | 0 | 0 | 0 | 0 | 0 | 0 | 0 | 0 | 0 | 0 | 0 | 0 | 0 | 0 | 0 | 0 | 0
F5_Commercial_Restaurant_Existing_Food Preparation_Natural Gas_Double Rack Oven_E10 | F5 | Commercial | Restaurant | Existing | Food Preparation | Natural Gas | Double Rack Oven | E10 | RIM BC Ratio | 0 | 0 | 0 | 0 | 0 | 0 | 0 | 0 | 0 | 0 | 0 | 0 | 0 | 0 | 0 | 0 | 0 | 0 | 0 | 0 | 0 | 0 | 0 | 0 | 0 | 0 | 0 | 0 | 0 | 0 | 0 | 0 | 0
F0_Commercial_Restaurant_Existing_Food Preparation_Natural Gas_Fryer_E0 | F0 | Commercial | Restaurant | Existing | Food Preparation | Natural Gas | Fryer | E0 | Economic Unit | ENERGY STAR (3.0) | ENERGY STAR (3.0) | ENERGY STAR (3.0) | ENERGY STAR (3.0) | ENERGY STAR (3.0) | ENERGY STAR (3.0) | ENERGY STAR (3.0) | ENERGY STAR (3.0) | ENERGY STAR (3.0) | ENERGY STAR (3.0) | ENERGY STAR (3.0) | ENERGY STAR (3.0) | ENERGY STAR (3.0) | ENERGY STAR (3.0) | ENERGY STAR (3.0) | ENERGY STAR (3.0) | ENERGY STAR (3.0) | ENERGY STAR (3.0) | ENERGY STAR (3.0) | ENERGY STAR (3.0) | ENERGY STAR (3.0) | ENERGY STAR (3.0) | ENERGY STAR (3.0) | ENERGY STAR (3.0) | ENERGY STAR (3.0) | ENERGY STAR (3.0) | ENERGY STAR (3.0) | ENERGY STAR (3.0) | ENERGY STAR (3.0) | ENERGY STAR (3.0) | ENERGY STAR (3.0) | ENERGY STAR (3.0) | ENERGY STAR (3.0)
F1_Commercial_Restaurant_Existing_Food Preparation_Natural Gas_Fryer_E1 | F1 | Commercial | Restaurant | Existing | Food Preparation | Natural Gas | Fryer | E1 | CCE | 0 | 0 | 0 | 0 | 0 | 0 | 0 | 0 | 0 | 0 | 0 | 0 | 0 | 0 | 0 | 0 | 0 | 0 | 0 | 0 | 0 | 0 | 0 | 0 | 0 | 0 | 0 | 0 | 0 | 0 | 0 | 0 | 0
F1_Commercial_Restaurant_Existing_Food Preparation_Natural Gas_Fryer_E2 | F1 | Commercial | Restaurant | Existing | Food Preparation | Natural Gas | Fryer | E2 | CCE | 0.36986 | 0.38294 | 0.34375 | 0 | 0 | 0 | 0 | 0 | 0 | 0 | 0 | 0 | 0 | 0 | 0 | 0 | 0 | 0 | 0 | 0 | 0 | 0 | 0 | 0 | 0 | 0 | 0 | 0 | 0 | 0 | 0 | 0 | 0
F1_Commercial_Restaurant_Existing_Food Preparation_Natural Gas_Fryer_E3 | F1 | Commercial | Restaurant | Existing | Food Preparation | Natural Gas | Fryer | E3 | CCE | 0 | 0 | 0 | 0 | 0 | 0 | 0 | 0 | 0 | 0 | 0 | 0 | 0 | 0 | 0 | 0 | 0 | 0 | 0 | 0 | 0 | 0 | 0 | 0 | 0 | 0 | 0 | 0 | 0 | 0 | 0 | 0 | 0
F1_Commercial_Restaurant_Existing_Food Preparation_Natural Gas_Fryer_E4 | F1 | Commercial | Restaurant | Existing | Food Preparation | Natural Gas | Fryer | E4 | CCE | 0 | 0 | 0 | 0 | 0 | 0 | 0 | 0 | 0 | 0 | 0 | 0 | 0 | 0 | 0 | 0 | 0 | 0 | 0 | 0 | 0 | 0 | 0 | 0 | 0 | 0 | 0 | 0 | 0 | 0 | 0 | 0 | 0
F1_Commercial_Restaurant_Existing_Food Preparation_Natural Gas_Fryer_E5 | F1 | Commercial | Restaurant | Existing | Food Preparation | Natural Gas | Fryer | E5 | CCE | 0 | 0 | 0 | 0 | 0 | 0 | 0 | 0 | 0 | 0 | 0 | 0 | 0 | 0 | 0 | 0 | 0 | 0 | 0 | 0 | 0 | 0 | 0 | 0 | 0 | 0 | 0 | 0 | 0 | 0 | 0 | 0 | 0
F1_Commercial_Restaurant_Existing_Food Preparation_Natural Gas_Fryer_E6 | F1 | Commercial | Restaurant | Existing | Food Preparation | Natural Gas | Fryer | E6 | CCE | 0 | 0 | 0 | 0 | 0 | 0 | 0 | 0 | 0 | 0 | 0 | 0 | 0 | 0 | 0 | 0 | 0 | 0 | 0 | 0 | 0 | 0 | 0 | 0 | 0 | 0 | 0 | 0 | 0 | 0 | 0 | 0 | 0
F1_Commercial_Restaurant_Existing_Food Preparation_Natural Gas_Fryer_E7 | F1 | Commercial | Restaurant | Existing | Food Preparation | Natural Gas | Fryer | E7 | CCE | 0 | 0 | 0 | 0 | 0 | 0 | 0 | 0 | 0 | 0 | 0 | 0 | 0 | 0 | 0 | 0 | 0 | 0 | 0 | 0 | 0 | 0 | 0 | 0 | 0 | 0 | 0 | 0 | 0 | 0 | 0 | 0 | 0
F1_Commercial_Restaurant_Existing_Food Preparation_Natural Gas_Fryer_E8 | F1 | Commercial | Restaurant | Existing | Food Preparation | Natural Gas | Fryer | E8 | CCE | 0 | 0 | 0 | 0 | 0 | 0 | 0 | 0 | 0 | 0 | 0 | 0 | 0 | 0 | 0 | 0 | 0 | 0 | 0 | 0 | 0 | 0 | 0 | 0 | 0 | 0 | 0 | 0 | 0 | 0 | 0 | 0 | 0
F1_Commercial_Restaurant_Existing_Food Preparation_Natural Gas_Fryer_E9 | F1 | Commercial | Restaurant | Existing | Food Preparation | Natural Gas | Fryer | E9 | CCE | 0 | 0 | 0 | 0 | 0 | 0 | 0 | 0 | 0 | 0 | 0 | 0 | 0 | 0 | 0 | 0 | 0 | 0 | 0 | 0 | 0 | 0 | 0 | 0 | 0 | 0 | 0 | 0 | 0 | 0 | 0 | 0 | 0
F1_Commercial_Restaurant_Existing_Food Preparation_Natural Gas_Fryer_E10 | F1 | Commercial | Restaurant | Existing | Food Preparation | Natural Gas | Fryer | E10 | CCE | 0 | 0 | 0 | 0 | 0 | 0 | 0 | 0 | 0 | 0 | 0 | 0 | 0 | 0 | 0 | 0 | 0 | 0 | 0 | 0 | 0 | 0 | 0 | 0 | 0 | 0 | 0 | 0 | 0 | 0 | 0 | 0 | 0
F2_Commercial_Restaurant_Existing_Food Preparation_Natural Gas_Fryer_E1 | F2 | Commercial | Restaurant | Existing | Food Preparation | Natural Gas | Fryer | E1 | TRC BC Ratio | 1 | 1 | 1 | 0 | 0 | 0 | 0 | 0 | 0 | 0 | 0 | 0 | 0 | 0 | 0 | 0 | 0 | 0 | 0 | 0 | 0 | 0 | 0 | 0 | 0 | 0 | 0 | 0 | 0 | 0 | 0 | 0 | 0
F2_Commercial_Restaurant_Existing_Food Preparation_Natural Gas_Fryer_E2 | F2 | Commercial | Restaurant | Existing | Food Preparation | Natural Gas | Fryer | E2 | TRC BC Ratio | 4.4463 | 4.4414 | 4.4606 | 1 | 1 | 1 | 1 | 1 | 1 | 1 | 1 | 1 | 1 | 1 | 1 | 1 | 1 | 1 | 1 | 1 | 1 | 1 | 1 | 1 | 1 | 1 | 1 | 1 | 1 | 1 | 1 | 1 | 1
F2_Commercial_Restaurant_Existing_Food Preparation_Natural Gas_Fryer_E3 | F2 | Commercial | Restaurant | Existing | Food Preparation | Natural Gas | Fryer | E3 | TRC BC Ratio | 0 | 0 | 0 | 0 | 0 | 0 | 0 | 0 | 0 | 0 | 0 | 0 | 0 | 0 | 0 | 0 | 0 | 0 | 0 | 0 | 0 | 0 | 0 | 0 | 0 | 0 | 0 | 0 | 0 | 0 | 0 | 0 | 0
F2_Commercial_Restaurant_Existing_Food Preparation_Natural Gas_Fryer_E4 | F2 | Commercial | Restaurant | Existing | Food Preparation | Natural Gas | Fryer | E4 | TRC BC Ratio | 0 | 0 | 0 | 0 | 0 | 0 | 0 | 0 | 0 | 0 | 0 | 0 | 0 | 0 | 0 | 0 | 0 | 0 | 0 | 0 | 0 | 0 | 0 | 0 | 0 | 0 | 0 | 0 | 0 | 0 | 0 | 0 | 0
F2_Commercial_Restaurant_Existing_Food Preparation_Natural Gas_Fryer_E5 | F2 | Commercial | Restaurant | Existing | Food Preparation | Natural Gas | Fryer | E5 | TRC BC Ratio | 0 | 0 | 0 | 0 | 0 | 0 | 0 | 0 | 0 | 0 | 0 | 0 | 0 | 0 | 0 | 0 | 0 | 0 | 0 | 0 | 0 | 0 | 0 | 0 | 0 | 0 | 0 | 0 | 0 | 0 | 0 | 0 | 0
F2_Commercial_Restaurant_Existing_Food Preparation_Natural Gas_Fryer_E6 | F2 | Commercial | Restaurant | Existing | Food Preparation | Natural Gas | Fryer | E6 | TRC BC Ratio | 0 | 0 | 0 | 0 | 0 | 0 | 0 | 0 | 0 | 0 | 0 | 0 | 0 | 0 | 0 | 0 | 0 | 0 | 0 | 0 | 0 | 0 | 0 | 0 | 0 | 0 | 0 | 0 | 0 | 0 | 0 | 0 | 0
F2_Commercial_Restaurant_Existing_Food Preparation_Natural Gas_Fryer_E7 | F2 | Commercial | Restaurant | Existing | Food Preparation | Natural Gas | Fryer | E7 | TRC BC Ratio | 0 | 0 | 0 | 0 | 0 | 0 | 0 | 0 | 0 | 0 | 0 | 0 | 0 | 0 | 0 | 0 | 0 | 0 | 0 | 0 | 0 | 0 | 0 | 0 | 0 | 0 | 0 | 0 | 0 | 0 | 0 | 0 | 0
F2_Commercial_Restaurant_Existing_Food Preparation_Natural Gas_Fryer_E8 | F2 | Commercial | Restaurant | Existing | Food Preparation | Natural Gas | Fryer | E8 | TRC BC Ratio | 0 | 0 | 0 | 0 | 0 | 0 | 0 | 0 | 0 | 0 | 0 | 0 | 0 | 0 | 0 | 0 | 0 | 0 | 0 | 0 | 0 | 0 | 0 | 0 | 0 | 0 | 0 | 0 | 0 | 0 | 0 | 0 | 0
F2_Commercial_Restaurant_Existing_Food Preparation_Natural Gas_Fryer_E9 | F2 | Commercial | Restaurant | Existing | Food Preparation | Natural Gas | Fryer | E9 | TRC BC Ratio | 0 | 0 | 0 | 0 | 0 | 0 | 0 | 0 | 0 | 0 | 0 | 0 | 0 | 0 | 0 | 0 | 0 | 0 | 0 | 0 | 0 | 0 | 0 | 0 | 0 | 0 | 0 | 0 | 0 | 0 | 0 | 0 | 0
F2_Commercial_Restaurant_Existing_Food Preparation_Natural Gas_Fryer_E10 | F2 | Commercial | Restaurant | Existing | Food Preparation | Natural Gas | Fryer | E10 | TRC BC Ratio | 0 | 0 | 0 | 0 | 0 | 0 | 0 | 0 | 0 | 0 | 0 | 0 | 0 | 0 | 0 | 0 | 0 | 0 | 0 | 0 | 0 | 0 | 0 | 0 | 0 | 0 | 0 | 0 | 0 | 0 | 0 | 0 | 0
F3_Commercial_Restaurant_Existing_Food Preparation_Natural Gas_Fryer_E1 | F3 | Commercial | Restaurant | Existing | Food Preparation | Natural Gas | Fryer | E1 | PACT BC Ratio | 1 | 1 | 1 | 0 | 0 | 0 | 0 | 0 | 0 | 0 | 0 | 0 | 0 | 0 | 0 | 0 | 0 | 0 | 0 | 0 | 0 | 0 | 0 | 0 | 0 | 0 | 0 | 0 | 0 | 0 | 0 | 0 | 0
F3_Commercial_Restaurant_Existing_Food Preparation_Natural Gas_Fryer_E2 | F3 | Commercial | Restaurant | Existing | Food Preparation | Natural Gas | Fryer | E2 | PACT BC Ratio | 5.9285 | 5.9219 | 5.9474 | 1 | 1 | 1 | 1 | 1 | 1 | 1 | 1 | 1 | 1 | 1 | 1 | 1 | 1 | 1 | 1 | 1 | 1 | 1 | 1 | 1 | 1 | 1 | 1 | 1 | 1 | 1 | 1 | 1 | 1
F3_Commercial_Restaurant_Existing_Food Preparation_Natural Gas_Fryer_E3 | F3 | Commercial | Restaurant | Existing | Food Preparation | Natural Gas | Fryer | E3 | PACT BC Ratio | 0 | 0 | 0 | 0 | 0 | 0 | 0 | 0 | 0 | 0 | 0 | 0 | 0 | 0 | 0 | 0 | 0 | 0 | 0 | 0 | 0 | 0 | 0 | 0 | 0 | 0 | 0 | 0 | 0 | 0 | 0 | 0 | 0
F3_Commercial_Restaurant_Existing_Food Preparation_Natural Gas_Fryer_E4 | F3 | Commercial | Restaurant | Existing | Food Preparation | Natural Gas | Fryer | E4 | PACT BC Ratio | 0 | 0 | 0 | 0 | 0 | 0 | 0 | 0 | 0 | 0 | 0 | 0 | 0 | 0 | 0 | 0 | 0 | 0 | 0 | 0 | 0 | 0 | 0 | 0 | 0 | 0 | 0 | 0 | 0 | 0 | 0 | 0 | 0
F3_Commercial_Restaurant_Existing_Food Preparation_Natural Gas_Fryer_E5 | F3 | Commercial | Restaurant | Existing | Food Preparation | Natural Gas | Fryer | E5 | PACT BC Ratio | 0 | 0 | 0 | 0 | 0 | 0 | 0 | 0 | 0 | 0 | 0 | 0 | 0 | 0 | 0 | 0 | 0 | 0 | 0 | 0 | 0 | 0 | 0 | 0 | 0 | 0 | 0 | 0 | 0 | 0 | 0 | 0 | 0
F3_Commercial_Restaurant_Existing_Food Preparation_Natural Gas_Fryer_E6 | F3 | Commercial | Restaurant | Existing | Food Preparation | Natural Gas | Fryer | E6 | PACT BC Ratio | 0 | 0 | 0 | 0 | 0 | 0 | 0 | 0 | 0 | 0 | 0 | 0 | 0 | 0 | 0 | 0 | 0 | 0 | 0 | 0 | 0 | 0 | 0 | 0 | 0 | 0 | 0 | 0 | 0 | 0 | 0 | 0 | 0
F3_Commercial_Restaurant_Existing_Food Preparation_Natural Gas_Fryer_E7 | F3 | Commercial | Restaurant | Existing | Food Preparation | Natural Gas | Fryer | E7 | PACT BC Ratio | 0 | 0 | 0 | 0 | 0 | 0 | 0 | 0 | 0 | 0 | 0 | 0 | 0 | 0 | 0 | 0 | 0 | 0 | 0 | 0 | 0 | 0 | 0 | 0 | 0 | 0 | 0 | 0 | 0 | 0 | 0 | 0 | 0
F3_Commercial_Restaurant_Existing_Food Preparation_Natural Gas_Fryer_E8 | F3 | Commercial | Restaurant | Existing | Food Preparation | Natural Gas | Fryer | E8 | PACT BC Ratio | 0 | 0 | 0 | 0 | 0 | 0 | 0 | 0 | 0 | 0 | 0 | 0 | 0 | 0 | 0 | 0 | 0 | 0 | 0 | 0 | 0 | 0 | 0 | 0 | 0 | 0 | 0 | 0 | 0 | 0 | 0 | 0 | 0
F3_Commercial_Restaurant_Existing_Food Preparation_Natural Gas_Fryer_E9 | F3 | Commercial | Restaurant | Existing | Food Preparation | Natural Gas | Fryer | E9 | PACT BC Ratio | 0 | 0 | 0 | 0 | 0 | 0 | 0 | 0 | 0 | 0 | 0 | 0 | 0 | 0 | 0 | 0 | 0 | 0 | 0 | 0 | 0 | 0 | 0 | 0 | 0 | 0 | 0 | 0 | 0 | 0 | 0 | 0 | 0
F3_Commercial_Restaurant_Existing_Food Preparation_Natural Gas_Fryer_E10 | F3 | Commercial | Restaurant | Existing | Food Preparation | Natural Gas | Fryer | E10 | PACT BC Ratio | 0 | 0 | 0 | 0 | 0 | 0 | 0 | 0 | 0 | 0 | 0 | 0 | 0 | 0 | 0 | 0 | 0 | 0 | 0 | 0 | 0 | 0 | 0 | 0 | 0 | 0 | 0 | 0 | 0 | 0 | 0 | 0 | 0
F4_Commercial_Restaurant_Existing_Food Preparation_Natural Gas_Fryer_E1 | F4 | Commercial | Restaurant | Existing | Food Preparation | Natural Gas | Fryer | E1 | RVT BC Ratio | 1 | 1 | 1 | 0 | 0 | 0 | 0 | 0 | 0 | 0 | 0 | 0 | 0 | 0 | 0 | 0 | 0 | 0 | 0 | 0 | 0 | 0 | 0 | 0 | 0 | 0 | 0 | 0 | 0 | 0 | 0 | 0 | 0
F4_Commercial_Restaurant_Existing_Food Preparation_Natural Gas_Fryer_E2 | F4 | Commercial | Restaurant | Existing | Food Preparation | Natural Gas | Fryer | E2 | RVT BC Ratio | 7.0924 | 7.0854 | 7.1129 | 1 | 1 | 1 | 1 | 1 | 1 | 1 | 1 | 1 | 1 | 1 | 1 | 1 | 1 | 1 | 1 | 1 | 1 | 1 | 1 | 1 | 1 | 1 | 1 | 1 | 1 | 1 | 1 | 1 | 1
F4_Commercial_Restaurant_Existing_Food Preparation_Natural Gas_Fryer_E3 | F4 | Commercial | Restaurant | Existing | Food Preparation | Natural Gas | Fryer | E3 | RVT BC Ratio | 0 | 0 | 0 | 0 | 0 | 0 | 0 | 0 | 0 | 0 | 0 | 0 | 0 | 0 | 0 | 0 | 0 | 0 | 0 | 0 | 0 | 0 | 0 | 0 | 0 | 0 | 0 | 0 | 0 | 0 | 0 | 0 | 0
F4_Commercial_Restaurant_Existing_Food Preparation_Natural Gas_Fryer_E4 | F4 | Commercial | Restaurant | Existing | Food Preparation | Natural Gas | Fryer | E4 | RVT BC Ratio | 0 | 0 | 0 | 0 | 0 | 0 | 0 | 0 | 0 | 0 | 0 | 0 | 0 | 0 | 0 | 0 | 0 | 0 | 0 | 0 | 0 | 0 | 0 | 0 | 0 | 0 | 0 | 0 | 0 | 0 | 0 | 0 | 0
F4_Commercial_Restaurant_Existing_Food Preparation_Natural Gas_Fryer_E5 | F4 | Commercial | Restaurant | Existing | Food Preparation | Natural Gas | Fryer | E5 | RVT BC Ratio | 0 | 0 | 0 | 0 | 0 | 0 | 0 | 0 | 0 | 0 | 0 | 0 | 0 | 0 | 0 | 0 | 0 | 0 | 0 | 0 | 0 | 0 | 0 | 0 | 0 | 0 | 0 | 0 | 0 | 0 | 0 | 0 | 0
F4_Commercial_Restaurant_Existing_Food Preparation_Natural Gas_Fryer_E6 | F4 | Commercial | Restaurant | Existing | Food Preparation | Natural Gas | Fryer | E6 | RVT BC Ratio | 0 | 0 | 0 | 0 | 0 | 0 | 0 | 0 | 0 | 0 | 0 | 0 | 0 | 0 | 0 | 0 | 0 | 0 | 0 | 0 | 0 | 0 | 0 | 0 | 0 | 0 | 0 | 0 | 0 | 0 | 0 | 0 | 0
F4_Commercial_Restaurant_Existing_Food Preparation_Natural Gas_Fryer_E7 | F4 | Commercial | Restaurant | Existing | Food Preparation | Natural Gas | Fryer | E7 | RVT BC Ratio | 0 | 0 | 0 | 0 | 0 | 0 | 0 | 0 | 0 | 0 | 0 | 0 | 0 | 0 | 0 | 0 | 0 | 0 | 0 | 0 | 0 | 0 | 0 | 0 | 0 | 0 | 0 | 0 | 0 | 0 | 0 | 0 | 0
F4_Commercial_Restaurant_Existing_Food Preparation_Natural Gas_Fryer_E8 | F4 | Commercial | Restaurant | Existing | Food Preparation | Natural Gas | Fryer | E8 | RVT BC Ratio | 0 | 0 | 0 | 0 | 0 | 0 | 0 | 0 | 0 | 0 | 0 | 0 | 0 | 0 | 0 | 0 | 0 | 0 | 0 | 0 | 0 | 0 | 0 | 0 | 0 | 0 | 0 | 0 | 0 | 0 | 0 | 0 | 0
F4_Commercial_Restaurant_Existing_Food Preparation_Natural Gas_Fryer_E9 | F4 | Commercial | Restaurant | Existing | Food Preparation | Natural Gas | Fryer | E9 | RVT BC Ratio | 0 | 0 | 0 | 0 | 0 | 0 | 0 | 0 | 0 | 0 | 0 | 0 | 0 | 0 | 0 | 0 | 0 | 0 | 0 | 0 | 0 | 0 | 0 | 0 | 0 | 0 | 0 | 0 | 0 | 0 | 0 | 0 | 0
F4_Commercial_Restaurant_Existing_Food Preparation_Natural Gas_Fryer_E10 | F4 | Commercial | Restaurant | Existing | Food Preparation | Natural Gas | Fryer | E10 | RVT BC Ratio | 0 | 0 | 0 | 0 | 0 | 0 | 0 | 0 | 0 | 0 | 0 | 0 | 0 | 0 | 0 | 0 | 0 | 0 | 0 | 0 | 0 | 0 | 0 | 0 | 0 | 0 | 0 | 0 | 0 | 0 | 0 | 0 | 0
F5_Commercial_Restaurant_Existing_Food Preparation_Natural Gas_Fryer_E1 | F5 | Commercial | Restaurant | Existing | Food Preparation | Natural Gas | Fryer | E1 | RIM BC Ratio | 1 | 1 | 1 | 0 | 0 | 0 | 0 | 0 | 0 | 0 | 0 | 0 | 0 | 0 | 0 | 0 | 0 | 0 | 0 | 0 | 0 | 0 | 0 | 0 | 0 | 0 | 0 | 0 | 0 | 0 | 0 | 0 | 0
F5_Commercial_Restaurant_Existing_Food Preparation_Natural Gas_Fryer_E2 | F5 | Commercial | Restaurant | Existing | Food Preparation | Natural Gas | Fryer | E2 | RIM BC Ratio | 0.73167 | 0.73157 | 0.73195 | 1 | 1 | 1 | 1 | 1 | 1 | 1 | 1 | 1 | 1 | 1 | 1 | 1 | 1 | 1 | 1 | 1 | 1 | 1 | 1 | 1 | 1 | 1 | 1 | 1 | 1 | 1 | 1 | 1 | 1
F5_Commercial_Restaurant_Existing_Food Preparation_Natural Gas_Fryer_E3 | F5 | Commercial | Restaurant | Existing | Food Preparation | Natural Gas | Fryer | E3 | RIM BC Ratio | 0 | 0 | 0 | 0 | 0 | 0 | 0 | 0 | 0 | 0 | 0 | 0 | 0 | 0 | 0 | 0 | 0 | 0 | 0 | 0 | 0 | 0 | 0 | 0 | 0 | 0 | 0 | 0 | 0 | 0 | 0 | 0 | 0
F5_Commercial_Restaurant_Existing_Food Preparation_Natural Gas_Fryer_E4 | F5 | Commercial | Restaurant | Existing | Food Preparation | Natural Gas | Fryer | E4 | RIM BC Ratio | 0 | 0 | 0 | 0 | 0 | 0 | 0 | 0 | 0 | 0 | 0 | 0 | 0 | 0 | 0 | 0 | 0 | 0 | 0 | 0 | 0 | 0 | 0 | 0 | 0 | 0 | 0 | 0 | 0 | 0 | 0 | 0 | 0
F5_Commercial_Restaurant_Existing_Food Preparation_Natural Gas_Fryer_E5 | F5 | Commercial | Restaurant | Existing | Food Preparation | Natural Gas | Fryer | E5 | RIM BC Ratio | 0 | 0 | 0 | 0 | 0 | 0 | 0 | 0 | 0 | 0 | 0 | 0 | 0 | 0 | 0 | 0 | 0 | 0 | 0 | 0 | 0 | 0 | 0 | 0 | 0 | 0 | 0 | 0 | 0 | 0 | 0 | 0 | 0
F5_Commercial_Restaurant_Existing_Food Preparation_Natural Gas_Fryer_E6 | F5 | Commercial | Restaurant | Existing | Food Preparation | Natural Gas | Fryer | E6 | RIM BC Ratio | 0 | 0 | 0 | 0 | 0 | 0 | 0 | 0 | 0 | 0 | 0 | 0 | 0 | 0 | 0 | 0 | 0 | 0 | 0 | 0 | 0 | 0 | 0 | 0 | 0 | 0 | 0 | 0 | 0 | 0 | 0 | 0 | 0
F5_Commercial_Restaurant_Existing_Food Preparation_Natural Gas_Fryer_E7 | F5 | Commercial | Restaurant | Existing | Food Preparation | Natural Gas | Fryer | E7 | RIM BC Ratio | 0 | 0 | 0 | 0 | 0 | 0 | 0 | 0 | 0 | 0 | 0 | 0 | 0 | 0 | 0 | 0 | 0 | 0 | 0 | 0 | 0 | 0 | 0 | 0 | 0 | 0 | 0 | 0 | 0 | 0 | 0 | 0 | 0
F5_Commercial_Restaurant_Existing_Food Preparation_Natural Gas_Fryer_E8 | F5 | Commercial | Restaurant | Existing | Food Preparation | Natural Gas | Fryer | E8 | RIM BC Ratio | 0 | 0 | 0 | 0 | 0 | 0 | 0 | 0 | 0 | 0 | 0 | 0 | 0 | 0 | 0 | 0 | 0 | 0 | 0 | 0 | 0 | 0 | 0 | 0 | 0 | 0 | 0 | 0 | 0 | 0 | 0 | 0 | 0
F5_Commercial_Restaurant_Existing_Food Preparation_Natural Gas_Fryer_E9 | F5 | Commercial | Restaurant | Existing | Food Preparation | Natural Gas | Fryer | E9 | RIM BC Ratio | 0 | 0 | 0 | 0 | 0 | 0 | 0 | 0 | 0 | 0 | 0 | 0 | 0 | 0 | 0 | 0 | 0 | 0 | 0 | 0 | 0 | 0 | 0 | 0 | 0 | 0 | 0 | 0 | 0 | 0 | 0 | 0 | 0
F5_Commercial_Restaurant_Existing_Food Preparation_Natural Gas_Fryer_E10 | F5 | Commercial | Restaurant | Existing | Food Preparation | Natural Gas | Fryer | E10 | RIM BC Ratio | 0 | 0 | 0 | 0 | 0 | 0 | 0 | 0 | 0 | 0 | 0 | 0 | 0 | 0 | 0 | 0 | 0 | 0 | 0 | 0 | 0 | 0 | 0 | 0 | 0 | 0 | 0 | 0 | 0 | 0 | 0 | 0 | 0
F0_Commercial_Restaurant_Existing_Food Preparation_Natural Gas_Broiler_E0 | F0 | Commercial | Restaurant | Existing | Food Preparation | Natural Gas | Broiler | E0 | Economic Unit | Infrared Burners | Infrared Burners | Infrared Burners | Infrared Burners | Infrared Burners | Infrared Burners | Infrared Burners | Infrared Burners | Infrared Burners | Infrared Burners | Infrared Burners | Infrared Burners | Infrared Burners | Infrared Burners | Infrared Burners | Infrared Burners | Infrared Burners | Infrared Burners | Infrared Burners | Infrared Burners | Infrared Burners | Infrared Burners | Infrared Burners | Infrared Burners | Infrared Burners | Infrared Burners | Infrared Burners | Infrared Burners | Infrared Burners | Infrared Burners | Infrared Burners | Infrared Burners | Infrared Burners
F1_Commercial_Restaurant_Existing_Food Preparation_Natural Gas_Broiler_E1 | F1 | Commercial | Restaurant | Existing | Food Preparation | Natural Gas | Broiler | E1 | CCE | 0 | 0 | 0 | 0 | 0 | 0 | 0 | 0 | 0 | 0 | 0 | 0 | 0 | 0 | 0 | 0 | 0 | 0 | 0 | 0 | 0 | 0 | 0 | 0 | 0 | 0 | 0 | 0 | 0 | 0 | 0 | 0 | 0
F1_Commercial_Restaurant_Existing_Food Preparation_Natural Gas_Broiler_E2 | F1 | Commercial | Restaurant | Existing | Food Preparation | Natural Gas | Broiler | E2 | CCE | 0.59817 | 0.61931 | 0.55594 | 0.56637 | 0.56637 | 0.56637 | 0.56637 | 0.56637 | 0.56637 | 0.56637 | 0.56637 | 0.56637 | 0.56637 | 0.56637 | 0.56637 | 0.56637 | 0.56637 | 0.56637 | 0.56637 | 0.56637 | 0.56637 | 0.56637 | 0.56637 | 0.56637 | 0.56637 | 0.56637 | 0.56637 | 0.56637 | 0.56637 | 0.56637 | 0.56637 | 0.56637 | 0.56637
F1_Commercial_Restaurant_Existing_Food Preparation_Natural Gas_Broiler_E3 | F1 | Commercial | Restaurant | Existing | Food Preparation | Natural Gas | Broiler | E3 | CCE | 0 | 0 | 0 | 0 | 0 | 0 | 0 | 0 | 0 | 0 | 0 | 0 | 0 | 0 | 0 | 0 | 0 | 0 | 0 | 0 | 0 | 0 | 0 | 0 | 0 | 0 | 0 | 0 | 0 | 0 | 0 | 0 | 0
F1_Commercial_Restaurant_Existing_Food Preparation_Natural Gas_Broiler_E4 | F1 | Commercial | Restaurant | Existing | Food Preparation | Natural Gas | Broiler | E4 | CCE | 0 | 0 | 0 | 0 | 0 | 0 | 0 | 0 | 0 | 0 | 0 | 0 | 0 | 0 | 0 | 0 | 0 | 0 | 0 | 0 | 0 | 0 | 0 | 0 | 0 | 0 | 0 | 0 | 0 | 0 | 0 | 0 | 0
F1_Commercial_Restaurant_Existing_Food Preparation_Natural Gas_Broiler_E5 | F1 | Commercial | Restaurant | Existing | Food Preparation | Natural Gas | Broiler | E5 | CCE | 0 | 0 | 0 | 0 | 0 | 0 | 0 | 0 | 0 | 0 | 0 | 0 | 0 | 0 | 0 | 0 | 0 | 0 | 0 | 0 | 0 | 0 | 0 | 0 | 0 | 0 | 0 | 0 | 0 | 0 | 0 | 0 | 0
F1_Commercial_Restaurant_Existing_Food Preparation_Natural Gas_Broiler_E6 | F1 | Commercial | Restaurant | Existing | Food Preparation | Natural Gas | Broiler | E6 | CCE | 0 | 0 | 0 | 0 | 0 | 0 | 0 | 0 | 0 | 0 | 0 | 0 | 0 | 0 | 0 | 0 | 0 | 0 | 0 | 0 | 0 | 0 | 0 | 0 | 0 | 0 | 0 | 0 | 0 | 0 | 0 | 0 | 0
F1_Commercial_Restaurant_Existing_Food Preparation_Natural Gas_Broiler_E7 | F1 | Commercial | Restaurant | Existing | Food Preparation | Natural Gas | Broiler | E7 | CCE | 0 | 0 | 0 | 0 | 0 | 0 | 0 | 0 | 0 | 0 | 0 | 0 | 0 | 0 | 0 | 0 | 0 | 0 | 0 | 0 | 0 | 0 | 0 | 0 | 0 | 0 | 0 | 0 | 0 | 0 | 0 | 0 | 0
F1_Commercial_Restaurant_Existing_Food Preparation_Natural Gas_Broiler_E8 | F1 | Commercial | Restaurant | Existing | Food Preparation | Natural Gas | Broiler | E8 | CCE | 0 | 0 | 0 | 0 | 0 | 0 | 0 | 0 | 0 | 0 | 0 | 0 | 0 | 0 | 0 | 0 | 0 | 0 | 0 | 0 | 0 | 0 | 0 | 0 | 0 | 0 | 0 | 0 | 0 | 0 | 0 | 0 | 0
F1_Commercial_Restaurant_Existing_Food Preparation_Natural Gas_Broiler_E9 | F1 | Commercial | Restaurant | Existing | Food Preparation | Natural Gas | Broiler | E9 | CCE | 0 | 0 | 0 | 0 | 0 | 0 | 0 | 0 | 0 | 0 | 0 | 0 | 0 | 0 | 0 | 0 | 0 | 0 | 0 | 0 | 0 | 0 | 0 | 0 | 0 | 0 | 0 | 0 | 0 | 0 | 0 | 0 | 0
F1_Commercial_Restaurant_Existing_Food Preparation_Natural Gas_Broiler_E10 | F1 | Commercial | Restaurant | Existing | Food Preparation | Natural Gas | Broiler | E10 | CCE | 0 | 0 | 0 | 0 | 0 | 0 | 0 | 0 | 0 | 0 | 0 | 0 | 0 | 0 | 0 | 0 | 0 | 0 | 0 | 0 | 0 | 0 | 0 | 0 | 0 | 0 | 0 | 0 | 0 | 0 | 0 | 0 | 0
F2_Commercial_Restaurant_Existing_Food Preparation_Natural Gas_Broiler_E1 | F2 | Commercial | Restaurant | Existing | Food Preparation | Natural Gas | Broiler | E1 | TRC BC Ratio | bar: 2019 to 2051
F2_Commercial_Restaurant_Existing_Food Preparation_Natural Gas_Broiler_E2 | F2 | Commercial | Restaurant | Existing | Food Preparation | Natural Gas | Broiler | E2 | TRC BC Ratio | 2.7519 | 2.7554 | 2.7705 | 2.7565 | 2.7493 | 2.7603 | 2.7866 | 2.8079 | 2.834 | 2.8592 | 2.8846 | 2.9086 | 2.9342 | 2.9607 | 2.9863 | 3.0126 | 3.039 | 3.0674 | 3.0969 | 3.1274 | 3.1566 | 3.1859 | 3.2122 | 3.2386 | 3.2614 | 3.2812 | 3.2991 | 3.3146 | 3.3268 | 3.3367 | 3.3421 | 3.3458 | 3.3458
F2_Commercial_Restaurant_Existing_Food Preparation_Natural Gas_Broiler_E3 | F2 | Commercial | Restaurant | Existing | Food Preparation | Natural Gas | Broiler | E3 | TRC BC Ratio | 0 | 0 | 0 | 0 | 0 | 0 | 0 | 0 | 0 | 0 | 0 | 0 | 0 | 0 | 0 | 0 | 0 | 0 | 0 | 0 | 0 | 0 | 0 | 0 | 0 | 0 | 0 | 0 | 0 | 0 | 0 | 0 | 0
F2_Commercial_Restaurant_Existing_Food Preparation_Natural Gas_Broiler_E4 | F2 | Commercial | Restaurant | Existing | Food Preparation | Natural Gas | Broiler | E4 | TRC BC Ratio | 0 | 0 | 0 | 0 | 0 | 0 | 0 | 0 | 0 | 0 | 0 | 0 | 0 | 0 | 0 | 0 | 0 | 0 | 0 | 0 | 0 | 0 | 0 | 0 | 0 | 0 | 0 | 0 | 0 | 0 | 0 | 0 | 0
F2_Commercial_Restaurant_Existing_Food Preparation_Natural Gas_Broiler_E5 | F2 | Commercial | Restaurant | Existing | Food Preparation | Natural Gas | Broiler | E5 | TRC BC Ratio | 0 | 0 | 0 | 0 | 0 | 0 | 0 | 0 | 0 | 0 | 0 | 0 | 0 | 0 | 0 | 0 | 0 | 0 | 0 | 0 | 0 | 0 | 0 | 0 | 0 | 0 | 0 | 0 | 0 | 0 | 0 | 0 | 0
F2_Commercial_Restaurant_Existing_Food Preparation_Natural Gas_Broiler_E6 | F2 | Commercial | Restaurant | Existing | Food Preparation | Natural Gas | Broiler | E6 | TRC BC Ratio | 0 | 0 | 0 | 0 | 0 | 0 | 0 | 0 | 0 | 0 | 0 | 0 | 0 | 0 | 0 | 0 | 0 | 0 | 0 | 0 | 0 | 0 | 0 | 0 | 0 | 0 | 0 | 0 | 0 | 0 | 0 | 0 | 0
F2_Commercial_Restaurant_Existing_Food Preparation_Natural Gas_Broiler_E7 | F2 | Commercial | Restaurant | Existing | Food Preparation | Natural Gas | Broiler | E7 | TRC BC Ratio | 0 | 0 | 0 | 0 | 0 | 0 | 0 | 0 | 0 | 0 | 0 | 0 | 0 | 0 | 0 | 0 | 0 | 0 | 0 | 0 | 0 | 0 | 0 | 0 | 0 | 0 | 0 | 0 | 0 | 0 | 0 | 0 | 0
F2_Commercial_Restaurant_Existing_Food Preparation_Natural Gas_Broiler_E8 | F2 | Commercial | Restaurant | Existing | Food Preparation | Natural Gas | Broiler | E8 | TRC BC Ratio | 0 | 0 | 0 | 0 | 0 | 0 | 0 | 0 | 0 | 0 | 0 | 0 | 0 | 0 | 0 | 0 | 0 | 0 | 0 | 0 | 0 | 0 | 0 | 0 | 0 | 0 | 0 | 0 | 0 | 0 | 0 | 0 | 0
F2_Commercial_Restaurant_Existing_Food Preparation_Natural Gas_Broiler_E9 | F2 | Commercial | Restaurant | Existing | Food Preparation | Natural Gas | Broiler | E9 | TRC BC Ratio | 0 | 0 | 0 | 0 | 0 | 0 | 0 | 0 | 0 | 0 | 0 | 0 | 0 | 0 | 0 | 0 | 0 | 0 | 0 | 0 | 0 | 0 | 0 | 0 | 0 | 0 | 0 | 0 | 0 | 0 | 0 | 0 | 0
F2_Commercial_Restaurant_Existing_Food Preparation_Natural Gas_Broiler_E10 | F2 | Commercial | Restaurant | Existing | Food Preparation | Natural Gas | Broiler | E10 | TRC BC Ratio | 0 | 0 | 0 | 0 | 0 | 0 | 0 | 0 | 0 | 0 | 0 | 0 | 0 | 0 | 0 | 0 | 0 | 0 | 0 | 0 | 0 | 0 | 0 | 0 | 0 | 0 | 0 | 0 | 0 | 0 | 0 | 0 | 0
F3_Commercial_Restaurant_Existing_Food Preparation_Natural Gas_Broiler_E1 | F3 | Commercial | Restaurant | Existing | Food Preparation | Natural Gas | Broiler | E1 | PACT BC Ratio | bar: 2019 to 2051
F3_Commercial_Restaurant_Existing_Food Preparation_Natural Gas_Broiler_E2 | F3 | Commercial | Restaurant | Existing | Food Preparation | Natural Gas | Broiler | E2 | PACT BC Ratio | 3.6692 | 3.6739 | 3.694 | 3.6753 | 3.6658 | 3.6803 | 3.7154 | 3.7439 | 3.7787 | 3.8122 | 3.8462 | 3.8782 | 3.9123 | 3.9475 | 3.9818 | 4.0167 | 4.052 | 4.0899 | 4.1293 | 4.1698 | 4.2088 | 4.2479 | 4.283 | 4.3181 | 4.3486 | 4.3749 | 4.3988 | 4.4195 | 4.4357 | 4.4489 | 4.4562 | 4.461 | 4.461
F3_Commercial_Restaurant_Existing_Food Preparation_Natural Gas_Broiler_E3 | F3 | Commercial | Restaurant | Existing | Food Preparation | Natural Gas | Broiler | E3 | PACT BC Ratio | 0 | 0 | 0 | 0 | 0 | 0 | 0 | 0 | 0 | 0 | 0 | 0 | 0 | 0 | 0 | 0 | 0 | 0 | 0 | 0 | 0 | 0 | 0 | 0 | 0 | 0 | 0 | 0 | 0 | 0 | 0 | 0 | 0
F3_Commercial_Restaurant_Existing_Food Preparation_Natural Gas_Broiler_E4 | F3 | Commercial | Restaurant | Existing | Food Preparation | Natural Gas | Broiler | E4 | PACT BC Ratio | 0 | 0 | 0 | 0 | 0 | 0 | 0 | 0 | 0 | 0 | 0 | 0 | 0 | 0 | 0 | 0 | 0 | 0 | 0 | 0 | 0 | 0 | 0 | 0 | 0 | 0 | 0 | 0 | 0 | 0 | 0 | 0 | 0
F3_Commercial_Restaurant_Existing_Food Preparation_Natural Gas_Broiler_E5 | F3 | Commercial | Restaurant | Existing | Food Preparation | Natural Gas | Broiler | E5 | PACT BC Ratio | 0 | 0 | 0 | 0 | 0 | 0 | 0 | 0 | 0 | 0 | 0 | 0 | 0 | 0 | 0 | 0 | 0 | 0 | 0 | 0 | 0 | 0 | 0 | 0 | 0 | 0 | 0 | 0 | 0 | 0 | 0 | 0 | 0
F3_Commercial_Restaurant_Existing_Food Preparation_Natural Gas_Broiler_E6 | F3 | Commercial | Restaurant | Existing | Food Preparation | Natural Gas | Broiler | E6 | PACT BC Ratio | 0 | 0 | 0 | 0 | 0 | 0 | 0 | 0 | 0 | 0 | 0 | 0 | 0 | 0 | 0 | 0 | 0 | 0 | 0 | 0 | 0 | 0 | 0 | 0 | 0 | 0 | 0 | 0 | 0 | 0 | 0 | 0 | 0
F3_Commercial_Restaurant_Existing_Food Preparation_Natural Gas_Broiler_E7 | F3 | Commercial | Restaurant | Existing | Food Preparation | Natural Gas | Broiler | E7 | PACT BC Ratio | 0 | 0 | 0 | 0 | 0 | 0 | 0 | 0 | 0 | 0 | 0 | 0 | 0 | 0 | 0 | 0 | 0 | 0 | 0 | 0 | 0 | 0 | 0 | 0 | 0 | 0 | 0 | 0 | 0 | 0 | 0 | 0 | 0
F3_Commercial_Restaurant_Existing_Food Preparation_Natural Gas_Broiler_E8 | F3 | Commercial | Restaurant | Existing | Food Preparation | Natural Gas | Broiler | E8 | PACT BC Ratio | 0 | 0 | 0 | 0 | 0 | 0 | 0 | 0 | 0 | 0 | 0 | 0 | 0 | 0 | 0 | 0 | 0 | 0 | 0 | 0 | 0 | 0 | 0 | 0 | 0 | 0 | 0 | 0 | 0 | 0 | 0 | 0 | 0
F3_Commercial_Restaurant_Existing_Food Preparation_Natural Gas_Broiler_E9 | F3 | Commercial | Restaurant | Existing | Food Preparation | Natural Gas | Broiler | E9 | PACT BC Ratio | 0 | 0 | 0 | 0 | 0 | 0 | 0 | 0 | 0 | 0 | 0 | 0 | 0 | 0 | 0 | 0 | 0 | 0 | 0 | 0 | 0 | 0 | 0 | 0 | 0 | 0 | 0 | 0 | 0 | 0 | 0 | 0 | 0
F3_Commercial_Restaurant_Existing_Food Preparation_Natural Gas_Broiler_E10 | F3 | Commercial | Restaurant | Existing | Food Preparation | Natural Gas | Broiler | E10 | PACT BC Ratio | 0 | 0 | 0 | 0 | 0 | 0 | 0 | 0 | 0 | 0 | 0 | 0 | 0 | 0 | 0 | 0 | 0 | 0 | 0 | 0 | 0 | 0 | 0 | 0 | 0 | 0 | 0 | 0 | 0 | 0 | 0 | 0 | 0
F4_Commercial_Restaurant_Existing_Food Preparation_Natural Gas_Broiler_E1 | F4 | Commercial | Restaurant | Existing | Food Preparation | Natural Gas | Broiler | E1 | RVT BC Ratio | bar: 2019 to 2051
F4_Commercial_Restaurant_Existing_Food Preparation_Natural Gas_Broiler_E2 | F4 | Commercial | Restaurant | Existing | Food Preparation | Natural Gas | Broiler | E2 | RVT BC Ratio | 4.6564 | 4.6614 | 4.6831 | 4.6629 | 4.6526 | 4.6684 | 4.7062 | 4.7369 | 4.7744 | 4.8106 | 4.8472 | 4.8817 | 4.9184 | 4.9565 | 4.9934 | 5.0311 | 5.0691 | 5.11 | 5.1524 | 5.1962 | 5.2382 | 5.2804 | 5.3182 | 5.3561 | 5.3889 | 5.4173 | 5.4431 | 5.4654 | 5.4828 | 5.4971 | 5.5049 | 5.5101 | 5.5101
F4_Commercial_Restaurant_Existing_Food Preparation_Natural Gas_Broiler_E3 | F4 | Commercial | Restaurant | Existing | Food Preparation | Natural Gas | Broiler | E3 | RVT BC Ratio | 0 | 0 | 0 | 0 | 0 | 0 | 0 | 0 | 0 | 0 | 0 | 0 | 0 | 0 | 0 | 0 | 0 | 0 | 0 | 0 | 0 | 0 | 0 | 0 | 0 | 0 | 0 | 0 | 0 | 0 | 0 | 0 | 0
F4_Commercial_Restaurant_Existing_Food Preparation_Natural Gas_Broiler_E4 | F4 | Commercial | Restaurant | Existing | Food Preparation | Natural Gas | Broiler | E4 | RVT BC Ratio | 0 | 0 | 0 | 0 | 0 | 0 | 0 | 0 | 0 | 0 | 0 | 0 | 0 | 0 | 0 | 0 | 0 | 0 | 0 | 0 | 0 | 0 | 0 | 0 | 0 | 0 | 0 | 0 | 0 | 0 | 0 | 0 | 0
F4_Commercial_Restaurant_Existing_Food Preparation_Natural Gas_Broiler_E5 | F4 | Commercial | Restaurant | Existing | Food Preparation | Natural Gas | Broiler | E5 | RVT BC Ratio | 0 | 0 | 0 | 0 | 0 | 0 | 0 | 0 | 0 | 0 | 0 | 0 | 0 | 0 | 0 | 0 | 0 | 0 | 0 | 0 | 0 | 0 | 0 | 0 | 0 | 0 | 0 | 0 | 0 | 0 | 0 | 0 | 0
F4_Commercial_Restaurant_Existing_Food Preparation_Natural Gas_Broiler_E6 | F4 | Commercial | Restaurant | Existing | Food Preparation | Natural Gas | Broiler | E6 | RVT BC Ratio | 0 | 0 | 0 | 0 | 0 | 0 | 0 | 0 | 0 | 0 | 0 | 0 | 0 | 0 | 0 | 0 | 0 | 0 | 0 | 0 | 0 | 0 | 0 | 0 | 0 | 0 | 0 | 0 | 0 | 0 | 0 | 0 | 0
F4_Commercial_Restaurant_Existing_Food Preparation_Natural Gas_Broiler_E7 | F4 | Commercial | Restaurant | Existing | Food Preparation | Natural Gas | Broiler | E7 | RVT BC Ratio | 0 | 0 | 0 | 0 | 0 | 0 | 0 | 0 | 0 | 0 | 0 | 0 | 0 | 0 | 0 | 0 | 0 | 0 | 0 | 0 | 0 | 0 | 0 | 0 | 0 | 0 | 0 | 0 | 0 | 0 | 0 | 0 | 0
F4_Commercial_Restaurant_Existing_Food Preparation_Natural Gas_Broiler_E8 | F4 | Commercial | Restaurant | Existing | Food Preparation | Natural Gas | Broiler | E8 | RVT BC Ratio | 0 | 0 | 0 | 0 | 0 | 0 | 0 | 0 | 0 | 0 | 0 | 0 | 0 | 0 | 0 | 0 | 0 | 0 | 0 | 0 | 0 | 0 | 0 | 0 | 0 | 0 | 0 | 0 | 0 | 0 | 0 | 0 | 0
F4_Commercial_Restaurant_Existing_Food Preparation_Natural Gas_Broiler_E9 | F4 | Commercial | Restaurant | Existing | Food Preparation | Natural Gas | Broiler | E9 | RVT BC Ratio | 0 | 0 | 0 | 0 | 0 | 0 | 0 | 0 | 0 | 0 | 0 | 0 | 0 | 0 | 0 | 0 | 0 | 0 | 0 | 0 | 0 | 0 | 0 | 0 | 0 | 0 | 0 | 0 | 0 | 0 | 0 | 0 | 0
F4_Commercial_Restaurant_Existing_Food Preparation_Natural Gas_Broiler_E10 | F4 | Commercial | Restaurant | Existing | Food Preparation | Natural Gas | Broiler | E10 | RVT BC Ratio | 0 | 0 | 0 | 0 | 0 | 0 | 0 | 0 | 0 | 0 | 0 | 0 | 0 | 0 | 0 | 0 | 0 | 0 | 0 | 0 | 0 | 0 | 0 | 0 | 0 | 0 | 0 | 0 | 0 | 0 | 0 | 0 | 0
F5_Commercial_Restaurant_Existing_Food Preparation_Natural Gas_Broiler_E1 | F5 | Commercial | Restaurant | Existing | Food Preparation | Natural Gas | Broiler | E1 | RIM BC Ratio | bar: 2019 to 2051
F5_Commercial_Restaurant_Existing_Food Preparation_Natural Gas_Broiler_E2 | F5 | Commercial | Restaurant | Existing | Food Preparation | Natural Gas | Broiler | E2 | RIM BC Ratio | 0.67999 | 0.68015 | 0.68084 | 0.6802 | 0.67987 | 0.68037 | 0.68156 | 0.68252 | 0.68367 | 0.68475 | 0.68584 | 0.68685 | 0.68791 | 0.689 | 0.69003 | 0.69107 | 0.69211 | 0.69321 | 0.69433 | 0.69547 | 0.69654 | 0.69761 | 0.69854 | 0.69947 | 0.70027 | 0.70095 | 0.70156 | 0.70208 | 0.70249 | 0.70282 | 0.703 | 0.70312 | 0.70312
F5_Commercial_Restaurant_Existing_Food Preparation_Natural Gas_Broiler_E3 | F5 | Commercial | Restaurant | Existing | Food Preparation | Natural Gas | Broiler | E3 | RIM BC Ratio | 0 | 0 | 0 | 0 | 0 | 0 | 0 | 0 | 0 | 0 | 0 | 0 | 0 | 0 | 0 | 0 | 0 | 0 | 0 | 0 | 0 | 0 | 0 | 0 | 0 | 0 | 0 | 0 | 0 | 0 | 0 | 0 | 0
F5_Commercial_Restaurant_Existing_Food Preparation_Natural Gas_Broiler_E4 | F5 | Commercial | Restaurant | Existing | Food Preparation | Natural Gas | Broiler | E4 | RIM BC Ratio | 0 | 0 | 0 | 0 | 0 | 0 | 0 | 0 | 0 | 0 | 0 | 0 | 0 | 0 | 0 | 0 | 0 | 0 | 0 | 0 | 0 | 0 | 0 | 0 | 0 | 0 | 0 | 0 | 0 | 0 | 0 | 0 | 0
F5_Commercial_Restaurant_Existing_Food Preparation_Natural Gas_Broiler_E5 | F5 | Commercial | Restaurant | Existing | Food Preparation | Natural Gas | Broiler | E5 | RIM BC Ratio | 0 | 0 | 0 | 0 | 0 | 0 | 0 | 0 | 0 | 0 | 0 | 0 | 0 | 0 | 0 | 0 | 0 | 0 | 0 | 0 | 0 | 0 | 0 | 0 | 0 | 0 | 0 | 0 | 0 | 0 | 0 | 0 | 0
F5_Commercial_Restaurant_Existing_Food Preparation_Natural Gas_Broiler_E6 | F5 | Commercial | Restaurant | Existing | Food Preparation | Natural Gas | Broiler | E6 | RIM BC Ratio | 0 | 0 | 0 | 0 | 0 | 0 | 0 | 0 | 0 | 0 | 0 | 0 | 0 | 0 | 0 | 0 | 0 | 0 | 0 | 0 | 0 | 0 | 0 | 0 | 0 | 0 | 0 | 0 | 0 | 0 | 0 | 0 | 0
F5_Commercial_Restaurant_Existing_Food Preparation_Natural Gas_Broiler_E7 | F5 | Commercial | Restaurant | Existing | Food Preparation | Natural Gas | Broiler | E7 | RIM BC Ratio | 0 | 0 | 0 | 0 | 0 | 0 | 0 | 0 | 0 | 0 | 0 | 0 | 0 | 0 | 0 | 0 | 0 | 0 | 0 | 0 | 0 | 0 | 0 | 0 | 0 | 0 | 0 | 0 | 0 | 0 | 0 | 0 | 0
F5_Commercial_Restaurant_Existing_Food Preparation_Natural Gas_Broiler_E8 | F5 | Commercial | Restaurant | Existing | Food Preparation | Natural Gas | Broiler | E8 | RIM BC Ratio | 0 | 0 | 0 | 0 | 0 | 0 | 0 | 0 | 0 | 0 | 0 | 0 | 0 | 0 | 0 | 0 | 0 | 0 | 0 | 0 | 0 | 0 | 0 | 0 | 0 | 0 | 0 | 0 | 0 | 0 | 0 | 0 | 0
F5_Commercial_Restaurant_Existing_Food Preparation_Natural Gas_Broiler_E9 | F5 | Commercial | Restaurant | Existing | Food Preparation | Natural Gas | Broiler | E9 | RIM BC Ratio | 0 | 0 | 0 | 0 | 0 | 0 | 0 | 0 | 0 | 0 | 0 | 0 | 0 | 0 | 0 | 0 | 0 | 0 | 0 | 0 | 0 | 0 | 0 | 0 | 0 | 0 | 0 | 0 | 0 | 0 | 0 | 0 | 0
F5_Commercial_Restaurant_Existing_Food Preparation_Natural Gas_Broiler_E10 | F5 | Commercial | Restaurant | Existing | Food Preparation | Natural Gas | Broiler | E10 | RIM BC Ratio | 0 | 0 | 0 | 0 | 0 | 0 | 0 | 0 | 0 | 0 | 0 | 0 | 0 | 0 | 0 | 0 | 0 | 0 | 0 | 0 | 0 | 0 | 0 | 0 | 0 | 0 | 0 | 0 | 0 | 0 | 0 | 0 | 0
F0_Commercial_Restaurant_Existing_Food Preparation_Natural Gas_Griddle_E0 | F0 | Commercial | Restaurant | Existing | Food Preparation | Natural Gas | Griddle | E0 | Economic Unit | ENERGY STAR | ENERGY STAR | ENERGY STAR | ENERGY STAR | ENERGY STAR | ENERGY STAR | ENERGY STAR | ENERGY STAR | ENERGY STAR | ENERGY STAR | ENERGY STAR | ENERGY STAR | ENERGY STAR | ENERGY STAR | ENERGY STAR | ENERGY STAR | ENERGY STAR | ENERGY STAR | ENERGY STAR | ENERGY STAR | ENERGY STAR | ENERGY STAR | ENERGY STAR | ENERGY STAR | ENERGY STAR | ENERGY STAR | ENERGY STAR | ENERGY STAR | ENERGY STAR | ENERGY STAR | ENERGY STAR | ENERGY STAR | ENERGY STAR
F1_Commercial_Restaurant_Existing_Food Preparation_Natural Gas_Griddle_E1 | F1 | Commercial | Restaurant | Existing | Food Preparation | Natural Gas | Griddle | E1 | CCE | 0 | 0 | 0 | 0 | 0 | 0 | 0 | 0 | 0 | 0 | 0 | 0 | 0 | 0 | 0 | 0 | 0 | 0 | 0 | 0 | 0 | 0 | 0 | 0 | 0 | 0 | 0 | 0 | 0 | 0 | 0 | 0 | 0
F1_Commercial_Restaurant_Existing_Food Preparation_Natural Gas_Griddle_E2 | F1 | Commercial | Restaurant | Existing | Food Preparation | Natural Gas | Griddle | E2 | CCE | 0.29693 | 0.30743 | 0.27597 | 0 | 0 | 0 | 0 | 0 | 0 | 0 | 0 | 0 | 0 | 0 | 0 | 0 | 0 | 0 | 0 | 0 | 0 | 0 | 0 | 0 | 0 | 0 | 0 | 0 | 0 | 0 | 0 | 0 | 0
F1_Commercial_Restaurant_Existing_Food Preparation_Natural Gas_Griddle_E3 | F1 | Commercial | Restaurant | Existing | Food Preparation | Natural Gas | Griddle | E3 | CCE | 0 | 0 | 0 | 0 | 0 | 0 | 0 | 0 | 0 | 0 | 0 | 0 | 0 | 0 | 0 | 0 | 0 | 0 | 0 | 0 | 0 | 0 | 0 | 0 | 0 | 0 | 0 | 0 | 0 | 0 | 0 | 0 | 0
F1_Commercial_Restaurant_Existing_Food Preparation_Natural Gas_Griddle_E4 | F1 | Commercial | Restaurant | Existing | Food Preparation | Natural Gas | Griddle | E4 | CCE | 0 | 0 | 0 | 0 | 0 | 0 | 0 | 0 | 0 | 0 | 0 | 0 | 0 | 0 | 0 | 0 | 0 | 0 | 0 | 0 | 0 | 0 | 0 | 0 | 0 | 0 | 0 | 0 | 0 | 0 | 0 | 0 | 0
F1_Commercial_Restaurant_Existing_Food Preparation_Natural Gas_Griddle_E5 | F1 | Commercial | Restaurant | Existing | Food Preparation | Natural Gas | Griddle | E5 | CCE | 0 | 0 | 0 | 0 | 0 | 0 | 0 | 0 | 0 | 0 | 0 | 0 | 0 | 0 | 0 | 0 | 0 | 0 | 0 | 0 | 0 | 0 | 0 | 0 | 0 | 0 | 0 | 0 | 0 | 0 | 0 | 0 | 0
F1_Commercial_Restaurant_Existing_Food Preparation_Natural Gas_Griddle_E6 | F1 | Commercial | Restaurant | Existing | Food Preparation | Natural Gas | Griddle | E6 | CCE | 0 | 0 | 0 | 0 | 0 | 0 | 0 | 0 | 0 | 0 | 0 | 0 | 0 | 0 | 0 | 0 | 0 | 0 | 0 | 0 | 0 | 0 | 0 | 0 | 0 | 0 | 0 | 0 | 0 | 0 | 0 | 0 | 0
F1_Commercial_Restaurant_Existing_Food Preparation_Natural Gas_Griddle_E7 | F1 | Commercial | Restaurant | Existing | Food Preparation | Natural Gas | Griddle | E7 | CCE | 0 | 0 | 0 | 0 | 0 | 0 | 0 | 0 | 0 | 0 | 0 | 0 | 0 | 0 | 0 | 0 | 0 | 0 | 0 | 0 | 0 | 0 | 0 | 0 | 0 | 0 | 0 | 0 | 0 | 0 | 0 | 0 | 0
F1_Commercial_Restaurant_Existing_Food Preparation_Natural Gas_Griddle_E8 | F1 | Commercial | Restaurant | Existing | Food Preparation | Natural Gas | Griddle | E8 | CCE | 0 | 0 | 0 | 0 | 0 | 0 | 0 | 0 | 0 | 0 | 0 | 0 | 0 | 0 | 0 | 0 | 0 | 0 | 0 | 0 | 0 | 0 | 0 | 0 | 0 | 0 | 0 | 0 | 0 | 0 | 0 | 0 | 0
F1_Commercial_Restaurant_Existing_Food Preparation_Natural Gas_Griddle_E9 | F1 | Commercial | Restaurant | Existing | Food Preparation | Natural Gas | Griddle | E9 | CCE | 0 | 0 | 0 | 0 | 0 | 0 | 0 | 0 | 0 | 0 | 0 | 0 | 0 | 0 | 0 | 0 | 0 | 0 | 0 | 0 | 0 | 0 | 0 | 0 | 0 | 0 | 0 | 0 | 0 | 0 | 0 | 0 | 0
F1_Commercial_Restaurant_Existing_Food Preparation_Natural Gas_Griddle_E10 | F1 | Commercial | Restaurant | Existing | Food Preparation | Natural Gas | Griddle | E10 | CCE | 0 | 0 | 0 | 0 | 0 | 0 | 0 | 0 | 0 | 0 | 0 | 0 | 0 | 0 | 0 | 0 | 0 | 0 | 0 | 0 | 0 | 0 | 0 | 0 | 0 | 0 | 0 | 0 | 0 | 0 | 0 | 0 | 0
F2_Commercial_Restaurant_Existing_Food Preparation_Natural Gas_Griddle_E1 | F2 | Commercial | Restaurant | Existing | Food Preparation | Natural Gas | Griddle | E1 | TRC BC Ratio | 1 | 1 | 1 | 0 | 0 | 0 | 0 | 0 | 0 | 0 | 0 | 0 | 0 | 0 | 0 | 0 | 0 | 0 | 0 | 0 | 0 | 0 | 0 | 0 | 0 | 0 | 0 | 0 | 0 | 0 | 0 | 0 | 0
F2_Commercial_Restaurant_Existing_Food Preparation_Natural Gas_Griddle_E2 | F2 | Commercial | Restaurant | Existing | Food Preparation | Natural Gas | Griddle | E2 | TRC BC Ratio | 5.5437 | 5.5508 | 5.5811 | 1 | 1 | 1 | 1 | 1 | 1 | 1 | 1 | 1 | 1 | 1 | 1 | 1 | 1 | 1 | 1 | 1 | 1 | 1 | 1 | 1 | 1 | 1 | 1 | 1 | 1 | 1 | 1 | 1 | 1
F2_Commercial_Restaurant_Existing_Food Preparation_Natural Gas_Griddle_E3 | F2 | Commercial | Restaurant | Existing | Food Preparation | Natural Gas | Griddle | E3 | TRC BC Ratio | 0 | 0 | 0 | 0 | 0 | 0 | 0 | 0 | 0 | 0 | 0 | 0 | 0 | 0 | 0 | 0 | 0 | 0 | 0 | 0 | 0 | 0 | 0 | 0 | 0 | 0 | 0 | 0 | 0 | 0 | 0 | 0 | 0
F2_Commercial_Restaurant_Existing_Food Preparation_Natural Gas_Griddle_E4 | F2 | Commercial | Restaurant | Existing | Food Preparation | Natural Gas | Griddle | E4 | TRC BC Ratio | 0 | 0 | 0 | 0 | 0 | 0 | 0 | 0 | 0 | 0 | 0 | 0 | 0 | 0 | 0 | 0 | 0 | 0 | 0 | 0 | 0 | 0 | 0 | 0 | 0 | 0 | 0 | 0 | 0 | 0 | 0 | 0 | 0
F2_Commercial_Restaurant_Existing_Food Preparation_Natural Gas_Griddle_E5 | F2 | Commercial | Restaurant | Existing | Food Preparation | Natural Gas | Griddle | E5 | TRC BC Ratio | 0 | 0 | 0 | 0 | 0 | 0 | 0 | 0 | 0 | 0 | 0 | 0 | 0 | 0 | 0 | 0 | 0 | 0 | 0 | 0 | 0 | 0 | 0 | 0 | 0 | 0 | 0 | 0 | 0 | 0 | 0 | 0 | 0
F2_Commercial_Restaurant_Existing_Food Preparation_Natural Gas_Griddle_E6 | F2 | Commercial | Restaurant | Existing | Food Preparation | Natural Gas | Griddle | E6 | TRC BC Ratio | 0 | 0 | 0 | 0 | 0 | 0 | 0 | 0 | 0 | 0 | 0 | 0 | 0 | 0 | 0 | 0 | 0 | 0 | 0 | 0 | 0 | 0 | 0 | 0 | 0 | 0 | 0 | 0 | 0 | 0 | 0 | 0 | 0
F2_Commercial_Restaurant_Existing_Food Preparation_Natural Gas_Griddle_E7 | F2 | Commercial | Restaurant | Existing | Food Preparation | Natural Gas | Griddle | E7 | TRC BC Ratio | 0 | 0 | 0 | 0 | 0 | 0 | 0 | 0 | 0 | 0 | 0 | 0 | 0 | 0 | 0 | 0 | 0 | 0 | 0 | 0 | 0 | 0 | 0 | 0 | 0 | 0 | 0 | 0 | 0 | 0 | 0 | 0 | 0
F2_Commercial_Restaurant_Existing_Food Preparation_Natural Gas_Griddle_E8 | F2 | Commercial | Restaurant | Existing | Food Preparation | Natural Gas | Griddle | E8 | TRC BC Ratio | 0 | 0 | 0 | 0 | 0 | 0 | 0 | 0 | 0 | 0 | 0 | 0 | 0 | 0 | 0 | 0 | 0 | 0 | 0 | 0 | 0 | 0 | 0 | 0 | 0 | 0 | 0 | 0 | 0 | 0 | 0 | 0 | 0
F2_Commercial_Restaurant_Existing_Food Preparation_Natural Gas_Griddle_E9 | F2 | Commercial | Restaurant | Existing | Food Preparation | Natural Gas | Griddle | E9 | TRC BC Ratio | 0 | 0 | 0 | 0 | 0 | 0 | 0 | 0 | 0 | 0 | 0 | 0 | 0 | 0 | 0 | 0 | 0 | 0 | 0 | 0 | 0 | 0 | 0 | 0 | 0 | 0 | 0 | 0 | 0 | 0 | 0 | 0 | 0
F2_Commercial_Restaurant_Existing_Food Preparation_Natural Gas_Griddle_E10 | F2 | Commercial | Restaurant | Existing | Food Preparation | Natural Gas | Griddle | E10 | TRC BC Ratio | 0 | 0 | 0 | 0 | 0 | 0 | 0 | 0 | 0 | 0 | 0 | 0 | 0 | 0 | 0 | 0 | 0 | 0 | 0 | 0 | 0 | 0 | 0 | 0 | 0 | 0 | 0 | 0 | 0 | 0 | 0 | 0 | 0
F3_Commercial_Restaurant_Existing_Food Preparation_Natural Gas_Griddle_E1 | F3 | Commercial | Restaurant | Existing | Food Preparation | Natural Gas | Griddle | E1 | PACT BC Ratio | 1 | 1 | 1 | 0 | 0 | 0 | 0 | 0 | 0 | 0 | 0 | 0 | 0 | 0 | 0 | 0 | 0 | 0 | 0 | 0 | 0 | 0 | 0 | 0 | 0 | 0 | 0 | 0 | 0 | 0 | 0 | 0 | 0
F3_Commercial_Restaurant_Existing_Food Preparation_Natural Gas_Griddle_E2 | F3 | Commercial | Restaurant | Existing | Food Preparation | Natural Gas | Griddle | E2 | PACT BC Ratio | 7.3916 | 7.4011 | 7.4415 | 1 | 1 | 1 | 1 | 1 | 1 | 1 | 1 | 1 | 1 | 1 | 1 | 1 | 1 | 1 | 1 | 1 | 1 | 1 | 1 | 1 | 1 | 1 | 1 | 1 | 1 | 1 | 1 | 1 | 1
F3_Commercial_Restaurant_Existing_Food Preparation_Natural Gas_Griddle_E3 | F3 | Commercial | Restaurant | Existing | Food Preparation | Natural Gas | Griddle | E3 | PACT BC Ratio | 0 | 0 | 0 | 0 | 0 | 0 | 0 | 0 | 0 | 0 | 0 | 0 | 0 | 0 | 0 | 0 | 0 | 0 | 0 | 0 | 0 | 0 | 0 | 0 | 0 | 0 | 0 | 0 | 0 | 0 | 0 | 0 | 0
F3_Commercial_Restaurant_Existing_Food Preparation_Natural Gas_Griddle_E4 | F3 | Commercial | Restaurant | Existing | Food Preparation | Natural Gas | Griddle | E4 | PACT BC Ratio | 0 | 0 | 0 | 0 | 0 | 0 | 0 | 0 | 0 | 0 | 0 | 0 | 0 | 0 | 0 | 0 | 0 | 0 | 0 | 0 | 0 | 0 | 0 | 0 | 0 | 0 | 0 | 0 | 0 | 0 | 0 | 0 | 0
F3_Commercial_Restaurant_Existing_Food Preparation_Natural Gas_Griddle_E5 | F3 | Commercial | Restaurant | Existing | Food Preparation | Natural Gas | Griddle | E5 | PACT BC Ratio | 0 | 0 | 0 | 0 | 0 | 0 | 0 | 0 | 0 | 0 | 0 | 0 | 0 | 0 | 0 | 0 | 0 | 0 | 0 | 0 | 0 | 0 | 0 | 0 | 0 | 0 | 0 | 0 | 0 | 0 | 0 | 0 | 0
F3_Commercial_Restaurant_Existing_Food Preparation_Natural Gas_Griddle_E6 | F3 | Commercial | Restaurant | Existing | Food Preparation | Natural Gas | Griddle | E6 | PACT BC Ratio | 0 | 0 | 0 | 0 | 0 | 0 | 0 | 0 | 0 | 0 | 0 | 0 | 0 | 0 | 0 | 0 | 0 | 0 | 0 | 0 | 0 | 0 | 0 | 0 | 0 | 0 | 0 | 0 | 0 | 0 | 0 | 0 | 0
F3_Commercial_Restaurant_Existing_Food Preparation_Natural Gas_Griddle_E7 | F3 | Commercial | Restaurant | Existing | Food Preparation | Natural Gas | Griddle | E7 | PACT BC Ratio | 0 | 0 | 0 | 0 | 0 | 0 | 0 | 0 | 0 | 0 | 0 | 0 | 0 | 0 | 0 | 0 | 0 | 0 | 0 | 0 | 0 | 0 | 0 | 0 | 0 | 0 | 0 | 0 | 0 | 0 | 0 | 0 | 0
F3_Commercial_Restaurant_Existing_Food Preparation_Natural Gas_Griddle_E8 | F3 | Commercial | Restaurant | Existing | Food Preparation | Natural Gas | Griddle | E8 | PACT BC Ratio | 0 | 0 | 0 | 0 | 0 | 0 | 0 | 0 | 0 | 0 | 0 | 0 | 0 | 0 | 0 | 0 | 0 | 0 | 0 | 0 | 0 | 0 | 0 | 0 | 0 | 0 | 0 | 0 | 0 | 0 | 0 | 0 | 0
F3_Commercial_Restaurant_Existing_Food Preparation_Natural Gas_Griddle_E9 | F3 | Commercial | Restaurant | Existing | Food Preparation | Natural Gas | Griddle | E9 | PACT BC Ratio | 0 | 0 | 0 | 0 | 0 | 0 | 0 | 0 | 0 | 0 | 0 | 0 | 0 | 0 | 0 | 0 | 0 | 0 | 0 | 0 | 0 | 0 | 0 | 0 | 0 | 0 | 0 | 0 | 0 | 0 | 0 | 0 | 0
F3_Commercial_Restaurant_Existing_Food Preparation_Natural Gas_Griddle_E10 | F3 | Commercial | Restaurant | Existing | Food Preparation | Natural Gas | Griddle | E10 | PACT BC Ratio | 0 | 0 | 0 | 0 | 0 | 0 | 0 | 0 | 0 | 0 | 0 | 0 | 0 | 0 | 0 | 0 | 0 | 0 | 0 | 0 | 0 | 0 | 0 | 0 | 0 | 0 | 0 | 0 | 0 | 0 | 0 | 0 | 0
F4_Commercial_Restaurant_Existing_Food Preparation_Natural Gas_Griddle_E1 | F4 | Commercial | Restaurant | Existing | Food Preparation | Natural Gas | Griddle | E1 | RVT BC Ratio | 1 | 1 | 1 | 0 | 0 | 0 | 0 | 0 | 0 | 0 | 0 | 0 | 0 | 0 | 0 | 0 | 0 | 0 | 0 | 0 | 0 | 0 | 0 | 0 | 0 | 0 | 0 | 0 | 0 | 0 | 0 | 0 | 0
F4_Commercial_Restaurant_Existing_Food Preparation_Natural Gas_Griddle_E2 | F4 | Commercial | Restaurant | Existing | Food Preparation | Natural Gas | Griddle | E2 | RVT BC Ratio | 8.6701 | 8.6803 | 8.7239 | 1 | 1 | 1 | 1 | 1 | 1 | 1 | 1 | 1 | 1 | 1 | 1 | 1 | 1 | 1 | 1 | 1 | 1 | 1 | 1 | 1 | 1 | 1 | 1 | 1 | 1 | 1 | 1 | 1 | 1
F4_Commercial_Restaurant_Existing_Food Preparation_Natural Gas_Griddle_E3 | F4 | Commercial | Restaurant | Existing | Food Preparation | Natural Gas | Griddle | E3 | RVT BC Ratio | 0 | 0 | 0 | 0 | 0 | 0 | 0 | 0 | 0 | 0 | 0 | 0 | 0 | 0 | 0 | 0 | 0 | 0 | 0 | 0 | 0 | 0 | 0 | 0 | 0 | 0 | 0 | 0 | 0 | 0 | 0 | 0 | 0
F4_Commercial_Restaurant_Existing_Food Preparation_Natural Gas_Griddle_E4 | F4 | Commercial | Restaurant | Existing | Food Preparation | Natural Gas | Griddle | E4 | RVT BC Ratio | 0 | 0 | 0 | 0 | 0 | 0 | 0 | 0 | 0 | 0 | 0 | 0 | 0 | 0 | 0 | 0 | 0 | 0 | 0 | 0 | 0 | 0 | 0 | 0 | 0 | 0 | 0 | 0 | 0 | 0 | 0 | 0 | 0
F4_Commercial_Restaurant_Existing_Food Preparation_Natural Gas_Griddle_E5 | F4 | Commercial | Restaurant | Existing | Food Preparation | Natural Gas | Griddle | E5 | RVT BC Ratio | 0 | 0 | 0 | 0 | 0 | 0 | 0 | 0 | 0 | 0 | 0 | 0 | 0 | 0 | 0 | 0 | 0 | 0 | 0 | 0 | 0 | 0 | 0 | 0 | 0 | 0 | 0 | 0 | 0 | 0 | 0 | 0 | 0
F4_Commercial_Restaurant_Existing_Food Preparation_Natural Gas_Griddle_E6 | F4 | Commercial | Restaurant | Existing | Food Preparation | Natural Gas | Griddle | E6 | RVT BC Ratio | 0 | 0 | 0 | 0 | 0 | 0 | 0 | 0 | 0 | 0 | 0 | 0 | 0 | 0 | 0 | 0 | 0 | 0 | 0 | 0 | 0 | 0 | 0 | 0 | 0 | 0 | 0 | 0 | 0 | 0 | 0 | 0 | 0
F4_Commercial_Restaurant_Existing_Food Preparation_Natural Gas_Griddle_E7 | F4 | Commercial | Restaurant | Existing | Food Preparation | Natural Gas | Griddle | E7 | RVT BC Ratio | 0 | 0 | 0 | 0 | 0 | 0 | 0 | 0 | 0 | 0 | 0 | 0 | 0 | 0 | 0 | 0 | 0 | 0 | 0 | 0 | 0 | 0 | 0 | 0 | 0 | 0 | 0 | 0 | 0 | 0 | 0 | 0 | 0
F4_Commercial_Restaurant_Existing_Food Preparation_Natural Gas_Griddle_E8 | F4 | Commercial | Restaurant | Existing | Food Preparation | Natural Gas | Griddle | E8 | RVT BC Ratio | 0 | 0 | 0 | 0 | 0 | 0 | 0 | 0 | 0 | 0 | 0 | 0 | 0 | 0 | 0 | 0 | 0 | 0 | 0 | 0 | 0 | 0 | 0 | 0 | 0 | 0 | 0 | 0 | 0 | 0 | 0 | 0 | 0
F4_Commercial_Restaurant_Existing_Food Preparation_Natural Gas_Griddle_E9 | F4 | Commercial | Restaurant | Existing | Food Preparation | Natural Gas | Griddle | E9 | RVT BC Ratio | 0 | 0 | 0 | 0 | 0 | 0 | 0 | 0 | 0 | 0 | 0 | 0 | 0 | 0 | 0 | 0 | 0 | 0 | 0 | 0 | 0 | 0 | 0 | 0 | 0 | 0 | 0 | 0 | 0 | 0 | 0 | 0 | 0
F4_Commercial_Restaurant_Existing_Food Preparation_Natural Gas_Griddle_E10 | F4 | Commercial | Restaurant | Existing | Food Preparation | Natural Gas | Griddle | E10 | RVT BC Ratio | 0 | 0 | 0 | 0 | 0 | 0 | 0 | 0 | 0 | 0 | 0 | 0 | 0 | 0 | 0 | 0 | 0 | 0 | 0 | 0 | 0 | 0 | 0 | 0 | 0 | 0 | 0 | 0 | 0 | 0 | 0 | 0 | 0
F5_Commercial_Restaurant_Existing_Food Preparation_Natural Gas_Griddle_E1 | F5 | Commercial | Restaurant | Existing | Food Preparation | Natural Gas | Griddle | E1 | RIM BC Ratio | 1 | 1 | 1 | 0 | 0 | 0 | 0 | 0 | 0 | 0 | 0 | 0 | 0 | 0 | 0 | 0 | 0 | 0 | 0 | 0 | 0 | 0 | 0 | 0 | 0 | 0 | 0 | 0 | 0 | 0 | 0 | 0 | 0
F5_Commercial_Restaurant_Existing_Food Preparation_Natural Gas_Griddle_E2 | F5 | Commercial | Restaurant | Existing | Food Preparation | Natural Gas | Griddle | E2 | RIM BC Ratio | 0.74999 | 0.75009 | 0.7505 | 1 | 1 | 1 | 1 | 1 | 1 | 1 | 1 | 1 | 1 | 1 | 1 | 1 | 1 | 1 | 1 | 1 | 1 | 1 | 1 | 1 | 1 | 1 | 1 | 1 | 1 | 1 | 1 | 1 | 1
F5_Commercial_Restaurant_Existing_Food Preparation_Natural Gas_Griddle_E3 | F5 | Commercial | Restaurant | Existing | Food Preparation | Natural Gas | Griddle | E3 | RIM BC Ratio | 0 | 0 | 0 | 0 | 0 | 0 | 0 | 0 | 0 | 0 | 0 | 0 | 0 | 0 | 0 | 0 | 0 | 0 | 0 | 0 | 0 | 0 | 0 | 0 | 0 | 0 | 0 | 0 | 0 | 0 | 0 | 0 | 0
F5_Commercial_Restaurant_Existing_Food Preparation_Natural Gas_Griddle_E4 | F5 | Commercial | Restaurant | Existing | Food Preparation | Natural Gas | Griddle | E4 | RIM BC Ratio | 0 | 0 | 0 | 0 | 0 | 0 | 0 | 0 | 0 | 0 | 0 | 0 | 0 | 0 | 0 | 0 | 0 | 0 | 0 | 0 | 0 | 0 | 0 | 0 | 0 | 0 | 0 | 0 | 0 | 0 | 0 | 0 | 0
F5_Commercial_Restaurant_Existing_Food Preparation_Natural Gas_Griddle_E5 | F5 | Commercial | Restaurant | Existing | Food Preparation | Natural Gas | Griddle | E5 | RIM BC Ratio | 0 | 0 | 0 | 0 | 0 | 0 | 0 | 0 | 0 | 0 | 0 | 0 | 0 | 0 | 0 | 0 | 0 | 0 | 0 | 0 | 0 | 0 | 0 | 0 | 0 | 0 | 0 | 0 | 0 | 0 | 0 | 0 | 0
F5_Commercial_Restaurant_Existing_Food Preparation_Natural Gas_Griddle_E6 | F5 | Commercial | Restaurant | Existing | Food Preparation | Natural Gas | Griddle | E6 | RIM BC Ratio | 0 | 0 | 0 | 0 | 0 | 0 | 0 | 0 | 0 | 0 | 0 | 0 | 0 | 0 | 0 | 0 | 0 | 0 | 0 | 0 | 0 | 0 | 0 | 0 | 0 | 0 | 0 | 0 | 0 | 0 | 0 | 0 | 0
F5_Commercial_Restaurant_Existing_Food Preparation_Natural Gas_Griddle_E7 | F5 | Commercial | Restaurant | Existing | Food Preparation | Natural Gas | Griddle | E7 | RIM BC Ratio | 0 | 0 | 0 | 0 | 0 | 0 | 0 | 0 | 0 | 0 | 0 | 0 | 0 | 0 | 0 | 0 | 0 | 0 | 0 | 0 | 0 | 0 | 0 | 0 | 0 | 0 | 0 | 0 | 0 | 0 | 0 | 0 | 0
F5_Commercial_Restaurant_Existing_Food Preparation_Natural Gas_Griddle_E8 | F5 | Commercial | Restaurant | Existing | Food Preparation | Natural Gas | Griddle | E8 | RIM BC Ratio | 0 | 0 | 0 | 0 | 0 | 0 | 0 | 0 | 0 | 0 | 0 | 0 | 0 | 0 | 0 | 0 | 0 | 0 | 0 | 0 | 0 | 0 | 0 | 0 | 0 | 0 | 0 | 0 | 0 | 0 | 0 | 0 | 0
F5_Commercial_Restaurant_Existing_Food Preparation_Natural Gas_Griddle_E9 | F5 | Commercial | Restaurant | Existing | Food Preparation | Natural Gas | Griddle | E9 | RIM BC Ratio | 0 | 0 | 0 | 0 | 0 | 0 | 0 | 0 | 0 | 0 | 0 | 0 | 0 | 0 | 0 | 0 | 0 | 0 | 0 | 0 | 0 | 0 | 0 | 0 | 0 | 0 | 0 | 0 | 0 | 0 | 0 | 0 | 0
F5_Commercial_Restaurant_Existing_Food Preparation_Natural Gas_Griddle_E10 | F5 | Commercial | Restaurant | Existing | Food Preparation | Natural Gas | Griddle | E10 | RIM BC Ratio | 0 | 0 | 0 | 0 | 0 | 0 | 0 | 0 | 0 | 0 | 0 | 0 | 0 | 0 | 0 | 0 | 0 | 0 | 0 | 0 | 0 | 0 | 0 | 0 | 0 | 0 | 0 | 0 | 0 | 0 | 0 | 0 | 0
F0_Commercial_Restaurant_Existing_Food Preparation_Natural Gas_Range_E0 | F0 | Commercial | Restaurant | Existing | Food Preparation | Natural Gas | Range | E0 | Economic Unit | High Efficiency | High Efficiency | High Efficiency | High Efficiency | High Efficiency | High Efficiency | High Efficiency | High Efficiency | High Efficiency | High Efficiency | High Efficiency | High Efficiency | High Efficiency | High Efficiency | High Efficiency | High Efficiency | High Efficiency | High Efficiency | High Efficiency | High Efficiency | High Efficiency | High Efficiency | High Efficiency | High Efficiency | High Efficiency | High Efficiency | High Efficiency | High Efficiency | High Efficiency | High Efficiency | High Efficiency | High Efficiency | High Efficiency
F1_Commercial_Restaurant_Existing_Food Preparation_Natural Gas_Range_E1 | F1 | Commercial | Restaurant | Existing | Food Preparation | Natural Gas | Range | E1 | CCE | 0 | 0 | 0 | 0 | 0 | 0 | 0 | 0 | 0 | 0 | 0 | 0 | 0 | 0 | 0 | 0 | 0 | 0 | 0 | 0 | 0 | 0 | 0 | 0 | 0 | 0 | 0 | 0 | 0 | 0 | 0 | 0 | 0
F1_Commercial_Restaurant_Existing_Food Preparation_Natural Gas_Range_E2 | F1 | Commercial | Restaurant | Existing | Food Preparation | Natural Gas | Range | E2 | CCE | 0.00050763 | 0.00052557 | 0.00047179 | 0.00048064 | 0.00048064 | 0.00048064 | 0.00048064 | 0.00048064 | 0.00048064 | 0.00048064 | 0.00048064 | 0.00048064 | 0.00048064 | 0.00048064 | 0.00048064 | 0.00048064 | 0.00048064 | 0.00048064 | 0.00048064 | 0.00048064 | 0.00048064 | 0.00048064 | 0.00048064 | 0.00048064 | 0.00048064 | 0.00048064 | 0.00048064 | 0.00048064 | 0.00048064 | 0.00048064 | 0.00048064 | 0.00048064 | 0.00048064
F1_Commercial_Restaurant_Existing_Food Preparation_Natural Gas_Range_E3 | F1 | Commercial | Restaurant | Existing | Food Preparation | Natural Gas | Range | E3 | CCE | 0 | 0 | 0 | 0 | 0 | 0 | 0 | 0 | 0 | 0 | 0 | 0 | 0 | 0 | 0 | 0 | 0 | 0 | 0 | 0 | 0 | 0 | 0 | 0 | 0 | 0 | 0 | 0 | 0 | 0 | 0 | 0 | 0
F1_Commercial_Restaurant_Existing_Food Preparation_Natural Gas_Range_E4 | F1 | Commercial | Restaurant | Existing | Food Preparation | Natural Gas | Range | E4 | CCE | 0 | 0 | 0 | 0 | 0 | 0 | 0 | 0 | 0 | 0 | 0 | 0 | 0 | 0 | 0 | 0 | 0 | 0 | 0 | 0 | 0 | 0 | 0 | 0 | 0 | 0 | 0 | 0 | 0 | 0 | 0 | 0 | 0
F1_Commercial_Restaurant_Existing_Food Preparation_Natural Gas_Range_E5 | F1 | Commercial | Restaurant | Existing | Food Preparation | Natural Gas | Range | E5 | CCE | 0 | 0 | 0 | 0 | 0 | 0 | 0 | 0 | 0 | 0 | 0 | 0 | 0 | 0 | 0 | 0 | 0 | 0 | 0 | 0 | 0 | 0 | 0 | 0 | 0 | 0 | 0 | 0 | 0 | 0 | 0 | 0 | 0
F1_Commercial_Restaurant_Existing_Food Preparation_Natural Gas_Range_E6 | F1 | Commercial | Restaurant | Existing | Food Preparation | Natural Gas | Range | E6 | CCE | 0 | 0 | 0 | 0 | 0 | 0 | 0 | 0 | 0 | 0 | 0 | 0 | 0 | 0 | 0 | 0 | 0 | 0 | 0 | 0 | 0 | 0 | 0 | 0 | 0 | 0 | 0 | 0 | 0 | 0 | 0 | 0 | 0
F1_Commercial_Restaurant_Existing_Food Preparation_Natural Gas_Range_E7 | F1 | Commercial | Restaurant | Existing | Food Preparation | Natural Gas | Range | E7 | CCE | 0 | 0 | 0 | 0 | 0 | 0 | 0 | 0 | 0 | 0 | 0 | 0 | 0 | 0 | 0 | 0 | 0 | 0 | 0 | 0 | 0 | 0 | 0 | 0 | 0 | 0 | 0 | 0 | 0 | 0 | 0 | 0 | 0
F1_Commercial_Restaurant_Existing_Food Preparation_Natural Gas_Range_E8 | F1 | Commercial | Restaurant | Existing | Food Preparation | Natural Gas | Range | E8 | CCE | 0 | 0 | 0 | 0 | 0 | 0 | 0 | 0 | 0 | 0 | 0 | 0 | 0 | 0 | 0 | 0 | 0 | 0 | 0 | 0 | 0 | 0 | 0 | 0 | 0 | 0 | 0 | 0 | 0 | 0 | 0 | 0 | 0
F1_Commercial_Restaurant_Existing_Food Preparation_Natural Gas_Range_E9 | F1 | Commercial | Restaurant | Existing | Food Preparation | Natural Gas | Range | E9 | CCE | 0 | 0 | 0 | 0 | 0 | 0 | 0 | 0 | 0 | 0 | 0 | 0 | 0 | 0 | 0 | 0 | 0 | 0 | 0 | 0 | 0 | 0 | 0 | 0 | 0 | 0 | 0 | 0 | 0 | 0 | 0 | 0 | 0
F1_Commercial_Restaurant_Existing_Food Preparation_Natural Gas_Range_E10 | F1 | Commercial | Restaurant | Existing | Food Preparation | Natural Gas | Range | E10 | CCE | 0 | 0 | 0 | 0 | 0 | 0 | 0 | 0 | 0 | 0 | 0 | 0 | 0 | 0 | 0 | 0 | 0 | 0 | 0 | 0 | 0 | 0 | 0 | 0 | 0 | 0 | 0 | 0 | 0 | 0 | 0 | 0 | 0
F2_Commercial_Restaurant_Existing_Food Preparation_Natural Gas_Range_E1 | F2 | Commercial | Restaurant | Existing | Food Preparation | Natural Gas | Range | E1 | TRC BC Ratio | bar: 2019 to 2051
F2_Commercial_Restaurant_Existing_Food Preparation_Natural Gas_Range_E2 | F2 | Commercial | Restaurant | Existing | Food Preparation | Natural Gas | Range | E2 | TRC BC Ratio | 3238.1763 | 3237.6638 | 3253.2359 | 3229.2965 | 3214.742 | 3225.333 | 3257.2017 | 3282.3529 | 3313.5879 | 3343.0653 | 3372.7037 | 3399.9187 | 3429.0969 | 3459.5906 | 3488.7267 | 3518.3834 | 3548.5216 | 3581.2716 | 3615.4555 | 3651.453 | 3686.9037 | 3723.9437 | 3758.1113 | 3793.4744 | 3824.7719 | 3851.8132 | 3876.4326 | 3897.6637 | 3914.2981 | 3927.934 | 3935.3605 | 3940.3394 | 3940.3394
F2_Commercial_Restaurant_Existing_Food Preparation_Natural Gas_Range_E3 | F2 | Commercial | Restaurant | Existing | Food Preparation | Natural Gas | Range | E3 | TRC BC Ratio | 0 | 0 | 0 | 0 | 0 | 0 | 0 | 0 | 0 | 0 | 0 | 0 | 0 | 0 | 0 | 0 | 0 | 0 | 0 | 0 | 0 | 0 | 0 | 0 | 0 | 0 | 0 | 0 | 0 | 0 | 0 | 0 | 0
F2_Commercial_Restaurant_Existing_Food Preparation_Natural Gas_Range_E4 | F2 | Commercial | Restaurant | Existing | Food Preparation | Natural Gas | Range | E4 | TRC BC Ratio | 0 | 0 | 0 | 0 | 0 | 0 | 0 | 0 | 0 | 0 | 0 | 0 | 0 | 0 | 0 | 0 | 0 | 0 | 0 | 0 | 0 | 0 | 0 | 0 | 0 | 0 | 0 | 0 | 0 | 0 | 0 | 0 | 0
F2_Commercial_Restaurant_Existing_Food Preparation_Natural Gas_Range_E5 | F2 | Commercial | Restaurant | Existing | Food Preparation | Natural Gas | Range | E5 | TRC BC Ratio | 0 | 0 | 0 | 0 | 0 | 0 | 0 | 0 | 0 | 0 | 0 | 0 | 0 | 0 | 0 | 0 | 0 | 0 | 0 | 0 | 0 | 0 | 0 | 0 | 0 | 0 | 0 | 0 | 0 | 0 | 0 | 0 | 0
F2_Commercial_Restaurant_Existing_Food Preparation_Natural Gas_Range_E6 | F2 | Commercial | Restaurant | Existing | Food Preparation | Natural Gas | Range | E6 | TRC BC Ratio | 0 | 0 | 0 | 0 | 0 | 0 | 0 | 0 | 0 | 0 | 0 | 0 | 0 | 0 | 0 | 0 | 0 | 0 | 0 | 0 | 0 | 0 | 0 | 0 | 0 | 0 | 0 | 0 | 0 | 0 | 0 | 0 | 0
F2_Commercial_Restaurant_Existing_Food Preparation_Natural Gas_Range_E7 | F2 | Commercial | Restaurant | Existing | Food Preparation | Natural Gas | Range | E7 | TRC BC Ratio | 0 | 0 | 0 | 0 | 0 | 0 | 0 | 0 | 0 | 0 | 0 | 0 | 0 | 0 | 0 | 0 | 0 | 0 | 0 | 0 | 0 | 0 | 0 | 0 | 0 | 0 | 0 | 0 | 0 | 0 | 0 | 0 | 0
F2_Commercial_Restaurant_Existing_Food Preparation_Natural Gas_Range_E8 | F2 | Commercial | Restaurant | Existing | Food Preparation | Natural Gas | Range | E8 | TRC BC Ratio | 0 | 0 | 0 | 0 | 0 | 0 | 0 | 0 | 0 | 0 | 0 | 0 | 0 | 0 | 0 | 0 | 0 | 0 | 0 | 0 | 0 | 0 | 0 | 0 | 0 | 0 | 0 | 0 | 0 | 0 | 0 | 0 | 0
F2_Commercial_Restaurant_Existing_Food Preparation_Natural Gas_Range_E9 | F2 | Commercial | Restaurant | Existing | Food Preparation | Natural Gas | Range | E9 | TRC BC Ratio | 0 | 0 | 0 | 0 | 0 | 0 | 0 | 0 | 0 | 0 | 0 | 0 | 0 | 0 | 0 | 0 | 0 | 0 | 0 | 0 | 0 | 0 | 0 | 0 | 0 | 0 | 0 | 0 | 0 | 0 | 0 | 0 | 0
F2_Commercial_Restaurant_Existing_Food Preparation_Natural Gas_Range_E10 | F2 | Commercial | Restaurant | Existing | Food Preparation | Natural Gas | Range | E10 | TRC BC Ratio | 0 | 0 | 0 | 0 | 0 | 0 | 0 | 0 | 0 | 0 | 0 | 0 | 0 | 0 | 0 | 0 | 0 | 0 | 0 | 0 | 0 | 0 | 0 | 0 | 0 | 0 | 0 | 0 | 0 | 0 | 0 | 0 | 0
F3_Commercial_Restaurant_Existing_Food Preparation_Natural Gas_Range_E1 | F3 | Commercial | Restaurant | Existing | Food Preparation | Natural Gas | Range | E1 | PACT BC Ratio | bar: 2019 to 2051
F3_Commercial_Restaurant_Existing_Food Preparation_Natural Gas_Range_E2 | F3 | Commercial | Restaurant | Existing | Food Preparation | Natural Gas | Range | E2 | PACT BC Ratio | 4317.5684 | 4316.8851 | 4337.6479 | 4305.7287 | 4286.3226 | 4300.444 | 4342.9357 | 4376.4705 | 4418.1173 | 4457.4204 | 4496.9383 | 4533.2249 | 4572.1292 | 4612.7875 | 4651.6356 | 4691.1778 | 4731.3622 | 4775.0288 | 4820.6073 | 4868.604 | 4915.8716 | 4965.2582 | 5010.815 | 5057.9659 | 5099.6959 | 5135.7509 | 5168.5769 | 5196.8849 | 5219.0641 | 5237.2453 | 5247.1473 | 5253.7859 | 5253.7859
F3_Commercial_Restaurant_Existing_Food Preparation_Natural Gas_Range_E3 | F3 | Commercial | Restaurant | Existing | Food Preparation | Natural Gas | Range | E3 | PACT BC Ratio | 0 | 0 | 0 | 0 | 0 | 0 | 0 | 0 | 0 | 0 | 0 | 0 | 0 | 0 | 0 | 0 | 0 | 0 | 0 | 0 | 0 | 0 | 0 | 0 | 0 | 0 | 0 | 0 | 0 | 0 | 0 | 0 | 0
F3_Commercial_Restaurant_Existing_Food Preparation_Natural Gas_Range_E4 | F3 | Commercial | Restaurant | Existing | Food Preparation | Natural Gas | Range | E4 | PACT BC Ratio | 0 | 0 | 0 | 0 | 0 | 0 | 0 | 0 | 0 | 0 | 0 | 0 | 0 | 0 | 0 | 0 | 0 | 0 | 0 | 0 | 0 | 0 | 0 | 0 | 0 | 0 | 0 | 0 | 0 | 0 | 0 | 0 | 0
F3_Commercial_Restaurant_Existing_Food Preparation_Natural Gas_Range_E5 | F3 | Commercial | Restaurant | Existing | Food Preparation | Natural Gas | Range | E5 | PACT BC Ratio | 0 | 0 | 0 | 0 | 0 | 0 | 0 | 0 | 0 | 0 | 0 | 0 | 0 | 0 | 0 | 0 | 0 | 0 | 0 | 0 | 0 | 0 | 0 | 0 | 0 | 0 | 0 | 0 | 0 | 0 | 0 | 0 | 0
F3_Commercial_Restaurant_Existing_Food Preparation_Natural Gas_Range_E6 | F3 | Commercial | Restaurant | Existing | Food Preparation | Natural Gas | Range | E6 | PACT BC Ratio | 0 | 0 | 0 | 0 | 0 | 0 | 0 | 0 | 0 | 0 | 0 | 0 | 0 | 0 | 0 | 0 | 0 | 0 | 0 | 0 | 0 | 0 | 0 | 0 | 0 | 0 | 0 | 0 | 0 | 0 | 0 | 0 | 0
F3_Commercial_Restaurant_Existing_Food Preparation_Natural Gas_Range_E7 | F3 | Commercial | Restaurant | Existing | Food Preparation | Natural Gas | Range | E7 | PACT BC Ratio | 0 | 0 | 0 | 0 | 0 | 0 | 0 | 0 | 0 | 0 | 0 | 0 | 0 | 0 | 0 | 0 | 0 | 0 | 0 | 0 | 0 | 0 | 0 | 0 | 0 | 0 | 0 | 0 | 0 | 0 | 0 | 0 | 0
F3_Commercial_Restaurant_Existing_Food Preparation_Natural Gas_Range_E8 | F3 | Commercial | Restaurant | Existing | Food Preparation | Natural Gas | Range | E8 | PACT BC Ratio | 0 | 0 | 0 | 0 | 0 | 0 | 0 | 0 | 0 | 0 | 0 | 0 | 0 | 0 | 0 | 0 | 0 | 0 | 0 | 0 | 0 | 0 | 0 | 0 | 0 | 0 | 0 | 0 | 0 | 0 | 0 | 0 | 0
F3_Commercial_Restaurant_Existing_Food Preparation_Natural Gas_Range_E9 | F3 | Commercial | Restaurant | Existing | Food Preparation | Natural Gas | Range | E9 | PACT BC Ratio | 0 | 0 | 0 | 0 | 0 | 0 | 0 | 0 | 0 | 0 | 0 | 0 | 0 | 0 | 0 | 0 | 0 | 0 | 0 | 0 | 0 | 0 | 0 | 0 | 0 | 0 | 0 | 0 | 0 | 0 | 0 | 0 | 0
F3_Commercial_Restaurant_Existing_Food Preparation_Natural Gas_Range_E10 | F3 | Commercial | Restaurant | Existing | Food Preparation | Natural Gas | Range | E10 | PACT BC Ratio | 0 | 0 | 0 | 0 | 0 | 0 | 0 | 0 | 0 | 0 | 0 | 0 | 0 | 0 | 0 | 0 | 0 | 0 | 0 | 0 | 0 | 0 | 0 | 0 | 0 | 0 | 0 | 0 | 0 | 0 | 0 | 0 | 0
F4_Commercial_Restaurant_Existing_Food Preparation_Natural Gas_Range_E1 | F4 | Commercial | Restaurant | Existing | Food Preparation | Natural Gas | Range | E1 | RVT BC Ratio | bar: 2019 to 2051
F4_Commercial_Restaurant_Existing_Food Preparation_Natural Gas_Range_E2 | F4 | Commercial | Restaurant | Existing | Food Preparation | Natural Gas | Range | E2 | RVT BC Ratio | 4656.1553 | 4655.4185 | 4677.8062 | 4643.389 | 4622.4643 | 4637.6907 | 4683.5078 | 4719.667 | 4764.573 | 4806.9519 | 4849.5624 | 4888.6888 | 4930.6377 | 4974.4778 | 5016.3662 | 5059.0029 | 5102.332 | 5149.4159 | 5198.5613 | 5250.3142 | 5301.2809 | 5354.5324 | 5403.6544 | 5454.4953 | 5499.491 | 5538.3676 | 5573.7625 | 5604.2859 | 5628.2008 | 5647.8049 | 5658.4818 | 5665.6399 | 5665.6399
F4_Commercial_Restaurant_Existing_Food Preparation_Natural Gas_Range_E3 | F4 | Commercial | Restaurant | Existing | Food Preparation | Natural Gas | Range | E3 | RVT BC Ratio | 0 | 0 | 0 | 0 | 0 | 0 | 0 | 0 | 0 | 0 | 0 | 0 | 0 | 0 | 0 | 0 | 0 | 0 | 0 | 0 | 0 | 0 | 0 | 0 | 0 | 0 | 0 | 0 | 0 | 0 | 0 | 0 | 0
F4_Commercial_Restaurant_Existing_Food Preparation_Natural Gas_Range_E4 | F4 | Commercial | Restaurant | Existing | Food Preparation | Natural Gas | Range | E4 | RVT BC Ratio | 0 | 0 | 0 | 0 | 0 | 0 | 0 | 0 | 0 | 0 | 0 | 0 | 0 | 0 | 0 | 0 | 0 | 0 | 0 | 0 | 0 | 0 | 0 | 0 | 0 | 0 | 0 | 0 | 0 | 0 | 0 | 0 | 0
F4_Commercial_Restaurant_Existing_Food Preparation_Natural Gas_Range_E5 | F4 | Commercial | Restaurant | Existing | Food Preparation | Natural Gas | Range | E5 | RVT BC Ratio | 0 | 0 | 0 | 0 | 0 | 0 | 0 | 0 | 0 | 0 | 0 | 0 | 0 | 0 | 0 | 0 | 0 | 0 | 0 | 0 | 0 | 0 | 0 | 0 | 0 | 0 | 0 | 0 | 0 | 0 | 0 | 0 | 0
F4_Commercial_Restaurant_Existing_Food Preparation_Natural Gas_Range_E6 | F4 | Commercial | Restaurant | Existing | Food Preparation | Natural Gas | Range | E6 | RVT BC Ratio | 0 | 0 | 0 | 0 | 0 | 0 | 0 | 0 | 0 | 0 | 0 | 0 | 0 | 0 | 0 | 0 | 0 | 0 | 0 | 0 | 0 | 0 | 0 | 0 | 0 | 0 | 0 | 0 | 0 | 0 | 0 | 0 | 0
F4_Commercial_Restaurant_Existing_Food Preparation_Natural Gas_Range_E7 | F4 | Commercial | Restaurant | Existing | Food Preparation | Natural Gas | Range | E7 | RVT BC Ratio | 0 | 0 | 0 | 0 | 0 | 0 | 0 | 0 | 0 | 0 | 0 | 0 | 0 | 0 | 0 | 0 | 0 | 0 | 0 | 0 | 0 | 0 | 0 | 0 | 0 | 0 | 0 | 0 | 0 | 0 | 0 | 0 | 0
F4_Commercial_Restaurant_Existing_Food Preparation_Natural Gas_Range_E8 | F4 | Commercial | Restaurant | Existing | Food Preparation | Natural Gas | Range | E8 | RVT BC Ratio | 0 | 0 | 0 | 0 | 0 | 0 | 0 | 0 | 0 | 0 | 0 | 0 | 0 | 0 | 0 | 0 | 0 | 0 | 0 | 0 | 0 | 0 | 0 | 0 | 0 | 0 | 0 | 0 | 0 | 0 | 0 | 0 | 0
F4_Commercial_Restaurant_Existing_Food Preparation_Natural Gas_Range_E9 | F4 | Commercial | Restaurant | Existing | Food Preparation | Natural Gas | Range | E9 | RVT BC Ratio | 0 | 0 | 0 | 0 | 0 | 0 | 0 | 0 | 0 | 0 | 0 | 0 | 0 | 0 | 0 | 0 | 0 | 0 | 0 | 0 | 0 | 0 | 0 | 0 | 0 | 0 | 0 | 0 | 0 | 0 | 0 | 0 | 0
F4_Commercial_Restaurant_Existing_Food Preparation_Natural Gas_Range_E10 | F4 | Commercial | Restaurant | Existing | Food Preparation | Natural Gas | Range | E10 | RVT BC Ratio | 0 | 0 | 0 | 0 | 0 | 0 | 0 | 0 | 0 | 0 | 0 | 0 | 0 | 0 | 0 | 0 | 0 | 0 | 0 | 0 | 0 | 0 | 0 | 0 | 0 | 0 | 0 | 0 | 0 | 0 | 0 | 0 | 0
F5_Commercial_Restaurant_Existing_Food Preparation_Natural Gas_Range_E1 | F5 | Commercial | Restaurant | Existing | Food Preparation | Natural Gas | Range | E1 | RIM BC Ratio | bar: 2019 to 2051
F5_Commercial_Restaurant_Existing_Food Preparation_Natural Gas_Range_E2 | F5 | Commercial | Restaurant | Existing | Food Preparation | Natural Gas | Range | E2 | RIM BC Ratio | 0.83452 | 0.83452 | 0.83452 | 0.83452 | 0.83452 | 0.83452 | 0.83452 | 0.83452 | 0.83452 | 0.83452 | 0.83452 | 0.83453 | 0.83453 | 0.83453 | 0.83453 | 0.83453 | 0.83453 | 0.83453 | 0.83453 | 0.83454 | 0.83454 | 0.83454 | 0.83454 | 0.83454 | 0.83454 | 0.83454 | 0.83454 | 0.83455 | 0.83455 | 0.83455 | 0.83455 | 0.83455 | 0.83455
F5_Commercial_Restaurant_Existing_Food Preparation_Natural Gas_Range_E3 | F5 | Commercial | Restaurant | Existing | Food Preparation | Natural Gas | Range | E3 | RIM BC Ratio | 0 | 0 | 0 | 0 | 0 | 0 | 0 | 0 | 0 | 0 | 0 | 0 | 0 | 0 | 0 | 0 | 0 | 0 | 0 | 0 | 0 | 0 | 0 | 0 | 0 | 0 | 0 | 0 | 0 | 0 | 0 | 0 | 0
F5_Commercial_Restaurant_Existing_Food Preparation_Natural Gas_Range_E4 | F5 | Commercial | Restaurant | Existing | Food Preparation | Natural Gas | Range | E4 | RIM BC Ratio | 0 | 0 | 0 | 0 | 0 | 0 | 0 | 0 | 0 | 0 | 0 | 0 | 0 | 0 | 0 | 0 | 0 | 0 | 0 | 0 | 0 | 0 | 0 | 0 | 0 | 0 | 0 | 0 | 0 | 0 | 0 | 0 | 0
F5_Commercial_Restaurant_Existing_Food Preparation_Natural Gas_Range_E5 | F5 | Commercial | Restaurant | Existing | Food Preparation | Natural Gas | Range | E5 | RIM BC Ratio | 0 | 0 | 0 | 0 | 0 | 0 | 0 | 0 | 0 | 0 | 0 | 0 | 0 | 0 | 0 | 0 | 0 | 0 | 0 | 0 | 0 | 0 | 0 | 0 | 0 | 0 | 0 | 0 | 0 | 0 | 0 | 0 | 0
F5_Commercial_Restaurant_Existing_Food Preparation_Natural Gas_Range_E6 | F5 | Commercial | Restaurant | Existing | Food Preparation | Natural Gas | Range | E6 | RIM BC Ratio | 0 | 0 | 0 | 0 | 0 | 0 | 0 | 0 | 0 | 0 | 0 | 0 | 0 | 0 | 0 | 0 | 0 | 0 | 0 | 0 | 0 | 0 | 0 | 0 | 0 | 0 | 0 | 0 | 0 | 0 | 0 | 0 | 0
F5_Commercial_Restaurant_Existing_Food Preparation_Natural Gas_Range_E7 | F5 | Commercial | Restaurant | Existing | Food Preparation | Natural Gas | Range | E7 | RIM BC Ratio | 0 | 0 | 0 | 0 | 0 | 0 | 0 | 0 | 0 | 0 | 0 | 0 | 0 | 0 | 0 | 0 | 0 | 0 | 0 | 0 | 0 | 0 | 0 | 0 | 0 | 0 | 0 | 0 | 0 | 0 | 0 | 0 | 0
F5_Commercial_Restaurant_Existing_Food Preparation_Natural Gas_Range_E8 | F5 | Commercial | Restaurant | Existing | Food Preparation | Natural Gas | Range | E8 | RIM BC Ratio | 0 | 0 | 0 | 0 | 0 | 0 | 0 | 0 | 0 | 0 | 0 | 0 | 0 | 0 | 0 | 0 | 0 | 0 | 0 | 0 | 0 | 0 | 0 | 0 | 0 | 0 | 0 | 0 | 0 | 0 | 0 | 0 | 0
F5_Commercial_Restaurant_Existing_Food Preparation_Natural Gas_Range_E9 | F5 | Commercial | Restaurant | Existing | Food Preparation | Natural Gas | Range | E9 | RIM BC Ratio | 0 | 0 | 0 | 0 | 0 | 0 | 0 | 0 | 0 | 0 | 0 | 0 | 0 | 0 | 0 | 0 | 0 | 0 | 0 | 0 | 0 | 0 | 0 | 0 | 0 | 0 | 0 | 0 | 0 | 0 | 0 | 0 | 0
F5_Commercial_Restaurant_Existing_Food Preparation_Natural Gas_Range_E10 | F5 | Commercial | Restaurant | Existing | Food Preparation | Natural Gas | Range | E10 | RIM BC Ratio | 0 | 0 | 0 | 0 | 0 | 0 | 0 | 0 | 0 | 0 | 0 | 0 | 0 | 0 | 0 | 0 | 0 | 0 | 0 | 0 | 0 | 0 | 0 | 0 | 0 | 0 | 0 | 0 | 0 | 0 | 0 | 0 | 0
F0_Commercial_Restaurant_Existing_Food Preparation_Natural Gas_Steamer_E0 | F0 | Commercial | Restaurant | Existing | Food Preparation | Natural Gas | Steamer | E0 | Economic Unit | ENERGY STAR | ENERGY STAR | ENERGY STAR | ENERGY STAR | ENERGY STAR | ENERGY STAR | ENERGY STAR | ENERGY STAR | ENERGY STAR | ENERGY STAR | ENERGY STAR | ENERGY STAR | ENERGY STAR | ENERGY STAR | ENERGY STAR | ENERGY STAR | ENERGY STAR | ENERGY STAR | ENERGY STAR | ENERGY STAR | ENERGY STAR | ENERGY STAR | ENERGY STAR | ENERGY STAR | ENERGY STAR | ENERGY STAR | ENERGY STAR | ENERGY STAR | ENERGY STAR | ENERGY STAR | ENERGY STAR | ENERGY STAR | ENERGY STAR
F1_Commercial_Restaurant_Existing_Food Preparation_Natural Gas_Steamer_E1 | F1 | Commercial | Restaurant | Existing | Food Preparation | Natural Gas | Steamer | E1 | CCE | 0 | 0 | 0 | 0 | 0 | 0 | 0 | 0 | 0 | 0 | 0 | 0 | 0 | 0 | 0 | 0 | 0 | 0 | 0 | 0 | 0 | 0 | 0 | 0 | 0 | 0 | 0 | 0 | 0 | 0 | 0 | 0 | 0
F1_Commercial_Restaurant_Existing_Food Preparation_Natural Gas_Steamer_E2 | F1 | Commercial | Restaurant | Existing | Food Preparation | Natural Gas | Steamer | E2 | CCE | 0.11364 | 0.11765 | 0.10562 | 0 | 0 | 0 | 0 | 0 | 0 | 0 | 0 | 0 | 0 | 0 | 0 | 0 | 0 | 0 | 0 | 0 | 0 | 0 | 0 | 0 | 0 | 0 | 0 | 0 | 0 | 0 | 0 | 0 | 0
F1_Commercial_Restaurant_Existing_Food Preparation_Natural Gas_Steamer_E3 | F1 | Commercial | Restaurant | Existing | Food Preparation | Natural Gas | Steamer | E3 | CCE | 0 | 0 | 0 | 0 | 0 | 0 | 0 | 0 | 0 | 0 | 0 | 0 | 0 | 0 | 0 | 0 | 0 | 0 | 0 | 0 | 0 | 0 | 0 | 0 | 0 | 0 | 0 | 0 | 0 | 0 | 0 | 0 | 0
F1_Commercial_Restaurant_Existing_Food Preparation_Natural Gas_Steamer_E4 | F1 | Commercial | Restaurant | Existing | Food Preparation | Natural Gas | Steamer | E4 | CCE | 0 | 0 | 0 | 0 | 0 | 0 | 0 | 0 | 0 | 0 | 0 | 0 | 0 | 0 | 0 | 0 | 0 | 0 | 0 | 0 | 0 | 0 | 0 | 0 | 0 | 0 | 0 | 0 | 0 | 0 | 0 | 0 | 0
F1_Commercial_Restaurant_Existing_Food Preparation_Natural Gas_Steamer_E5 | F1 | Commercial | Restaurant | Existing | Food Preparation | Natural Gas | Steamer | E5 | CCE | 0 | 0 | 0 | 0 | 0 | 0 | 0 | 0 | 0 | 0 | 0 | 0 | 0 | 0 | 0 | 0 | 0 | 0 | 0 | 0 | 0 | 0 | 0 | 0 | 0 | 0 | 0 | 0 | 0 | 0 | 0 | 0 | 0
F1_Commercial_Restaurant_Existing_Food Preparation_Natural Gas_Steamer_E6 | F1 | Commercial | Restaurant | Existing | Food Preparation | Natural Gas | Steamer | E6 | CCE | 0 | 0 | 0 | 0 | 0 | 0 | 0 | 0 | 0 | 0 | 0 | 0 | 0 | 0 | 0 | 0 | 0 | 0 | 0 | 0 | 0 | 0 | 0 | 0 | 0 | 0 | 0 | 0 | 0 | 0 | 0 | 0 | 0
F1_Commercial_Restaurant_Existing_Food Preparation_Natural Gas_Steamer_E7 | F1 | Commercial | Restaurant | Existing | Food Preparation | Natural Gas | Steamer | E7 | CCE | 0 | 0 | 0 | 0 | 0 | 0 | 0 | 0 | 0 | 0 | 0 | 0 | 0 | 0 | 0 | 0 | 0 | 0 | 0 | 0 | 0 | 0 | 0 | 0 | 0 | 0 | 0 | 0 | 0 | 0 | 0 | 0 | 0
F1_Commercial_Restaurant_Existing_Food Preparation_Natural Gas_Steamer_E8 | F1 | Commercial | Restaurant | Existing | Food Preparation | Natural Gas | Steamer | E8 | CCE | 0 | 0 | 0 | 0 | 0 | 0 | 0 | 0 | 0 | 0 | 0 | 0 | 0 | 0 | 0 | 0 | 0 | 0 | 0 | 0 | 0 | 0 | 0 | 0 | 0 | 0 | 0 | 0 | 0 | 0 | 0 | 0 | 0
F1_Commercial_Restaurant_Existing_Food Preparation_Natural Gas_Steamer_E9 | F1 | Commercial | Restaurant | Existing | Food Preparation | Natural Gas | Steamer | E9 | CCE | 0 | 0 | 0 | 0 | 0 | 0 | 0 | 0 | 0 | 0 | 0 | 0 | 0 | 0 | 0 | 0 | 0 | 0 | 0 | 0 | 0 | 0 | 0 | 0 | 0 | 0 | 0 | 0 | 0 | 0 | 0 | 0 | 0
F1_Commercial_Restaurant_Existing_Food Preparation_Natural Gas_Steamer_E10 | F1 | Commercial | Restaurant | Existing | Food Preparation | Natural Gas | Steamer | E10 | CCE | 0 | 0 | 0 | 0 | 0 | 0 | 0 | 0 | 0 | 0 | 0 | 0 | 0 | 0 | 0 | 0 | 0 | 0 | 0 | 0 | 0 | 0 | 0 | 0 | 0 | 0 | 0 | 0 | 0 | 0 | 0 | 0 | 0
F2_Commercial_Restaurant_Existing_Food Preparation_Natural Gas_Steamer_E1 | F2 | Commercial | Restaurant | Existing | Food Preparation | Natural Gas | Steamer | E1 | TRC BC Ratio | 1 | 1 | 1 | 0 | 0 | 0 | 0 | 0 | 0 | 0 | 0 | 0 | 0 | 0 | 0 | 0 | 0 | 0 | 0 | 0 | 0 | 0 | 0 | 0 | 0 | 0 | 0 | 0 | 0 | 0 | 0 | 0 | 0
F2_Commercial_Restaurant_Existing_Food Preparation_Natural Gas_Steamer_E2 | F2 | Commercial | Restaurant | Existing | Food Preparation | Natural Gas | Steamer | E2 | TRC BC Ratio | 14.4302 | 14.4472 | 14.5249 | 1 | 1 | 1 | 1 | 1 | 1 | 1 | 1 | 1 | 1 | 1 | 1 | 1 | 1 | 1 | 1 | 1 | 1 | 1 | 1 | 1 | 1 | 1 | 1 | 1 | 1 | 1 | 1 | 1 | 1
F2_Commercial_Restaurant_Existing_Food Preparation_Natural Gas_Steamer_E3 | F2 | Commercial | Restaurant | Existing | Food Preparation | Natural Gas | Steamer | E3 | TRC BC Ratio | 0 | 0 | 0 | 0 | 0 | 0 | 0 | 0 | 0 | 0 | 0 | 0 | 0 | 0 | 0 | 0 | 0 | 0 | 0 | 0 | 0 | 0 | 0 | 0 | 0 | 0 | 0 | 0 | 0 | 0 | 0 | 0 | 0
F2_Commercial_Restaurant_Existing_Food Preparation_Natural Gas_Steamer_E4 | F2 | Commercial | Restaurant | Existing | Food Preparation | Natural Gas | Steamer | E4 | TRC BC Ratio | 0 | 0 | 0 | 0 | 0 | 0 | 0 | 0 | 0 | 0 | 0 | 0 | 0 | 0 | 0 | 0 | 0 | 0 | 0 | 0 | 0 | 0 | 0 | 0 | 0 | 0 | 0 | 0 | 0 | 0 | 0 | 0 | 0
F2_Commercial_Restaurant_Existing_Food Preparation_Natural Gas_Steamer_E5 | F2 | Commercial | Restaurant | Existing | Food Preparation | Natural Gas | Steamer | E5 | TRC BC Ratio | 0 | 0 | 0 | 0 | 0 | 0 | 0 | 0 | 0 | 0 | 0 | 0 | 0 | 0 | 0 | 0 | 0 | 0 | 0 | 0 | 0 | 0 | 0 | 0 | 0 | 0 | 0 | 0 | 0 | 0 | 0 | 0 | 0
F2_Commercial_Restaurant_Existing_Food Preparation_Natural Gas_Steamer_E6 | F2 | Commercial | Restaurant | Existing | Food Preparation | Natural Gas | Steamer | E6 | TRC BC Ratio | 0 | 0 | 0 | 0 | 0 | 0 | 0 | 0 | 0 | 0 | 0 | 0 | 0 | 0 | 0 | 0 | 0 | 0 | 0 | 0 | 0 | 0 | 0 | 0 | 0 | 0 | 0 | 0 | 0 | 0 | 0 | 0 | 0
F2_Commercial_Restaurant_Existing_Food Preparation_Natural Gas_Steamer_E7 | F2 | Commercial | Restaurant | Existing | Food Preparation | Natural Gas | Steamer | E7 | TRC BC Ratio | 0 | 0 | 0 | 0 | 0 | 0 | 0 | 0 | 0 | 0 | 0 | 0 | 0 | 0 | 0 | 0 | 0 | 0 | 0 | 0 | 0 | 0 | 0 | 0 | 0 | 0 | 0 | 0 | 0 | 0 | 0 | 0 | 0
F2_Commercial_Restaurant_Existing_Food Preparation_Natural Gas_Steamer_E8 | F2 | Commercial | Restaurant | Existing | Food Preparation | Natural Gas | Steamer | E8 | TRC BC Ratio | 0 | 0 | 0 | 0 | 0 | 0 | 0 | 0 | 0 | 0 | 0 | 0 | 0 | 0 | 0 | 0 | 0 | 0 | 0 | 0 | 0 | 0 | 0 | 0 | 0 | 0 | 0 | 0 | 0 | 0 | 0 | 0 | 0
F2_Commercial_Restaurant_Existing_Food Preparation_Natural Gas_Steamer_E9 | F2 | Commercial | Restaurant | Existing | Food Preparation | Natural Gas | Steamer | E9 | TRC BC Ratio | 0 | 0 | 0 | 0 | 0 | 0 | 0 | 0 | 0 | 0 | 0 | 0 | 0 | 0 | 0 | 0 | 0 | 0 | 0 | 0 | 0 | 0 | 0 | 0 | 0 | 0 | 0 | 0 | 0 | 0 | 0 | 0 | 0
F2_Commercial_Restaurant_Existing_Food Preparation_Natural Gas_Steamer_E10 | F2 | Commercial | Restaurant | Existing | Food Preparation | Natural Gas | Steamer | E10 | TRC BC Ratio | 0 | 0 | 0 | 0 | 0 | 0 | 0 | 0 | 0 | 0 | 0 | 0 | 0 | 0 | 0 | 0 | 0 | 0 | 0 | 0 | 0 | 0 | 0 | 0 | 0 | 0 | 0 | 0 | 0 | 0 | 0 | 0 | 0
F3_Commercial_Restaurant_Existing_Food Preparation_Natural Gas_Steamer_E1 | F3 | Commercial | Restaurant | Existing | Food Preparation | Natural Gas | Steamer | E1 | PACT BC Ratio | 1 | 1 | 1 | 0 | 0 | 0 | 0 | 0 | 0 | 0 | 0 | 0 | 0 | 0 | 0 | 0 | 0 | 0 | 0 | 0 | 0 | 0 | 0 | 0 | 0 | 0 | 0 | 0 | 0 | 0 | 0 | 0 | 0
F3_Commercial_Restaurant_Existing_Food Preparation_Natural Gas_Steamer_E2 | F3 | Commercial | Restaurant | Existing | Food Preparation | Natural Gas | Steamer | E2 | PACT BC Ratio | 19.2403 | 19.2629 | 19.3665 | 1 | 1 | 1 | 1 | 1 | 1 | 1 | 1 | 1 | 1 | 1 | 1 | 1 | 1 | 1 | 1 | 1 | 1 | 1 | 1 | 1 | 1 | 1 | 1 | 1 | 1 | 1 | 1 | 1 | 1
F3_Commercial_Restaurant_Existing_Food Preparation_Natural Gas_Steamer_E3 | F3 | Commercial | Restaurant | Existing | Food Preparation | Natural Gas | Steamer | E3 | PACT BC Ratio | 0 | 0 | 0 | 0 | 0 | 0 | 0 | 0 | 0 | 0 | 0 | 0 | 0 | 0 | 0 | 0 | 0 | 0 | 0 | 0 | 0 | 0 | 0 | 0 | 0 | 0 | 0 | 0 | 0 | 0 | 0 | 0 | 0
F3_Commercial_Restaurant_Existing_Food Preparation_Natural Gas_Steamer_E4 | F3 | Commercial | Restaurant | Existing | Food Preparation | Natural Gas | Steamer | E4 | PACT BC Ratio | 0 | 0 | 0 | 0 | 0 | 0 | 0 | 0 | 0 | 0 | 0 | 0 | 0 | 0 | 0 | 0 | 0 | 0 | 0 | 0 | 0 | 0 | 0 | 0 | 0 | 0 | 0 | 0 | 0 | 0 | 0 | 0 | 0
F3_Commercial_Restaurant_Existing_Food Preparation_Natural Gas_Steamer_E5 | F3 | Commercial | Restaurant | Existing | Food Preparation | Natural Gas | Steamer | E5 | PACT BC Ratio | 0 | 0 | 0 | 0 | 0 | 0 | 0 | 0 | 0 | 0 | 0 | 0 | 0 | 0 | 0 | 0 | 0 | 0 | 0 | 0 | 0 | 0 | 0 | 0 | 0 | 0 | 0 | 0 | 0 | 0 | 0 | 0 | 0
F3_Commercial_Restaurant_Existing_Food Preparation_Natural Gas_Steamer_E6 | F3 | Commercial | Restaurant | Existing | Food Preparation | Natural Gas | Steamer | E6 | PACT BC Ratio | 0 | 0 | 0 | 0 | 0 | 0 | 0 | 0 | 0 | 0 | 0 | 0 | 0 | 0 | 0 | 0 | 0 | 0 | 0 | 0 | 0 | 0 | 0 | 0 | 0 | 0 | 0 | 0 | 0 | 0 | 0 | 0 | 0
F3_Commercial_Restaurant_Existing_Food Preparation_Natural Gas_Steamer_E7 | F3 | Commercial | Restaurant | Existing | Food Preparation | Natural Gas | Steamer | E7 | PACT BC Ratio | 0 | 0 | 0 | 0 | 0 | 0 | 0 | 0 | 0 | 0 | 0 | 0 | 0 | 0 | 0 | 0 | 0 | 0 | 0 | 0 | 0 | 0 | 0 | 0 | 0 | 0 | 0 | 0 | 0 | 0 | 0 | 0 | 0
F3_Commercial_Restaurant_Existing_Food Preparation_Natural Gas_Steamer_E8 | F3 | Commercial | Restaurant | Existing | Food Preparation | Natural Gas | Steamer | E8 | PACT BC Ratio | 0 | 0 | 0 | 0 | 0 | 0 | 0 | 0 | 0 | 0 | 0 | 0 | 0 | 0 | 0 | 0 | 0 | 0 | 0 | 0 | 0 | 0 | 0 | 0 | 0 | 0 | 0 | 0 | 0 | 0 | 0 | 0 | 0
F3_Commercial_Restaurant_Existing_Food Preparation_Natural Gas_Steamer_E9 | F3 | Commercial | Restaurant | Existing | Food Preparation | Natural Gas | Steamer | E9 | PACT BC Ratio | 0 | 0 | 0 | 0 | 0 | 0 | 0 | 0 | 0 | 0 | 0 | 0 | 0 | 0 | 0 | 0 | 0 | 0 | 0 | 0 | 0 | 0 | 0 | 0 | 0 | 0 | 0 | 0 | 0 | 0 | 0 | 0 | 0
F3_Commercial_Restaurant_Existing_Food Preparation_Natural Gas_Steamer_E10 | F3 | Commercial | Restaurant | Existing | Food Preparation | Natural Gas | Steamer | E10 | PACT BC Ratio | 0 | 0 | 0 | 0 | 0 | 0 | 0 | 0 | 0 | 0 | 0 | 0 | 0 | 0 | 0 | 0 | 0 | 0 | 0 | 0 | 0 | 0 | 0 | 0 | 0 | 0 | 0 | 0 | 0 | 0 | 0 | 0 | 0
F4_Commercial_Restaurant_Existing_Food Preparation_Natural Gas_Steamer_E1 | F4 | Commercial | Restaurant | Existing | Food Preparation | Natural Gas | Steamer | E1 | RVT BC Ratio | 1 | 1 | 1 | 0 | 0 | 0 | 0 | 0 | 0 | 0 | 0 | 0 | 0 | 0 | 0 | 0 | 0 | 0 | 0 | 0 | 0 | 0 | 0 | 0 | 0 | 0 | 0 | 0 | 0 | 0 | 0 | 0 | 0
F4_Commercial_Restaurant_Existing_Food Preparation_Natural Gas_Steamer_E2 | F4 | Commercial | Restaurant | Existing | Food Preparation | Natural Gas | Steamer | E2 | RVT BC Ratio | 21.446 | 21.4704 | 21.5821 | 1 | 1 | 1 | 1 | 1 | 1 | 1 | 1 | 1 | 1 | 1 | 1 | 1 | 1 | 1 | 1 | 1 | 1 | 1 | 1 | 1 | 1 | 1 | 1 | 1 | 1 | 1 | 1 | 1 | 1
F4_Commercial_Restaurant_Existing_Food Preparation_Natural Gas_Steamer_E3 | F4 | Commercial | Restaurant | Existing | Food Preparation | Natural Gas | Steamer | E3 | RVT BC Ratio | 0 | 0 | 0 | 0 | 0 | 0 | 0 | 0 | 0 | 0 | 0 | 0 | 0 | 0 | 0 | 0 | 0 | 0 | 0 | 0 | 0 | 0 | 0 | 0 | 0 | 0 | 0 | 0 | 0 | 0 | 0 | 0 | 0
F4_Commercial_Restaurant_Existing_Food Preparation_Natural Gas_Steamer_E4 | F4 | Commercial | Restaurant | Existing | Food Preparation | Natural Gas | Steamer | E4 | RVT BC Ratio | 0 | 0 | 0 | 0 | 0 | 0 | 0 | 0 | 0 | 0 | 0 | 0 | 0 | 0 | 0 | 0 | 0 | 0 | 0 | 0 | 0 | 0 | 0 | 0 | 0 | 0 | 0 | 0 | 0 | 0 | 0 | 0 | 0
F4_Commercial_Restaurant_Existing_Food Preparation_Natural Gas_Steamer_E5 | F4 | Commercial | Restaurant | Existing | Food Preparation | Natural Gas | Steamer | E5 | RVT BC Ratio | 0 | 0 | 0 | 0 | 0 | 0 | 0 | 0 | 0 | 0 | 0 | 0 | 0 | 0 | 0 | 0 | 0 | 0 | 0 | 0 | 0 | 0 | 0 | 0 | 0 | 0 | 0 | 0 | 0 | 0 | 0 | 0 | 0
F4_Commercial_Restaurant_Existing_Food Preparation_Natural Gas_Steamer_E6 | F4 | Commercial | Restaurant | Existing | Food Preparation | Natural Gas | Steamer | E6 | RVT BC Ratio | 0 | 0 | 0 | 0 | 0 | 0 | 0 | 0 | 0 | 0 | 0 | 0 | 0 | 0 | 0 | 0 | 0 | 0 | 0 | 0 | 0 | 0 | 0 | 0 | 0 | 0 | 0 | 0 | 0 | 0 | 0 | 0 | 0
F4_Commercial_Restaurant_Existing_Food Preparation_Natural Gas_Steamer_E7 | F4 | Commercial | Restaurant | Existing | Food Preparation | Natural Gas | Steamer | E7 | RVT BC Ratio | 0 | 0 | 0 | 0 | 0 | 0 | 0 | 0 | 0 | 0 | 0 | 0 | 0 | 0 | 0 | 0 | 0 | 0 | 0 | 0 | 0 | 0 | 0 | 0 | 0 | 0 | 0 | 0 | 0 | 0 | 0 | 0 | 0
F4_Commercial_Restaurant_Existing_Food Preparation_Natural Gas_Steamer_E8 | F4 | Commercial | Restaurant | Existing | Food Preparation | Natural Gas | Steamer | E8 | RVT BC Ratio | 0 | 0 | 0 | 0 | 0 | 0 | 0 | 0 | 0 | 0 | 0 | 0 | 0 | 0 | 0 | 0 | 0 | 0 | 0 | 0 | 0 | 0 | 0 | 0 | 0 | 0 | 0 | 0 | 0 | 0 | 0 | 0 | 0
F4_Commercial_Restaurant_Existing_Food Preparation_Natural Gas_Steamer_E9 | F4 | Commercial | Restaurant | Existing | Food Preparation | Natural Gas | Steamer | E9 | RVT BC Ratio | 0 | 0 | 0 | 0 | 0 | 0 | 0 | 0 | 0 | 0 | 0 | 0 | 0 | 0 | 0 | 0 | 0 | 0 | 0 | 0 | 0 | 0 | 0 | 0 | 0 | 0 | 0 | 0 | 0 | 0 | 0 | 0 | 0
F4_Commercial_Restaurant_Existing_Food Preparation_Natural Gas_Steamer_E10 | F4 | Commercial | Restaurant | Existing | Food Preparation | Natural Gas | Steamer | E10 | RVT BC Ratio | 0 | 0 | 0 | 0 | 0 | 0 | 0 | 0 | 0 | 0 | 0 | 0 | 0 | 0 | 0 | 0 | 0 | 0 | 0 | 0 | 0 | 0 | 0 | 0 | 0 | 0 | 0 | 0 | 0 | 0 | 0 | 0 | 0
F5_Commercial_Restaurant_Existing_Food Preparation_Natural Gas_Steamer_E1 | F5 | Commercial | Restaurant | Existing | Food Preparation | Natural Gas | Steamer | E1 | RIM BC Ratio | 1 | 1 | 1 | 0 | 0 | 0 | 0 | 0 | 0 | 0 | 0 | 0 | 0 | 0 | 0 | 0 | 0 | 0 | 0 | 0 | 0 | 0 | 0 | 0 | 0 | 0 | 0 | 0 | 0 | 0 | 0 | 0 | 0
F5_Commercial_Restaurant_Existing_Food Preparation_Natural Gas_Steamer_E2 | F5 | Commercial | Restaurant | Existing | Food Preparation | Natural Gas | Steamer | E2 | RIM BC Ratio | 0.79997 | 0.80001 | 0.80019 | 1 | 1 | 1 | 1 | 1 | 1 | 1 | 1 | 1 | 1 | 1 | 1 | 1 | 1 | 1 | 1 | 1 | 1 | 1 | 1 | 1 | 1 | 1 | 1 | 1 | 1 | 1 | 1 | 1 | 1
F5_Commercial_Restaurant_Existing_Food Preparation_Natural Gas_Steamer_E3 | F5 | Commercial | Restaurant | Existing | Food Preparation | Natural Gas | Steamer | E3 | RIM BC Ratio | 0 | 0 | 0 | 0 | 0 | 0 | 0 | 0 | 0 | 0 | 0 | 0 | 0 | 0 | 0 | 0 | 0 | 0 | 0 | 0 | 0 | 0 | 0 | 0 | 0 | 0 | 0 | 0 | 0 | 0 | 0 | 0 | 0
F5_Commercial_Restaurant_Existing_Food Preparation_Natural Gas_Steamer_E4 | F5 | Commercial | Restaurant | Existing | Food Preparation | Natural Gas | Steamer | E4 | RIM BC Ratio | 0 | 0 | 0 | 0 | 0 | 0 | 0 | 0 | 0 | 0 | 0 | 0 | 0 | 0 | 0 | 0 | 0 | 0 | 0 | 0 | 0 | 0 | 0 | 0 | 0 | 0 | 0 | 0 | 0 | 0 | 0 | 0 | 0
F5_Commercial_Restaurant_Existing_Food Preparation_Natural Gas_Steamer_E5 | F5 | Commercial | Restaurant | Existing | Food Preparation | Natural Gas | Steamer | E5 | RIM BC Ratio | 0 | 0 | 0 | 0 | 0 | 0 | 0 | 0 | 0 | 0 | 0 | 0 | 0 | 0 | 0 | 0 | 0 | 0 | 0 | 0 | 0 | 0 | 0 | 0 | 0 | 0 | 0 | 0 | 0 | 0 | 0 | 0 | 0
F5_Commercial_Restaurant_Existing_Food Preparation_Natural Gas_Steamer_E6 | F5 | Commercial | Restaurant | Existing | Food Preparation | Natural Gas | Steamer | E6 | RIM BC Ratio | 0 | 0 | 0 | 0 | 0 | 0 | 0 | 0 | 0 | 0 | 0 | 0 | 0 | 0 | 0 | 0 | 0 | 0 | 0 | 0 | 0 | 0 | 0 | 0 | 0 | 0 | 0 | 0 | 0 | 0 | 0 | 0 | 0
F5_Commercial_Restaurant_Existing_Food Preparation_Natural Gas_Steamer_E7 | F5 | Commercial | Restaurant | Existing | Food Preparation | Natural Gas | Steamer | E7 | RIM BC Ratio | 0 | 0 | 0 | 0 | 0 | 0 | 0 | 0 | 0 | 0 | 0 | 0 | 0 | 0 | 0 | 0 | 0 | 0 | 0 | 0 | 0 | 0 | 0 | 0 | 0 | 0 | 0 | 0 | 0 | 0 | 0 | 0 | 0
F5_Commercial_Restaurant_Existing_Food Preparation_Natural Gas_Steamer_E8 | F5 | Commercial | Restaurant | Existing | Food Preparation | Natural Gas | Steamer | E8 | RIM BC Ratio | 0 | 0 | 0 | 0 | 0 | 0 | 0 | 0 | 0 | 0 | 0 | 0 | 0 | 0 | 0 | 0 | 0 | 0 | 0 | 0 | 0 | 0 | 0 | 0 | 0 | 0 | 0 | 0 | 0 | 0 | 0 | 0 | 0
F5_Commercial_Restaurant_Existing_Food Preparation_Natural Gas_Steamer_E9 | F5 | Commercial | Restaurant | Existing | Food Preparation | Natural Gas | Steamer | E9 | RIM BC Ratio | 0 | 0 | 0 | 0 | 0 | 0 | 0 | 0 | 0 | 0 | 0 | 0 | 0 | 0 | 0 | 0 | 0 | 0 | 0 | 0 | 0 | 0 | 0 | 0 | 0 | 0 | 0 | 0 | 0 | 0 | 0 | 0 | 0
F5_Commercial_Restaurant_Existing_Food Preparation_Natural Gas_Steamer_E10 | F5 | Commercial | Restaurant | Existing | Food Preparation | Natural Gas | Steamer | E10 | RIM BC Ratio | 0 | 0 | 0 | 0 | 0 | 0 | 0 | 0 | 0 | 0 | 0 | 0 | 0 | 0 | 0 | 0 | 0 | 0 | 0 | 0 | 0 | 0 | 0 | 0 | 0 | 0 | 0 | 0 | 0 | 0 | 0 | 0 | 0
F0_Commercial_Restaurant_Existing_Food Preparation_Natural Gas_Food Prep Other_E0 | F0 | Commercial | Restaurant | Existing | Food Preparation | Natural Gas | Food Prep Other | E0 | Economic Unit | Standard | Standard | Standard | Standard | Standard | Standard | Standard | Standard | Standard | Standard | Standard | Standard | Standard | Standard | Standard | Standard | Standard | Standard | Standard | Standard | Standard | Standard | Standard | Standard | Standard | Standard | Standard | Standard | Standard | Standard | Standard | Standard | Standard
F1_Commercial_Restaurant_Existing_Food Preparation_Natural Gas_Food Prep Other_E1 | F1 | Commercial | Restaurant | Existing | Food Preparation | Natural Gas | Food Prep Other | E1 | CCE | 0 | 0 | 0 | 0 | 0 | 0 | 0 | 0 | 0 | 0 | 0 | 0 | 0 | 0 | 0 | 0 | 0 | 0 | 0 | 0 | 0 | 0 | 0 | 0 | 0 | 0 | 0 | 0 | 0 | 0 | 0 | 0 | 0
F1_Commercial_Restaurant_Existing_Food Preparation_Natural Gas_Food Prep Other_E2 | F1 | Commercial | Restaurant | Existing | Food Preparation | Natural Gas | Food Prep Other | E2 | CCE | 16.9852 | 17.5855 | 15.7861 | 16.0821 | 16.0821 | 16.0821 | 16.0821 | 16.0821 | 16.0821 | 16.0821 | 16.0821 | 16.0821 | 16.0821 | 16.0821 | 16.0821 | 16.0821 | 16.0821 | 16.0821 | 16.0821 | 16.0821 | 16.0821 | 16.0821 | 16.0821 | 16.0821 | 16.0821 | 16.0821 | 16.0821 | 16.0821 | 16.0821 | 16.0821 | 16.0821 | 16.0821 | 16.0821
F1_Commercial_Restaurant_Existing_Food Preparation_Natural Gas_Food Prep Other_E3 | F1 | Commercial | Restaurant | Existing | Food Preparation | Natural Gas | Food Prep Other | E3 | CCE | 0 | 0 | 0 | 0 | 0 | 0 | 0 | 0 | 0 | 0 | 0 | 0 | 0 | 0 | 0 | 0 | 0 | 0 | 0 | 0 | 0 | 0 | 0 | 0 | 0 | 0 | 0 | 0 | 0 | 0 | 0 | 0 | 0
F1_Commercial_Restaurant_Existing_Food Preparation_Natural Gas_Food Prep Other_E4 | F1 | Commercial | Restaurant | Existing | Food Preparation | Natural Gas | Food Prep Other | E4 | CCE | 0 | 0 | 0 | 0 | 0 | 0 | 0 | 0 | 0 | 0 | 0 | 0 | 0 | 0 | 0 | 0 | 0 | 0 | 0 | 0 | 0 | 0 | 0 | 0 | 0 | 0 | 0 | 0 | 0 | 0 | 0 | 0 | 0
F1_Commercial_Restaurant_Existing_Food Preparation_Natural Gas_Food Prep Other_E5 | F1 | Commercial | Restaurant | Existing | Food Preparation | Natural Gas | Food Prep Other | E5 | CCE | 0 | 0 | 0 | 0 | 0 | 0 | 0 | 0 | 0 | 0 | 0 | 0 | 0 | 0 | 0 | 0 | 0 | 0 | 0 | 0 | 0 | 0 | 0 | 0 | 0 | 0 | 0 | 0 | 0 | 0 | 0 | 0 | 0
F1_Commercial_Restaurant_Existing_Food Preparation_Natural Gas_Food Prep Other_E6 | F1 | Commercial | Restaurant | Existing | Food Preparation | Natural Gas | Food Prep Other | E6 | CCE | 0 | 0 | 0 | 0 | 0 | 0 | 0 | 0 | 0 | 0 | 0 | 0 | 0 | 0 | 0 | 0 | 0 | 0 | 0 | 0 | 0 | 0 | 0 | 0 | 0 | 0 | 0 | 0 | 0 | 0 | 0 | 0 | 0
F1_Commercial_Restaurant_Existing_Food Preparation_Natural Gas_Food Prep Other_E7 | F1 | Commercial | Restaurant | Existing | Food Preparation | Natural Gas | Food Prep Other | E7 | CCE | 0 | 0 | 0 | 0 | 0 | 0 | 0 | 0 | 0 | 0 | 0 | 0 | 0 | 0 | 0 | 0 | 0 | 0 | 0 | 0 | 0 | 0 | 0 | 0 | 0 | 0 | 0 | 0 | 0 | 0 | 0 | 0 | 0
F1_Commercial_Restaurant_Existing_Food Preparation_Natural Gas_Food Prep Other_E8 | F1 | Commercial | Restaurant | Existing | Food Preparation | Natural Gas | Food Prep Other | E8 | CCE | 0 | 0 | 0 | 0 | 0 | 0 | 0 | 0 | 0 | 0 | 0 | 0 | 0 | 0 | 0 | 0 | 0 | 0 | 0 | 0 | 0 | 0 | 0 | 0 | 0 | 0 | 0 | 0 | 0 | 0 | 0 | 0 | 0
F1_Commercial_Restaurant_Existing_Food Preparation_Natural Gas_Food Prep Other_E9 | F1 | Commercial | Restaurant | Existing | Food Preparation | Natural Gas | Food Prep Other | E9 | CCE | 0 | 0 | 0 | 0 | 0 | 0 | 0 | 0 | 0 | 0 | 0 | 0 | 0 | 0 | 0 | 0 | 0 | 0 | 0 | 0 | 0 | 0 | 0 | 0 | 0 | 0 | 0 | 0 | 0 | 0 | 0 | 0 | 0
F1_Commercial_Restaurant_Existing_Food Preparation_Natural Gas_Food Prep Other_E10 | F1 | Commercial | Restaurant | Existing | Food Preparation | Natural Gas | Food Prep Other | E10 | CCE | 0 | 0 | 0 | 0 | 0 | 0 | 0 | 0 | 0 | 0 | 0 | 0 | 0 | 0 | 0 | 0 | 0 | 0 | 0 | 0 | 0 | 0 | 0 | 0 | 0 | 0 | 0 | 0 | 0 | 0 | 0 | 0 | 0
F2_Commercial_Restaurant_Existing_Food Preparation_Natural Gas_Food Prep Other_E1 | F2 | Commercial | Restaurant | Existing | Food Preparation | Natural Gas | Food Prep Other | E1 | TRC BC Ratio | bar: 2019 to 2051
F2_Commercial_Restaurant_Existing_Food Preparation_Natural Gas_Food Prep Other_E2 | F2 | Commercial | Restaurant | Existing | Food Preparation | Natural Gas | Food Prep Other | E2 | TRC BC Ratio | 0.096778 | 0.096763 | 0.097228 | 0.096513 | 0.096078 | 0.096394 | 0.097347 | 0.098099 | 0.099032 | 0.099913 | 0.1008 | 0.10161 | 0.10248 | 0.1034 | 0.10427 | 0.10515 | 0.10605 | 0.10703 | 0.10805 | 0.10913 | 0.11019 | 0.1113 | 0.11232 | 0.11337 | 0.11431 | 0.11512 | 0.11585 | 0.11649 | 0.11699 | 0.11739 | 0.11761 | 0.11776 | 0.11776
F2_Commercial_Restaurant_Existing_Food Preparation_Natural Gas_Food Prep Other_E3 | F2 | Commercial | Restaurant | Existing | Food Preparation | Natural Gas | Food Prep Other | E3 | TRC BC Ratio | 0 | 0 | 0 | 0 | 0 | 0 | 0 | 0 | 0 | 0 | 0 | 0 | 0 | 0 | 0 | 0 | 0 | 0 | 0 | 0 | 0 | 0 | 0 | 0 | 0 | 0 | 0 | 0 | 0 | 0 | 0 | 0 | 0
F2_Commercial_Restaurant_Existing_Food Preparation_Natural Gas_Food Prep Other_E4 | F2 | Commercial | Restaurant | Existing | Food Preparation | Natural Gas | Food Prep Other | E4 | TRC BC Ratio | 0 | 0 | 0 | 0 | 0 | 0 | 0 | 0 | 0 | 0 | 0 | 0 | 0 | 0 | 0 | 0 | 0 | 0 | 0 | 0 | 0 | 0 | 0 | 0 | 0 | 0 | 0 | 0 | 0 | 0 | 0 | 0 | 0
F2_Commercial_Restaurant_Existing_Food Preparation_Natural Gas_Food Prep Other_E5 | F2 | Commercial | Restaurant | Existing | Food Preparation | Natural Gas | Food Prep Other | E5 | TRC BC Ratio | 0 | 0 | 0 | 0 | 0 | 0 | 0 | 0 | 0 | 0 | 0 | 0 | 0 | 0 | 0 | 0 | 0 | 0 | 0 | 0 | 0 | 0 | 0 | 0 | 0 | 0 | 0 | 0 | 0 | 0 | 0 | 0 | 0
F2_Commercial_Restaurant_Existing_Food Preparation_Natural Gas_Food Prep Other_E6 | F2 | Commercial | Restaurant | Existing | Food Preparation | Natural Gas | Food Prep Other | E6 | TRC BC Ratio | 0 | 0 | 0 | 0 | 0 | 0 | 0 | 0 | 0 | 0 | 0 | 0 | 0 | 0 | 0 | 0 | 0 | 0 | 0 | 0 | 0 | 0 | 0 | 0 | 0 | 0 | 0 | 0 | 0 | 0 | 0 | 0 | 0
F2_Commercial_Restaurant_Existing_Food Preparation_Natural Gas_Food Prep Other_E7 | F2 | Commercial | Restaurant | Existing | Food Preparation | Natural Gas | Food Prep Other | E7 | TRC BC Ratio | 0 | 0 | 0 | 0 | 0 | 0 | 0 | 0 | 0 | 0 | 0 | 0 | 0 | 0 | 0 | 0 | 0 | 0 | 0 | 0 | 0 | 0 | 0 | 0 | 0 | 0 | 0 | 0 | 0 | 0 | 0 | 0 | 0
F2_Commercial_Restaurant_Existing_Food Preparation_Natural Gas_Food Prep Other_E8 | F2 | Commercial | Restaurant | Existing | Food Preparation | Natural Gas | Food Prep Other | E8 | TRC BC Ratio | 0 | 0 | 0 | 0 | 0 | 0 | 0 | 0 | 0 | 0 | 0 | 0 | 0 | 0 | 0 | 0 | 0 | 0 | 0 | 0 | 0 | 0 | 0 | 0 | 0 | 0 | 0 | 0 | 0 | 0 | 0 | 0 | 0
F2_Commercial_Restaurant_Existing_Food Preparation_Natural Gas_Food Prep Other_E9 | F2 | Commercial | Restaurant | Existing | Food Preparation | Natural Gas | Food Prep Other | E9 | TRC BC Ratio | 0 | 0 | 0 | 0 | 0 | 0 | 0 | 0 | 0 | 0 | 0 | 0 | 0 | 0 | 0 | 0 | 0 | 0 | 0 | 0 | 0 | 0 | 0 | 0 | 0 | 0 | 0 | 0 | 0 | 0 | 0 | 0 | 0
F2_Commercial_Restaurant_Existing_Food Preparation_Natural Gas_Food Prep Other_E10 | F2 | Commercial | Restaurant | Existing | Food Preparation | Natural Gas | Food Prep Other | E10 | TRC BC Ratio | 0 | 0 | 0 | 0 | 0 | 0 | 0 | 0 | 0 | 0 | 0 | 0 | 0 | 0 | 0 | 0 | 0 | 0 | 0 | 0 | 0 | 0 | 0 | 0 | 0 | 0 | 0 | 0 | 0 | 0 | 0 | 0 | 0
F3_Commercial_Restaurant_Existing_Food Preparation_Natural Gas_Food Prep Other_E1 | F3 | Commercial | Restaurant | Existing | Food Preparation | Natural Gas | Food Prep Other | E1 | PACT BC Ratio | bar: 2019 to 2051
F3_Commercial_Restaurant_Existing_Food Preparation_Natural Gas_Food Prep Other_E2 | F3 | Commercial | Restaurant | Existing | Food Preparation | Natural Gas | Food Prep Other | E2 | PACT BC Ratio | 0.12904 | 0.12902 | 0.12964 | 0.12868 | 0.1281 | 0.12853 | 0.1298 | 0.1308 | 0.13204 | 0.13322 | 0.1344 | 0.13548 | 0.13665 | 0.13786 | 0.13902 | 0.1402 | 0.1414 | 0.14271 | 0.14407 | 0.14551 | 0.14692 | 0.14839 | 0.14976 | 0.15117 | 0.15241 | 0.15349 | 0.15447 | 0.15532 | 0.15598 | 0.15652 | 0.15682 | 0.15702 | 0.15702
F3_Commercial_Restaurant_Existing_Food Preparation_Natural Gas_Food Prep Other_E3 | F3 | Commercial | Restaurant | Existing | Food Preparation | Natural Gas | Food Prep Other | E3 | PACT BC Ratio | 0 | 0 | 0 | 0 | 0 | 0 | 0 | 0 | 0 | 0 | 0 | 0 | 0 | 0 | 0 | 0 | 0 | 0 | 0 | 0 | 0 | 0 | 0 | 0 | 0 | 0 | 0 | 0 | 0 | 0 | 0 | 0 | 0
F3_Commercial_Restaurant_Existing_Food Preparation_Natural Gas_Food Prep Other_E4 | F3 | Commercial | Restaurant | Existing | Food Preparation | Natural Gas | Food Prep Other | E4 | PACT BC Ratio | 0 | 0 | 0 | 0 | 0 | 0 | 0 | 0 | 0 | 0 | 0 | 0 | 0 | 0 | 0 | 0 | 0 | 0 | 0 | 0 | 0 | 0 | 0 | 0 | 0 | 0 | 0 | 0 | 0 | 0 | 0 | 0 | 0
F3_Commercial_Restaurant_Existing_Food Preparation_Natural Gas_Food Prep Other_E5 | F3 | Commercial | Restaurant | Existing | Food Preparation | Natural Gas | Food Prep Other | E5 | PACT BC Ratio | 0 | 0 | 0 | 0 | 0 | 0 | 0 | 0 | 0 | 0 | 0 | 0 | 0 | 0 | 0 | 0 | 0 | 0 | 0 | 0 | 0 | 0 | 0 | 0 | 0 | 0 | 0 | 0 | 0 | 0 | 0 | 0 | 0
F3_Commercial_Restaurant_Existing_Food Preparation_Natural Gas_Food Prep Other_E6 | F3 | Commercial | Restaurant | Existing | Food Preparation | Natural Gas | Food Prep Other | E6 | PACT BC Ratio | 0 | 0 | 0 | 0 | 0 | 0 | 0 | 0 | 0 | 0 | 0 | 0 | 0 | 0 | 0 | 0 | 0 | 0 | 0 | 0 | 0 | 0 | 0 | 0 | 0 | 0 | 0 | 0 | 0 | 0 | 0 | 0 | 0
F3_Commercial_Restaurant_Existing_Food Preparation_Natural Gas_Food Prep Other_E7 | F3 | Commercial | Restaurant | Existing | Food Preparation | Natural Gas | Food Prep Other | E7 | PACT BC Ratio | 0 | 0 | 0 | 0 | 0 | 0 | 0 | 0 | 0 | 0 | 0 | 0 | 0 | 0 | 0 | 0 | 0 | 0 | 0 | 0 | 0 | 0 | 0 | 0 | 0 | 0 | 0 | 0 | 0 | 0 | 0 | 0 | 0
F3_Commercial_Restaurant_Existing_Food Preparation_Natural Gas_Food Prep Other_E8 | F3 | Commercial | Restaurant | Existing | Food Preparation | Natural Gas | Food Prep Other | E8 | PACT BC Ratio | 0 | 0 | 0 | 0 | 0 | 0 | 0 | 0 | 0 | 0 | 0 | 0 | 0 | 0 | 0 | 0 | 0 | 0 | 0 | 0 | 0 | 0 | 0 | 0 | 0 | 0 | 0 | 0 | 0 | 0 | 0 | 0 | 0
F3_Commercial_Restaurant_Existing_Food Preparation_Natural Gas_Food Prep Other_E9 | F3 | Commercial | Restaurant | Existing | Food Preparation | Natural Gas | Food Prep Other | E9 | PACT BC Ratio | 0 | 0 | 0 | 0 | 0 | 0 | 0 | 0 | 0 | 0 | 0 | 0 | 0 | 0 | 0 | 0 | 0 | 0 | 0 | 0 | 0 | 0 | 0 | 0 | 0 | 0 | 0 | 0 | 0 | 0 | 0 | 0 | 0
F3_Commercial_Restaurant_Existing_Food Preparation_Natural Gas_Food Prep Other_E10 | F3 | Commercial | Restaurant | Existing | Food Preparation | Natural Gas | Food Prep Other | E10 | PACT BC Ratio | 0 | 0 | 0 | 0 | 0 | 0 | 0 | 0 | 0 | 0 | 0 | 0 | 0 | 0 | 0 | 0 | 0 | 0 | 0 | 0 | 0 | 0 | 0 | 0 | 0 | 0 | 0 | 0 | 0 | 0 | 0 | 0 | 0
F4_Commercial_Restaurant_Existing_Food Preparation_Natural Gas_Food Prep Other_E1 | F4 | Commercial | Restaurant | Existing | Food Preparation | Natural Gas | Food Prep Other | E1 | RVT BC Ratio | bar: 2019 to 2051
F4_Commercial_Restaurant_Existing_Food Preparation_Natural Gas_Food Prep Other_E2 | F4 | Commercial | Restaurant | Existing | Food Preparation | Natural Gas | Food Prep Other | E2 | RVT BC Ratio | 0.83914 | 0.83911 | 0.83978 | 0.83875 | 0.83813 | 0.83858 | 0.83995 | 0.84103 | 0.84238 | 0.84364 | 0.84492 | 0.84609 | 0.84734 | 0.84865 | 0.8499 | 0.85118 | 0.85247 | 0.85388 | 0.85535 | 0.85689 | 0.85842 | 0.86001 | 0.86148 | 0.863 | 0.86434 | 0.8655 | 0.86656 | 0.86747 | 0.86819 | 0.86877 | 0.86909 | 0.86931 | 0.86931
F4_Commercial_Restaurant_Existing_Food Preparation_Natural Gas_Food Prep Other_E3 | F4 | Commercial | Restaurant | Existing | Food Preparation | Natural Gas | Food Prep Other | E3 | RVT BC Ratio | 0 | 0 | 0 | 0 | 0 | 0 | 0 | 0 | 0 | 0 | 0 | 0 | 0 | 0 | 0 | 0 | 0 | 0 | 0 | 0 | 0 | 0 | 0 | 0 | 0 | 0 | 0 | 0 | 0 | 0 | 0 | 0 | 0
F4_Commercial_Restaurant_Existing_Food Preparation_Natural Gas_Food Prep Other_E4 | F4 | Commercial | Restaurant | Existing | Food Preparation | Natural Gas | Food Prep Other | E4 | RVT BC Ratio | 0 | 0 | 0 | 0 | 0 | 0 | 0 | 0 | 0 | 0 | 0 | 0 | 0 | 0 | 0 | 0 | 0 | 0 | 0 | 0 | 0 | 0 | 0 | 0 | 0 | 0 | 0 | 0 | 0 | 0 | 0 | 0 | 0
F4_Commercial_Restaurant_Existing_Food Preparation_Natural Gas_Food Prep Other_E5 | F4 | Commercial | Restaurant | Existing | Food Preparation | Natural Gas | Food Prep Other | E5 | RVT BC Ratio | 0 | 0 | 0 | 0 | 0 | 0 | 0 | 0 | 0 | 0 | 0 | 0 | 0 | 0 | 0 | 0 | 0 | 0 | 0 | 0 | 0 | 0 | 0 | 0 | 0 | 0 | 0 | 0 | 0 | 0 | 0 | 0 | 0
F4_Commercial_Restaurant_Existing_Food Preparation_Natural Gas_Food Prep Other_E6 | F4 | Commercial | Restaurant | Existing | Food Preparation | Natural Gas | Food Prep Other | E6 | RVT BC Ratio | 0 | 0 | 0 | 0 | 0 | 0 | 0 | 0 | 0 | 0 | 0 | 0 | 0 | 0 | 0 | 0 | 0 | 0 | 0 | 0 | 0 | 0 | 0 | 0 | 0 | 0 | 0 | 0 | 0 | 0 | 0 | 0 | 0
F4_Commercial_Restaurant_Existing_Food Preparation_Natural Gas_Food Prep Other_E7 | F4 | Commercial | Restaurant | Existing | Food Preparation | Natural Gas | Food Prep Other | E7 | RVT BC Ratio | 0 | 0 | 0 | 0 | 0 | 0 | 0 | 0 | 0 | 0 | 0 | 0 | 0 | 0 | 0 | 0 | 0 | 0 | 0 | 0 | 0 | 0 | 0 | 0 | 0 | 0 | 0 | 0 | 0 | 0 | 0 | 0 | 0
F4_Commercial_Restaurant_Existing_Food Preparation_Natural Gas_Food Prep Other_E8 | F4 | Commercial | Restaurant | Existing | Food Preparation | Natural Gas | Food Prep Other | E8 | RVT BC Ratio | 0 | 0 | 0 | 0 | 0 | 0 | 0 | 0 | 0 | 0 | 0 | 0 | 0 | 0 | 0 | 0 | 0 | 0 | 0 | 0 | 0 | 0 | 0 | 0 | 0 | 0 | 0 | 0 | 0 | 0 | 0 | 0 | 0
F4_Commercial_Restaurant_Existing_Food Preparation_Natural Gas_Food Prep Other_E9 | F4 | Commercial | Restaurant | Existing | Food Preparation | Natural Gas | Food Prep Other | E9 | RVT BC Ratio | 0 | 0 | 0 | 0 | 0 | 0 | 0 | 0 | 0 | 0 | 0 | 0 | 0 | 0 | 0 | 0 | 0 | 0 | 0 | 0 | 0 | 0 | 0 | 0 | 0 | 0 | 0 | 0 | 0 | 0 | 0 | 0 | 0
F4_Commercial_Restaurant_Existing_Food Preparation_Natural Gas_Food Prep Other_E10 | F4 | Commercial | Restaurant | Existing | Food Preparation | Natural Gas | Food Prep Other | E10 | RVT BC Ratio | 0 | 0 | 0 | 0 | 0 | 0 | 0 | 0 | 0 | 0 | 0 | 0 | 0 | 0 | 0 | 0 | 0 | 0 | 0 | 0 | 0 | 0 | 0 | 0 | 0 | 0 | 0 | 0 | 0 | 0 | 0 | 0 | 0
F5_Commercial_Restaurant_Existing_Food Preparation_Natural Gas_Food Prep Other_E1 | F5 | Commercial | Restaurant | Existing | Food Preparation | Natural Gas | Food Prep Other | E1 | RIM BC Ratio | bar: 2019 to 2051
F5_Commercial_Restaurant_Existing_Food Preparation_Natural Gas_Food Prep Other_E2 | F5 | Commercial | Restaurant | Existing | Food Preparation | Natural Gas | Food Prep Other | E2 | RIM BC Ratio | 0.11176 | 0.11174 | 0.11221 | 0.11149 | 0.11106 | 0.11138 | 0.11233 | 0.11308 | 0.11401 | 0.11488 | 0.11576 | 0.11656 | 0.11742 | 0.11832 | 0.11917 | 0.12004 | 0.12092 | 0.12187 | 0.12286 | 0.12391 | 0.12493 | 0.12599 | 0.12697 | 0.12799 | 0.12888 | 0.12965 | 0.13035 | 0.13095 | 0.13142 | 0.13181 | 0.13202 | 0.13216 | 0.13216
F5_Commercial_Restaurant_Existing_Food Preparation_Natural Gas_Food Prep Other_E3 | F5 | Commercial | Restaurant | Existing | Food Preparation | Natural Gas | Food Prep Other | E3 | RIM BC Ratio | 0 | 0 | 0 | 0 | 0 | 0 | 0 | 0 | 0 | 0 | 0 | 0 | 0 | 0 | 0 | 0 | 0 | 0 | 0 | 0 | 0 | 0 | 0 | 0 | 0 | 0 | 0 | 0 | 0 | 0 | 0 | 0 | 0
F5_Commercial_Restaurant_Existing_Food Preparation_Natural Gas_Food Prep Other_E4 | F5 | Commercial | Restaurant | Existing | Food Preparation | Natural Gas | Food Prep Other | E4 | RIM BC Ratio | 0 | 0 | 0 | 0 | 0 | 0 | 0 | 0 | 0 | 0 | 0 | 0 | 0 | 0 | 0 | 0 | 0 | 0 | 0 | 0 | 0 | 0 | 0 | 0 | 0 | 0 | 0 | 0 | 0 | 0 | 0 | 0 | 0
F5_Commercial_Restaurant_Existing_Food Preparation_Natural Gas_Food Prep Other_E5 | F5 | Commercial | Restaurant | Existing | Food Preparation | Natural Gas | Food Prep Other | E5 | RIM BC Ratio | 0 | 0 | 0 | 0 | 0 | 0 | 0 | 0 | 0 | 0 | 0 | 0 | 0 | 0 | 0 | 0 | 0 | 0 | 0 | 0 | 0 | 0 | 0 | 0 | 0 | 0 | 0 | 0 | 0 | 0 | 0 | 0 | 0
F5_Commercial_Restaurant_Existing_Food Preparation_Natural Gas_Food Prep Other_E6 | F5 | Commercial | Restaurant | Existing | Food Preparation | Natural Gas | Food Prep Other | E6 | RIM BC Ratio | 0 | 0 | 0 | 0 | 0 | 0 | 0 | 0 | 0 | 0 | 0 | 0 | 0 | 0 | 0 | 0 | 0 | 0 | 0 | 0 | 0 | 0 | 0 | 0 | 0 | 0 | 0 | 0 | 0 | 0 | 0 | 0 | 0
F5_Commercial_Restaurant_Existing_Food Preparation_Natural Gas_Food Prep Other_E7 | F5 | Commercial | Restaurant | Existing | Food Preparation | Natural Gas | Food Prep Other | E7 | RIM BC Ratio | 0 | 0 | 0 | 0 | 0 | 0 | 0 | 0 | 0 | 0 | 0 | 0 | 0 | 0 | 0 | 0 | 0 | 0 | 0 | 0 | 0 | 0 | 0 | 0 | 0 | 0 | 0 | 0 | 0 | 0 | 0 | 0 | 0
F5_Commercial_Restaurant_Existing_Food Preparation_Natural Gas_Food Prep Other_E8 | F5 | Commercial | Restaurant | Existing | Food Preparation | Natural Gas | Food Prep Other | E8 | RIM BC Ratio | 0 | 0 | 0 | 0 | 0 | 0 | 0 | 0 | 0 | 0 | 0 | 0 | 0 | 0 | 0 | 0 | 0 | 0 | 0 | 0 | 0 | 0 | 0 | 0 | 0 | 0 | 0 | 0 | 0 | 0 | 0 | 0 | 0
F5_Commercial_Restaurant_Existing_Food Preparation_Natural Gas_Food Prep Other_E9 | F5 | Commercial | Restaurant | Existing | Food Preparation | Natural Gas | Food Prep Other | E9 | RIM BC Ratio | 0 | 0 | 0 | 0 | 0 | 0 | 0 | 0 | 0 | 0 | 0 | 0 | 0 | 0 | 0 | 0 | 0 | 0 | 0 | 0 | 0 | 0 | 0 | 0 | 0 | 0 | 0 | 0 | 0 | 0 | 0 | 0 | 0
F5_Commercial_Restaurant_Existing_Food Preparation_Natural Gas_Food Prep Other_E10 | F5 | Commercial | Restaurant | Existing | Food Preparation | Natural Gas | Food Prep Other | E10 | RIM BC Ratio | 0 | 0 | 0 | 0 | 0 | 0 | 0 | 0 | 0 | 0 | 0 | 0 | 0 | 0 | 0 | 0 | 0 | 0 | 0 | 0 | 0 | 0 | 0 | 0 | 0 | 0 | 0 | 0 | 0 | 0 | 0 | 0 | 0
F0_Commercial_Restaurant_Existing_Miscellaneous_Natural Gas_Pool Heater_E0 | F0 | Commercial | Restaurant | Existing | Miscellaneous | Natural Gas | Pool Heater | E0 | Economic Unit | Standard (EF .78) | Standard (EF .78) | Standard (EF .78) | Standard (EF .78) | Standard (EF .78) | Standard (EF .78) | Standard (EF .78) | Standard (EF .78) | Standard (EF .78) | Standard (EF .78) | Standard (EF .78) | Standard (EF .78) | Standard (EF .78) | Standard (EF .78) | Standard (EF .78) | Standard (EF .78) | Standard (EF .78) | Standard (EF .78) | Standard (EF .78) | Standard (EF .78) | Standard (EF .78) | Standard (EF .78) | Standard (EF .78) | Standard (EF .78) | Standard (EF .78) | Standard (EF .78) | Standard (EF .78) | Standard (EF .78) | Standard (EF .78) | Standard (EF .78) | Standard (EF .78) | Standard (EF .78) | Standard (EF .78)
F1_Commercial_Restaurant_Existing_Miscellaneous_Natural Gas_Pool Heater_E1 | F1 | Commercial | Restaurant | Existing | Miscellaneous | Natural Gas | Pool Heater | E1 | CCE | 0 | 0 | 0 | 0 | 0 | 0 | 0 | 0 | 0 | 0 | 0 | 0 | 0 | 0 | 0 | 0 | 0 | 0 | 0 | 0 | 0 | 0 | 0 | 0 | 0 | 0 | 0 | 0 | 0 | 0 | 0 | 0 | 0
F1_Commercial_Restaurant_Existing_Miscellaneous_Natural Gas_Pool Heater_E2 | F1 | Commercial | Restaurant | Existing | Miscellaneous | Natural Gas | Pool Heater | E2 | CCE | 1.2677 | 1.3125 | 1.1782 | 1.2003 | 1.2003 | 1.2003 | 1.2003 | 1.2003 | 1.2003 | 1.2003 | 1.2003 | 1.2003 | 1.2003 | 1.2003 | 1.2003 | 1.2003 | 1.2003 | 1.2003 | 1.2003 | 1.2003 | 1.2003 | 1.2003 | 1.2003 | 1.2003 | 1.2003 | 1.2003 | 1.2003 | 1.2003 | 1.2003 | 1.2003 | 1.2003 | 1.2003 | 1.2003
F1_Commercial_Restaurant_Existing_Miscellaneous_Natural Gas_Pool Heater_E3 | F1 | Commercial | Restaurant | Existing | Miscellaneous | Natural Gas | Pool Heater | E3 | CCE | 0 | 0 | 0 | 0 | 0 | 0 | 0 | 0 | 0 | 0 | 0 | 0 | 0 | 0 | 0 | 0 | 0 | 0 | 0 | 0 | 0 | 0 | 0 | 0 | 0 | 0 | 0 | 0 | 0 | 0 | 0 | 0 | 0
F1_Commercial_Restaurant_Existing_Miscellaneous_Natural Gas_Pool Heater_E4 | F1 | Commercial | Restaurant | Existing | Miscellaneous | Natural Gas | Pool Heater | E4 | CCE | 0 | 0 | 0 | 0 | 0 | 0 | 0 | 0 | 0 | 0 | 0 | 0 | 0 | 0 | 0 | 0 | 0 | 0 | 0 | 0 | 0 | 0 | 0 | 0 | 0 | 0 | 0 | 0 | 0 | 0 | 0 | 0 | 0
F1_Commercial_Restaurant_Existing_Miscellaneous_Natural Gas_Pool Heater_E5 | F1 | Commercial | Restaurant | Existing | Miscellaneous | Natural Gas | Pool Heater | E5 | CCE | 0 | 0 | 0 | 0 | 0 | 0 | 0 | 0 | 0 | 0 | 0 | 0 | 0 | 0 | 0 | 0 | 0 | 0 | 0 | 0 | 0 | 0 | 0 | 0 | 0 | 0 | 0 | 0 | 0 | 0 | 0 | 0 | 0
F1_Commercial_Restaurant_Existing_Miscellaneous_Natural Gas_Pool Heater_E6 | F1 | Commercial | Restaurant | Existing | Miscellaneous | Natural Gas | Pool Heater | E6 | CCE | 0 | 0 | 0 | 0 | 0 | 0 | 0 | 0 | 0 | 0 | 0 | 0 | 0 | 0 | 0 | 0 | 0 | 0 | 0 | 0 | 0 | 0 | 0 | 0 | 0 | 0 | 0 | 0 | 0 | 0 | 0 | 0 | 0
F1_Commercial_Restaurant_Existing_Miscellaneous_Natural Gas_Pool Heater_E7 | F1 | Commercial | Restaurant | Existing | Miscellaneous | Natural Gas | Pool Heater | E7 | CCE | 0 | 0 | 0 | 0 | 0 | 0 | 0 | 0 | 0 | 0 | 0 | 0 | 0 | 0 | 0 | 0 | 0 | 0 | 0 | 0 | 0 | 0 | 0 | 0 | 0 | 0 | 0 | 0 | 0 | 0 | 0 | 0 | 0
F1_Commercial_Restaurant_Existing_Miscellaneous_Natural Gas_Pool Heater_E8 | F1 | Commercial | Restaurant | Existing | Miscellaneous | Natural Gas | Pool Heater | E8 | CCE | 0 | 0 | 0 | 0 | 0 | 0 | 0 | 0 | 0 | 0 | 0 | 0 | 0 | 0 | 0 | 0 | 0 | 0 | 0 | 0 | 0 | 0 | 0 | 0 | 0 | 0 | 0 | 0 | 0 | 0 | 0 | 0 | 0
F1_Commercial_Restaurant_Existing_Miscellaneous_Natural Gas_Pool Heater_E9 | F1 | Commercial | Restaurant | Existing | Miscellaneous | Natural Gas | Pool Heater | E9 | CCE | 0 | 0 | 0 | 0 | 0 | 0 | 0 | 0 | 0 | 0 | 0 | 0 | 0 | 0 | 0 | 0 | 0 | 0 | 0 | 0 | 0 | 0 | 0 | 0 | 0 | 0 | 0 | 0 | 0 | 0 | 0 | 0 | 0
F1_Commercial_Restaurant_Existing_Miscellaneous_Natural Gas_Pool Heater_E10 | F1 | Commercial | Restaurant | Existing | Miscellaneous | Natural Gas | Pool Heater | E10 | CCE | 0 | 0 | 0 | 0 | 0 | 0 | 0 | 0 | 0 | 0 | 0 | 0 | 0 | 0 | 0 | 0 | 0 | 0 | 0 | 0 | 0 | 0 | 0 | 0 | 0 | 0 | 0 | 0 | 0 | 0 | 0 | 0 | 0
F2_Commercial_Restaurant_Existing_Miscellaneous_Natural Gas_Pool Heater_E1 | F2 | Commercial | Restaurant | Existing | Miscellaneous | Natural Gas | Pool Heater | E1 | TRC BC Ratio | bar: 2019 to 2051
F2_Commercial_Restaurant_Existing_Miscellaneous_Natural Gas_Pool Heater_E2 | F2 | Commercial | Restaurant | Existing | Miscellaneous | Natural Gas | Pool Heater | E2 | TRC BC Ratio | 0 | 0 | 0 | 0 | 0 | 0 | 0 | 0 | 0 | 0 | 0 | 0 | 0 | 0 | 0 | 0 | 0 | 0 | 0 | 0 | 0 | 0 | 0 | 0 | 0 | 0 | 0 | 0 | 0 | 0 | 0 | 0 | 0
F2_Commercial_Restaurant_Existing_Miscellaneous_Natural Gas_Pool Heater_E3 | F2 | Commercial | Restaurant | Existing | Miscellaneous | Natural Gas | Pool Heater | E3 | TRC BC Ratio | 0 | 0 | 0 | 0 | 0 | 0 | 0 | 0 | 0 | 0 | 0 | 0 | 0 | 0 | 0 | 0 | 0 | 0 | 0 | 0 | 0 | 0 | 0 | 0 | 0 | 0 | 0 | 0 | 0 | 0 | 0 | 0 | 0
F2_Commercial_Restaurant_Existing_Miscellaneous_Natural Gas_Pool Heater_E4 | F2 | Commercial | Restaurant | Existing | Miscellaneous | Natural Gas | Pool Heater | E4 | TRC BC Ratio | 0 | 0 | 0 | 0 | 0 | 0 | 0 | 0 | 0 | 0 | 0 | 0 | 0 | 0 | 0 | 0 | 0 | 0 | 0 | 0 | 0 | 0 | 0 | 0 | 0 | 0 | 0 | 0 | 0 | 0 | 0 | 0 | 0
F2_Commercial_Restaurant_Existing_Miscellaneous_Natural Gas_Pool Heater_E5 | F2 | Commercial | Restaurant | Existing | Miscellaneous | Natural Gas | Pool Heater | E5 | TRC BC Ratio | 0 | 0 | 0 | 0 | 0 | 0 | 0 | 0 | 0 | 0 | 0 | 0 | 0 | 0 | 0 | 0 | 0 | 0 | 0 | 0 | 0 | 0 | 0 | 0 | 0 | 0 | 0 | 0 | 0 | 0 | 0 | 0 | 0
F2_Commercial_Restaurant_Existing_Miscellaneous_Natural Gas_Pool Heater_E6 | F2 | Commercial | Restaurant | Existing | Miscellaneous | Natural Gas | Pool Heater | E6 | TRC BC Ratio | 0 | 0 | 0 | 0 | 0 | 0 | 0 | 0 | 0 | 0 | 0 | 0 | 0 | 0 | 0 | 0 | 0 | 0 | 0 | 0 | 0 | 0 | 0 | 0 | 0 | 0 | 0 | 0 | 0 | 0 | 0 | 0 | 0
F2_Commercial_Restaurant_Existing_Miscellaneous_Natural Gas_Pool Heater_E7 | F2 | Commercial | Restaurant | Existing | Miscellaneous | Natural Gas | Pool Heater | E7 | TRC BC Ratio | 0 | 0 | 0 | 0 | 0 | 0 | 0 | 0 | 0 | 0 | 0 | 0 | 0 | 0 | 0 | 0 | 0 | 0 | 0 | 0 | 0 | 0 | 0 | 0 | 0 | 0 | 0 | 0 | 0 | 0 | 0 | 0 | 0
F2_Commercial_Restaurant_Existing_Miscellaneous_Natural Gas_Pool Heater_E8 | F2 | Commercial | Restaurant | Existing | Miscellaneous | Natural Gas | Pool Heater | E8 | TRC BC Ratio | 0 | 0 | 0 | 0 | 0 | 0 | 0 | 0 | 0 | 0 | 0 | 0 | 0 | 0 | 0 | 0 | 0 | 0 | 0 | 0 | 0 | 0 | 0 | 0 | 0 | 0 | 0 | 0 | 0 | 0 | 0 | 0 | 0
F2_Commercial_Restaurant_Existing_Miscellaneous_Natural Gas_Pool Heater_E9 | F2 | Commercial | Restaurant | Existing | Miscellaneous | Natural Gas | Pool Heater | E9 | TRC BC Ratio | 0 | 0 | 0 | 0 | 0 | 0 | 0 | 0 | 0 | 0 | 0 | 0 | 0 | 0 | 0 | 0 | 0 | 0 | 0 | 0 | 0 | 0 | 0 | 0 | 0 | 0 | 0 | 0 | 0 | 0 | 0 | 0 | 0
F2_Commercial_Restaurant_Existing_Miscellaneous_Natural Gas_Pool Heater_E10 | F2 | Commercial | Restaurant | Existing | Miscellaneous | Natural Gas | Pool Heater | E10 | TRC BC Ratio | 0 | 0 | 0 | 0 | 0 | 0 | 0 | 0 | 0 | 0 | 0 | 0 | 0 | 0 | 0 | 0 | 0 | 0 | 0 | 0 | 0 | 0 | 0 | 0 | 0 | 0 | 0 | 0 | 0 | 0 | 0 | 0 | 0
F3_Commercial_Restaurant_Existing_Miscellaneous_Natural Gas_Pool Heater_E1 | F3 | Commercial | Restaurant | Existing | Miscellaneous | Natural Gas | Pool Heater | E1 | PACT BC Ratio | bar: 2019 to 2051
F3_Commercial_Restaurant_Existing_Miscellaneous_Natural Gas_Pool Heater_E2 | F3 | Commercial | Restaurant | Existing | Miscellaneous | Natural Gas | Pool Heater | E2 | PACT BC Ratio | 0 | 0 | 0 | 0 | 0 | 0 | 0 | 0 | 0 | 0 | 0 | 0 | 0 | 0 | 0 | 0 | 0 | 0 | 0 | 0 | 0 | 0 | 0 | 0 | 0 | 0 | 0 | 0 | 0 | 0 | 0 | 0 | 0
F3_Commercial_Restaurant_Existing_Miscellaneous_Natural Gas_Pool Heater_E3 | F3 | Commercial | Restaurant | Existing | Miscellaneous | Natural Gas | Pool Heater | E3 | PACT BC Ratio | 0 | 0 | 0 | 0 | 0 | 0 | 0 | 0 | 0 | 0 | 0 | 0 | 0 | 0 | 0 | 0 | 0 | 0 | 0 | 0 | 0 | 0 | 0 | 0 | 0 | 0 | 0 | 0 | 0 | 0 | 0 | 0 | 0
F3_Commercial_Restaurant_Existing_Miscellaneous_Natural Gas_Pool Heater_E4 | F3 | Commercial | Restaurant | Existing | Miscellaneous | Natural Gas | Pool Heater | E4 | PACT BC Ratio | 0 | 0 | 0 | 0 | 0 | 0 | 0 | 0 | 0 | 0 | 0 | 0 | 0 | 0 | 0 | 0 | 0 | 0 | 0 | 0 | 0 | 0 | 0 | 0 | 0 | 0 | 0 | 0 | 0 | 0 | 0 | 0 | 0
F3_Commercial_Restaurant_Existing_Miscellaneous_Natural Gas_Pool Heater_E5 | F3 | Commercial | Restaurant | Existing | Miscellaneous | Natural Gas | Pool Heater | E5 | PACT BC Ratio | 0 | 0 | 0 | 0 | 0 | 0 | 0 | 0 | 0 | 0 | 0 | 0 | 0 | 0 | 0 | 0 | 0 | 0 | 0 | 0 | 0 | 0 | 0 | 0 | 0 | 0 | 0 | 0 | 0 | 0 | 0 | 0 | 0
F3_Commercial_Restaurant_Existing_Miscellaneous_Natural Gas_Pool Heater_E6 | F3 | Commercial | Restaurant | Existing | Miscellaneous | Natural Gas | Pool Heater | E6 | PACT BC Ratio | 0 | 0 | 0 | 0 | 0 | 0 | 0 | 0 | 0 | 0 | 0 | 0 | 0 | 0 | 0 | 0 | 0 | 0 | 0 | 0 | 0 | 0 | 0 | 0 | 0 | 0 | 0 | 0 | 0 | 0 | 0 | 0 | 0
F3_Commercial_Restaurant_Existing_Miscellaneous_Natural Gas_Pool Heater_E7 | F3 | Commercial | Restaurant | Existing | Miscellaneous | Natural Gas | Pool Heater | E7 | PACT BC Ratio | 0 | 0 | 0 | 0 | 0 | 0 | 0 | 0 | 0 | 0 | 0 | 0 | 0 | 0 | 0 | 0 | 0 | 0 | 0 | 0 | 0 | 0 | 0 | 0 | 0 | 0 | 0 | 0 | 0 | 0 | 0 | 0 | 0
F3_Commercial_Restaurant_Existing_Miscellaneous_Natural Gas_Pool Heater_E8 | F3 | Commercial | Restaurant | Existing | Miscellaneous | Natural Gas | Pool Heater | E8 | PACT BC Ratio | 0 | 0 | 0 | 0 | 0 | 0 | 0 | 0 | 0 | 0 | 0 | 0 | 0 | 0 | 0 | 0 | 0 | 0 | 0 | 0 | 0 | 0 | 0 | 0 | 0 | 0 | 0 | 0 | 0 | 0 | 0 | 0 | 0
F3_Commercial_Restaurant_Existing_Miscellaneous_Natural Gas_Pool Heater_E9 | F3 | Commercial | Restaurant | Existing | Miscellaneous | Natural Gas | Pool Heater | E9 | PACT BC Ratio | 0 | 0 | 0 | 0 | 0 | 0 | 0 | 0 | 0 | 0 | 0 | 0 | 0 | 0 | 0 | 0 | 0 | 0 | 0 | 0 | 0 | 0 | 0 | 0 | 0 | 0 | 0 | 0 | 0 | 0 | 0 | 0 | 0
F3_Commercial_Restaurant_Existing_Miscellaneous_Natural Gas_Pool Heater_E10 | F3 | Commercial | Restaurant | Existing | Miscellaneous | Natural Gas | Pool Heater | E10 | PACT BC Ratio | 0 | 0 | 0 | 0 | 0 | 0 | 0 | 0 | 0 | 0 | 0 | 0 | 0 | 0 | 0 | 0 | 0 | 0 | 0 | 0 | 0 | 0 | 0 | 0 | 0 | 0 | 0 | 0 | 0 | 0 | 0 | 0 | 0
F4_Commercial_Restaurant_Existing_Miscellaneous_Natural Gas_Pool Heater_E1 | F4 | Commercial | Restaurant | Existing | Miscellaneous | Natural Gas | Pool Heater | E1 | RVT BC Ratio | bar: 2019 to 2051
F4_Commercial_Restaurant_Existing_Miscellaneous_Natural Gas_Pool Heater_E2 | F4 | Commercial | Restaurant | Existing | Miscellaneous | Natural Gas | Pool Heater | E2 | RVT BC Ratio | 0.7 | 0.7 | 0.7 | 0.7 | 0.7 | 0.7 | 0.7 | 0.7 | 0.7 | 0.7 | 0.7 | 0.7 | 0.7 | 0.7 | 0.7 | 0.7 | 0.7 | 0.7 | 0.7 | 0.7 | 0.7 | 0.7 | 0.7 | 0.7 | 0.7 | 0.7 | 0.7 | 0.7 | 0.7 | 0.7 | 0.7 | 0.7 | 0.7
F4_Commercial_Restaurant_Existing_Miscellaneous_Natural Gas_Pool Heater_E3 | F4 | Commercial | Restaurant | Existing | Miscellaneous | Natural Gas | Pool Heater | E3 | RVT BC Ratio | 0 | 0 | 0 | 0 | 0 | 0 | 0 | 0 | 0 | 0 | 0 | 0 | 0 | 0 | 0 | 0 | 0 | 0 | 0 | 0 | 0 | 0 | 0 | 0 | 0 | 0 | 0 | 0 | 0 | 0 | 0 | 0 | 0
F4_Commercial_Restaurant_Existing_Miscellaneous_Natural Gas_Pool Heater_E4 | F4 | Commercial | Restaurant | Existing | Miscellaneous | Natural Gas | Pool Heater | E4 | RVT BC Ratio | 0 | 0 | 0 | 0 | 0 | 0 | 0 | 0 | 0 | 0 | 0 | 0 | 0 | 0 | 0 | 0 | 0 | 0 | 0 | 0 | 0 | 0 | 0 | 0 | 0 | 0 | 0 | 0 | 0 | 0 | 0 | 0 | 0
F4_Commercial_Restaurant_Existing_Miscellaneous_Natural Gas_Pool Heater_E5 | F4 | Commercial | Restaurant | Existing | Miscellaneous | Natural Gas | Pool Heater | E5 | RVT BC Ratio | 0 | 0 | 0 | 0 | 0 | 0 | 0 | 0 | 0 | 0 | 0 | 0 | 0 | 0 | 0 | 0 | 0 | 0 | 0 | 0 | 0 | 0 | 0 | 0 | 0 | 0 | 0 | 0 | 0 | 0 | 0 | 0 | 0
F4_Commercial_Restaurant_Existing_Miscellaneous_Natural Gas_Pool Heater_E6 | F4 | Commercial | Restaurant | Existing | Miscellaneous | Natural Gas | Pool Heater | E6 | RVT BC Ratio | 0 | 0 | 0 | 0 | 0 | 0 | 0 | 0 | 0 | 0 | 0 | 0 | 0 | 0 | 0 | 0 | 0 | 0 | 0 | 0 | 0 | 0 | 0 | 0 | 0 | 0 | 0 | 0 | 0 | 0 | 0 | 0 | 0
F4_Commercial_Restaurant_Existing_Miscellaneous_Natural Gas_Pool Heater_E7 | F4 | Commercial | Restaurant | Existing | Miscellaneous | Natural Gas | Pool Heater | E7 | RVT BC Ratio | 0 | 0 | 0 | 0 | 0 | 0 | 0 | 0 | 0 | 0 | 0 | 0 | 0 | 0 | 0 | 0 | 0 | 0 | 0 | 0 | 0 | 0 | 0 | 0 | 0 | 0 | 0 | 0 | 0 | 0 | 0 | 0 | 0
F4_Commercial_Restaurant_Existing_Miscellaneous_Natural Gas_Pool Heater_E8 | F4 | Commercial | Restaurant | Existing | Miscellaneous | Natural Gas | Pool Heater | E8 | RVT BC Ratio | 0 | 0 | 0 | 0 | 0 | 0 | 0 | 0 | 0 | 0 | 0 | 0 | 0 | 0 | 0 | 0 | 0 | 0 | 0 | 0 | 0 | 0 | 0 | 0 | 0 | 0 | 0 | 0 | 0 | 0 | 0 | 0 | 0
F4_Commercial_Restaurant_Existing_Miscellaneous_Natural Gas_Pool Heater_E9 | F4 | Commercial | Restaurant | Existing | Miscellaneous | Natural Gas | Pool Heater | E9 | RVT BC Ratio | 0 | 0 | 0 | 0 | 0 | 0 | 0 | 0 | 0 | 0 | 0 | 0 | 0 | 0 | 0 | 0 | 0 | 0 | 0 | 0 | 0 | 0 | 0 | 0 | 0 | 0 | 0 | 0 | 0 | 0 | 0 | 0 | 0
F4_Commercial_Restaurant_Existing_Miscellaneous_Natural Gas_Pool Heater_E10 | F4 | Commercial | Restaurant | Existing | Miscellaneous | Natural Gas | Pool Heater | E10 | RVT BC Ratio | 0 | 0 | 0 | 0 | 0 | 0 | 0 | 0 | 0 | 0 | 0 | 0 | 0 | 0 | 0 | 0 | 0 | 0 | 0 | 0 | 0 | 0 | 0 | 0 | 0 | 0 | 0 | 0 | 0 | 0 | 0 | 0 | 0
F5_Commercial_Restaurant_Existing_Miscellaneous_Natural Gas_Pool Heater_E1 | F5 | Commercial | Restaurant | Existing | Miscellaneous | Natural Gas | Pool Heater | E1 | RIM BC Ratio | bar: 2019 to 2051
F5_Commercial_Restaurant_Existing_Miscellaneous_Natural Gas_Pool Heater_E2 | F5 | Commercial | Restaurant | Existing | Miscellaneous | Natural Gas | Pool Heater | E2 | RIM BC Ratio | 0 | 0 | 0 | 0 | 0 | 0 | 0 | 0 | 0 | 0 | 0 | 0 | 0 | 0 | 0 | 0 | 0 | 0 | 0 | 0 | 0 | 0 | 0 | 0 | 0 | 0 | 0 | 0 | 0 | 0 | 0 | 0 | 0
F5_Commercial_Restaurant_Existing_Miscellaneous_Natural Gas_Pool Heater_E3 | F5 | Commercial | Restaurant | Existing | Miscellaneous | Natural Gas | Pool Heater | E3 | RIM BC Ratio | 0 | 0 | 0 | 0 | 0 | 0 | 0 | 0 | 0 | 0 | 0 | 0 | 0 | 0 | 0 | 0 | 0 | 0 | 0 | 0 | 0 | 0 | 0 | 0 | 0 | 0 | 0 | 0 | 0 | 0 | 0 | 0 | 0
F5_Commercial_Restaurant_Existing_Miscellaneous_Natural Gas_Pool Heater_E4 | F5 | Commercial | Restaurant | Existing | Miscellaneous | Natural Gas | Pool Heater | E4 | RIM BC Ratio | 0 | 0 | 0 | 0 | 0 | 0 | 0 | 0 | 0 | 0 | 0 | 0 | 0 | 0 | 0 | 0 | 0 | 0 | 0 | 0 | 0 | 0 | 0 | 0 | 0 | 0 | 0 | 0 | 0 | 0 | 0 | 0 | 0
F5_Commercial_Restaurant_Existing_Miscellaneous_Natural Gas_Pool Heater_E5 | F5 | Commercial | Restaurant | Existing | Miscellaneous | Natural Gas | Pool Heater | E5 | RIM BC Ratio | 0 | 0 | 0 | 0 | 0 | 0 | 0 | 0 | 0 | 0 | 0 | 0 | 0 | 0 | 0 | 0 | 0 | 0 | 0 | 0 | 0 | 0 | 0 | 0 | 0 | 0 | 0 | 0 | 0 | 0 | 0 | 0 | 0
F5_Commercial_Restaurant_Existing_Miscellaneous_Natural Gas_Pool Heater_E6 | F5 | Commercial | Restaurant | Existing | Miscellaneous | Natural Gas | Pool Heater | E6 | RIM BC Ratio | 0 | 0 | 0 | 0 | 0 | 0 | 0 | 0 | 0 | 0 | 0 | 0 | 0 | 0 | 0 | 0 | 0 | 0 | 0 | 0 | 0 | 0 | 0 | 0 | 0 | 0 | 0 | 0 | 0 | 0 | 0 | 0 | 0
F5_Commercial_Restaurant_Existing_Miscellaneous_Natural Gas_Pool Heater_E7 | F5 | Commercial | Restaurant | Existing | Miscellaneous | Natural Gas | Pool Heater | E7 | RIM BC Ratio | 0 | 0 | 0 | 0 | 0 | 0 | 0 | 0 | 0 | 0 | 0 | 0 | 0 | 0 | 0 | 0 | 0 | 0 | 0 | 0 | 0 | 0 | 0 | 0 | 0 | 0 | 0 | 0 | 0 | 0 | 0 | 0 | 0
F5_Commercial_Restaurant_Existing_Miscellaneous_Natural Gas_Pool Heater_E8 | F5 | Commercial | Restaurant | Existing | Miscellaneous | Natural Gas | Pool Heater | E8 | RIM BC Ratio | 0 | 0 | 0 | 0 | 0 | 0 | 0 | 0 | 0 | 0 | 0 | 0 | 0 | 0 | 0 | 0 | 0 | 0 | 0 | 0 | 0 | 0 | 0 | 0 | 0 | 0 | 0 | 0 | 0 | 0 | 0 | 0 | 0
F5_Commercial_Restaurant_Existing_Miscellaneous_Natural Gas_Pool Heater_E9 | F5 | Commercial | Restaurant | Existing | Miscellaneous | Natural Gas | Pool Heater | E9 | RIM BC Ratio | 0 | 0 | 0 | 0 | 0 | 0 | 0 | 0 | 0 | 0 | 0 | 0 | 0 | 0 | 0 | 0 | 0 | 0 | 0 | 0 | 0 | 0 | 0 | 0 | 0 | 0 | 0 | 0 | 0 | 0 | 0 | 0 | 0
F5_Commercial_Restaurant_Existing_Miscellaneous_Natural Gas_Pool Heater_E10 | F5 | Commercial | Restaurant | Existing | Miscellaneous | Natural Gas | Pool Heater | E10 | RIM BC Ratio | 0 | 0 | 0 | 0 | 0 | 0 | 0 | 0 | 0 | 0 | 0 | 0 | 0 | 0 | 0 | 0 | 0 | 0 | 0 | 0 | 0 | 0 | 0 | 0 | 0 | 0 | 0 | 0 | 0 | 0 | 0 | 0 | 0
F0_Commercial_Restaurant_Existing_Miscellaneous_Natural Gas_Miscellaneous_E0 | F0 | Commercial | Restaurant | Existing | Miscellaneous | Natural Gas | Miscellaneous | E0 | Economic Unit | Miscellaneous | Miscellaneous | Miscellaneous | Miscellaneous | Miscellaneous | Miscellaneous | Miscellaneous | Miscellaneous | Miscellaneous | Miscellaneous | Miscellaneous | Miscellaneous | Miscellaneous | Miscellaneous | Miscellaneous | Miscellaneous | Miscellaneous | Miscellaneous | Miscellaneous | Miscellaneous | Miscellaneous | Miscellaneous | Miscellaneous | Miscellaneous | Miscellaneous | Miscellaneous | Miscellaneous | Miscellaneous | Miscellaneous | Miscellaneous | Miscellaneous | Miscellaneous | Miscellaneous
F1_Commercial_Restaurant_Existing_Miscellaneous_Natural Gas_Miscellaneous_E1 | F1 | Commercial | Restaurant | Existing | Miscellaneous | Natural Gas | Miscellaneous | E1 | CCE | 0 | 0 | 0 | 0 | 0 | 0 | 0 | 0 | 0 | 0 | 0 | 0 | 0 | 0 | 0 | 0 | 0 | 0 | 0 | 0 | 0 | 0 | 0 | 0 | 0 | 0 | 0 | 0 | 0 | 0 | 0 | 0 | 0
F1_Commercial_Restaurant_Existing_Miscellaneous_Natural Gas_Miscellaneous_E2 | F1 | Commercial | Restaurant | Existing | Miscellaneous | Natural Gas | Miscellaneous | E2 | CCE | 0 | 0 | 0 | 0 | 0 | 0 | 0 | 0 | 0 | 0 | 0 | 0 | 0 | 0 | 0 | 0 | 0 | 0 | 0 | 0 | 0 | 0 | 0 | 0 | 0 | 0 | 0 | 0 | 0 | 0 | 0 | 0 | 0
F1_Commercial_Restaurant_Existing_Miscellaneous_Natural Gas_Miscellaneous_E3 | F1 | Commercial | Restaurant | Existing | Miscellaneous | Natural Gas | Miscellaneous | E3 | CCE | 0 | 0 | 0 | 0 | 0 | 0 | 0 | 0 | 0 | 0 | 0 | 0 | 0 | 0 | 0 | 0 | 0 | 0 | 0 | 0 | 0 | 0 | 0 | 0 | 0 | 0 | 0 | 0 | 0 | 0 | 0 | 0 | 0
F1_Commercial_Restaurant_Existing_Miscellaneous_Natural Gas_Miscellaneous_E4 | F1 | Commercial | Restaurant | Existing | Miscellaneous | Natural Gas | Miscellaneous | E4 | CCE | 0 | 0 | 0 | 0 | 0 | 0 | 0 | 0 | 0 | 0 | 0 | 0 | 0 | 0 | 0 | 0 | 0 | 0 | 0 | 0 | 0 | 0 | 0 | 0 | 0 | 0 | 0 | 0 | 0 | 0 | 0 | 0 | 0
F1_Commercial_Restaurant_Existing_Miscellaneous_Natural Gas_Miscellaneous_E5 | F1 | Commercial | Restaurant | Existing | Miscellaneous | Natural Gas | Miscellaneous | E5 | CCE | 0 | 0 | 0 | 0 | 0 | 0 | 0 | 0 | 0 | 0 | 0 | 0 | 0 | 0 | 0 | 0 | 0 | 0 | 0 | 0 | 0 | 0 | 0 | 0 | 0 | 0 | 0 | 0 | 0 | 0 | 0 | 0 | 0
F1_Commercial_Restaurant_Existing_Miscellaneous_Natural Gas_Miscellaneous_E6 | F1 | Commercial | Restaurant | Existing | Miscellaneous | Natural Gas | Miscellaneous | E6 | CCE | 0 | 0 | 0 | 0 | 0 | 0 | 0 | 0 | 0 | 0 | 0 | 0 | 0 | 0 | 0 | 0 | 0 | 0 | 0 | 0 | 0 | 0 | 0 | 0 | 0 | 0 | 0 | 0 | 0 | 0 | 0 | 0 | 0
F1_Commercial_Restaurant_Existing_Miscellaneous_Natural Gas_Miscellaneous_E7 | F1 | Commercial | Restaurant | Existing | Miscellaneous | Natural Gas | Miscellaneous | E7 | CCE | 0 | 0 | 0 | 0 | 0 | 0 | 0 | 0 | 0 | 0 | 0 | 0 | 0 | 0 | 0 | 0 | 0 | 0 | 0 | 0 | 0 | 0 | 0 | 0 | 0 | 0 | 0 | 0 | 0 | 0 | 0 | 0 | 0
F1_Commercial_Restaurant_Existing_Miscellaneous_Natural Gas_Miscellaneous_E8 | F1 | Commercial | Restaurant | Existing | Miscellaneous | Natural Gas | Miscellaneous | E8 | CCE | 0 | 0 | 0 | 0 | 0 | 0 | 0 | 0 | 0 | 0 | 0 | 0 | 0 | 0 | 0 | 0 | 0 | 0 | 0 | 0 | 0 | 0 | 0 | 0 | 0 | 0 | 0 | 0 | 0 | 0 | 0 | 0 | 0
F1_Commercial_Restaurant_Existing_Miscellaneous_Natural Gas_Miscellaneous_E9 | F1 | Commercial | Restaurant | Existing | Miscellaneous | Natural Gas | Miscellaneous | E9 | CCE | 0 | 0 | 0 | 0 | 0 | 0 | 0 | 0 | 0 | 0 | 0 | 0 | 0 | 0 | 0 | 0 | 0 | 0 | 0 | 0 | 0 | 0 | 0 | 0 | 0 | 0 | 0 | 0 | 0 | 0 | 0 | 0 | 0
F1_Commercial_Restaurant_Existing_Miscellaneous_Natural Gas_Miscellaneous_E10 | F1 | Commercial | Restaurant | Existing | Miscellaneous | Natural Gas | Miscellaneous | E10 | CCE | 0 | 0 | 0 | 0 | 0 | 0 | 0 | 0 | 0 | 0 | 0 | 0 | 0 | 0 | 0 | 0 | 0 | 0 | 0 | 0 | 0 | 0 | 0 | 0 | 0 | 0 | 0 | 0 | 0 | 0 | 0 | 0 | 0
F2_Commercial_Restaurant_Existing_Miscellaneous_Natural Gas_Miscellaneous_E1 | F2 | Commercial | Restaurant | Existing | Miscellaneous | Natural Gas | Miscellaneous | E1 | TRC BC Ratio | bar: 2019 to 2051
F2_Commercial_Restaurant_Existing_Miscellaneous_Natural Gas_Miscellaneous_E2 | F2 | Commercial | Restaurant | Existing | Miscellaneous | Natural Gas | Miscellaneous | E2 | TRC BC Ratio | 0 | 0 | 0 | 0 | 0 | 0 | 0 | 0 | 0 | 0 | 0 | 0 | 0 | 0 | 0 | 0 | 0 | 0 | 0 | 0 | 0 | 0 | 0 | 0 | 0 | 0 | 0 | 0 | 0 | 0 | 0 | 0 | 0
F2_Commercial_Restaurant_Existing_Miscellaneous_Natural Gas_Miscellaneous_E3 | F2 | Commercial | Restaurant | Existing | Miscellaneous | Natural Gas | Miscellaneous | E3 | TRC BC Ratio | 0 | 0 | 0 | 0 | 0 | 0 | 0 | 0 | 0 | 0 | 0 | 0 | 0 | 0 | 0 | 0 | 0 | 0 | 0 | 0 | 0 | 0 | 0 | 0 | 0 | 0 | 0 | 0 | 0 | 0 | 0 | 0 | 0
F2_Commercial_Restaurant_Existing_Miscellaneous_Natural Gas_Miscellaneous_E4 | F2 | Commercial | Restaurant | Existing | Miscellaneous | Natural Gas | Miscellaneous | E4 | TRC BC Ratio | 0 | 0 | 0 | 0 | 0 | 0 | 0 | 0 | 0 | 0 | 0 | 0 | 0 | 0 | 0 | 0 | 0 | 0 | 0 | 0 | 0 | 0 | 0 | 0 | 0 | 0 | 0 | 0 | 0 | 0 | 0 | 0 | 0
F2_Commercial_Restaurant_Existing_Miscellaneous_Natural Gas_Miscellaneous_E5 | F2 | Commercial | Restaurant | Existing | Miscellaneous | Natural Gas | Miscellaneous | E5 | TRC BC Ratio | 0 | 0 | 0 | 0 | 0 | 0 | 0 | 0 | 0 | 0 | 0 | 0 | 0 | 0 | 0 | 0 | 0 | 0 | 0 | 0 | 0 | 0 | 0 | 0 | 0 | 0 | 0 | 0 | 0 | 0 | 0 | 0 | 0
F2_Commercial_Restaurant_Existing_Miscellaneous_Natural Gas_Miscellaneous_E6 | F2 | Commercial | Restaurant | Existing | Miscellaneous | Natural Gas | Miscellaneous | E6 | TRC BC Ratio | 0 | 0 | 0 | 0 | 0 | 0 | 0 | 0 | 0 | 0 | 0 | 0 | 0 | 0 | 0 | 0 | 0 | 0 | 0 | 0 | 0 | 0 | 0 | 0 | 0 | 0 | 0 | 0 | 0 | 0 | 0 | 0 | 0
F2_Commercial_Restaurant_Existing_Miscellaneous_Natural Gas_Miscellaneous_E7 | F2 | Commercial | Restaurant | Existing | Miscellaneous | Natural Gas | Miscellaneous | E7 | TRC BC Ratio | 0 | 0 | 0 | 0 | 0 | 0 | 0 | 0 | 0 | 0 | 0 | 0 | 0 | 0 | 0 | 0 | 0 | 0 | 0 | 0 | 0 | 0 | 0 | 0 | 0 | 0 | 0 | 0 | 0 | 0 | 0 | 0 | 0
F2_Commercial_Restaurant_Existing_Miscellaneous_Natural Gas_Miscellaneous_E8 | F2 | Commercial | Restaurant | Existing | Miscellaneous | Natural Gas | Miscellaneous | E8 | TRC BC Ratio | 0 | 0 | 0 | 0 | 0 | 0 | 0 | 0 | 0 | 0 | 0 | 0 | 0 | 0 | 0 | 0 | 0 | 0 | 0 | 0 | 0 | 0 | 0 | 0 | 0 | 0 | 0 | 0 | 0 | 0 | 0 | 0 | 0
F2_Commercial_Restaurant_Existing_Miscellaneous_Natural Gas_Miscellaneous_E9 | F2 | Commercial | Restaurant | Existing | Miscellaneous | Natural Gas | Miscellaneous | E9 | TRC BC Ratio | 0 | 0 | 0 | 0 | 0 | 0 | 0 | 0 | 0 | 0 | 0 | 0 | 0 | 0 | 0 | 0 | 0 | 0 | 0 | 0 | 0 | 0 | 0 | 0 | 0 | 0 | 0 | 0 | 0 | 0 | 0 | 0 | 0
F2_Commercial_Restaurant_Existing_Miscellaneous_Natural Gas_Miscellaneous_E10 | F2 | Commercial | Restaurant | Existing | Miscellaneous | Natural Gas | Miscellaneous | E10 | TRC BC Ratio | 0 | 0 | 0 | 0 | 0 | 0 | 0 | 0 | 0 | 0 | 0 | 0 | 0 | 0 | 0 | 0 | 0 | 0 | 0 | 0 | 0 | 0 | 0 | 0 | 0 | 0 | 0 | 0 | 0 | 0 | 0 | 0 | 0
F3_Commercial_Restaurant_Existing_Miscellaneous_Natural Gas_Miscellaneous_E1 | F3 | Commercial | Restaurant | Existing | Miscellaneous | Natural Gas | Miscellaneous | E1 | PACT BC Ratio | bar: 2019 to 2051
F3_Commercial_Restaurant_Existing_Miscellaneous_Natural Gas_Miscellaneous_E2 | F3 | Commercial | Restaurant | Existing | Miscellaneous | Natural Gas | Miscellaneous | E2 | PACT BC Ratio | 0 | 0 | 0 | 0 | 0 | 0 | 0 | 0 | 0 | 0 | 0 | 0 | 0 | 0 | 0 | 0 | 0 | 0 | 0 | 0 | 0 | 0 | 0 | 0 | 0 | 0 | 0 | 0 | 0 | 0 | 0 | 0 | 0
F3_Commercial_Restaurant_Existing_Miscellaneous_Natural Gas_Miscellaneous_E3 | F3 | Commercial | Restaurant | Existing | Miscellaneous | Natural Gas | Miscellaneous | E3 | PACT BC Ratio | 0 | 0 | 0 | 0 | 0 | 0 | 0 | 0 | 0 | 0 | 0 | 0 | 0 | 0 | 0 | 0 | 0 | 0 | 0 | 0 | 0 | 0 | 0 | 0 | 0 | 0 | 0 | 0 | 0 | 0 | 0 | 0 | 0
F3_Commercial_Restaurant_Existing_Miscellaneous_Natural Gas_Miscellaneous_E4 | F3 | Commercial | Restaurant | Existing | Miscellaneous | Natural Gas | Miscellaneous | E4 | PACT BC Ratio | 0 | 0 | 0 | 0 | 0 | 0 | 0 | 0 | 0 | 0 | 0 | 0 | 0 | 0 | 0 | 0 | 0 | 0 | 0 | 0 | 0 | 0 | 0 | 0 | 0 | 0 | 0 | 0 | 0 | 0 | 0 | 0 | 0
F3_Commercial_Restaurant_Existing_Miscellaneous_Natural Gas_Miscellaneous_E5 | F3 | Commercial | Restaurant | Existing | Miscellaneous | Natural Gas | Miscellaneous | E5 | PACT BC Ratio | 0 | 0 | 0 | 0 | 0 | 0 | 0 | 0 | 0 | 0 | 0 | 0 | 0 | 0 | 0 | 0 | 0 | 0 | 0 | 0 | 0 | 0 | 0 | 0 | 0 | 0 | 0 | 0 | 0 | 0 | 0 | 0 | 0
F3_Commercial_Restaurant_Existing_Miscellaneous_Natural Gas_Miscellaneous_E6 | F3 | Commercial | Restaurant | Existing | Miscellaneous | Natural Gas | Miscellaneous | E6 | PACT BC Ratio | 0 | 0 | 0 | 0 | 0 | 0 | 0 | 0 | 0 | 0 | 0 | 0 | 0 | 0 | 0 | 0 | 0 | 0 | 0 | 0 | 0 | 0 | 0 | 0 | 0 | 0 | 0 | 0 | 0 | 0 | 0 | 0 | 0
F3_Commercial_Restaurant_Existing_Miscellaneous_Natural Gas_Miscellaneous_E7 | F3 | Commercial | Restaurant | Existing | Miscellaneous | Natural Gas | Miscellaneous | E7 | PACT BC Ratio | 0 | 0 | 0 | 0 | 0 | 0 | 0 | 0 | 0 | 0 | 0 | 0 | 0 | 0 | 0 | 0 | 0 | 0 | 0 | 0 | 0 | 0 | 0 | 0 | 0 | 0 | 0 | 0 | 0 | 0 | 0 | 0 | 0
F3_Commercial_Restaurant_Existing_Miscellaneous_Natural Gas_Miscellaneous_E8 | F3 | Commercial | Restaurant | Existing | Miscellaneous | Natural Gas | Miscellaneous | E8 | PACT BC Ratio | 0 | 0 | 0 | 0 | 0 | 0 | 0 | 0 | 0 | 0 | 0 | 0 | 0 | 0 | 0 | 0 | 0 | 0 | 0 | 0 | 0 | 0 | 0 | 0 | 0 | 0 | 0 | 0 | 0 | 0 | 0 | 0 | 0
F3_Commercial_Restaurant_Existing_Miscellaneous_Natural Gas_Miscellaneous_E9 | F3 | Commercial | Restaurant | Existing | Miscellaneous | Natural Gas | Miscellaneous | E9 | PACT BC Ratio | 0 | 0 | 0 | 0 | 0 | 0 | 0 | 0 | 0 | 0 | 0 | 0 | 0 | 0 | 0 | 0 | 0 | 0 | 0 | 0 | 0 | 0 | 0 | 0 | 0 | 0 | 0 | 0 | 0 | 0 | 0 | 0 | 0
F3_Commercial_Restaurant_Existing_Miscellaneous_Natural Gas_Miscellaneous_E10 | F3 | Commercial | Restaurant | Existing | Miscellaneous | Natural Gas | Miscellaneous | E10 | PACT BC Ratio | 0 | 0 | 0 | 0 | 0 | 0 | 0 | 0 | 0 | 0 | 0 | 0 | 0 | 0 | 0 | 0 | 0 | 0 | 0 | 0 | 0 | 0 | 0 | 0 | 0 | 0 | 0 | 0 | 0 | 0 | 0 | 0 | 0
F4_Commercial_Restaurant_Existing_Miscellaneous_Natural Gas_Miscellaneous_E1 | F4 | Commercial | Restaurant | Existing | Miscellaneous | Natural Gas | Miscellaneous | E1 | RVT BC Ratio | bar: 2019 to 2051
F4_Commercial_Restaurant_Existing_Miscellaneous_Natural Gas_Miscellaneous_E2 | F4 | Commercial | Restaurant | Existing | Miscellaneous | Natural Gas | Miscellaneous | E2 | RVT BC Ratio | 0 | 0 | 0 | 0 | 0 | 0 | 0 | 0 | 0 | 0 | 0 | 0 | 0 | 0 | 0 | 0 | 0 | 0 | 0 | 0 | 0 | 0 | 0 | 0 | 0 | 0 | 0 | 0 | 0 | 0 | 0 | 0 | 0
F4_Commercial_Restaurant_Existing_Miscellaneous_Natural Gas_Miscellaneous_E3 | F4 | Commercial | Restaurant | Existing | Miscellaneous | Natural Gas | Miscellaneous | E3 | RVT BC Ratio | 0 | 0 | 0 | 0 | 0 | 0 | 0 | 0 | 0 | 0 | 0 | 0 | 0 | 0 | 0 | 0 | 0 | 0 | 0 | 0 | 0 | 0 | 0 | 0 | 0 | 0 | 0 | 0 | 0 | 0 | 0 | 0 | 0
F4_Commercial_Restaurant_Existing_Miscellaneous_Natural Gas_Miscellaneous_E4 | F4 | Commercial | Restaurant | Existing | Miscellaneous | Natural Gas | Miscellaneous | E4 | RVT BC Ratio | 0 | 0 | 0 | 0 | 0 | 0 | 0 | 0 | 0 | 0 | 0 | 0 | 0 | 0 | 0 | 0 | 0 | 0 | 0 | 0 | 0 | 0 | 0 | 0 | 0 | 0 | 0 | 0 | 0 | 0 | 0 | 0 | 0
F4_Commercial_Restaurant_Existing_Miscellaneous_Natural Gas_Miscellaneous_E5 | F4 | Commercial | Restaurant | Existing | Miscellaneous | Natural Gas | Miscellaneous | E5 | RVT BC Ratio | 0 | 0 | 0 | 0 | 0 | 0 | 0 | 0 | 0 | 0 | 0 | 0 | 0 | 0 | 0 | 0 | 0 | 0 | 0 | 0 | 0 | 0 | 0 | 0 | 0 | 0 | 0 | 0 | 0 | 0 | 0 | 0 | 0
F4_Commercial_Restaurant_Existing_Miscellaneous_Natural Gas_Miscellaneous_E6 | F4 | Commercial | Restaurant | Existing | Miscellaneous | Natural Gas | Miscellaneous | E6 | RVT BC Ratio | 0 | 0 | 0 | 0 | 0 | 0 | 0 | 0 | 0 | 0 | 0 | 0 | 0 | 0 | 0 | 0 | 0 | 0 | 0 | 0 | 0 | 0 | 0 | 0 | 0 | 0 | 0 | 0 | 0 | 0 | 0 | 0 | 0
F4_Commercial_Restaurant_Existing_Miscellaneous_Natural Gas_Miscellaneous_E7 | F4 | Commercial | Restaurant | Existing | Miscellaneous | Natural Gas | Miscellaneous | E7 | RVT BC Ratio | 0 | 0 | 0 | 0 | 0 | 0 | 0 | 0 | 0 | 0 | 0 | 0 | 0 | 0 | 0 | 0 | 0 | 0 | 0 | 0 | 0 | 0 | 0 | 0 | 0 | 0 | 0 | 0 | 0 | 0 | 0 | 0 | 0
F4_Commercial_Restaurant_Existing_Miscellaneous_Natural Gas_Miscellaneous_E8 | F4 | Commercial | Restaurant | Existing | Miscellaneous | Natural Gas | Miscellaneous | E8 | RVT BC Ratio | 0 | 0 | 0 | 0 | 0 | 0 | 0 | 0 | 0 | 0 | 0 | 0 | 0 | 0 | 0 | 0 | 0 | 0 | 0 | 0 | 0 | 0 | 0 | 0 | 0 | 0 | 0 | 0 | 0 | 0 | 0 | 0 | 0
F4_Commercial_Restaurant_Existing_Miscellaneous_Natural Gas_Miscellaneous_E9 | F4 | Commercial | Restaurant | Existing | Miscellaneous | Natural Gas | Miscellaneous | E9 | RVT BC Ratio | 0 | 0 | 0 | 0 | 0 | 0 | 0 | 0 | 0 | 0 | 0 | 0 | 0 | 0 | 0 | 0 | 0 | 0 | 0 | 0 | 0 | 0 | 0 | 0 | 0 | 0 | 0 | 0 | 0 | 0 | 0 | 0 | 0
F4_Commercial_Restaurant_Existing_Miscellaneous_Natural Gas_Miscellaneous_E10 | F4 | Commercial | Restaurant | Existing | Miscellaneous | Natural Gas | Miscellaneous | E10 | RVT BC Ratio | 0 | 0 | 0 | 0 | 0 | 0 | 0 | 0 | 0 | 0 | 0 | 0 | 0 | 0 | 0 | 0 | 0 | 0 | 0 | 0 | 0 | 0 | 0 | 0 | 0 | 0 | 0 | 0 | 0 | 0 | 0 | 0 | 0
F5_Commercial_Restaurant_Existing_Miscellaneous_Natural Gas_Miscellaneous_E1 | F5 | Commercial | Restaurant | Existing | Miscellaneous | Natural Gas | Miscellaneous | E1 | RIM BC Ratio | bar: 2019 to 2051
F5_Commercial_Restaurant_Existing_Miscellaneous_Natural Gas_Miscellaneous_E2 | F5 | Commercial | Restaurant | Existing | Miscellaneous | Natural Gas | Miscellaneous | E2 | RIM BC Ratio | 0 | 0 | 0 | 0 | 0 | 0 | 0 | 0 | 0 | 0 | 0 | 0 | 0 | 0 | 0 | 0 | 0 | 0 | 0 | 0 | 0 | 0 | 0 | 0 | 0 | 0 | 0 | 0 | 0 | 0 | 0 | 0 | 0
F5_Commercial_Restaurant_Existing_Miscellaneous_Natural Gas_Miscellaneous_E3 | F5 | Commercial | Restaurant | Existing | Miscellaneous | Natural Gas | Miscellaneous | E3 | RIM BC Ratio | 0 | 0 | 0 | 0 | 0 | 0 | 0 | 0 | 0 | 0 | 0 | 0 | 0 | 0 | 0 | 0 | 0 | 0 | 0 | 0 | 0 | 0 | 0 | 0 | 0 | 0 | 0 | 0 | 0 | 0 | 0 | 0 | 0
F5_Commercial_Restaurant_Existing_Miscellaneous_Natural Gas_Miscellaneous_E4 | F5 | Commercial | Restaurant | Existing | Miscellaneous | Natural Gas | Miscellaneous | E4 | RIM BC Ratio | 0 | 0 | 0 | 0 | 0 | 0 | 0 | 0 | 0 | 0 | 0 | 0 | 0 | 0 | 0 | 0 | 0 | 0 | 0 | 0 | 0 | 0 | 0 | 0 | 0 | 0 | 0 | 0 | 0 | 0 | 0 | 0 | 0
F5_Commercial_Restaurant_Existing_Miscellaneous_Natural Gas_Miscellaneous_E5 | F5 | Commercial | Restaurant | Existing | Miscellaneous | Natural Gas | Miscellaneous | E5 | RIM BC Ratio | 0 | 0 | 0 | 0 | 0 | 0 | 0 | 0 | 0 | 0 | 0 | 0 | 0 | 0 | 0 | 0 | 0 | 0 | 0 | 0 | 0 | 0 | 0 | 0 | 0 | 0 | 0 | 0 | 0 | 0 | 0 | 0 | 0
F5_Commercial_Restaurant_Existing_Miscellaneous_Natural Gas_Miscellaneous_E6 | F5 | Commercial | Restaurant | Existing | Miscellaneous | Natural Gas | Miscellaneous | E6 | RIM BC Ratio | 0 | 0 | 0 | 0 | 0 | 0 | 0 | 0 | 0 | 0 | 0 | 0 | 0 | 0 | 0 | 0 | 0 | 0 | 0 | 0 | 0 | 0 | 0 | 0 | 0 | 0 | 0 | 0 | 0 | 0 | 0 | 0 | 0
F5_Commercial_Restaurant_Existing_Miscellaneous_Natural Gas_Miscellaneous_E7 | F5 | Commercial | Restaurant | Existing | Miscellaneous | Natural Gas | Miscellaneous | E7 | RIM BC Ratio | 0 | 0 | 0 | 0 | 0 | 0 | 0 | 0 | 0 | 0 | 0 | 0 | 0 | 0 | 0 | 0 | 0 | 0 | 0 | 0 | 0 | 0 | 0 | 0 | 0 | 0 | 0 | 0 | 0 | 0 | 0 | 0 | 0
F5_Commercial_Restaurant_Existing_Miscellaneous_Natural Gas_Miscellaneous_E8 | F5 | Commercial | Restaurant | Existing | Miscellaneous | Natural Gas | Miscellaneous | E8 | RIM BC Ratio | 0 | 0 | 0 | 0 | 0 | 0 | 0 | 0 | 0 | 0 | 0 | 0 | 0 | 0 | 0 | 0 | 0 | 0 | 0 | 0 | 0 | 0 | 0 | 0 | 0 | 0 | 0 | 0 | 0 | 0 | 0 | 0 | 0
F5_Commercial_Restaurant_Existing_Miscellaneous_Natural Gas_Miscellaneous_E9 | F5 | Commercial | Restaurant | Existing | Miscellaneous | Natural Gas | Miscellaneous | E9 | RIM BC Ratio | 0 | 0 | 0 | 0 | 0 | 0 | 0 | 0 | 0 | 0 | 0 | 0 | 0 | 0 | 0 | 0 | 0 | 0 | 0 | 0 | 0 | 0 | 0 | 0 | 0 | 0 | 0 | 0 | 0 | 0 | 0 | 0 | 0
F5_Commercial_Restaurant_Existing_Miscellaneous_Natural Gas_Miscellaneous_E10 | F5 | Commercial | Restaurant | Existing | Miscellaneous | Natural Gas | Miscellaneous | E10 | RIM BC Ratio | 0 | 0 | 0 | 0 | 0 | 0 | 0 | 0 | 0 | 0 | 0 | 0 | 0 | 0 | 0 | 0 | 0 | 0 | 0 | 0 | 0 | 0 | 0 | 0 | 0 | 0 | 0 | 0 | 0 | 0 | 0 | 0 | 0
F0_Commercial_Restaurant_New_Space Heating_Natural Gas_Furnace_E0 | F0 | Commercial | Restaurant | New | Space Heating | Natural Gas | Furnace | E0 | Economic Unit | AFUE 96% | AFUE 96% | AFUE 96% | AFUE 96% | AFUE 96% | AFUE 96% | AFUE 96% | AFUE 96% | AFUE 96% | AFUE 96% | AFUE 96% | AFUE 96% | AFUE 96% | AFUE 96% | AFUE 96% | AFUE 96% | AFUE 96% | AFUE 96% | AFUE 96% | AFUE 96% | AFUE 96% | AFUE 96% | AFUE 96% | AFUE 96% | AFUE 96% | AFUE 96% | AFUE 96% | AFUE 96% | AFUE 96% | AFUE 96% | AFUE 96% | AFUE 96% | AFUE 96%
F1_Commercial_Restaurant_New_Space Heating_Natural Gas_Furnace_E1 | F1 | Commercial | Restaurant | New | Space Heating | Natural Gas | Furnace | E1 | CCE | 0 | 0 | 0 | 0 | 0 | 0 | 0 | 0 | 0 | 0 | 0 | 0 | 0 | 0 | 0 | 0 | 0 | 0 | 0 | 0 | 0 | 0 | 0 | 0 | 0 | 0 | 0 | 0 | 0 | 0 | 0 | 0 | 0
F1_Commercial_Restaurant_New_Space Heating_Natural Gas_Furnace_E2 | F1 | Commercial | Restaurant | New | Space Heating | Natural Gas | Furnace | E2 | CCE | 0.11864 | 0.12283 | 0.11085 | 0.11353 | 0.11414 | 0 | 0 | 0 | 0 | 0 | 0 | 0 | 0 | 0 | 0 | 0 | 0 | 0 | 0 | 0 | 0 | 0 | 0 | 0 | 0 | 0 | 0 | 0 | 0 | 0 | 0 | 0 | 0
F1_Commercial_Restaurant_New_Space Heating_Natural Gas_Furnace_E3 | F1 | Commercial | Restaurant | New | Space Heating | Natural Gas | Furnace | E3 | CCE | 0.28144 | 0.29138 | 0.26296 | 0.26932 | 0.27077 | 0 | 0 | 0 | 0 | 0 | 0 | 0 | 0 | 0 | 0 | 0 | 0 | 0 | 0 | 0 | 0 | 0 | 0 | 0 | 0 | 0 | 0 | 0 | 0 | 0 | 0 | 0 | 0
F1_Commercial_Restaurant_New_Space Heating_Natural Gas_Furnace_E4 | F1 | Commercial | Restaurant | New | Space Heating | Natural Gas | Furnace | E4 | CCE | 0.44369 | 0.45937 | 0.41457 | 0.4246 | 0.42688 | 0.67135 | 0.675 | 0.67869 | 0.68242 | 0.68619 | 0.69001 | 0.69386 | 0.69776 | 0.7017 | 0.70569 | 0.70972 | 0.7138 | 0.71793 | 0.7221 | 0.72633 | 0.7306 | 0.73491 | 0.73929 | 0.74372 | 0.7482 | 0.75272 | 0.75732 | 0.76196 | 0.76666 | 0.77141 | 0.77624 | 0.78112 | 0.78112
F1_Commercial_Restaurant_New_Space Heating_Natural Gas_Furnace_E5 | F1 | Commercial | Restaurant | New | Space Heating | Natural Gas | Furnace | E5 | CCE | 0 | 0 | 0 | 0 | 0 | 0 | 0 | 6.0311 | 6.0643 | 6.0977 | 6.1317 | 6.1659 | 6.2006 | 6.2356 | 6.2711 | 6.3069 | 6.3431 | 6.3798 | 6.4169 | 6.4544 | 6.4924 | 6.5307 | 6.5697 | 6.609 | 6.6488 | 6.689 | 6.7298 | 6.7711 | 6.8128 | 6.8551 | 6.898 | 6.9413 | 6.9413
F1_Commercial_Restaurant_New_Space Heating_Natural Gas_Furnace_E6 | F1 | Commercial | Restaurant | New | Space Heating | Natural Gas | Furnace | E6 | CCE | 0 | 0 | 0 | 0 | 0 | 0 | 0 | 0 | 0 | 0 | 0 | 0 | 0 | 0 | 0 | 0 | 0 | 0 | 0 | 0 | 0 | 0 | 0 | 0 | 0 | 0 | 0 | 0 | 0 | 0 | 0 | 0 | 0
F1_Commercial_Restaurant_New_Space Heating_Natural Gas_Furnace_E7 | F1 | Commercial | Restaurant | New | Space Heating | Natural Gas | Furnace | E7 | CCE | 0 | 0 | 0 | 0 | 0 | 0 | 0 | 0 | 0 | 0 | 0 | 0 | 0 | 0 | 0 | 0 | 0 | 0 | 0 | 0 | 0 | 0 | 0 | 0 | 0 | 0 | 0 | 0 | 0 | 0 | 0 | 0 | 0
F1_Commercial_Restaurant_New_Space Heating_Natural Gas_Furnace_E8 | F1 | Commercial | Restaurant | New | Space Heating | Natural Gas | Furnace | E8 | CCE | 0 | 0 | 0 | 0 | 0 | 0 | 0 | 0 | 0 | 0 | 0 | 0 | 0 | 0 | 0 | 0 | 0 | 0 | 0 | 0 | 0 | 0 | 0 | 0 | 0 | 0 | 0 | 0 | 0 | 0 | 0 | 0 | 0
F1_Commercial_Restaurant_New_Space Heating_Natural Gas_Furnace_E9 | F1 | Commercial | Restaurant | New | Space Heating | Natural Gas | Furnace | E9 | CCE | 0 | 0 | 0 | 0 | 0 | 0 | 0 | 0 | 0 | 0 | 0 | 0 | 0 | 0 | 0 | 0 | 0 | 0 | 0 | 0 | 0 | 0 | 0 | 0 | 0 | 0 | 0 | 0 | 0 | 0 | 0 | 0 | 0
F1_Commercial_Restaurant_New_Space Heating_Natural Gas_Furnace_E10 | F1 | Commercial | Restaurant | New | Space Heating | Natural Gas | Furnace | E10 | CCE | 0 | 0 | 0 | 0 | 0 | 0 | 0 | 0 | 0 | 0 | 0 | 0 | 0 | 0 | 0 | 0 | 0 | 0 | 0 | 0 | 0 | 0 | 0 | 0 | 0 | 0 | 0 | 0 | 0 | 0 | 0 | 0 | 0
F2_Commercial_Restaurant_New_Space Heating_Natural Gas_Furnace_E1 | F2 | Commercial | Restaurant | New | Space Heating | Natural Gas | Furnace | E1 | TRC BC Ratio | 1 | 1 | 1 | 1 | 1 | 0 | 0 | 0 | 0 | 0 | 0 | 0 | 0 | 0 | 0 | 0 | 0 | 0 | 0 | 0 | 0 | 0 | 0 | 0 | 0 | 0 | 0 | 0 | 0 | 0 | 0 | 0 | 0
F2_Commercial_Restaurant_New_Space Heating_Natural Gas_Furnace_E2 | F2 | Commercial | Restaurant | New | Space Heating | Natural Gas | Furnace | E2 | TRC BC Ratio | 18.3187 | 18.3116 | 18.3449 | 18.2577 | 18.1981 | 0 | 0 | 0 | 0 | 0 | 0 | 0 | 0 | 0 | 0 | 0 | 0 | 0 | 0 | 0 | 0 | 0 | 0 | 0 | 0 | 0 | 0 | 0 | 0 | 0 | 0 | 0 | 0
F2_Commercial_Restaurant_New_Space Heating_Natural Gas_Furnace_E3 | F2 | Commercial | Restaurant | New | Space Heating | Natural Gas | Furnace | E3 | TRC BC Ratio | 7.7223 | 7.7193 | 7.7333 | 7.6966 | 7.6714 | 1 | 1 | 1 | 1 | 1 | 1 | 1 | 1 | 1 | 1 | 1 | 1 | 1 | 1 | 1 | 1 | 1 | 1 | 1 | 1 | 1 | 1 | 1 | 1 | 1 | 1 | 1 | 1
F2_Commercial_Restaurant_New_Space Heating_Natural Gas_Furnace_E4 | F2 | Commercial | Restaurant | New | Space Heating | Natural Gas | Furnace | E4 | TRC BC Ratio | 4.8982 | 4.8964 | 4.9052 | 4.8819 | 4.866 | 3.1076 | 3.1107 | 3.1123 | 3.1159 | 3.1189 | 3.1215 | 3.1234 | 3.1259 | 3.1287 | 3.1309 | 3.1332 | 3.1354 | 3.1383 | 3.141 | 3.1445 | 3.1475 | 3.1508 | 3.1535 | 3.1567 | 3.1591 | 3.1614 | 3.1635 | 3.1658 | 3.1674 | 3.169 | 3.17 | 3.1713 | 3.1713
F2_Commercial_Restaurant_New_Space Heating_Natural Gas_Furnace_E5 | F2 | Commercial | Restaurant | New | Space Heating | Natural Gas | Furnace | E5 | TRC BC Ratio | 0 | 0 | 0 | 0 | 0 | 0 | 0 | 0.35023 | 0.35064 | 0.35098 | 0.35127 | 0.35148 | 0.35177 | 0.35208 | 0.35232 | 0.35258 | 0.35283 | 0.35316 | 0.35347 | 0.35386 | 0.3542 | 0.35457 | 0.35487 | 0.35523 | 0.3555 | 0.35576 | 0.356 | 0.35626 | 0.35643 | 0.35662 | 0.35673 | 0.35687 | 0.35687
F2_Commercial_Restaurant_New_Space Heating_Natural Gas_Furnace_E6 | F2 | Commercial | Restaurant | New | Space Heating | Natural Gas | Furnace | E6 | TRC BC Ratio | 0 | 0 | 0 | 0 | 0 | 0 | 0 | 0 | 0 | 0 | 0 | 0 | 0 | 0 | 0 | 0 | 0 | 0 | 0 | 0 | 0 | 0 | 0 | 0 | 0 | 0 | 0 | 0 | 0 | 0 | 0 | 0 | 0
F2_Commercial_Restaurant_New_Space Heating_Natural Gas_Furnace_E7 | F2 | Commercial | Restaurant | New | Space Heating | Natural Gas | Furnace | E7 | TRC BC Ratio | 0 | 0 | 0 | 0 | 0 | 0 | 0 | 0 | 0 | 0 | 0 | 0 | 0 | 0 | 0 | 0 | 0 | 0 | 0 | 0 | 0 | 0 | 0 | 0 | 0 | 0 | 0 | 0 | 0 | 0 | 0 | 0 | 0
F2_Commercial_Restaurant_New_Space Heating_Natural Gas_Furnace_E8 | F2 | Commercial | Restaurant | New | Space Heating | Natural Gas | Furnace | E8 | TRC BC Ratio | 0 | 0 | 0 | 0 | 0 | 0 | 0 | 0 | 0 | 0 | 0 | 0 | 0 | 0 | 0 | 0 | 0 | 0 | 0 | 0 | 0 | 0 | 0 | 0 | 0 | 0 | 0 | 0 | 0 | 0 | 0 | 0 | 0
F2_Commercial_Restaurant_New_Space Heating_Natural Gas_Furnace_E9 | F2 | Commercial | Restaurant | New | Space Heating | Natural Gas | Furnace | E9 | TRC BC Ratio | 0 | 0 | 0 | 0 | 0 | 0 | 0 | 0 | 0 | 0 | 0 | 0 | 0 | 0 | 0 | 0 | 0 | 0 | 0 | 0 | 0 | 0 | 0 | 0 | 0 | 0 | 0 | 0 | 0 | 0 | 0 | 0 | 0
F2_Commercial_Restaurant_New_Space Heating_Natural Gas_Furnace_E10 | F2 | Commercial | Restaurant | New | Space Heating | Natural Gas | Furnace | E10 | TRC BC Ratio | 0 | 0 | 0 | 0 | 0 | 0 | 0 | 0 | 0 | 0 | 0 | 0 | 0 | 0 | 0 | 0 | 0 | 0 | 0 | 0 | 0 | 0 | 0 | 0 | 0 | 0 | 0 | 0 | 0 | 0 | 0 | 0 | 0
F3_Commercial_Restaurant_New_Space Heating_Natural Gas_Furnace_E1 | F3 | Commercial | Restaurant | New | Space Heating | Natural Gas | Furnace | E1 | PACT BC Ratio | 1 | 1 | 1 | 1 | 1 | 0 | 0 | 0 | 0 | 0 | 0 | 0 | 0 | 0 | 0 | 0 | 0 | 0 | 0 | 0 | 0 | 0 | 0 | 0 | 0 | 0 | 0 | 0 | 0 | 0 | 0 | 0 | 0
F3_Commercial_Restaurant_New_Space Heating_Natural Gas_Furnace_E2 | F3 | Commercial | Restaurant | New | Space Heating | Natural Gas | Furnace | E2 | PACT BC Ratio | 24.4249 | 24.4155 | 24.4598 | 24.3436 | 24.2641 | 0 | 0 | 0 | 0 | 0 | 0 | 0 | 0 | 0 | 0 | 0 | 0 | 0 | 0 | 0 | 0 | 0 | 0 | 0 | 0 | 0 | 0 | 0 | 0 | 0 | 0 | 0 | 0
F3_Commercial_Restaurant_New_Space Heating_Natural Gas_Furnace_E3 | F3 | Commercial | Restaurant | New | Space Heating | Natural Gas | Furnace | E3 | PACT BC Ratio | 10.2964 | 10.2924 | 10.3111 | 10.2621 | 10.2286 | 1 | 1 | 1 | 1 | 1 | 1 | 1 | 1 | 1 | 1 | 1 | 1 | 1 | 1 | 1 | 1 | 1 | 1 | 1 | 1 | 1 | 1 | 1 | 1 | 1 | 1 | 1 | 1
F3_Commercial_Restaurant_New_Space Heating_Natural Gas_Furnace_E4 | F3 | Commercial | Restaurant | New | Space Heating | Natural Gas | Furnace | E4 | PACT BC Ratio | 6.531 | 6.5285 | 6.5403 | 6.5093 | 6.488 | 4.1434 | 4.1476 | 4.1497 | 4.1546 | 4.1586 | 4.162 | 4.1646 | 4.1679 | 4.1717 | 4.1745 | 4.1776 | 4.1805 | 4.1844 | 4.188 | 4.1927 | 4.1967 | 4.2011 | 4.2047 | 4.2089 | 4.2122 | 4.2152 | 4.218 | 4.2211 | 4.2232 | 4.2254 | 4.2267 | 4.2283 | 4.2283
F3_Commercial_Restaurant_New_Space Heating_Natural Gas_Furnace_E5 | F3 | Commercial | Restaurant | New | Space Heating | Natural Gas | Furnace | E5 | PACT BC Ratio | 0 | 0 | 0 | 0 | 0 | 0 | 0 | 0.46698 | 0.46752 | 0.46797 | 0.46835 | 0.46865 | 0.46902 | 0.46944 | 0.46977 | 0.47011 | 0.47044 | 0.47088 | 0.47129 | 0.47181 | 0.47227 | 0.47275 | 0.47316 | 0.47364 | 0.474 | 0.47434 | 0.47466 | 0.47501 | 0.47524 | 0.47549 | 0.47563 | 0.47582 | 0.47582
F3_Commercial_Restaurant_New_Space Heating_Natural Gas_Furnace_E6 | F3 | Commercial | Restaurant | New | Space Heating | Natural Gas | Furnace | E6 | PACT BC Ratio | 0 | 0 | 0 | 0 | 0 | 0 | 0 | 0 | 0 | 0 | 0 | 0 | 0 | 0 | 0 | 0 | 0 | 0 | 0 | 0 | 0 | 0 | 0 | 0 | 0 | 0 | 0 | 0 | 0 | 0 | 0 | 0 | 0
F3_Commercial_Restaurant_New_Space Heating_Natural Gas_Furnace_E7 | F3 | Commercial | Restaurant | New | Space Heating | Natural Gas | Furnace | E7 | PACT BC Ratio | 0 | 0 | 0 | 0 | 0 | 0 | 0 | 0 | 0 | 0 | 0 | 0 | 0 | 0 | 0 | 0 | 0 | 0 | 0 | 0 | 0 | 0 | 0 | 0 | 0 | 0 | 0 | 0 | 0 | 0 | 0 | 0 | 0
F3_Commercial_Restaurant_New_Space Heating_Natural Gas_Furnace_E8 | F3 | Commercial | Restaurant | New | Space Heating | Natural Gas | Furnace | E8 | PACT BC Ratio | 0 | 0 | 0 | 0 | 0 | 0 | 0 | 0 | 0 | 0 | 0 | 0 | 0 | 0 | 0 | 0 | 0 | 0 | 0 | 0 | 0 | 0 | 0 | 0 | 0 | 0 | 0 | 0 | 0 | 0 | 0 | 0 | 0
F3_Commercial_Restaurant_New_Space Heating_Natural Gas_Furnace_E9 | F3 | Commercial | Restaurant | New | Space Heating | Natural Gas | Furnace | E9 | PACT BC Ratio | 0 | 0 | 0 | 0 | 0 | 0 | 0 | 0 | 0 | 0 | 0 | 0 | 0 | 0 | 0 | 0 | 0 | 0 | 0 | 0 | 0 | 0 | 0 | 0 | 0 | 0 | 0 | 0 | 0 | 0 | 0 | 0 | 0
F3_Commercial_Restaurant_New_Space Heating_Natural Gas_Furnace_E10 | F3 | Commercial | Restaurant | New | Space Heating | Natural Gas | Furnace | E10 | PACT BC Ratio | 0 | 0 | 0 | 0 | 0 | 0 | 0 | 0 | 0 | 0 | 0 | 0 | 0 | 0 | 0 | 0 | 0 | 0 | 0 | 0 | 0 | 0 | 0 | 0 | 0 | 0 | 0 | 0 | 0 | 0 | 0 | 0 | 0
F4_Commercial_Restaurant_New_Space Heating_Natural Gas_Furnace_E1 | F4 | Commercial | Restaurant | New | Space Heating | Natural Gas | Furnace | E1 | RVT BC Ratio | 1 | 1 | 1 | 1 | 1 | 0 | 0 | 0 | 0 | 0 | 0 | 0 | 0 | 0 | 0 | 0 | 0 | 0 | 0 | 0 | 0 | 0 | 0 | 0 | 0 | 0 | 0 | 0 | 0 | 0 | 0 | 0 | 0
F4_Commercial_Restaurant_New_Space Heating_Natural Gas_Furnace_E2 | F4 | Commercial | Restaurant | New | Space Heating | Natural Gas | Furnace | E2 | RVT BC Ratio | 27.0364 | 27.0262 | 27.074 | 26.9487 | 26.863 | 0 | 0 | 0 | 0 | 0 | 0 | 0 | 0 | 0 | 0 | 0 | 0 | 0 | 0 | 0 | 0 | 0 | 0 | 0 | 0 | 0 | 0 | 0 | 0 | 0 | 0 | 0 | 0
F4_Commercial_Restaurant_New_Space Heating_Natural Gas_Furnace_E3 | F4 | Commercial | Restaurant | New | Space Heating | Natural Gas | Furnace | E3 | RVT BC Ratio | 11.8021 | 11.7979 | 11.818 | 11.7652 | 11.7291 | 1 | 1 | 1 | 1 | 1 | 1 | 1 | 1 | 1 | 1 | 1 | 1 | 1 | 1 | 1 | 1 | 1 | 1 | 1 | 1 | 1 | 1 | 1 | 1 | 1 | 1 | 1 | 1
F4_Commercial_Restaurant_New_Space Heating_Natural Gas_Furnace_E4 | F4 | Commercial | Restaurant | New | Space Heating | Natural Gas | Furnace | E4 | RVT BC Ratio | 7.7421 | 7.7394 | 7.7522 | 7.7187 | 7.6957 | 5.1677 | 5.1721 | 5.1745 | 5.1797 | 5.184 | 5.1877 | 5.1905 | 5.1941 | 5.1981 | 5.2012 | 5.2045 | 5.2077 | 5.2119 | 5.2158 | 5.2208 | 5.2252 | 5.2298 | 5.2337 | 5.2383 | 5.2418 | 5.2451 | 5.2481 | 5.2515 | 5.2537 | 5.2561 | 5.2574 | 5.2592 | 5.2592
F4_Commercial_Restaurant_New_Space Heating_Natural Gas_Furnace_E5 | F4 | Commercial | Restaurant | New | Space Heating | Natural Gas | Furnace | E5 | RVT BC Ratio | 0 | 0 | 0 | 0 | 0 | 0 | 0 | 1.2035 | 1.2041 | 1.2046 | 1.205 | 1.2053 | 1.2057 | 1.2062 | 1.2065 | 1.2069 | 1.2073 | 1.2077 | 1.2082 | 1.2087 | 1.2092 | 1.2098 | 1.2102 | 1.2107 | 1.2111 | 1.2115 | 1.2118 | 1.2122 | 1.2124 | 1.2127 | 1.2129 | 1.2131 | 1.2131
F4_Commercial_Restaurant_New_Space Heating_Natural Gas_Furnace_E6 | F4 | Commercial | Restaurant | New | Space Heating | Natural Gas | Furnace | E6 | RVT BC Ratio | 0 | 0 | 0 | 0 | 0 | 0 | 0 | 0 | 0 | 0 | 0 | 0 | 0 | 0 | 0 | 0 | 0 | 0 | 0 | 0 | 0 | 0 | 0 | 0 | 0 | 0 | 0 | 0 | 0 | 0 | 0 | 0 | 0
F4_Commercial_Restaurant_New_Space Heating_Natural Gas_Furnace_E7 | F4 | Commercial | Restaurant | New | Space Heating | Natural Gas | Furnace | E7 | RVT BC Ratio | 0 | 0 | 0 | 0 | 0 | 0 | 0 | 0 | 0 | 0 | 0 | 0 | 0 | 0 | 0 | 0 | 0 | 0 | 0 | 0 | 0 | 0 | 0 | 0 | 0 | 0 | 0 | 0 | 0 | 0 | 0 | 0 | 0
F4_Commercial_Restaurant_New_Space Heating_Natural Gas_Furnace_E8 | F4 | Commercial | Restaurant | New | Space Heating | Natural Gas | Furnace | E8 | RVT BC Ratio | 0 | 0 | 0 | 0 | 0 | 0 | 0 | 0 | 0 | 0 | 0 | 0 | 0 | 0 | 0 | 0 | 0 | 0 | 0 | 0 | 0 | 0 | 0 | 0 | 0 | 0 | 0 | 0 | 0 | 0 | 0 | 0 | 0
F4_Commercial_Restaurant_New_Space Heating_Natural Gas_Furnace_E9 | F4 | Commercial | Restaurant | New | Space Heating | Natural Gas | Furnace | E9 | RVT BC Ratio | 0 | 0 | 0 | 0 | 0 | 0 | 0 | 0 | 0 | 0 | 0 | 0 | 0 | 0 | 0 | 0 | 0 | 0 | 0 | 0 | 0 | 0 | 0 | 0 | 0 | 0 | 0 | 0 | 0 | 0 | 0 | 0 | 0
F4_Commercial_Restaurant_New_Space Heating_Natural Gas_Furnace_E10 | F4 | Commercial | Restaurant | New | Space Heating | Natural Gas | Furnace | E10 | RVT BC Ratio | 0 | 0 | 0 | 0 | 0 | 0 | 0 | 0 | 0 | 0 | 0 | 0 | 0 | 0 | 0 | 0 | 0 | 0 | 0 | 0 | 0 | 0 | 0 | 0 | 0 | 0 | 0 | 0 | 0 | 0 | 0 | 0 | 0
F5_Commercial_Restaurant_New_Space Heating_Natural Gas_Furnace_E1 | F5 | Commercial | Restaurant | New | Space Heating | Natural Gas | Furnace | E1 | RIM BC Ratio | 1 | 1 | 1 | 1 | 1 | 0 | 0 | 0 | 0 | 0 | 0 | 0 | 0 | 0 | 0 | 0 | 0 | 0 | 0 | 0 | 0 | 0 | 0 | 0 | 0 | 0 | 0 | 0 | 0 | 0 | 0 | 0 | 0
F5_Commercial_Restaurant_New_Space Heating_Natural Gas_Furnace_E2 | F5 | Commercial | Restaurant | New | Space Heating | Natural Gas | Furnace | E2 | RIM BC Ratio | 0.8071 | 0.80709 | 0.80714 | 0.80701 | 0.80692 | 0 | 0 | 0 | 0 | 0 | 0 | 0 | 0 | 0 | 0 | 0 | 0 | 0 | 0 | 0 | 0 | 0 | 0 | 0 | 0 | 0 | 0 | 0 | 0 | 0 | 0 | 0 | 0
F5_Commercial_Restaurant_New_Space Heating_Natural Gas_Furnace_E3 | F5 | Commercial | Restaurant | New | Space Heating | Natural Gas | Furnace | E3 | RIM BC Ratio | 0.77209 | 0.77207 | 0.77217 | 0.7719 | 0.77171 | 1 | 1 | 1 | 1 | 1 | 1 | 1 | 1 | 1 | 1 | 1 | 1 | 1 | 1 | 1 | 1 | 1 | 1 | 1 | 1 | 1 | 1 | 1 | 1 | 1 | 1 | 1 | 1
F5_Commercial_Restaurant_New_Space Heating_Natural Gas_Furnace_E4 | F5 | Commercial | Restaurant | New | Space Heating | Natural Gas | Furnace | E4 | RIM BC Ratio | 0.74009 | 0.74006 | 0.74021 | 0.73981 | 0.73954 | 0.69473 | 0.69484 | 0.69491 | 0.69504 | 0.69515 | 0.69525 | 0.69532 | 0.69541 | 0.69552 | 0.6956 | 0.69568 | 0.69576 | 0.69587 | 0.69597 | 0.6961 | 0.69621 | 0.69633 | 0.69643 | 0.69655 | 0.69664 | 0.69672 | 0.6968 | 0.69688 | 0.69693 | 0.697 | 0.69703 | 0.69708 | 0.69708
F5_Commercial_Restaurant_New_Space Heating_Natural Gas_Furnace_E5 | F5 | Commercial | Restaurant | New | Space Heating | Natural Gas | Furnace | E5 | RIM BC Ratio | 0 | 0 | 0 | 0 | 0 | 0 | 0 | 0.29945 | 0.29967 | 0.29985 | 0.30001 | 0.30013 | 0.30029 | 0.30046 | 0.30059 | 0.30073 | 0.30087 | 0.30104 | 0.30121 | 0.30143 | 0.30161 | 0.30181 | 0.30198 | 0.30217 | 0.30232 | 0.30246 | 0.30259 | 0.30273 | 0.30282 | 0.30292 | 0.30298 | 0.30306 | 0.30306
F5_Commercial_Restaurant_New_Space Heating_Natural Gas_Furnace_E6 | F5 | Commercial | Restaurant | New | Space Heating | Natural Gas | Furnace | E6 | RIM BC Ratio | 0 | 0 | 0 | 0 | 0 | 0 | 0 | 0 | 0 | 0 | 0 | 0 | 0 | 0 | 0 | 0 | 0 | 0 | 0 | 0 | 0 | 0 | 0 | 0 | 0 | 0 | 0 | 0 | 0 | 0 | 0 | 0 | 0
F5_Commercial_Restaurant_New_Space Heating_Natural Gas_Furnace_E7 | F5 | Commercial | Restaurant | New | Space Heating | Natural Gas | Furnace | E7 | RIM BC Ratio | 0 | 0 | 0 | 0 | 0 | 0 | 0 | 0 | 0 | 0 | 0 | 0 | 0 | 0 | 0 | 0 | 0 | 0 | 0 | 0 | 0 | 0 | 0 | 0 | 0 | 0 | 0 | 0 | 0 | 0 | 0 | 0 | 0
F5_Commercial_Restaurant_New_Space Heating_Natural Gas_Furnace_E8 | F5 | Commercial | Restaurant | New | Space Heating | Natural Gas | Furnace | E8 | RIM BC Ratio | 0 | 0 | 0 | 0 | 0 | 0 | 0 | 0 | 0 | 0 | 0 | 0 | 0 | 0 | 0 | 0 | 0 | 0 | 0 | 0 | 0 | 0 | 0 | 0 | 0 | 0 | 0 | 0 | 0 | 0 | 0 | 0 | 0
F5_Commercial_Restaurant_New_Space Heating_Natural Gas_Furnace_E9 | F5 | Commercial | Restaurant | New | Space Heating | Natural Gas | Furnace | E9 | RIM BC Ratio | 0 | 0 | 0 | 0 | 0 | 0 | 0 | 0 | 0 | 0 | 0 | 0 | 0 | 0 | 0 | 0 | 0 | 0 | 0 | 0 | 0 | 0 | 0 | 0 | 0 | 0 | 0 | 0 | 0 | 0 | 0 | 0 | 0
F5_Commercial_Restaurant_New_Space Heating_Natural Gas_Furnace_E10 | F5 | Commercial | Restaurant | New | Space Heating | Natural Gas | Furnace | E10 | RIM BC Ratio | 0 | 0 | 0 | 0 | 0 | 0 | 0 | 0 | 0 | 0 | 0 | 0 | 0 | 0 | 0 | 0 | 0 | 0 | 0 | 0 | 0 | 0 | 0 | 0 | 0 | 0 | 0 | 0 | 0 | 0 | 0 | 0 | 0
F0_Commercial_Restaurant_New_Space Heating_Natural Gas_Boiler_E0 | F0 | Commercial | Restaurant | New | Space Heating | Natural Gas | Boiler | E0 | Economic Unit | Convert to Gas-Fired ASHP | Convert to Gas-Fired ASHP | Convert to Gas-Fired ASHP | Convert to Gas-Fired ASHP | Convert to Gas-Fired ASHP | Convert to Gas-Fired ASHP | Convert to Gas-Fired ASHP | Convert to Gas-Fired ASHP | Convert to Gas-Fired ASHP | Convert to Gas-Fired ASHP | Convert to Gas-Fired ASHP | Convert to Gas-Fired ASHP | Convert to Gas-Fired ASHP | Convert to Gas-Fired ASHP | Convert to Gas-Fired ASHP | Convert to Gas-Fired ASHP | Convert to Gas-Fired ASHP | Convert to Gas-Fired ASHP | Convert to Gas-Fired ASHP | Convert to Gas-Fired ASHP | Convert to Gas-Fired ASHP | Convert to Gas-Fired ASHP | Convert to Gas-Fired ASHP | Convert to Gas-Fired ASHP | Convert to Gas-Fired ASHP | Convert to Gas-Fired ASHP | Convert to Gas-Fired ASHP | Convert to Gas-Fired ASHP | Convert to Gas-Fired ASHP | Convert to Gas-Fired ASHP | Convert to Gas-Fired ASHP | Convert to Gas-Fired ASHP | Convert to Gas-Fired ASHP
F1_Commercial_Restaurant_New_Space Heating_Natural Gas_Boiler_E1 | F1 | Commercial | Restaurant | New | Space Heating | Natural Gas | Boiler | E1 | CCE | 0 | 0 | 0 | 0 | 0 | 0 | 0 | 0 | 0 | 0 | 0 | 0 | 0 | 0 | 0 | 0 | 0 | 0 | 0 | 0 | 0 | 0 | 0 | 0 | 0 | 0 | 0 | 0 | 0 | 0 | 0 | 0 | 0
F1_Commercial_Restaurant_New_Space Heating_Natural Gas_Boiler_E2 | F1 | Commercial | Restaurant | New | Space Heating | Natural Gas | Boiler | E2 | CCE | 0.048637 | 0.050356 | 0.045445 | 0.046544 | 0.046794 | 0 | 0 | 0 | 0 | 0 | 0 | 0 | 0 | 0 | 0 | 0 | 0 | 0 | 0 | 0 | 0 | 0 | 0 | 0 | 0 | 0 | 0 | 0 | 0 | 0 | 0 | 0 | 0
F1_Commercial_Restaurant_New_Space Heating_Natural Gas_Boiler_E3 | F1 | Commercial | Restaurant | New | Space Heating | Natural Gas | Boiler | E3 | CCE | 0.28815 | 0.29833 | 0.26923 | 0.27575 | 0.27723 | 0 | 0 | 0 | 0 | 0 | 0 | 0 | 0 | 0 | 0 | 0 | 0 | 0 | 0 | 0 | 0 | 0 | 0 | 0 | 0 | 0 | 0 | 0 | 0 | 0 | 0 | 0 | 0
F1_Commercial_Restaurant_New_Space Heating_Natural Gas_Boiler_E4 | F1 | Commercial | Restaurant | New | Space Heating | Natural Gas | Boiler | E4 | CCE | 0.29055 | 0.30082 | 0.27148 | 0.27804 | 0.27954 | 0.29101 | 0.2926 | 0.2942 | 0.29582 | 0.29745 | 0.2991 | 0.30077 | 0.30246 | 0.30417 | 0.3059 | 0.30765 | 0.30942 | 0.31121 | 0.31302 | 0.31485 | 0.3167 | 0.31857 | 0.32047 | 0.32239 | 0.32433 | 0.32629 | 0.32828 | 0.33029 | 0.33233 | 0.33439 | 0.33648 | 0.3386 | 0.3386
F1_Commercial_Restaurant_New_Space Heating_Natural Gas_Boiler_E5 | F1 | Commercial | Restaurant | New | Space Heating | Natural Gas | Boiler | E5 | CCE | 0.89496 | 0.92659 | 0.83621 | 0.85645 | 0.86105 | 1.2366 | 1.2434 | 1.2502 | 1.257 | 1.264 | 1.271 | 1.2781 | 1.2853 | 1.2926 | 1.2999 | 1.3073 | 1.3148 | 1.3224 | 1.3301 | 1.3379 | 1.3458 | 1.3537 | 1.3618 | 1.3699 | 1.3782 | 1.3865 | 1.395 | 1.4035 | 1.4122 | 1.421 | 1.4299 | 1.4388 | 1.4388
F1_Commercial_Restaurant_New_Space Heating_Natural Gas_Boiler_E6 | F1 | Commercial | Restaurant | New | Space Heating | Natural Gas | Boiler | E6 | CCE | 0 | 0 | 0 | 0 | 0 | 0 | 0 | 0 | 0 | 0 | 0 | 0 | 0 | 0 | 0 | 0 | 0 | 0 | 0 | 0 | 0 | 0 | 0 | 0 | 0 | 0 | 0 | 0 | 0 | 0 | 0 | 0 | 0
F1_Commercial_Restaurant_New_Space Heating_Natural Gas_Boiler_E7 | F1 | Commercial | Restaurant | New | Space Heating | Natural Gas | Boiler | E7 | CCE | 0 | 0 | 0 | 0 | 0 | 0 | 0 | 0 | 0 | 0 | 0 | 0 | 0 | 0 | 0 | 0 | 0 | 0 | 0 | 0 | 0 | 0 | 0 | 0 | 0 | 0 | 0 | 0 | 0 | 0 | 0 | 0 | 0
F1_Commercial_Restaurant_New_Space Heating_Natural Gas_Boiler_E8 | F1 | Commercial | Restaurant | New | Space Heating | Natural Gas | Boiler | E8 | CCE | 0 | 0 | 0 | 0 | 0 | 0 | 0 | 0 | 0 | 0 | 0 | 0 | 0 | 0 | 0 | 0 | 0 | 0 | 0 | 0 | 0 | 0 | 0 | 0 | 0 | 0 | 0 | 0 | 0 | 0 | 0 | 0 | 0
F1_Commercial_Restaurant_New_Space Heating_Natural Gas_Boiler_E9 | F1 | Commercial | Restaurant | New | Space Heating | Natural Gas | Boiler | E9 | CCE | 0 | 0 | 0 | 0 | 0 | 0 | 0 | 0 | 0 | 0 | 0 | 0 | 0 | 0 | 0 | 0 | 0 | 0 | 0 | 0 | 0 | 0 | 0 | 0 | 0 | 0 | 0 | 0 | 0 | 0 | 0 | 0 | 0
F1_Commercial_Restaurant_New_Space Heating_Natural Gas_Boiler_E10 | F1 | Commercial | Restaurant | New | Space Heating | Natural Gas | Boiler | E10 | CCE | 0 | 0 | 0 | 0 | 0 | 0 | 0 | 0 | 0 | 0 | 0 | 0 | 0 | 0 | 0 | 0 | 0 | 0 | 0 | 0 | 0 | 0 | 0 | 0 | 0 | 0 | 0 | 0 | 0 | 0 | 0 | 0 | 0
F2_Commercial_Restaurant_New_Space Heating_Natural Gas_Boiler_E1 | F2 | Commercial | Restaurant | New | Space Heating | Natural Gas | Boiler | E1 | TRC BC Ratio | 1 | 1 | 1 | 1 | 1 | 0 | 0 | 0 | 0 | 0 | 0 | 0 | 0 | 0 | 0 | 0 | 0 | 0 | 0 | 0 | 0 | 0 | 0 | 0 | 0 | 0 | 0 | 0 | 0 | 0 | 0 | 0 | 0
F2_Commercial_Restaurant_New_Space Heating_Natural Gas_Boiler_E2 | F2 | Commercial | Restaurant | New | Space Heating | Natural Gas | Boiler | E2 | TRC BC Ratio | 44.7133 | 44.7002 | 44.7808 | 44.5831 | 44.4488 | 0 | 0 | 0 | 0 | 0 | 0 | 0 | 0 | 0 | 0 | 0 | 0 | 0 | 0 | 0 | 0 | 0 | 0 | 0 | 0 | 0 | 0 | 0 | 0 | 0 | 0 | 0 | 0
F2_Commercial_Restaurant_New_Space Heating_Natural Gas_Boiler_E3 | F2 | Commercial | Restaurant | New | Space Heating | Natural Gas | Boiler | E3 | TRC BC Ratio | 7.5473 | 7.5451 | 7.5587 | 7.5253 | 7.5027 | 1 | 1 | 1 | 1 | 1 | 1 | 1 | 1 | 1 | 1 | 1 | 1 | 1 | 1 | 1 | 1 | 1 | 1 | 1 | 1 | 1 | 1 | 1 | 1 | 1 | 1 | 1 | 1
F2_Commercial_Restaurant_New_Space Heating_Natural Gas_Boiler_E4 | F2 | Commercial | Restaurant | New | Space Heating | Natural Gas | Boiler | E4 | TRC BC Ratio | 7.4849 | 7.4827 | 7.4962 | 7.4631 | 7.4406 | 7.1793 | 7.1867 | 7.1906 | 7.199 | 7.2059 | 7.2119 | 7.2164 | 7.2222 | 7.2285 | 7.2333 | 7.2383 | 7.2432 | 7.2495 | 7.2555 | 7.2631 | 7.2697 | 7.2768 | 7.2827 | 7.2897 | 7.295 | 7.3 | 7.3046 | 7.3097 | 7.313 | 7.3167 | 7.3188 | 7.3215 | 7.3215
F2_Commercial_Restaurant_New_Space Heating_Natural Gas_Boiler_E5 | F2 | Commercial | Restaurant | New | Space Heating | Natural Gas | Boiler | E5 | TRC BC Ratio | 2.43 | 2.4293 | 2.4336 | 2.4229 | 2.4156 | 1.6895 | 1.6912 | 1.6921 | 1.6941 | 1.6957 | 1.6972 | 1.6982 | 1.6996 | 1.7011 | 1.7022 | 1.7034 | 1.7045 | 1.706 | 1.7074 | 1.7092 | 1.7108 | 1.7124 | 1.7138 | 1.7155 | 1.7167 | 1.7179 | 1.719 | 1.7202 | 1.7209 | 1.7218 | 1.7223 | 1.7229 | 1.7229
F2_Commercial_Restaurant_New_Space Heating_Natural Gas_Boiler_E6 | F2 | Commercial | Restaurant | New | Space Heating | Natural Gas | Boiler | E6 | TRC BC Ratio | 0 | 0 | 0 | 0 | 0 | 0 | 0 | 0 | 0 | 0 | 0 | 0 | 0 | 0 | 0 | 0 | 0 | 0 | 0 | 0 | 0 | 0 | 0 | 0 | 0 | 0 | 0 | 0 | 0 | 0 | 0 | 0 | 0
F2_Commercial_Restaurant_New_Space Heating_Natural Gas_Boiler_E7 | F2 | Commercial | Restaurant | New | Space Heating | Natural Gas | Boiler | E7 | TRC BC Ratio | 0 | 0 | 0 | 0 | 0 | 0 | 0 | 0 | 0 | 0 | 0 | 0 | 0 | 0 | 0 | 0 | 0 | 0 | 0 | 0 | 0 | 0 | 0 | 0 | 0 | 0 | 0 | 0 | 0 | 0 | 0 | 0 | 0
F2_Commercial_Restaurant_New_Space Heating_Natural Gas_Boiler_E8 | F2 | Commercial | Restaurant | New | Space Heating | Natural Gas | Boiler | E8 | TRC BC Ratio | 0 | 0 | 0 | 0 | 0 | 0 | 0 | 0 | 0 | 0 | 0 | 0 | 0 | 0 | 0 | 0 | 0 | 0 | 0 | 0 | 0 | 0 | 0 | 0 | 0 | 0 | 0 | 0 | 0 | 0 | 0 | 0 | 0
F2_Commercial_Restaurant_New_Space Heating_Natural Gas_Boiler_E9 | F2 | Commercial | Restaurant | New | Space Heating | Natural Gas | Boiler | E9 | TRC BC Ratio | 0 | 0 | 0 | 0 | 0 | 0 | 0 | 0 | 0 | 0 | 0 | 0 | 0 | 0 | 0 | 0 | 0 | 0 | 0 | 0 | 0 | 0 | 0 | 0 | 0 | 0 | 0 | 0 | 0 | 0 | 0 | 0 | 0
F2_Commercial_Restaurant_New_Space Heating_Natural Gas_Boiler_E10 | F2 | Commercial | Restaurant | New | Space Heating | Natural Gas | Boiler | E10 | TRC BC Ratio | 0 | 0 | 0 | 0 | 0 | 0 | 0 | 0 | 0 | 0 | 0 | 0 | 0 | 0 | 0 | 0 | 0 | 0 | 0 | 0 | 0 | 0 | 0 | 0 | 0 | 0 | 0 | 0 | 0 | 0 | 0 | 0 | 0
F3_Commercial_Restaurant_New_Space Heating_Natural Gas_Boiler_E1 | F3 | Commercial | Restaurant | New | Space Heating | Natural Gas | Boiler | E1 | PACT BC Ratio | 1 | 1 | 1 | 1 | 1 | 0 | 0 | 0 | 0 | 0 | 0 | 0 | 0 | 0 | 0 | 0 | 0 | 0 | 0 | 0 | 0 | 0 | 0 | 0 | 0 | 0 | 0 | 0 | 0 | 0 | 0 | 0 | 0
F3_Commercial_Restaurant_New_Space Heating_Natural Gas_Boiler_E2 | F3 | Commercial | Restaurant | New | Space Heating | Natural Gas | Boiler | E2 | PACT BC Ratio | 59.6178 | 59.6002 | 59.7077 | 59.4441 | 59.265 | 0 | 0 | 0 | 0 | 0 | 0 | 0 | 0 | 0 | 0 | 0 | 0 | 0 | 0 | 0 | 0 | 0 | 0 | 0 | 0 | 0 | 0 | 0 | 0 | 0 | 0 | 0 | 0
F3_Commercial_Restaurant_New_Space Heating_Natural Gas_Boiler_E3 | F3 | Commercial | Restaurant | New | Space Heating | Natural Gas | Boiler | E3 | PACT BC Ratio | 10.0631 | 10.0601 | 10.0783 | 10.0338 | 10.0036 | 1 | 1 | 1 | 1 | 1 | 1 | 1 | 1 | 1 | 1 | 1 | 1 | 1 | 1 | 1 | 1 | 1 | 1 | 1 | 1 | 1 | 1 | 1 | 1 | 1 | 1 | 1 | 1
F3_Commercial_Restaurant_New_Space Heating_Natural Gas_Boiler_E4 | F3 | Commercial | Restaurant | New | Space Heating | Natural Gas | Boiler | E4 | PACT BC Ratio | 9.9799 | 9.9769 | 9.9949 | 9.9508 | 9.9208 | 9.5724 | 9.5822 | 9.5875 | 9.5987 | 9.6079 | 9.6159 | 9.6219 | 9.6296 | 9.638 | 9.6444 | 9.651 | 9.6576 | 9.666 | 9.674 | 9.6842 | 9.693 | 9.7024 | 9.7103 | 9.7196 | 9.7267 | 9.7333 | 9.7395 | 9.7463 | 9.7507 | 9.7556 | 9.7583 | 9.762 | 9.762
F3_Commercial_Restaurant_New_Space Heating_Natural Gas_Boiler_E5 | F3 | Commercial | Restaurant | New | Space Heating | Natural Gas | Boiler | E5 | PACT BC Ratio | 3.24 | 3.239 | 3.2449 | 3.2305 | 3.2208 | 2.2527 | 2.255 | 2.2562 | 2.2588 | 2.261 | 2.2629 | 2.2643 | 2.2661 | 2.2681 | 2.2696 | 2.2712 | 2.2727 | 2.2747 | 2.2765 | 2.2789 | 2.281 | 2.2832 | 2.2851 | 2.2873 | 2.289 | 2.2905 | 2.292 | 2.2936 | 2.2946 | 2.2957 | 2.2964 | 2.2973 | 2.2973
F3_Commercial_Restaurant_New_Space Heating_Natural Gas_Boiler_E6 | F3 | Commercial | Restaurant | New | Space Heating | Natural Gas | Boiler | E6 | PACT BC Ratio | 0 | 0 | 0 | 0 | 0 | 0 | 0 | 0 | 0 | 0 | 0 | 0 | 0 | 0 | 0 | 0 | 0 | 0 | 0 | 0 | 0 | 0 | 0 | 0 | 0 | 0 | 0 | 0 | 0 | 0 | 0 | 0 | 0
F3_Commercial_Restaurant_New_Space Heating_Natural Gas_Boiler_E7 | F3 | Commercial | Restaurant | New | Space Heating | Natural Gas | Boiler | E7 | PACT BC Ratio | 0 | 0 | 0 | 0 | 0 | 0 | 0 | 0 | 0 | 0 | 0 | 0 | 0 | 0 | 0 | 0 | 0 | 0 | 0 | 0 | 0 | 0 | 0 | 0 | 0 | 0 | 0 | 0 | 0 | 0 | 0 | 0 | 0
F3_Commercial_Restaurant_New_Space Heating_Natural Gas_Boiler_E8 | F3 | Commercial | Restaurant | New | Space Heating | Natural Gas | Boiler | E8 | PACT BC Ratio | 0 | 0 | 0 | 0 | 0 | 0 | 0 | 0 | 0 | 0 | 0 | 0 | 0 | 0 | 0 | 0 | 0 | 0 | 0 | 0 | 0 | 0 | 0 | 0 | 0 | 0 | 0 | 0 | 0 | 0 | 0 | 0 | 0
F3_Commercial_Restaurant_New_Space Heating_Natural Gas_Boiler_E9 | F3 | Commercial | Restaurant | New | Space Heating | Natural Gas | Boiler | E9 | PACT BC Ratio | 0 | 0 | 0 | 0 | 0 | 0 | 0 | 0 | 0 | 0 | 0 | 0 | 0 | 0 | 0 | 0 | 0 | 0 | 0 | 0 | 0 | 0 | 0 | 0 | 0 | 0 | 0 | 0 | 0 | 0 | 0 | 0 | 0
F3_Commercial_Restaurant_New_Space Heating_Natural Gas_Boiler_E10 | F3 | Commercial | Restaurant | New | Space Heating | Natural Gas | Boiler | E10 | PACT BC Ratio | 0 | 0 | 0 | 0 | 0 | 0 | 0 | 0 | 0 | 0 | 0 | 0 | 0 | 0 | 0 | 0 | 0 | 0 | 0 | 0 | 0 | 0 | 0 | 0 | 0 | 0 | 0 | 0 | 0 | 0 | 0 | 0 | 0
F4_Commercial_Restaurant_New_Space Heating_Natural Gas_Boiler_E1 | F4 | Commercial | Restaurant | New | Space Heating | Natural Gas | Boiler | E1 | RVT BC Ratio | 1 | 1 | 1 | 1 | 1 | 0 | 0 | 0 | 0 | 0 | 0 | 0 | 0 | 0 | 0 | 0 | 0 | 0 | 0 | 0 | 0 | 0 | 0 | 0 | 0 | 0 | 0 | 0 | 0 | 0 | 0 | 0 | 0
F4_Commercial_Restaurant_New_Space Heating_Natural Gas_Boiler_E2 | F4 | Commercial | Restaurant | New | Space Heating | Natural Gas | Boiler | E2 | RVT BC Ratio | 64.9834 | 64.9645 | 65.0803 | 64.7961 | 64.603 | 0 | 0 | 0 | 0 | 0 | 0 | 0 | 0 | 0 | 0 | 0 | 0 | 0 | 0 | 0 | 0 | 0 | 0 | 0 | 0 | 0 | 0 | 0 | 0 | 0 | 0 | 0 | 0
F4_Commercial_Restaurant_New_Space Heating_Natural Gas_Boiler_E3 | F4 | Commercial | Restaurant | New | Space Heating | Natural Gas | Boiler | E3 | RVT BC Ratio | 11.5506 | 11.5474 | 11.567 | 11.519 | 11.4864 | 1 | 1 | 1 | 1 | 1 | 1 | 1 | 1 | 1 | 1 | 1 | 1 | 1 | 1 | 1 | 1 | 1 | 1 | 1 | 1 | 1 | 1 | 1 | 1 | 1 | 1 | 1 | 1
F4_Commercial_Restaurant_New_Space Heating_Natural Gas_Boiler_E4 | F4 | Commercial | Restaurant | New | Space Heating | Natural Gas | Boiler | E4 | RVT BC Ratio | 11.4609 | 11.4577 | 11.4771 | 11.4296 | 11.3972 | 11.0216 | 11.0321 | 11.0378 | 11.0498 | 11.0598 | 11.0684 | 11.0749 | 11.0832 | 11.0923 | 11.0992 | 11.1063 | 11.1134 | 11.1224 | 11.131 | 11.142 | 11.1515 | 11.1618 | 11.1702 | 11.1802 | 11.1879 | 11.195 | 11.2017 | 11.209 | 11.2137 | 11.219 | 11.222 | 11.226 | 11.226
F4_Commercial_Restaurant_New_Space Heating_Natural Gas_Boiler_E5 | F4 | Commercial | Restaurant | New | Space Heating | Natural Gas | Boiler | E5 | RVT BC Ratio | 4.1935 | 4.1925 | 4.1988 | 4.1834 | 4.1729 | 3.1289 | 3.1314 | 3.1328 | 3.1356 | 3.1379 | 3.14 | 3.1415 | 3.1434 | 3.1456 | 3.1472 | 3.1489 | 3.1505 | 3.1527 | 3.1547 | 3.1573 | 3.1595 | 3.1619 | 3.1639 | 3.1663 | 3.1681 | 3.1698 | 3.1713 | 3.1731 | 3.1742 | 3.1754 | 3.1761 | 3.177 | 3.177
F4_Commercial_Restaurant_New_Space Heating_Natural Gas_Boiler_E6 | F4 | Commercial | Restaurant | New | Space Heating | Natural Gas | Boiler | E6 | RVT BC Ratio | 0 | 0 | 0 | 0 | 0 | 0 | 0 | 0 | 0 | 0 | 0 | 0 | 0 | 0 | 0 | 0 | 0 | 0 | 0 | 0 | 0 | 0 | 0 | 0 | 0 | 0 | 0 | 0 | 0 | 0 | 0 | 0 | 0
F4_Commercial_Restaurant_New_Space Heating_Natural Gas_Boiler_E7 | F4 | Commercial | Restaurant | New | Space Heating | Natural Gas | Boiler | E7 | RVT BC Ratio | 0 | 0 | 0 | 0 | 0 | 0 | 0 | 0 | 0 | 0 | 0 | 0 | 0 | 0 | 0 | 0 | 0 | 0 | 0 | 0 | 0 | 0 | 0 | 0 | 0 | 0 | 0 | 0 | 0 | 0 | 0 | 0 | 0
F4_Commercial_Restaurant_New_Space Heating_Natural Gas_Boiler_E8 | F4 | Commercial | Restaurant | New | Space Heating | Natural Gas | Boiler | E8 | RVT BC Ratio | 0 | 0 | 0 | 0 | 0 | 0 | 0 | 0 | 0 | 0 | 0 | 0 | 0 | 0 | 0 | 0 | 0 | 0 | 0 | 0 | 0 | 0 | 0 | 0 | 0 | 0 | 0 | 0 | 0 | 0 | 0 | 0 | 0
F4_Commercial_Restaurant_New_Space Heating_Natural Gas_Boiler_E9 | F4 | Commercial | Restaurant | New | Space Heating | Natural Gas | Boiler | E9 | RVT BC Ratio | 0 | 0 | 0 | 0 | 0 | 0 | 0 | 0 | 0 | 0 | 0 | 0 | 0 | 0 | 0 | 0 | 0 | 0 | 0 | 0 | 0 | 0 | 0 | 0 | 0 | 0 | 0 | 0 | 0 | 0 | 0 | 0 | 0
F4_Commercial_Restaurant_New_Space Heating_Natural Gas_Boiler_E10 | F4 | Commercial | Restaurant | New | Space Heating | Natural Gas | Boiler | E10 | RVT BC Ratio | 0 | 0 | 0 | 0 | 0 | 0 | 0 | 0 | 0 | 0 | 0 | 0 | 0 | 0 | 0 | 0 | 0 | 0 | 0 | 0 | 0 | 0 | 0 | 0 | 0 | 0 | 0 | 0 | 0 | 0 | 0 | 0 | 0